## Contents
AusNet Services Forecast Transmission Capex Model (FY20 to FY29) v9
#VALUE!
Methodology
Data Flow
Data¦Lists
Data¦Rates & Assumptions
Data¦Historic Capex-$Nom
Data¦Project Forecasts
Calc¦Project Details-$FY20
Calc¦Project Details-$Mar22
Calc¦Project Details-$Nom
Calc¦Project Details-$Nom+Mar22
Report¦Forecasts-$FY20
Report¦Forecasts-$Mar22
Report¦Forecasts-$Nom
Report¦Forecasts-$Nom+Mar22
Report¦Forecasts Eff-$FY20
Report¦Forecasts Eff-$Mar22
Report¦Forecasts Eff-$Nom
Report¦Forecasts Eff-$Nom+Mar22
Colour codes
Yellow cells are hard-coded
Grey cells are formulas
Orange cells are linked to external workbooks
Green cells represent unique formula that are intentioanlly different to the majority of the table they are in
Blue cells are intentionally left empty

## Methodology
Back to contents
AusNet Services Forecast Transmission Capex Model (FY20 to FY29) v9
#VALUE!
1. The calculations in this model have been adopted from the AER final determinations model (AER - AusNet Services 2017-22 - Capex model - April 2017.xlsm). The main methodology is contained in the "Calc¦Project Details-$FY20" sheet.
1.1. The direct 'as-incurred capex' for each project is split in columns L:V of the "Calc¦Project Details-$FY20" sheet by asset class based on the assumed allocations for each project on the "Data¦Projects" sheet in columns AO:BK and further by internal labour, external labour and materials costs based on the assumed weights located on the "Data¦Rates & Assumptions" sheet (rows 93:95).
1.2. Each of the costs are then escalated in columns X:AH of the "Calc¦Project Details-$FY20" sheet by the real cost escalators for the relevant year and cost type, which are located on sheet "Data¦Rates & Assumptions". The labour rates are contained in rows 28:29 and the materials rates are contained in rows 33:55, which are based on the PTRM asset classes.
1.3. Overhead costs are then calculated for the escalated costs for each project in columns AJ:AT based on the assumed overhead rates located in rows 87:89 of the "Data¦Rates &Assumptions" sheet. Overheads are positive for network costs and to IT costs but other non-network costs attract 0% overheads.
1.4. The total project costs (as incurred) are added up in columns AV:BF = Direct Project Cost + Real Escalation + Overheads.
1.5. The direct project costs are allocated to an as commissioned profile using one of two calculations (as per the previous AER determination capex model):
1.5(i). As commissioned percentages from each project are transposed from the "Data¦Projects" sheet into columns BH:BQ of the "Calc¦Project Details-$FY20" sheet. These percentages are applied to calculate the as commissioned capex in columns CE:CN when the column E indicates the as-commissioned percentages should be applied for the particular project. NOTE: the as commissioned percentages should include a positive percentage in or after the final year where capex is incurred. Otherwise not all capex is allocated to the as commissioned profile.
1.5(ii). The Manual Commissioning flags from each project are transposed from the "Data¦Projects" sheet into columns BT:CC of the "Calc¦Project Details-$FY20" sheet. These flags are applied to calculate the as commissioned capex in columns CE:CN when the column E indicates the as-commissioned percentages should NOT be applied for the particular project.
1.6. The escalation and overhead costs calculated in columns X:AH and AJ:AT project costs are allocated to an as commissioned profile in columns CP:CY and DA:DJ on the "Calc¦Project Details-$FY20" sheet using the proportions of the direct capex allocations to the as commissioned profile (as per the previous AER determination capex model). The calculation ensure that all capex is allocated once and not cost is counted twice in the as commissioned profile.
1.7. The total project costs (as commissioned) are added up in columns DL:DU = Direct Project Cost + Real Escalation + Overheads.
1.8. Column DW on the "Calc¦Project Details-$FY20" sheet provides a check to ensure that all "as incurred capex" is allocated to an "as commissioned" profile. It also ensures that the as incurred capex is only counted once in the forecast.
2. The "Calc¦Project Details-$Mar22", the "Calc¦Project Details-$Nom" and the "Calc¦Project Details-$Nom+Mar22" sheet replicate the "Calc¦Project Details-$FY20" sheet with the relevant inflation applied to derive a forecast using different real and nominal dollar expressions.
3. The "Report¦Forecasts-$FY20", "Report¦Forecasts-$Nom", "Report¦Forecasts-$Mar22" and "Report¦Forecasts-$Nom+Mar22" sheets summarise the capex calculates on each of the respective "Calc¦Project Details-$XXX" sheets.
4. The "Report¦Forecasts Eff-$FY20", "Report¦Forecasts Eff-$Nom", "Report¦Forecasts Eff-$Mar22" and "Report¦Forecasts Eff-$Nom+Mar22" sheets apply the 'efficiency' factor to the capex forecasts in the sheets list in step 4 above.
Notation
The 'FY18', 'FY19'…'FY27' notation is used throughout the model to denote the 'financial years' being reported. The financial years are currently 1 July to 30 June. In other words, FY22 represents the financial year starting on 1 July 2021 and ending on 30 June 2022.
The '$Mar22' notation is used throughout the model to denote the amounts presented in real dollars of 31 March 2022
The '$FY20' notation is used throughout the model to denote the amounts presented in real dollars of 30 June 2020.
The '$FY19' notation is used throughout the model to denote the amounts presented in real dollars of 30 June 2019.
The '$nom' notation is used throughout the model to denote the amounts presented in nominal dollars as recorded as the sum of the expenditures over the financial year without adjusting for inflationary measures.

## Data Flow
Back to contents
AusNet Services Forecast Transmission Capex Model (FY20 to FY29) v9
#VALUE!

## Data¦Lists
Back to contents
AusNet Services Forecast Transmission Capex Model (FY20 to FY29) v9
#VALUE!
| Projects | Project Number | Asset Class Rows | Input Cost Rows | Total Rows | First Row | Asset Classes | Input Costs | Years | Lookup Years Incurred | Lookup Years Commissioned | Index | Index | Project Number | Asset Class Number | Input Cost Number | Driver Category | Driver Sub Category
| HOTS SVC Replacement | 1 | 5 | 3 | 15 | 1 | Secondary | Materials | LTD | LTD | FY20 | 537 | 1 | 1 | 1 | 1 | Replacement - Major Station CBD | Major Station
| Moorabool Terminal Station Circuit Breaker Replacement | 2 | 5 | 3 | 15 | 16 | Switchgear | Labour - Internal | FY18 | FY20 | FY21 |  | 2 | 1 | 1 | 2 | Replacement - Major Station | Lines
| RCTS Transformer and Switchgear Replacement | 3 | 5 | 3 | 15 | 31 | Transformers | Labour - External | FY19 | FY21 | FY22 |  | 3 | 1 | 1 | 3 | Replacement - Other | Stations
| LYPS and HWTS 500kV Circuit Breaker Replacement Stage 2 | 4 | 5 | 3 | 15 | 46 | Reactive |  | FY20 | FY22 | FY23 |  | 4 | 1 | 2 | 1 | Security and Compliance | Secondary & Protection
| SMTS 330/220kV Transformer Replacement - Stage 2 | 5 | 5 | 3 | 15 | 61 | Towers and Conductor |  | FY21 | FY23 | FY24 |  | 5 | 1 | 2 | 2 | Non Network - Other | Communications
| ERTS Redevelopment - Stage 2 | 6 | 5 | 3 | 15 | 76 | Establishment |  | FY22 | FY24 | FY25 |  | 6 | 1 | 2 | 3 | Non Network - Vehicles | Instrument Transformers
| Purchase a spare transformer for WOTS | 7 | 5 | 3 | 15 | 91 | Communications |  | FY23 | FY25 | FY26 |  | 7 | 1 | 3 | 1 | Non Network - Premises | Fire protection systems
| TSTS Transformer and 66kV Circuit Breaker Replacement | 8 | 6 | 3 | 18 | 106 | Inventory |  | FY24 | FY26 | FY27 |  | 8 | 1 | 3 | 2 | Non Network - IT | Infrastructure security
| GTS 220 kV and 66kV Circuit Breaker Replacement | 9 | 5 | 3 | 15 | 124 | IT |  | FY25 | FY27 | FY28 |  | 9 | 1 | 3 | 3 |  | Structure Fall Arrests
| SYTS 500kV GIS Replacement | 10 | 5 | 3 | 15 | 139 | Vehicles |  | FY26 | FY28 | FY29 |  | 10 | 1 | 5 | 1 |  | Insulators
| BLTS 66kV and 22kV Circuit Breaker Replacement | 11 | 5 | 3 | 15 | 154 | Other (Non-Network) |  | FY27 | FY29 |  |  | 11 | 1 | 5 | 2 |  | Communications (S&C)
| SMTS 500kV GIS Replacement | 12 | 5 | 3 | 15 | 169 | Premises |  | FY28 |  |  |  | 12 | 1 | 5 | 3 |  | Vehicles
| KGTS transformer and Switchgear Replacement | 13 | 5 | 3 | 15 | 184 | Land |  | FY29 |  |  |  | 13 | 1 | 6 | 1 |  | Premises
| SHTS B2 and B3 Transformer Replacement | 14 | 5 | 3 | 15 | 199 | Easements | [5 empty] | 14 | 1 | 6 | 2 |  | Other (Non-Network)
| TTS 66kV Circuit Breaker Replacement | 15 | 5 | 3 | 15 | 214 | Equity raising costs (2003-08) | [5 empty] | 15 | 1 | 6 | 3 |  | IT
| KTS A4 500/220kV Transformer Replacement | 16 | 5 | 3 | 15 | 229 | Inventory Adjustment (Other non-network) | [5 empty] | 16 | 2 | 1 | 1
| DDTS H3 330/220kV Transformer and 330kV Circuit Breaker Replacement | 17 | 5 | 3 | 15 | 244 | Accelerated Depr | [5 empty] | 17 | 2 | 1 | 2
| WMTS Redevelopment Project | 18 | 4 | 3 | 12 | 259 | Insulators | [5 empty] | 18 | 2 | 1 | 3
| LYPS & HWTS 500kV CB Replacement Stage 1 | 19 | 1 | 3 | 3 | 271 | Instrument Transformers | [5 empty] | 19 | 2 | 2 | 1
| ERTS Redevelopment - Stage 1 | 20 | 4 | 3 | 12 | 274 | Spare straight-line tax asset class | [5 empty] | 20 | 2 | 2 | 2
| SVTS Redevelopment Project | 21 | 6 | 3 | 18 | 286 | Buildings | [5 empty] | 21 | 2 | 2 | 3
| XA09 - RTS Redevelopment Project | 22 | 5 | 3 | 15 | 304 | In-house software | [5 empty] | 22 | 2 | 3 | 1
| XA09 - RTS Redevelopment - Part II | 23 | 5 | 3 | 15 | 319 | Equity raising costs | [5 empty] | 23 | 2 | 3 | 2
| FBTS 220 & 66 kV CB Replacement Stage 1 | 24 | 1 | 3 | 3 | 334 | [6 empty] | 24 | 2 | 3 | 3
| HWPS 220kV CB Replacement - Stage 4 | 25 | 1 | 3 | 3 | 337 | [6 empty] | 25 | 2 | 5 | 1
| FBTS Transformer and CB Replacement | 26 | 6 | 3 | 18 | 340 | [6 empty] | 26 | 2 | 5 | 2
| HYTS 500kV CB Replacement | 27 | 1 | 3 | 3 | 358 | [6 empty] | 27 | 2 | 5 | 3
| SMTS H2 Transformer Replacement Stage 1 | 28 | 1 | 3 | 3 | 361 | [6 empty] | 28 | 2 | 6 | 1
| L1 & L2 DDTS & SMTS Disconn/E SW Repl. | 29 | 1 | 3 | 3 | 364 | [6 empty] | 29 | 2 | 6 | 2
| GNTS 66 kV CB Replacement | 30 | 1 | 3 | 3 | 367 | [6 empty] | 30 | 2 | 6 | 3
| HOTS 66kV Circuit Breaker Replacement | 31 | 1 | 3 | 3 | 370 | [6 empty] | 31 | 3 | 1 | 1
| FTS 66kV Circuit Breaker Replacement | 32 | 1 | 3 | 3 | 373 | [6 empty] | 32 | 3 | 1 | 2
| BETS Replace RTU, Prot and Control | 33 | 1 | 3 | 3 | 376 | [6 empty] | 33 | 3 | 1 | 3
| REFCL T2 ZS WORK - WOTS (Tx Component) | 34 | 5 | 3 | 15 | 379 | [6 empty] | 34 | 3 | 2 | 1
| Other station transformer replacement | 35 | 1 | 3 | 3 | 394 | [6 empty] | 35 | 3 | 2 | 2
| Power Transformers | 36 | 1 | 3 | 3 | 397 | [6 empty] | 36 | 3 | 2 | 3
| Power transformers - Bushings replacement | 37 | 1 | 3 | 3 | 400 | [6 empty] | 37 | 3 | 3 | 1
| Power transformers - improved safe access | 38 | 1 | 3 | 3 | 403 | [6 empty] | 38 | 3 | 3 | 2
| Circuit breakers | 39 | 1 | 3 | 3 | 406 | [6 empty] | 39 | 3 | 3 | 3
| Instrument transformers (Pre FY23) | 40 | 1 | 3 | 3 | 409 | [6 empty] | 40 | 3 | 5 | 1
| Instrument transformers (Post FY22) | 41 | 1 | 3 | 3 | 412 | [6 empty] | 41 | 3 | 5 | 2
| Current transformers | 42 | 1 | 3 | 3 | 415 | [6 empty] | 42 | 3 | 5 | 3
| Disconnectors | 43 | 1 | 3 | 3 | 418 | [6 empty] | 43 | 3 | 6 | 1
| Reactive plant | 44 | 1 | 3 | 3 | 421 | [6 empty] | 44 | 3 | 6 | 2
| On-line monitoring | 45 | 1 | 3 | 3 | 424 | [6 empty] | 45 | 3 | 6 | 3
| Fire protection systems | 46 | 1 | 3 | 3 | 427 | [6 empty] | 46 | 4 | 1 | 1
| Civils | 47 | 1 | 3 | 3 | 430 | [6 empty] | 47 | 4 | 1 | 2
| Infrastructure security | 48 | 1 | 3 | 3 | 433 | [6 empty] | 48 | 4 | 1 | 3
| Structure fall arrests | 49 | 1 | 3 | 3 | 436 | [6 empty] | 49 | 4 | 2 | 1
| Earth wires (incl. OPGW) | 50 | 1 | 3 | 3 | 439 | [6 empty] | 50 | 4 | 2 | 2
| Other Station works | 51 | 4 | 3 | 12 | 442 | [6 empty] | 51 | 4 | 2 | 3
| Conductor | 52 | 1 | 3 | 3 | 454 | [6 empty] | 52 | 4 | 3 | 1
| Power cables | 53 | 1 | 3 | 3 | 457 | [6 empty] | 53 | 4 | 3 | 2
| Insulators (Pre FY23) | 54 | 1 | 3 | 3 | 460 | [6 empty] | 54 | 4 | 3 | 3
| Insulators (Post FY22) | 55 | 1 | 3 | 3 | 463 | [6 empty] | 55 | 4 | 5 | 1
| Towers | 56 | 1 | 3 | 3 | 466 | [6 empty] | 56 | 4 | 5 | 2
| Secondary & Protection program | 58 | 1 | 3 | 3 | 469 | [6 empty] | 57 | 4 | 5 | 3
| Comms program | 59 | 1 | 3 | 3 | 472 | [6 empty] | 58 | 4 | 6 | 1
| Comms program - safety and security | 60 | 1 | 3 | 3 | 475 | [6 empty] | 59 | 4 | 6 | 2
| Non-System - Motor Vehicles | 61 | 1 | 3 | 3 | 478 | [6 empty] | 60 | 4 | 6 | 3
| Non-System - Premises | 62 | 1 | 3 | 3 | 481 | [6 empty] | 61 | 5 | 1 | 1
| Non-System - Other | 63 | 1 | 3 | 3 | 484 | [6 empty] | 62 | 5 | 1 | 2
| IT Program - Current Period | 64 | 1 | 3 | 3 | 487 | [6 empty] | 63 | 5 | 1 | 3
| Corporate Enablement | 65 | 2 | 3 | 6 | 490 | [6 empty] | 64 | 5 | 2 | 1
| Workforce Collaboration | 66 | 2 | 3 | 6 | 496 | [6 empty] | 65 | 5 | 2 | 2
| Information Management | 67 | 2 | 3 | 6 | 502 | [6 empty] | 66 | 5 | 2 | 3
| Cyber Security | 68 | 2 | 3 | 6 | 508 | [6 empty] | 67 | 5 | 3 | 1
| Corporate Communications | 69 | 2 | 3 | 6 | 514 | [6 empty] | 68 | 5 | 3 | 2
| Intelligent Network Ops | 70 | 2 | 3 | 6 | 520 | [6 empty] | 69 | 5 | 3 | 3
| TAM- Apps | 71 | 2 | 3 | 6 | 526 | [6 empty] | 70 | 5 | 5 | 1
| TAM- Infra | 72 | 2 | 3 | 6 | 532 | [6 empty] | 71 | 5 | 5 | 2
| Project 67 | 73 | 0 | 3 | 0 | 538 | [6 empty] | 72 | 5 | 5 | 3
| Project 68 | 74 | 0 | 3 | 0 | 538 | [6 empty] | 73 | 5 | 6 | 1
| Project 69 | 75 | 0 | 3 | 0 | 538 | [6 empty] | 74 | 5 | 6 | 2
| Project 70 | 76 | 0 | 3 | 0 | 538 | [6 empty] | 75 | 5 | 6 | 3
[13 empty] | 76 | 6 | 1 | 1
[13 empty] | 77 | 6 | 1 | 2
[13 empty] | 78 | 6 | 1 | 3
[13 empty] | 79 | 6 | 2 | 1
[13 empty] | 80 | 6 | 2 | 2
[13 empty] | 81 | 6 | 2 | 3
[13 empty] | 82 | 6 | 3 | 1
[13 empty] | 83 | 6 | 3 | 2
[13 empty] | 84 | 6 | 3 | 3
[13 empty] | 85 | 6 | 5 | 1
[13 empty] | 86 | 6 | 5 | 2
[13 empty] | 87 | 6 | 5 | 3
[13 empty] | 88 | 6 | 6 | 1
[13 empty] | 89 | 6 | 6 | 2
[13 empty] | 90 | 6 | 6 | 3
[13 empty] | 91 | 7 | 1 | 1
[13 empty] | 92 | 7 | 1 | 2
[13 empty] | 93 | 7 | 1 | 3
[13 empty] | 94 | 7 | 2 | 1
[13 empty] | 95 | 7 | 2 | 2
[13 empty] | 96 | 7 | 2 | 3
[13 empty] | 97 | 7 | 3 | 1
[13 empty] | 98 | 7 | 3 | 2
[13 empty] | 99 | 7 | 3 | 3
[13 empty] | 100 | 7 | 5 | 1
[13 empty] | 101 | 7 | 5 | 2
[13 empty] | 102 | 7 | 5 | 3
[13 empty] | 103 | 7 | 6 | 1
[13 empty] | 104 | 7 | 6 | 2
[13 empty] | 105 | 7 | 6 | 3
[13 empty] | 106 | 8 | 1 | 1
[13 empty] | 107 | 8 | 1 | 2
[13 empty] | 108 | 8 | 1 | 3
[13 empty] | 109 | 8 | 2 | 1
[13 empty] | 110 | 8 | 2 | 2
[13 empty] | 111 | 8 | 2 | 3
[13 empty] | 112 | 8 | 3 | 1
[13 empty] | 113 | 8 | 3 | 2
[13 empty] | 114 | 8 | 3 | 3
[13 empty] | 115 | 8 | 5 | 1
[13 empty] | 116 | 8 | 5 | 2
[13 empty] | 117 | 8 | 5 | 3
[13 empty] | 118 | 8 | 6 | 1
[13 empty] | 119 | 8 | 6 | 2
[13 empty] | 120 | 8 | 6 | 3
[13 empty] | 121 | 8 | 7 | 1
[13 empty] | 122 | 8 | 7 | 2
[13 empty] | 123 | 8 | 7 | 3
[13 empty] | 124 | 9 | 1 | 1
[13 empty] | 125 | 9 | 1 | 2
[13 empty] | 126 | 9 | 1 | 3
[13 empty] | 127 | 9 | 2 | 1
[13 empty] | 128 | 9 | 2 | 2
[13 empty] | 129 | 9 | 2 | 3
[13 empty] | 130 | 9 | 3 | 1
[13 empty] | 131 | 9 | 3 | 2
[13 empty] | 132 | 9 | 3 | 3
[13 empty] | 133 | 9 | 5 | 1
[13 empty] | 134 | 9 | 5 | 2
[13 empty] | 135 | 9 | 5 | 3
[13 empty] | 136 | 9 | 6 | 1
[13 empty] | 137 | 9 | 6 | 2
[13 empty] | 138 | 9 | 6 | 3
[13 empty] | 139 | 10 | 1 | 1
[13 empty] | 140 | 10 | 1 | 2
[13 empty] | 141 | 10 | 1 | 3
[13 empty] | 142 | 10 | 2 | 1
[13 empty] | 143 | 10 | 2 | 2
[13 empty] | 144 | 10 | 2 | 3
[13 empty] | 145 | 10 | 3 | 1
[13 empty] | 146 | 10 | 3 | 2
[13 empty] | 147 | 10 | 3 | 3
[13 empty] | 148 | 10 | 5 | 1
[13 empty] | 149 | 10 | 5 | 2
[13 empty] | 150 | 10 | 5 | 3
[13 empty] | 151 | 10 | 6 | 1
[13 empty] | 152 | 10 | 6 | 2
[13 empty] | 153 | 10 | 6 | 3
[13 empty] | 154 | 11 | 1 | 1
[13 empty] | 155 | 11 | 1 | 2
[13 empty] | 156 | 11 | 1 | 3
[13 empty] | 157 | 11 | 2 | 1
[13 empty] | 158 | 11 | 2 | 2
[13 empty] | 159 | 11 | 2 | 3
[13 empty] | 160 | 11 | 3 | 1
[13 empty] | 161 | 11 | 3 | 2
[13 empty] | 162 | 11 | 3 | 3
[13 empty] | 163 | 11 | 5 | 1
[13 empty] | 164 | 11 | 5 | 2
[13 empty] | 165 | 11 | 5 | 3
[13 empty] | 166 | 11 | 6 | 1
[13 empty] | 167 | 11 | 6 | 2
[13 empty] | 168 | 11 | 6 | 3
[13 empty] | 169 | 12 | 1 | 1
[13 empty] | 170 | 12 | 1 | 2
[13 empty] | 171 | 12 | 1 | 3
[13 empty] | 172 | 12 | 2 | 1
[13 empty] | 173 | 12 | 2 | 2
[13 empty] | 174 | 12 | 2 | 3
[13 empty] | 175 | 12 | 3 | 1
[13 empty] | 176 | 12 | 3 | 2
[13 empty] | 177 | 12 | 3 | 3
[13 empty] | 178 | 12 | 5 | 1
[13 empty] | 179 | 12 | 5 | 2
[13 empty] | 180 | 12 | 5 | 3
[13 empty] | 181 | 12 | 6 | 1
[13 empty] | 182 | 12 | 6 | 2
[13 empty] | 183 | 12 | 6 | 3
[13 empty] | 184 | 13 | 1 | 1
[13 empty] | 185 | 13 | 1 | 2
[13 empty] | 186 | 13 | 1 | 3
[13 empty] | 187 | 13 | 2 | 1
[13 empty] | 188 | 13 | 2 | 2
[13 empty] | 189 | 13 | 2 | 3
[13 empty] | 190 | 13 | 3 | 1
[13 empty] | 191 | 13 | 3 | 2
[13 empty] | 192 | 13 | 3 | 3
[13 empty] | 193 | 13 | 5 | 1
[13 empty] | 194 | 13 | 5 | 2
[13 empty] | 195 | 13 | 5 | 3
[13 empty] | 196 | 13 | 6 | 1
[13 empty] | 197 | 13 | 6 | 2
[13 empty] | 198 | 13 | 6 | 3
[13 empty] | 199 | 14 | 1 | 1
[13 empty] | 200 | 14 | 1 | 2
[13 empty] | 201 | 14 | 1 | 3
[13 empty] | 202 | 14 | 2 | 1
[13 empty] | 203 | 14 | 2 | 2
[13 empty] | 204 | 14 | 2 | 3
[13 empty] | 205 | 14 | 3 | 1
[13 empty] | 206 | 14 | 3 | 2
[13 empty] | 207 | 14 | 3 | 3
[13 empty] | 208 | 14 | 5 | 1
[13 empty] | 209 | 14 | 5 | 2
[13 empty] | 210 | 14 | 5 | 3
[13 empty] | 211 | 14 | 6 | 1
[13 empty] | 212 | 14 | 6 | 2
[13 empty] | 213 | 14 | 6 | 3
[13 empty] | 214 | 15 | 1 | 1
[13 empty] | 215 | 15 | 1 | 2
[13 empty] | 216 | 15 | 1 | 3
[13 empty] | 217 | 15 | 2 | 1
[13 empty] | 218 | 15 | 2 | 2
[13 empty] | 219 | 15 | 2 | 3
[13 empty] | 220 | 15 | 3 | 1
[13 empty] | 221 | 15 | 3 | 2
[13 empty] | 222 | 15 | 3 | 3
[13 empty] | 223 | 15 | 5 | 1
[13 empty] | 224 | 15 | 5 | 2
[13 empty] | 225 | 15 | 5 | 3
[13 empty] | 226 | 15 | 6 | 1
[13 empty] | 227 | 15 | 6 | 2
[13 empty] | 228 | 15 | 6 | 3
[13 empty] | 229 | 16 | 1 | 1
[13 empty] | 230 | 16 | 1 | 2
[13 empty] | 231 | 16 | 1 | 3
[13 empty] | 232 | 16 | 2 | 1
[13 empty] | 233 | 16 | 2 | 2
[13 empty] | 234 | 16 | 2 | 3
[13 empty] | 235 | 16 | 3 | 1
[13 empty] | 236 | 16 | 3 | 2
[13 empty] | 237 | 16 | 3 | 3
[13 empty] | 238 | 16 | 5 | 1
[13 empty] | 239 | 16 | 5 | 2
[13 empty] | 240 | 16 | 5 | 3
[13 empty] | 241 | 16 | 6 | 1
[13 empty] | 242 | 16 | 6 | 2
[13 empty] | 243 | 16 | 6 | 3
[13 empty] | 244 | 17 | 1 | 1
[13 empty] | 245 | 17 | 1 | 2
[13 empty] | 246 | 17 | 1 | 3
[13 empty] | 247 | 17 | 2 | 1
[13 empty] | 248 | 17 | 2 | 2
[13 empty] | 249 | 17 | 2 | 3
[13 empty] | 250 | 17 | 3 | 1
[13 empty] | 251 | 17 | 3 | 2
[13 empty] | 252 | 17 | 3 | 3
[13 empty] | 253 | 17 | 5 | 1
[13 empty] | 254 | 17 | 5 | 2
[13 empty] | 255 | 17 | 5 | 3
[13 empty] | 256 | 17 | 6 | 1
[13 empty] | 257 | 17 | 6 | 2
[13 empty] | 258 | 17 | 6 | 3
[13 empty] | 259 | 18 | 1 | 1
[13 empty] | 260 | 18 | 1 | 2
[13 empty] | 261 | 18 | 1 | 3
[13 empty] | 262 | 18 | 2 | 1
[13 empty] | 263 | 18 | 2 | 2
[13 empty] | 264 | 18 | 2 | 3
[13 empty] | 265 | 18 | 3 | 1
[13 empty] | 266 | 18 | 3 | 2
[13 empty] | 267 | 18 | 3 | 3
[13 empty] | 268 | 18 | 6 | 1
[13 empty] | 269 | 18 | 6 | 2
[13 empty] | 270 | 18 | 6 | 3
[13 empty] | 271 | 19 | 2 | 1
[13 empty] | 272 | 19 | 2 | 2
[13 empty] | 273 | 19 | 2 | 3
[13 empty] | 274 | 20 | 1 | 1
[13 empty] | 275 | 20 | 1 | 2
[13 empty] | 276 | 20 | 1 | 3
[13 empty] | 277 | 20 | 2 | 1
[13 empty] | 278 | 20 | 2 | 2
[13 empty] | 279 | 20 | 2 | 3
[13 empty] | 280 | 20 | 3 | 1
[13 empty] | 281 | 20 | 3 | 2
[13 empty] | 282 | 20 | 3 | 3
[13 empty] | 283 | 20 | 6 | 1
[13 empty] | 284 | 20 | 6 | 2
[13 empty] | 285 | 20 | 6 | 3
[13 empty] | 286 | 21 | 1 | 1
[13 empty] | 287 | 21 | 1 | 2
[13 empty] | 288 | 21 | 1 | 3
[13 empty] | 289 | 21 | 2 | 1
[13 empty] | 290 | 21 | 2 | 2
[13 empty] | 291 | 21 | 2 | 3
[13 empty] | 292 | 21 | 3 | 1
[13 empty] | 293 | 21 | 3 | 2
[13 empty] | 294 | 21 | 3 | 3
[13 empty] | 295 | 21 | 5 | 1
[13 empty] | 296 | 21 | 5 | 2
[13 empty] | 297 | 21 | 5 | 3
[13 empty] | 298 | 21 | 6 | 1
[13 empty] | 299 | 21 | 6 | 2
[13 empty] | 300 | 21 | 6 | 3
[13 empty] | 301 | 21 | 7 | 1
[13 empty] | 302 | 21 | 7 | 2
[13 empty] | 303 | 21 | 7 | 3
[13 empty] | 304 | 22 | 1 | 1
[13 empty] | 305 | 22 | 1 | 2
[13 empty] | 306 | 22 | 1 | 3
[13 empty] | 307 | 22 | 2 | 1
[13 empty] | 308 | 22 | 2 | 2
[13 empty] | 309 | 22 | 2 | 3
[13 empty] | 310 | 22 | 3 | 1
[13 empty] | 311 | 22 | 3 | 2
[13 empty] | 312 | 22 | 3 | 3
[13 empty] | 313 | 22 | 5 | 1
[13 empty] | 314 | 22 | 5 | 2
[13 empty] | 315 | 22 | 5 | 3
[13 empty] | 316 | 22 | 6 | 1
[13 empty] | 317 | 22 | 6 | 2
[13 empty] | 318 | 22 | 6 | 3
[13 empty] | 319 | 23 | 1 | 1
[13 empty] | 320 | 23 | 1 | 2
[13 empty] | 321 | 23 | 1 | 3
[13 empty] | 322 | 23 | 2 | 1
[13 empty] | 323 | 23 | 2 | 2
[13 empty] | 324 | 23 | 2 | 3
[13 empty] | 325 | 23 | 3 | 1
[13 empty] | 326 | 23 | 3 | 2
[13 empty] | 327 | 23 | 3 | 3
[13 empty] | 328 | 23 | 5 | 1
[13 empty] | 329 | 23 | 5 | 2
[13 empty] | 330 | 23 | 5 | 3
[13 empty] | 331 | 23 | 6 | 1
[13 empty] | 332 | 23 | 6 | 2
[13 empty] | 333 | 23 | 6 | 3
[13 empty] | 334 | 24 | 2 | 1
[13 empty] | 335 | 24 | 2 | 2
[13 empty] | 336 | 24 | 2 | 3
[13 empty] | 337 | 25 | 2 | 1
[13 empty] | 338 | 25 | 2 | 2
[13 empty] | 339 | 25 | 2 | 3
[13 empty] | 340 | 26 | 1 | 1
[13 empty] | 341 | 26 | 1 | 2
[13 empty] | 342 | 26 | 1 | 3
[13 empty] | 343 | 26 | 2 | 1
[13 empty] | 344 | 26 | 2 | 2
[13 empty] | 345 | 26 | 2 | 3
[13 empty] | 346 | 26 | 3 | 1
[13 empty] | 347 | 26 | 3 | 2
[13 empty] | 348 | 26 | 3 | 3
[13 empty] | 349 | 26 | 5 | 1
[13 empty] | 350 | 26 | 5 | 2
[13 empty] | 351 | 26 | 5 | 3
[13 empty] | 352 | 26 | 6 | 1
[13 empty] | 353 | 26 | 6 | 2
[13 empty] | 354 | 26 | 6 | 3
[13 empty] | 355 | 26 | 7 | 1
[13 empty] | 356 | 26 | 7 | 2
[13 empty] | 357 | 26 | 7 | 3
[13 empty] | 358 | 27 | 2 | 1
[13 empty] | 359 | 27 | 2 | 2
[13 empty] | 360 | 27 | 2 | 3
[13 empty] | 361 | 28 | 3 | 1
[13 empty] | 362 | 28 | 3 | 2
[13 empty] | 363 | 28 | 3 | 3
[13 empty] | 364 | 29 | 2 | 1
[13 empty] | 365 | 29 | 2 | 2
[13 empty] | 366 | 29 | 2 | 3
[13 empty] | 367 | 30 | 2 | 1
[13 empty] | 368 | 30 | 2 | 2
[13 empty] | 369 | 30 | 2 | 3
[13 empty] | 370 | 31 | 2 | 1
[13 empty] | 371 | 31 | 2 | 2
[13 empty] | 372 | 31 | 2 | 3
[13 empty] | 373 | 32 | 2 | 1
[13 empty] | 374 | 32 | 2 | 2
[13 empty] | 375 | 32 | 2 | 3
[13 empty] | 376 | 33 | 1 | 1
[13 empty] | 377 | 33 | 1 | 2
[13 empty] | 378 | 33 | 1 | 3
[13 empty] | 379 | 34 | 1 | 1
[13 empty] | 380 | 34 | 1 | 2
[13 empty] | 381 | 34 | 1 | 3
[13 empty] | 382 | 34 | 2 | 1
[13 empty] | 383 | 34 | 2 | 2
[13 empty] | 384 | 34 | 2 | 3
[13 empty] | 385 | 34 | 3 | 1
[13 empty] | 386 | 34 | 3 | 2
[13 empty] | 387 | 34 | 3 | 3
[13 empty] | 388 | 34 | 5 | 1
[13 empty] | 389 | 34 | 5 | 2
[13 empty] | 390 | 34 | 5 | 3
[13 empty] | 391 | 34 | 6 | 1
[13 empty] | 392 | 34 | 6 | 2
[13 empty] | 393 | 34 | 6 | 3
[13 empty] | 394 | 35 | 3 | 1
[13 empty] | 395 | 35 | 3 | 2
[13 empty] | 396 | 35 | 3 | 3
[13 empty] | 397 | 36 | 3 | 1
[13 empty] | 398 | 36 | 3 | 2
[13 empty] | 399 | 36 | 3 | 3
[13 empty] | 400 | 37 | 3 | 1
[13 empty] | 401 | 37 | 3 | 2
[13 empty] | 402 | 37 | 3 | 3
[13 empty] | 403 | 38 | 3 | 1
[13 empty] | 404 | 38 | 3 | 2
[13 empty] | 405 | 38 | 3 | 3
[13 empty] | 406 | 39 | 2 | 1
[13 empty] | 407 | 39 | 2 | 2
[13 empty] | 408 | 39 | 2 | 3
[13 empty] | 409 | 40 | 2 | 1
[13 empty] | 410 | 40 | 2 | 2
[13 empty] | 411 | 40 | 2 | 3
[13 empty] | 412 | 41 | 19 | 1
[13 empty] | 413 | 41 | 19 | 2
[13 empty] | 414 | 41 | 19 | 3
[13 empty] | 415 | 42 | 2 | 1
[13 empty] | 416 | 42 | 2 | 2
[13 empty] | 417 | 42 | 2 | 3
[13 empty] | 418 | 43 | 2 | 1
[13 empty] | 419 | 43 | 2 | 2
[13 empty] | 420 | 43 | 2 | 3
[13 empty] | 421 | 44 | 4 | 1
[13 empty] | 422 | 44 | 4 | 2
[13 empty] | 423 | 44 | 4 | 3
[13 empty] | 424 | 45 | 6 | 1
[13 empty] | 425 | 45 | 6 | 2
[13 empty] | 426 | 45 | 6 | 3
[13 empty] | 427 | 46 | 6 | 1
[13 empty] | 428 | 46 | 6 | 2
[13 empty] | 429 | 46 | 6 | 3
[13 empty] | 430 | 47 | 6 | 1
[13 empty] | 431 | 47 | 6 | 2
[13 empty] | 432 | 47 | 6 | 3
[13 empty] | 433 | 48 | 6 | 1
[13 empty] | 434 | 48 | 6 | 2
[13 empty] | 435 | 48 | 6 | 3
[13 empty] | 436 | 49 | 5 | 1
[13 empty] | 437 | 49 | 5 | 2
[13 empty] | 438 | 49 | 5 | 3
[13 empty] | 439 | 50 | 5 | 1
[13 empty] | 440 | 50 | 5 | 2
[13 empty] | 441 | 50 | 5 | 3
[13 empty] | 442 | 51 | 1 | 1
[13 empty] | 443 | 51 | 1 | 2
[13 empty] | 444 | 51 | 1 | 3
[13 empty] | 445 | 51 | 2 | 1
[13 empty] | 446 | 51 | 2 | 2
[13 empty] | 447 | 51 | 2 | 3
[13 empty] | 448 | 51 | 3 | 1
[13 empty] | 449 | 51 | 3 | 2
[13 empty] | 450 | 51 | 3 | 3
[13 empty] | 451 | 51 | 6 | 1
[13 empty] | 452 | 51 | 6 | 2
[13 empty] | 453 | 51 | 6 | 3
[13 empty] | 454 | 52 | 5 | 1
[13 empty] | 455 | 52 | 5 | 2
[13 empty] | 456 | 52 | 5 | 3
[13 empty] | 457 | 53 | 5 | 1
[13 empty] | 458 | 53 | 5 | 2
[13 empty] | 459 | 53 | 5 | 3
[13 empty] | 460 | 54 | 5 | 1
[13 empty] | 461 | 54 | 5 | 2
[13 empty] | 462 | 54 | 5 | 3
[13 empty] | 463 | 55 | 18 | 1
[13 empty] | 464 | 55 | 18 | 2
[13 empty] | 465 | 55 | 18 | 3
[13 empty] | 466 | 56 | 5 | 1
[13 empty] | 467 | 56 | 5 | 2
[13 empty] | 468 | 56 | 5 | 3
[13 empty] | 469 | 57 | 1 | 1
[13 empty] | 470 | 57 | 1 | 2
[13 empty] | 471 | 57 | 1 | 3
[13 empty] | 472 | 58 | 7 | 1
[13 empty] | 473 | 58 | 7 | 2
[13 empty] | 474 | 58 | 7 | 3
[13 empty] | 475 | 59 | 7 | 1
[13 empty] | 476 | 59 | 7 | 2
[13 empty] | 477 | 59 | 7 | 3
[13 empty] | 478 | 60 | 10 | 1
[13 empty] | 479 | 60 | 10 | 2
[13 empty] | 480 | 60 | 10 | 3
[13 empty] | 481 | 61 | 12 | 1
[13 empty] | 482 | 61 | 12 | 2
[13 empty] | 483 | 61 | 12 | 3
[13 empty] | 484 | 62 | 11 | 1
[13 empty] | 485 | 62 | 11 | 2
[13 empty] | 486 | 62 | 11 | 3
[13 empty] | 487 | 63 | 9 | 1
[13 empty] | 488 | 63 | 9 | 2
[13 empty] | 489 | 63 | 9 | 3
[13 empty] | 490 | 64 | 9 | 1
[13 empty] | 491 | 64 | 9 | 2
[13 empty] | 492 | 64 | 9 | 3
[13 empty] | 493 | 64 | 22 | 1
[13 empty] | 494 | 64 | 22 | 2
[13 empty] | 495 | 64 | 22 | 3
[13 empty] | 496 | 65 | 9 | 1
[13 empty] | 497 | 65 | 9 | 2
[13 empty] | 498 | 65 | 9 | 3
[13 empty] | 499 | 65 | 22 | 1
[13 empty] | 500 | 65 | 22 | 2
[13 empty] | 501 | 65 | 22 | 3
[13 empty] | 502 | 66 | 9 | 1
[13 empty] | 503 | 66 | 9 | 2
[13 empty] | 504 | 66 | 9 | 3
[13 empty] | 505 | 66 | 22 | 1
[13 empty] | 506 | 66 | 22 | 2
[13 empty] | 507 | 66 | 22 | 3
[13 empty] | 508 | 67 | 9 | 1
[13 empty] | 509 | 67 | 9 | 2
[13 empty] | 510 | 67 | 9 | 3
[13 empty] | 511 | 67 | 22 | 1
[13 empty] | 512 | 67 | 22 | 2
[13 empty] | 513 | 67 | 22 | 3
[13 empty] | 514 | 68 | 9 | 1
[13 empty] | 515 | 68 | 9 | 2
[13 empty] | 516 | 68 | 9 | 3
[13 empty] | 517 | 68 | 22 | 1
[13 empty] | 518 | 68 | 22 | 2
[13 empty] | 519 | 68 | 22 | 3
[13 empty] | 520 | 69 | 9 | 1
[13 empty] | 521 | 69 | 9 | 2
[13 empty] | 522 | 69 | 9 | 3
[13 empty] | 523 | 69 | 22 | 1
[13 empty] | 524 | 69 | 22 | 2
[13 empty] | 525 | 69 | 22 | 3
[13 empty] | 526 | 70 | 9 | 1
[13 empty] | 527 | 70 | 9 | 2
[13 empty] | 528 | 70 | 9 | 3
[13 empty] | 529 | 70 | 22 | 1
[13 empty] | 530 | 70 | 22 | 2
[13 empty] | 531 | 70 | 22 | 3
[13 empty] | 532 | 71 | 9 | 1
[13 empty] | 533 | 71 | 9 | 2
[13 empty] | 534 | 71 | 9 | 3
[13 empty] | 535 | 71 | 22 | 1
[13 empty] | 536 | 71 | 22 | 2
[13 empty] | 537 | 71 | 22 | 3

## CapOH
$Nominal
Overheads | Actual* |  |  | Forecast
| FY17/18 | FY18/19 | FY19/20 | FY20/21 | FY21/22 | FY22/23 | FY23/24 | FY24/25 | FY25/26 | FY26/27
Network | 8983.3275 | 6244.7994 | 6068.3287 | 7691.2849 | 6259.2761 | 7184.7164 | 7909.4699 | 7870.1684 | 8298.9333 | 8350.7035
IT | 736.7317 | 824.8253 | 732.4537 | 373.9905 | 394.2741 | 385.066 | 377.0604 | 386.2984 | 395.7627 | 405.4589
Total | 9720.0592 | 7069.6247 | 6800.7824 | 8065.2754 | 6653.5503 | 7569.7824 | 8286.5303 | 8256.4668 | 8694.6959 | 8756.1623
Network - Direct, $Nom | 110600.9142 | 122070.8798 | 127308.8615 | 113338.7716 | 102868.3613 | 132595.7413 | 142153.0657 | 145142.479 | 118323.4998 | 89017.8883
IT - Direct, $Nom | 8699.8246 | 11246.4434 | 11261.529 | 19055.3524 | 17366.5503 | 17753.463 | 18348.2811 | 19362.9948 | 15018.6198 | 12928.032
Overhead rates | FY17/18 | FY18/19 | FY19/20 | FY20/21 | FY21/22 | FY22/23 | FY23/24 | FY24/25 | FY25/26 | FY26/27
Network | 8.122% | 5.116% | 4.767% | 6.786% | 6.085% | 5.419% | 5.564% | 5.422% | 7.014% | 9.381%
IT | 8.468% | 7.334% | 6.504% | 1.963% | 2.27% | 2.169% | 2.055% | 1.995% | 2.635% | 3.136%
Average FY18-22 | FY17/18: 6.175%
* Actual overheads sourced from annual reg accounts.

## Data¦Rates & Assumptions
Back to contents
AusNet Services Forecast Transmission Capex Model (FY20 to FY29) v9
#VALUE!
| Item | Value
| Model Name | AusNet Services Forecast Transmission Capex Model (FY20 to FY29) v9
Efficiency Factor
| Item | LTD | FY18 | FY19 | FY20 | FY21 | FY22 | FY23 | FY24 | FY25 | FY26 | FY27 | FY28 | FY29
| Efficiency Factor | 0% | bar: FY18 to FY29
Inflation Inputs
|  | 2011-09-30 | 2012-09-30 | 2013-09-30 | 2014-09-30 | 2015-09-30 | 2016-03-31 | 2016-09-30 | 2017-09-30 | 2018-09-30 | 2019-09-30 | 2020-09-30 | 2021-03-01 | 2021-09-30 | 2022-09-30 | 2023-09-30 | 2024-09-30 | 2025-09-30 | 2026-09-30 | 2027-09-30
|  | Actual | Actual | Actual | Actual | Actual | Actual | Actual | Actual | Actual | Actual | Forecast | Forecast | Forecast | Forecast | Forecast | Forecast | Forecast | Forecast | Forecast
| Applies to year | FY12/13 | FY13/14 | FY14/15 | FY15/16 | FY16/17 | End '17 | FY17/18 | FY18/19 | FY19/20 | FY20/21 | FY21/22 | End '22 | FY22/23 | FY23/24 | FY24/25 | FY25/26 | FY26/27 | FY26/28 | FY26/29
| CPI - 8 Capital cities (Prior Sept qtr, Re-based in Sep-12) | 99.8 | 101.8 | 104 | 106.4 | 108 | 108.2 | 109.4 | 111.4 | 113.5 | 115.4 | 117.6122 | 118.71 | 119.8181 | 121.3795 | 122.5125 | 124.109 | 125.2674 | 126.8998 | 128.0843
| Annual inflation (Sept to Sept) | 3.52% | 2.004% | 2.161% | 2.308% | 1.504% | 0.1852% | 1.296% | 1.828% | 1.885% | 1.674% | 1.917% | 0.9334% | 1.876% | 2.249% | 2.249% | 2.249% | 2.249% | 2.249% | 2.249%
| Inflation index - nominal to $ March 2017 | 108.4% | 106.3% | 104% | 101.7% | 100.2% | 100% | 98.9% | 97.13% | 95.33% | 93.76% | 92% | 91.15% | 90.3% | 89.14% | 88.32% | 87.18% | 86.38% | 85.26% | 84.48%
| Inflation index - nominal to $ 2015/16 | 106.6% | 104.5% | 102.3% | 100% | 98.52% | 98.34% | 97.26% | 95.51% | 93.74% | 92.2% | 90.47% | 89.63% | 88.8% | 87.66% | 86.85% | 85.73% | 84.94% | 83.85% | 83.07%
| Inflation index - nominal to $ 2019/20 | FY12/13: 113.7%; FY13/14: 111.5%; FY14/15: 109.1%; FY15/16: 106.7%; FY16/17: 105.1%; End '17: 104.9%; FY17/18: 103.7%; FY18/19: 101.9%; FY19/20: 100%
| Inflation index - $2017/18 to nominal | [6 empty] | 100% | 101.8% | 103.7% | 105.5% | 107.5% | 108.5% | 110.5% | 113% | 115.6% | 118.2% | 120.8% | 123.5% | 126.3%
| Inflation index - $2019/20 to nominal | [6 empty] | 96.9% | 98.17% | 100% | 101.7% | 103.6% | 104.6% | 106.6% | 108.9% | 111.4% | 113.9% | 116.5% | 119.1% | 121.8%
| Inflation index - nominal to $ March 2022 | [6 empty] | 108.5% | 106.6% | 104.6% | 102.9% | 100.9% | 100% | 99.08% | 97.8% | 96.9% | 95.65% | 94.77% | 93.55% | 92.68%
| Labour Rates | FY22/23: 1.0694
| Item |  | LTD | FY20 | FY21 | FY22 | FY23 | FY24 | FY25 | FY26 | FY27 | FY28 | FY29
| Labour - Internal |  | 0% | 0.58% | 0.3659% | 0.6191% | 0.5196% | 0.5008% | 0.7797% | 1.101% | 1.101% | 1.101% | 1.101%
| Labour - External |  | 0% | 0.58% | -0.2629% | 0.1174% | 0.3971% | 0.5618% | 1.039% | 1.245% | 1.245% | 1.245% | 1.245%
Materials Real Cost Rates
| Item |  | LTD | FY20 | FY21 | FY22 | FY23 | FY24 | FY25 | FY26 | FY27 | FY28 | FY29
| Secondary |  | 0% | bar: FY20 to FY29
| Switchgear |  | 0% | bar: FY20 to FY29
| Transformers |  | 0% | bar: FY20 to FY29
| Reactive |  | 0% | bar: FY20 to FY29
| Towers and Conductor |  | 0% | bar: FY20 to FY29
| Establishment |  | 0% | bar: FY20 to FY29
| Communications |  | 0% | bar: FY20 to FY29
| Inventory |  | 0% | bar: FY20 to FY29
| IT |  | 0% | bar: FY20 to FY29
| Vehicles |  | 0% | bar: FY20 to FY29
| Other (Non-Network) |  | 0% | bar: FY20 to FY29
| Premises |  | 0% | bar: FY20 to FY29
| Land |  | 0% | bar: FY20 to FY29
| Easements |  | 0% | bar: FY20 to FY29
| Equity raising costs (2003-08) |  | 0% | bar: FY20 to FY29
| Inventory Adjustment (Other non-network) |  | 0% | bar: FY20 to FY29
| Accelerated Depr |  | 0% | bar: FY20 to FY29
| Insulators |  | 0% | bar: FY20 to FY29
| Instrument Transformers |  | 0% | bar: FY20 to FY29
| Spare straight-line tax asset class |  | 0% | bar: FY20 to FY29
| Buildings |  | 0% | bar: FY20 to FY29
| In-house software |  | 0% | bar: FY20 to FY29
| Equity raising costs |  | 0% | bar: FY20 to FY29
Indexes (base year = 2018/19)
| Item |  | LTD | FY20 | FY21 | FY22 | FY23 | FY24 | FY25 | FY26 | FY27 | FY28 | FY29
| Labour - Internal | 100% | 100% | 100.6% | 100.4% | 101% | 101.5% | 102% | 102.8% | 103.9% | 105.1% | 106.2% | 107.4%
| Labour - External | 100% | 100% | 100.6% | 99.74% | 99.85% | 100.3% | 100.8% | 101.9% | 103.1% | 104.4% | 105.7% | 107%
| Secondary | 100% | 100% | 100% | 100% | 100% | 100% | 100% | 100% | 100% | 100% | 100% | 100%
| Switchgear | 100% | 100% | 100% | 100% | 100% | 100% | 100% | 100% | 100% | 100% | 100% | 100%
| Transformers | 100% | 100% | 100% | 100% | 100% | 100% | 100% | 100% | 100% | 100% | 100% | 100%
| Reactive | 100% | 100% | 100% | 100% | 100% | 100% | 100% | 100% | 100% | 100% | 100% | 100%
| Towers and Conductor | 100% | 100% | 100% | 100% | 100% | 100% | 100% | 100% | 100% | 100% | 100% | 100%
| Establishment | 100% | 100% | 100% | 100% | 100% | 100% | 100% | 100% | 100% | 100% | 100% | 100%
| Communications | 100% | 100% | 100% | 100% | 100% | 100% | 100% | 100% | 100% | 100% | 100% | 100%
| Inventory | 100% | 100% | 100% | 100% | 100% | 100% | 100% | 100% | 100% | 100% | 100% | 100%
| IT | 100% | 100% | 100% | 100% | 100% | 100% | 100% | 100% | 100% | 100% | 100% | 100%
| Vehicles | 100% | 100% | 100% | 100% | 100% | 100% | 100% | 100% | 100% | 100% | 100% | 100%
| Other (Non-Network) | 100% | 100% | 100% | 100% | 100% | 100% | 100% | 100% | 100% | 100% | 100% | 100%
| Premises | 100% | 100% | 100% | 100% | 100% | 100% | 100% | 100% | 100% | 100% | 100% | 100%
| Land | 100% | 100% | 100% | 100% | 100% | 100% | 100% | 100% | 100% | 100% | 100% | 100%
| Easements | 100% | 100% | 100% | 100% | 100% | 100% | 100% | 100% | 100% | 100% | 100% | 100%
| Equity raising costs (2003-08) | 100% | 100% | 100% | 100% | 100% | 100% | 100% | 100% | 100% | 100% | 100% | 100%
| Inventory Adjustment (Other non-network) | 100% | 100% | 100% | 100% | 100% | 100% | 100% | 100% | 100% | 100% | 100% | 100%
| Accelerated Depr | 100% | 100% | 100% | 100% | 100% | 100% | 100% | 100% | 100% | 100% | 100% | 100%
| Insulators | 100% | 100% | 100% | 100% | 100% | 100% | 100% | 100% | 100% | 100% | 100% | 100%
| Instrument Transformers | 100% | 100% | 100% | 100% | 100% | 100% | 100% | 100% | 100% | 100% | 100% | 100%
| Spare straight-line tax asset class | 100% | 100% | 100% | 100% | 100% | 100% | 100% | 100% | 100% | 100% | 100% | 100%
| Buildings | 100% | 100% | 100% | 100% | 100% | 100% | 100% | 100% | 100% | 100% | 100% | 100%
| In-house software | 100% | 100% | 100% | 100% | 100% | 100% | 100% | 100% | 100% | 100% | 100% | 100%
| Equity raising costs | 100% | 100% | 100% | 100% | 100% | 100% | 100% | 100% | 100% | 100% | 100% | 100%
Overheads Rates
| Item |  | LTD | FY20 | FY21 | FY22 | FY23 | FY24 | FY25 | FY26 | FY27 | FY28 | FY29
| Network |  | 0% | 4.767% | 6.786% | 6.085% | 5.419% | 5.564% | 5.422% | 7.014% | 9.381% | 6.305% | 6.305%
| IT |  | 0% | 6.504% | 1.963% | 2.27% | 2.169% | 2.055% | 1.995% | 2.635% | 3.136% | 2.841% | 2.841%
| Other (Non-Network) |  | 0% | bar: FY20 to FY29
Weights for Real Cost Escalation
| Cost Type | Weight
| Materials | 40%
| Labour - Internal | 10%
| Labour - External | 50%

## Data¦Historic Capex-$Nom
Back to contents
AusNet Services Forecast Transmission Capex Model (FY20 to FY29) v9
#VALUE!
| Total Capex by Driver, incl. Overheads (As Incurred) |  |  |  | Inflation Indexes
| Item | FY17/18 | FY18/19 | FY19/20 | Item | FY17/18 | FY18/19 | FY19/20
[5 empty] | CPI Index FY19 to FY20 | 101.9% | 101.9% | 101.9%
[5 empty] | CPI FY19 to Mar22 | 106.6% | 106.6% | 106.6%
| Replacement - Major Station CBD | 49950.953 | 45754.0179 | 12154.1885 | CPI FY19 to Nominal | 98.2% | 100% | 101.9%
| Replacement - Major Station | 29356.1423 | 42516.2544 | 56301.9921 | CPI Nominal to FY20 | 103.7% | 101.9% | 100%
| Replacement - Other | 33988.9137 | 35087.8258 | 57390.8289 | CPI Nominal to Mar22 | 108.5% | 106.6% | 104.6%
| Security and Compliance | 6288.2328 | 5457.5811 | 7530.1807
| Non Network - Vehicles | 704.5153 | 560.2796 | 0
| Non Network - Premises | 1247.7172 | 636.8082 | 4437.6154 | Direct Capex by Cost Type (As Incurred)
| Non Network - Other | 544.5587 | 814.4878 | 935.6886 | Item | FY17/18 | FY18/19 | FY19/20
| Non Network - IT | 9434.0687 | 12071.2687 | 11993.9702
| Capitalised Leases | 0 | 0 | 44322.9786
| Total | 131515.1016 | 142898.5236 | 195067.443 | Labour - Internal
| NCIPAP | -6.3575 | 2545.5601 | 4918.9039 | Labour - External
| Total including NCIPAP | 131508.7441 | 145444.0837 | 199986.3469 | Materials
[5 empty] | Total | 0 | 0 | 0
Total Capex by Driver, incl. Overheads (As Commissioned)
| Item | FY17/18 | FY18/19 | FY19/20 | Direct Capex by Cost Type (As Commissioned)
[5 empty] | Item | FY17/18 | FY18/19 | FY19/20
Replacement - Major Station CBD
| Replacement - Major Station |  |  |  | Labour - Internal
| Replacement - Other |  |  |  | Labour - External
| Security and Compliance |  |  |  | Materials
| Non Network - Vehicles |  |  |  | Total | 0 | 0 | 0
Non Network - Premises
| Non Network - Other |  |  |  | Total Capex by Asset Class, incl. Overheads (As Incurred)
| Non Network - IT |  |  |  | Item | FY17/18 | FY18/19 | FY19/20
Capitalised Leases
| Total | 0 | 0 | 0
| NCIPAP |  |  |  | Secondary | 21397.4081 | 14871.2034 | 19984.2953
| Total including NCIPAP | 0 | 0 | 0 | Switchgear | 40571.9886 | 46626.9015 | 40215.217
[5 empty] | Transformers | 29196.4168 | 23693.4046 | 11458.4831
| Total Capex by Asset Class, incl. Overheads (As Incurred) |  |  |  | Reactive | -8.7712 | 1729.2128 | 4528.0743
| Item | FY17/18 | FY18/19 | FY19/20 | Towers and Conductor | 5882.5013 | 5577.5861 | 16565.9538
[5 empty] | Establishment | 15858.6255 | 19857.4965 | 19565.8956
[5 empty] | Communications | 6679.715 | 19005.4344 | 25978.457
| Secondary | 21397.4081 | 14871.2034 | 19984.2953 | Inventory | 1517.9413 | -625.4734 | 1275.2103
| Switchgear | 40571.9886 | 46626.9015 | 40215.217 | IT | 9434.0687 | 12071.2687 | 11993.9702
| Transformers | 29196.4168 | 23693.4046 | 11458.4831 | Vehicles | 704.5153 | 560.2796 | 0
| Reactive | -8.7712 | 1729.2128 | 4528.0743 | Other (Non-Network) | 544.5587 | 814.4878 | 935.6886
| Lines and towers | 5882.5013 | 5577.5861 | 16565.9538 | Premises | 1247.7172 | 636.8082 | 4437.6154
| Establishment | 15858.6255 | 19857.4965 | 19565.8956 | Land | 0 | 0 | 0
| Communications | 6679.715 | 19005.4344 | 25978.457 | Easements | 0 | 0 | 0
| Inventory | 1517.9413 | -625.4734 | 1275.2103 | Equity raising costs (2003-08) | 0 | 0 | 0
| IT | 9434.0687 | 12071.2687 | 11993.9702 | Inventory Adjustment (Other non-network) | -1517.9413 | 625.4734 | -1275.2103
| Vehicles | 704.5153 | 560.2796 | 0 | Accelerated Depr | 0 | 0 | 0
| Other Non System | 544.5587 | 814.4878 | 935.6886 | Insulators | 0 | 0 | 0
| Premises | 1247.7172 | 636.8082 | 4437.6154 | Instrument Transformers | 0 | 0 | 0
| Land | 0 | 0 | 0 | Capitalised Leases | 0 | 0 | 44322.9786
| Easements | 0 | 0 | 0 | Spare straight-line tax asset class | 0 | 0 | 0
| Capitalised Leases |  |  | 44322.9786 | Buildings | 0 | 0 | 0
| Total | 133026.6854 | 144818.6103 | 201261.8391 | In-house software | 0 | 0 | 0
| Less Inventory movement | -1517.9413 | 625.4734 | -1275.2103 | Equity raising costs | 0 | 0 | 0
| Total less Inventory movement | 131508.7441 | 145444.0837 | 199986.6288 | Total | 131508.7441 | 145444.0837 | 199986.6288
|  | 0 | 0 | -0.28186
| Total Capex by Asset Class, incl. Overheads (As Commissioned) |  |  |  | Total Capex by Asset Class, incl. Overheads (As Commissioned)
| Item | FY17/18 | FY18/19 | FY19/20 | Item | FY17/18 | FY18/19 | FY19/20
| Secondary | 15153.7715 | 12985.0922 | 24412.3356 | Secondary | 15153.7715 | 12985.0922 | 24412.3356
| Switchgear | 22493.9988 | 21548.0768 | 52185.9464 | Switchgear | 22493.9988 | 21548.0768 | 52185.9464
| Transformers | 21180.4603 | 38403.9944 | 15517.1182 | Transformers | 21180.4603 | 38403.9944 | 15517.1182
| Reactive | 234.4774 | 791.8056 | 1804.0744 | Reactive | 234.4774 | 791.8056 | 1804.0744
| Lines and towers | 24709.4949 | 9395.0577 | 20912.5152 | Towers and Conductor | 24709.4949 | 9395.0577 | 20912.5152
| Establishment | 15583.4235 | 10483.8129 | 21181.2805 | Establishment | 15583.4235 | 10483.8129 | 21181.2805
| Communications | 1837.8772 | 6761.1204 | 29753.6984 | Communications | 1837.8772 | 6761.1204 | 29753.6984
| Inventory | 1517.9413 | -625.4734 | 1275.2103 | Inventory | 1517.9413 | -625.4734 | 1275.2103
| IT | 5874.6523 | 13252.1364 | 11865.3063 | IT | 5874.6523 | 13252.1364 | 11865.3063
| Vehicles | 364.979 | 1173.898 | 74.0462 | Vehicles | 364.979 | 1173.898 | 74.0462
| Other Non System | 1512.1111 | 2800.8808 | 2821.795 | Other (Non-Network) | 1512.1111 | 2800.8808 | 2821.795
| Premises | 0 | 0 | 0 | Premises | 0 | 0 | 0
| Land | 0 | 0 | 0 | Land | 0 | 0 | 0
| Easements | 0 | 0 | 0 | Easements | 0 | 0 | 0
| Capitalised Leases |  |  | 44322.9786 | Equity raising costs (2003-08) | 0 | 0 | 0
| Total | 110463.1873 | 116970.402 | 226126.3052 | Inventory Adjustment (Other non-network) | -1517.9413 | 625.4734 | -1275.2103
| Less Inventory movement | -1517.9413 | 625.4734 | -1275.2103 | Accelerated Depr | 0 | 0 | 0
| Total less Inventory movement | 108945.246 | 117595.8754 | 224851.0949 | Insulators | 0 | 0 | 0
[5 empty] | Instrument Transformers | 0 | 0 | 0
[5 empty] | Capitalised Leases | 0 | 0 | 44322.9786
[5 empty] | Spare straight-line tax asset class | 0 | 0 | 0
[5 empty] | Buildings | 0 | 0 | 0
[5 empty] | In-house software | 0 | 0 | 0
[5 empty] | Equity raising costs | 0 | 0 | 0
[5 empty] | Total | 108945.246 | 117595.8754 | 224851.0949
Total Capex by Driver, incl. Overheads (As Incurred)
[5 empty] | Item | FY17/18 | FY18/19 | FY19/20
[5 empty] | Replacement - Major Station CBD | 49950.953 | 45754.0179 | 12154.1885
[5 empty] | Replacement - Major Station | 29356.1423 | 42516.2544 | 56301.9921
[5 empty] | Replacement - Other | 33988.9137 | 35087.8258 | 57390.8289
[5 empty] | Security and Compliance | 6288.2328 | 5457.5811 | 7530.1807
[5 empty] | Non Network - Other | 544.5587 | 814.4878 | 935.6886
[5 empty] | Non Network - Vehicles | 704.5153 | 560.2796 | 0
[5 empty] | Non Network - Premises | 1247.7172 | 636.8082 | 4437.6154
[5 empty] | Non Network - IT | 9434.0687 | 12071.2687 | 11993.9702
[5 empty] | Capitalised Leases | 0 | 0 | 44322.9786
[5 empty] | Total | 131515.1016 | 142898.5236 | 195067.443
[5 empty] | NCIPAP | -6.3575 | 2545.5601 | 4918.9039
[5 empty] | Total including NCIPAP | 131508.7441 | 145444.0837 | 199986.3469
Total Capex by Driver, incl. Overheads (As Commissioned)
[5 empty] | Item | FY17/18 | FY18/19 | FY19/20
[5 empty] | Replacement - Major Station CBD | 0 | 0 | 0
[5 empty] | Replacement - Major Station | 0 | 0 | 0
[5 empty] | Replacement - Other | 0 | 0 | 0
[5 empty] | Security and Compliance | 0 | 0 | 0
[5 empty] | Non Network - Other | 0 | 0 | 0
[5 empty] | Non Network - Vehicles | 0 | 0 | 0
[5 empty] | Non Network - Premises | 0 | 0 | 0
[5 empty] | Non Network - IT | 0 | 0 | 0
[5 empty] | Capitalised Leases | 0 | 0 | 0
[5 empty] | Total | 0 | 0 | 0
Major Station Replacement Capex incl Overheads (As Incurred)
[5 empty] | Item | FY17/18 | FY18/19 | FY19/20
[5 empty] | Major Station | 79307.0952 | 88270.2723 | 68456.1806
[5 empty] | Total | 79307.0952 | 88270.2723 | 68456.1806
Major Station Replacement Capex incl Overheads (As Commissioned)
[5 empty] | Item | FY17/18 | FY18/19 | FY19/20
[5 empty] | Major Station | 0 | 0 | 0
[5 empty] | Total | 0 | 0 | 0
Other Replacement Capex incl Overheads (As Incurred)
[5 empty] | Item | FY17/18 | FY18/19 | FY19/20
[5 empty] | Lines | 318 | 340 | 340
[5 empty] | Stations | 14664 | 10081 | 10081
[5 empty] | Secondary & Protection | 16787 | 9975 | 9975
[5 empty] | Communications | 2218 | 15330 | 15330
[5 empty] | Total | 33987 | 35726 | 35726
Other Replacement Capex incl Overheads (As Commissioned)
[5 empty] | Item | FY17/18 | FY18/19 | FY19/20
Lines
Stations
Secondary & Protection
Communications
[5 empty] | Total | 0 | 0 | 0
Security & Compliance Capex incl Overheads (As Incurred)
[5 empty] | Item | FY17/18 | FY18/19 | FY19/20
[5 empty] | Instrument Transformers | 0 | 0 | 0
[5 empty] | Fire protection systems | 867 | 513 | 513
[5 empty] | Infrastructure security | 3303 | 2309 | 2309
[5 empty] | Structure Fall Arrests | 2219 | 2369 | 2369
[5 empty] | Insulators | 1275 | 23 | 23
[5 empty] | Communications (S&C) | 134 | 370 | 370
[5 empty] | Total | 7798 | 5584 | 5584
Security & Compliance Capex incl Overheads (As Commissioned)
[5 empty] | Item | FY17/18 | FY18/19 | FY19/20
Instrument Transformers
Fire protection systems
Infrastructure security
Structure Fall Arrests
Insulators
Communications (S&C)
[5 empty] | Total | 0 | 0 | 0
Non-Network Capex incl Overheads (As Incurred)
[5 empty] | Item | FY17/18 | FY18/19 | FY19/20
[5 empty] | Vehicles | 704.5153 | 560.2796 | 0
[5 empty] | Premises | 1247.7172 | 636.8082 | 4437.6154
[5 empty] | Other (Non-Network) | 544.5587 | 814.4878 | 935.6886
[5 empty] | IT | 9434.0687 | 12071.2687 | 11993.9702
[5 empty] | Total | 11930.8599 | 14082.8444 | 17367.2742
Non-Network Capex incl Overheads (As Commissioned)
[5 empty] | Item | FY17/18 | FY18/19 | FY19/20
Vehicles
Premises
Other (Non-Network)
IT
[5 empty] | Total | 0 | 0 | 0

## Data¦Project Forecasts
Back to contents
AusNet Services Forecast Transmission Capex Model (FY20 to FY29) v9
#VALUE!
| Index | Project Title | Project Driver | Driver Project Name | Overheads Driver | Recurrent | Non-Recurrent | Apply as commissioned percentages | SAP Project Number | Oracle Project Number | WIP - $FY20 | Forecast Capex, As Incurred (unescalated) - $FY20 | [9 empty] | As Commission Percentages | [9 empty] | Manual Commissioning | [9 empty] | Asset Class Allocations
[11 empty] | LTD | FY20 | FY21 | FY22 | FY23 | FY24 | FY25 | FY26 | FY27 | FY28 | FY29 | FY20 | FY21 | FY22 | FY23 | FY24 | FY25 | FY26 | FY27 | FY28 | FY29 | FY20 | FY21 | FY22 | FY23 | FY24 | FY25 | FY26 | FY27 | FY28 | FY29 | Secondary | Switchgear | Transformers | Reactive | Towers and Conductor | Establishment | Communications | Inventory | IT | Vehicles | Other (Non-Network) | Premises | Land | Easements | Equity raising costs (2003-08) | Inventory Adjustment (Other non-network) | Accelerated Depr | Insulators | Instrument Transformers | Spare straight-line tax asset class | Buildings | In-house software | Equity raising costs
| 1 | HOTS SVC Replacement | Replacement - Major Station | Major Station | Network |  |  | TRUE | TD-0003546 |  | 0 | 67.1435 | 791.5361 | 10289.9688 | 17413.7934 | 11081.5049 | 0 | 0 | 0 | 0 | 0 | 0% | 0% | 0% | 0% | 100% | 0% | 0% | 0% | 0% | 0% | [10 empty] | 6.492% | 35.25% | 37.71% | 0% | 2.479% | 18.07% | 0% | 0% | 0% | 0% | 0% | 0% | 0% | 0% | 0% | 0% | 0% | 0% | 0% | 0% | 0% | 0% | 0% | 100%
| 2 | Moorabool Terminal Station Circuit Breaker Replacement | Replacement - Major Station | Major Station | Network |  |  | TRUE | TD-0006168 |  | 0 | 0 | 0 | 334.2041 | 4344.6535 | 7352.4905 | 4678.8576 | 0 | 0 | 0 | 0 | 0% | 0% | 0% | 0% | 72% | 28% | 0% | 0% | 0% | 0% | [10 empty] | 6.492% | 35.25% | 37.71% | 0% | 2.479% | 18.07% | 0% | 0% | 0% | 0% | 0% | 0% | 0% | 0% | 0% | 0% | 0% | 0% | 0% | 0% | 0% | 0% | 0% | 100%
| 3 | RCTS Transformer and Switchgear Replacement | Replacement - Major Station | Major Station | Network |  |  | TRUE | TD-0008004 |  | 0 | 0 | 0 | 0 | 402.8039 | 5233.8123 | 8858.168 | 5636.6162 | 0 | 0 | 0 | 0% | 0% | 0% | 0% | 0% | 72% | 28% | 0% | 0% | 0% | [10 empty] | 6.492% | 35.25% | 37.71% | 0% | 2.479% | 18.07% | 0% | 0% | 0% | 0% | 0% | 0% | 0% | 0% | 0% | 0% | 0% | 0% | 0% | 0% | 0% | 0% | 0% | 100%
| 4 | LYPS and HWTS 500kV Circuit Breaker Replacement Stage 2 | Replacement - Major Station | Major Station | Network |  |  | TRUE | TD-0008023 |  | 0 | 0 | 0 | 0 | 0 | 0 | 0 | 0 | 0 | 1472.0812 | 19137.0553 | 0% | 0% | 0% | 0% | 0% | 0% | 0% | 0% | 0% | 100% | [10 empty] | 6.492% | 35.25% | 37.71% | 0% | 2.479% | 18.07% | 0% | 0% | 0% | 0% | 0% | 0% | 0% | 0% | 0% | 0% | 0% | 0% | 0% | 0% | 0% | 0% | 0% | 100%
| 5 | SMTS 330/220kV Transformer Replacement - Stage 2 | Replacement - Major Station | Major Station | Network |  |  | TRUE | TD-0006169 |  | 0 | 0 | 0 | 0 | 0 | 766.031 | 9958.4031 | 16852.6823 | 10724.4342 | 0 | 0 | 0% | 0% | 0% | 0% | 0% | 0% | 72% | 28% | 0% | 0% | [10 empty] | 6.492% | 35.25% | 37.71% | 0% | 2.479% | 18.07% | 0% | 0% | 0% | 0% | 0% | 0% | 0% | 0% | 0% | 0% | 0% | 0% | 0% | 0% | 0% | 0% | 0% | 100%
| 6 | ERTS Redevelopment - Stage 2 | Replacement - Major Station | Major Station | Network |  |  | TRUE | TD-0007404 |  | 0 | 28.9322 | 0 | 424.791 | 5520.5243 | 9342.764 | 5945.3153 | 0 | 0 | 0 | 0 | 0% | 0% | 0% | 0% | 72% | 28% | 0% | 0% | 0% | 0% | [10 empty] | 6.492% | 35.25% | 37.71% | 0% | 2.479% | 18.07% | 0% | 0% | 0% | 0% | 0% | 0% | 0% | 0% | 0% | 0% | 0% | 0% | 0% | 0% | 0% | 0% | 0% | 100%
| 7 | Purchase a spare transformer for WOTS | Replacement - Major Station | Major Station | Network |  |  | TRUE | TD-0007975 |  | 0 | 8.043 | 96.7433 | 1257.6629 | 2128.3525 | 1354.4062 | 0 | 0 | 0 | 0 | 0 | 0% | 0% | 0% | 0% | 100% | 0% | 0% | 0% | 0% | 0% | [10 empty] | 6.492% | 35.25% | 37.71% | 0% | 2.479% | 18.07% | 0% | 0% | 0% | 0% | 0% | 0% | 0% | 0% | 0% | 0% | 0% | 0% | 0% | 0% | 0% | 0% | 0% | 100%
| 8 | TSTS Transformer and 66kV Circuit Breaker Replacement | Replacement - Major Station | Major Station | Network |  |  | TRUE | TD-0007772 |  | 1.6774 | 10.0409 | 0 | 748.4413 | 9728.8577 | 16463.9501 | 10477.299 | 0 | 0 | 0 | 0 | 0% | 0% | 0% | 0% | 72% | 28% | 0% | 0% | 0% | 0% | [10 empty] | 13.06% | 40.95% | 32.88% | 0% | 1.417% | 11.35% | 0.333% | 0% | 0% | 0% | 0% | 0% | 0% | 0% | 0% | 0% | 0% | 0% | 0% | 0% | 0% | 0% | 0% | 100%
| 9 | GTS 220 kV and 66kV Circuit Breaker Replacement | Replacement - Major Station | Major Station | Network |  |  | TRUE | TD-0003735 |  | 0 | 0 | 0 | 0 | 0 | 0 | 0 | 0 | 0 | 314.6796 | 4090.8343 | 0% | 0% | 0% | 0% | 0% | 0% | 0% | 0% | 0% | 100% | [10 empty] | 6.492% | 35.25% | 37.71% | 0% | 2.479% | 18.07% | 0% | 0% | 0% | 0% | 0% | 0% | 0% | 0% | 0% | 0% | 0% | 0% | 0% | 0% | 0% | 0% | 0% | 100%
| 10 | SYTS 500kV GIS Replacement | Replacement - Major Station | Major Station | Network |  |  | TRUE | TD-0008033 |  | 0 | 0 | 0 | 1164.4375 | 15142.0849 | 25625.5403 | 16307.4019 | 0 | 0 | 0 | 0 | 0% | 0% | 0% | 0% | 72% | 28% | 0% | 0% | 0% | 0% | [10 empty] | 6.492% | 35.25% | 37.71% | 0% | 2.479% | 18.07% | 0% | 0% | 0% | 0% | 0% | 0% | 0% | 0% | 0% | 0% | 0% | 0% | 0% | 0% | 0% | 0% | 0% | 100%
| 11 | BLTS 66kV and 22kV Circuit Breaker Replacement | Replacement - Major Station | Major Station | Network |  |  | TRUE | TD-0007753 |  | 0 | 9.388 | 0 | 256.8095 | 3338.5232 | 5649.8085 | 3595.3327 | 0 | 0 | 0 | 0 | 0% | 0% | 0% | 0% | 72% | 28% | 0% | 0% | 0% | 0% | [10 empty] | 6.492% | 35.25% | 37.71% | 0% | 2.479% | 18.07% | 0% | 0% | 0% | 0% | 0% | 0% | 0% | 0% | 0% | 0% | 0% | 0% | 0% | 0% | 0% | 0% | 0% | 100%
| 12 | SMTS 500kV GIS Replacement | Replacement - Major Station | Major Station | Network |  |  | TRUE | TD-0008025 |  | 0 | 0 | 0 | 0 | 0 | 313.0965 | 4074.6518 | 6896.0381 | 4388.6277 | 0 | 0 | 0% | 0% | 0% | 0% | 0% | 0% | 72% | 28% | 0% | 0% | [10 empty] | 6.492% | 35.25% | 37.71% | 0% | 2.479% | 18.07% | 0% | 0% | 0% | 0% | 0% | 0% | 0% | 0% | 0% | 0% | 0% | 0% | 0% | 0% | 0% | 0% | 0% | 100%
| 13 | KGTS transformer and Switchgear Replacement | Replacement - Major Station | Major Station | Network |  |  | TRUE | TD-0003458 |  | 0 | 0 | 0 | 0 | 0 | 0 | 0 | 0 | 0 | 0 | 0 | 0% | 0% | 0% | 0% | 0% | 0% | 0% | 0% | 0% | 0% | [10 empty] | 6.492% | 35.25% | 37.71% | 0% | 2.479% | 18.07% | 0% | 0% | 0% | 0% | 0% | 0% | 0% | 0% | 0% | 0% | 0% | 0% | 0% | 0% | 0% | 0% | 0% | 100%
| 14 | SHTS B2 and B3 Transformer Replacement | Replacement - Major Station | Major Station | Network |  |  | TRUE | TD-0007996 |  | 0 | 4.8488 | 0 | 313.976 | 4081.6876 | 6907.4714 | 4395.6636 | 0 | 0 | 0 | 0 | 0% | 0% | 0% | 0% | 72% | 28% | 0% | 0% | 0% | 0% | [10 empty] | 6.492% | 35.25% | 37.71% | 0% | 2.479% | 18.07% | 0% | 0% | 0% | 0% | 0% | 0% | 0% | 0% | 0% | 0% | 0% | 0% | 0% | 0% | 0% | 0% | 0% | 100%
| 15 | TTS 66kV Circuit Breaker Replacement | Replacement - Major Station | Major Station | Network |  |  | TRUE | TD-0003597 |  | 0 | 0 | 0 | 0 | 248.0146 | 3221.5518 | 5452.804 | 3469.5664 | 0 | 0 | 0 | 0% | 0% | 0% | 0% | 0% | 72% | 28% | 0% | 0% | 0% | [10 empty] | 6.492% | 35.25% | 37.71% | 0% | 2.479% | 18.07% | 0% | 0% | 0% | 0% | 0% | 0% | 0% | 0% | 0% | 0% | 0% | 0% | 0% | 0% | 0% | 0% | 0% | 100%
| 16 | KTS A4 500/220kV Transformer Replacement | Replacement - Major Station | Major Station | Network |  |  | TRUE | TD-0003454 |  | 0 | 0 | 0 | 0 | 0 | 1249.7475 | 16251.1148 | 27502.3602 | 17501.7418 | 0 | 0 | 0% | 0% | 0% | 0% | 0% | 0% | 72% | 28% | 0% | 0% | [10 empty] | 6.492% | 35.25% | 37.71% | 0% | 2.479% | 18.07% | 0% | 0% | 0% | 0% | 0% | 0% | 0% | 0% | 0% | 0% | 0% | 0% | 0% | 0% | 0% | 0% | 0% | 100%
| 17 | DDTS H3 330/220kV Transformer and 330kV Circuit Breaker Replacement | Replacement - Major Station | Major Station | Network |  |  | TRUE | TD-0008026 |  | 0 | 0 | 0 | 0 | 0 | 0 | 0 | 0 | 0 | 0 | 0 | 0% | 0% | 0% | 0% | 0% | 0% | 0% | 0% | 0% | 0% | [10 empty] | 6.492% | 35.25% | 37.71% | 0% | 2.479% | 18.07% | 0% | 0% | 0% | 0% | 0% | 0% | 0% | 0% | 0% | 0% | 0% | 0% | 0% | 0% | 0% | 0% | 0% | 100%
| 18 | WMTS Redevelopment Project | Replacement - Major Station CBD | Major Station | Network |  |  | TRUE | TD-0003319 |  | 37429.4104 | 22264.4352 | 16108.7233 | 6189.2792 | 9526.8251 | 0 | 0 | 0 | 0 | 0 | 0 | 14% | 25.13% | 31.84% | 11.69% | 17.34% | 0% | 0% | 0% | 0% | 0% | [10 empty] | 8.545% | 49.85% | 16.1% | 0% | 0% | 25.51% | 0% | 0% | 0% | 0% | 0% | 0% | 0% | 0% | 0% | 0% | 0% | 0% | 0% | 0% | 0% | 0% | 0% | 100%
| 19 | LYPS & HWTS 500kV CB Replacement Stage 1 | Replacement - Major Station | Major Station | Network |  |  | TRUE | TD-0006190 |  | 18496.4748 | 6091.7053 | 4383.2084 | 2891.7008 | 0 | 0 | 0 | 0 | 0 | 0 | 0 | 0% | 96.8% | 3.197% | 0% | 0% | 0% | 0% | 0% | 0% | 0% | [10 empty] | 0% | 100% | 0% | 0% | 0% | 0% | 0% | 0% | 0% | 0% | 0% | 0% | 0% | 0% | 0% | 0% | 0% | 0% | 0% | 0% | 0% | 0% | 0% | 100%
| 20 | ERTS Redevelopment - Stage 1 | Replacement - Major Station | Major Station | Network |  |  | TRUE | TD-0003440 |  | 3651.4992 | 2939.1931 | 3982.2256 | 5466.8268 | 0 | 0 | 0 | 0 | 0 | 0 | 0 | 20% | 80% | 0% | 0% | 0% | 0% | 0% | 0% | 0% | 0% | [10 empty] | 17.18% | 30.93% | 44% | 0% | 0% | 7.895% | 0% | 0% | 0% | 0% | 0% | 0% | 0% | 0% | 0% | 0% | 0% | 0% | 0% | 0% | 0% | 0% | 0% | 100%
| 21 | SVTS Redevelopment Project | Replacement - Major Station | Major Station | Network |  |  | TRUE | TD-0003415 |  | 5807.8069 | 14122.0852 | 9627.5802 | 4713.6021 | 15549.812 | 0 | 0 | 0 | 0 | 0 | 0 | 0% | 38.46% | 28.85% | 19.23% | 13.46% | 0% | 0% | 0% | 0% | 0% | [10 empty] | 13.06% | 40.95% | 32.88% | 0% | 1.417% | 11.35% | 0.333% | 0% | 0% | 0% | 0% | 0% | 0% | 0% | 0% | 0% | 0% | 0% | 0% | 0% | 0% | 0% | 0% | 100%
| 22 | XA09 - RTS Redevelopment Project | Replacement - Major Station CBD | Major Station | Network |  |  | TRUE | TD-0003317 |  | 29966.4504 | -10394.8278 | 0 | 0 | 0 | 0 | 0 | 0 | 0 | 0 | 0 | 0% | 0% | 0% | 0% | 0% | 0% | 0% | 0% | 0% | 0% | [10 empty] | 6.349% | 43.22% | 34.11% | 0% | 9.917% | 6.403% | 0% | 0% | 0% | 0% | 0% | 0% | 0% | 0% | 0% | 0% | 0% | 0% | 0% | 0% | 0% | 0% | 0% | 100%
| 23 | XA09 - RTS Redevelopment - Part II | Replacement - Major Station CBD | Major Station | Network |  |  | TRUE | TD-0009714 |  | 0 | 19593.8347 | 0 | 0 | 0 | 0 | 0 | 0 | 0 | 0 | 0 | 0% | 0% | 0% | 0% | 0% | 0% | 0% | 0% | 0% | 0% | [10 empty] | 6.349% | 43.22% | 34.11% | 0% | 9.917% | 6.403% | 0% | 0% | 0% | 0% | 0% | 0% | 0% | 0% | 0% | 0% | 0% | 0% | 0% | 0% | 0% | 0% | 0% | 100%
| 24 | FBTS 220 & 66 kV CB Replacement Stage 1 | Replacement - Major Station | Major Station | Network |  |  | TRUE | TD-0003437 |  | 4693.3738 | 2496.8117 | 5412.7307 | 1897.6765 | 0 | 0 | 0 | 0 | 0 | 0 | 0 | 0% | 90% | 10% | 0% | 0% | 0% | 0% | 0% | 0% | 0% | [10 empty] | 0% | 100% | 0% | 0% | 0% | 0% | 0% | 0% | 0% | 0% | 0% | 0% | 0% | 0% | 0% | 0% | 0% | 0% | 0% | 0% | 0% | 0% | 0% | 100%
| 25 | HWPS 220kV CB Replacement - Stage 4 | Replacement - Major Station | Major Station | Network |  |  | TRUE | TD-0003456 |  | 8711.1035 | 1075.3415 | 2315.4685 | 1889.3967 | 2422.7042 | 0 | 0 | 0 | 0 | 0 | 0 | 20% | 40% | 30% | 10% | 0% | 0% | 0% | 0% | 0% | 0% | [10 empty] | 0% | 100% | 0% | 0% | 0% | 0% | 0% | 0% | 0% | 0% | 0% | 0% | 0% | 0% | 0% | 0% | 0% | 0% | 0% | 0% | 0% | 0% | 0% | 100%
| 26 | FBTS Transformer and CB Replacement | Replacement - Major Station | Major Station | Network |  |  | TRUE | TD-0004190 |  | 4273.3939 | 3318.2021 | 3815.1943 | 1886.4747 | 0 | 0 | 0 | 0 | 0 | 0 | 0 | 0% | 83% | 17% | 0% | 0% | 0% | 0% | 0% | 0% | 0% | [10 empty] | 13.06% | 40.95% | 32.88% | 0% | 1.417% | 11.35% | 0.333% | 0% | 0% | 0% | 0% | 0% | 0% | 0% | 0% | 0% | 0% | 0% | 0% | 0% | 0% | 0% | 0% | 100%
| 27 | HYTS 500kV CB Replacement | Replacement - Major Station | Major Station | Network |  |  | TRUE | TD-0004189 |  | 4746.2727 | 1000.4501 | 5710.7352 | 892.8571 | 0 | 0 | 0 | 0 | 0 | 0 | 0 | 0% | 100% | 0% | 0% | 0% | 0% | 0% | 0% | 0% | 0% | [10 empty] | 0% | 100% | 0% | 0% | 0% | 0% | 0% | 0% | 0% | 0% | 0% | 0% | 0% | 0% | 0% | 0% | 0% | 0% | 0% | 0% | 0% | 0% | 0% | 100%
| 28 | SMTS H2 Transformer Replacement Stage 1 | Replacement - Major Station | Major Station | Network |  |  | TRUE | TD-0003439 |  | 787.0018 | 625.8718 | 5.5145 | 0 | 0 | 0 | 0 | 0 | 0 | 0 | 0 | 90% | 10% | 0% | 0% | 0% | 0% | 0% | 0% | 0% | 0% | [10 empty] | 0% | 0% | 100% | 0% | 0% | 0% | 0% | 0% | 0% | 0% | 0% | 0% | 0% | 0% | 0% | 0% | 0% | 0% | 0% | 0% | 0% | 0% | 0% | 100%
| 29 | L1 & L2 DDTS & SMTS Disconn/E SW Repl. | Replacement - Major Station | Major Station | Network |  |  | TRUE | TD-0006939 |  |  | 76.6497 | 1245 | 1459 | 2715 | 0 | 0 | 0 | 0 | 0 | 0 | 0% | 0% | 50% | 50% | 0% | 0% | 0% | 0% | 0% | 0% | [10 empty] | 0% | 100% | 0% | 0% | 0% | 0% | 0% | 0% | 0% | 0% | 0% | 0% | 0% | 0% | 0% | 0% | 0% | 0% | 0% | 0% | 0% | 0% | 0% | 100%
| 30 | GNTS 66 kV CB Replacement | Replacement - Major Station | Major Station | Network |  |  | TRUE | TD-0007993 |  |  | 0 | 0 | 0 | 0 | 329.8126 | 1484.1566 | 1484.1566 | 0 | 0 | 0 | 0% | 0% | 0% | 0% | 0% | 50% | 50% | 0% | 0% | 0% | [10 empty] | 0% | 100% | 0% | 0% | 0% | 0% | 0% | 0% | 0% | 0% | 0% | 0% | 0% | 0% | 0% | 0% | 0% | 0% | 0% | 0% | 0% | 0% | 0% | 100%
| 31 | HOTS 66kV Circuit Breaker Replacement | Replacement - Major Station | Major Station | Network |  |  | TRUE | TD-0008012 |  |  | 0 | 0 | 0 | 0 | 0 | 329.8126 | 1484.1566 | 1484.1566 | 0 | 0 | 0% | 0% | 0% | 0% | 0% | 0% | 50% | 50% | 0% | 0% | [10 empty] | 0% | 100% | 0% | 0% | 0% | 0% | 0% | 0% | 0% | 0% | 0% | 0% | 0% | 0% | 0% | 0% | 0% | 0% | 0% | 0% | 0% | 0% | 0% | 100%
| 32 | FTS 66kV Circuit Breaker Replacement | Replacement - Major Station | Major Station | Network |  |  | TRUE | TD-0007987 |  |  | 0 | 0 | 0 | 0 | 0 | 0 | 461.7376 | 2077.8193 | 2077.8193 | 0 | 0% | 0% | 0% | 0% | 0% | 0% | 0% | 50% | 50% | 0% | [10 empty] | 0% | 100% | 0% | 0% | 0% | 0% | 0% | 0% | 0% | 0% | 0% | 0% | 0% | 0% | 0% | 0% | 0% | 0% | 0% | 0% | 0% | 0% | 0% | 100%
| 33 | BETS Replace RTU, Prot and Control | Replacement - Major Station | Major Station | Network |  |  | TRUE | TD-0005860 |  |  | 0 | 0 | 0 | 0 | 0 | 0 | 0 | 0 | 0 | 0 | 0% | 0% | 0% | 0% | 0% | 0% | 0% | 0% | 0% | 0% | [10 empty] | 100% |  | 0% | 0% | 0% | 0% | 0% | 0% | 0% | 0% | 0% | 0% | 0% | 0% | 0% | 0% | 0% | 0% | 0% | 0% | 0% | 0% | 0% | 100%
| 34 | REFCL T2 ZS WORK - WOTS (Tx Component) | Security and Compliance | Stations | Network |  |  | TRUE | TD-0009654 |  | 0 | 0 | 0 | 0 | 0 | 0 | 0 | 0 | 0 | 0 | 0 | 0% | 0% | 0% | 0% | 0% | 0% | 0% | 0% | 0% | 0% | [10 empty] | 6.492% | 35.25% | 37.71% | 0% | 2.479% | 18.07% | 0% | 0% | 0% | 0% | 0% | 0% | 0% | 0% | 0% | 0% | 0% | 0% | 0% | 0% | 0% | 0% | 0% | 100%
| 35 | Other station transformer replacement | Replacement - Major Station | Major Station | Network |  |  | FALSE | Program |  |  |  | 0 | 0 | 0 | 0 | 0 | 0 | 0 | 0 | 0 | [10 empty] | x | x | x | x | x | x | x | x | x | x | 0% | 0% | 100% | 0% | 0% | 0% | 0% | 0% | 0% | 0% | 0% | 0% | 0% | 0% | 0% | 0% | 0% | 0% | 0% | 0% | 0% | 0% | 0% | 100%
| 36 | Power Transformers | Replacement - Other | Stations | Network |  |  | FALSE | Program |  |  |  | 61.9713 | 5140.3 | 2560 | 2560 | 2560 | 2560 | 2560 | 0 | 0 | [10 empty] | x | x | x | x | x | x | x | x | x | x | 0% | 0% | 100% | 0% | 0% | 0% | 0% | 0% | 0% | 0% | 0% | 0% | 0% | 0% | 0% | 0% | 0% | 0% | 0% | 0% | 0% | 0% | 0% | 100%
| 37 | Power transformers - Bushings replacement | Replacement - Other | Stations | Network |  |  | FALSE | Program |  |  |  | 803.2253 | 1339.2857 | 0 | 0 | 0 | 0 | 0 | 0 | 0 | [10 empty] | x | x | x | x | x | x | x | x | x | x | 0% | 0% | 100% | 0% | 0% | 0% | 0% | 0% | 0% | 0% | 0% | 0% | 0% | 0% | 0% | 0% | 0% | 0% | 0% | 0% | 0% | 0% | 0% | 100%
| 38 | Power transformers - improved safe access | Replacement - Other | Stations | Network |  |  | FALSE | Program |  |  |  | 147.6236 | 0 | 0 | 0 | 0 | 0 | 0 | 0 | 0 | [10 empty] | x | x | x | x | x | x | x | x | x | x | 0% | 0% | 100% | 0% | 0% | 0% | 0% | 0% | 0% | 0% | 0% | 0% | 0% | 0% | 0% | 0% | 0% | 0% | 0% | 0% | 0% | 0% | 0% | 100%
| 39 | Circuit breakers | Replacement - Other | Stations | Network |  |  | FALSE | Program |  |  |  | 1356.2183 | 3017.3313 | 2436.5 | 1008.8 | 1008.8 | 1008.8 | 1008.8 | 0 | 0 | [10 empty] | x | x | x | x | x | x | x | x | x | x | 0% | 100% | 0% | 0% | 0% | 0% | 0% | 0% | 0% | 0% | 0% | 0% | 0% | 0% | 0% | 0% | 0% | 0% | 0% | 0% | 0% | 0% | 0% | 100%
| 40 | Instrument transformers (Pre FY23) | Replacement - Other | Stations | Network |  |  | FALSE | Program |  |  |  | 0 | 0 | 0 | 0 | 0 | 0 | 0 | 0 | 0 | [10 empty] | x | x | x | x | x | x | x | x | x | x | 0% | 100% | 0% | 0% | 0% | 0% | 0% | 0% | 0% | 0% | 0% | 0% | 0% | 0% | 0% | 0% | 0% | 0% | 0% | 0% | 0% | 0% | 0% | 100%
| 41 | Instrument transformers (Post FY22) | Replacement - Other | Stations | Network |  |  | FALSE | Program |  |  |  | 0 | 0 | 1540 | 1540 | 1540 | 1540 | 1540 | 0 | 0 | [10 empty] | x | x | x | x | x | x | x | x | x | x | 0% | 0% | 0% | 0% | 0% | 0% | 0% | 0% | 0% | 0% | 0% | 0% | 0% | 0% | 0% | 0% | 0% | 0% | 100% | 0% | 0% | 0% | 0% | 100%
| 42 | Current transformers | Replacement - Other | Stations | Network |  |  | FALSE | Program |  |  |  | 1467.9007 | 920.0545 | 0 | 0 | 0 | 0 | 0 | 0 | 0 | [10 empty] | x | x | x | x | x | x | x | x | x | x | 0% | 100% | 0% | 0% | 0% | 0% | 0% | 0% | 0% | 0% | 0% | 0% | 0% | 0% | 0% | 0% | 0% | 0% | 0% | 0% | 0% | 0% | 0% | 100%
| 43 | Disconnectors | Replacement - Other | Stations | Network |  |  | FALSE | Program |  |  |  | 89.976 | 0 | 255.2 | 255.2 | 255.2 | 255.2 | 255.2 | 0 | 0 | [10 empty] | x | x | x | x | x | x | x | x | x | x | 0% | 100% | 0% | 0% | 0% | 0% | 0% | 0% | 0% | 0% | 0% | 0% | 0% | 0% | 0% | 0% | 0% | 0% | 0% | 0% | 0% | 0% | 0% | 100%
| 44 | Reactive plant | Replacement - Other | Stations | Network |  |  | FALSE | Program |  |  |  | 8835.2739 | 228.5714 | 0 | 0 | 0 | 0 | 0 | 0 | 0 | [10 empty] | x | x | x | x | x | x | x | x | x | x | 0% | 0% | 0% | 100% | 0% | 0% | 0% | 0% | 0% | 0% | 0% | 0% | 0% | 0% | 0% | 0% | 0% | 0% | 0% | 0% | 0% | 0% | 0% | 100%
| 45 | On-line monitoring | Replacement - Other | Stations | Network |  |  | FALSE | Program |  |  |  | 0 | 0 | 0 | 0 | 0 | 0 | 0 | 0 | 0 | [10 empty] | x | x | x | x | x | x | x | x | x | x | 0% | 0% | 0% | 0% | 0% | 100% | 0% | 0% | 0% | 0% | 0% | 0% | 0% | 0% | 0% | 0% | 0% | 0% | 0% | 0% | 0% | 0% | 0% | 100%
| 46 | Fire protection systems | Security and Compliance | Fire protection systems | Network |  |  | FALSE | Program |  |  |  | 927.9585 | 0 | 470 | 470 | 470 | 470 | 470 | 0 | 0 | [10 empty] | x | x | x | x | x | x | x | x | x | x | 0% | 0% | 0% | 0% | 0% | 100% | 0% | 0% | 0% | 0% | 0% | 0% | 0% | 0% | 0% | 0% | 0% | 0% | 0% | 0% | 0% | 0% | 0% | 100%
| 47 | Civils | Replacement - Other | Stations | Network |  |  | FALSE | Program |  |  |  | 0 | 25 | 2040 | 2040 | 2040 | 2040 | 2040 | 0 | 0 | [10 empty] | x | x | x | x | x | x | x | x | x | x | 0% | 0% | 0% | 0% | 0% | 100% | 0% | 0% | 0% | 0% | 0% | 0% | 0% | 0% | 0% | 0% | 0% | 0% | 0% | 0% | 0% | 0% | 0% | 100%
| 48 | Infrastructure security | Security and Compliance | Infrastructure security | Network |  |  | FALSE | Program |  |  |  | 340.1214 | 825.9607 | 1250 | 1250 | 1250 | 1250 | 1250 | 0 | 0 | [10 empty] | x | x | x | x | x | x | x | x | x | x | 0% | 0% | 0% | 0% | 0% | 100% | 0% | 0% | 0% | 0% | 0% | 0% | 0% | 0% | 0% | 0% | 0% | 0% | 0% | 0% | 0% | 0% | 0% | 100%
| 49 | Structure fall arrests | Security and Compliance | Structure Fall Arrests | Network |  |  | FALSE | Program |  |  |  | 0 | 1660 | 517.2 | 517.2 | 517.2 | 517.2 | 517.2 | 0 | 0 | [10 empty] | x | x | x | x | x | x | x | x | x | x | 0% | 0% | 0% | 0% | 100% | 0% | 0% | 0% | 0% | 0% | 0% | 0% | 0% | 0% | 0% | 0% | 0% | 0% | 0% | 0% | 0% | 0% | 0% | 100%
| 50 | Earth wires (incl. OPGW) | Replacement - Other | Lines | Network |  |  | FALSE | Program |  |  |  | 3330.8787 | 0 | 6552 | 6552 | 6552 | 6552 | 6552 | 0 | 0 | [10 empty] | x | x | x | x | x | x | x | x | x | x | 0% | 0% | 0% | 0% | 100% | 0% | 0% | 0% | 0% | 0% | 0% | 0% | 0% | 0% | 0% | 0% | 0% | 0% | 0% | 0% | 0% | 0% | 0% | 100%
| 51 | Other Station works | Replacement - Other | Stations | Network |  |  | FALSE | Program |  |  |  | 4823.2326 | 3168.6405 | 508.6418 | 424 | 424 | 424 | 424 | 0 | 0 | [10 empty] | x | x | x | x | x | x | x | x | x | x | 17.18% | 30.93% | 44% | 0% | 0% | 7.895% | 0% | 0% | 0% | 0% | 0% | 0% | 0% | 0% | 0% | 0% | 0% | 0% | 0% | 0% | 0% | 0% | 0% | 100%
| 52 | Conductor | Replacement - Other | Lines | Network |  |  | FALSE | Program |  |  |  | 0 | 5000 | 1060 | 1060 | 1060 | 1060 | 1060 | 0 | 0 | [10 empty] | x | x | x | x | x | x | x | x | x | x | 0% | 0% | 0% | 0% | 100% | 0% | 0% | 0% | 0% | 0% | 0% | 0% | 0% | 0% | 0% | 0% | 0% | 0% | 0% | 0% | 0% | 0% | 0% | 100%
| 53 | Power cables | Replacement - Other | Lines | Network |  |  | FALSE | Program |  |  |  | 1059.0107 | 0 | 442.6 | 442.6 | 442.6 | 442.6 | 442.6 | 0 | 0 | [10 empty] | x | x | x | x | x | x | x | x | x | x | 0% | 0% | 0% | 0% | 100% | 0% | 0% | 0% | 0% | 0% | 0% | 0% | 0% | 0% | 0% | 0% | 0% | 0% | 0% | 0% | 0% | 0% | 0% | 100%
| 54 | Insulators (Pre FY23) | Security and Compliance | Insulators | Network |  |  | FALSE | Program |  |  |  | 669.6429 | 5000 | 0 | 0 | 0 | 0 | 0 | 0 | 0 | [10 empty] | x | x | x | x | x | x | x | x | x | x | 0% | 0% | 0% | 0% | 100% | 0% | 0% | 0% | 0% | 0% | 0% | 0% | 0% | 0% | 0% | 0% | 0% | 0% | 0% | 0% | 0% | 0% | 0% | 100%
| 55 | Insulators (Post FY22) | Security and Compliance | Insulators | Network |  |  | FALSE | Program |  |  |  | 0 | 0 | 5100 | 5100 | 5100 | 5100 | 5100 | 0 | 0 | [10 empty] | x | x | x | x | x | x | x | x | x | x | 0% | 0% | 0% | 0% | 0% | 0% | 0% | 0% | 0% | 0% | 0% | 0% | 0% | 0% | 0% | 0% | 0% | 100% | 0% | 0% | 0% | 0% | 0% | 100%
| 56 | Towers | Replacement - Other | Lines | Network |  |  | FALSE | Program |  |  |  | 15159.6369 | 1530 | 752 | 752 | 752 | 752 | 752 | 0 | 0 | [10 empty] | x | x | x | x | x | x | x | x | x | x | 0% | 0% | 0% | 0% | 100% | 0% | 0% | 0% | 0% | 0% | 0% | 0% | 0% | 0% | 0% | 0% | 0% | 0% | 0% | 0% | 0% | 0% | 0% | 100%
| 58 | Secondary & Protection program | Replacement - Other | Secondary & Protection | Network |  |  | FALSE | Program |  |  |  | 7941.9532 | 10729.3188 | 5736 | 5736 | 5736 | 5736 | 5736 | 0 | 0 | [10 empty] | x | x | x | x | x | x | x | x | x | x | 100% | 0% | 0% | 0% | 0% | 0% | 0% | 0% | 0% | 0% | 0% | 0% | 0% | 0% | 0% | 0% | 0% | 0% | 0% | 0% | 0% | 0% | 0% | 100%
| 59 | Comms program | Replacement - Other | Communications | Network |  |  | FALSE | Program |  |  |  | 10263.4248 | 14080.3298 | 17055.5 | 17440 | 15890 | 10238 | 15654 | 0 | 0 | [10 empty] | x | x | x | x | x | x | x | x | x | x | 0% | 0% | 0% | 0% | 0% | 0% | 100% | 0% | 0% | 0% | 0% | 0% | 0% | 0% | 0% | 0% | 0% | 0% | 0% | 0% | 0% | 0% | 0% | 100%
| 60 | Comms program - safety and security | Security and Compliance | Communications (S&C) | Network |  |  | FALSE | Program |  |  |  | 700 | 4529.75 | 746.75 | 30 | 1990 | 6751 | 1770 | 0 | 0 | [10 empty] | x | x | x | x | x | x | x | x | x | x | 0% | 0% | 0% | 0% | 0% | 0% | 100% | 0% | 0% | 0% | 0% | 0% | 0% | 0% | 0% | 0% | 0% | 0% | 0% | 0% | 0% | 0% | 0% | 100%
| 61 | Non-System - Motor Vehicles | Non Network - Vehicles | Vehicles | Other (Non-Network) |  |  | FALSE | Program |  |  |  | 390 | 2150 | 1160 | 1515 | 1750 | 1150 | 1185 | 735.1184 | 735.1184 | [10 empty] | x | x | x | x | x | x | x | x | x | x | 0% | 0% | 0% | 0% | 0% | 0% | 0% | 0% | 0% | 100% | 0% | 0% | 0% | 0% | 0% | 0% | 0% | 0% | 0% | 0% | 0% | 0% | 0% | 100%
| 62 | Non-System - Premises | Non Network - Premises | Premises | Other (Non-Network) |  |  | FALSE | Program |  |  |  | 1589.218 | 1589.218 | 1841.737 | 1980.3348 | 2256.665 | 1851.4346 | 1903.8779 | 1538.0087 | 1538.0087 | [10 empty] | x | x | x | x | x | x | x | x | x | x | 0% | 0% | 0% | 0% | 0% | 0% | 0% | 0% | 0% | 0% | 0% | 100% | 0% | 0% | 0% | 0% | 0% | 0% | 0% | 0% | 0% | 0% | 0% | 100%
| 63 | Non-System - Other | Non Network - Other | Other (Non-Network) | Other (Non-Network) |  |  | FALSE | Program |  |  |  | 521.657 | 556.6554 | 561.5417 | 553.5116 | 614.1167 | 561.4965 | 569.4644 | 480.6031 | 480.6031 | [10 empty] | x | x | x | x | x | x | x | x | x | x | 0% | 0% | 0% | 0% | 0% | 0% | 0% | 0% | 0% | 0% | 100% | 0% | 0% | 0% | 0% | 0% | 0% | 0% | 0% | 0% | 0% | 0% | 0% | 100%
| 64 | IT Program - Current Period | Non Network - IT | IT | IT |  |  | FALSE | Program |  |  | Forecast Capex, As Incurred (unescalated) - $FY20 FY21: 18741.6161; Forecast Capex, As Incurred (unescalated) - $FY20 FY22: 16759.3421; Manual Commissioning FY20: x; Manual Commissioning FY21: x; Manual Commissioning FY22: x; Manual Commissioning FY23: x; Manual Commissioning FY24: x; Manual Commissioning FY25: x; Manual Commissioning FY26: x; Manual Commissioning FY27: x; Manual Commissioning FY28: x; Manual Commissioning FY29: x | 0% | 0% | 0% | 0% | 0% | 0% | 0% | 0% | 100% | 0% | 0% | 0% | 0% | 0% | 0% | 0% | 0% | 0% | 0% | 0% | 0% | 0% | 0% | 100%
| 65 | Corporate Enablement | Non Network - IT | IT | IT | 70% | 30% | FALSE | Program |  |  | Forecast Capex, As Incurred (unescalated) - $FY20 FY23: 1425; Forecast Capex, As Incurred (unescalated) - $FY20 FY24: 1140; Forecast Capex, As Incurred (unescalated) - $FY20 FY25: 1425; Forecast Capex, As Incurred (unescalated) - $FY20 FY26: 855; Forecast Capex, As Incurred (unescalated) - $FY20 FY27: 855; Manual Commissioning FY20: x; Manual Commissioning FY21: x; Manual Commissioning FY22: x; Manual Commissioning FY23: x; Manual Commissioning FY24: x; Manual Commissioning FY25: x; Manual Commissioning FY26: x; Manual Commissioning FY27: x; Manual Commissioning FY28: x; Manual Commissioning FY29: x | 0% | 0% | 0% | 0% | 0% | 0% | 0% | 0% | 20% | 0% | 0% | 0% | 0% | 0% | 0% | 0% | 0% | 0% | 0% | 0% | 0% | 80% | 0% | 100%
| 66 | Workforce Collaboration | Non Network - IT | IT | IT | 25% | 75% | FALSE | Program |  |  | Forecast Capex, As Incurred (unescalated) - $FY20 FY23: 821.7168; Forecast Capex, As Incurred (unescalated) - $FY20 FY24: 821.7168; Forecast Capex, As Incurred (unescalated) - $FY20 FY25: 821.7168; Forecast Capex, As Incurred (unescalated) - $FY20 FY26: 821.7168; Forecast Capex, As Incurred (unescalated) - $FY20 FY27: 821.7168; Manual Commissioning FY20: x; Manual Commissioning FY21: x; Manual Commissioning FY22: x; Manual Commissioning FY23: x; Manual Commissioning FY24: x; Manual Commissioning FY25: x; Manual Commissioning FY26: x; Manual Commissioning FY27: x; Manual Commissioning FY28: x; Manual Commissioning FY29: x | 0% | 0% | 0% | 0% | 0% | 0% | 0% | 0% | 20% | 0% | 0% | 0% | 0% | 0% | 0% | 0% | 0% | 0% | 0% | 0% | 0% | 80% | 0% | 100%
| 67 | Information Management | Non Network - IT | IT | IT | 37% | 63% | FALSE | Program |  |  | Forecast Capex, As Incurred (unescalated) - $FY20 FY23: 1698.3944; Forecast Capex, As Incurred (unescalated) - $FY20 FY24: 1358.7155; Forecast Capex, As Incurred (unescalated) - $FY20 FY25: 1358.7155; Forecast Capex, As Incurred (unescalated) - $FY20 FY26: 1019.0366; Forecast Capex, As Incurred (unescalated) - $FY20 FY27: 1358.7155; Manual Commissioning FY20: x; Manual Commissioning FY21: x; Manual Commissioning FY22: x; Manual Commissioning FY23: x; Manual Commissioning FY24: x; Manual Commissioning FY25: x; Manual Commissioning FY26: x; Manual Commissioning FY27: x; Manual Commissioning FY28: x; Manual Commissioning FY29: x | 0% | 0% | 0% | 0% | 0% | 0% | 0% | 0% | 20% | 0% | 0% | 0% | 0% | 0% | 0% | 0% | 0% | 0% | 0% | 0% | 0% | 80% | 0% | 100%
| 68 | Cyber Security | Non Network - IT | IT | IT | 45% | 55% | FALSE | Program |  |  | Forecast Capex, As Incurred (unescalated) - $FY20 FY23: 4177.2222; Forecast Capex, As Incurred (unescalated) - $FY20 FY24: 3558.3745; Forecast Capex, As Incurred (unescalated) - $FY20 FY25: 2784.8148; Forecast Capex, As Incurred (unescalated) - $FY20 FY26: 2630.1029; Forecast Capex, As Incurred (unescalated) - $FY20 FY27: 2320.679; Manual Commissioning FY20: x; Manual Commissioning FY21: x; Manual Commissioning FY22: x; Manual Commissioning FY23: x; Manual Commissioning FY24: x; Manual Commissioning FY25: x; Manual Commissioning FY26: x; Manual Commissioning FY27: x; Manual Commissioning FY28: x; Manual Commissioning FY29: x | 0% | 0% | 0% | 0% | 0% | 0% | 0% | 0% | 20% | 0% | 0% | 0% | 0% | 0% | 0% | 0% | 0% | 0% | 0% | 0% | 0% | 80% | 0% | 100%
| 69 | Corporate Communications | Non Network - IT | IT | IT | 100% | 0% | FALSE | Program |  |  | Forecast Capex, As Incurred (unescalated) - $FY20 FY23: 2505; Forecast Capex, As Incurred (unescalated) - $FY20 FY24: 1248.75; Forecast Capex, As Incurred (unescalated) - $FY20 FY25: 1248.75; Forecast Capex, As Incurred (unescalated) - $FY20 FY26: 1248.75; Forecast Capex, As Incurred (unescalated) - $FY20 FY27: 1248.75; Manual Commissioning FY20: x; Manual Commissioning FY21: x; Manual Commissioning FY22: x; Manual Commissioning FY23: x; Manual Commissioning FY24: x; Manual Commissioning FY25: x; Manual Commissioning FY26: x; Manual Commissioning FY27: x; Manual Commissioning FY28: x; Manual Commissioning FY29: x | 0% | 0% | 0% | 0% | 0% | 0% | 0% | 0% | 20% | 0% | 0% | 0% | 0% | 0% | 0% | 0% | 0% | 0% | 0% | 0% | 0% | 80% | 0% | 100%
| 70 | Intelligent Network Ops | Non Network - IT | IT | IT | 44% | 56% | FALSE | Program |  |  | Forecast Capex, As Incurred (unescalated) - $FY20 FY23: 2944; Forecast Capex, As Incurred (unescalated) - $FY20 FY24: 4416; Forecast Capex, As Incurred (unescalated) - $FY20 FY25: 4416; Forecast Capex, As Incurred (unescalated) - $FY20 FY26: 1472; Forecast Capex, As Incurred (unescalated) - $FY20 FY27: 1472; Manual Commissioning FY20: x; Manual Commissioning FY21: x; Manual Commissioning FY22: x; Manual Commissioning FY23: x; Manual Commissioning FY24: x; Manual Commissioning FY25: x; Manual Commissioning FY26: x; Manual Commissioning FY27: x; Manual Commissioning FY28: x; Manual Commissioning FY29: x | 0% | 0% | 0% | 0% | 0% | 0% | 0% | 0% | 20% | 0% | 0% | 0% | 0% | 0% | 0% | 0% | 0% | 0% | 0% | 0% | 0% | 80% | 0% | 100%
| 71 | TAM- Apps | Non Network - IT | IT | IT | 100% | 0% | FALSE | Program |  |  | Forecast Capex, As Incurred (unescalated) - $FY20 FY23: 706.056; Forecast Capex, As Incurred (unescalated) - $FY20 FY24: 706.056; Forecast Capex, As Incurred (unescalated) - $FY20 FY25: 706.056; Forecast Capex, As Incurred (unescalated) - $FY20 FY26: 706.056; Forecast Capex, As Incurred (unescalated) - $FY20 FY27: 706.056; Manual Commissioning FY20: x; Manual Commissioning FY21: x; Manual Commissioning FY22: x; Manual Commissioning FY23: x; Manual Commissioning FY24: x; Manual Commissioning FY25: x; Manual Commissioning FY26: x; Manual Commissioning FY27: x; Manual Commissioning FY28: x; Manual Commissioning FY29: x | 0% | 0% | 0% | 0% | 0% | 0% | 0% | 0% | 20% | 0% | 0% | 0% | 0% | 0% | 0% | 0% | 0% | 0% | 0% | 0% | 0% | 80% | 0% | 100%
| 72 | TAM- Infra | Non Network - IT | IT | IT | 100% | 0% | FALSE | Program |  |  | Forecast Capex, As Incurred (unescalated) - $FY20 FY23: 2539.9205; Forecast Capex, As Incurred (unescalated) - $FY20 FY24: 3907.57; Forecast Capex, As Incurred (unescalated) - $FY20 FY25: 5177.5302; Forecast Capex, As Incurred (unescalated) - $FY20 FY26: 4982.1517; Forecast Capex, As Incurred (unescalated) - $FY20 FY27: 2930.6775; Manual Commissioning FY20: x; Manual Commissioning FY21: x; Manual Commissioning FY22: x; Manual Commissioning FY23: x; Manual Commissioning FY24: x; Manual Commissioning FY25: x; Manual Commissioning FY26: x; Manual Commissioning FY27: x; Manual Commissioning FY28: x; Manual Commissioning FY29: x | 0% | 0% | 0% | 0% | 0% | 0% | 0% | 0% | 20% | 0% | 0% | 0% | 0% | 0% | 0% | 0% | 0% | 0% | 0% | 0% | 0% | 80% | 0% | 100%
| 73 | Project 67 | [62 empty] | 0% | bar: Forecast Capex, As Incurred (unescalated) - $FY20 FY20 to As Commission Percentages FY29
| 74 | Project 68 | [62 empty] | 0% | bar: Forecast Capex, As Incurred (unescalated) - $FY20 FY20 to As Commission Percentages FY29
| 75 | Project 69 | [62 empty] | 0% | bar: Forecast Capex, As Incurred (unescalated) - $FY20 FY20 to As Commission Percentages FY29
| 76 | Project 70 | [62 empty] | 0% | bar: Forecast Capex, As Incurred (unescalated) - $FY20 FY20 to As Commission Percentages FY29
|  | Total | [8 empty] | 118564.4648 | Forecast Capex, As Incurred (unescalated) - $FY20 FY20: 63338.1493; Forecast Capex, As Incurred (unescalated) - $FY20 FY21: 132715.1998; Forecast Capex, As Incurred (unescalated) - $FY20 FY22: 120326.8631; Forecast Capex, As Incurred (unescalated) - $FY20 FY23: 161966.6173; Forecast Capex, As Incurred (unescalated) - $FY20 FY24: 163275.8167; Forecast Capex, As Incurred (unescalated) - $FY20 FY25: 161956.1461; Forecast Capex, As Incurred (unescalated) - $FY20 FY26: 127781.8592; Forecast Capex, As Incurred (unescalated) - $FY20 FY27: 98680.5167; Forecast Capex, As Incurred (unescalated) - $FY20 FY28: 6618.3103; Forecast Capex, As Incurred (unescalated) - $FY20 FY29: 25981.6198

## Calc¦Project Details-$FY20
Back to contents
AusNet Services Forecast Transmission Capex Model (FY20 to FY29) v9
#VALUE!
[8 empty] | Subtotal |  | 0 | 0 | 55340.326 | 45178.8319 | 24956.2838 | 30665.86 | 33329.0957 | 30333.5814 | 35371.7209 | 0 | 0 | 0 | 0 | -52.4852 | 11.6651 | 37.7342 | 61.9575 | 93.8512 | 119.749 | 180.1143 | 0 | 0 | 0 | 0 | 3751.8894 | 2749.7259 | 1354.3039 | 1709.7116 | 1812.3173 | 2135.9253 | 3335.0918 | 0 | 0 | 0 | 0 | 59039.7302 | 47940.2229 | 26348.3219 | 32437.5292 | 35235.2642 | 32589.2557 | 38886.9271 | 0 | 0 | [21 empty] | 0 | 55340.326 | 45178.8319 | 24956.2838 | 30665.86 | 33329.0957 | 30333.5814 | 35371.7209 | 0 | 0 | 0 | -52.4852 | 11.6651 | 37.7342 | 61.9575 | 93.8512 | 119.749 | 180.1143 | 0 | 0 | 0 | 3751.8894 | 2749.7259 | 1354.3039 | 1709.7116 | 1812.3173 | 2135.9253 | 3335.0918 | 0 | 0 | 0 | 59039.7302 | 47940.2229 | 26348.3219 | 32437.5292 | 35235.2642 | 32589.2557 | 38886.9271 | 0 | 0 | 1
| Project Title | Project Driver | Driver Project Name | Apply as commissioned percentages | Asset Class | Overheads Driver | By Cost | Cost Weight | Project Number | WIP | Forecast Capex, As Incurred (unescalated) | [9 empty] | Escalation | Escalation, As Incurred | [9 empty] | Overheads | Overheads, As Incurred | [9 empty] | Total | Total Capex, As Incurred | [9 empty] | As Commission Percentages | [10 empty] | Manual Commissioning | [9 empty] | Forecast Capex, As Commissioned (unescalated) | [9 empty] | Escalation, As Commissioned | [9 empty] | Overheads, As Commissioned | [9 empty] | Total Capex, As Commissioned
[10 empty] | LTD | FY20 | FY21 | FY22 | FY23 | FY24 | FY25 | FY26 | FY27 | FY28 | FY29 | LTD | FY20 | FY21 | FY22 | FY23 | FY24 | FY25 | FY26 | FY27 | FY28 | FY29 | LTD | FY20 | FY21 | FY22 | FY23 | FY24 | FY25 | FY26 | FY27 | FY28 | FY29 | LTD | FY20 | FY21 | FY22 | FY23 | FY24 | FY25 | FY26 | FY27 | FY28 | FY29 | FY20 | FY21 | FY22 | FY23 | FY24 | FY25 | FY26 | FY27 | FY28 | FY29 | Allocation percentage total check | FY20 | FY21 | FY22 | FY23 | FY24 | FY25 | FY26 | FY27 | FY28 | FY29 | FY20 | FY21 | FY22 | FY23 | FY24 | FY25 | FY26 | FY27 | FY28 | FY29 | FY20 | FY21 | FY22 | FY23 | FY24 | FY25 | FY26 | FY27 | FY28 | FY29 | FY20 | FY21 | FY22 | FY23 | FY24 | FY25 | FY26 | FY27 | FY28 | FY29 | FY20 | FY21 | FY22 | FY23 | FY24 | FY25 | FY26 | FY27 | FY28 | FY29 | CHECK
1 | HOTS SVC Replacement | Replacement - Major Station | Major Station | TRUE | Secondary | Network | Materials | 40% |  | 0 | 1.7437 | 20.5556 | 267.2225 | 452.2227 | 287.7781 | 0 | 0 | 0 | 0 | 0 | 0 | 0 | 0 | 0 | 0 | 0 | 0 | 0 | 0 | 0 | 0 | 0 | 0.083114 | 1.3949 | 16.2598 | 24.5037 | 16.0121 | 0 | 0 | 0 | 0 | 0 | 0 | 1.8268 | 21.9505 | 283.4823 | 476.7264 | 303.7902 | 0 | 0 | 0 | 0 | 0 | 0% | 0% | 0% | 0% | 100% | 0% | 0% | 0% | 0% | 0% | 100% | [10 empty] | 0 | 0 | 0 | 0 | 1029.5224 | 0 | 0 | 0 | 0 | 0 | 0 | 0 | 0 | 0 | 0 | 0 | 0 | 0 | 0 | 0 | 0 | 0 | 0 | 0 | 58.2537 | 0 | 0 | 0 | 0 | 0 | 0 | 0 | 0 | 0 | 1087.7761 | 0 | 0 | 0 | 0 | 0 | 0
2 | HOTS SVC Replacement | Replacement - Major Station | Major Station | TRUE | Secondary | Network | Labour - Internal | 10% |  | 0 | 0.43592 | 5.1389 | 66.8056 | 113.0557 | 71.9445 | 0 | 0 | 0 | 0 | 0 | 0 | 0.0025283 | 0.018803 | 0.65956 | 1.7094 | 1.4536 | 0 | 0 | 0 | 0 | 0 | 0 | 0.020899 | 0.35001 | 4.1051 | 6.2186 | 4.0839 | 0 | 0 | 0 | 0 | 0 | 0 | 0.45934 | 5.5077 | 71.5703 | 120.9836 | 77.482 | 0 | 0 | 0 | 0 | 0 | 0% | 0% | 0% | 0% | 100% | 0% | 0% | 0% | 0% | 0% | 100% | [10 empty] | 0 | 0 | 0 | 0 | 257.3806 | 0 | 0 | 0 | 0 | 0 | 0 | 0 | 0 | 0 | 3.8439 | 0 | 0 | 0 | 0 | 0 | 0 | 0 | 0 | 0 | 14.7785 | 0 | 0 | 0 | 0 | 0 | 0 | 0 | 0 | 0 | 276.0029 | 0 | 0 | 0 | 0 | 0 | 0
3 | HOTS SVC Replacement | Replacement - Major Station | Major Station | TRUE | Secondary | Network | Labour - External | 50% |  | 0 | 2.1796 | 25.6945 | 334.0281 | 565.2783 | 359.7226 | 0 | 0 | 0 | 0 | 0 | 0 | 0.012642 | -0.067541 | -0.48707 | [5 empty] | 0 | 0 | 0 | 0.10449 | 1.7391 | 20.2951 | 30.6297 | 20.0151 | 0 | 0 | 0 | 0 | 0 | 0 | 2.2967 | 27.366 | 353.8361 | 595.908 | 379.7377 | 0 | 0 | 0 | 0 | 0 | 0% | 0% | 0% | 0% | 100% | 0% | 0% | 0% | 0% | 0% | 100% | [10 empty] | 0 | 0 | 0 | 0 | 1286.903 | 0 | 0 | 0 | 0 | 0 | 0 | 0 | 0 | 0 | -0.54197 | 0 | 0 | 0 | 0 | 0 | 0 | 0 | 0 | 0 | 72.7835 | 0 | 0 | 0 | 0 | 0 | 0 | 0 | 0 | 0 | 1359.1446 | 0 | 0 | 0 | 0 | 0 | 0
4 | HOTS SVC Replacement | Replacement - Major Station | Major Station | TRUE | Switchgear | Network | Materials | 40% |  | 0 | 9.4661 | 111.5934 | 1450.7144 | 2455.0551 | 1562.3078 | 0 | 0 | 0 | 0 | 0 | 0 | 0 | 0 | 0 | 0 | 0 | 0 | 0 | 0 | 0 | 0 | 0 | 0.45121 | 7.5728 | 88.2723 | 133.0275 | 86.9276 | 0 | 0 | 0 | 0 | 0 | 0 | 9.9173 | 119.1663 | 1538.9866 | 2588.0826 | 1649.2354 | 0 | 0 | 0 | 0 | 0 | 0% | 0% | 0% | 0% | 100% | 0% | 0% | 0% | 0% | 0% | 100% | [10 empty] | 0 | 0 | 0 | 0 | 5589.1368 | 0 | 0 | 0 | 0 | 0 | 0 | 0 | 0 | 0 | 0 | 0 | 0 | 0 | 0 | 0 | 0 | 0 | 0 | 0 | 316.2514 | 0 | 0 | 0 | 0 | 0 | 0 | 0 | 0 | 0 | 5905.3882 | 0 | 0 | 0 | 0 | 0 | 0
5 | HOTS SVC Replacement | Replacement - Major Station | Major Station | TRUE | Switchgear | Network | Labour - Internal | 10% |  | 0 | 2.3665 | 27.8984 | 362.6786 | 613.7638 | 390.5769 | 0 | 0 | 0 | 0 | 0 | 0 | 0.013726 | 0.10208 | 3.5807 | 9.2802 | 7.8912 | 0 | 0 | 0 | 0 | 0 | 0 | 0.11346 | 1.9001 | 22.2859 | 33.7597 | 22.171 | 0 | 0 | 0 | 0 | 0 | 0 | 2.4937 | 29.9006 | 388.5452 | 656.8037 | 420.6392 | 0 | 0 | 0 | 0 | 0 | 0% | 0% | 0% | 0% | 100% | 0% | 0% | 0% | 0% | 0% | 100% | [10 empty] | 0 | 0 | 0 | 0 | 1397.2842 | 0 | 0 | 0 | 0 | 0 | 0 | 0 | 0 | 0 | 20.8679 | 0 | 0 | 0 | 0 | 0 | 0 | 0 | 0 | 0 | 80.2302 | 0 | 0 | 0 | 0 | 0 | 0 | 0 | 0 | 0 | 1498.3823 | 0 | 0 | 0 | 0 | 0 | 0
6 | HOTS SVC Replacement | Replacement - Major Station | Major Station | TRUE | Switchgear | Network | Labour - External | 50% |  | 0 | 11.8327 | 139.4918 | 1813.393 | 3068.8189 | 1952.8847 | 0 | 0 | 0 | 0 | 0 | 0 | 0.068629 | -0.36667 | -2.6443 | [5 empty] | 0 | 0 | 0 | 0.56729 | 9.4412 | 110.1794 | 166.2843 | 108.6595 | 0 | 0 | 0 | 0 | 0 | 0 | 12.4686 | 148.5663 | 1920.9281 | 3235.1032 | 2061.5443 | 0 | 0 | 0 | 0 | 0 | 0% | 0% | 0% | 0% | 100% | 0% | 0% | 0% | 0% | 0% | 100% | [10 empty] | 0 | 0 | 0 | 0 | 6986.421 | 0 | 0 | 0 | 0 | 0 | 0 | 0 | 0 | 0 | -2.9423 | 0 | 0 | 0 | 0 | 0 | 0 | 0 | 0 | 0 | 395.1317 | 0 | 0 | 0 | 0 | 0 | 0 | 0 | 0 | 0 | 7378.6104 | 0 | 0 | 0 | 0 | 0 | 0
7 | HOTS SVC Replacement | Replacement - Major Station | Major Station | TRUE | Transformers | Network | Materials | 40% |  | 0 | 10.128 | 119.3961 | 1552.1497 | 2626.7148 | 1671.5458 | 0 | 0 | 0 | 0 | 0 | 0 | 0 | 0 | 0 | 0 | 0 | 0 | 0 | 0 | 0 | 0 | 0 | 0.48276 | 8.1023 | 94.4443 | 142.3289 | 93.0057 | 0 | 0 | 0 | 0 | 0 | 0 | 10.6108 | 127.4985 | 1646.594 | 2769.0437 | 1764.5515 | 0 | 0 | 0 | 0 | 0 | 0% | 0% | 0% | 0% | 100% | 0% | 0% | 0% | 0% | 0% | 100% | [10 empty] | 0 | 0 | 0 | 0 | 5979.9344 | 0 | 0 | 0 | 0 | 0 | 0 | 0 | 0 | 0 | 0 | 0 | 0 | 0 | 0 | 0 | 0 | 0 | 0 | 0 | 338.364 | 0 | 0 | 0 | 0 | 0 | 0 | 0 | 0 | 0 | 6318.2984 | 0 | 0 | 0 | 0 | 0 | 0
8 | HOTS SVC Replacement | Replacement - Major Station | Major Station | TRUE | Transformers | Network | Labour - Internal | 10% |  | 0 | 2.532 | 29.849 | 388.0374 | 656.6787 | 417.8864 | 0 | 0 | 0 | 0 | 0 | 0 | 0.014686 | 0.10922 | 3.8311 | 9.9291 | 8.443 | 0 | 0 | 0 | 0 | 0 | 0 | 0.12139 | 2.033 | 23.8442 | 36.1202 | 23.7212 | 0 | 0 | 0 | 0 | 0 | 0 | 2.6681 | 31.9912 | 415.7127 | 702.728 | 450.0506 | 0 | 0 | 0 | 0 | 0 | 0% | 0% | 0% | 0% | 100% | 0% | 0% | 0% | 0% | 0% | 100% | [10 empty] | 0 | 0 | 0 | 0 | 1494.9836 | 0 | 0 | 0 | 0 | 0 | 0 | 0 | 0 | 0 | 22.327 | 0 | 0 | 0 | 0 | 0 | 0 | 0 | 0 | 0 | 85.84 | 0 | 0 | 0 | 0 | 0 | 0 | 0 | 0 | 0 | 1603.1506 | 0 | 0 | 0 | 0 | 0 | 0
9 | HOTS SVC Replacement | Replacement - Major Station | Major Station | TRUE | Transformers | Network | Labour - External | 50% |  | 0 | 12.66 | 149.2452 | 1940.1871 | 3283.3935 | 2089.4322 | 0 | 0 | 0 | 0 | 0 | 0 | 0.073428 | -0.39231 | -2.8291 | [5 empty] | 0 | 0 | 0 | 0.60695 | 10.1013 | 117.8833 | 177.9111 | 116.2571 | 0 | 0 | 0 | 0 | 0 | 0 | 13.3404 | 158.9542 | 2055.2412 | 3461.3046 | 2205.6893 | 0 | 0 | 0 | 0 | 0 | 0% | 0% | 0% | 0% | 100% | 0% | 0% | 0% | 0% | 0% | 100% | [10 empty] | 0 | 0 | 0 | 0 | 7474.918 | 0 | 0 | 0 | 0 | 0 | 0 | 0 | 0 | 0 | -3.148 | 0 | 0 | 0 | 0 | 0 | 0 | 0 | 0 | 0 | 422.7597 | 0 | 0 | 0 | 0 | 0 | 0 | 0 | 0 | 0 | 7894.5296 | 0 | 0 | 0 | 0 | 0 | 0
10 | HOTS SVC Replacement | Replacement - Major Station | Major Station | TRUE | Towers and Conductor | Network | Materials | 40% |  | 0 | 0.66586 | 7.8496 | 102.0448 | 172.6911 | 109.8944 | 0 | 0 | 0 | 0 | 0 | 0 | 0 | 0 | 0 | 0 | 0 | 0 | 0 | 0 | 0 | 0 | 0 | 0.031739 | 0.53268 | 6.2092 | 9.3573 | 6.1146 | 0 | 0 | 0 | 0 | 0 | 0 | 0.6976 | 8.3823 | 108.2539 | 182.0484 | 116.0089 | 0 | 0 | 0 | 0 | 0 | 0% | 0% | 0% | 0% | 100% | 0% | 0% | 0% | 0% | 0% | 100% | [10 empty] | 0 | 0 | 0 | 0 | 393.1457 | 0 | 0 | 0 | 0 | 0 | 0 | 0 | 0 | 0 | 0 | 0 | 0 | 0 | 0 | 0 | 0 | 0 | 0 | 0 | 22.2455 | 0 | 0 | 0 | 0 | 0 | 0 | 0 | 0 | 0 | 415.3912 | 0 | 0 | 0 | 0 | 0 | 0
11 | HOTS SVC Replacement | Replacement - Major Station | Major Station | TRUE | Towers and Conductor | Network | Labour - Internal | 10% |  | 0 | 0.16646 | 1.9624 | 25.5112 | 43.1728 | 27.4736 | 0 | 0 | 0 | 0 | 0 | 0 | 0.00096549 | 0.0071805 | 0.25187 | 0.65278 | 0.55508 | 0 | 0 | 0 | 0 | 0 | 0 | 0.0079807 | 0.13366 | 1.5676 | 2.3747 | 1.5595 | 0 | 0 | 0 | 0 | 0 | 0 | 0.17541 | 2.1032 | 27.3307 | 46.2003 | 29.5882 | 0 | 0 | 0 | 0 | 0 | 0% | 0% | 0% | 0% | 100% | 0% | 0% | 0% | 0% | 0% | 100% | [10 empty] | 0 | 0 | 0 | 0 | 98.2864 | 0 | 0 | 0 | 0 | 0 | 0 | 0 | 0 | 0 | 1.4679 | 0 | 0 | 0 | 0 | 0 | 0 | 0 | 0 | 0 | 5.6435 | 0 | 0 | 0 | 0 | 0 | 0 | 0 | 0 | 0 | 105.3978 | 0 | 0 | 0 | 0 | 0 | 0
12 | HOTS SVC Replacement | Replacement - Major Station | Major Station | TRUE | Towers and Conductor | Network | Labour - External | 50% |  | 0 | 0.83232 | 9.812 | 127.556 | 215.8639 | 137.368 | 0 | 0 | 0 | 0 | 0 | 0 | 0.0048275 | -0.025792 | -0.186 | [5 empty] | 0 | 0 | 0 | 0.039904 | 0.6641 | 7.7501 | 11.6966 | 7.6432 | 0 | 0 | 0 | 0 | 0 | 0 | 0.87705 | 10.4503 | 135.1201 | 227.5605 | 145.0112 | 0 | 0 | 0 | 0 | 0 | 0% | 0% | 0% | 0% | 100% | 0% | 0% | 0% | 0% | 0% | 100% | [10 empty] | 0 | 0 | 0 | 0 | 491.4321 | 0 | 0 | 0 | 0 | 0 | 0 | 0 | 0 | 0 | -0.20696 | 0 | 0 | 0 | 0 | 0 | 0 | 0 | 0 | 0 | 27.794 | 0 | 0 | 0 | 0 | 0 | 0 | 0 | 0 | 0 | 519.0192 | 0 | 0 | 0 | 0 | 0 | 0
13 | HOTS SVC Replacement | Replacement - Major Station | Major Station | TRUE | Establishment | Network | Materials | 40% |  | 0 | 4.8538 | 57.2197 | 743.8562 | 1258.8336 | 801.076 | 0 | 0 | 0 | 0 | 0 | 0 | 0 | 0 | 0 | 0 | 0 | 0 | 0 | 0 | 0 | 0 | 0 | 0.23136 | 3.883 | 45.2617 | 68.2101 | 44.5723 | 0 | 0 | 0 | 0 | 0 | 0 | 5.0851 | 61.1027 | 789.118 | 1327.0437 | 845.6482 | 0 | 0 | 0 | 0 | 0 | 0% | 0% | 0% | 0% | 100% | 0% | 0% | 0% | 0% | 0% | 100% | [10 empty] | 0 | 0 | 0 | 0 | 2865.8393 | 0 | 0 | 0 | 0 | 0 | 0 | 0 | 0 | 0 | 0 | 0 | 0 | 0 | 0 | 0 | 0 | 0 | 0 | 0 | 162.1584 | 0 | 0 | 0 | 0 | 0 | 0 | 0 | 0 | 0 | 3027.9977 | 0 | 0 | 0 | 0 | 0 | 0
14 | HOTS SVC Replacement | Replacement - Major Station | Major Station | TRUE | Establishment | Network | Labour - Internal | 10% |  | 0 | 1.2134 | 14.3049 | 185.9641 | 314.7084 | 200.269 | 0 | 0 | 0 | 0 | 0 | 0 | 0.007038 | 0.052342 | 1.836 | 4.7584 | 4.0462 | 0 | 0 | 0 | 0 | 0 | 0 | 0.058176 | 0.9743 | 11.4272 | 17.3103 | 11.3682 | 0 | 0 | 0 | 0 | 0 | 0 | 1.2787 | 15.3316 | 199.2272 | 336.7772 | 215.6834 | 0 | 0 | 0 | 0 | 0 | 0% | 0% | 0% | 0% | 100% | 0% | 0% | 0% | 0% | 0% | 100% | [10 empty] | 0 | 0 | 0 | 0 | 716.4598 | 0 | 0 | 0 | 0 | 0 | 0 | 0 | 0 | 0 | 10.7001 | 0 | 0 | 0 | 0 | 0 | 0 | 0 | 0 | 0 | 41.1382 | 0 | 0 | 0 | 0 | 0 | 0 | 0 | 0 | 0 | 768.2981 | 0 | 0 | 0 | 0 | 0 | 0
15 | HOTS SVC Replacement | Replacement - Major Station | Major Station | TRUE | Establishment | Network | Labour - External | 50% |  | 0 | 6.0672 | 71.5246 | 929.8203 | 1573.5421 | 1001.3449 | 0 | 0 | 0 | 0 | 0 | 0 | 0.03519 | -0.18801 | -1.3558 | [5 empty] | 0 | 0 | 0 | 0.29088 | 4.841 | 56.4947 | 85.2626 | 55.7153 | 0 | 0 | 0 | 0 | 0 | 0 | 6.3933 | 76.1776 | 984.9591 | 1658.8046 | 1057.0603 | 0 | 0 | 0 | 0 | 0 | 0% | 0% | 0% | 0% | 100% | 0% | 0% | 0% | 0% | 0% | 100% | [10 empty] | 0 | 0 | 0 | 0 | 3582.2992 | 0 | 0 | 0 | 0 | 0 | 0 | 0 | 0 | 0 | -1.5087 | 0 | 0 | 0 | 0 | 0 | 0 | 0 | 0 | 0 | 202.6045 | 0 | 0 | 0 | 0 | 0 | 0 | 0 | 0 | 0 | 3783.3949 | 0 | 0 | 0 | 0 | 0 | 0
16 | Moorabool Terminal Station Circuit Breaker Replacement | Replacement - Major Station | Major Station | TRUE | Secondary | Network | Materials | 40% |  | 0 | 0 | 0 | 8.679 | 112.8273 | 190.9385 | 121.5063 | 0 | 0 | 0 | 0 | 0 | 0 | 0 | 0 | 0 | 0 | 0 | 0 | 0 | 0 | 0 | 0 | 0 | 0 | 0.5281 | 6.1136 | 10.6239 | 6.5885 | 0 | 0 | 0 | 0 | 0 | 0 | 0 | 9.2071 | 118.9408 | 201.5624 | 128.0948 | 0 | 0 | 0 | 0 | 0% | 0% | 0% | 0% | 72% | 28% | 0% | 0% | 0% | 0% | 100% | [10 empty] | 0 | 0 | 0 | 0 | 312.4447 | 121.5063 | 0 | 0 | 0 | 0 | 0 | 0 | 0 | 0 | 0 | 0 | 0 | 0 | 0 | 0 | 0 | 0 | 0 | 0 | 17.2656 | 6.5885 | 0 | 0 | 0 | 0 | 0 | 0 | 0 | 0 | 329.7103 | 128.0948 | 0 | 0 | 0 | 0 | 0
17 | Moorabool Terminal Station Circuit Breaker Replacement | Replacement - Major Station | Major Station | TRUE | Secondary | Network | Labour - Internal | 10% |  | 0 | 0 | 0 | 2.1698 | 28.2068 | 47.7346 | 30.3766 | 0 | 0 | 0 | 0 | 0 | 0 | 0 | 0.021422 | 0.42649 | 0.96443 | 0.85537 | 0 | 0 | 0 | 0 | 0 | 0 | 0 | 0.13333 | 1.5515 | 2.7096 | 1.6935 | 0 | 0 | 0 | 0 | 0 | 0 | 0 | 2.3245 | 30.1848 | 51.4087 | 32.9255 | 0 | 0 | 0 | 0 | 0% | 0% | 0% | 0% | 72% | 28% | 0% | 0% | 0% | 0% | 100% | [10 empty] | 0 | 0 | 0 | 0 | 78.1112 | 30.3766 | 0 | 0 | 0 | 0 | 0 | 0 | 0 | 0 | 1.4123 | 0.85537 | 0 | 0 | 0 | 0 | 0 | 0 | 0 | 0 | 4.3945 | 1.6935 | 0 | 0 | 0 | 0 | 0 | 0 | 0 | 0 | 83.918 | 32.9255 | 0 | 0 | 0 | 0 | 0
18 | Moorabool Terminal Station Circuit Breaker Replacement | Replacement - Major Station | Major Station | TRUE | Secondary | Network | Labour - External | 50% |  | 0 | 0 | 0 | 10.8488 | 141.0341 | 238.6731 | 151.8829 | 0 | 0 | 0 | 0 | 0 | 0 | 0 | -0.015819 | [5 empty] | 0 | 0 | 0 | 0 | 0 | 0.65916 | 7.6419 | 13.2799 | 8.2357 | 0 | 0 | 0 | 0 | 0 | 0 | 0 | 11.4921 | 148.676 | 251.953 | 160.1185 | 0 | 0 | 0 | 0 | 0% | 0% | 0% | 0% | 72% | 28% | 0% | 0% | 0% | 0% | 100% | [10 empty] | 0 | 0 | 0 | 0 | 390.5559 | 151.8829 | 0 | 0 | 0 | 0 | 0 | 0 | 0 | 0 | -0.015819 | 0 | 0 | 0 | 0 | 0 | 0 | 0 | 0 | 0 | 21.581 | 8.2357 | 0 | 0 | 0 | 0 | 0 | 0 | 0 | 0 | 412.1211 | 160.1185 | 0 | 0 | 0 | 0 | 0
19 | Moorabool Terminal Station Circuit Breaker Replacement | Replacement - Major Station | Major Station | TRUE | Switchgear | Network | Materials | 40% |  | 0 | 0 | 0 | 47.1172 | 612.5238 | 1036.5788 | 659.6411 | 0 | 0 | 0 | 0 | 0 | 0 | 0 | 0 | 0 | 0 | 0 | 0 | 0 | 0 | 0 | 0 | 0 | 0 | 2.867 | 33.1897 | 57.6758 | 35.7682 | 0 | 0 | 0 | 0 | 0 | 0 | 0 | 49.9842 | 645.7135 | 1094.2546 | 695.4093 | 0 | 0 | 0 | 0 | 0% | 0% | 0% | 0% | 72% | 28% | 0% | 0% | 0% | 0% | 100% | [10 empty] | 0 | 0 | 0 | 0 | 1696.2199 | 659.6411 | 0 | 0 | 0 | 0 | 0 | 0 | 0 | 0 | 0 | 0 | 0 | 0 | 0 | 0 | 0 | 0 | 0 | 0 | 93.7324 | 35.7682 | 0 | 0 | 0 | 0 | 0 | 0 | 0 | 0 | 1789.9523 | 695.4093 | 0 | 0 | 0 | 0 | 0
20 | Moorabool Terminal Station Circuit Breaker Replacement | Replacement - Major Station | Major Station | TRUE | Switchgear | Network | Labour - Internal | 10% |  | 0 | 0 | 0 | 11.7793 | 153.131 | 259.1447 | 164.9103 | 0 | 0 | 0 | 0 | 0 | 0 | 0 | 0.1163 | 2.3154 | 5.2358 | 4.6437 | 0 | 0 | 0 | 0 | 0 | 0 | 0 | 0.72382 | 8.4229 | 14.7103 | 9.1939 | 0 | 0 | 0 | 0 | 0 | 0 | 0 | 12.6194 | 163.8692 | 279.0907 | 178.7478 | 0 | 0 | 0 | 0 | 0% | 0% | 0% | 0% | 72% | 28% | 0% | 0% | 0% | 0% | 100% | [10 empty] | 0 | 0 | 0 | 0 | 424.055 | 164.9103 | 0 | 0 | 0 | 0 | 0 | 0 | 0 | 0 | 7.6674 | 4.6437 | 0 | 0 | 0 | 0 | 0 | 0 | 0 | 0 | 23.857 | 9.1939 | 0 | 0 | 0 | 0 | 0 | 0 | 0 | 0 | 455.5794 | 178.7478 | 0 | 0 | 0 | 0 | 0
21 | Moorabool Terminal Station Circuit Breaker Replacement | Replacement - Major Station | Major Station | TRUE | Switchgear | Network | Labour - External | 50% |  | 0 | 0 | 0 | 58.8965 | 765.6548 | 1295.7235 | 824.5513 | 0 | 0 | 0 | 0 | 0 | 0 | 0 | -0.085882 | [5 empty] | 0 | 0 | 0 | 0 | 0 | 3.5785 | 41.4871 | 72.0947 | 44.7103 | 0 | 0 | 0 | 0 | 0 | 0 | 0 | 62.3891 | 807.1419 | 1367.8183 | 869.2616 | 0 | 0 | 0 | 0 | 0% | 0% | 0% | 0% | 72% | 28% | 0% | 0% | 0% | 0% | 100% | [10 empty] | 0 | 0 | 0 | 0 | 2120.2749 | 824.5513 | 0 | 0 | 0 | 0 | 0 | 0 | 0 | 0 | -0.085882 | 0 | 0 | 0 | 0 | 0 | 0 | 0 | 0 | 0 | 117.1603 | 44.7103 | 0 | 0 | 0 | 0 | 0 | 0 | 0 | 0 | 2237.3493 | 869.2616 | 0 | 0 | 0 | 0 | 0
22 | Moorabool Terminal Station Circuit Breaker Replacement | Replacement - Major Station | Major Station | TRUE | Transformers | Network | Materials | 40% |  | 0 | 0 | 0 | 50.4117 | 655.3521 | 1109.0574 | 705.7638 | 0 | 0 | 0 | 0 | 0 | 0 | 0 | 0 | 0 | 0 | 0 | 0 | 0 | 0 | 0 | 0 | 0 | 0 | 3.0674 | 35.5103 | 61.7085 | 38.2692 | 0 | 0 | 0 | 0 | 0 | 0 | 0 | 53.4791 | 690.8624 | 1170.7659 | 744.0329 | 0 | 0 | 0 | 0 | 0% | 0% | 0% | 0% | 72% | 28% | 0% | 0% | 0% | 0% | 100% | [10 empty] | 0 | 0 | 0 | 0 | 1814.8211 | 705.7638 | 0 | 0 | 0 | 0 | 0 | 0 | 0 | 0 | 0 | 0 | 0 | 0 | 0 | 0 | 0 | 0 | 0 | 0 | 100.2863 | 38.2692 | 0 | 0 | 0 | 0 | 0 | 0 | 0 | 0 | 1915.1074 | 744.0329 | 0 | 0 | 0 | 0 | 0
23 | Moorabool Terminal Station Circuit Breaker Replacement | Replacement - Major Station | Major Station | TRUE | Transformers | Network | Labour - Internal | 10% |  | 0 | 0 | 0 | 12.6029 | 163.838 | 277.2643 | 176.4409 | 0 | 0 | 0 | 0 | 0 | 0 | 0 | 0.12443 | 2.4772 | 5.6019 | 4.9684 | 0 | 0 | 0 | 0 | 0 | 0 | 0 | 0.77443 | 9.0118 | 15.7388 | 9.8367 | 0 | 0 | 0 | 0 | 0 | 0 | 0 | 13.5018 | 175.3271 | 298.605 | 191.246 | 0 | 0 | 0 | 0 | 0% | 0% | 0% | 0% | 72% | 28% | 0% | 0% | 0% | 0% | 100% | [10 empty] | 0 | 0 | 0 | 0 | 453.7053 | 176.4409 | 0 | 0 | 0 | 0 | 0 | 0 | 0 | 0 | 8.2035 | 4.9684 | 0 | 0 | 0 | 0 | 0 | 0 | 0 | 0 | 25.5251 | 9.8367 | 0 | 0 | 0 | 0 | 0 | 0 | 0 | 0 | 487.4339 | 191.246 | 0 | 0 | 0 | 0 | 0
24 | Moorabool Terminal Station Circuit Breaker Replacement | Replacement - Major Station | Major Station | TRUE | Transformers | Network | Labour - External | 50% |  | 0 | 0 | 0 | 63.0146 | 819.1901 | 1386.3217 | 882.2047 | 0 | 0 | 0 | 0 | 0 | 0 | 0 | -0.091887 | [5 empty] | 0 | 0 | 0 | 0 | 0 | 3.8287 | 44.3879 | 77.1357 | 47.8364 | 0 | 0 | 0 | 0 | 0 | 0 | 0 | 66.7514 | 863.578 | 1463.4574 | 930.0412 | 0 | 0 | 0 | 0 | 0% | 0% | 0% | 0% | 72% | 28% | 0% | 0% | 0% | 0% | 100% | [10 empty] | 0 | 0 | 0 | 0 | 2268.5264 | 882.2047 | 0 | 0 | 0 | 0 | 0 | 0 | 0 | 0 | -0.091887 | 0 | 0 | 0 | 0 | 0 | 0 | 0 | 0 | 0 | 125.3523 | 47.8364 | 0 | 0 | 0 | 0 | 0 | 0 | 0 | 0 | 2393.7868 | 930.0412 | 0 | 0 | 0 | 0 | 0
25 | Moorabool Terminal Station Circuit Breaker Replacement | Replacement - Major Station | Major Station | TRUE | Towers and Conductor | Network | Materials | 40% |  | 0 | 0 | 0 | 3.3143 | 43.0856 | 72.914 | 46.3998 | 0 | 0 | 0 | 0 | 0 | 0 | 0 | 0 | 0 | 0 | 0 | 0 | 0 | 0 | 0 | 0 | 0 | 0 | 0.20167 | 2.3346 | 4.057 | 2.516 | 0 | 0 | 0 | 0 | 0 | 0 | 0 | 3.5159 | 45.4202 | 76.971 | 48.9158 | 0 | 0 | 0 | 0 | 0% | 0% | 0% | 0% | 72% | 28% | 0% | 0% | 0% | 0% | 100% | [10 empty] | 0 | 0 | 0 | 0 | 119.3139 | 46.3998 | 0 | 0 | 0 | 0 | 0 | 0 | 0 | 0 | 0 | 0 | 0 | 0 | 0 | 0 | 0 | 0 | 0 | 0 | 6.5932 | 2.516 | 0 | 0 | 0 | 0 | 0 | 0 | 0 | 0 | 125.9071 | 48.9158 | 0 | 0 | 0 | 0 | 0
26 | Moorabool Terminal Station Circuit Breaker Replacement | Replacement - Major Station | Major Station | TRUE | Towers and Conductor | Network | Labour - Internal | 10% |  | 0 | 0 | 0 | 0.82857 | 10.7714 | 18.2285 | 11.6 | 0 | 0 | 0 | 0 | 0 | 0 | 0 | 0.0081804 | 0.16286 | 0.36829 | 0.32664 | 0 | 0 | 0 | 0 | 0 | 0 | 0 | 0.050914 | 0.59247 | 1.0347 | 0.64671 | 0 | 0 | 0 | 0 | 0 | 0 | 0 | 0.88766 | 11.5267 | 19.6315 | 12.5733 | 0 | 0 | 0 | 0 | 0% | 0% | 0% | 0% | 72% | 28% | 0% | 0% | 0% | 0% | 100% | [10 empty] | 0 | 0 | 0 | 0 | 29.8285 | 11.6 | 0 | 0 | 0 | 0 | 0 | 0 | 0 | 0 | 0.53934 | 0.32664 | 0 | 0 | 0 | 0 | 0 | 0 | 0 | 0 | 1.6781 | 0.64671 | 0 | 0 | 0 | 0 | 0 | 0 | 0 | 0 | 32.0459 | 12.5733 | 0 | 0 | 0 | 0 | 0
27 | Moorabool Terminal Station Circuit Breaker Replacement | Replacement - Major Station | Major Station | TRUE | Towers and Conductor | Network | Labour - External | 50% |  | 0 | 0 | 0 | 4.1428 | 53.857 | 91.1425 | 57.9998 | 0 | 0 | 0 | 0 | 0 | 0 | 0 | -0.006041 | [5 empty] | 0 | 0 | 0 | 0 | 0 | 0.25171 | 2.9182 | 5.0712 | 3.145 | 0 | 0 | 0 | 0 | 0 | 0 | 0 | 4.3885 | 56.7752 | 96.2138 | 61.1448 | 0 | 0 | 0 | 0 | 0% | 0% | 0% | 0% | 72% | 28% | 0% | 0% | 0% | 0% | 100% | [10 empty] | 0 | 0 | 0 | 0 | 149.1423 | 57.9998 | 0 | 0 | 0 | 0 | 0 | 0 | 0 | 0 | -0.006041 | 0 | 0 | 0 | 0 | 0 | 0 | 0 | 0 | 0 | 8.2412 | 3.145 | 0 | 0 | 0 | 0 | 0 | 0 | 0 | 0 | 157.3775 | 61.1448 | 0 | 0 | 0 | 0 | 0
28 | Moorabool Terminal Station Circuit Breaker Replacement | Replacement - Major Station | Major Station | TRUE | Establishment | Network | Materials | 40% |  | 0 | 0 | 0 | 24.1594 | 314.0726 | 531.5075 | 338.2321 | 0 | 0 | 0 | 0 | 0 | 0 | 0 | 0 | 0 | 0 | 0 | 0 | 0 | 0 | 0 | 0 | 0 | 0 | 1.47 | 17.0181 | 29.5734 | 18.3402 | 0 | 0 | 0 | 0 | 0 | 0 | 0 | 25.6295 | 331.0907 | 561.0809 | 356.5723 | 0 | 0 | 0 | 0 | 0% | 0% | 0% | 0% | 72% | 28% | 0% | 0% | 0% | 0% | 100% | [10 empty] | 0 | 0 | 0 | 0 | 869.7396 | 338.2321 | 0 | 0 | 0 | 0 | 0 | 0 | 0 | 0 | 0 | 0 | 0 | 0 | 0 | 0 | 0 | 0 | 0 | 0 | 48.0615 | 18.3402 | 0 | 0 | 0 | 0 | 0 | 0 | 0 | 0 | 917.8011 | 356.5723 | 0 | 0 | 0 | 0 | 0
29 | Moorabool Terminal Station Circuit Breaker Replacement | Replacement - Major Station | Major Station | TRUE | Establishment | Network | Labour - Internal | 10% |  | 0 | 0 | 0 | 6.0399 | 78.5182 | 132.8769 | 84.558 | 0 | 0 | 0 | 0 | 0 | 0 | 0 | 0.059631 | 1.1872 | 2.6847 | 2.3811 | 0 | 0 | 0 | 0 | 0 | 0 | 0 | 0.37114 | 4.3188 | 7.5427 | 4.7142 | 0 | 0 | 0 | 0 | 0 | 0 | 0 | 6.4706 | 84.0242 | 143.1043 | 91.6532 | 0 | 0 | 0 | 0 | 0% | 0% | 0% | 0% | 72% | 28% | 0% | 0% | 0% | 0% | 100% | [10 empty] | 0 | 0 | 0 | 0 | 217.4349 | 84.558 | 0 | 0 | 0 | 0 | 0 | 0 | 0 | 0 | 3.9315 | 2.3811 | 0 | 0 | 0 | 0 | 0 | 0 | 0 | 0 | 12.2327 | 4.7142 | 0 | 0 | 0 | 0 | 0 | 0 | 0 | 0 | 233.5991 | 91.6532 | 0 | 0 | 0 | 0 | 0
30 | Moorabool Terminal Station Circuit Breaker Replacement | Replacement - Major Station | Major Station | TRUE | Establishment | Network | Labour - External | 50% |  | 0 | 0 | 0 | 30.1993 | 392.5908 | 664.3844 | 422.7901 | 0 | 0 | 0 | 0 | 0 | 0 | 0 | -0.044036 | [5 empty] | 0 | 0 | 0 | 0 | 0 | 1.8349 | 21.2726 | 36.9667 | 22.9253 | 0 | 0 | 0 | 0 | 0 | 0 | 0 | 31.9901 | 413.8634 | 701.3511 | 445.7153 | 0 | 0 | 0 | 0 | 0% | 0% | 0% | 0% | 72% | 28% | 0% | 0% | 0% | 0% | 100% | [10 empty] | 0 | 0 | 0 | 0 | 1087.1745 | 422.7901 | 0 | 0 | 0 | 0 | 0 | 0 | 0 | 0 | -0.044036 | 0 | 0 | 0 | 0 | 0 | 0 | 0 | 0 | 0 | 60.0741 | 22.9253 | 0 | 0 | 0 | 0 | 0 | 0 | 0 | 0 | 1147.2046 | 445.7153 | 0 | 0 | 0 | 0 | 0
31 | RCTS Transformer and Switchgear Replacement | Replacement - Major Station | Major Station | TRUE | Secondary | Network | Materials | 40% |  | 0 | 0 | 0 | 0 | 10.4605 | 135.918 | 230.0397 | 146.3785 | 0 | 0 | 0 | 0 | 0 | 0 | 0 | 0 | 0 | 0 | 0 | 0 | 0 | 0 | 0 | 0 | 0 | 0 | 0.5668 | 7.5625 | 12.4736 | 10.2666 | 0 | 0 | 0 | 0 | 0 | 0 | 0 | 11.0273 | 143.4806 | 242.5133 | 156.6452 | 0 | 0 | 0 | 0% | 0% | 0% | 0% | 0% | 72% | 28% | 0% | 0% | 0% | 100% | [10 empty] | 0 | 0 | 0 | 0 | 0 | 376.4137 | 146.3831 | 0 | 0 | 0 | 0 | 0 | 0 | 0 | 0 | 0 | 0 | 0 | 0 | 0 | 0 | 0 | 0 | 0 | 0 | 20.603 | 10.2666 | 0 | 0 | 0 | 0 | 0 | 0 | 0 | 0 | 397.0167 | 156.6498 | 0 | 0 | 0 | 0
32 | RCTS Transformer and Switchgear Replacement | Replacement - Major Station | Major Station | TRUE | Secondary | Network | Labour - Internal | 10% |  | 0 | 0 | 0 | 0 | 2.6151 | 33.9795 | 57.5099 | 36.5946 | 0 | 0 | 0 | 0 | 0 | 0 | 0 | 0.039541 | 0.68652 | 1.6194 | 1.4447 | 0 | 0 | 0 | 0 | 0 | 0 | 0 | 0.14384 | 1.9288 | 3.2062 | 2.668 | 0 | 0 | 0 | 0 | 0 | 0 | 0 | 2.7985 | 36.5949 | 62.3356 | 40.7073 | 0 | 0 | 0 | 0% | 0% | 0% | 0% | 0% | 72% | 28% | 0% | 0% | 0% | 100% | [10 empty] | 0 | 0 | 0 | 0 | 0 | 94.1034 | 36.5958 | 0 | 0 | 0 | 0 | 0 | 0 | 0 | 0 | 2.3455 | 1.4447 | 0 | 0 | 0 | 0 | 0 | 0 | 0 | 0 | 5.2789 | 2.668 | 0 | 0 | 0 | 0 | 0 | 0 | 0 | 0 | 101.7278 | 40.7084 | 0 | 0 | 0 | 0
33 | RCTS Transformer and Switchgear Replacement | Replacement - Major Station | Major Station | TRUE | Secondary | Network | Labour - External | 50% |  | 0 | 0 | 0 | 0 | 13.0756 | 169.8975 | 287.5497 | 182.9732 | 0 | 0 | 0 | 0 | 0 | 0 | 0 | [5 empty] | 0 | 0 | 0 | 0 | 0 | 0 | 0.7085 | 9.4532 | 15.592 | 12.8333 | 0 | 0 | 0 | 0 | 0 | 0 | 0 | 13.7841 | 179.3507 | 303.1417 | 195.8065 | 0 | 0 | 0 | 0% | 0% | 0% | 0% | 0% | 72% | 28% | 0% | 0% | 0% | 100% | [10 empty] | 0 | 0 | 0 | 0 | 0 | 470.5171 | 182.9789 | 0 | 0 | 0 | 0 | 0 | 0 | 0 | 0 | 0 | 0 | 0 | 0 | 0 | 0 | 0 | 0 | 0 | 0 | 25.7537 | 12.8333 | 0 | 0 | 0 | 0 | 0 | 0 | 0 | 0 | 496.2708 | 195.8122 | 0 | 0 | 0 | 0
34 | RCTS Transformer and Switchgear Replacement | Replacement - Major Station | Major Station | TRUE | Switchgear | Network | Materials | 40% |  | 0 | 0 | 0 | 0 | 56.7886 | 737.8804 | 1248.8543 | 794.6691 | 0 | 0 | 0 | 0 | 0 | 0 | 0 | 0 | 0 | 0 | 0 | 0 | 0 | 0 | 0 | 0 | 0 | 0 | 3.0771 | 41.056 | 67.7176 | 55.7362 | 0 | 0 | 0 | 0 | 0 | 0 | 0 | 59.8657 | 778.9365 | 1316.5718 | 850.4053 | 0 | 0 | 0 | 0% | 0% | 0% | 0% | 0% | 72% | 28% | 0% | 0% | 0% | 100% | [10 empty] | 0 | 0 | 0 | 0 | 0 | 2043.4986 | 794.6939 | 0 | 0 | 0 | 0 | 0 | 0 | 0 | 0 | 0 | 0 | 0 | 0 | 0 | 0 | 0 | 0 | 0 | 0 | 111.8507 | 55.7362 | 0 | 0 | 0 | 0 | 0 | 0 | 0 | 0 | 2155.3493 | 850.4301 | 0 | 0 | 0 | 0
35 | RCTS Transformer and Switchgear Replacement | Replacement - Major Station | Major Station | TRUE | Switchgear | Network | Labour - Internal | 10% |  | 0 | 0 | 0 | 0 | 14.1972 | 184.4701 | 312.2136 | 198.6673 | 0 | 0 | 0 | 0 | 0 | 0 | 0 | 0.21466 | 3.727 | 8.7916 | 7.8429 | 0 | 0 | 0 | 0 | 0 | 0 | 0 | 0.78091 | 10.4714 | 17.4061 | 14.4841 | 0 | 0 | 0 | 0 | 0 | 0 | 0 | 15.1927 | 198.6685 | 338.4113 | 220.9943 | 0 | 0 | 0 | 0% | 0% | 0% | 0% | 0% | 72% | 28% | 0% | 0% | 0% | 100% | [10 empty] | 0 | 0 | 0 | 0 | 0 | 510.8746 | 198.6735 | 0 | 0 | 0 | 0 | 0 | 0 | 0 | 0 | 12.7333 | 7.8429 | 0 | 0 | 0 | 0 | 0 | 0 | 0 | 0 | 28.6584 | 14.4841 | 0 | 0 | 0 | 0 | 0 | 0 | 0 | 0 | 552.2664 | 221.0005 | 0 | 0 | 0 | 0
36 | RCTS Transformer and Switchgear Replacement | Replacement - Major Station | Major Station | TRUE | Switchgear | Network | Labour - External | 50% |  | 0 | 0 | 0 | 0 | 70.9858 | 922.3506 | 1561.0679 | 993.3364 | 0 | 0 | 0 | 0 | 0 | 0 | 0 | [5 empty] | 0 | 0 | 0 | 0 | 0 | 0 | 3.8464 | 51.3201 | 84.6469 | 69.6703 | 0 | 0 | 0 | 0 | 0 | 0 | 0 | 74.8322 | 973.6706 | 1645.7148 | 1063.0067 | 0 | 0 | 0 | 0% | 0% | 0% | 0% | 0% | 72% | 28% | 0% | 0% | 0% | 100% | [10 empty] | 0 | 0 | 0 | 0 | 0 | 2554.3732 | 993.3674 | 0 | 0 | 0 | 0 | 0 | 0 | 0 | 0 | 0 | 0 | 0 | 0 | 0 | 0 | 0 | 0 | 0 | 0 | 139.8134 | 69.6703 | 0 | 0 | 0 | 0 | 0 | 0 | 0 | 0 | 2694.1866 | 1063.0377 | 0 | 0 | 0 | 0
37 | RCTS Transformer and Switchgear Replacement | Replacement - Major Station | Major Station | TRUE | Transformers | Network | Materials | 40% |  | 0 | 0 | 0 | 0 | 60.7594 | 789.4737 | 1336.1753 | 850.2331 | 0 | 0 | 0 | 0 | 0 | 0 | 0 | 0 | 0 | 0 | 0 | 0 | 0 | 0 | 0 | 0 | 0 | 0 | 3.2923 | 43.9267 | 72.4524 | 59.6334 | 0 | 0 | 0 | 0 | 0 | 0 | 0 | 64.0516 | 833.4005 | 1408.6278 | 909.8665 | 0 | 0 | 0 | 0% | 0% | 0% | 0% | 0% | 72% | 28% | 0% | 0% | 0% | 100% | [10 empty] | 0 | 0 | 0 | 0 | 0 | 2186.3819 | 850.2596 | 0 | 0 | 0 | 0 | 0 | 0 | 0 | 0 | 0 | 0 | 0 | 0 | 0 | 0 | 0 | 0 | 0 | 0 | 119.6714 | 59.6334 | 0 | 0 | 0 | 0 | 0 | 0 | 0 | 0 | 2306.0533 | 909.893 | 0 | 0 | 0 | 0
38 | RCTS Transformer and Switchgear Replacement | Replacement - Major Station | Major Station | TRUE | Transformers | Network | Labour - Internal | 10% |  | 0 | 0 | 0 | 0 | 15.1898 | 197.3684 | 334.0438 | 212.5583 | 0 | 0 | 0 | 0 | 0 | 0 | 0 | 0.22967 | 3.9876 | 9.4063 | 8.3912 | 0 | 0 | 0 | 0 | 0 | 0 | 0 | 0.83551 | 11.2036 | 18.6232 | 15.4969 | 0 | 0 | 0 | 0 | 0 | 0 | 0 | 16.255 | 212.5596 | 362.0733 | 236.4464 | 0 | 0 | 0 | 0% | 0% | 0% | 0% | 0% | 72% | 28% | 0% | 0% | 0% | 100% | [10 empty] | 0 | 0 | 0 | 0 | 0 | 546.5955 | 212.5649 | 0 | 0 | 0 | 0 | 0 | 0 | 0 | 0 | 13.6236 | 8.3912 | 0 | 0 | 0 | 0 | 0 | 0 | 0 | 0 | 30.6622 | 15.4969 | 0 | 0 | 0 | 0 | 0 | 0 | 0 | 0 | 590.8813 | 236.453 | 0 | 0 | 0 | 0
39 | RCTS Transformer and Switchgear Replacement | Replacement - Major Station | Major Station | TRUE | Transformers | Network | Labour - External | 50% |  | 0 | 0 | 0 | 0 | 75.9492 | 986.8422 | 1670.2192 | 1062.7914 | 0 | 0 | 0 | 0 | 0 | 0 | 0 | [5 empty] | 0 | 0 | 0 | 0 | 0 | 0 | 4.1153 | 54.9084 | 90.5655 | 74.5417 | 0 | 0 | 0 | 0 | 0 | 0 | 0 | 80.0645 | 1041.7506 | 1760.7847 | 1137.3331 | 0 | 0 | 0 | 0% | 0% | 0% | 0% | 0% | 72% | 28% | 0% | 0% | 0% | 100% | [10 empty] | 0 | 0 | 0 | 0 | 0 | 2732.9774 | 1062.8245 | 0 | 0 | 0 | 0 | 0 | 0 | 0 | 0 | 0 | 0 | 0 | 0 | 0 | 0 | 0 | 0 | 0 | 0 | 149.5893 | 74.5417 | 0 | 0 | 0 | 0 | 0 | 0 | 0 | 0 | 2882.5666 | 1137.3662 | 0 | 0 | 0 | 0
40 | RCTS Transformer and Switchgear Replacement | Replacement - Major Station | Major Station | TRUE | Towers and Conductor | Network | Materials | 40% |  | 0 | 0 | 0 | 0 | 3.9946 | 51.9033 | 87.8457 | 55.8979 | 0 | 0 | 0 | 0 | 0 | 0 | 0 | 0 | 0 | 0 | 0 | 0 | 0 | 0 | 0 | 0 | 0 | 0 | 0.21645 | 2.8879 | 4.7633 | 3.9205 | 0 | 0 | 0 | 0 | 0 | 0 | 0 | 4.211 | 54.7912 | 92.609 | 59.8184 | 0 | 0 | 0 | 0% | 0% | 0% | 0% | 0% | 72% | 28% | 0% | 0% | 0% | 100% | [10 empty] | 0 | 0 | 0 | 0 | 0 | 143.7418 | 55.8996 | 0 | 0 | 0 | 0 | 0 | 0 | 0 | 0 | 0 | 0 | 0 | 0 | 0 | 0 | 0 | 0 | 0 | 0 | 7.8677 | 3.9205 | 0 | 0 | 0 | 0 | 0 | 0 | 0 | 0 | 151.6095 | 59.8201 | 0 | 0 | 0 | 0
41 | RCTS Transformer and Switchgear Replacement | Replacement - Major Station | Major Station | TRUE | Towers and Conductor | Network | Labour - Internal | 10% |  | 0 | 0 | 0 | 0 | 0.99864 | 12.9758 | 21.9614 | 13.9745 | 0 | 0 | 0 | 0 | 0 | 0 | 0 | 0.0151 | 0.26216 | 0.61841 | 0.55168 | 0 | 0 | 0 | 0 | 0 | 0 | 0 | 0.05493 | 0.73657 | 1.2244 | 1.0188 | 0 | 0 | 0 | 0 | 0 | 0 | 0 | 1.0687 | 13.9746 | 23.8042 | 15.545 | 0 | 0 | 0 | 0% | 0% | 0% | 0% | 0% | 72% | 28% | 0% | 0% | 0% | 100% | [10 empty] | 0 | 0 | 0 | 0 | 0 | 35.9355 | 13.9749 | 0 | 0 | 0 | 0 | 0 | 0 | 0 | 0 | 0.89567 | 0.55168 | 0 | 0 | 0 | 0 | 0 | 0 | 0 | 0 | 2.0159 | 1.0188 | 0 | 0 | 0 | 0 | 0 | 0 | 0 | 0 | 38.847 | 15.5454 | 0 | 0 | 0 | 0
42 | RCTS Transformer and Switchgear Replacement | Replacement - Major Station | Major Station | TRUE | Towers and Conductor | Network | Labour - External | 50% |  | 0 | 0 | 0 | 0 | 4.9932 | 64.8791 | 109.8071 | 69.8723 | 0 | 0 | 0 | 0 | 0 | 0 | 0 | [5 empty] | 0 | 0 | 0 | 0 | 0 | 0 | 0.27056 | 3.6099 | 5.9542 | 4.9007 | 0 | 0 | 0 | 0 | 0 | 0 | 0 | 5.2638 | 68.489 | 115.7613 | 74.773 | 0 | 0 | 0 | 0% | 0% | 0% | 0% | 0% | 72% | 28% | 0% | 0% | 0% | 100% | [10 empty] | 0 | 0 | 0 | 0 | 0 | 179.6773 | 69.8745 | 0 | 0 | 0 | 0 | 0 | 0 | 0 | 0 | 0 | 0 | 0 | 0 | 0 | 0 | 0 | 0 | 0 | 0 | 9.8346 | 4.9007 | 0 | 0 | 0 | 0 | 0 | 0 | 0 | 0 | 189.5119 | 74.7752 | 0 | 0 | 0 | 0
43 | RCTS Transformer and Switchgear Replacement | Replacement - Major Station | Major Station | TRUE | Establishment | Network | Materials | 40% |  | 0 | 0 | 0 | 0 | 29.1185 | 378.3494 | 640.3521 | 407.4679 | 0 | 0 | 0 | 0 | 0 | 0 | 0 | 0 | 0 | 0 | 0 | 0 | 0 | 0 | 0 | 0 | 0 | 0 | 1.5778 | 21.0516 | 34.7223 | 28.5788 | 0 | 0 | 0 | 0 | 0 | 0 | 0 | 30.6963 | 399.401 | 675.0744 | 436.0468 | 0 | 0 | 0 | 0% | 0% | 0% | 0% | 0% | 72% | 28% | 0% | 0% | 0% | 100% | [10 empty] | 0 | 0 | 0 | 0 | 0 | 1047.8073 | 407.4806 | 0 | 0 | 0 | 0 | 0 | 0 | 0 | 0 | 0 | 0 | 0 | 0 | 0 | 0 | 0 | 0 | 0 | 0 | 57.3516 | 28.5788 | 0 | 0 | 0 | 0 | 0 | 0 | 0 | 0 | 1105.159 | 436.0595 | 0 | 0 | 0 | 0
44 | RCTS Transformer and Switchgear Replacement | Replacement - Major Station | Major Station | TRUE | Establishment | Network | Labour - Internal | 10% |  | 0 | 0 | 0 | 0 | 7.2796 | 94.5874 | 160.088 | 101.867 | 0 | 0 | 0 | 0 | 0 | 0 | 0 | 0.11007 | 1.911 | 4.5079 | 4.0214 | 0 | 0 | 0 | 0 | 0 | 0 | 0 | 0.40041 | 5.3692 | 8.925 | 7.4268 | 0 | 0 | 0 | 0 | 0 | 0 | 0 | 7.7901 | 101.8676 | 173.521 | 113.3152 | 0 | 0 | 0 | 0% | 0% | 0% | 0% | 0% | 72% | 28% | 0% | 0% | 0% | 100% | [10 empty] | 0 | 0 | 0 | 0 | 0 | 261.9518 | 101.8702 | 0 | 0 | 0 | 0 | 0 | 0 | 0 | 0 | 6.529 | 4.0214 | 0 | 0 | 0 | 0 | 0 | 0 | 0 | 0 | 14.6946 | 7.4268 | 0 | 0 | 0 | 0 | 0 | 0 | 0 | 0 | 283.1755 | 113.3184 | 0 | 0 | 0 | 0
45 | RCTS Transformer and Switchgear Replacement | Replacement - Major Station | Major Station | TRUE | Establishment | Network | Labour - External | 50% |  | 0 | 0 | 0 | 0 | 36.3981 | 472.9368 | 800.4402 | 509.3349 | 0 | 0 | 0 | 0 | 0 | 0 | 0 | [5 empty] | 0 | 0 | 0 | 0 | 0 | 0 | 1.9722 | 26.3144 | 43.4029 | 35.7236 | 0 | 0 | 0 | 0 | 0 | 0 | 0 | 38.3703 | 499.2513 | 843.843 | 545.0585 | 0 | 0 | 0 | 0% | 0% | 0% | 0% | 0% | 72% | 28% | 0% | 0% | 0% | 100% | [10 empty] | 0 | 0 | 0 | 0 | 0 | 1309.7592 | 509.3508 | 0 | 0 | 0 | 0 | 0 | 0 | 0 | 0 | 0 | 0 | 0 | 0 | 0 | 0 | 0 | 0 | 0 | 0 | 71.6895 | 35.7236 | 0 | 0 | 0 | 0 | 0 | 0 | 0 | 0 | 1381.4487 | 545.0744 | 0 | 0 | 0 | 0
46 | LYPS and HWTS 500kV Circuit Breaker Replacement Stage 2 | Replacement - Major Station | Major Station | TRUE | Secondary | Network | Materials | 40% |  | 0 | 0 | 0 | 0 | 0 | 0 | 0 | 0 | 0 | 38.2288 | 496.9744 | 0 | 0 | 0 | 0 | 0 | 0 | 0 | 0 | 0 | 0 | 0 | 0 | 0 | 0 | 0 | 0 | 0 | 0 | 0 | 0 | 2.4102 | 31.3324 | 0 | 0 | 0 | 0 | 0 | 0 | 0 | 0 | 0 | 40.639 | 528.3069 | 0% | 0% | 0% | 0% | 0% | 0% | 0% | 0% | 0% | 100% | 100% | [10 empty] | 0 | 0 | 0 | 0 | 0 | 0 | 0 | 0 | 0 | 535.2032 | 0 | 0 | 0 | 0 | 0 | 0 | 0 | 0 | 0 | 0 | 0 | 0 | 0 | 0 | 0 | 0 | 0 | 0 | 0 | 33.7426 | 0 | 0 | 0 | 0 | 0 | 0 | 0 | 0 | 0 | 568.9458 | 0
47 | LYPS and HWTS 500kV Circuit Breaker Replacement Stage 2 | Replacement - Major Station | Major Station | TRUE | Secondary | Network | Labour - Internal | 10% |  | 0 | 0 | 0 | 0 | 0 | 0 | 0 | 0 | 0 | 9.5572 | 124.2436 | 0 | 0 | 0 | 0 | 0 | 0 | 0 | 0 | 0 | 0.59722 | 9.2171 | 0 | 0 | 0 | 0 | 0 | 0 | 0 | 0 | 0 | 0.6402 | 8.4142 | 0 | 0 | 0 | 0 | 0 | 0 | 0 | 0 | 0 | 10.7946 | 141.8749 | 0% | 0% | 0% | 0% | 0% | 0% | 0% | 0% | 0% | 100% | 100% | [10 empty] | 0 | 0 | 0 | 0 | 0 | 0 | 0 | 0 | 0 | 133.8008 | 0 | 0 | 0 | 0 | 0 | 0 | 0 | 0 | 0 | 9.8143 | 0 | 0 | 0 | 0 | 0 | 0 | 0 | 0 | 0 | 9.0544 | 0 | 0 | 0 | 0 | 0 | 0 | 0 | 0 | 0 | 152.6696 | 0
48 | LYPS and HWTS 500kV Circuit Breaker Replacement Stage 2 | Replacement - Major Station | Major Station | TRUE | Secondary | Network | Labour - External | 50% |  | 0 | 0 | 0 | 0 | 0 | 0 | 0 | 0 | 0 | 47.786 | 621.218 | 0 | 0 | 0 | 0 | [5 empty] | 2.731 | 43.6819 | 0 | 0 | 0 | 0 | 0 | 0 | 0 | 0 | 0 | 3.1849 | 41.9195 | 0 | 0 | 0 | 0 | 0 | 0 | 0 | 0 | 0 | 53.7019 | 706.8195 | 0% | 0% | 0% | 0% | 0% | 0% | 0% | 0% | 0% | 100% | 100% | [10 empty] | 0 | 0 | 0 | 0 | 0 | 0 | 0 | 0 | 0 | 669.004 | 0 | 0 | 0 | 0 | 0 | 0 | 0 | 0 | 0 | 46.413 | 0 | 0 | 0 | 0 | 0 | 0 | 0 | 0 | 0 | 45.1044 | 0 | 0 | 0 | 0 | 0 | 0 | 0 | 0 | 0 | 760.5214 | 0
49 | LYPS and HWTS 500kV Circuit Breaker Replacement Stage 2 | Replacement - Major Station | Major Station | TRUE | Switchgear | Network | Materials | 40% |  | 0 | 0 | 0 | 0 | 0 | 0 | 0 | 0 | 0 | 207.539 | 2698.0064 | 0 | 0 | 0 | 0 | 0 | 0 | 0 | 0 | 0 | 0 | 0 | 0 | 0 | 0 | 0 | 0 | 0 | 0 | 0 | 0 | 13.0846 | 170.0995 | 0 | 0 | 0 | 0 | 0 | 0 | 0 | 0 | 0 | 220.6235 | 2868.1059 | 0% | 0% | 0% | 0% | 0% | 0% | 0% | 0% | 0% | 100% | 100% | [10 empty] | 0 | 0 | 0 | 0 | 0 | 0 | 0 | 0 | 0 | 2905.5453 | 0 | 0 | 0 | 0 | 0 | 0 | 0 | 0 | 0 | 0 | 0 | 0 | 0 | 0 | 0 | 0 | 0 | 0 | 0 | 183.1841 | 0 | 0 | 0 | 0 | 0 | 0 | 0 | 0 | 0 | 3088.7294 | 0
50 | LYPS and HWTS 500kV Circuit Breaker Replacement Stage 2 | Replacement - Major Station | Major Station | TRUE | Switchgear | Network | Labour - Internal | 10% |  | 0 | 0 | 0 | 0 | 0 | 0 | 0 | 0 | 0 | 51.8847 | 674.5016 | 0 | 0 | 0 | 0 | 0 | 0 | 0 | 0 | 0 | 3.2422 | 50.0384 | 0 | 0 | 0 | 0 | 0 | 0 | 0 | 0 | 0 | 3.4756 | 45.6796 | 0 | 0 | 0 | 0 | 0 | 0 | 0 | 0 | 0 | 58.6025 | 770.2196 | 0% | 0% | 0% | 0% | 0% | 0% | 0% | 0% | 0% | 100% | 100% | [10 empty] | 0 | 0 | 0 | 0 | 0 | 0 | 0 | 0 | 0 | 726.3863 | 0 | 0 | 0 | 0 | 0 | 0 | 0 | 0 | 0 | 53.2807 | 0 | 0 | 0 | 0 | 0 | 0 | 0 | 0 | 0 | 49.1552 | 0 | 0 | 0 | 0 | 0 | 0 | 0 | 0 | 0 | 828.8222 | 0
51 | LYPS and HWTS 500kV Circuit Breaker Replacement Stage 2 | Replacement - Major Station | Major Station | TRUE | Switchgear | Network | Labour - External | 50% |  | 0 | 0 | 0 | 0 | 0 | 0 | 0 | 0 | 0 | 259.4237 | 3372.508 | 0 | 0 | 0 | 0 | [5 empty] | 14.8263 | 237.1433 | 0 | 0 | 0 | 0 | 0 | 0 | 0 | 0 | 0 | 17.2905 | 227.5754 | 0 | 0 | 0 | 0 | 0 | 0 | 0 | 0 | 0 | 291.5405 | 3837.2267 | 0% | 0% | 0% | 0% | 0% | 0% | 0% | 0% | 0% | 100% | 100% | [10 empty] | 0 | 0 | 0 | 0 | 0 | 0 | 0 | 0 | 0 | 3631.9316 | 0 | 0 | 0 | 0 | 0 | 0 | 0 | 0 | 0 | 251.9696 | 0 | 0 | 0 | 0 | 0 | 0 | 0 | 0 | 0 | 244.8659 | 0 | 0 | 0 | 0 | 0 | 0 | 0 | 0 | 0 | 4128.7671 | 0
52 | LYPS and HWTS 500kV Circuit Breaker Replacement Stage 2 | Replacement - Major Station | Major Station | TRUE | Transformers | Network | Materials | 40% |  | 0 | 0 | 0 | 0 | 0 | 0 | 0 | 0 | 0 | 222.0503 | 2886.6534 | 0 | 0 | 0 | 0 | 0 | 0 | 0 | 0 | 0 | 0 | 0 | 0 | 0 | 0 | 0 | 0 | 0 | 0 | 0 | 0 | 13.9995 | 181.993 | 0 | 0 | 0 | 0 | 0 | 0 | 0 | 0 | 0 | 236.0497 | 3068.6465 | 0% | 0% | 0% | 0% | 0% | 0% | 0% | 0% | 0% | 100% | 100% | [10 empty] | 0 | 0 | 0 | 0 | 0 | 0 | 0 | 0 | 0 | 3108.7037 | 0 | 0 | 0 | 0 | 0 | 0 | 0 | 0 | 0 | 0 | 0 | 0 | 0 | 0 | 0 | 0 | 0 | 0 | 0 | 195.9925 | 0 | 0 | 0 | 0 | 0 | 0 | 0 | 0 | 0 | 3304.6962 | 0
53 | LYPS and HWTS 500kV Circuit Breaker Replacement Stage 2 | Replacement - Major Station | Major Station | TRUE | Transformers | Network | Labour - Internal | 10% |  | 0 | 0 | 0 | 0 | 0 | 0 | 0 | 0 | 0 | 55.5126 | 721.6634 | 0 | 0 | 0 | 0 | 0 | 0 | 0 | 0 | 0 | 3.4689 | 53.5372 | 0 | 0 | 0 | 0 | 0 | 0 | 0 | 0 | 0 | 3.7186 | 48.8736 | 0 | 0 | 0 | 0 | 0 | 0 | 0 | 0 | 0 | 62.7001 | 824.0741 | 0% | 0% | 0% | 0% | 0% | 0% | 0% | 0% | 0% | 100% | 100% | [10 empty] | 0 | 0 | 0 | 0 | 0 | 0 | 0 | 0 | 0 | 777.1759 | 0 | 0 | 0 | 0 | 0 | 0 | 0 | 0 | 0 | 57.0061 | 0 | 0 | 0 | 0 | 0 | 0 | 0 | 0 | 0 | 52.5921 | 0 | 0 | 0 | 0 | 0 | 0 | 0 | 0 | 0 | 886.7742 | 0
54 | LYPS and HWTS 500kV Circuit Breaker Replacement Stage 2 | Replacement - Major Station | Major Station | TRUE | Transformers | Network | Labour - External | 50% |  | 0 | 0 | 0 | 0 | 0 | 0 | 0 | 0 | 0 | 277.5628 | 3608.3168 | 0 | 0 | 0 | 0 | [5 empty] | 15.863 | 253.7246 | 0 | 0 | 0 | 0 | 0 | 0 | 0 | 0 | 0 | 18.4994 | 243.4877 | 0 | 0 | 0 | 0 | 0 | 0 | 0 | 0 | 0 | 311.9252 | 4105.5291 | 0% | 0% | 0% | 0% | 0% | 0% | 0% | 0% | 0% | 100% | 100% | [10 empty] | 0 | 0 | 0 | 0 | 0 | 0 | 0 | 0 | 0 | 3885.8796 | 0 | 0 | 0 | 0 | 0 | 0 | 0 | 0 | 0 | 269.5876 | 0 | 0 | 0 | 0 | 0 | 0 | 0 | 0 | 0 | 261.9871 | 0 | 0 | 0 | 0 | 0 | 0 | 0 | 0 | 0 | 4417.4543 | 0
55 | LYPS and HWTS 500kV Circuit Breaker Replacement Stage 2 | Replacement - Major Station | Major Station | TRUE | Towers and Conductor | Network | Materials | 40% |  | 0 | 0 | 0 | 0 | 0 | 0 | 0 | 0 | 0 | 14.5985 | 189.7806 | 0 | 0 | 0 | 0 | 0 | 0 | 0 | 0 | 0 | 0 | 0 | 0 | 0 | 0 | 0 | 0 | 0 | 0 | 0 | 0 | 0.92038 | 11.965 | 0 | 0 | 0 | 0 | 0 | 0 | 0 | 0 | 0 | 15.5189 | 201.7456 | 0% | 0% | 0% | 0% | 0% | 0% | 0% | 0% | 0% | 100% | 100% | [10 empty] | 0 | 0 | 0 | 0 | 0 | 0 | 0 | 0 | 0 | 204.3791 | 0 | 0 | 0 | 0 | 0 | 0 | 0 | 0 | 0 | 0 | 0 | 0 | 0 | 0 | 0 | 0 | 0 | 0 | 0 | 12.8854 | 0 | 0 | 0 | 0 | 0 | 0 | 0 | 0 | 0 | 217.2644 | 0
56 | LYPS and HWTS 500kV Circuit Breaker Replacement Stage 2 | Replacement - Major Station | Major Station | TRUE | Towers and Conductor | Network | Labour - Internal | 10% |  | 0 | 0 | 0 | 0 | 0 | 0 | 0 | 0 | 0 | 3.6496 | 47.4451 | 0 | 0 | 0 | 0 | 0 | 0 | 0 | 0 | 0 | 0.22806 | 3.5198 | 0 | 0 | 0 | 0 | 0 | 0 | 0 | 0 | 0 | 0.24447 | 3.2132 | 0 | 0 | 0 | 0 | 0 | 0 | 0 | 0 | 0 | 4.1222 | 54.1781 | 0% | 0% | 0% | 0% | 0% | 0% | 0% | 0% | 0% | 100% | 100% | [10 empty] | 0 | 0 | 0 | 0 | 0 | 0 | 0 | 0 | 0 | 51.0948 | 0 | 0 | 0 | 0 | 0 | 0 | 0 | 0 | 0 | 3.7478 | 0 | 0 | 0 | 0 | 0 | 0 | 0 | 0 | 0 | 3.4576 | 0 | 0 | 0 | 0 | 0 | 0 | 0 | 0 | 0 | 58.3002 | 0
57 | LYPS and HWTS 500kV Circuit Breaker Replacement Stage 2 | Replacement - Major Station | Major Station | TRUE | Towers and Conductor | Network | Labour - External | 50% |  | 0 | 0 | 0 | 0 | 0 | 0 | 0 | 0 | 0 | 18.2481 | 237.2257 | 0 | 0 | 0 | 0 | [5 empty] | 1.0429 | 16.6809 | 0 | 0 | 0 | 0 | 0 | 0 | 0 | 0 | 0 | 1.2162 | 16.0079 | 0 | 0 | 0 | 0 | 0 | 0 | 0 | 0 | 0 | 20.5073 | 269.9145 | 0% | 0% | 0% | 0% | 0% | 0% | 0% | 0% | 0% | 100% | 100% | [10 empty] | 0 | 0 | 0 | 0 | 0 | 0 | 0 | 0 | 0 | 255.4739 | 0 | 0 | 0 | 0 | 0 | 0 | 0 | 0 | 0 | 17.7238 | 0 | 0 | 0 | 0 | 0 | 0 | 0 | 0 | 0 | 17.2241 | 0 | 0 | 0 | 0 | 0 | 0 | 0 | 0 | 0 | 290.4218 | 0
58 | LYPS and HWTS 500kV Circuit Breaker Replacement Stage 2 | Replacement - Major Station | Major Station | TRUE | Establishment | Network | Materials | 40% |  | 0 | 0 | 0 | 0 | 0 | 0 | 0 | 0 | 0 | 106.4159 | 1383.4073 | 0 | 0 | 0 | 0 | 0 | 0 | 0 | 0 | 0 | 0 | 0 | 0 | 0 | 0 | 0 | 0 | 0 | 0 | 0 | 0 | 6.7091 | 87.2188 | 0 | 0 | 0 | 0 | 0 | 0 | 0 | 0 | 0 | 113.1251 | 1470.6261 | 0% | 0% | 0% | 0% | 0% | 0% | 0% | 0% | 0% | 100% | 100% | [10 empty] | 0 | 0 | 0 | 0 | 0 | 0 | 0 | 0 | 0 | 1489.8233 | 0 | 0 | 0 | 0 | 0 | 0 | 0 | 0 | 0 | 0 | 0 | 0 | 0 | 0 | 0 | 0 | 0 | 0 | 0 | 93.9279 | 0 | 0 | 0 | 0 | 0 | 0 | 0 | 0 | 0 | 1583.7512 | 0
59 | LYPS and HWTS 500kV Circuit Breaker Replacement Stage 2 | Replacement - Major Station | Major Station | TRUE | Establishment | Network | Labour - Internal | 10% |  | 0 | 0 | 0 | 0 | 0 | 0 | 0 | 0 | 0 | 26.604 | 345.8518 | 0 | 0 | 0 | 0 | 0 | 0 | 0 | 0 | 0 | 1.6625 | 25.6573 | 0 | 0 | 0 | 0 | 0 | 0 | 0 | 0 | 0 | 1.7821 | 23.4223 | 0 | 0 | 0 | 0 | 0 | 0 | 0 | 0 | 0 | 30.0486 | 394.9314 | 0% | 0% | 0% | 0% | 0% | 0% | 0% | 0% | 0% | 100% | 100% | [10 empty] | 0 | 0 | 0 | 0 | 0 | 0 | 0 | 0 | 0 | 372.4558 | 0 | 0 | 0 | 0 | 0 | 0 | 0 | 0 | 0 | 27.3198 | 0 | 0 | 0 | 0 | 0 | 0 | 0 | 0 | 0 | 25.2044 | 0 | 0 | 0 | 0 | 0 | 0 | 0 | 0 | 0 | 424.98 | 0
60 | LYPS and HWTS 500kV Circuit Breaker Replacement Stage 2 | Replacement - Major Station | Major Station | TRUE | Establishment | Network | Labour - External | 50% |  | 0 | 0 | 0 | 0 | 0 | 0 | 0 | 0 | 0 | 133.0199 | 1729.2591 | 0 | 0 | 0 | 0 | [5 empty] | 7.6022 | 121.5956 | 0 | 0 | 0 | 0 | 0 | 0 | 0 | 0 | 0 | 8.8657 | 116.6897 | 0 | 0 | 0 | 0 | 0 | 0 | 0 | 0 | 0 | 149.4879 | 1967.5444 | 0% | 0% | 0% | 0% | 0% | 0% | 0% | 0% | 0% | 100% | 100% | [10 empty] | 0 | 0 | 0 | 0 | 0 | 0 | 0 | 0 | 0 | 1862.2791 | 0 | 0 | 0 | 0 | 0 | 0 | 0 | 0 | 0 | 129.1978 | 0 | 0 | 0 | 0 | 0 | 0 | 0 | 0 | 0 | 125.5554 | 0 | 0 | 0 | 0 | 0 | 0 | 0 | 0 | 0 | 2117.0323 | 0
61 | SMTS 330/220kV Transformer Replacement - Stage 2 | Replacement - Major Station | Major Station | TRUE | Secondary | Network | Materials | 40% |  | 0 | 0 | 0 | 0 | 0 | 19.8932 | 258.612 | 437.651 | 278.5052 | 0 | 0 | 0 | 0 | 0 | 0 | 0 | 0 | 0 | 0 | 0 | 0 | 0 | 0 | 0 | 0 | 0 | 0 | 1.1069 | 14.0229 | 30.6958 | 26.1264 | 0 | 0 | 0 | 0 | 0 | 0 | 0 | 21.0001 | 272.6349 | 468.3469 | 304.6316 | 0 | 0 | 0% | 0% | 0% | 0% | 0% | 0% | 72% | 28% | 0% | 0% | 100% | [10 empty] | 0 | 0 | 0 | 0 | 0 | 0 | 716.1562 | 278.5052 | 0 | 0 | 0 | 0 | 0 | 0 | 0 | 0 | 0 | 0 | 0 | 0 | 0 | 0 | 0 | 0 | 0 | 0 | 45.8256 | 26.1264 | 0 | 0 | 0 | 0 | 0 | 0 | 0 | 0 | 761.9818 | 304.6316 | 0 | 0 | 0
62 | SMTS 330/220kV Transformer Replacement - Stage 2 | Replacement - Major Station | Major Station | TRUE | Secondary | Network | Labour - Internal | 10% |  | 0 | 0 | 0 | 0 | 0 | 4.9733 | 64.653 | 109.4128 | 69.6263 | 0 | 0 | 0 | 0 | 0 | 0 | 0 | 0.10048 | 1.8206 | 4.3193 | 3.5454 | 0 | 0 | 0 | 0 | 0 | 0 | 0 | 0.28231 | 3.6044 | 7.9769 | 6.8642 | 0 | 0 | 0 | 0 | 0 | 0 | 0 | 5.3561 | 70.078 | 121.709 | 80.0359 | 0 | 0 | 0% | 0% | 0% | 0% | 0% | 0% | 72% | 28% | 0% | 0% | 100% | [10 empty] | 0 | 0 | 0 | 0 | 0 | 0 | 179.0391 | 69.6263 | 0 | 0 | 0 | 0 | 0 | 0 | 0 | 0 | 6.2404 | 3.5454 | 0 | 0 | 0 | 0 | 0 | 0 | 0 | 0 | 11.8637 | 6.8642 | 0 | 0 | 0 | 0 | 0 | 0 | 0 | 0 | 197.1431 | 80.0359 | 0 | 0 | 0
63 | SMTS 330/220kV Transformer Replacement - Stage 2 | Replacement - Major Station | Major Station | TRUE | Secondary | Network | Labour - External | 50% |  | 0 | 0 | 0 | 0 | 0 | 24.8665 | 323.265 | 547.0638 | 348.1315 | 0 | 0 | 0 | 0 | 0 | 0 | [5 empty] | 0 | 0 | 0 | 0 | 0 | 0 | 0 | 1.3836 | 17.5286 | 38.3698 | 32.658 | 0 | 0 | 0 | 0 | 0 | 0 | 0 | 26.2501 | 340.7936 | 585.4336 | 380.7895 | 0 | 0 | 0% | 0% | 0% | 0% | 0% | 0% | 72% | 28% | 0% | 0% | 100% | [10 empty] | 0 | 0 | 0 | 0 | 0 | 0 | 895.1953 | 348.1315 | 0 | 0 | 0 | 0 | 0 | 0 | 0 | 0 | 0 | 0 | 0 | 0 | 0 | 0 | 0 | 0 | 0 | 0 | 57.282 | 32.658 | 0 | 0 | 0 | 0 | 0 | 0 | 0 | 0 | 952.4773 | 380.7895 | 0 | 0 | 0
64 | SMTS 330/220kV Transformer Replacement - Stage 2 | Replacement - Major Station | Major Station | TRUE | Switchgear | Network | Materials | 40% |  | 0 | 0 | 0 | 0 | 0 | 107.9976 | 1403.9691 | 2375.9478 | 1511.9668 | 0 | 0 | 0 | 0 | 0 | 0 | 0 | 0 | 0 | 0 | 0 | 0 | 0 | 0 | 0 | 0 | 0 | 0 | 6.009 | 76.1285 | 166.6434 | 141.8365 | 0 | 0 | 0 | 0 | 0 | 0 | 0 | 114.0067 | 1480.0976 | 2542.5912 | 1653.8033 | 0 | 0 | 0% | 0% | 0% | 0% | 0% | 0% | 72% | 28% | 0% | 0% | 100% | [10 empty] | 0 | 0 | 0 | 0 | 0 | 0 | 3887.9145 | 1511.9668 | 0 | 0 | 0 | 0 | 0 | 0 | 0 | 0 | 0 | 0 | 0 | 0 | 0 | 0 | 0 | 0 | 0 | 0 | 248.7809 | 141.8365 | 0 | 0 | 0 | 0 | 0 | 0 | 0 | 0 | 4136.6955 | 1653.8033 | 0 | 0 | 0
65 | SMTS 330/220kV Transformer Replacement - Stage 2 | Replacement - Major Station | Major Station | TRUE | Switchgear | Network | Labour - Internal | 10% |  | 0 | 0 | 0 | 0 | 0 | 26.9994 | 350.9923 | 593.9869 | 377.9917 | 0 | 0 | 0 | 0 | 0 | 0 | 0 | 0.5455 | 9.8836 | 23.4491 | 19.2475 | 0 | 0 | 0 | 0 | 0 | 0 | 0 | 1.5326 | 19.568 | 43.3055 | 37.2647 | 0 | 0 | 0 | 0 | 0 | 0 | 0 | 29.0775 | 380.4439 | 660.7415 | 434.5039 | 0 | 0 | 0% | 0% | 0% | 0% | 0% | 0% | 72% | 28% | 0% | 0% | 100% | [10 empty] | 0 | 0 | 0 | 0 | 0 | 0 | 971.9786 | 377.9917 | 0 | 0 | 0 | 0 | 0 | 0 | 0 | 0 | 33.8781 | 19.2475 | 0 | 0 | 0 | 0 | 0 | 0 | 0 | 0 | 64.4062 | 37.2647 | 0 | 0 | 0 | 0 | 0 | 0 | 0 | 0 | 1070.2629 | 434.5039 | 0 | 0 | 0
66 | SMTS 330/220kV Transformer Replacement - Stage 2 | Replacement - Major Station | Major Station | TRUE | Switchgear | Network | Labour - External | 50% |  | 0 | 0 | 0 | 0 | 0 | 134.997 | 1754.9614 | 2969.9347 | 1889.9585 | 0 | 0 | 0 | 0 | 0 | 0 | [5 empty] | 0 | 0 | 0 | 0 | 0 | 0 | 0 | 7.5113 | 95.1606 | 208.3043 | 177.2956 | 0 | 0 | 0 | 0 | 0 | 0 | 0 | 142.5083 | 1850.122 | 3178.239 | 2067.2541 | 0 | 0 | 0% | 0% | 0% | 0% | 0% | 0% | 72% | 28% | 0% | 0% | 100% | [10 empty] | 0 | 0 | 0 | 0 | 0 | 0 | 4859.8932 | 1889.9585 | 0 | 0 | 0 | 0 | 0 | 0 | 0 | 0 | 0 | 0 | 0 | 0 | 0 | 0 | 0 | 0 | 0 | 0 | 310.9761 | 177.2956 | 0 | 0 | 0 | 0 | 0 | 0 | 0 | 0 | 5170.8693 | 2067.2541 | 0 | 0 | 0
67 | SMTS 330/220kV Transformer Replacement - Stage 2 | Replacement - Major Station | Major Station | TRUE | Transformers | Network | Materials | 40% |  | 0 | 0 | 0 | 0 | 0 | 115.5489 | 1502.1359 | 2542.0762 | 1617.6849 | 0 | 0 | 0 | 0 | 0 | 0 | 0 | 0 | 0 | 0 | 0 | 0 | 0 | 0 | 0 | 0 | 0 | 0 | 6.4292 | 81.4514 | 178.2953 | 151.7538 | 0 | 0 | 0 | 0 | 0 | 0 | 0 | 121.9781 | 1583.5874 | 2720.3715 | 1769.4387 | 0 | 0 | 0% | 0% | 0% | 0% | 0% | 0% | 72% | 28% | 0% | 0% | 100% | [10 empty] | 0 | 0 | 0 | 0 | 0 | 0 | 4159.7611 | 1617.6849 | 0 | 0 | 0 | 0 | 0 | 0 | 0 | 0 | 0 | 0 | 0 | 0 | 0 | 0 | 0 | 0 | 0 | 0 | 266.1759 | 151.7538 | 0 | 0 | 0 | 0 | 0 | 0 | 0 | 0 | 4425.937 | 1769.4387 | 0 | 0 | 0
68 | SMTS 330/220kV Transformer Replacement - Stage 2 | Replacement - Major Station | Major Station | TRUE | Transformers | Network | Labour - Internal | 10% |  | 0 | 0 | 0 | 0 | 0 | 28.8872 | 375.534 | 635.5191 | 404.4212 | 0 | 0 | 0 | 0 | 0 | 0 | 0 | 0.58364 | 10.5746 | 25.0886 | 20.5933 | 0 | 0 | 0 | 0 | 0 | 0 | 0 | 1.6398 | 20.9363 | 46.3335 | 39.8703 | 0 | 0 | 0 | 0 | 0 | 0 | 0 | 31.1106 | 407.0449 | 706.9412 | 464.8848 | 0 | 0 | 0% | 0% | 0% | 0% | 0% | 0% | 72% | 28% | 0% | 0% | 100% | [10 empty] | 0 | 0 | 0 | 0 | 0 | 0 | 1039.9403 | 404.4212 | 0 | 0 | 0 | 0 | 0 | 0 | 0 | 0 | 36.2469 | 20.5933 | 0 | 0 | 0 | 0 | 0 | 0 | 0 | 0 | 68.9095 | 39.8703 | 0 | 0 | 0 | 0 | 0 | 0 | 0 | 0 | 1145.0967 | 464.8848 | 0 | 0 | 0
69 | SMTS 330/220kV Transformer Replacement - Stage 2 | Replacement - Major Station | Major Station | TRUE | Transformers | Network | Labour - External | 50% |  | 0 | 0 | 0 | 0 | 0 | 144.4361 | 1877.6699 | 3177.5953 | 2022.1061 | 0 | 0 | 0 | 0 | 0 | 0 | [5 empty] | 0 | 0 | 0 | 0 | 0 | 0 | 0 | 8.0365 | 101.8143 | 222.8691 | 189.6923 | 0 | 0 | 0 | 0 | 0 | 0 | 0 | 152.4727 | 1979.4842 | 3400.4644 | 2211.7984 | 0 | 0 | 0% | 0% | 0% | 0% | 0% | 0% | 72% | 28% | 0% | 0% | 100% | [10 empty] | 0 | 0 | 0 | 0 | 0 | 0 | 5199.7014 | 2022.1061 | 0 | 0 | 0 | 0 | 0 | 0 | 0 | 0 | 0 | 0 | 0 | 0 | 0 | 0 | 0 | 0 | 0 | 0 | 332.7199 | 189.6923 | 0 | 0 | 0 | 0 | 0 | 0 | 0 | 0 | 5532.4213 | 2211.7984 | 0 | 0 | 0
70 | SMTS 330/220kV Transformer Replacement - Stage 2 | Replacement - Major Station | Major Station | TRUE | Towers and Conductor | Network | Materials | 40% |  | 0 | 0 | 0 | 0 | 0 | 7.5967 | 98.7567 | 167.1266 | 106.3533 | 0 | 0 | 0 | 0 | 0 | 0 | 0 | 0 | 0 | 0 | 0 | 0 | 0 | 0 | 0 | 0 | 0 | 0 | 0.42268 | 5.355 | 11.7219 | 9.9769 | 0 | 0 | 0 | 0 | 0 | 0 | 0 | 8.0193 | 104.1116 | 178.8485 | 116.3302 | 0 | 0 | 0% | 0% | 0% | 0% | 0% | 0% | 72% | 28% | 0% | 0% | 100% | [10 empty] | 0 | 0 | 0 | 0 | 0 | 0 | 273.48 | 106.3533 | 0 | 0 | 0 | 0 | 0 | 0 | 0 | 0 | 0 | 0 | 0 | 0 | 0 | 0 | 0 | 0 | 0 | 0 | 17.4995 | 9.9769 | 0 | 0 | 0 | 0 | 0 | 0 | 0 | 0 | 290.9795 | 116.3302 | 0 | 0 | 0
71 | SMTS 330/220kV Transformer Replacement - Stage 2 | Replacement - Major Station | Major Station | TRUE | Towers and Conductor | Network | Labour - Internal | 10% |  | 0 | 0 | 0 | 0 | 0 | 1.8992 | 24.6892 | 41.7817 | 26.5883 | 0 | 0 | 0 | 0 | 0 | 0 | 0 | 0.038371 | 0.69522 | 1.6494 | 1.3539 | 0 | 0 | 0 | 0 | 0 | 0 | 0 | 0.10781 | 1.3764 | 3.0462 | 2.6212 | 0 | 0 | 0 | 0 | 0 | 0 | 0 | 2.0453 | 26.7608 | 46.4772 | 30.5635 | 0 | 0 | 0% | 0% | 0% | 0% | 0% | 0% | 72% | 28% | 0% | 0% | 100% | [10 empty] | 0 | 0 | 0 | 0 | 0 | 0 | 68.37 | 26.5883 | 0 | 0 | 0 | 0 | 0 | 0 | 0 | 0 | 2.383 | 1.3539 | 0 | 0 | 0 | 0 | 0 | 0 | 0 | 0 | 4.5304 | 2.6212 | 0 | 0 | 0 | 0 | 0 | 0 | 0 | 0 | 75.2834 | 30.5635 | 0 | 0 | 0
72 | SMTS 330/220kV Transformer Replacement - Stage 2 | Replacement - Major Station | Major Station | TRUE | Towers and Conductor | Network | Labour - External | 50% |  | 0 | 0 | 0 | 0 | 0 | 9.4958 | 123.4458 | 208.9083 | 132.9416 | 0 | 0 | 0 | 0 | 0 | 0 | [5 empty] | 0 | 0 | 0 | 0 | 0 | 0 | 0 | 0.52835 | 6.6937 | 14.6523 | 12.4712 | 0 | 0 | 0 | 0 | 0 | 0 | 0 | 10.0242 | 130.1395 | 223.5606 | 145.4128 | 0 | 0 | 0% | 0% | 0% | 0% | 0% | 0% | 72% | 28% | 0% | 0% | 100% | [10 empty] | 0 | 0 | 0 | 0 | 0 | 0 | 341.85 | 132.9416 | 0 | 0 | 0 | 0 | 0 | 0 | 0 | 0 | 0 | 0 | 0 | 0 | 0 | 0 | 0 | 0 | 0 | 0 | 21.8744 | 12.4712 | 0 | 0 | 0 | 0 | 0 | 0 | 0 | 0 | 363.7243 | 145.4128 | 0 | 0 | 0
73 | SMTS 330/220kV Transformer Replacement - Stage 2 | Replacement - Major Station | Major Station | TRUE | Establishment | Network | Materials | 40% |  | 0 | 0 | 0 | 0 | 0 | 55.376 | 719.8875 | 1218.2712 | 775.2635 | 0 | 0 | 0 | 0 | 0 | 0 | 0 | 0 | 0 | 0 | 0 | 0 | 0 | 0 | 0 | 0 | 0 | 0 | 3.0811 | 39.035 | 85.4467 | 72.7269 | 0 | 0 | 0 | 0 | 0 | 0 | 0 | 58.4571 | 758.9225 | 1303.7179 | 847.9904 | 0 | 0 | 0% | 0% | 0% | 0% | 0% | 0% | 72% | 28% | 0% | 0% | 100% | [10 empty] | 0 | 0 | 0 | 0 | 0 | 0 | 1993.5347 | 775.2635 | 0 | 0 | 0 | 0 | 0 | 0 | 0 | 0 | 0 | 0 | 0 | 0 | 0 | 0 | 0 | 0 | 0 | 0 | 127.5628 | 72.7269 | 0 | 0 | 0 | 0 | 0 | 0 | 0 | 0 | 2121.0976 | 847.9904 | 0 | 0 | 0
74 | SMTS 330/220kV Transformer Replacement - Stage 2 | Replacement - Major Station | Major Station | TRUE | Establishment | Network | Labour - Internal | 10% |  | 0 | 0 | 0 | 0 | 0 | 13.844 | 179.9719 | 304.5678 | 193.8159 | 0 | 0 | 0 | 0 | 0 | 0 | 0 | 0.2797 | 5.0678 | 12.0235 | 9.8692 | 0 | 0 | 0 | 0 | 0 | 0 | 0 | 0.78585 | 10.0335 | 22.205 | 19.1075 | 0 | 0 | 0 | 0 | 0 | 0 | 0 | 14.9095 | 195.0732 | 338.7963 | 222.7926 | 0 | 0 | 0% | 0% | 0% | 0% | 0% | 0% | 72% | 28% | 0% | 0% | 100% | [10 empty] | 0 | 0 | 0 | 0 | 0 | 0 | 498.3837 | 193.8159 | 0 | 0 | 0 | 0 | 0 | 0 | 0 | 0 | 17.3711 | 9.8692 | 0 | 0 | 0 | 0 | 0 | 0 | 0 | 0 | 33.0244 | 19.1075 | 0 | 0 | 0 | 0 | 0 | 0 | 0 | 0 | 548.7791 | 222.7926 | 0 | 0 | 0
75 | SMTS 330/220kV Transformer Replacement - Stage 2 | Replacement - Major Station | Major Station | TRUE | Establishment | Network | Labour - External | 50% |  | 0 | 0 | 0 | 0 | 0 | 69.22 | 899.8594 | 1522.839 | 969.0794 | 0 | 0 | 0 | 0 | 0 | 0 | [5 empty] | 0 | 0 | 0 | 0 | 0 | 0 | 0 | 3.8514 | 48.7937 | 106.8084 | 90.9086 | 0 | 0 | 0 | 0 | 0 | 0 | 0 | 73.0714 | 948.6532 | 1629.6474 | 1059.988 | 0 | 0 | 0% | 0% | 0% | 0% | 0% | 0% | 72% | 28% | 0% | 0% | 100% | [10 empty] | 0 | 0 | 0 | 0 | 0 | 0 | 2491.9184 | 969.0794 | 0 | 0 | 0 | 0 | 0 | 0 | 0 | 0 | 0 | 0 | 0 | 0 | 0 | 0 | 0 | 0 | 0 | 0 | 159.4535 | 90.9086 | 0 | 0 | 0 | 0 | 0 | 0 | 0 | 0 | 2651.372 | 1059.988 | 0 | 0 | 0
76 | ERTS Redevelopment - Stage 2 | Replacement - Major Station | Major Station | TRUE | Secondary | Network | Materials | 40% |  | 0 | 0.75135 | 0 | 11.0315 | 143.3637 | 242.6243 | 154.3952 | 0 | 0 | 0 | 0 | 0 | 0 | 0 | 0 | 0 | 0 | 0 | 0 | 0 | 0 | 0 | 0 | 0.035814 | 0 | 0.67124 | 7.7682 | 13.4997 | 8.3719 | 0 | 0 | 0 | 0 | 0 | 0.78716 | 0 | 11.7027 | 151.1319 | 256.124 | 162.7671 | 0 | 0 | 0 | 0 | 0% | 0% | 0% | 0% | 72% | 28% | 0% | 0% | 0% | 0% | 100% | [10 empty] | 0 | 0 | 0 | 0 | 397.5596 | 154.6065 | 0 | 0 | 0 | 0 | 0 | 0 | 0 | 0 | 0 | 0 | 0 | 0 | 0 | 0 | 0 | 0 | 0 | 0 | 21.975 | 8.3719 | 0 | 0 | 0 | 0 | 0 | 0 | 0 | 0 | 419.5345 | 162.9784 | 0 | 0 | 0 | 0 | 0
77 | ERTS Redevelopment - Stage 2 | Replacement - Major Station | Major Station | TRUE | Secondary | Network | Labour - Internal | 10% |  | 0 | 0.18784 | 0 | 2.7579 | 35.8409 | 60.6561 | 38.5988 | 0 | 0 | 0 | 0 | 0 | 0.0010895 | 0 | 0.027228 | 0.54192 | 1.2255 | 1.0869 | 0 | 0 | 0 | 0 | 0 | 0.0090054 | 0 | 0.16947 | 1.9714 | 3.4431 | 2.1519 | 0 | 0 | 0 | 0 | 0 | 0.19793 | 0 | 2.9546 | 38.3543 | 65.3247 | 41.8376 | 0 | 0 | 0 | 0 | 0% | 0% | 0% | 0% | 72% | 28% | 0% | 0% | 0% | 0% | 100% | [10 empty] | 0 | 0 | 0 | 0 | 99.3899 | 38.6516 | 0 | 0 | 0 | 0 | 0 | 0 | 0 | 0 | 1.7957 | 1.0869 | 0 | 0 | 0 | 0 | 0 | 0 | 0 | 0 | 5.593 | 2.1519 | 0 | 0 | 0 | 0 | 0 | 0 | 0 | 0 | 106.7786 | 41.8904 | 0 | 0 | 0 | 0 | 0
78 | ERTS Redevelopment - Stage 2 | Replacement - Major Station | Major Station | TRUE | Secondary | Network | Labour - External | 50% |  | 0 | 0.93918 | 0 | 13.7894 | 179.2046 | 303.2804 | 192.994 | 0 | 0 | 0 | 0 | 0 | 0.0054473 | 0 | -0.020107 | [5 empty] | 0 | 0 | 0 | 0.045027 | 0 | 0.83782 | 9.7102 | 16.8747 | 10.4649 | 0 | 0 | 0 | 0 | 0 | 0.98966 | 0 | 14.6071 | 188.9149 | 320.1551 | 203.4589 | 0 | 0 | 0 | 0 | 0% | 0% | 0% | 0% | 72% | 28% | 0% | 0% | 0% | 0% | 100% | [10 empty] | 0 | 0 | 0 | 0 | 496.9495 | 193.2581 | 0 | 0 | 0 | 0 | 0 | 0 | 0 | 0 | -0.01466 | 0 | 0 | 0 | 0 | 0 | 0 | 0 | 0 | 0 | 27.4678 | 10.4649 | 0 | 0 | 0 | 0 | 0 | 0 | 0 | 0 | 524.4026 | 203.723 | 0 | 0 | 0 | 0 | 0
79 | ERTS Redevelopment - Stage 2 | Replacement - Major Station | Major Station | TRUE | Switchgear | Network | Materials | 40% |  | 0 | 4.079 | 0 | 59.8885 | 778.3021 | 1317.1743 | 838.1905 | 0 | 0 | 0 | 0 | 0 | 0 | 0 | 0 | 0 | 0 | 0 | 0 | 0 | 0 | 0 | 0 | 0.19443 | 0 | 3.6441 | 42.1724 | 73.2883 | 45.4498 | 0 | 0 | 0 | 0 | 0 | 4.2734 | 0 | 63.5325 | 820.4745 | 1390.4625 | 883.6404 | 0 | 0 | 0 | 0 | 0% | 0% | 0% | 0% | 72% | 28% | 0% | 0% | 0% | 0% | 100% | [10 empty] | 0 | 0 | 0 | 0 | 2158.2967 | 839.3376 | 0 | 0 | 0 | 0 | 0 | 0 | 0 | 0 | 0 | 0 | 0 | 0 | 0 | 0 | 0 | 0 | 0 | 0 | 119.2991 | 45.4498 | 0 | 0 | 0 | 0 | 0 | 0 | 0 | 0 | 2277.5958 | 884.7874 | 0 | 0 | 0 | 0 | 0
80 | ERTS Redevelopment - Stage 2 | Replacement - Major Station | Major Station | TRUE | Switchgear | Network | Labour - Internal | 10% |  | 0 | 1.0197 | 0 | 14.9721 | 194.5755 | 329.2936 | 209.5476 | 0 | 0 | 0 | 0 | 0 | 0.0059145 | 0 | 0.14782 | 2.942 | 6.6531 | 5.9006 | 0 | 0 | 0 | 0 | 0 | 0.048889 | 0 | 0.92001 | 10.7025 | 18.6922 | 11.6824 | 0 | 0 | 0 | 0 | 0 | 1.0745 | 0 | 16.0399 | 208.22 | 354.6389 | 227.1307 | 0 | 0 | 0 | 0 | 0% | 0% | 0% | 0% | 72% | 28% | 0% | 0% | 0% | 0% | 100% | [10 empty] | 0 | 0 | 0 | 0 | 539.5742 | 209.8344 | 0 | 0 | 0 | 0 | 0 | 0 | 0 | 0 | 9.7488 | 5.9006 | 0 | 0 | 0 | 0 | 0 | 0 | 0 | 0 | 30.3637 | 11.6824 | 0 | 0 | 0 | 0 | 0 | 0 | 0 | 0 | 579.6866 | 227.4175 | 0 | 0 | 0 | 0 | 0
81 | ERTS Redevelopment - Stage 2 | Replacement - Major Station | Major Station | TRUE | Switchgear | Network | Labour - External | 50% |  | 0 | 5.0987 | 0 | 74.8606 | 972.8776 | 1646.4678 | 1047.7382 | 0 | 0 | 0 | 0 | 0 | 0.029572 | 0 | -0.10916 | [5 empty] | 0 | 0 | 0 | 0.24445 | 0 | 4.5484 | 52.7155 | 91.6103 | 56.8123 | 0 | 0 | 0 | 0 | 0 | 5.3727 | 0 | 79.2999 | 1025.5931 | 1738.0781 | 1104.5504 | 0 | 0 | 0 | 0 | 0% | 0% | 0% | 0% | 72% | 28% | 0% | 0% | 0% | 0% | 100% | [10 empty] | 0 | 0 | 0 | 0 | 2697.8709 | 1049.172 | 0 | 0 | 0 | 0 | 0 | 0 | 0 | 0 | -0.079588 | 0 | 0 | 0 | 0 | 0 | 0 | 0 | 0 | 0 | 149.1187 | 56.8123 | 0 | 0 | 0 | 0 | 0 | 0 | 0 | 0 | 2846.9099 | 1105.9843 | 0 | 0 | 0 | 0 | 0
82 | ERTS Redevelopment - Stage 2 | Replacement - Major Station | Major Station | TRUE | Transformers | Network | Materials | 40% |  | 0 | 4.3642 | 0 | 64.0759 | 832.7217 | 1409.2723 | 896.7976 | 0 | 0 | 0 | 0 | 0 | 0 | 0 | 0 | 0 | 0 | 0 | 0 | 0 | 0 | 0 | 0 | 0.20802 | 0 | 3.8989 | 45.1211 | 78.4126 | 48.6277 | 0 | 0 | 0 | 0 | 0 | 4.5722 | 0 | 67.9748 | 877.8428 | 1487.6849 | 945.4253 | 0 | 0 | 0 | 0 | 0% | 0% | 0% | 0% | 72% | 28% | 0% | 0% | 0% | 0% | 100% | [10 empty] | 0 | 0 | 0 | 0 | 2309.2068 | 898.0249 | 0 | 0 | 0 | 0 | 0 | 0 | 0 | 0 | 0 | 0 | 0 | 0 | 0 | 0 | 0 | 0 | 0 | 0 | 127.6406 | 48.6277 | 0 | 0 | 0 | 0 | 0 | 0 | 0 | 0 | 2436.8474 | 946.6526 | 0 | 0 | 0 | 0 | 0
83 | ERTS Redevelopment - Stage 2 | Replacement - Major Station | Major Station | TRUE | Transformers | Network | Labour - Internal | 10% |  | 0 | 1.091 | 0 | 16.019 | 208.1804 | 352.3181 | 224.1994 | 0 | 0 | 0 | 0 | 0 | 0.006328 | 0 | 0.15815 | 3.1477 | 7.1183 | 6.3132 | 0 | 0 | 0 | 0 | 0 | 0.052307 | 0 | 0.98434 | 11.4508 | 19.9992 | 12.4993 | 0 | 0 | 0 | 0 | 0 | 1.1497 | 0 | 17.1615 | 222.779 | 379.4356 | 243.0119 | 0 | 0 | 0 | 0 | 0% | 0% | 0% | 0% | 72% | 28% | 0% | 0% | 0% | 0% | 100% | [10 empty] | 0 | 0 | 0 | 0 | 577.3017 | 224.5062 | 0 | 0 | 0 | 0 | 0 | 0 | 0 | 0 | 10.4305 | 6.3132 | 0 | 0 | 0 | 0 | 0 | 0 | 0 | 0 | 32.4867 | 12.4993 | 0 | 0 | 0 | 0 | 0 | 0 | 0 | 0 | 620.2189 | 243.3187 | 0 | 0 | 0 | 0 | 0
84 | ERTS Redevelopment - Stage 2 | Replacement - Major Station | Major Station | TRUE | Transformers | Network | Labour - External | 50% |  | 0 | 5.4552 | 0 | 80.0949 | 1040.9021 | 1761.5904 | 1120.997 | 0 | 0 | 0 | 0 | 0 | 0.03164 | 0 | -0.11679 | [5 empty] | 0 | 0 | 0 | 0.26154 | 0 | 4.8665 | 56.4014 | 98.0158 | 60.7847 | 0 | 0 | 0 | 0 | 0 | 5.7484 | 0 | 84.8446 | 1097.3035 | 1859.6062 | 1181.7816 | 0 | 0 | 0 | 0 | 0% | 0% | 0% | 0% | 72% | 28% | 0% | 0% | 0% | 0% | 100% | [10 empty] | 0 | 0 | 0 | 0 | 2886.5085 | 1122.5311 | 0 | 0 | 0 | 0 | 0 | 0 | 0 | 0 | -0.085153 | 0 | 0 | 0 | 0 | 0 | 0 | 0 | 0 | 0 | 159.5452 | 60.7847 | 0 | 0 | 0 | 0 | 0 | 0 | 0 | 0 | 3045.9685 | 1183.3157 | 0 | 0 | 0 | 0 | 0
85 | ERTS Redevelopment - Stage 2 | Replacement - Major Station | Major Station | TRUE | Towers and Conductor | Network | Materials | 40% |  | 0 | 0.28692 | 0 | 4.2126 | 54.7466 | 92.6514 | 58.9592 | 0 | 0 | 0 | 0 | 0 | 0 | 0 | 0 | 0 | 0 | 0 | 0 | 0 | 0 | 0 | 0 | 0.013676 | 0 | 0.25633 | 2.9665 | 5.1552 | 3.197 | 0 | 0 | 0 | 0 | 0 | 0.30059 | 0 | 4.4689 | 57.713 | 97.8066 | 62.1562 | 0 | 0 | 0 | 0 | 0% | 0% | 0% | 0% | 72% | 28% | 0% | 0% | 0% | 0% | 100% | [10 empty] | 0 | 0 | 0 | 0 | 151.8168 | 59.0399 | 0 | 0 | 0 | 0 | 0 | 0 | 0 | 0 | 0 | 0 | 0 | 0 | 0 | 0 | 0 | 0 | 0 | 0 | 8.3916 | 3.197 | 0 | 0 | 0 | 0 | 0 | 0 | 0 | 0 | 160.2085 | 62.2369 | 0 | 0 | 0 | 0 | 0
86 | ERTS Redevelopment - Stage 2 | Replacement - Major Station | Major Station | TRUE | Towers and Conductor | Network | Labour - Internal | 10% |  | 0 | 0.07173 | 0 | 1.0532 | 13.6866 | 23.1629 | 14.7398 | 0 | 0 | 0 | 0 | 0 | 0.00041603 | 0 | 0.010398 | 0.20694 | 0.46798 | 0.41506 | 0 | 0 | 0 | 0 | 0 | 0.0034389 | 0 | 0.064714 | 0.75283 | 1.3148 | 0.82175 | 0 | 0 | 0 | 0 | 0 | 0.075585 | 0 | 1.1283 | 14.6464 | 24.9457 | 15.9766 | 0 | 0 | 0 | 0 | 0% | 0% | 0% | 0% | 72% | 28% | 0% | 0% | 0% | 0% | 100% | [10 empty] | 0 | 0 | 0 | 0 | 37.9542 | 14.76 | 0 | 0 | 0 | 0 | 0 | 0 | 0 | 0 | 0.68574 | 0.41506 | 0 | 0 | 0 | 0 | 0 | 0 | 0 | 0 | 2.1358 | 0.82175 | 0 | 0 | 0 | 0 | 0 | 0 | 0 | 0 | 40.7758 | 15.9968 | 0 | 0 | 0 | 0 | 0
87 | ERTS Redevelopment - Stage 2 | Replacement - Major Station | Major Station | TRUE | Towers and Conductor | Network | Labour - External | 50% |  | 0 | 0.35865 | 0 | 5.2658 | 68.4332 | 115.8143 | 73.699 | 0 | 0 | 0 | 0 | 0 | 0.0020802 | 0 | -0.0076784 | [5 empty] | 0 | 0 | 0 | 0.017195 | 0 | 0.31994 | 3.7081 | 6.444 | 3.9962 | 0 | 0 | 0 | 0 | 0 | 0.37792 | 0 | 5.578 | 72.1413 | 122.2582 | 77.6952 | 0 | 0 | 0 | 0 | 0% | 0% | 0% | 0% | 72% | 28% | 0% | 0% | 0% | 0% | 100% | [10 empty] | 0 | 0 | 0 | 0 | 189.7711 | 73.7999 | 0 | 0 | 0 | 0 | 0 | 0 | 0 | 0 | -0.0055983 | 0 | 0 | 0 | 0 | 0 | 0 | 0 | 0 | 0 | 10.4892 | 3.9962 | 0 | 0 | 0 | 0 | 0 | 0 | 0 | 0 | 200.2546 | 77.7961 | 0 | 0 | 0 | 0 | 0
88 | ERTS Redevelopment - Stage 2 | Replacement - Major Station | Major Station | TRUE | Establishment | Network | Materials | 40% |  | 0 | 2.0915 | 0 | 30.7079 | 399.0757 | 675.3833 | 429.7836 | 0 | 0 | 0 | 0 | 0 | 0 | 0 | 0 | 0 | 0 | 0 | 0 | 0 | 0 | 0 | 0 | 0.099694 | 0 | 1.8685 | 21.624 | 37.5787 | 23.3045 | 0 | 0 | 0 | 0 | 0 | 2.1912 | 0 | 32.5764 | 420.6997 | 712.962 | 453.0881 | 0 | 0 | 0 | 0 | 0% | 0% | 0% | 0% | 72% | 28% | 0% | 0% | 0% | 0% | 100% | [10 empty] | 0 | 0 | 0 | 0 | 1106.6703 | 430.3718 | 0 | 0 | 0 | 0 | 0 | 0 | 0 | 0 | 0 | 0 | 0 | 0 | 0 | 0 | 0 | 0 | 0 | 0 | 61.1708 | 23.3045 | 0 | 0 | 0 | 0 | 0 | 0 | 0 | 0 | 1167.8411 | 453.6762 | 0 | 0 | 0 | 0 | 0
89 | ERTS Redevelopment - Stage 2 | Replacement - Major Station | Major Station | TRUE | Establishment | Network | Labour - Internal | 10% |  | 0 | 0.52287 | 0 | 7.677 | 99.7689 | 168.8458 | 107.4459 | 0 | 0 | 0 | 0 | 0 | 0.0030327 | 0 | 0.075794 | 1.5085 | 3.4114 | 3.0256 | 0 | 0 | 0 | 0 | 0 | 0.025068 | 0 | 0.47174 | 5.4877 | 9.5845 | 5.9902 | 0 | 0 | 0 | 0 | 0 | 0.55097 | 0 | 8.2245 | 106.7652 | 181.8417 | 116.4616 | 0 | 0 | 0 | 0 | 0% | 0% | 0% | 0% | 72% | 28% | 0% | 0% | 0% | 0% | 100% | [10 empty] | 0 | 0 | 0 | 0 | 276.6676 | 107.5929 | 0 | 0 | 0 | 0 | 0 | 0 | 0 | 0 | 4.9987 | 3.0256 | 0 | 0 | 0 | 0 | 0 | 0 | 0 | 0 | 15.569 | 5.9902 | 0 | 0 | 0 | 0 | 0 | 0 | 0 | 0 | 297.2353 | 116.6087 | 0 | 0 | 0 | 0 | 0
90 | ERTS Redevelopment - Stage 2 | Replacement - Major Station | Major Station | TRUE | Establishment | Network | Labour - External | 50% |  | 0 | 2.6144 | 0 | 38.3849 | 498.8446 | 844.2292 | 537.2295 | 0 | 0 | 0 | 0 | 0 | 0.015163 | 0 | -0.055972 | [5 empty] | 0 | 0 | 0 | 0.12534 | 0 | 2.3322 | 27.03 | 46.9733 | 29.1306 | 0 | 0 | 0 | 0 | 0 | 2.7549 | 0 | 40.6611 | 525.8746 | 891.2025 | 566.3601 | 0 | 0 | 0 | 0 | 0% | 0% | 0% | 0% | 72% | 28% | 0% | 0% | 0% | 0% | 100% | [10 empty] | 0 | 0 | 0 | 0 | 1383.3378 | 537.9647 | 0 | 0 | 0 | 0 | 0 | 0 | 0 | 0 | -0.040809 | 0 | 0 | 0 | 0 | 0 | 0 | 0 | 0 | 0 | 76.4609 | 29.1306 | 0 | 0 | 0 | 0 | 0 | 0 | 0 | 0 | 1459.7579 | 567.0953 | 0 | 0 | 0 | 0 | 0
91 | Purchase a spare transformer for WOTS | Replacement - Major Station | Major Station | TRUE | Secondary | Network | Materials | 40% |  | 0 | 0.20887 | 2.5123 | 32.6605 | 55.2717 | 35.1729 | 0 | 0 | 0 | 0 | 0 | 0 | 0 | 0 | 0 | 0 | 0 | 0 | 0 | 0 | 0 | 0 | 0 | 0.0099561 | 0.17049 | 1.9873 | 2.9949 | 1.957 | 0 | 0 | 0 | 0 | 0 | 0 | 0.21883 | 2.6828 | 34.6478 | 58.2666 | 37.1299 | 0 | 0 | 0 | 0 | 0 | 0% | 0% | 0% | 0% | 100% | 0% | 0% | 0% | 0% | 0% | 100% | [10 empty] | 0 | 0 | 0 | 0 | 125.8263 | 0 | 0 | 0 | 0 | 0 | 0 | 0 | 0 | 0 | 0 | 0 | 0 | 0 | 0 | 0 | 0 | 0 | 0 | 0 | 7.1197 | 0 | 0 | 0 | 0 | 0 | 0 | 0 | 0 | 0 | 132.946 | 0 | 0 | 0 | 0 | 0 | 0
92 | Purchase a spare transformer for WOTS | Replacement - Major Station | Major Station | TRUE | Secondary | Network | Labour - Internal | 10% |  | 0 | 0.052218 | 0.62809 | 8.1651 | 13.8179 | 8.7932 | 0 | 0 | 0 | 0 | 0 | 0 | 0.00030286 | 0.0022982 | 0.080613 | 0.20893 | 0.17766 | 0 | 0 | 0 | 0 | 0 | 0 | 0.0025035 | 0.042779 | 0.50173 | 0.76005 | 0.49914 | 0 | 0 | 0 | 0 | 0 | 0 | 0.055024 | 0.67316 | 8.7475 | 14.7869 | 9.47 | 0 | 0 | 0 | 0 | 0 | 0% | 0% | 0% | 0% | 100% | 0% | 0% | 0% | 0% | 0% | 100% | [10 empty] | 0 | 0 | 0 | 0 | 31.4566 | 0 | 0 | 0 | 0 | 0 | 0 | 0 | 0 | 0 | 0.4698 | 0 | 0 | 0 | 0 | 0 | 0 | 0 | 0 | 0 | 1.8062 | 0 | 0 | 0 | 0 | 0 | 0 | 0 | 0 | 0 | 33.7326 | 0 | 0 | 0 | 0 | 0 | 0
93 | Purchase a spare transformer for WOTS | Replacement - Major Station | Major Station | TRUE | Secondary | Network | Labour - External | 50% |  | 0 | 0.26109 | 3.1404 | 40.8257 | 69.0896 | 43.9661 | 0 | 0 | 0 | 0 | 0 | 0 | 0.0015143 | -0.008255 | -0.059531 | [5 empty] | 0 | 0 | 0 | 0.012517 | 0.21255 | 2.4805 | 3.7436 | 2.4463 | 0 | 0 | 0 | 0 | 0 | 0 | 0.27512 | 3.3447 | 43.2466 | 72.8332 | 46.4124 | 0 | 0 | 0 | 0 | 0 | 0% | 0% | 0% | 0% | 100% | 0% | 0% | 0% | 0% | 0% | 100% | [10 empty] | 0 | 0 | 0 | 0 | 157.2828 | 0 | 0 | 0 | 0 | 0 | 0 | 0 | 0 | 0 | -0.066272 | 0 | 0 | 0 | 0 | 0 | 0 | 0 | 0 | 0 | 8.8955 | 0 | 0 | 0 | 0 | 0 | 0 | 0 | 0 | 0 | 166.1121 | 0 | 0 | 0 | 0 | 0 | 0
94 | Purchase a spare transformer for WOTS | Replacement - Major Station | Major Station | TRUE | Switchgear | Network | Materials | 40% |  | 0 | 1.1339 | 13.6392 | 177.3095 | 300.0623 | 190.9487 | 0 | 0 | 0 | 0 | 0 | 0 | 0 | 0 | 0 | 0 | 0 | 0 | 0 | 0 | 0 | 0 | 0 | 0.05405 | 0.92557 | 10.7888 | 16.2589 | 10.6245 | 0 | 0 | 0 | 0 | 0 | 0 | 1.188 | 14.5648 | 188.0984 | 316.3212 | 201.5732 | 0 | 0 | 0 | 0 | 0 | 0% | 0% | 0% | 0% | 100% | 0% | 0% | 0% | 0% | 0% | 100% | [10 empty] | 0 | 0 | 0 | 0 | 683.0937 | 0 | 0 | 0 | 0 | 0 | 0 | 0 | 0 | 0 | 0 | 0 | 0 | 0 | 0 | 0 | 0 | 0 | 0 | 0 | 38.6518 | 0 | 0 | 0 | 0 | 0 | 0 | 0 | 0 | 0 | 721.7455 | 0 | 0 | 0 | 0 | 0 | 0
95 | Purchase a spare transformer for WOTS | Replacement - Major Station | Major Station | TRUE | Switchgear | Network | Labour - Internal | 10% |  | 0 | 0.28348 | 3.4098 | 44.3274 | 75.0156 | 47.7372 | 0 | 0 | 0 | 0 | 0 | 0 | 0.0016442 | 0.012477 | 0.43764 | 1.1342 | 0.96449 | 0 | 0 | 0 | 0 | 0 | 0 | 0.013591 | 0.23224 | 2.7238 | 4.1262 | 2.7098 | 0 | 0 | 0 | 0 | 0 | 0 | 0.29872 | 3.6545 | 47.4889 | 80.276 | 51.4115 | 0 | 0 | 0 | 0 | 0 | 0% | 0% | 0% | 0% | 100% | 0% | 0% | 0% | 0% | 0% | 100% | [10 empty] | 0 | 0 | 0 | 0 | 170.7734 | 0 | 0 | 0 | 0 | 0 | 0 | 0 | 0 | 0 | 2.5505 | 0 | 0 | 0 | 0 | 0 | 0 | 0 | 0 | 0 | 9.8056 | 0 | 0 | 0 | 0 | 0 | 0 | 0 | 0 | 0 | 183.1296 | 0 | 0 | 0 | 0 | 0 | 0
96 | Purchase a spare transformer for WOTS | Replacement - Major Station | Major Station | TRUE | Switchgear | Network | Labour - External | 50% |  | 0 | 1.4174 | 17.049 | 221.6369 | 375.0779 | 238.6859 | 0 | 0 | 0 | 0 | 0 | 0 | 0.008221 | -0.044815 | -0.32319 | [5 empty] | 0 | 0 | 0 | 0.067955 | 1.1539 | 13.4664 | 20.3236 | 13.2806 | 0 | 0 | 0 | 0 | 0 | 0 | 1.4936 | 18.1581 | 234.7801 | 395.4015 | 251.9665 | 0 | 0 | 0 | 0 | 0 | 0% | 0% | 0% | 0% | 100% | 0% | 0% | 0% | 0% | 0% | 100% | [10 empty] | 0 | 0 | 0 | 0 | 853.8671 | 0 | 0 | 0 | 0 | 0 | 0 | 0 | 0 | 0 | -0.35978 | 0 | 0 | 0 | 0 | 0 | 0 | 0 | 0 | 0 | 48.2925 | 0 | 0 | 0 | 0 | 0 | 0 | 0 | 0 | 0 | 901.7998 | 0 | 0 | 0 | 0 | 0 | 0
97 | Purchase a spare transformer for WOTS | Replacement - Major Station | Major Station | TRUE | Transformers | Network | Materials | 40% |  | 0 | 1.2132 | 14.5929 | 189.7072 | 321.0429 | 204.3 | 0 | 0 | 0 | 0 | 0 | 0 | 0 | 0 | 0 | 0 | 0 | 0 | 0 | 0 | 0 | 0 | 0 | 0.05783 | 0.99029 | 11.5432 | 17.3957 | 11.3674 | 0 | 0 | 0 | 0 | 0 | 0 | 1.2711 | 15.5831 | 201.2504 | 338.4387 | 215.6674 | 0 | 0 | 0 | 0 | 0 | 0% | 0% | 0% | 0% | 100% | 0% | 0% | 0% | 0% | 0% | 100% | [10 empty] | 0 | 0 | 0 | 0 | 730.8562 | 0 | 0 | 0 | 0 | 0 | 0 | 0 | 0 | 0 | 0 | 0 | 0 | 0 | 0 | 0 | 0 | 0 | 0 | 0 | 41.3544 | 0 | 0 | 0 | 0 | 0 | 0 | 0 | 0 | 0 | 772.2106 | 0 | 0 | 0 | 0 | 0 | 0
98 | Purchase a spare transformer for WOTS | Replacement - Major Station | Major Station | TRUE | Transformers | Network | Labour - Internal | 10% |  | 0 | 0.30331 | 3.6482 | 47.4268 | 80.2607 | 51.075 | 0 | 0 | 0 | 0 | 0 | 0 | 0.0017592 | 0.013349 | 0.46824 | 1.2136 | 1.0319 | 0 | 0 | 0 | 0 | 0 | 0 | 0.014541 | 0.24848 | 2.9143 | 4.4147 | 2.8993 | 0 | 0 | 0 | 0 | 0 | 0 | 0.31961 | 3.91 | 50.8093 | 85.889 | 55.0062 | 0 | 0 | 0 | 0 | 0 | 0% | 0% | 0% | 0% | 100% | 0% | 0% | 0% | 0% | 0% | 100% | [10 empty] | 0 | 0 | 0 | 0 | 182.7141 | 0 | 0 | 0 | 0 | 0 | 0 | 0 | 0 | 0 | 2.7288 | 0 | 0 | 0 | 0 | 0 | 0 | 0 | 0 | 0 | 10.4913 | 0 | 0 | 0 | 0 | 0 | 0 | 0 | 0 | 0 | 195.9341 | 0 | 0 | 0 | 0 | 0 | 0
99 | Purchase a spare transformer for WOTS | Replacement - Major Station | Major Station | TRUE | Transformers | Network | Labour - External | 50% |  | 0 | 1.5165 | 18.2411 | 237.134 | 401.3037 | 255.3751 | 0 | 0 | 0 | 0 | 0 | 0 | 0.0087959 | -0.047949 | -0.34578 | [5 empty] | 0 | 0 | 0 | 0.072706 | 1.2346 | 14.408 | 21.7447 | 14.2092 | 0 | 0 | 0 | 0 | 0 | 0 | 1.598 | 19.4277 | 251.1961 | 423.0483 | 269.5843 | 0 | 0 | 0 | 0 | 0 | 0% | 0% | 0% | 0% | 100% | 0% | 0% | 0% | 0% | 0% | 100% | [10 empty] | 0 | 0 | 0 | 0 | 913.5703 | 0 | 0 | 0 | 0 | 0 | 0 | 0 | 0 | 0 | -0.38494 | 0 | 0 | 0 | 0 | 0 | 0 | 0 | 0 | 0 | 51.6692 | 0 | 0 | 0 | 0 | 0 | 0 | 0 | 0 | 0 | 964.8545 | 0 | 0 | 0 | 0 | 0 | 0
100 | Purchase a spare transformer for WOTS | Replacement - Major Station | Major Station | TRUE | Towers and Conductor | Network | Materials | 40% |  | 0 | 0.079762 | 0.9594 | 12.4721 | 21.1067 | 13.4315 | 0 | 0 | 0 | 0 | 0 | 0 | 0 | 0 | 0 | 0 | 0 | 0 | 0 | 0 | 0 | 0 | 0 | 0.003802 | 0.065106 | 0.7589 | 1.1437 | 0.74734 | 0 | 0 | 0 | 0 | 0 | 0 | 0.083564 | 1.0245 | 13.231 | 22.2504 | 14.1789 | 0 | 0 | 0 | 0 | 0 | 0% | 0% | 0% | 0% | 100% | 0% | 0% | 0% | 0% | 0% | 100% | [10 empty] | 0 | 0 | 0 | 0 | 48.0495 | 0 | 0 | 0 | 0 | 0 | 0 | 0 | 0 | 0 | 0 | 0 | 0 | 0 | 0 | 0 | 0 | 0 | 0 | 0 | 2.7188 | 0 | 0 | 0 | 0 | 0 | 0 | 0 | 0 | 0 | 50.7683 | 0 | 0 | 0 | 0 | 0 | 0
101 | Purchase a spare transformer for WOTS | Replacement - Major Station | Major Station | TRUE | Towers and Conductor | Network | Labour - Internal | 10% |  | 0 | 0.019941 | 0.23985 | 3.118 | 5.2767 | 3.3579 | 0 | 0 | 0 | 0 | 0 | 0 | 0.00011566 | 0.00087762 | 0.030784 | 0.079784 | 0.067843 | 0 | 0 | 0 | 0 | 0 | 0 | 0.000956 | 0.016336 | 0.1916 | 0.29024 | 0.19061 | 0 | 0 | 0 | 0 | 0 | 0 | 0.021012 | 0.25706 | 3.3404 | 5.6467 | 3.6163 | 0 | 0 | 0 | 0 | 0 | 0% | 0% | 0% | 0% | 100% | 0% | 0% | 0% | 0% | 0% | 100% | [10 empty] | 0 | 0 | 0 | 0 | 12.0124 | 0 | 0 | 0 | 0 | 0 | 0 | 0 | 0 | 0 | 0.1794 | 0 | 0 | 0 | 0 | 0 | 0 | 0 | 0 | 0 | 0.68974 | 0 | 0 | 0 | 0 | 0 | 0 | 0 | 0 | 0 | 12.8815 | 0 | 0 | 0 | 0 | 0 | 0
102 | Purchase a spare transformer for WOTS | Replacement - Major Station | Major Station | TRUE | Towers and Conductor | Network | Labour - External | 50% |  | 0 | 0.099703 | 1.1992 | 15.5902 | 26.3834 | 16.7894 | 0 | 0 | 0 | 0 | 0 | 0 | 0.00057828 | -0.0031524 | -0.022733 | [5 empty] | 0 | 0 | 0 | 0.00478 | 0.081168 | 0.94724 | 1.4296 | 0.93417 | 0 | 0 | 0 | 0 | 0 | 0 | 0.10506 | 1.2773 | 16.5147 | 27.813 | 17.7236 | 0 | 0 | 0 | 0 | 0 | 0% | 0% | 0% | 0% | 100% | 0% | 0% | 0% | 0% | 0% | 100% | [10 empty] | 0 | 0 | 0 | 0 | 60.0619 | 0 | 0 | 0 | 0 | 0 | 0 | 0 | 0 | 0 | -0.025307 | 0 | 0 | 0 | 0 | 0 | 0 | 0 | 0 | 0 | 3.3969 | 0 | 0 | 0 | 0 | 0 | 0 | 0 | 0 | 0 | 63.4335 | 0 | 0 | 0 | 0 | 0 | 0
103 | Purchase a spare transformer for WOTS | Replacement - Major Station | Major Station | TRUE | Establishment | Network | Materials | 40% |  | 0 | 0.58143 | 6.9935 | 90.9158 | 153.8574 | 97.9093 | 0 | 0 | 0 | 0 | 0 | 0 | 0 | 0 | 0 | 0 | 0 | 0 | 0 | 0 | 0 | 0 | 0 | 0.027714 | 0.47459 | 5.532 | 8.3368 | 5.4477 | 0 | 0 | 0 | 0 | 0 | 0 | 0.60914 | 7.4681 | 96.4478 | 162.1942 | 103.357 | 0 | 0 | 0 | 0 | 0 | 0% | 0% | 0% | 0% | 100% | 0% | 0% | 0% | 0% | 0% | 100% | [10 empty] | 0 | 0 | 0 | 0 | 350.2574 | 0 | 0 | 0 | 0 | 0 | 0 | 0 | 0 | 0 | 0 | 0 | 0 | 0 | 0 | 0 | 0 | 0 | 0 | 0 | 19.8188 | 0 | 0 | 0 | 0 | 0 | 0 | 0 | 0 | 0 | 370.0762 | 0 | 0 | 0 | 0 | 0 | 0
104 | Purchase a spare transformer for WOTS | Replacement - Major Station | Major Station | TRUE | Establishment | Network | Labour - Internal | 10% |  | 0 | 0.14536 | 1.7484 | 22.7289 | 38.4644 | 24.4773 | 0 | 0 | 0 | 0 | 0 | 0 | 0.00084307 | 0.0063974 | 0.2244 | 0.58159 | 0.49454 | 0 | 0 | 0 | 0 | 0 | 0 | 0.0069688 | 0.11908 | 1.3967 | 2.1157 | 1.3894 | 0 | 0 | 0 | 0 | 0 | 0 | 0.15317 | 1.8739 | 24.35 | 41.1617 | 26.3613 | 0 | 0 | 0 | 0 | 0 | 0% | 0% | 0% | 0% | 100% | 0% | 0% | 0% | 0% | 0% | 100% | [10 empty] | 0 | 0 | 0 | 0 | 87.5644 | 0 | 0 | 0 | 0 | 0 | 0 | 0 | 0 | 0 | 1.3078 | 0 | 0 | 0 | 0 | 0 | 0 | 0 | 0 | 0 | 5.0279 | 0 | 0 | 0 | 0 | 0 | 0 | 0 | 0 | 0 | 93.9 | 0 | 0 | 0 | 0 | 0 | 0
105 | Purchase a spare transformer for WOTS | Replacement - Major Station | Major Station | TRUE | Establishment | Network | Labour - External | 50% |  | 0 | 0.72678 | 8.7419 | 113.6447 | 192.3218 | 122.3866 | 0 | 0 | 0 | 0 | 0 | 0 | 0.0042154 | -0.022979 | -0.16571 | [5 empty] | 0 | 0 | 0 | 0.034844 | 0.59167 | 6.9049 | 10.421 | 6.8097 | 0 | 0 | 0 | 0 | 0 | 0 | 0.76584 | 9.3106 | 120.3839 | 202.7428 | 129.1963 | 0 | 0 | 0 | 0 | 0 | 0% | 0% | 0% | 0% | 100% | 0% | 0% | 0% | 0% | 0% | 100% | [10 empty] | 0 | 0 | 0 | 0 | 437.8218 | 0 | 0 | 0 | 0 | 0 | 0 | 0 | 0 | 0 | -0.18448 | 0 | 0 | 0 | 0 | 0 | 0 | 0 | 0 | 0 | 24.7621 | 0 | 0 | 0 | 0 | 0 | 0 | 0 | 0 | 0 | 462.3994 | 0 | 0 | 0 | 0 | 0 | 0
106 | TSTS Transformer and 66kV Circuit Breaker Replacement | Replacement - Major Station | Major Station | TRUE | Secondary | Network | Materials | 40% |  | 0.087652 | 0.52467 | 0 | 39.1085 | 508.3646 | 860.2953 | 547.4732 | 0 | 0 | 0 | 0 | 0 | 0 | 0 | 0 | 0 | 0 | 0 | 0 | 0 | 0 | 0 | 0 | 0.025009 | 0 | 2.3797 | 27.5458 | 47.8673 | 29.686 | 0 | 0 | 0 | 0 | 0.087652 | 0.54968 | 0 | 41.4882 | 535.9104 | 908.1625 | 577.1592 | 0 | 0 | 0 | 0 | 0% | 0% | 0% | 0% | 72% | 28% | 0% | 0% | 0% | 0% | 100% | [10 empty] | 0 | 0 | 0 | 0 | 1408.2148 | 547.6391 | 0 | 0 | 0 | 0 | 0 | 0 | 0 | 0 | 0 | 0 | 0 | 0 | 0 | 0 | 0 | 0 | 0 | 0 | 77.8177 | 29.686 | 0 | 0 | 0 | 0 | 0 | 0 | 0 | 0 | 1486.0325 | 577.3251 | 0 | 0 | 0 | 0 | 0
107 | TSTS Transformer and 66kV Circuit Breaker Replacement | Replacement - Major Station | Major Station | TRUE | Secondary | Network | Labour - Internal | 10% |  | 0.021913 | 0.13117 | 0 | 9.7771 | 127.0912 | 215.0738 | 136.8683 | 0 | 0 | 0 | 0 | 0 | 0.00076077 | 0 | 0.096528 | 1.9216 | 4.3454 | 3.8541 | 0 | 0 | 0 | 0 | 0 | 0.0062885 | 0 | 0.60079 | 6.9906 | 12.2086 | 7.6305 | 0 | 0 | 0 | 0 | 0.021913 | 0.13822 | 0 | 10.4744 | 136.0034 | 231.6278 | 148.3528 | 0 | 0 | 0 | 0 | 0% | 0% | 0% | 0% | 72% | 28% | 0% | 0% | 0% | 0% | 100% | [10 empty] | 0 | 0 | 0 | 0 | 352.0537 | 136.9098 | 0 | 0 | 0 | 0 | 0 | 0 | 0 | 0 | 6.3643 | 3.8541 | 0 | 0 | 0 | 0 | 0 | 0 | 0 | 0 | 19.8062 | 7.6305 | 0 | 0 | 0 | 0 | 0 | 0 | 0 | 0 | 378.2242 | 148.3943 | 0 | 0 | 0 | 0 | 0
108 | TSTS Transformer and 66kV Circuit Breaker Replacement | Replacement - Major Station | Major Station | TRUE | Secondary | Network | Labour - External | 50% |  | 0.10956 | 0.65584 | 0 | 48.8856 | 635.4558 | 1075.3691 | 684.3414 | 0 | 0 | 0 | 0 | 0 | 0.0038039 | 0 | -0.071284 | [5 empty] | 0 | 0 | 0 | 0.031443 | 0 | 2.9702 | 34.4323 | 59.8341 | 37.1076 | 0 | 0 | 0 | 0 | 0.10956 | 0.69109 | 0 | 51.7846 | 669.8881 | 1135.2032 | 721.449 | 0 | 0 | 0 | 0 | 0% | 0% | 0% | 0% | 72% | 28% | 0% | 0% | 0% | 0% | 100% | [10 empty] | 0 | 0 | 0 | 0 | 1760.2685 | 684.5489 | 0 | 0 | 0 | 0 | 0 | 0 | 0 | 0 | -0.06748 | 0 | 0 | 0 | 0 | 0 | 0 | 0 | 0 | 0 | 97.268 | 37.1076 | 0 | 0 | 0 | 0 | 0 | 0 | 0 | 0 | 1857.469 | 721.6564 | 0 | 0 | 0 | 0 | 0
109 | TSTS Transformer and 66kV Circuit Breaker Replacement | Replacement - Major Station | Major Station | TRUE | Switchgear | Network | Materials | 40% |  | 0.27478 | 1.6448 | 0 | 122.602 | 1593.6822 | 2696.9563 | 1716.2842 | 0 | 0 | 0 | 0 | 0 | 0 | 0 | 0 | 0 | 0 | 0 | 0 | 0 | 0 | 0 | 0 | 0.078401 | 0 | 7.46 | 86.3539 | 150.06 | 93.0634 | 0 | 0 | 0 | 0 | 0.27478 | 1.7232 | 0 | 130.062 | 1680.036 | 2847.0163 | 1809.3476 | 0 | 0 | 0 | 0 | 0% | 0% | 0% | 0% | 72% | 28% | 0% | 0% | 0% | 0% | 100% | [10 empty] | 0 | 0 | 0 | 0 | 4414.6399 | 1716.8044 | 0 | 0 | 0 | 0 | 0 | 0 | 0 | 0 | 0 | 0 | 0 | 0 | 0 | 0 | 0 | 0 | 0 | 0 | 243.9523 | 93.0634 | 0 | 0 | 0 | 0 | 0 | 0 | 0 | 0 | 4658.5922 | 1809.8677 | 0 | 0 | 0 | 0 | 0
110 | TSTS Transformer and 66kV Circuit Breaker Replacement | Replacement - Major Station | Major Station | TRUE | Switchgear | Network | Labour - Internal | 10% |  | 0.068695 | 0.4112 | 0 | 30.6505 | 398.4205 | 674.2391 | 429.0711 | 0 | 0 | 0 | 0 | 0 | 0.002385 | 0 | 0.30261 | 6.0242 | 13.6224 | 12.0822 | 0 | 0 | 0 | 0 | 0 | 0.019714 | 0 | 1.8834 | 21.9149 | 38.273 | 23.921 | 0 | 0 | 0 | 0 | 0.068695 | 0.4333 | 0 | 32.8365 | 426.3596 | 726.1344 | 465.0742 | 0 | 0 | 0 | 0 | 0% | 0% | 0% | 0% | 72% | 28% | 0% | 0% | 0% | 0% | 100% | [10 empty] | 0 | 0 | 0 | 0 | 1103.66 | 429.2011 | 0 | 0 | 0 | 0 | 0 | 0 | 0 | 0 | 19.9515 | 12.0822 | 0 | 0 | 0 | 0 | 0 | 0 | 0 | 0 | 62.091 | 23.921 | 0 | 0 | 0 | 0 | 0 | 0 | 0 | 0 | 1185.7025 | 465.2043 | 0 | 0 | 0 | 0 | 0
111 | TSTS Transformer and 66kV Circuit Breaker Replacement | Replacement - Major Station | Major Station | TRUE | Switchgear | Network | Labour - External | 50% |  | 0.34348 | 2.056 | 0 | 153.2525 | 1992.1027 | 3371.1954 | 2145.3553 | 0 | 0 | 0 | 0 | 0 | 0.011925 | 0 | -0.22347 | [5 empty] | 0 | 0 | 0 | 0.09857 | 0 | 9.3114 | 107.9423 | 187.575 | 116.3292 | 0 | 0 | 0 | 0 | 0.34348 | 2.1665 | 0 | 162.3405 | 2100.0451 | 3558.7704 | 2261.6844 | 0 | 0 | 0 | 0 | 0% | 0% | 0% | 0% | 72% | 28% | 0% | 0% | 0% | 0% | 100% | [10 empty] | 0 | 0 | 0 | 0 | 5518.2998 | 2146.0055 | 0 | 0 | 0 | 0 | 0 | 0 | 0 | 0 | -0.21155 | 0 | 0 | 0 | 0 | 0 | 0 | 0 | 0 | 0 | 304.9274 | 116.3292 | 0 | 0 | 0 | 0 | 0 | 0 | 0 | 0 | 5823.0157 | 2262.3347 | 0 | 0 | 0 | 0 | 0
112 | TSTS Transformer and 66kV Circuit Breaker Replacement | Replacement - Major Station | Major Station | TRUE | Transformers | Network | Materials | 40% |  | 0.22062 | 1.3206 | 0 | 98.4368 | 1279.5629 | 2165.3785 | 1377.9997 | 0 | 0 | 0 | 0 | 0 | 0 | 0 | 0 | 0 | 0 | 0 | 0 | 0 | 0 | 0 | 0 | 0.062948 | 0 | 5.9896 | 69.3333 | 120.4828 | 74.7203 | 0 | 0 | 0 | 0 | 0.22062 | 1.3836 | 0 | 104.4264 | 1348.8961 | 2285.8613 | 1452.72 | 0 | 0 | 0 | 0 | 0% | 0% | 0% | 0% | 72% | 28% | 0% | 0% | 0% | 0% | 100% | [10 empty] | 0 | 0 | 0 | 0 | 3544.5018 | 1378.4174 | 0 | 0 | 0 | 0 | 0 | 0 | 0 | 0 | 0 | 0 | 0 | 0 | 0 | 0 | 0 | 0 | 0 | 0 | 195.8686 | 74.7203 | 0 | 0 | 0 | 0 | 0 | 0 | 0 | 0 | 3740.3704 | 1453.1377 | 0 | 0 | 0 | 0 | 0
113 | TSTS Transformer and 66kV Circuit Breaker Replacement | Replacement - Major Station | Major Station | TRUE | Transformers | Network | Labour - Internal | 10% |  | 0.055155 | 0.33015 | 0 | 24.6092 | 319.8907 | 541.3446 | 344.4999 | 0 | 0 | 0 | 0 | 0 | 0.0019149 | 0 | 0.24296 | 4.8368 | 10.9374 | 9.7008 | 0 | 0 | 0 | 0 | 0 | 0.015828 | 0 | 1.5122 | 17.5954 | 30.7293 | 19.2061 | 0 | 0 | 0 | 0 | 0.055155 | 0.34789 | 0 | 26.3644 | 342.3229 | 583.0112 | 373.4068 | 0 | 0 | 0 | 0 | 0% | 0% | 0% | 0% | 72% | 28% | 0% | 0% | 0% | 0% | 100% | [10 empty] | 0 | 0 | 0 | 0 | 886.1254 | 344.6043 | 0 | 0 | 0 | 0 | 0 | 0 | 0 | 0 | 16.019 | 9.7008 | 0 | 0 | 0 | 0 | 0 | 0 | 0 | 0 | 49.8527 | 19.2061 | 0 | 0 | 0 | 0 | 0 | 0 | 0 | 0 | 951.9971 | 373.5112 | 0 | 0 | 0 | 0 | 0
114 | TSTS Transformer and 66kV Circuit Breaker Replacement | Replacement - Major Station | Major Station | TRUE | Transformers | Network | Labour - External | 50% |  | 0.27578 | 1.6508 | 0 | 123.046 | 1599.4536 | 2706.7231 | 1722.4996 | 0 | 0 | 0 | 0 | 0 | 0.0095744 | 0 | -0.17942 | [5 empty] | 0 | 0 | 0 | 0.079142 | 0 | 7.4761 | 86.6666 | 150.6035 | 93.4004 | 0 | 0 | 0 | 0 | 0.27578 | 1.7395 | 0 | 130.3427 | 1686.1202 | 2857.3266 | 1815.9 | 0 | 0 | 0 | 0 | 0% | 0% | 0% | 0% | 72% | 28% | 0% | 0% | 0% | 0% | 100% | [10 empty] | 0 | 0 | 0 | 0 | 4430.6272 | 1723.0217 | 0 | 0 | 0 | 0 | 0 | 0 | 0 | 0 | -0.16985 | 0 | 0 | 0 | 0 | 0 | 0 | 0 | 0 | 0 | 244.8253 | 93.4004 | 0 | 0 | 0 | 0 | 0 | 0 | 0 | 0 | 4675.2827 | 1816.4221 | 0 | 0 | 0 | 0 | 0
115 | TSTS Transformer and 66kV Circuit Breaker Replacement | Replacement - Major Station | Major Station | TRUE | Towers and Conductor | Network | Materials | 40% |  | 0.0095057 | 0.0569 | 0 | 4.2413 | 55.1316 | 93.2981 | 59.3729 | 0 | 0 | 0 | 0 | 0 | 0 | 0 | 0 | 0 | 0 | 0 | 0 | 0 | 0 | 0 | 0 | 0.0027122 | 0 | 0.25807 | 2.9873 | 5.1912 | 3.2194 | 0 | 0 | 0 | 0 | 0.0095057 | 0.059612 | 0 | 4.4993 | 58.1189 | 98.4892 | 62.5923 | 0 | 0 | 0 | 0 | 0% | 0% | 0% | 0% | 72% | 28% | 0% | 0% | 0% | 0% | 100% | [10 empty] | 0 | 0 | 0 | 0 | 152.7193 | 59.3909 | 0 | 0 | 0 | 0 | 0 | 0 | 0 | 0 | 0 | 0 | 0 | 0 | 0 | 0 | 0 | 0 | 0 | 0 | 8.4392 | 3.2194 | 0 | 0 | 0 | 0 | 0 | 0 | 0 | 0 | 161.1586 | 62.6103 | 0 | 0 | 0 | 0 | 0
116 | TSTS Transformer and 66kV Circuit Breaker Replacement | Replacement - Major Station | Major Station | TRUE | Towers and Conductor | Network | Labour - Internal | 10% |  | 0.0023764 | 0.014225 | 0 | 1.0603 | 13.7829 | 23.3245 | 14.8432 | 0 | 0 | 0 | 0 | 0 | 8.2505e-05 | 0 | 0.010468 | 0.2084 | 0.47125 | 0.41797 | 0 | 0 | 0 | 0 | 0 | 0.00068198 | 0 | 0.065155 | 0.75812 | 1.324 | 0.82752 | 0 | 0 | 0 | 0 | 0.0023764 | 0.014989 | 0 | 1.1359 | 14.7494 | 25.1198 | 16.0887 | 0 | 0 | 0 | 0 | 0% | 0% | 0% | 0% | 72% | 28% | 0% | 0% | 0% | 0% | 100% | [10 empty] | 0 | 0 | 0 | 0 | 38.1798 | 14.8477 | 0 | 0 | 0 | 0 | 0 | 0 | 0 | 0 | 0.6902 | 0.41797 | 0 | 0 | 0 | 0 | 0 | 0 | 0 | 0 | 2.148 | 0.82752 | 0 | 0 | 0 | 0 | 0 | 0 | 0 | 0 | 41.018 | 16.0932 | 0 | 0 | 0 | 0 | 0
117 | TSTS Transformer and 66kV Circuit Breaker Replacement | Replacement - Major Station | Major Station | TRUE | Towers and Conductor | Network | Labour - External | 50% |  | 0.011882 | 0.071125 | 0 | 5.3016 | 68.9145 | 116.6226 | 74.2161 | 0 | 0 | 0 | 0 | 0 | 0.00041252 | 0 | -0.0077307 | [5 empty] | 0 | 0 | 0 | 0.0034099 | 0 | 0.32212 | 3.7341 | 6.4889 | 4.0243 | 0 | 0 | 0 | 0 | 0.011882 | 0.074947 | 0 | 5.616 | 72.6486 | 123.1115 | 78.2403 | 0 | 0 | 0 | 0 | 0% | 0% | 0% | 0% | 72% | 28% | 0% | 0% | 0% | 0% | 100% | [10 empty] | 0 | 0 | 0 | 0 | 190.8992 | 74.2386 | 0 | 0 | 0 | 0 | 0 | 0 | 0 | 0 | -0.0073182 | 0 | 0 | 0 | 0 | 0 | 0 | 0 | 0 | 0 | 10.5486 | 4.0243 | 0 | 0 | 0 | 0 | 0 | 0 | 0 | 0 | 201.4405 | 78.2628 | 0 | 0 | 0 | 0 | 0
118 | TSTS Transformer and 66kV Circuit Breaker Replacement | Replacement - Major Station | Major Station | TRUE | Establishment | Network | Materials | 40% |  | 0.076182 | 0.45602 | 0 | 33.991 | 441.8435 | 747.7228 | 475.8345 | 0 | 0 | 0 | 0 | 0 | 0 | 0 | 0 | 0 | 0 | 0 | 0 | 0 | 0 | 0 | 0 | 0.021737 | 0 | 2.0683 | 23.9413 | 41.6037 | 25.8015 | 0 | 0 | 0 | 0 | 0.076182 | 0.47775 | 0 | 36.0593 | 465.7848 | 789.3265 | 501.636 | 0 | 0 | 0 | 0 | 0% | 0% | 0% | 0% | 72% | 28% | 0% | 0% | 0% | 0% | 100% | [10 empty] | 0 | 0 | 0 | 0 | 1223.9453 | 475.9787 | 0 | 0 | 0 | 0 | 0 | 0 | 0 | 0 | 0 | 0 | 0 | 0 | 0 | 0 | 0 | 0 | 0 | 0 | 67.635 | 25.8015 | 0 | 0 | 0 | 0 | 0 | 0 | 0 | 0 | 1291.5803 | 501.7803 | 0 | 0 | 0 | 0 | 0
119 | TSTS Transformer and 66kV Circuit Breaker Replacement | Replacement - Major Station | Major Station | TRUE | Establishment | Network | Labour - Internal | 10% |  | 0.019046 | 0.114 | 0 | 8.4978 | 110.4609 | 186.9307 | 118.9586 | 0 | 0 | 0 | 0 | 0 | 0.00066122 | 0 | 0.083897 | 1.6702 | 3.7768 | 3.3497 | 0 | 0 | 0 | 0 | 0 | 0.0054657 | 0 | 0.52217 | 6.0758 | 10.6111 | 6.632 | 0 | 0 | 0 | 0 | 0.019046 | 0.12013 | 0 | 9.1038 | 118.2069 | 201.3185 | 128.9404 | 0 | 0 | 0 | 0 | 0% | 0% | 0% | 0% | 72% | 28% | 0% | 0% | 0% | 0% | 100% | [10 empty] | 0 | 0 | 0 | 0 | 305.9863 | 118.9947 | 0 | 0 | 0 | 0 | 0 | 0 | 0 | 0 | 5.5315 | 3.3497 | 0 | 0 | 0 | 0 | 0 | 0 | 0 | 0 | 17.2145 | 6.632 | 0 | 0 | 0 | 0 | 0 | 0 | 0 | 0 | 328.7324 | 128.9764 | 0 | 0 | 0 | 0 | 0
120 | TSTS Transformer and 66kV Circuit Breaker Replacement | Replacement - Major Station | Major Station | TRUE | Establishment | Network | Labour - External | 50% |  | 0.095228 | 0.57002 | 0 | 42.4888 | 552.3043 | 934.6535 | 594.7931 | 0 | 0 | 0 | 0 | 0 | 0.0033061 | 0 | -0.061956 | [5 empty] | 0 | 0 | 0 | 0.027328 | 0 | 2.5816 | 29.9267 | 52.0046 | 32.2519 | 0 | 0 | 0 | 0 | 0.095228 | 0.60065 | 0 | 45.0084 | 582.231 | 986.6581 | 627.045 | 0 | 0 | 0 | 0 | 0% | 0% | 0% | 0% | 72% | 28% | 0% | 0% | 0% | 0% | 100% | [10 empty] | 0 | 0 | 0 | 0 | 1529.9316 | 594.9734 | 0 | 0 | 0 | 0 | 0 | 0 | 0 | 0 | -0.05865 | 0 | 0 | 0 | 0 | 0 | 0 | 0 | 0 | 0 | 84.5402 | 32.2519 | 0 | 0 | 0 | 0 | 0 | 0 | 0 | 0 | 1614.4131 | 627.2253 | 0 | 0 | 0 | 0 | 0
121 | TSTS Transformer and 66kV Circuit Breaker Replacement | Replacement - Major Station | Major Station | TRUE | Communications | Network | Materials | 40% |  | 0.0022343 | 0.013374 | 0 | 0.99688 | 12.9583 | 21.9291 | 13.9552 | 0 | 0 | 0 | 0 | 0 | 0 | 0 | 0 | 0 | 0 | 0 | 0 | 0 | 0 | 0 | 0 | 0.00063749 | 0 | 0.060658 | 0.70215 | 1.2201 | 0.7567 | 0 | 0 | 0 | 0 | 0.0022343 | 0.014011 | 0 | 1.0575 | 13.6605 | 23.1492 | 14.7119 | 0 | 0 | 0 | 0 | 0% | 0% | 0% | 0% | 72% | 28% | 0% | 0% | 0% | 0% | 100% | [10 empty] | 0 | 0 | 0 | 0 | 35.8957 | 13.9594 | 0 | 0 | 0 | 0 | 0 | 0 | 0 | 0 | 0 | 0 | 0 | 0 | 0 | 0 | 0 | 0 | 0 | 0 | 1.9836 | 0.7567 | 0 | 0 | 0 | 0 | 0 | 0 | 0 | 0 | 37.8792 | 14.7161 | 0 | 0 | 0 | 0 | 0
122 | TSTS Transformer and 66kV Circuit Breaker Replacement | Replacement - Major Station | Major Station | TRUE | Communications | Network | Labour - Internal | 10% |  | 0.00055856 | 0.0033435 | 0 | 0.24922 | 3.2396 | 5.4823 | 3.4888 | 0 | 0 | 0 | 0 | 0 | 1.9392e-05 | 0 | 0.0024605 | 0.048983 | 0.11076 | 0.098241 | 0 | 0 | 0 | 0 | 0 | 0.0001603 | 0 | 0.015314 | 0.17819 | 0.3112 | 0.1945 | 0 | 0 | 0 | 0 | 0.00055856 | 0.0035232 | 0 | 0.267 | 3.4668 | 5.9042 | 3.7815 | 0 | 0 | 0 | 0 | 0% | 0% | 0% | 0% | 72% | 28% | 0% | 0% | 0% | 0% | 100% | [10 empty] | 0 | 0 | 0 | 0 | 8.9739 | 3.4899 | 0 | 0 | 0 | 0 | 0 | 0 | 0 | 0 | 0.16223 | 0.098241 | 0 | 0 | 0 | 0 | 0 | 0 | 0 | 0 | 0.50486 | 0.1945 | 0 | 0 | 0 | 0 | 0 | 0 | 0 | 0 | 9.641 | 3.7826 | 0 | 0 | 0 | 0 | 0
123 | TSTS Transformer and 66kV Circuit Breaker Replacement | Replacement - Major Station | Major Station | TRUE | Communications | Network | Labour - External | 50% |  | 0.0027928 | 0.016717 | 0 | 1.2461 | 16.1979 | 27.4114 | 17.444 | 0 | 0 | 0 | 0 | 0 | 9.6961e-05 | 0 | -0.001817 | [5 empty] | 0 | 0 | 0 | 0.00080148 | 0 | 0.075712 | 0.87768 | 1.5252 | 0.94588 | 0 | 0 | 0 | 0 | 0.0027928 | 0.017616 | 0 | 1.32 | 17.0756 | 28.9365 | 18.3899 | 0 | 0 | 0 | 0 | 0% | 0% | 0% | 0% | 72% | 28% | 0% | 0% | 0% | 0% | 100% | [10 empty] | 0 | 0 | 0 | 0 | 44.8696 | 17.4493 | 0 | 0 | 0 | 0 | 0 | 0 | 0 | 0 | -0.0017201 | 0 | 0 | 0 | 0 | 0 | 0 | 0 | 0 | 0 | 2.4794 | 0.94588 | 0 | 0 | 0 | 0 | 0 | 0 | 0 | 0 | 47.3472 | 18.3952 | 0 | 0 | 0 | 0 | 0
124 | GTS 220 kV and 66kV Circuit Breaker Replacement | Replacement - Major Station | Major Station | TRUE | Secondary | Network | Materials | 40% |  | 0 | 0 | 0 | 0 | 0 | 0 | 0 | 0 | 0 | 8.172 | 106.2358 | 0 | 0 | 0 | 0 | 0 | 0 | 0 | 0 | 0 | 0 | 0 | 0 | 0 | 0 | 0 | 0 | 0 | 0 | 0 | 0 | 0.51521 | 6.6978 | 0 | 0 | 0 | 0 | 0 | 0 | 0 | 0 | 0 | 8.6872 | 112.9336 | 0% | 0% | 0% | 0% | 0% | 0% | 0% | 0% | 0% | 100% | 100% | [10 empty] | 0 | 0 | 0 | 0 | 0 | 0 | 0 | 0 | 0 | 114.4078 | 0 | 0 | 0 | 0 | 0 | 0 | 0 | 0 | 0 | 0 | 0 | 0 | 0 | 0 | 0 | 0 | 0 | 0 | 0 | 7.213 | 0 | 0 | 0 | 0 | 0 | 0 | 0 | 0 | 0 | 121.6208 | 0
125 | GTS 220 kV and 66kV Circuit Breaker Replacement | Replacement - Major Station | Major Station | TRUE | Secondary | Network | Labour - Internal | 10% |  | 0 | 0 | 0 | 0 | 0 | 0 | 0 | 0 | 0 | 2.043 | 26.5589 | 0 | 0 | 0 | 0 | 0 | 0 | 0 | 0 | 0 | 0.12767 | 1.9703 | 0 | 0 | 0 | 0 | 0 | 0 | 0 | 0 | 0 | 0.13685 | 1.7987 | 0 | 0 | 0 | 0 | 0 | 0 | 0 | 0 | 0 | 2.3075 | 30.3279 | 0% | 0% | 0% | 0% | 0% | 0% | 0% | 0% | 0% | 100% | 100% | [10 empty] | 0 | 0 | 0 | 0 | 0 | 0 | 0 | 0 | 0 | 28.6019 | 0 | 0 | 0 | 0 | 0 | 0 | 0 | 0 | 0 | 2.098 | 0 | 0 | 0 | 0 | 0 | 0 | 0 | 0 | 0 | 1.9355 | 0 | 0 | 0 | 0 | 0 | 0 | 0 | 0 | 0 | 32.6354 | 0
126 | GTS 220 kV and 66kV Circuit Breaker Replacement | Replacement - Major Station | Major Station | TRUE | Secondary | Network | Labour - External | 50% |  | 0 | 0 | 0 | 0 | 0 | 0 | 0 | 0 | 0 | 10.215 | 132.7947 | 0 | 0 | 0 | 0 | [5 empty] | 0.5838 | 9.3377 | 0 | 0 | 0 | 0 | 0 | 0 | 0 | 0 | 0 | 0.68082 | 8.9609 | 0 | 0 | 0 | 0 | 0 | 0 | 0 | 0 | 0 | 11.4796 | 151.0933 | 0% | 0% | 0% | 0% | 0% | 0% | 0% | 0% | 0% | 100% | 100% | [10 empty] | 0 | 0 | 0 | 0 | 0 | 0 | 0 | 0 | 0 | 143.0097 | 0 | 0 | 0 | 0 | 0 | 0 | 0 | 0 | 0 | 9.9215 | 0 | 0 | 0 | 0 | 0 | 0 | 0 | 0 | 0 | 9.6418 | 0 | 0 | 0 | 0 | 0 | 0 | 0 | 0 | 0 | 162.5729 | 0
127 | GTS 220 kV and 66kV Circuit Breaker Replacement | Replacement - Major Station | Major Station | TRUE | Switchgear | Network | Materials | 40% |  | 0 | 0 | 0 | 0 | 0 | 0 | 0 | 0 | 0 | 44.3646 | 576.7396 | 0 | 0 | 0 | 0 | 0 | 0 | 0 | 0 | 0 | 0 | 0 | 0 | 0 | 0 | 0 | 0 | 0 | 0 | 0 | 0 | 2.797 | 36.3613 | 0 | 0 | 0 | 0 | 0 | 0 | 0 | 0 | 0 | 47.1616 | 613.1009 | 0% | 0% | 0% | 0% | 0% | 0% | 0% | 0% | 0% | 100% | 100% | [10 empty] | 0 | 0 | 0 | 0 | 0 | 0 | 0 | 0 | 0 | 621.1041 | 0 | 0 | 0 | 0 | 0 | 0 | 0 | 0 | 0 | 0 | 0 | 0 | 0 | 0 | 0 | 0 | 0 | 0 | 0 | 39.1584 | 0 | 0 | 0 | 0 | 0 | 0 | 0 | 0 | 0 | 660.2625 | 0
128 | GTS 220 kV and 66kV Circuit Breaker Replacement | Replacement - Major Station | Major Station | TRUE | Switchgear | Network | Labour - Internal | 10% |  | 0 | 0 | 0 | 0 | 0 | 0 | 0 | 0 | 0 | 11.0911 | 144.1849 | 0 | 0 | 0 | 0 | 0 | 0 | 0 | 0 | 0 | 0.69308 | 10.6965 | 0 | 0 | 0 | 0 | 0 | 0 | 0 | 0 | 0 | 0.74295 | 9.7647 | 0 | 0 | 0 | 0 | 0 | 0 | 0 | 0 | 0 | 12.5272 | 164.6461 | 0% | 0% | 0% | 0% | 0% | 0% | 0% | 0% | 0% | 100% | 100% | [10 empty] | 0 | 0 | 0 | 0 | 0 | 0 | 0 | 0 | 0 | 155.276 | 0 | 0 | 0 | 0 | 0 | 0 | 0 | 0 | 0 | 11.3895 | 0 | 0 | 0 | 0 | 0 | 0 | 0 | 0 | 0 | 10.5077 | 0 | 0 | 0 | 0 | 0 | 0 | 0 | 0 | 0 | 177.1732 | 0
129 | GTS 220 kV and 66kV Circuit Breaker Replacement | Replacement - Major Station | Major Station | TRUE | Switchgear | Network | Labour - External | 50% |  | 0 | 0 | 0 | 0 | 0 | 0 | 0 | 0 | 0 | 55.4557 | 720.9245 | 0 | 0 | 0 | 0 | [5 empty] | 3.1693 | 50.693 | 0 | 0 | 0 | 0 | 0 | 0 | 0 | 0 | 0 | 3.6961 | 48.6477 | 0 | 0 | 0 | 0 | 0 | 0 | 0 | 0 | 0 | 62.3212 | 820.2651 | 0% | 0% | 0% | 0% | 0% | 0% | 0% | 0% | 0% | 100% | 100% | [10 empty] | 0 | 0 | 0 | 0 | 0 | 0 | 0 | 0 | 0 | 776.3802 | 0 | 0 | 0 | 0 | 0 | 0 | 0 | 0 | 0 | 53.8623 | 0 | 0 | 0 | 0 | 0 | 0 | 0 | 0 | 0 | 52.3438 | 0 | 0 | 0 | 0 | 0 | 0 | 0 | 0 | 0 | 882.5863 | 0
130 | GTS 220 kV and 66kV Circuit Breaker Replacement | Replacement - Major Station | Major Station | TRUE | Transformers | Network | Materials | 40% |  | 0 | 0 | 0 | 0 | 0 | 0 | 0 | 0 | 0 | 47.4666 | 617.0657 | 0 | 0 | 0 | 0 | 0 | 0 | 0 | 0 | 0 | 0 | 0 | 0 | 0 | 0 | 0 | 0 | 0 | 0 | 0 | 0 | 2.9926 | 38.9038 | 0 | 0 | 0 | 0 | 0 | 0 | 0 | 0 | 0 | 50.4592 | 655.9695 | 0% | 0% | 0% | 0% | 0% | 0% | 0% | 0% | 0% | 100% | 100% | [10 empty] | 0 | 0 | 0 | 0 | 0 | 0 | 0 | 0 | 0 | 664.5323 | 0 | 0 | 0 | 0 | 0 | 0 | 0 | 0 | 0 | 0 | 0 | 0 | 0 | 0 | 0 | 0 | 0 | 0 | 0 | 41.8964 | 0 | 0 | 0 | 0 | 0 | 0 | 0 | 0 | 0 | 706.4287 | 0
131 | GTS 220 kV and 66kV Circuit Breaker Replacement | Replacement - Major Station | Major Station | TRUE | Transformers | Network | Labour - Internal | 10% |  | 0 | 0 | 0 | 0 | 0 | 0 | 0 | 0 | 0 | 11.8666 | 154.2664 | 0 | 0 | 0 | 0 | 0 | 0 | 0 | 0 | 0 | 0.74154 | 11.4444 | 0 | 0 | 0 | 0 | 0 | 0 | 0 | 0 | 0 | 0.7949 | 10.4475 | 0 | 0 | 0 | 0 | 0 | 0 | 0 | 0 | 0 | 13.4031 | 176.1583 | 0% | 0% | 0% | 0% | 0% | 0% | 0% | 0% | 0% | 100% | 100% | [10 empty] | 0 | 0 | 0 | 0 | 0 | 0 | 0 | 0 | 0 | 166.1331 | 0 | 0 | 0 | 0 | 0 | 0 | 0 | 0 | 0 | 12.1859 | 0 | 0 | 0 | 0 | 0 | 0 | 0 | 0 | 0 | 11.2424 | 0 | 0 | 0 | 0 | 0 | 0 | 0 | 0 | 0 | 189.5614 | 0
132 | GTS 220 kV and 66kV Circuit Breaker Replacement | Replacement - Major Station | Major Station | TRUE | Transformers | Network | Labour - External | 50% |  | 0 | 0 | 0 | 0 | 0 | 0 | 0 | 0 | 0 | 59.3332 | 771.3322 | 0 | 0 | 0 | 0 | [5 empty] | 3.391 | 54.2375 | 0 | 0 | 0 | 0 | 0 | 0 | 0 | 0 | 0 | 3.9545 | 52.0492 | 0 | 0 | 0 | 0 | 0 | 0 | 0 | 0 | 0 | 66.6787 | 877.6188 | 0% | 0% | 0% | 0% | 0% | 0% | 0% | 0% | 0% | 100% | 100% | [10 empty] | 0 | 0 | 0 | 0 | 0 | 0 | 0 | 0 | 0 | 830.6654 | 0 | 0 | 0 | 0 | 0 | 0 | 0 | 0 | 0 | 57.6284 | 0 | 0 | 0 | 0 | 0 | 0 | 0 | 0 | 0 | 56.0037 | 0 | 0 | 0 | 0 | 0 | 0 | 0 | 0 | 0 | 944.2975 | 0
133 | GTS 220 kV and 66kV Circuit Breaker Replacement | Replacement - Major Station | Major Station | TRUE | Towers and Conductor | Network | Materials | 40% |  | 0 | 0 | 0 | 0 | 0 | 0 | 0 | 0 | 0 | 3.1207 | 40.5685 | 0 | 0 | 0 | 0 | 0 | 0 | 0 | 0 | 0 | 0 | 0 | 0 | 0 | 0 | 0 | 0 | 0 | 0 | 0 | 0 | 0.19675 | 2.5577 | 0 | 0 | 0 | 0 | 0 | 0 | 0 | 0 | 0 | 3.3174 | 43.1262 | 0% | 0% | 0% | 0% | 0% | 0% | 0% | 0% | 0% | 100% | 100% | [10 empty] | 0 | 0 | 0 | 0 | 0 | 0 | 0 | 0 | 0 | 43.6891 | 0 | 0 | 0 | 0 | 0 | 0 | 0 | 0 | 0 | 0 | 0 | 0 | 0 | 0 | 0 | 0 | 0 | 0 | 0 | 2.7544 | 0 | 0 | 0 | 0 | 0 | 0 | 0 | 0 | 0 | 46.4436 | 0
134 | GTS 220 kV and 66kV Circuit Breaker Replacement | Replacement - Major Station | Major Station | TRUE | Towers and Conductor | Network | Labour - Internal | 10% |  | 0 | 0 | 0 | 0 | 0 | 0 | 0 | 0 | 0 | 0.78016 | 10.1421 | 0 | 0 | 0 | 0 | 0 | 0 | 0 | 0 | 0 | 0.048752 | 0.7524 | 0 | 0 | 0 | 0 | 0 | 0 | 0 | 0 | 0 | 0.05226 | 0.68686 | 0 | 0 | 0 | 0 | 0 | 0 | 0 | 0 | 0 | 0.88117 | 11.5814 | 0% | 0% | 0% | 0% | 0% | 0% | 0% | 0% | 0% | 100% | 100% | [10 empty] | 0 | 0 | 0 | 0 | 0 | 0 | 0 | 0 | 0 | 10.9223 | 0 | 0 | 0 | 0 | 0 | 0 | 0 | 0 | 0 | 0.80115 | 0 | 0 | 0 | 0 | 0 | 0 | 0 | 0 | 0 | 0.73912 | 0 | 0 | 0 | 0 | 0 | 0 | 0 | 0 | 0 | 12.4626 | 0
135 | GTS 220 kV and 66kV Circuit Breaker Replacement | Replacement - Major Station | Major Station | TRUE | Towers and Conductor | Network | Labour - External | 50% |  | 0 | 0 | 0 | 0 | 0 | 0 | 0 | 0 | 0 | 3.9008 | 50.7106 | 0 | 0 | 0 | 0 | [5 empty] | 0.22294 | 3.5658 | 0 | 0 | 0 | 0 | 0 | 0 | 0 | 0 | 0 | 0.25999 | 3.4219 | 0 | 0 | 0 | 0 | 0 | 0 | 0 | 0 | 0 | 4.3837 | 57.6983 | 0% | 0% | 0% | 0% | 0% | 0% | 0% | 0% | 0% | 100% | 100% | [10 empty] | 0 | 0 | 0 | 0 | 0 | 0 | 0 | 0 | 0 | 54.6114 | 0 | 0 | 0 | 0 | 0 | 0 | 0 | 0 | 0 | 3.7887 | 0 | 0 | 0 | 0 | 0 | 0 | 0 | 0 | 0 | 3.6819 | 0 | 0 | 0 | 0 | 0 | 0 | 0 | 0 | 0 | 62.082 | 0
136 | GTS 220 kV and 66kV Circuit Breaker Replacement | Replacement - Major Station | Major Station | TRUE | Establishment | Network | Materials | 40% |  | 0 | 0 | 0 | 0 | 0 | 0 | 0 | 0 | 0 | 22.748 | 295.7242 | 0 | 0 | 0 | 0 | 0 | 0 | 0 | 0 | 0 | 0 | 0 | 0 | 0 | 0 | 0 | 0 | 0 | 0 | 0 | 0 | 1.4342 | 18.6443 | 0 | 0 | 0 | 0 | 0 | 0 | 0 | 0 | 0 | 24.1822 | 314.3685 | 0% | 0% | 0% | 0% | 0% | 0% | 0% | 0% | 0% | 100% | 100% | [10 empty] | 0 | 0 | 0 | 0 | 0 | 0 | 0 | 0 | 0 | 318.4722 | 0 | 0 | 0 | 0 | 0 | 0 | 0 | 0 | 0 | 0 | 0 | 0 | 0 | 0 | 0 | 0 | 0 | 0 | 0 | 20.0785 | 0 | 0 | 0 | 0 | 0 | 0 | 0 | 0 | 0 | 338.5507 | 0
137 | GTS 220 kV and 66kV Circuit Breaker Replacement | Replacement - Major Station | Major Station | TRUE | Establishment | Network | Labour - Internal | 10% |  | 0 | 0 | 0 | 0 | 0 | 0 | 0 | 0 | 0 | 5.687 | 73.931 | 0 | 0 | 0 | 0 | 0 | 0 | 0 | 0 | 0 | 0.35538 | 5.4846 | 0 | 0 | 0 | 0 | 0 | 0 | 0 | 0 | 0 | 0.38095 | 5.0069 | 0 | 0 | 0 | 0 | 0 | 0 | 0 | 0 | 0 | 6.4233 | 84.4225 | 0% | 0% | 0% | 0% | 0% | 0% | 0% | 0% | 0% | 100% | 100% | [10 empty] | 0 | 0 | 0 | 0 | 0 | 0 | 0 | 0 | 0 | 79.618 | 0 | 0 | 0 | 0 | 0 | 0 | 0 | 0 | 0 | 5.84 | 0 | 0 | 0 | 0 | 0 | 0 | 0 | 0 | 0 | 5.3878 | 0 | 0 | 0 | 0 | 0 | 0 | 0 | 0 | 0 | 90.8459 | 0
138 | GTS 220 kV and 66kV Circuit Breaker Replacement | Replacement - Major Station | Major Station | TRUE | Establishment | Network | Labour - External | 50% |  | 0 | 0 | 0 | 0 | 0 | 0 | 0 | 0 | 0 | 28.435 | 369.6552 | 0 | 0 | 0 | 0 | [5 empty] | 1.6251 | 25.9929 | 0 | 0 | 0 | 0 | 0 | 0 | 0 | 0 | 0 | 1.8952 | 24.9442 | 0 | 0 | 0 | 0 | 0 | 0 | 0 | 0 | 0 | 31.9553 | 420.5923 | 0% | 0% | 0% | 0% | 0% | 0% | 0% | 0% | 0% | 100% | 100% | [10 empty] | 0 | 0 | 0 | 0 | 0 | 0 | 0 | 0 | 0 | 398.0902 | 0 | 0 | 0 | 0 | 0 | 0 | 0 | 0 | 0 | 27.618 | 0 | 0 | 0 | 0 | 0 | 0 | 0 | 0 | 0 | 26.8394 | 0 | 0 | 0 | 0 | 0 | 0 | 0 | 0 | 0 | 452.5476 | 0
139 | SYTS 500kV GIS Replacement | Replacement - Major Station | Major Station | TRUE | Secondary | Network | Materials | 40% |  | 0 | 0 | 0 | 30.2395 | 393.2282 | 665.4753 | 423.4905 | 0 | 0 | 0 | 0 | 0 | 0 | 0 | 0 | 0 | 0 | 0 | 0 | 0 | 0 | 0 | 0 | 0 | 0 | 1.84 | 21.3071 | 37.0274 | 22.9632 | 0 | 0 | 0 | 0 | 0 | 0 | 0 | 32.0795 | 414.5353 | 702.5027 | 446.4538 | 0 | 0 | 0 | 0 | 0% | 0% | 0% | 0% | 72% | 28% | 0% | 0% | 0% | 0% | 100% | [10 empty] | 0 | 0 | 0 | 0 | 1088.9522 | 423.4814 | 0 | 0 | 0 | 0 | 0 | 0 | 0 | 0 | 0 | 0 | 0 | 0 | 0 | 0 | 0 | 0 | 0 | 0 | 60.1745 | 22.9632 | 0 | 0 | 0 | 0 | 0 | 0 | 0 | 0 | 1149.1267 | 446.4446 | 0 | 0 | 0 | 0 | 0
140 | SYTS 500kV GIS Replacement | Replacement - Major Station | Major Station | TRUE | Secondary | Network | Labour - Internal | 10% |  | 0 | 0 | 0 | 7.5599 | 98.307 | 166.3688 | 105.8726 | 0 | 0 | 0 | 0 | 0 | 0 | 0 | 0.074638 | 1.4864 | 3.3613 | 2.9813 | 0 | 0 | 0 | 0 | 0 | 0 | 0 | 0.46454 | 5.4073 | 9.4439 | 5.9025 | 0 | 0 | 0 | 0 | 0 | 0 | 0 | 8.0991 | 105.2008 | 179.174 | 114.7564 | 0 | 0 | 0 | 0 | 0% | 0% | 0% | 0% | 72% | 28% | 0% | 0% | 0% | 0% | 100% | [10 empty] | 0 | 0 | 0 | 0 | 272.238 | 105.8703 | 0 | 0 | 0 | 0 | 0 | 0 | 0 | 0 | 4.9224 | 2.9813 | 0 | 0 | 0 | 0 | 0 | 0 | 0 | 0 | 15.3157 | 5.9025 | 0 | 0 | 0 | 0 | 0 | 0 | 0 | 0 | 292.4762 | 114.7541 | 0 | 0 | 0 | 0 | 0
141 | SYTS 500kV GIS Replacement | Replacement - Major Station | Major Station | TRUE | Secondary | Network | Labour - External | 50% |  | 0 | 0 | 0 | 37.7994 | 491.5352 | 831.8442 | 529.3632 | 0 | 0 | 0 | 0 | 0 | 0 | 0 | -0.055118 | [5 empty] | 0 | 0 | 0 | 0 | 0 | 2.2966 | 26.6339 | 46.2842 | 28.7041 | 0 | 0 | 0 | 0 | 0 | 0 | 0 | 40.0409 | 518.1691 | 878.1284 | 558.0672 | 0 | 0 | 0 | 0 | 0% | 0% | 0% | 0% | 72% | 28% | 0% | 0% | 0% | 0% | 100% | [10 empty] | 0 | 0 | 0 | 0 | 1361.1902 | 529.3517 | 0 | 0 | 0 | 0 | 0 | 0 | 0 | 0 | -0.055118 | 0 | 0 | 0 | 0 | 0 | 0 | 0 | 0 | 0 | 75.2148 | 28.7041 | 0 | 0 | 0 | 0 | 0 | 0 | 0 | 0 | 1436.3499 | 558.0558 | 0 | 0 | 0 | 0 | 0
142 | SYTS 500kV GIS Replacement | Replacement - Major Station | Major Station | TRUE | Switchgear | Network | Materials | 40% |  | 0 | 0 | 0 | 164.1663 | 2134.782 | 3612.7748 | 2299.0723 | 0 | 0 | 0 | 0 | 0 | 0 | 0 | 0 | 0 | 0 | 0 | 0 | 0 | 0 | 0 | 0 | 0 | 0 | 9.9891 | 115.6734 | 201.0167 | 124.6643 | 0 | 0 | 0 | 0 | 0 | 0 | 0 | 174.1554 | 2250.4554 | 3813.7914 | 2423.7366 | 0 | 0 | 0 | 0 | 0% | 0% | 0% | 0% | 72% | 28% | 0% | 0% | 0% | 0% | 100% | [10 empty] | 0 | 0 | 0 | 0 | 5911.7727 | 2299.0227 | 0 | 0 | 0 | 0 | 0 | 0 | 0 | 0 | 0 | 0 | 0 | 0 | 0 | 0 | 0 | 0 | 0 | 0 | 326.6792 | 124.6643 | 0 | 0 | 0 | 0 | 0 | 0 | 0 | 0 | 6238.4519 | 2423.687 | 0 | 0 | 0 | 0 | 0
143 | SYTS 500kV GIS Replacement | Replacement - Major Station | Major Station | TRUE | Switchgear | Network | Labour - Internal | 10% |  | 0 | 0 | 0 | 41.0416 | 533.6955 | 903.1937 | 574.7681 | 0 | 0 | 0 | 0 | 0 | 0 | 0 | 0.4052 | 8.0695 | 18.2482 | 16.1849 | 0 | 0 | 0 | 0 | 0 | 0 | 0 | 2.5219 | 29.3556 | 51.2695 | 32.0437 | 0 | 0 | 0 | 0 | 0 | 0 | 0 | 43.9687 | 571.1206 | 972.7114 | 622.9966 | 0 | 0 | 0 | 0 | 0% | 0% | 0% | 0% | 72% | 28% | 0% | 0% | 0% | 0% | 100% | [10 empty] | 0 | 0 | 0 | 0 | 1477.9432 | 574.7557 | 0 | 0 | 0 | 0 | 0 | 0 | 0 | 0 | 26.7229 | 16.1849 | 0 | 0 | 0 | 0 | 0 | 0 | 0 | 0 | 83.147 | 32.0437 | 0 | 0 | 0 | 0 | 0 | 0 | 0 | 0 | 1587.8131 | 622.9842 | 0 | 0 | 0 | 0 | 0
144 | SYTS 500kV GIS Replacement | Replacement - Major Station | Major Station | TRUE | Switchgear | Network | Labour - External | 50% |  | 0 | 0 | 0 | 205.2079 | 2668.4775 | 4515.9685 | 2873.8404 | 0 | 0 | 0 | 0 | 0 | 0 | 0 | -0.29923 | [5 empty] | 0 | 0 | 0 | 0 | 0 | 12.4682 | 144.5918 | 251.2708 | 155.8304 | 0 | 0 | 0 | 0 | 0 | 0 | 0 | 217.3768 | 2813.0693 | 4767.2393 | 3029.6708 | 0 | 0 | 0 | 0 | 0% | 0% | 0% | 0% | 72% | 28% | 0% | 0% | 0% | 0% | 100% | [10 empty] | 0 | 0 | 0 | 0 | 7389.7159 | 2873.7784 | 0 | 0 | 0 | 0 | 0 | 0 | 0 | 0 | -0.29923 | 0 | 0 | 0 | 0 | 0 | 0 | 0 | 0 | 0 | 408.3308 | 155.8304 | 0 | 0 | 0 | 0 | 0 | 0 | 0 | 0 | 7797.7474 | 3029.6088 | 0 | 0 | 0 | 0 | 0
145 | SYTS 500kV GIS Replacement | Replacement - Major Station | Major Station | TRUE | Transformers | Network | Materials | 40% |  | 0 | 0 | 0 | 175.645 | 2284.0479 | 3865.3833 | 2459.8256 | 0 | 0 | 0 | 0 | 0 | 0 | 0 | 0 | 0 | 0 | 0 | 0 | 0 | 0 | 0 | 0 | 0 | 0 | 10.6875 | 123.7614 | 215.0719 | 133.3809 | 0 | 0 | 0 | 0 | 0 | 0 | 0 | 186.3325 | 2407.8093 | 4080.4552 | 2593.2065 | 0 | 0 | 0 | 0 | 0% | 0% | 0% | 0% | 72% | 28% | 0% | 0% | 0% | 0% | 100% | [10 empty] | 0 | 0 | 0 | 0 | 6325.1293 | 2459.7725 | 0 | 0 | 0 | 0 | 0 | 0 | 0 | 0 | 0 | 0 | 0 | 0 | 0 | 0 | 0 | 0 | 0 | 0 | 349.5209 | 133.3809 | 0 | 0 | 0 | 0 | 0 | 0 | 0 | 0 | 6674.6501 | 2593.1534 | 0 | 0 | 0 | 0 | 0
146 | SYTS 500kV GIS Replacement | Replacement - Major Station | Major Station | TRUE | Transformers | Network | Labour - Internal | 10% |  | 0 | 0 | 0 | 43.9112 | 571.012 | 966.3458 | 614.9564 | 0 | 0 | 0 | 0 | 0 | 0 | 0 | 0.43353 | 8.6338 | 19.5241 | 17.3165 | 0 | 0 | 0 | 0 | 0 | 0 | 0 | 2.6983 | 31.4082 | 54.8543 | 34.2842 | 0 | 0 | 0 | 0 | 0 | 0 | 0 | 47.043 | 611.0539 | 1040.7243 | 666.5571 | 0 | 0 | 0 | 0 | 0% | 0% | 0% | 0% | 72% | 28% | 0% | 0% | 0% | 0% | 100% | [10 empty] | 0 | 0 | 0 | 0 | 1581.2823 | 614.9431 | 0 | 0 | 0 | 0 | 0 | 0 | 0 | 0 | 28.5914 | 17.3165 | 0 | 0 | 0 | 0 | 0 | 0 | 0 | 0 | 88.9608 | 34.2842 | 0 | 0 | 0 | 0 | 0 | 0 | 0 | 0 | 1698.8345 | 666.5439 | 0 | 0 | 0 | 0 | 0
147 | SYTS 500kV GIS Replacement | Replacement - Major Station | Major Station | TRUE | Transformers | Network | Labour - External | 50% |  | 0 | 0 | 0 | 219.5562 | 2855.0599 | 4831.7291 | 3074.7819 | 0 | 0 | 0 | 0 | 0 | 0 | 0 | -0.32015 | [5 empty] | 0 | 0 | 0 | 0 | 0 | 13.34 | 154.7018 | 268.8399 | 166.7262 | 0 | 0 | 0 | 0 | 0 | 0 | 0 | 232.576 | 3009.7617 | 5100.569 | 3241.5081 | 0 | 0 | 0 | 0 | 0% | 0% | 0% | 0% | 72% | 28% | 0% | 0% | 0% | 0% | 100% | [10 empty] | 0 | 0 | 0 | 0 | 7906.4116 | 3074.7156 | 0 | 0 | 0 | 0 | 0 | 0 | 0 | 0 | -0.32015 | 0 | 0 | 0 | 0 | 0 | 0 | 0 | 0 | 0 | 436.8816 | 166.7262 | 0 | 0 | 0 | 0 | 0 | 0 | 0 | 0 | 8342.973 | 3241.4418 | 0 | 0 | 0 | 0 | 0
148 | SYTS 500kV GIS Replacement | Replacement - Major Station | Major Station | TRUE | Towers and Conductor | Network | Materials | 40% |  | 0 | 0 | 0 | 11.5476 | 150.1628 | 254.1263 | 161.7191 | 0 | 0 | 0 | 0 | 0 | 0 | 0 | 0 | 0 | 0 | 0 | 0 | 0 | 0 | 0 | 0 | 0 | 0 | 0.70264 | 8.1366 | 14.1397 | 8.769 | 0 | 0 | 0 | 0 | 0 | 0 | 0 | 12.2503 | 158.2994 | 268.2661 | 170.4882 | 0 | 0 | 0 | 0 | 0% | 0% | 0% | 0% | 72% | 28% | 0% | 0% | 0% | 0% | 100% | [10 empty] | 0 | 0 | 0 | 0 | 415.8403 | 161.7157 | 0 | 0 | 0 | 0 | 0 | 0 | 0 | 0 | 0 | 0 | 0 | 0 | 0 | 0 | 0 | 0 | 0 | 0 | 22.979 | 8.769 | 0 | 0 | 0 | 0 | 0 | 0 | 0 | 0 | 438.8192 | 170.4847 | 0 | 0 | 0 | 0 | 0
149 | SYTS 500kV GIS Replacement | Replacement - Major Station | Major Station | TRUE | Towers and Conductor | Network | Labour - Internal | 10% |  | 0 | 0 | 0 | 2.8869 | 37.5407 | 63.5316 | 40.4298 | 0 | 0 | 0 | 0 | 0 | 0 | 0 | 0.028502 | 0.56762 | 1.2836 | 1.1385 | 0 | 0 | 0 | 0 | 0 | 0 | 0 | 0.1774 | 2.0649 | 3.6064 | 2.254 | 0 | 0 | 0 | 0 | 0 | 0 | 0 | 3.0928 | 40.1732 | 68.4215 | 43.8222 | 0 | 0 | 0 | 0 | 0% | 0% | 0% | 0% | 72% | 28% | 0% | 0% | 0% | 0% | 100% | [10 empty] | 0 | 0 | 0 | 0 | 103.9601 | 40.4289 | 0 | 0 | 0 | 0 | 0 | 0 | 0 | 0 | 1.8797 | 1.1385 | 0 | 0 | 0 | 0 | 0 | 0 | 0 | 0 | 5.8486 | 2.254 | 0 | 0 | 0 | 0 | 0 | 0 | 0 | 0 | 111.6884 | 43.8214 | 0 | 0 | 0 | 0 | 0
150 | SYTS 500kV GIS Replacement | Replacement - Major Station | Major Station | TRUE | Towers and Conductor | Network | Labour - External | 50% |  | 0 | 0 | 0 | 14.4345 | 187.7035 | 317.6579 | 202.1489 | 0 | 0 | 0 | 0 | 0 | 0 | 0 | -0.021048 | [5 empty] | 0 | 0 | 0 | 0 | 0 | 0.87702 | 10.1707 | 17.6747 | 10.9613 | 0 | 0 | 0 | 0 | 0 | 0 | 0 | 15.2905 | 197.8742 | 335.3326 | 213.1102 | 0 | 0 | 0 | 0 | 0% | 0% | 0% | 0% | 72% | 28% | 0% | 0% | 0% | 0% | 100% | [10 empty] | 0 | 0 | 0 | 0 | 519.8003 | 202.1446 | 0 | 0 | 0 | 0 | 0 | 0 | 0 | 0 | -0.021048 | 0 | 0 | 0 | 0 | 0 | 0 | 0 | 0 | 0 | 28.7224 | 10.9613 | 0 | 0 | 0 | 0 | 0 | 0 | 0 | 0 | 548.5017 | 213.1058 | 0 | 0 | 0 | 0 | 0
151 | SYTS 500kV GIS Replacement | Replacement - Major Station | Major Station | TRUE | Establishment | Network | Materials | 40% |  | 0 | 0 | 0 | 84.1766 | 1094.6131 | 1852.4564 | 1178.8532 | 0 | 0 | 0 | 0 | 0 | 0 | 0 | 0 | 0 | 0 | 0 | 0 | 0 | 0 | 0 | 0 | 0 | 0 | 5.1219 | 59.3117 | 103.0716 | 63.9218 | 0 | 0 | 0 | 0 | 0 | 0 | 0 | 89.2985 | 1153.9248 | 1955.528 | 1242.775 | 0 | 0 | 0 | 0 | 0% | 0% | 0% | 0% | 72% | 28% | 0% | 0% | 0% | 0% | 100% | [10 empty] | 0 | 0 | 0 | 0 | 3031.2714 | 1178.8278 | 0 | 0 | 0 | 0 | 0 | 0 | 0 | 0 | 0 | 0 | 0 | 0 | 0 | 0 | 0 | 0 | 0 | 0 | 167.5053 | 63.9218 | 0 | 0 | 0 | 0 | 0 | 0 | 0 | 0 | 3198.7767 | 1242.7496 | 0 | 0 | 0 | 0 | 0
152 | SYTS 500kV GIS Replacement | Replacement - Major Station | Major Station | TRUE | Establishment | Network | Labour - Internal | 10% |  | 0 | 0 | 0 | 21.0441 | 273.6533 | 463.1141 | 294.7133 | 0 | 0 | 0 | 0 | 0 | 0 | 0 | 0.20777 | 4.1377 | 9.3568 | 8.2988 | 0 | 0 | 0 | 0 | 0 | 0 | 0 | 1.2931 | 15.0521 | 26.2885 | 16.4305 | 0 | 0 | 0 | 0 | 0 | 0 | 0 | 22.545 | 292.8431 | 498.7594 | 319.4426 | 0 | 0 | 0 | 0 | 0% | 0% | 0% | 0% | 72% | 28% | 0% | 0% | 0% | 0% | 100% | [10 empty] | 0 | 0 | 0 | 0 | 757.8179 | 294.7069 | 0 | 0 | 0 | 0 | 0 | 0 | 0 | 0 | 13.7022 | 8.2988 | 0 | 0 | 0 | 0 | 0 | 0 | 0 | 0 | 42.6338 | 16.4305 | 0 | 0 | 0 | 0 | 0 | 0 | 0 | 0 | 814.1539 | 319.4362 | 0 | 0 | 0 | 0 | 0
153 | SYTS 500kV GIS Replacement | Replacement - Major Station | Major Station | TRUE | Establishment | Network | Labour - External | 50% |  | 0 | 0 | 0 | 105.2207 | 1368.2663 | 2315.5704 | 1473.5665 | 0 | 0 | 0 | 0 | 0 | 0 | 0 | -0.15343 | [5 empty] | 0 | 0 | 0 | 0 | 0 | 6.3931 | 74.1397 | 128.8395 | 79.9023 | 0 | 0 | 0 | 0 | 0 | 0 | 0 | 111.4603 | 1442.406 | 2444.41 | 1553.4688 | 0 | 0 | 0 | 0 | 0% | 0% | 0% | 0% | 72% | 28% | 0% | 0% | 0% | 0% | 100% | [10 empty] | 0 | 0 | 0 | 0 | 3789.0893 | 1473.5347 | 0 | 0 | 0 | 0 | 0 | 0 | 0 | 0 | -0.15343 | 0 | 0 | 0 | 0 | 0 | 0 | 0 | 0 | 0 | 209.3723 | 79.9023 | 0 | 0 | 0 | 0 | 0 | 0 | 0 | 0 | 3998.3081 | 1553.437 | 0 | 0 | 0 | 0 | 0
154 | BLTS 66kV and 22kV Circuit Breaker Replacement | Replacement - Major Station | Major Station | TRUE | Secondary | Network | Materials | 40% |  | 0 | 0.2438 | 0 | 6.6691 | 86.6988 | 146.7211 | 93.368 | 0 | 0 | 0 | 0 | 0 | 0 | 0 | 0 | 0 | 0 | 0 | 0 | 0 | 0 | 0 | 0 | 0.011621 | 0 | 0.4058 | 4.6978 | 8.1636 | 5.0628 | 0 | 0 | 0 | 0 | 0 | 0.25542 | 0 | 7.0749 | 91.3966 | 154.8848 | 98.4308 | 0 | 0 | 0 | 0 | 0% | 0% | 0% | 0% | 72% | 28% | 0% | 0% | 0% | 0% | 100% | [10 empty] | 0 | 0 | 0 | 0 | 240.2647 | 93.4363 | 0 | 0 | 0 | 0 | 0 | 0 | 0 | 0 | 0 | 0 | 0 | 0 | 0 | 0 | 0 | 0 | 0 | 0 | 13.2788 | 5.0628 | 0 | 0 | 0 | 0 | 0 | 0 | 0 | 0 | 253.5435 | 98.499 | 0 | 0 | 0 | 0 | 0
155 | BLTS 66kV and 22kV Circuit Breaker Replacement | Replacement - Major Station | Major Station | TRUE | Secondary | Network | Labour - Internal | 10% |  | 0 | 0.06095 | 0 | 1.6673 | 21.6747 | 36.6803 | 23.342 | 0 | 0 | 0 | 0 | 0 | 0.00035351 | 0 | 0.016461 | 0.32772 | 0.74109 | 0.65729 | 0 | 0 | 0 | 0 | 0 | 0.0029221 | 0 | 0.10245 | 1.1922 | 2.0821 | 1.3013 | 0 | 0 | 0 | 0 | 0 | 0.064226 | 0 | 1.7862 | 23.1946 | 39.5035 | 25.3006 | 0 | 0 | 0 | 0 | 0% | 0% | 0% | 0% | 72% | 28% | 0% | 0% | 0% | 0% | 100% | [10 empty] | 0 | 0 | 0 | 0 | 60.0662 | 23.3591 | 0 | 0 | 0 | 0 | 0 | 0 | 0 | 0 | 1.0856 | 0.65729 | 0 | 0 | 0 | 0 | 0 | 0 | 0 | 0 | 3.3797 | 1.3013 | 0 | 0 | 0 | 0 | 0 | 0 | 0 | 0 | 64.5315 | 25.3177 | 0 | 0 | 0 | 0 | 0
156 | BLTS 66kV and 22kV Circuit Breaker Replacement | Replacement - Major Station | Major Station | TRUE | Secondary | Network | Labour - External | 50% |  | 0 | 0.30475 | 0 | 8.3364 | 108.3736 | 183.4014 | 116.71 | 0 | 0 | 0 | 0 | 0 | 0.0017676 | 0 | -0.012156 | [5 empty] | 0 | 0 | 0 | 0.014611 | 0 | 0.50651 | 5.8722 | 10.2045 | 6.3285 | 0 | 0 | 0 | 0 | 0 | 0.32113 | 0 | 8.8308 | 114.2458 | 193.606 | 123.0384 | 0 | 0 | 0 | 0 | 0% | 0% | 0% | 0% | 72% | 28% | 0% | 0% | 0% | 0% | 100% | [10 empty] | 0 | 0 | 0 | 0 | 300.3308 | 116.7953 | 0 | 0 | 0 | 0 | 0 | 0 | 0 | 0 | -0.010388 | 0 | 0 | 0 | 0 | 0 | 0 | 0 | 0 | 0 | 16.5979 | 6.3285 | 0 | 0 | 0 | 0 | 0 | 0 | 0 | 0 | 316.9183 | 123.1238 | 0 | 0 | 0 | 0 | 0
157 | BLTS 66kV and 22kV Circuit Breaker Replacement | Replacement - Major Station | Major Station | TRUE | Switchgear | Network | Materials | 40% |  | 0 | 1.3236 | 0 | 36.2059 | 470.6762 | 796.529 | 506.8821 | 0 | 0 | 0 | 0 | 0 | 0 | 0 | 0 | 0 | 0 | 0 | 0 | 0 | 0 | 0 | 0 | 0.063089 | 0 | 2.203 | 25.5036 | 44.3193 | 27.485 | 0 | 0 | 0 | 0 | 0 | 1.3866 | 0 | 38.4089 | 496.1799 | 840.8483 | 534.3671 | 0 | 0 | 0 | 0 | 0% | 0% | 0% | 0% | 72% | 28% | 0% | 0% | 0% | 0% | 100% | [10 empty] | 0 | 0 | 0 | 0 | 1304.364 | 507.2527 | 0 | 0 | 0 | 0 | 0 | 0 | 0 | 0 | 0 | 0 | 0 | 0 | 0 | 0 | 0 | 0 | 0 | 0 | 72.0891 | 27.485 | 0 | 0 | 0 | 0 | 0 | 0 | 0 | 0 | 1376.4531 | 534.7377 | 0 | 0 | 0 | 0 | 0
158 | BLTS 66kV and 22kV Circuit Breaker Replacement | Replacement - Major Station | Major Station | TRUE | Switchgear | Network | Labour - Internal | 10% |  | 0 | 0.33089 | 0 | 9.0515 | 117.6691 | 199.1322 | 126.7205 | 0 | 0 | 0 | 0 | 0 | 0.0019192 | 0 | 0.089364 | 1.7792 | 4.0233 | 3.5683 | 0 | 0 | 0 | 0 | 0 | 0.015864 | 0 | 0.5562 | 6.4723 | 11.3037 | 7.0647 | 0 | 0 | 0 | 0 | 0 | 0.34867 | 0 | 9.697 | 125.9205 | 214.4592 | 137.3536 | 0 | 0 | 0 | 0 | 0% | 0% | 0% | 0% | 72% | 28% | 0% | 0% | 0% | 0% | 100% | [10 empty] | 0 | 0 | 0 | 0 | 326.091 | 126.8132 | 0 | 0 | 0 | 0 | 0 | 0 | 0 | 0 | 5.8937 | 3.5683 | 0 | 0 | 0 | 0 | 0 | 0 | 0 | 0 | 18.3481 | 7.0647 | 0 | 0 | 0 | 0 | 0 | 0 | 0 | 0 | 350.3328 | 137.4462 | 0 | 0 | 0 | 0 | 0
159 | BLTS 66kV and 22kV Circuit Breaker Replacement | Replacement - Major Station | Major Station | TRUE | Switchgear | Network | Labour - External | 50% |  | 0 | 1.6544 | 0 | 45.2573 | 588.3453 | 995.6612 | 633.6026 | 0 | 0 | 0 | 0 | 0 | 0.0095958 | 0 | -0.065993 | [5 empty] | 0 | 0 | 0 | 0.079319 | 0 | 2.7498 | 31.8796 | 55.3991 | 34.3563 | 0 | 0 | 0 | 0 | 0 | 1.7434 | 0 | 47.9411 | 620.2248 | 1051.0603 | 667.9589 | 0 | 0 | 0 | 0 | 0% | 0% | 0% | 0% | 72% | 28% | 0% | 0% | 0% | 0% | 100% | [10 empty] | 0 | 0 | 0 | 0 | 1630.455 | 634.0659 | 0 | 0 | 0 | 0 | 0 | 0 | 0 | 0 | -0.056398 | 0 | 0 | 0 | 0 | 0 | 0 | 0 | 0 | 0 | 90.1078 | 34.3563 | 0 | 0 | 0 | 0 | 0 | 0 | 0 | 0 | 1720.5064 | 668.4222 | 0 | 0 | 0 | 0 | 0
160 | BLTS 66kV and 22kV Circuit Breaker Replacement | Replacement - Major Station | Major Station | TRUE | Transformers | Network | Materials | 40% |  | 0 | 1.4161 | 0 | 38.7374 | 503.5863 | 852.223 | 542.3237 | 0 | 0 | 0 | 0 | 0 | 0 | 0 | 0 | 0 | 0 | 0 | 0 | 0 | 0 | 0 | 0 | 0.0675 | 0 | 2.3571 | 27.2869 | 47.4181 | 29.4068 | 0 | 0 | 0 | 0 | 0 | 1.4836 | 0 | 41.0945 | 530.8732 | 899.6412 | 571.7306 | 0 | 0 | 0 | 0 | 0% | 0% | 0% | 0% | 72% | 28% | 0% | 0% | 0% | 0% | 100% | [10 empty] | 0 | 0 | 0 | 0 | 1395.5664 | 542.7203 | 0 | 0 | 0 | 0 | 0 | 0 | 0 | 0 | 0 | 0 | 0 | 0 | 0 | 0 | 0 | 0 | 0 | 0 | 77.1296 | 29.4068 | 0 | 0 | 0 | 0 | 0 | 0 | 0 | 0 | 1472.696 | 572.1271 | 0 | 0 | 0 | 0 | 0
161 | BLTS 66kV and 22kV Circuit Breaker Replacement | Replacement - Major Station | Major Station | TRUE | Transformers | Network | Labour - Internal | 10% |  | 0 | 0.35403 | 0 | 9.6844 | 125.8966 | 213.0558 | 135.5809 | 0 | 0 | 0 | 0 | 0 | 0.0020533 | 0 | 0.095613 | 1.9036 | 4.3046 | 3.8178 | 0 | 0 | 0 | 0 | 0 | 0.016973 | 0 | 0.59509 | 6.9249 | 12.094 | 7.5587 | 0 | 0 | 0 | 0 | 0 | 0.37305 | 0 | 10.3751 | 134.725 | 229.4544 | 146.9575 | 0 | 0 | 0 | 0 | 0% | 0% | 0% | 0% | 72% | 28% | 0% | 0% | 0% | 0% | 100% | [10 empty] | 0 | 0 | 0 | 0 | 348.8916 | 135.6801 | 0 | 0 | 0 | 0 | 0 | 0 | 0 | 0 | 6.3058 | 3.8178 | 0 | 0 | 0 | 0 | 0 | 0 | 0 | 0 | 19.631 | 7.5587 | 0 | 0 | 0 | 0 | 0 | 0 | 0 | 0 | 374.8284 | 147.0566 | 0 | 0 | 0 | 0 | 0
162 | BLTS 66kV and 22kV Circuit Breaker Replacement | Replacement - Major Station | Major Station | TRUE | Transformers | Network | Labour - External | 50% |  | 0 | 1.7701 | 0 | 48.4218 | 629.4829 | 1065.2788 | 677.9047 | 0 | 0 | 0 | 0 | 0 | 0.010267 | 0 | -0.070608 | [5 empty] | 0 | 0 | 0 | 0.084865 | 0 | 2.942 | 34.1086 | 59.2727 | 36.7585 | 0 | 0 | 0 | 0 | 0 | 1.8653 | 0 | 51.2932 | 663.5915 | 1124.5514 | 714.6632 | 0 | 0 | 0 | 0 | 0% | 0% | 0% | 0% | 72% | 28% | 0% | 0% | 0% | 0% | 100% | [10 empty] | 0 | 0 | 0 | 0 | 1744.458 | 678.4003 | 0 | 0 | 0 | 0 | 0 | 0 | 0 | 0 | -0.060341 | 0 | 0 | 0 | 0 | 0 | 0 | 0 | 0 | 0 | 96.4082 | 36.7585 | 0 | 0 | 0 | 0 | 0 | 0 | 0 | 0 | 1840.8058 | 715.1588 | 0 | 0 | 0 | 0 | 0
163 | BLTS 66kV and 22kV Circuit Breaker Replacement | Replacement - Major Station | Major Station | TRUE | Towers and Conductor | Network | Materials | 40% |  | 0 | 0.093101 | 0 | 2.5468 | 33.1079 | 56.0287 | 35.6546 | 0 | 0 | 0 | 0 | 0 | 0 | 0 | 0 | 0 | 0 | 0 | 0 | 0 | 0 | 0 | 0 | 0.0044377 | 0 | 0.15496 | 1.794 | 3.1175 | 1.9333 | 0 | 0 | 0 | 0 | 0 | 0.097538 | 0 | 2.7017 | 34.9018 | 59.1461 | 37.5879 | 0 | 0 | 0 | 0 | 0% | 0% | 0% | 0% | 72% | 28% | 0% | 0% | 0% | 0% | 100% | [10 empty] | 0 | 0 | 0 | 0 | 91.7503 | 35.6807 | 0 | 0 | 0 | 0 | 0 | 0 | 0 | 0 | 0 | 0 | 0 | 0 | 0 | 0 | 0 | 0 | 0 | 0 | 5.0708 | 1.9333 | 0 | 0 | 0 | 0 | 0 | 0 | 0 | 0 | 96.8211 | 37.614 | 0 | 0 | 0 | 0 | 0
164 | BLTS 66kV and 22kV Circuit Breaker Replacement | Replacement - Major Station | Major Station | TRUE | Towers and Conductor | Network | Labour - Internal | 10% |  | 0 | 0.023275 | 0 | 0.63669 | 8.277 | 14.0072 | 8.9137 | 0 | 0 | 0 | 0 | 0 | 0.000135 | 0 | 0.006286 | 0.12515 | 0.283 | 0.251 | 0 | 0 | 0 | 0 | 0 | 0.0011159 | 0 | 0.039123 | 0.45527 | 0.79511 | 0.49694 | 0 | 0 | 0 | 0 | 0 | 0.024526 | 0 | 0.6821 | 8.8574 | 15.0853 | 9.6616 | 0 | 0 | 0 | 0 | 0% | 0% | 0% | 0% | 72% | 28% | 0% | 0% | 0% | 0% | 100% | [10 empty] | 0 | 0 | 0 | 0 | 22.9376 | 8.9202 | 0 | 0 | 0 | 0 | 0 | 0 | 0 | 0 | 0.41457 | 0.251 | 0 | 0 | 0 | 0 | 0 | 0 | 0 | 0 | 1.2906 | 0.49694 | 0 | 0 | 0 | 0 | 0 | 0 | 0 | 0 | 24.6428 | 9.6681 | 0 | 0 | 0 | 0 | 0
165 | BLTS 66kV and 22kV Circuit Breaker Replacement | Replacement - Major Station | Major Station | TRUE | Towers and Conductor | Network | Labour - External | 50% |  | 0 | 0.11638 | 0 | 3.1834 | 41.3848 | 70.0359 | 44.5683 | 0 | 0 | 0 | 0 | 0 | 0.00067498 | 0 | -0.004642 | [5 empty] | 0 | 0 | 0 | 0.0055794 | 0 | 0.19342 | 2.2424 | 3.8968 | 2.4167 | 0 | 0 | 0 | 0 | 0 | 0.12263 | 0 | 3.3722 | 43.6273 | 73.9327 | 46.9849 | 0 | 0 | 0 | 0 | 0% | 0% | 0% | 0% | 72% | 28% | 0% | 0% | 0% | 0% | 100% | [10 empty] | 0 | 0 | 0 | 0 | 114.6879 | 44.6009 | 0 | 0 | 0 | 0 | 0 | 0 | 0 | 0 | -0.0039671 | 0 | 0 | 0 | 0 | 0 | 0 | 0 | 0 | 0 | 6.3383 | 2.4167 | 0 | 0 | 0 | 0 | 0 | 0 | 0 | 0 | 121.0222 | 47.0175 | 0 | 0 | 0 | 0 | 0
166 | BLTS 66kV and 22kV Circuit Breaker Replacement | Replacement - Major Station | Major Station | TRUE | Establishment | Network | Materials | 40% |  | 0 | 0.67866 | 0 | 18.5646 | 241.34 | 408.4216 | 259.9046 | 0 | 0 | 0 | 0 | 0 | 0 | 0 | 0 | 0 | 0 | 0 | 0 | 0 | 0 | 0 | 0 | 0.032349 | 0 | 1.1296 | 13.077 | 22.7248 | 14.093 | 0 | 0 | 0 | 0 | 0 | 0.71101 | 0 | 19.6942 | 254.4171 | 431.1464 | 273.9976 | 0 | 0 | 0 | 0 | 0% | 0% | 0% | 0% | 72% | 28% | 0% | 0% | 0% | 0% | 100% | [10 empty] | 0 | 0 | 0 | 0 | 668.8149 | 260.0947 | 0 | 0 | 0 | 0 | 0 | 0 | 0 | 0 | 0 | 0 | 0 | 0 | 0 | 0 | 0 | 0 | 0 | 0 | 36.9638 | 14.093 | 0 | 0 | 0 | 0 | 0 | 0 | 0 | 0 | 705.7786 | 274.1877 | 0 | 0 | 0 | 0 | 0
167 | BLTS 66kV and 22kV Circuit Breaker Replacement | Replacement - Major Station | Major Station | TRUE | Establishment | Network | Labour - Internal | 10% |  | 0 | 0.16966 | 0 | 4.6412 | 60.335 | 102.1054 | 64.9762 | 0 | 0 | 0 | 0 | 0 | 0.00098405 | 0 | 0.045822 | 0.91227 | 2.0629 | 1.8297 | 0 | 0 | 0 | 0 | 0 | 0.0081342 | 0 | 0.28519 | 3.3187 | 5.796 | 3.6225 | 0 | 0 | 0 | 0 | 0 | 0.17878 | 0 | 4.9722 | 64.566 | 109.9643 | 70.4283 | 0 | 0 | 0 | 0 | 0% | 0% | 0% | 0% | 72% | 28% | 0% | 0% | 0% | 0% | 100% | [10 empty] | 0 | 0 | 0 | 0 | 167.2037 | 65.0237 | 0 | 0 | 0 | 0 | 0 | 0 | 0 | 0 | 3.022 | 1.8297 | 0 | 0 | 0 | 0 | 0 | 0 | 0 | 0 | 9.408 | 3.6225 | 0 | 0 | 0 | 0 | 0 | 0 | 0 | 0 | 179.6337 | 70.4758 | 0 | 0 | 0 | 0 | 0
168 | BLTS 66kV and 22kV Circuit Breaker Replacement | Replacement - Major Station | Major Station | TRUE | Establishment | Network | Labour - External | 50% |  | 0 | 0.84832 | 0 | 23.2058 | 301.675 | 510.527 | 324.8808 | 0 | 0 | 0 | 0 | 0 | 0.0049203 | 0 | -0.033838 | [5 empty] | 0 | 0 | 0 | 0.040671 | 0 | 1.41 | 16.3463 | 28.406 | 17.6163 | 0 | 0 | 0 | 0 | 0 | 0.89391 | 0 | 24.5819 | 318.0213 | 538.933 | 342.4971 | 0 | 0 | 0 | 0 | 0% | 0% | 0% | 0% | 72% | 28% | 0% | 0% | 0% | 0% | 100% | [10 empty] | 0 | 0 | 0 | 0 | 836.0186 | 325.1183 | 0 | 0 | 0 | 0 | 0 | 0 | 0 | 0 | -0.028918 | 0 | 0 | 0 | 0 | 0 | 0 | 0 | 0 | 0 | 46.2029 | 17.6163 | 0 | 0 | 0 | 0 | 0 | 0 | 0 | 0 | 882.1926 | 342.7346 | 0 | 0 | 0 | 0 | 0
169 | SMTS 500kV GIS Replacement | Replacement - Major Station | Major Station | TRUE | Secondary | Network | Materials | 40% |  | 0 | 0 | 0 | 0 | 0 | 8.1309 | 105.8155 | 179.0847 | 113.9692 | 0 | 0 | 0 | 0 | 0 | 0 | 0 | 0 | 0 | 0 | 0 | 0 | 0 | 0 | 0 | 0 | 0 | 0 | 0.45241 | 5.7377 | 12.5606 | 10.6914 | 0 | 0 | 0 | 0 | 0 | 0 | 0 | 8.5833 | 111.5532 | 191.6453 | 124.6606 | 0 | 0 | 0% | 0% | 0% | 0% | 0% | 0% | 72% | 28% | 0% | 0% | 100% | [10 empty] | 0 | 0 | 0 | 0 | 0 | 0 | 293.0403 | 113.9601 | 0 | 0 | 0 | 0 | 0 | 0 | 0 | 0 | 0 | 0 | 0 | 0 | 0 | 0 | 0 | 0 | 0 | 0 | 18.7507 | 10.6914 | 0 | 0 | 0 | 0 | 0 | 0 | 0 | 0 | 311.791 | 124.6515 | 0 | 0 | 0
170 | SMTS 500kV GIS Replacement | Replacement - Major Station | Major Station | TRUE | Secondary | Network | Labour - Internal | 10% |  | 0 | 0 | 0 | 0 | 0 | 2.0327 | 26.4539 | 44.7712 | 28.4923 | 0 | 0 | 0 | 0 | 0 | 0 | 0 | 0.041069 | 0.74491 | 1.7674 | 1.4508 | 0 | 0 | 0 | 0 | 0 | 0 | 0 | 0.11539 | 1.4748 | 3.2641 | 2.8089 | 0 | 0 | 0 | 0 | 0 | 0 | 0 | 2.1892 | 28.6736 | 49.8027 | 32.7521 | 0 | 0 | 0% | 0% | 0% | 0% | 0% | 0% | 72% | 28% | 0% | 0% | 100% | [10 empty] | 0 | 0 | 0 | 0 | 0 | 0 | 73.2601 | 28.49 | 0 | 0 | 0 | 0 | 0 | 0 | 0 | 0 | 2.5534 | 1.4508 | 0 | 0 | 0 | 0 | 0 | 0 | 0 | 0 | 4.8543 | 2.8089 | 0 | 0 | 0 | 0 | 0 | 0 | 0 | 0 | 80.6678 | 32.7498 | 0 | 0 | 0
171 | SMTS 500kV GIS Replacement | Replacement - Major Station | Major Station | TRUE | Secondary | Network | Labour - External | 50% |  | 0 | 0 | 0 | 0 | 0 | 10.1636 | 132.2694 | 223.8559 | 142.4616 | 0 | 0 | 0 | 0 | 0 | 0 | [5 empty] | 0 | 0 | 0 | 0 | 0 | 0 | 0 | 0.56551 | 7.1721 | 15.7007 | 13.3642 | 0 | 0 | 0 | 0 | 0 | 0 | 0 | 10.7291 | 139.4416 | 239.5567 | 155.8258 | 0 | 0 | 0% | 0% | 0% | 0% | 0% | 0% | 72% | 28% | 0% | 0% | 100% | [10 empty] | 0 | 0 | 0 | 0 | 0 | 0 | 366.3004 | 142.4501 | 0 | 0 | 0 | 0 | 0 | 0 | 0 | 0 | 0 | 0 | 0 | 0 | 0 | 0 | 0 | 0 | 0 | 0 | 23.4384 | 13.3642 | 0 | 0 | 0 | 0 | 0 | 0 | 0 | 0 | 389.7387 | 155.8144 | 0 | 0 | 0
172 | SMTS 500kV GIS Replacement | Replacement - Major Station | Major Station | TRUE | Switchgear | Network | Materials | 40% |  | 0 | 0 | 0 | 0 | 0 | 44.1414 | 574.4581 | 972.2266 | 618.7235 | 0 | 0 | 0 | 0 | 0 | 0 | 0 | 0 | 0 | 0 | 0 | 0 | 0 | 0 | 0 | 0 | 0 | 0 | 2.456 | 31.1493 | 68.1897 | 58.042 | 0 | 0 | 0 | 0 | 0 | 0 | 0 | 46.5974 | 605.6074 | 1040.4163 | 676.7655 | 0 | 0 | 0% | 0% | 0% | 0% | 0% | 0% | 72% | 28% | 0% | 0% | 100% | [10 empty] | 0 | 0 | 0 | 0 | 0 | 0 | 1590.8757 | 618.6739 | 0 | 0 | 0 | 0 | 0 | 0 | 0 | 0 | 0 | 0 | 0 | 0 | 0 | 0 | 0 | 0 | 0 | 0 | 101.795 | 58.042 | 0 | 0 | 0 | 0 | 0 | 0 | 0 | 0 | 1692.6707 | 676.7159 | 0 | 0 | 0
173 | SMTS 500kV GIS Replacement | Replacement - Major Station | Major Station | TRUE | Switchgear | Network | Labour - Internal | 10% |  | 0 | 0 | 0 | 0 | 0 | 11.0353 | 143.6145 | 243.0567 | 154.6809 | 0 | 0 | 0 | 0 | 0 | 0 | 0 | 0.22296 | 4.044 | 9.5952 | 7.8764 | 0 | 0 | 0 | 0 | 0 | 0 | 0 | 0.62642 | 8.0066 | 17.7204 | 15.2494 | 0 | 0 | 0 | 0 | 0 | 0 | 0 | 11.8847 | 155.6652 | 270.3723 | 177.8067 | 0 | 0 | 0% | 0% | 0% | 0% | 0% | 0% | 72% | 28% | 0% | 0% | 100% | [10 empty] | 0 | 0 | 0 | 0 | 0 | 0 | 397.7189 | 154.6685 | 0 | 0 | 0 | 0 | 0 | 0 | 0 | 0 | 13.8622 | 7.8764 | 0 | 0 | 0 | 0 | 0 | 0 | 0 | 0 | 26.3534 | 15.2494 | 0 | 0 | 0 | 0 | 0 | 0 | 0 | 0 | 437.9346 | 177.7943 | 0 | 0 | 0
174 | SMTS 500kV GIS Replacement | Replacement - Major Station | Major Station | TRUE | Switchgear | Network | Labour - External | 50% |  | 0 | 0 | 0 | 0 | 0 | 55.1767 | 718.0726 | 1215.2833 | 773.4044 | 0 | 0 | 0 | 0 | 0 | 0 | [5 empty] | 0 | 0 | 0 | 0 | 0 | 0 | 0 | 3.0701 | 38.9366 | 85.2371 | 72.5525 | 0 | 0 | 0 | 0 | 0 | 0 | 0 | 58.2468 | 757.0092 | 1300.5204 | 845.9569 | 0 | 0 | 0% | 0% | 0% | 0% | 0% | 0% | 72% | 28% | 0% | 0% | 100% | [10 empty] | 0 | 0 | 0 | 0 | 0 | 0 | 1988.5946 | 773.3424 | 0 | 0 | 0 | 0 | 0 | 0 | 0 | 0 | 0 | 0 | 0 | 0 | 0 | 0 | 0 | 0 | 0 | 0 | 127.2438 | 72.5525 | 0 | 0 | 0 | 0 | 0 | 0 | 0 | 0 | 2115.8384 | 845.8949 | 0 | 0 | 0
175 | SMTS 500kV GIS Replacement | Replacement - Major Station | Major Station | TRUE | Transformers | Network | Materials | 40% |  | 0 | 0 | 0 | 0 | 0 | 47.2278 | 614.6247 | 1040.2056 | 661.9852 | 0 | 0 | 0 | 0 | 0 | 0 | 0 | 0 | 0 | 0 | 0 | 0 | 0 | 0 | 0 | 0 | 0 | 0 | 2.6278 | 33.3273 | 72.9576 | 62.1004 | 0 | 0 | 0 | 0 | 0 | 0 | 0 | 49.8556 | 647.952 | 1113.1632 | 724.0855 | 0 | 0 | 0% | 0% | 0% | 0% | 0% | 0% | 72% | 28% | 0% | 0% | 100% | [10 empty] | 0 | 0 | 0 | 0 | 0 | 0 | 1702.1112 | 661.9321 | 0 | 0 | 0 | 0 | 0 | 0 | 0 | 0 | 0 | 0 | 0 | 0 | 0 | 0 | 0 | 0 | 0 | 0 | 108.9126 | 62.1004 | 0 | 0 | 0 | 0 | 0 | 0 | 0 | 0 | 1811.0238 | 724.0325 | 0 | 0 | 0
176 | SMTS 500kV GIS Replacement | Replacement - Major Station | Major Station | TRUE | Transformers | Network | Labour - Internal | 10% |  | 0 | 0 | 0 | 0 | 0 | 11.807 | 153.6562 | 260.0514 | 165.4963 | 0 | 0 | 0 | 0 | 0 | 0 | 0 | 0.23855 | 4.3268 | 10.2661 | 8.4271 | 0 | 0 | 0 | 0 | 0 | 0 | 0 | 0.67022 | 8.5664 | 18.9594 | 16.3156 | 0 | 0 | 0 | 0 | 0 | 0 | 0 | 12.7157 | 166.5494 | 289.277 | 190.2391 | 0 | 0 | 0% | 0% | 0% | 0% | 0% | 0% | 72% | 28% | 0% | 0% | 100% | [10 empty] | 0 | 0 | 0 | 0 | 0 | 0 | 425.5278 | 165.483 | 0 | 0 | 0 | 0 | 0 | 0 | 0 | 0 | 14.8315 | 8.4271 | 0 | 0 | 0 | 0 | 0 | 0 | 0 | 0 | 28.1961 | 16.3156 | 0 | 0 | 0 | 0 | 0 | 0 | 0 | 0 | 468.5554 | 190.2258 | 0 | 0 | 0
177 | SMTS 500kV GIS Replacement | Replacement - Major Station | Major Station | TRUE | Transformers | Network | Labour - External | 50% |  | 0 | 0 | 0 | 0 | 0 | 59.0348 | 768.2809 | 1300.257 | 827.4815 | 0 | 0 | 0 | 0 | 0 | 0 | [5 empty] | 0 | 0 | 0 | 0 | 0 | 0 | 0 | 3.2847 | 41.6591 | 91.197 | 77.6254 | 0 | 0 | 0 | 0 | 0 | 0 | 0 | 62.3195 | 809.94 | 1391.454 | 905.1069 | 0 | 0 | 0% | 0% | 0% | 0% | 0% | 0% | 72% | 28% | 0% | 0% | 100% | [10 empty] | 0 | 0 | 0 | 0 | 0 | 0 | 2127.639 | 827.4152 | 0 | 0 | 0 | 0 | 0 | 0 | 0 | 0 | 0 | 0 | 0 | 0 | 0 | 0 | 0 | 0 | 0 | 0 | 136.1408 | 77.6254 | 0 | 0 | 0 | 0 | 0 | 0 | 0 | 0 | 2263.7798 | 905.0406 | 0 | 0 | 0
178 | SMTS 500kV GIS Replacement | Replacement - Major Station | Major Station | TRUE | Towers and Conductor | Network | Materials | 40% |  | 0 | 0 | 0 | 0 | 0 | 3.105 | 40.408 | 68.3874 | 43.5217 | 0 | 0 | 0 | 0 | 0 | 0 | 0 | 0 | 0 | 0 | 0 | 0 | 0 | 0 | 0 | 0 | 0 | 0 | 0.17276 | 2.1911 | 4.7965 | 4.0827 | 0 | 0 | 0 | 0 | 0 | 0 | 0 | 3.2777 | 42.5991 | 73.184 | 47.6044 | 0 | 0 | 0% | 0% | 0% | 0% | 0% | 0% | 72% | 28% | 0% | 0% | 100% | [10 empty] | 0 | 0 | 0 | 0 | 0 | 0 | 111.9039 | 43.5182 | 0 | 0 | 0 | 0 | 0 | 0 | 0 | 0 | 0 | 0 | 0 | 0 | 0 | 0 | 0 | 0 | 0 | 0 | 7.1604 | 4.0827 | 0 | 0 | 0 | 0 | 0 | 0 | 0 | 0 | 119.0642 | 47.6009 | 0 | 0 | 0
179 | SMTS 500kV GIS Replacement | Replacement - Major Station | Major Station | TRUE | Towers and Conductor | Network | Labour - Internal | 10% |  | 0 | 0 | 0 | 0 | 0 | 0.77624 | 10.102 | 17.0969 | 10.8804 | 0 | 0 | 0 | 0 | 0 | 0 | 0 | 0.015683 | 0.28446 | 0.67494 | 0.55404 | 0 | 0 | 0 | 0 | 0 | 0 | 0 | 0.044063 | 0.56319 | 1.2465 | 1.0727 | 0 | 0 | 0 | 0 | 0 | 0 | 0 | 0.83598 | 10.9496 | 19.0183 | 12.5071 | 0 | 0 | 0% | 0% | 0% | 0% | 0% | 0% | 72% | 28% | 0% | 0% | 100% | [10 empty] | 0 | 0 | 0 | 0 | 0 | 0 | 27.976 | 10.8795 | 0 | 0 | 0 | 0 | 0 | 0 | 0 | 0 | 0.97508 | 0.55404 | 0 | 0 | 0 | 0 | 0 | 0 | 0 | 0 | 1.8537 | 1.0727 | 0 | 0 | 0 | 0 | 0 | 0 | 0 | 0 | 30.8048 | 12.5062 | 0 | 0 | 0
180 | SMTS 500kV GIS Replacement | Replacement - Major Station | Major Station | TRUE | Towers and Conductor | Network | Labour - External | 50% |  | 0 | 0 | 0 | 0 | 0 | 3.8812 | 50.51 | 85.4843 | 54.4021 | 0 | 0 | 0 | 0 | 0 | 0 | [5 empty] | 0 | 0 | 0 | 0 | 0 | 0 | 0 | 0.21595 | 2.7388 | 5.9957 | 5.1034 | 0 | 0 | 0 | 0 | 0 | 0 | 0 | 4.0971 | 53.2488 | 91.48 | 59.5055 | 0 | 0 | 0% | 0% | 0% | 0% | 0% | 0% | 72% | 28% | 0% | 0% | 100% | [10 empty] | 0 | 0 | 0 | 0 | 0 | 0 | 139.8798 | 54.3977 | 0 | 0 | 0 | 0 | 0 | 0 | 0 | 0 | 0 | 0 | 0 | 0 | 0 | 0 | 0 | 0 | 0 | 0 | 8.9505 | 5.1034 | 0 | 0 | 0 | 0 | 0 | 0 | 0 | 0 | 148.8303 | 59.5011 | 0 | 0 | 0
181 | SMTS 500kV GIS Replacement | Replacement - Major Station | Major Station | TRUE | Establishment | Network | Materials | 40% |  | 0 | 0 | 0 | 0 | 0 | 22.6336 | 294.5544 | 498.5108 | 317.2515 | 0 | 0 | 0 | 0 | 0 | 0 | 0 | 0 | 0 | 0 | 0 | 0 | 0 | 0 | 0 | 0 | 0 | 0 | 1.2593 | 15.9718 | 34.9644 | 29.7611 | 0 | 0 | 0 | 0 | 0 | 0 | 0 | 23.8929 | 310.5262 | 533.4752 | 347.0126 | 0 | 0 | 0% | 0% | 0% | 0% | 0% | 0% | 72% | 28% | 0% | 0% | 100% | [10 empty] | 0 | 0 | 0 | 0 | 0 | 0 | 815.7242 | 317.2261 | 0 | 0 | 0 | 0 | 0 | 0 | 0 | 0 | 0 | 0 | 0 | 0 | 0 | 0 | 0 | 0 | 0 | 0 | 52.1956 | 29.7611 | 0 | 0 | 0 | 0 | 0 | 0 | 0 | 0 | 867.9198 | 346.9872 | 0 | 0 | 0
182 | SMTS 500kV GIS Replacement | Replacement - Major Station | Major Station | TRUE | Establishment | Network | Labour - Internal | 10% |  | 0 | 0 | 0 | 0 | 0 | 5.6584 | 73.6386 | 124.6277 | 79.3129 | 0 | 0 | 0 | 0 | 0 | 0 | 0 | 0.11432 | 2.0736 | 4.92 | 4.0386 | 0 | 0 | 0 | 0 | 0 | 0 | 0 | 0.3212 | 4.1054 | 9.0862 | 7.8191 | 0 | 0 | 0 | 0 | 0 | 0 | 0 | 6.0939 | 79.8176 | 138.6339 | 91.1707 | 0 | 0 | 0% | 0% | 0% | 0% | 0% | 0% | 72% | 28% | 0% | 0% | 100% | [10 empty] | 0 | 0 | 0 | 0 | 0 | 0 | 203.9311 | 79.3065 | 0 | 0 | 0 | 0 | 0 | 0 | 0 | 0 | 7.1079 | 4.0386 | 0 | 0 | 0 | 0 | 0 | 0 | 0 | 0 | 13.5128 | 7.8191 | 0 | 0 | 0 | 0 | 0 | 0 | 0 | 0 | 224.5517 | 91.1643 | 0 | 0 | 0
183 | SMTS 500kV GIS Replacement | Replacement - Major Station | Major Station | TRUE | Establishment | Network | Labour - External | 50% |  | 0 | 0 | 0 | 0 | 0 | 28.292 | 368.1929 | 623.1385 | 396.5644 | 0 | 0 | 0 | 0 | 0 | 0 | [5 empty] | 0 | 0 | 0 | 0 | 0 | 0 | 0 | 1.5742 | 19.9648 | 43.7055 | 37.2014 | 0 | 0 | 0 | 0 | 0 | 0 | 0 | 29.8661 | 388.1577 | 666.844 | 433.7658 | 0 | 0 | 0% | 0% | 0% | 0% | 0% | 0% | 72% | 28% | 0% | 0% | 100% | [10 empty] | 0 | 0 | 0 | 0 | 0 | 0 | 1019.6553 | 396.5326 | 0 | 0 | 0 | 0 | 0 | 0 | 0 | 0 | 0 | 0 | 0 | 0 | 0 | 0 | 0 | 0 | 0 | 0 | 65.2445 | 37.2014 | 0 | 0 | 0 | 0 | 0 | 0 | 0 | 0 | 1084.8997 | 433.734 | 0 | 0 | 0
184 | KGTS transformer and Switchgear Replacement | Replacement - Major Station | Major Station | TRUE | Secondary | Network | Materials | 40% |  | 0 | 0 | 0 | 0 | 0 | 0 | 0 | 0 | 0 | 0 | 0 | 0 | 0 | 0 | 0 | 0 | 0 | 0 | 0 | 0 | 0 | 0 | 0 | 0 | 0 | 0 | 0 | 0 | 0 | 0 | 0 | 0 | 0 | 0 | 0 | 0 | 0 | 0 | 0 | 0 | 0 | 0 | 0 | 0 | 0% | 0% | 0% | 0% | 0% | 0% | 0% | 0% | 0% | 0% | 0% | [10 empty] | 0 | 0 | 0 | 0 | 0 | 0 | 0 | 0 | 0 | 0 | 0 | 0 | 0 | 0 | 0 | 0 | 0 | 0 | 0 | 0 | 0 | 0 | 0 | 0 | 0 | 0 | 0 | 0 | 0 | 0 | 0 | 0 | 0 | 0 | 0 | 0 | 0 | 0 | 0 | 0 | 0
185 | KGTS transformer and Switchgear Replacement | Replacement - Major Station | Major Station | TRUE | Secondary | Network | Labour - Internal | 10% |  | 0 | 0 | 0 | 0 | 0 | 0 | 0 | 0 | 0 | 0 | 0 | 0 | 0 | 0 | 0 | 0 | 0 | 0 | 0 | 0 | 0 | 0 | 0 | 0 | 0 | 0 | 0 | 0 | 0 | 0 | 0 | 0 | 0 | 0 | 0 | 0 | 0 | 0 | 0 | 0 | 0 | 0 | 0 | 0 | 0% | 0% | 0% | 0% | 0% | 0% | 0% | 0% | 0% | 0% | 0% | [10 empty] | 0 | 0 | 0 | 0 | 0 | 0 | 0 | 0 | 0 | 0 | 0 | 0 | 0 | 0 | 0 | 0 | 0 | 0 | 0 | 0 | 0 | 0 | 0 | 0 | 0 | 0 | 0 | 0 | 0 | 0 | 0 | 0 | 0 | 0 | 0 | 0 | 0 | 0 | 0 | 0 | 0
186 | KGTS transformer and Switchgear Replacement | Replacement - Major Station | Major Station | TRUE | Secondary | Network | Labour - External | 50% |  | 0 | 0 | 0 | 0 | 0 | 0 | 0 | 0 | 0 | 0 | 0 | 0 | 0 | 0 | 0 | [5 empty] | 0 | 0 | 0 | 0 | 0 | 0 | 0 | 0 | 0 | 0 | 0 | 0 | 0 | 0 | 0 | 0 | 0 | 0 | 0 | 0 | 0 | 0 | 0 | 0 | 0% | 0% | 0% | 0% | 0% | 0% | 0% | 0% | 0% | 0% | 0% | [10 empty] | 0 | 0 | 0 | 0 | 0 | 0 | 0 | 0 | 0 | 0 | 0 | 0 | 0 | 0 | 0 | 0 | 0 | 0 | 0 | 0 | 0 | 0 | 0 | 0 | 0 | 0 | 0 | 0 | 0 | 0 | 0 | 0 | 0 | 0 | 0 | 0 | 0 | 0 | 0 | 0 | 0
187 | KGTS transformer and Switchgear Replacement | Replacement - Major Station | Major Station | TRUE | Switchgear | Network | Materials | 40% |  | 0 | 0 | 0 | 0 | 0 | 0 | 0 | 0 | 0 | 0 | 0 | 0 | 0 | 0 | 0 | 0 | 0 | 0 | 0 | 0 | 0 | 0 | 0 | 0 | 0 | 0 | 0 | 0 | 0 | 0 | 0 | 0 | 0 | 0 | 0 | 0 | 0 | 0 | 0 | 0 | 0 | 0 | 0 | 0 | 0% | 0% | 0% | 0% | 0% | 0% | 0% | 0% | 0% | 0% | 0% | [10 empty] | 0 | 0 | 0 | 0 | 0 | 0 | 0 | 0 | 0 | 0 | 0 | 0 | 0 | 0 | 0 | 0 | 0 | 0 | 0 | 0 | 0 | 0 | 0 | 0 | 0 | 0 | 0 | 0 | 0 | 0 | 0 | 0 | 0 | 0 | 0 | 0 | 0 | 0 | 0 | 0 | 0
188 | KGTS transformer and Switchgear Replacement | Replacement - Major Station | Major Station | TRUE | Switchgear | Network | Labour - Internal | 10% |  | 0 | 0 | 0 | 0 | 0 | 0 | 0 | 0 | 0 | 0 | 0 | 0 | 0 | 0 | 0 | 0 | 0 | 0 | 0 | 0 | 0 | 0 | 0 | 0 | 0 | 0 | 0 | 0 | 0 | 0 | 0 | 0 | 0 | 0 | 0 | 0 | 0 | 0 | 0 | 0 | 0 | 0 | 0 | 0 | 0% | 0% | 0% | 0% | 0% | 0% | 0% | 0% | 0% | 0% | 0% | [10 empty] | 0 | 0 | 0 | 0 | 0 | 0 | 0 | 0 | 0 | 0 | 0 | 0 | 0 | 0 | 0 | 0 | 0 | 0 | 0 | 0 | 0 | 0 | 0 | 0 | 0 | 0 | 0 | 0 | 0 | 0 | 0 | 0 | 0 | 0 | 0 | 0 | 0 | 0 | 0 | 0 | 0
189 | KGTS transformer and Switchgear Replacement | Replacement - Major Station | Major Station | TRUE | Switchgear | Network | Labour - External | 50% |  | 0 | 0 | 0 | 0 | 0 | 0 | 0 | 0 | 0 | 0 | 0 | 0 | 0 | 0 | 0 | [5 empty] | 0 | 0 | 0 | 0 | 0 | 0 | 0 | 0 | 0 | 0 | 0 | 0 | 0 | 0 | 0 | 0 | 0 | 0 | 0 | 0 | 0 | 0 | 0 | 0 | 0% | 0% | 0% | 0% | 0% | 0% | 0% | 0% | 0% | 0% | 0% | [10 empty] | 0 | 0 | 0 | 0 | 0 | 0 | 0 | 0 | 0 | 0 | 0 | 0 | 0 | 0 | 0 | 0 | 0 | 0 | 0 | 0 | 0 | 0 | 0 | 0 | 0 | 0 | 0 | 0 | 0 | 0 | 0 | 0 | 0 | 0 | 0 | 0 | 0 | 0 | 0 | 0 | 0
190 | KGTS transformer and Switchgear Replacement | Replacement - Major Station | Major Station | TRUE | Transformers | Network | Materials | 40% |  | 0 | 0 | 0 | 0 | 0 | 0 | 0 | 0 | 0 | 0 | 0 | 0 | 0 | 0 | 0 | 0 | 0 | 0 | 0 | 0 | 0 | 0 | 0 | 0 | 0 | 0 | 0 | 0 | 0 | 0 | 0 | 0 | 0 | 0 | 0 | 0 | 0 | 0 | 0 | 0 | 0 | 0 | 0 | 0 | 0% | 0% | 0% | 0% | 0% | 0% | 0% | 0% | 0% | 0% | 0% | [10 empty] | 0 | 0 | 0 | 0 | 0 | 0 | 0 | 0 | 0 | 0 | 0 | 0 | 0 | 0 | 0 | 0 | 0 | 0 | 0 | 0 | 0 | 0 | 0 | 0 | 0 | 0 | 0 | 0 | 0 | 0 | 0 | 0 | 0 | 0 | 0 | 0 | 0 | 0 | 0 | 0 | 0
191 | KGTS transformer and Switchgear Replacement | Replacement - Major Station | Major Station | TRUE | Transformers | Network | Labour - Internal | 10% |  | 0 | 0 | 0 | 0 | 0 | 0 | 0 | 0 | 0 | 0 | 0 | 0 | 0 | 0 | 0 | 0 | 0 | 0 | 0 | 0 | 0 | 0 | 0 | 0 | 0 | 0 | 0 | 0 | 0 | 0 | 0 | 0 | 0 | 0 | 0 | 0 | 0 | 0 | 0 | 0 | 0 | 0 | 0 | 0 | 0% | 0% | 0% | 0% | 0% | 0% | 0% | 0% | 0% | 0% | 0% | [10 empty] | 0 | 0 | 0 | 0 | 0 | 0 | 0 | 0 | 0 | 0 | 0 | 0 | 0 | 0 | 0 | 0 | 0 | 0 | 0 | 0 | 0 | 0 | 0 | 0 | 0 | 0 | 0 | 0 | 0 | 0 | 0 | 0 | 0 | 0 | 0 | 0 | 0 | 0 | 0 | 0 | 0
192 | KGTS transformer and Switchgear Replacement | Replacement - Major Station | Major Station | TRUE | Transformers | Network | Labour - External | 50% |  | 0 | 0 | 0 | 0 | 0 | 0 | 0 | 0 | 0 | 0 | 0 | 0 | 0 | 0 | 0 | [5 empty] | 0 | 0 | 0 | 0 | 0 | 0 | 0 | 0 | 0 | 0 | 0 | 0 | 0 | 0 | 0 | 0 | 0 | 0 | 0 | 0 | 0 | 0 | 0 | 0 | 0% | 0% | 0% | 0% | 0% | 0% | 0% | 0% | 0% | 0% | 0% | [10 empty] | 0 | 0 | 0 | 0 | 0 | 0 | 0 | 0 | 0 | 0 | 0 | 0 | 0 | 0 | 0 | 0 | 0 | 0 | 0 | 0 | 0 | 0 | 0 | 0 | 0 | 0 | 0 | 0 | 0 | 0 | 0 | 0 | 0 | 0 | 0 | 0 | 0 | 0 | 0 | 0 | 0
193 | KGTS transformer and Switchgear Replacement | Replacement - Major Station | Major Station | TRUE | Towers and Conductor | Network | Materials | 40% |  | 0 | 0 | 0 | 0 | 0 | 0 | 0 | 0 | 0 | 0 | 0 | 0 | 0 | 0 | 0 | 0 | 0 | 0 | 0 | 0 | 0 | 0 | 0 | 0 | 0 | 0 | 0 | 0 | 0 | 0 | 0 | 0 | 0 | 0 | 0 | 0 | 0 | 0 | 0 | 0 | 0 | 0 | 0 | 0 | 0% | 0% | 0% | 0% | 0% | 0% | 0% | 0% | 0% | 0% | 0% | [10 empty] | 0 | 0 | 0 | 0 | 0 | 0 | 0 | 0 | 0 | 0 | 0 | 0 | 0 | 0 | 0 | 0 | 0 | 0 | 0 | 0 | 0 | 0 | 0 | 0 | 0 | 0 | 0 | 0 | 0 | 0 | 0 | 0 | 0 | 0 | 0 | 0 | 0 | 0 | 0 | 0 | 0
194 | KGTS transformer and Switchgear Replacement | Replacement - Major Station | Major Station | TRUE | Towers and Conductor | Network | Labour - Internal | 10% |  | 0 | 0 | 0 | 0 | 0 | 0 | 0 | 0 | 0 | 0 | 0 | 0 | 0 | 0 | 0 | 0 | 0 | 0 | 0 | 0 | 0 | 0 | 0 | 0 | 0 | 0 | 0 | 0 | 0 | 0 | 0 | 0 | 0 | 0 | 0 | 0 | 0 | 0 | 0 | 0 | 0 | 0 | 0 | 0 | 0% | 0% | 0% | 0% | 0% | 0% | 0% | 0% | 0% | 0% | 0% | [10 empty] | 0 | 0 | 0 | 0 | 0 | 0 | 0 | 0 | 0 | 0 | 0 | 0 | 0 | 0 | 0 | 0 | 0 | 0 | 0 | 0 | 0 | 0 | 0 | 0 | 0 | 0 | 0 | 0 | 0 | 0 | 0 | 0 | 0 | 0 | 0 | 0 | 0 | 0 | 0 | 0 | 0
195 | KGTS transformer and Switchgear Replacement | Replacement - Major Station | Major Station | TRUE | Towers and Conductor | Network | Labour - External | 50% |  | 0 | 0 | 0 | 0 | 0 | 0 | 0 | 0 | 0 | 0 | 0 | 0 | 0 | 0 | 0 | [5 empty] | 0 | 0 | 0 | 0 | 0 | 0 | 0 | 0 | 0 | 0 | 0 | 0 | 0 | 0 | 0 | 0 | 0 | 0 | 0 | 0 | 0 | 0 | 0 | 0 | 0% | 0% | 0% | 0% | 0% | 0% | 0% | 0% | 0% | 0% | 0% | [10 empty] | 0 | 0 | 0 | 0 | 0 | 0 | 0 | 0 | 0 | 0 | 0 | 0 | 0 | 0 | 0 | 0 | 0 | 0 | 0 | 0 | 0 | 0 | 0 | 0 | 0 | 0 | 0 | 0 | 0 | 0 | 0 | 0 | 0 | 0 | 0 | 0 | 0 | 0 | 0 | 0 | 0
196 | KGTS transformer and Switchgear Replacement | Replacement - Major Station | Major Station | TRUE | Establishment | Network | Materials | 40% |  | 0 | 0 | 0 | 0 | 0 | 0 | 0 | 0 | 0 | 0 | 0 | 0 | 0 | 0 | 0 | 0 | 0 | 0 | 0 | 0 | 0 | 0 | 0 | 0 | 0 | 0 | 0 | 0 | 0 | 0 | 0 | 0 | 0 | 0 | 0 | 0 | 0 | 0 | 0 | 0 | 0 | 0 | 0 | 0 | 0% | 0% | 0% | 0% | 0% | 0% | 0% | 0% | 0% | 0% | 0% | [10 empty] | 0 | 0 | 0 | 0 | 0 | 0 | 0 | 0 | 0 | 0 | 0 | 0 | 0 | 0 | 0 | 0 | 0 | 0 | 0 | 0 | 0 | 0 | 0 | 0 | 0 | 0 | 0 | 0 | 0 | 0 | 0 | 0 | 0 | 0 | 0 | 0 | 0 | 0 | 0 | 0 | 0
197 | KGTS transformer and Switchgear Replacement | Replacement - Major Station | Major Station | TRUE | Establishment | Network | Labour - Internal | 10% |  | 0 | 0 | 0 | 0 | 0 | 0 | 0 | 0 | 0 | 0 | 0 | 0 | 0 | 0 | 0 | 0 | 0 | 0 | 0 | 0 | 0 | 0 | 0 | 0 | 0 | 0 | 0 | 0 | 0 | 0 | 0 | 0 | 0 | 0 | 0 | 0 | 0 | 0 | 0 | 0 | 0 | 0 | 0 | 0 | 0% | 0% | 0% | 0% | 0% | 0% | 0% | 0% | 0% | 0% | 0% | [10 empty] | 0 | 0 | 0 | 0 | 0 | 0 | 0 | 0 | 0 | 0 | 0 | 0 | 0 | 0 | 0 | 0 | 0 | 0 | 0 | 0 | 0 | 0 | 0 | 0 | 0 | 0 | 0 | 0 | 0 | 0 | 0 | 0 | 0 | 0 | 0 | 0 | 0 | 0 | 0 | 0 | 0
198 | KGTS transformer and Switchgear Replacement | Replacement - Major Station | Major Station | TRUE | Establishment | Network | Labour - External | 50% |  | 0 | 0 | 0 | 0 | 0 | 0 | 0 | 0 | 0 | 0 | 0 | 0 | 0 | 0 | 0 | [5 empty] | 0 | 0 | 0 | 0 | 0 | 0 | 0 | 0 | 0 | 0 | 0 | 0 | 0 | 0 | 0 | 0 | 0 | 0 | 0 | 0 | 0 | 0 | 0 | 0 | 0% | 0% | 0% | 0% | 0% | 0% | 0% | 0% | 0% | 0% | 0% | [10 empty] | 0 | 0 | 0 | 0 | 0 | 0 | 0 | 0 | 0 | 0 | 0 | 0 | 0 | 0 | 0 | 0 | 0 | 0 | 0 | 0 | 0 | 0 | 0 | 0 | 0 | 0 | 0 | 0 | 0 | 0 | 0 | 0 | 0 | 0 | 0 | 0 | 0 | 0 | 0 | 0 | 0
199 | SHTS B2 and B3 Transformer Replacement | Replacement - Major Station | Major Station | TRUE | Secondary | Network | Materials | 40% |  | 0 | 0.12592 | 0 | 8.1537 | 105.9982 | 179.3817 | 114.152 | 0 | 0 | 0 | 0 | 0 | 0 | 0 | 0 | 0 | 0 | 0 | 0 | 0 | 0 | 0 | 0 | 0.0060021 | 0 | 0.49613 | 5.7435 | 9.9809 | 6.1897 | 0 | 0 | 0 | 0 | 0 | 0.13192 | 0 | 8.6498 | 111.7418 | 189.3625 | 120.3417 | 0 | 0 | 0 | 0 | 0% | 0% | 0% | 0% | 72% | 28% | 0% | 0% | 0% | 0% | 100% | [10 empty] | 0 | 0 | 0 | 0 | 293.6243 | 114.1872 | 0 | 0 | 0 | 0 | 0 | 0 | 0 | 0 | 0 | 0 | 0 | 0 | 0 | 0 | 0 | 0 | 0 | 0 | 16.2266 | 6.1897 | 0 | 0 | 0 | 0 | 0 | 0 | 0 | 0 | 309.8508 | 120.377 | 0 | 0 | 0 | 0 | 0
200 | SHTS B2 and B3 Transformer Replacement | Replacement - Major Station | Major Station | TRUE | Secondary | Network | Labour - Internal | 10% |  | 0 | 0.03148 | 0 | 2.0384 | 26.4996 | 44.8454 | 28.538 | 0 | 0 | 0 | 0 | 0 | 0.00018258 | 0 | 0.020125 | 0.40068 | 0.90606 | 0.8036 | 0 | 0 | 0 | 0 | 0 | 0.0015092 | 0 | 0.12526 | 1.4576 | 2.5456 | 1.591 | 0 | 0 | 0 | 0 | 0 | 0.033171 | 0 | 2.1838 | 28.3578 | 48.2971 | 30.9326 | 0 | 0 | 0 | 0 | 0% | 0% | 0% | 0% | 72% | 28% | 0% | 0% | 0% | 0% | 100% | [10 empty] | 0 | 0 | 0 | 0 | 73.4061 | 28.5468 | 0 | 0 | 0 | 0 | 0 | 0 | 0 | 0 | 1.327 | 0.8036 | 0 | 0 | 0 | 0 | 0 | 0 | 0 | 0 | 4.13 | 1.591 | 0 | 0 | 0 | 0 | 0 | 0 | 0 | 0 | 78.8631 | 30.9414 | 0 | 0 | 0 | 0 | 0
201 | SHTS B2 and B3 Transformer Replacement | Replacement - Major Station | Major Station | TRUE | Secondary | Network | Labour - External | 50% |  | 0 | 0.1574 | 0 | 10.1921 | 132.4978 | 224.2271 | 142.69 | 0 | 0 | 0 | 0 | 0 | 0.00091291 | 0 | -0.014862 | [5 empty] | 0 | 0 | 0 | 0.0075461 | 0 | 0.61926 | 7.1794 | 12.4761 | 7.7372 | 0 | 0 | 0 | 0 | 0 | 0.16586 | 0 | 10.7965 | 139.6772 | 236.7032 | 150.4271 | 0 | 0 | 0 | 0 | 0% | 0% | 0% | 0% | 72% | 28% | 0% | 0% | 0% | 0% | 100% | [10 empty] | 0 | 0 | 0 | 0 | 367.0303 | 142.734 | 0 | 0 | 0 | 0 | 0 | 0 | 0 | 0 | -0.013949 | 0 | 0 | 0 | 0 | 0 | 0 | 0 | 0 | 0 | 20.2823 | 7.7372 | 0 | 0 | 0 | 0 | 0 | 0 | 0 | 0 | 387.2987 | 150.4712 | 0 | 0 | 0 | 0 | 0
202 | SHTS B2 and B3 Transformer Replacement | Replacement - Major Station | Major Station | TRUE | Switchgear | Network | Materials | 40% |  | 0 | 0.6836 | 0 | 44.2654 | 575.45 | 973.8385 | 619.7154 | 0 | 0 | 0 | 0 | 0 | 0 | 0 | 0 | 0 | 0 | 0 | 0 | 0 | 0 | 0 | 0 | 0.032584 | 0 | 2.6934 | 31.1808 | 54.1849 | 33.6033 | 0 | 0 | 0 | 0 | 0 | 0.71618 | 0 | 46.9588 | 606.6309 | 1028.0234 | 653.3187 | 0 | 0 | 0 | 0 | 0% | 0% | 0% | 0% | 72% | 28% | 0% | 0% | 0% | 0% | 100% | [10 empty] | 0 | 0 | 0 | 0 | 1594.0461 | 619.9068 | 0 | 0 | 0 | 0 | 0 | 0 | 0 | 0 | 0 | 0 | 0 | 0 | 0 | 0 | 0 | 0 | 0 | 0 | 88.0917 | 33.6033 | 0 | 0 | 0 | 0 | 0 | 0 | 0 | 0 | 1682.1379 | 653.5101 | 0 | 0 | 0 | 0 | 0
203 | SHTS B2 and B3 Transformer Replacement | Replacement - Major Station | Major Station | TRUE | Switchgear | Network | Labour - Internal | 10% |  | 0 | 0.1709 | 0 | 11.0663 | 143.8625 | 243.4596 | 154.9289 | 0 | 0 | 0 | 0 | 0 | 0.00099121 | 0 | 0.10926 | 2.1752 | 4.9189 | 4.3626 | 0 | 0 | 0 | 0 | 0 | 0.0081934 | 0 | 0.68001 | 7.9131 | 13.8199 | 8.6374 | 0 | 0 | 0 | 0 | 0 | 0.18008 | 0 | 11.8556 | 153.9508 | 262.1984 | 167.9289 | 0 | 0 | 0 | 0 | 0% | 0% | 0% | 0% | 72% | 28% | 0% | 0% | 0% | 0% | 100% | [10 empty] | 0 | 0 | 0 | 0 | 398.5115 | 154.9767 | 0 | 0 | 0 | 0 | 0 | 0 | 0 | 0 | 7.2043 | 4.3626 | 0 | 0 | 0 | 0 | 0 | 0 | 0 | 0 | 22.4212 | 8.6374 | 0 | 0 | 0 | 0 | 0 | 0 | 0 | 0 | 428.1371 | 167.9767 | 0 | 0 | 0 | 0 | 0
204 | SHTS B2 and B3 Transformer Replacement | Replacement - Major Station | Major Station | TRUE | Switchgear | Network | Labour - External | 50% |  | 0 | 0.85449 | 0 | 55.3317 | 719.3125 | 1217.2982 | 774.6443 | 0 | 0 | 0 | 0 | 0 | 0.0049561 | 0 | -0.080684 | [5 empty] | 0 | 0 | 0 | 0.040967 | 0 | 3.3619 | 38.976 | 67.7311 | 42.0041 | 0 | 0 | 0 | 0 | 0 | 0.90042 | 0 | 58.6129 | 758.2886 | 1285.0293 | 816.6484 | 0 | 0 | 0 | 0 | 0% | 0% | 0% | 0% | 72% | 28% | 0% | 0% | 0% | 0% | 100% | [10 empty] | 0 | 0 | 0 | 0 | 1992.5577 | 774.8835 | 0 | 0 | 0 | 0 | 0 | 0 | 0 | 0 | -0.075728 | 0 | 0 | 0 | 0 | 0 | 0 | 0 | 0 | 0 | 110.11 | 42.0041 | 0 | 0 | 0 | 0 | 0 | 0 | 0 | 0 | 2102.5919 | 816.8877 | 0 | 0 | 0 | 0 | 0
205 | SHTS B2 and B3 Transformer Replacement | Replacement - Major Station | Major Station | TRUE | Transformers | Network | Materials | 40% |  | 0 | 0.73139 | 0 | 47.3605 | 615.686 | 1041.9302 | 663.0465 | 0 | 0 | 0 | 0 | 0 | 0 | 0 | 0 | 0 | 0 | 0 | 0 | 0 | 0 | 0 | 0 | 0.034863 | 0 | 2.8818 | 33.361 | 57.9735 | 35.9529 | 0 | 0 | 0 | 0 | 0 | 0.76626 | 0 | 50.2422 | 649.0471 | 1099.9037 | 698.9994 | 0 | 0 | 0 | 0 | 0% | 0% | 0% | 0% | 72% | 28% | 0% | 0% | 0% | 0% | 100% | [10 empty] | 0 | 0 | 0 | 0 | 1705.5033 | 663.2513 | 0 | 0 | 0 | 0 | 0 | 0 | 0 | 0 | 0 | 0 | 0 | 0 | 0 | 0 | 0 | 0 | 0 | 0 | 94.2512 | 35.9529 | 0 | 0 | 0 | 0 | 0 | 0 | 0 | 0 | 1799.7545 | 699.2041 | 0 | 0 | 0 | 0 | 0
206 | SHTS B2 and B3 Transformer Replacement | Replacement - Major Station | Major Station | TRUE | Transformers | Network | Labour - Internal | 10% |  | 0 | 0.18285 | 0 | 11.8401 | 153.9215 | 260.4826 | 165.7616 | 0 | 0 | 0 | 0 | 0 | 0.0010605 | 0 | 0.1169 | 2.3273 | 5.2628 | 4.6677 | 0 | 0 | 0 | 0 | 0 | 0.0087662 | 0 | 0.72755 | 8.4664 | 14.7862 | 9.2413 | 0 | 0 | 0 | 0 | 0 | 0.19268 | 0 | 12.6846 | 164.7152 | 280.5316 | 179.6706 | 0 | 0 | 0 | 0 | 0% | 0% | 0% | 0% | 72% | 28% | 0% | 0% | 0% | 0% | 100% | [10 empty] | 0 | 0 | 0 | 0 | 426.3758 | 165.8128 | 0 | 0 | 0 | 0 | 0 | 0 | 0 | 0 | 7.7081 | 4.6677 | 0 | 0 | 0 | 0 | 0 | 0 | 0 | 0 | 23.9889 | 9.2413 | 0 | 0 | 0 | 0 | 0 | 0 | 0 | 0 | 458.0728 | 179.7218 | 0 | 0 | 0 | 0 | 0
207 | SHTS B2 and B3 Transformer Replacement | Replacement - Major Station | Major Station | TRUE | Transformers | Network | Labour - External | 50% |  | 0 | 0.91424 | 0 | 59.2006 | 769.6075 | 1302.4128 | 828.8081 | 0 | 0 | 0 | 0 | 0 | 0.0053026 | 0 | -0.086325 | [5 empty] | 0 | 0 | 0 | 0.043831 | 0 | 3.597 | 41.7013 | 72.4669 | 44.9411 | 0 | 0 | 0 | 0 | 0 | 0.96338 | 0 | 62.7112 | 811.3088 | 1374.8797 | 873.7492 | 0 | 0 | 0 | 0 | 0% | 0% | 0% | 0% | 72% | 28% | 0% | 0% | 0% | 0% | 100% | [10 empty] | 0 | 0 | 0 | 0 | 2131.8791 | 829.0641 | 0 | 0 | 0 | 0 | 0 | 0 | 0 | 0 | -0.081023 | 0 | 0 | 0 | 0 | 0 | 0 | 0 | 0 | 0 | 117.809 | 44.9411 | 0 | 0 | 0 | 0 | 0 | 0 | 0 | 0 | 2249.6071 | 874.0052 | 0 | 0 | 0 | 0 | 0
208 | SHTS B2 and B3 Transformer Replacement | Replacement - Major Station | Major Station | TRUE | Towers and Conductor | Network | Materials | 40% |  | 0 | 0.048085 | 0 | 3.1137 | 40.4778 | 68.5008 | 43.5914 | 0 | 0 | 0 | 0 | 0 | 0 | 0 | 0 | 0 | 0 | 0 | 0 | 0 | 0 | 0 | 0 | 0.002292 | 0 | 0.18946 | 2.1933 | 3.8114 | 2.3637 | 0 | 0 | 0 | 0 | 0 | 0.050377 | 0 | 3.3031 | 42.671 | 72.3122 | 45.9551 | 0 | 0 | 0 | 0 | 0% | 0% | 0% | 0% | 72% | 28% | 0% | 0% | 0% | 0% | 100% | [10 empty] | 0 | 0 | 0 | 0 | 112.1269 | 43.6049 | 0 | 0 | 0 | 0 | 0 | 0 | 0 | 0 | 0 | 0 | 0 | 0 | 0 | 0 | 0 | 0 | 0 | 0 | 6.1965 | 2.3637 | 0 | 0 | 0 | 0 | 0 | 0 | 0 | 0 | 118.3233 | 45.9686 | 0 | 0 | 0 | 0 | 0
209 | SHTS B2 and B3 Transformer Replacement | Replacement - Major Station | Major Station | TRUE | Towers and Conductor | Network | Labour - Internal | 10% |  | 0 | 0.012021 | 0 | 0.77842 | 10.1194 | 17.1252 | 10.8979 | 0 | 0 | 0 | 0 | 0 | 6.9723e-05 | 0 | 0.0076852 | 0.15301 | 0.346 | 0.30687 | 0 | 0 | 0 | 0 | 0 | 0.00057633 | 0 | 0.047832 | 0.55661 | 0.97211 | 0.60756 | 0 | 0 | 0 | 0 | 0 | 0.012667 | 0 | 0.83394 | 10.8291 | 18.4433 | 11.8123 | 0 | 0 | 0 | 0 | 0% | 0% | 0% | 0% | 72% | 28% | 0% | 0% | 0% | 0% | 100% | [10 empty] | 0 | 0 | 0 | 0 | 28.0317 | 10.9012 | 0 | 0 | 0 | 0 | 0 | 0 | 0 | 0 | 0.50676 | 0.30687 | 0 | 0 | 0 | 0 | 0 | 0 | 0 | 0 | 1.5771 | 0.60756 | 0 | 0 | 0 | 0 | 0 | 0 | 0 | 0 | 30.1156 | 11.8157 | 0 | 0 | 0 | 0 | 0
210 | SHTS B2 and B3 Transformer Replacement | Replacement - Major Station | Major Station | TRUE | Towers and Conductor | Network | Labour - External | 50% |  | 0 | 0.060106 | 0 | 3.8921 | 50.5972 | 85.626 | 54.4893 | 0 | 0 | 0 | 0 | 0 | 0.00034862 | 0 | -0.0056754 | [5 empty] | 0 | 0 | 0 | 0.0028816 | 0 | 0.23648 | 2.7416 | 4.7643 | 2.9546 | 0 | 0 | 0 | 0 | 0 | 0.063336 | 0 | 4.1229 | 53.3388 | 90.3903 | 57.4439 | 0 | 0 | 0 | 0 | 0% | 0% | 0% | 0% | 72% | 28% | 0% | 0% | 0% | 0% | 100% | [10 empty] | 0 | 0 | 0 | 0 | 140.1586 | 54.5061 | 0 | 0 | 0 | 0 | 0 | 0 | 0 | 0 | -0.0053268 | 0 | 0 | 0 | 0 | 0 | 0 | 0 | 0 | 0 | 7.7453 | 2.9546 | 0 | 0 | 0 | 0 | 0 | 0 | 0 | 0 | 147.8985 | 57.4607 | 0 | 0 | 0 | 0 | 0
211 | SHTS B2 and B3 Transformer Replacement | Replacement - Major Station | Major Station | TRUE | Establishment | Network | Materials | 40% |  | 0 | 0.35051 | 0 | 22.6972 | 295.063 | 499.3373 | 317.7601 | 0 | 0 | 0 | 0 | 0 | 0 | 0 | 0 | 0 | 0 | 0 | 0 | 0 | 0 | 0 | 0 | 0.016708 | 0 | 1.3811 | 15.988 | 27.7834 | 17.2301 | 0 | 0 | 0 | 0 | 0 | 0.36722 | 0 | 24.0782 | 311.051 | 527.1207 | 334.9903 | 0 | 0 | 0 | 0 | 0% | 0% | 0% | 0% | 72% | 28% | 0% | 0% | 0% | 0% | 100% | [10 empty] | 0 | 0 | 0 | 0 | 817.3498 | 317.8583 | 0 | 0 | 0 | 0 | 0 | 0 | 0 | 0 | 0 | 0 | 0 | 0 | 0 | 0 | 0 | 0 | 0 | 0 | 45.1692 | 17.2301 | 0 | 0 | 0 | 0 | 0 | 0 | 0 | 0 | 862.519 | 335.0884 | 0 | 0 | 0 | 0 | 0
212 | SHTS B2 and B3 Transformer Replacement | Replacement - Major Station | Major Station | TRUE | Establishment | Network | Labour - Internal | 10% |  | 0 | 0.087629 | 0 | 5.6743 | 73.7657 | 124.8343 | 79.44 | 0 | 0 | 0 | 0 | 0 | 0.00050825 | 0 | 0.056022 | 1.1153 | 2.5222 | 2.2369 | 0 | 0 | 0 | 0 | 0 | 0.0042012 | 0 | 0.34867 | 4.0574 | 7.0862 | 4.4288 | 0 | 0 | 0 | 0 | 0 | 0.092338 | 0 | 6.079 | 78.9385 | 134.4427 | 86.1058 | 0 | 0 | 0 | 0 | 0% | 0% | 0% | 0% | 72% | 28% | 0% | 0% | 0% | 0% | 100% | [10 empty] | 0 | 0 | 0 | 0 | 204.3375 | 79.4646 | 0 | 0 | 0 | 0 | 0 | 0 | 0 | 0 | 3.694 | 2.2369 | 0 | 0 | 0 | 0 | 0 | 0 | 0 | 0 | 11.4965 | 4.4288 | 0 | 0 | 0 | 0 | 0 | 0 | 0 | 0 | 219.528 | 86.1303 | 0 | 0 | 0 | 0 | 0
213 | SHTS B2 and B3 Transformer Replacement | Replacement - Major Station | Major Station | TRUE | Establishment | Network | Labour - External | 50% |  | 0 | 0.43814 | 0 | 28.3714 | 368.8287 | 624.1717 | 397.2002 | 0 | 0 | 0 | 0 | 0 | 0.0025412 | 0 | -0.041371 | [5 empty] | 0 | 0 | 0 | 0.021006 | 0 | 1.7238 | 19.985 | 34.7292 | 21.5377 | 0 | 0 | 0 | 0 | 0 | 0.46169 | 0 | 30.0539 | 388.8137 | 658.9009 | 418.7378 | 0 | 0 | 0 | 0 | 0% | 0% | 0% | 0% | 72% | 28% | 0% | 0% | 0% | 0% | 100% | [10 empty] | 0 | 0 | 0 | 0 | 1021.6873 | 397.3228 | 0 | 0 | 0 | 0 | 0 | 0 | 0 | 0 | -0.038829 | 0 | 0 | 0 | 0 | 0 | 0 | 0 | 0 | 0 | 56.4591 | 21.5377 | 0 | 0 | 0 | 0 | 0 | 0 | 0 | 0 | 1078.1076 | 418.8605 | 0 | 0 | 0 | 0 | 0
214 | TTS 66kV Circuit Breaker Replacement | Replacement - Major Station | Major Station | TRUE | Secondary | Network | Materials | 40% |  | 0 | 0 | 0 | 0 | 6.4407 | 83.6612 | 141.6051 | 90.1019 | 0 | 0 | 0 | 0 | 0 | 0 | 0 | 0 | 0 | 0 | 0 | 0 | 0 | 0 | 0 | 0 | 0 | 0 | 0.34899 | 4.655 | 7.6784 | 6.3195 | 0 | 0 | 0 | 0 | 0 | 0 | 0 | 6.7897 | 88.3161 | 149.2834 | 96.4215 | 0 | 0 | 0 | 0% | 0% | 0% | 0% | 0% | 72% | 28% | 0% | 0% | 0% | 100% | [10 empty] | 0 | 0 | 0 | 0 | 0 | 231.7024 | 90.1065 | 0 | 0 | 0 | 0 | 0 | 0 | 0 | 0 | 0 | 0 | 0 | 0 | 0 | 0 | 0 | 0 | 0 | 0 | 12.6823 | 6.3195 | 0 | 0 | 0 | 0 | 0 | 0 | 0 | 0 | 244.3847 | 96.426 | 0 | 0 | 0 | 0
215 | TTS 66kV Circuit Breaker Replacement | Replacement - Major Station | Major Station | TRUE | Secondary | Network | Labour - Internal | 10% |  | 0 | 0 | 0 | 0 | 1.6102 | 20.9153 | 35.4013 | 22.5255 | 0 | 0 | 0 | 0 | 0 | 0 | 0 | 0.024346 | 0.42257 | 0.99686 | 0.88925 | 0 | 0 | 0 | 0 | 0 | 0 | 0 | 0.088567 | 1.1873 | 1.9736 | 1.6423 | 0 | 0 | 0 | 0 | 0 | 0 | 0 | 1.7231 | 22.5251 | 38.3718 | 25.057 | 0 | 0 | 0 | 0% | 0% | 0% | 0% | 0% | 72% | 28% | 0% | 0% | 0% | 100% | [10 empty] | 0 | 0 | 0 | 0 | 0 | 57.9256 | 22.5266 | 0 | 0 | 0 | 0 | 0 | 0 | 0 | 0 | 1.4438 | 0.88925 | 0 | 0 | 0 | 0 | 0 | 0 | 0 | 0 | 3.2495 | 1.6423 | 0 | 0 | 0 | 0 | 0 | 0 | 0 | 0 | 62.6189 | 25.0581 | 0 | 0 | 0 | 0
216 | TTS 66kV Circuit Breaker Replacement | Replacement - Major Station | Major Station | TRUE | Secondary | Network | Labour - External | 50% |  | 0 | 0 | 0 | 0 | 8.0509 | 104.5765 | 177.0063 | 112.6274 | 0 | 0 | 0 | 0 | 0 | 0 | 0 | [5 empty] | 0 | 0 | 0 | 0 | 0 | 0 | 0.43624 | 5.8187 | 9.5979 | 7.8994 | 0 | 0 | 0 | 0 | 0 | 0 | 0 | 8.4872 | 110.3952 | 186.6043 | 120.5268 | 0 | 0 | 0 | 0% | 0% | 0% | 0% | 0% | 72% | 28% | 0% | 0% | 0% | 100% | [10 empty] | 0 | 0 | 0 | 0 | 0 | 289.6281 | 112.6331 | 0 | 0 | 0 | 0 | 0 | 0 | 0 | 0 | 0 | 0 | 0 | 0 | 0 | 0 | 0 | 0 | 0 | 0 | 15.8529 | 7.8994 | 0 | 0 | 0 | 0 | 0 | 0 | 0 | 0 | 305.4809 | 120.5326 | 0 | 0 | 0 | 0
217 | TTS 66kV Circuit Breaker Replacement | Replacement - Major Station | Major Station | TRUE | Switchgear | Network | Materials | 40% |  | 0 | 0 | 0 | 0 | 34.9659 | 454.1852 | 768.7546 | 489.1511 | 0 | 0 | 0 | 0 | 0 | 0 | 0 | 0 | 0 | 0 | 0 | 0 | 0 | 0 | 0 | 0 | 0 | 0 | 1.8946 | 25.2711 | 41.6848 | 34.3079 | 0 | 0 | 0 | 0 | 0 | 0 | 0 | 36.8606 | 479.4563 | 810.4394 | 523.459 | 0 | 0 | 0 | 0% | 0% | 0% | 0% | 0% | 72% | 28% | 0% | 0% | 0% | 100% | [10 empty] | 0 | 0 | 0 | 0 | 0 | 1257.881 | 489.1759 | 0 | 0 | 0 | 0 | 0 | 0 | 0 | 0 | 0 | 0 | 0 | 0 | 0 | 0 | 0 | 0 | 0 | 0 | 68.8505 | 34.3079 | 0 | 0 | 0 | 0 | 0 | 0 | 0 | 0 | 1326.7314 | 523.4838 | 0 | 0 | 0 | 0
218 | TTS 66kV Circuit Breaker Replacement | Replacement - Major Station | Major Station | TRUE | Switchgear | Network | Labour - Internal | 10% |  | 0 | 0 | 0 | 0 | 8.7415 | 113.5463 | 192.1887 | 122.2878 | 0 | 0 | 0 | 0 | 0 | 0 | 0 | 0.13217 | 2.2941 | 5.4118 | 4.8276 | 0 | 0 | 0 | 0 | 0 | 0 | 0 | 0.48082 | 6.4454 | 10.7146 | 8.9156 | 0 | 0 | 0 | 0 | 0 | 0 | 0 | 9.3545 | 122.2858 | 208.3151 | 136.031 | 0 | 0 | 0 | 0% | 0% | 0% | 0% | 0% | 72% | 28% | 0% | 0% | 0% | 100% | [10 empty] | 0 | 0 | 0 | 0 | 0 | 314.4702 | 122.294 | 0 | 0 | 0 | 0 | 0 | 0 | 0 | 0 | 7.8381 | 4.8276 | 0 | 0 | 0 | 0 | 0 | 0 | 0 | 0 | 17.6409 | 8.9156 | 0 | 0 | 0 | 0 | 0 | 0 | 0 | 0 | 339.9492 | 136.0372 | 0 | 0 | 0 | 0
219 | TTS 66kV Circuit Breaker Replacement | Replacement - Major Station | Major Station | TRUE | Switchgear | Network | Labour - External | 50% |  | 0 | 0 | 0 | 0 | 43.7074 | 567.7315 | 960.9433 | 611.4389 | 0 | 0 | 0 | 0 | 0 | 0 | 0 | [5 empty] | 0 | 0 | 0 | 0 | 0 | 0 | 2.3683 | 31.5889 | 52.1059 | 42.8849 | 0 | 0 | 0 | 0 | 0 | 0 | 0 | 46.0757 | 599.3204 | 1013.0492 | 654.3238 | 0 | 0 | 0 | 0% | 0% | 0% | 0% | 0% | 72% | 28% | 0% | 0% | 0% | 100% | [10 empty] | 0 | 0 | 0 | 0 | 0 | 1572.3512 | 611.4699 | 0 | 0 | 0 | 0 | 0 | 0 | 0 | 0 | 0 | 0 | 0 | 0 | 0 | 0 | 0 | 0 | 0 | 0 | 86.0631 | 42.8849 | 0 | 0 | 0 | 0 | 0 | 0 | 0 | 0 | 1658.4143 | 654.3548 | 0 | 0 | 0 | 0
220 | TTS 66kV Circuit Breaker Replacement | Replacement - Major Station | Major Station | TRUE | Transformers | Network | Materials | 40% |  | 0 | 0 | 0 | 0 | 37.4108 | 485.9422 | 822.5067 | 523.353 | 0 | 0 | 0 | 0 | 0 | 0 | 0 | 0 | 0 | 0 | 0 | 0 | 0 | 0 | 0 | 0 | 0 | 0 | 2.0271 | 27.0381 | 44.5994 | 36.7068 | 0 | 0 | 0 | 0 | 0 | 0 | 0 | 39.4379 | 512.9803 | 867.106 | 560.0598 | 0 | 0 | 0 | 0% | 0% | 0% | 0% | 0% | 72% | 28% | 0% | 0% | 0% | 100% | [10 empty] | 0 | 0 | 0 | 0 | 0 | 1345.8332 | 523.3796 | 0 | 0 | 0 | 0 | 0 | 0 | 0 | 0 | 0 | 0 | 0 | 0 | 0 | 0 | 0 | 0 | 0 | 0 | 73.6646 | 36.7068 | 0 | 0 | 0 | 0 | 0 | 0 | 0 | 0 | 1419.4977 | 560.0863 | 0 | 0 | 0 | 0
221 | TTS 66kV Circuit Breaker Replacement | Replacement - Major Station | Major Station | TRUE | Transformers | Network | Labour - Internal | 10% |  | 0 | 0 | 0 | 0 | 9.3527 | 121.4856 | 205.6267 | 130.8383 | 0 | 0 | 0 | 0 | 0 | 0 | 0 | 0.14141 | 2.4545 | 5.7902 | 5.1652 | 0 | 0 | 0 | 0 | 0 | 0 | 0 | 0.51444 | 6.8961 | 11.4638 | 9.539 | 0 | 0 | 0 | 0 | 0 | 0 | 0 | 10.0086 | 130.8362 | 222.8807 | 145.5424 | 0 | 0 | 0 | 0% | 0% | 0% | 0% | 0% | 72% | 28% | 0% | 0% | 0% | 100% | [10 empty] | 0 | 0 | 0 | 0 | 0 | 336.4583 | 130.8449 | 0 | 0 | 0 | 0 | 0 | 0 | 0 | 0 | 8.3861 | 5.1652 | 0 | 0 | 0 | 0 | 0 | 0 | 0 | 0 | 18.8743 | 9.539 | 0 | 0 | 0 | 0 | 0 | 0 | 0 | 0 | 363.7188 | 145.549 | 0 | 0 | 0 | 0
222 | TTS 66kV Circuit Breaker Replacement | Replacement - Major Station | Major Station | TRUE | Transformers | Network | Labour - External | 50% |  | 0 | 0 | 0 | 0 | 46.7635 | 607.4278 | 1028.1333 | 654.1913 | 0 | 0 | 0 | 0 | 0 | 0 | 0 | [5 empty] | 0 | 0 | 0 | 0 | 0 | 0 | 2.5339 | 33.7976 | 55.7492 | 45.8834 | 0 | 0 | 0 | 0 | 0 | 0 | 0 | 49.2974 | 641.2254 | 1083.8826 | 700.0747 | 0 | 0 | 0 | 0% | 0% | 0% | 0% | 0% | 72% | 28% | 0% | 0% | 0% | 100% | [10 empty] | 0 | 0 | 0 | 0 | 0 | 1682.2914 | 654.2244 | 0 | 0 | 0 | 0 | 0 | 0 | 0 | 0 | 0 | 0 | 0 | 0 | 0 | 0 | 0 | 0 | 0 | 0 | 92.0807 | 45.8834 | 0 | 0 | 0 | 0 | 0 | 0 | 0 | 0 | 1774.3722 | 700.1079 | 0 | 0 | 0 | 0
223 | TTS 66kV Circuit Breaker Replacement | Replacement - Major Station | Major Station | TRUE | Towers and Conductor | Network | Materials | 40% |  | 0 | 0 | 0 | 0 | 2.4595 | 31.9479 | 54.075 | 34.4074 | 0 | 0 | 0 | 0 | 0 | 0 | 0 | 0 | 0 | 0 | 0 | 0 | 0 | 0 | 0 | 0 | 0 | 0 | 0.13327 | 1.7776 | 2.9321 | 2.4133 | 0 | 0 | 0 | 0 | 0 | 0 | 0 | 2.5928 | 33.7255 | 57.0072 | 36.8207 | 0 | 0 | 0 | 0% | 0% | 0% | 0% | 0% | 72% | 28% | 0% | 0% | 0% | 100% | [10 empty] | 0 | 0 | 0 | 0 | 0 | 88.4807 | 34.4091 | 0 | 0 | 0 | 0 | 0 | 0 | 0 | 0 | 0 | 0 | 0 | 0 | 0 | 0 | 0 | 0 | 0 | 0 | 4.843 | 2.4133 | 0 | 0 | 0 | 0 | 0 | 0 | 0 | 0 | 93.3237 | 36.8224 | 0 | 0 | 0 | 0
224 | TTS 66kV Circuit Breaker Replacement | Replacement - Major Station | Major Station | TRUE | Towers and Conductor | Network | Labour - Internal | 10% |  | 0 | 0 | 0 | 0 | 0.61489 | 7.987 | 13.5188 | 8.6019 | 0 | 0 | 0 | 0 | 0 | 0 | 0 | 0.0092971 | 0.16137 | 0.38067 | 0.33958 | 0 | 0 | 0 | 0 | 0 | 0 | 0 | 0.033821 | 0.45338 | 0.75368 | 0.62713 | 0 | 0 | 0 | 0 | 0 | 0 | 0 | 0.658 | 8.6017 | 14.6531 | 9.5686 | 0 | 0 | 0 | 0% | 0% | 0% | 0% | 0% | 72% | 28% | 0% | 0% | 0% | 100% | [10 empty] | 0 | 0 | 0 | 0 | 0 | 22.1202 | 8.6023 | 0 | 0 | 0 | 0 | 0 | 0 | 0 | 0 | 0.55134 | 0.33958 | 0 | 0 | 0 | 0 | 0 | 0 | 0 | 0 | 1.2409 | 0.62713 | 0 | 0 | 0 | 0 | 0 | 0 | 0 | 0 | 23.9124 | 9.569 | 0 | 0 | 0 | 0
225 | TTS 66kV Circuit Breaker Replacement | Replacement - Major Station | Major Station | TRUE | Towers and Conductor | Network | Labour - External | 50% |  | 0 | 0 | 0 | 0 | 3.0744 | 39.9348 | 67.5938 | 43.0093 | 0 | 0 | 0 | 0 | 0 | 0 | 0 | [5 empty] | 0 | 0 | 0 | 0 | 0 | 0 | 0.16659 | 2.222 | 3.6652 | 3.0166 | 0 | 0 | 0 | 0 | 0 | 0 | 0 | 3.241 | 42.1568 | 71.2589 | 46.0258 | 0 | 0 | 0 | 0% | 0% | 0% | 0% | 0% | 72% | 28% | 0% | 0% | 0% | 100% | [10 empty] | 0 | 0 | 0 | 0 | 0 | 110.6008 | 43.0114 | 0 | 0 | 0 | 0 | 0 | 0 | 0 | 0 | 0 | 0 | 0 | 0 | 0 | 0 | 0 | 0 | 0 | 0 | 6.0538 | 3.0166 | 0 | 0 | 0 | 0 | 0 | 0 | 0 | 0 | 116.6546 | 46.028 | 0 | 0 | 0 | 0
226 | TTS 66kV Circuit Breaker Replacement | Replacement - Major Station | Major Station | TRUE | Establishment | Network | Materials | 40% |  | 0 | 0 | 0 | 0 | 17.9288 | 232.8842 | 394.1802 | 250.8131 | 0 | 0 | 0 | 0 | 0 | 0 | 0 | 0 | 0 | 0 | 0 | 0 | 0 | 0 | 0 | 0 | 0 | 0 | 0.97148 | 12.9578 | 21.3739 | 17.5914 | 0 | 0 | 0 | 0 | 0 | 0 | 0 | 18.9003 | 245.842 | 415.5542 | 268.4045 | 0 | 0 | 0 | 0% | 0% | 0% | 0% | 0% | 72% | 28% | 0% | 0% | 0% | 100% | [10 empty] | 0 | 0 | 0 | 0 | 0 | 644.9806 | 250.8258 | 0 | 0 | 0 | 0 | 0 | 0 | 0 | 0 | 0 | 0 | 0 | 0 | 0 | 0 | 0 | 0 | 0 | 0 | 35.3032 | 17.5914 | 0 | 0 | 0 | 0 | 0 | 0 | 0 | 0 | 680.2838 | 268.4172 | 0 | 0 | 0 | 0
227 | TTS 66kV Circuit Breaker Replacement | Replacement - Major Station | Major Station | TRUE | Establishment | Network | Labour - Internal | 10% |  | 0 | 0 | 0 | 0 | 4.4822 | 58.2211 | 98.5451 | 62.7033 | 0 | 0 | 0 | 0 | 0 | 0 | 0 | 0.067772 | 1.1763 | 2.7749 | 2.4754 | 0 | 0 | 0 | 0 | 0 | 0 | 0 | 0.24654 | 3.3049 | 5.4939 | 4.5715 | 0 | 0 | 0 | 0 | 0 | 0 | 0 | 4.7965 | 62.7023 | 106.8139 | 69.7501 | 0 | 0 | 0 | 0% | 0% | 0% | 0% | 0% | 72% | 28% | 0% | 0% | 0% | 100% | [10 empty] | 0 | 0 | 0 | 0 | 0 | 161.2451 | 62.7064 | 0 | 0 | 0 | 0 | 0 | 0 | 0 | 0 | 4.019 | 2.4754 | 0 | 0 | 0 | 0 | 0 | 0 | 0 | 0 | 9.0454 | 4.5715 | 0 | 0 | 0 | 0 | 0 | 0 | 0 | 0 | 174.3095 | 69.7533 | 0 | 0 | 0 | 0
228 | TTS 66kV Circuit Breaker Replacement | Replacement - Major Station | Major Station | TRUE | Establishment | Network | Labour - External | 50% |  | 0 | 0 | 0 | 0 | 22.4111 | 291.1053 | 492.7253 | 313.5163 | 0 | 0 | 0 | 0 | 0 | 0 | 0 | [5 empty] | 0 | 0 | 0 | 0 | 0 | 0 | 1.2143 | 16.1972 | 26.7174 | 21.9893 | 0 | 0 | 0 | 0 | 0 | 0 | 0 | 23.6254 | 307.3025 | 519.4427 | 335.5056 | 0 | 0 | 0 | 0% | 0% | 0% | 0% | 0% | 72% | 28% | 0% | 0% | 0% | 100% | [10 empty] | 0 | 0 | 0 | 0 | 0 | 806.2257 | 313.5322 | 0 | 0 | 0 | 0 | 0 | 0 | 0 | 0 | 0 | 0 | 0 | 0 | 0 | 0 | 0 | 0 | 0 | 0 | 44.129 | 21.9893 | 0 | 0 | 0 | 0 | 0 | 0 | 0 | 0 | 850.3547 | 335.5215 | 0 | 0 | 0 | 0
229 | KTS A4 500/220kV Transformer Replacement | Replacement - Major Station | Major Station | TRUE | Secondary | Network | Materials | 40% |  | 0 | 0 | 0 | 0 | 0 | 32.455 | 422.0288 | 714.2149 | 454.5066 | 0 | 0 | 0 | 0 | 0 | 0 | 0 | 0 | 0 | 0 | 0 | 0 | 0 | 0 | 0 | 0 | 0 | 0 | 1.8058 | 22.884 | 50.0934 | 42.6369 | 0 | 0 | 0 | 0 | 0 | 0 | 0 | 34.2608 | 444.9128 | 764.3082 | 497.1435 | 0 | 0 | 0% | 0% | 0% | 0% | 0% | 0% | 72% | 28% | 0% | 0% | 100% | [10 empty] | 0 | 0 | 0 | 0 | 0 | 0 | 1168.7078 | 454.4975 | 0 | 0 | 0 | 0 | 0 | 0 | 0 | 0 | 0 | 0 | 0 | 0 | 0 | 0 | 0 | 0 | 0 | 0 | 74.7832 | 42.6369 | 0 | 0 | 0 | 0 | 0 | 0 | 0 | 0 | 1243.4909 | 497.1344 | 0 | 0 | 0
230 | KTS A4 500/220kV Transformer Replacement | Replacement - Major Station | Major Station | TRUE | Secondary | Network | Labour - Internal | 10% |  | 0 | 0 | 0 | 0 | 0 | 8.1137 | 105.5072 | 178.5537 | 113.6267 | 0 | 0 | 0 | 0 | 0 | 0 | 0 | 0.16393 | 2.971 | 7.0488 | 5.7859 | 0 | 0 | 0 | 0 | 0 | 0 | 0 | 0.46057 | 5.8821 | 13.0177 | 11.202 | 0 | 0 | 0 | 0 | 0 | 0 | 0 | 8.7382 | 114.3603 | 198.6203 | 130.6146 | 0 | 0 | 0% | 0% | 0% | 0% | 0% | 0% | 72% | 28% | 0% | 0% | 100% | [10 empty] | 0 | 0 | 0 | 0 | 0 | 0 | 292.1769 | 113.6244 | 0 | 0 | 0 | 0 | 0 | 0 | 0 | 0 | 10.1837 | 5.7859 | 0 | 0 | 0 | 0 | 0 | 0 | 0 | 0 | 19.3604 | 11.202 | 0 | 0 | 0 | 0 | 0 | 0 | 0 | 0 | 321.7211 | 130.6123 | 0 | 0 | 0
231 | KTS A4 500/220kV Transformer Replacement | Replacement - Major Station | Major Station | TRUE | Secondary | Network | Labour - External | 50% |  | 0 | 0 | 0 | 0 | 0 | 40.5687 | 527.536 | 892.7686 | 568.1333 | 0 | 0 | 0 | 0 | 0 | 0 | [5 empty] | 0 | 0 | 0 | 0 | 0 | 0 | 0 | 2.2573 | 28.605 | 62.6167 | 53.2962 | 0 | 0 | 0 | 0 | 0 | 0 | 0 | 42.826 | 556.141 | 955.3853 | 621.4294 | 0 | 0 | 0% | 0% | 0% | 0% | 0% | 0% | 72% | 28% | 0% | 0% | 100% | [10 empty] | 0 | 0 | 0 | 0 | 0 | 0 | 1460.8847 | 568.1218 | 0 | 0 | 0 | 0 | 0 | 0 | 0 | 0 | 0 | 0 | 0 | 0 | 0 | 0 | 0 | 0 | 0 | 0 | 93.4789 | 53.2962 | 0 | 0 | 0 | 0 | 0 | 0 | 0 | 0 | 1554.3637 | 621.418 | 0 | 0 | 0
232 | KTS A4 500/220kV Transformer Replacement | Replacement - Major Station | Major Station | TRUE | Switchgear | Network | Materials | 40% |  | 0 | 0 | 0 | 0 | 0 | 176.1936 | 2291.1368 | 3877.3752 | 2467.4544 | 0 | 0 | 0 | 0 | 0 | 0 | 0 | 0 | 0 | 0 | 0 | 0 | 0 | 0 | 0 | 0 | 0 | 0 | 9.8035 | 124.234 | 271.95 | 231.4701 | 0 | 0 | 0 | 0 | 0 | 0 | 0 | 185.9971 | 2415.3708 | 4149.3252 | 2698.9245 | 0 | 0 | 0% | 0% | 0% | 0% | 0% | 0% | 72% | 28% | 0% | 0% | 100% | [10 empty] | 0 | 0 | 0 | 0 | 0 | 0 | 6344.7551 | 2467.4048 | 0 | 0 | 0 | 0 | 0 | 0 | 0 | 0 | 0 | 0 | 0 | 0 | 0 | 0 | 0 | 0 | 0 | 0 | 405.9875 | 231.4701 | 0 | 0 | 0 | 0 | 0 | 0 | 0 | 0 | 6750.7427 | 2698.8749 | 0 | 0 | 0
233 | KTS A4 500/220kV Transformer Replacement | Replacement - Major Station | Major Station | TRUE | Switchgear | Network | Labour - Internal | 10% |  | 0 | 0 | 0 | 0 | 0 | 44.0484 | 572.7842 | 969.3438 | 616.8636 | 0 | 0 | 0 | 0 | 0 | 0 | 0 | 0.88996 | 16.129 | 38.2672 | 31.411 | 0 | 0 | 0 | 0 | 0 | 0 | 0 | 2.5004 | 31.9331 | 70.6715 | 60.8142 | 0 | 0 | 0 | 0 | 0 | 0 | 0 | 47.4388 | 620.8463 | 1078.2824 | 709.0887 | 0 | 0 | 0% | 0% | 0% | 0% | 0% | 0% | 72% | 28% | 0% | 0% | 100% | [10 empty] | 0 | 0 | 0 | 0 | 0 | 0 | 1586.1888 | 616.8512 | 0 | 0 | 0 | 0 | 0 | 0 | 0 | 0 | 55.2861 | 31.411 | 0 | 0 | 0 | 0 | 0 | 0 | 0 | 0 | 105.1049 | 60.8142 | 0 | 0 | 0 | 0 | 0 | 0 | 0 | 0 | 1746.5798 | 709.0763 | 0 | 0 | 0
234 | KTS A4 500/220kV Transformer Replacement | Replacement - Major Station | Major Station | TRUE | Switchgear | Network | Labour - External | 50% |  | 0 | 0 | 0 | 0 | 0 | 220.242 | 2863.921 | 4846.7189 | 3084.318 | 0 | 0 | 0 | 0 | 0 | 0 | [5 empty] | 0 | 0 | 0 | 0 | 0 | 0 | 0 | 12.2544 | 155.2925 | 339.9375 | 289.3376 | 0 | 0 | 0 | 0 | 0 | 0 | 0 | 232.4964 | 3019.2135 | 5186.6565 | 3373.6556 | 0 | 0 | 0% | 0% | 0% | 0% | 0% | 0% | 72% | 28% | 0% | 0% | 100% | [10 empty] | 0 | 0 | 0 | 0 | 0 | 0 | 7930.9439 | 3084.256 | 0 | 0 | 0 | 0 | 0 | 0 | 0 | 0 | 0 | 0 | 0 | 0 | 0 | 0 | 0 | 0 | 0 | 0 | 507.4844 | 289.3376 | 0 | 0 | 0 | 0 | 0 | 0 | 0 | 0 | 8438.4283 | 3373.5936 | 0 | 0 | 0
235 | KTS A4 500/220kV Transformer Replacement | Replacement - Major Station | Major Station | TRUE | Transformers | Network | Materials | 40% |  | 0 | 0 | 0 | 0 | 0 | 188.5132 | 2451.3352 | 4148.4848 | 2639.981 | 0 | 0 | 0 | 0 | 0 | 0 | 0 | 0 | 0 | 0 | 0 | 0 | 0 | 0 | 0 | 0 | 0 | 0 | 10.489 | 132.9206 | 290.965 | 247.6547 | 0 | 0 | 0 | 0 | 0 | 0 | 0 | 199.0022 | 2584.2557 | 4439.4498 | 2887.6358 | 0 | 0 | 0% | 0% | 0% | 0% | 0% | 0% | 72% | 28% | 0% | 0% | 100% | [10 empty] | 0 | 0 | 0 | 0 | 0 | 0 | 6788.3862 | 2639.928 | 0 | 0 | 0 | 0 | 0 | 0 | 0 | 0 | 0 | 0 | 0 | 0 | 0 | 0 | 0 | 0 | 0 | 0 | 434.3746 | 247.6547 | 0 | 0 | 0 | 0 | 0 | 0 | 0 | 0 | 7222.7608 | 2887.5827 | 0 | 0 | 0
236 | KTS A4 500/220kV Transformer Replacement | Replacement - Major Station | Major Station | TRUE | Transformers | Network | Labour - Internal | 10% |  | 0 | 0 | 0 | 0 | 0 | 47.1283 | 612.8338 | 1037.1212 | 659.9953 | 0 | 0 | 0 | 0 | 0 | 0 | 0 | 0.95218 | 17.2568 | 40.9428 | 33.6072 | 0 | 0 | 0 | 0 | 0 | 0 | 0 | 2.6752 | 34.1659 | 75.6129 | 65.0663 | 0 | 0 | 0 | 0 | 0 | 0 | 0 | 50.7557 | 664.2564 | 1153.6769 | 758.6688 | 0 | 0 | 0% | 0% | 0% | 0% | 0% | 0% | 72% | 28% | 0% | 0% | 100% | [10 empty] | 0 | 0 | 0 | 0 | 0 | 0 | 1697.0966 | 659.982 | 0 | 0 | 0 | 0 | 0 | 0 | 0 | 0 | 59.1518 | 33.6072 | 0 | 0 | 0 | 0 | 0 | 0 | 0 | 0 | 112.454 | 65.0663 | 0 | 0 | 0 | 0 | 0 | 0 | 0 | 0 | 1868.7023 | 758.6556 | 0 | 0 | 0
237 | KTS A4 500/220kV Transformer Replacement | Replacement - Major Station | Major Station | TRUE | Transformers | Network | Labour - External | 50% |  | 0 | 0 | 0 | 0 | 0 | 235.6415 | 3064.169 | 5185.606 | 3299.9763 | 0 | 0 | 0 | 0 | 0 | 0 | [5 empty] | 0 | 0 | 0 | 0 | 0 | 0 | 0 | 13.1112 | 166.1507 | 363.7063 | 309.5684 | 0 | 0 | 0 | 0 | 0 | 0 | 0 | 248.7527 | 3230.3197 | 5549.3123 | 3609.5447 | 0 | 0 | 0% | 0% | 0% | 0% | 0% | 0% | 72% | 28% | 0% | 0% | 100% | [10 empty] | 0 | 0 | 0 | 0 | 0 | 0 | 8485.4828 | 3299.91 | 0 | 0 | 0 | 0 | 0 | 0 | 0 | 0 | 0 | 0 | 0 | 0 | 0 | 0 | 0 | 0 | 0 | 0 | 542.9682 | 309.5684 | 0 | 0 | 0 | 0 | 0 | 0 | 0 | 0 | 9028.451 | 3609.4784 | 0 | 0 | 0
238 | KTS A4 500/220kV Transformer Replacement | Replacement - Major Station | Major Station | TRUE | Towers and Conductor | Network | Materials | 40% |  | 0 | 0 | 0 | 0 | 0 | 12.3936 | 161.161 | 272.7386 | 173.5633 | 0 | 0 | 0 | 0 | 0 | 0 | 0 | 0 | 0 | 0 | 0 | 0 | 0 | 0 | 0 | 0 | 0 | 0 | 0.68959 | 8.7387 | 19.1292 | 16.2818 | 0 | 0 | 0 | 0 | 0 | 0 | 0 | 13.0832 | 169.8997 | 291.8679 | 189.8452 | 0 | 0 | 0% | 0% | 0% | 0% | 0% | 0% | 72% | 28% | 0% | 0% | 100% | [10 empty] | 0 | 0 | 0 | 0 | 0 | 0 | 446.2967 | 173.5598 | 0 | 0 | 0 | 0 | 0 | 0 | 0 | 0 | 0 | 0 | 0 | 0 | 0 | 0 | 0 | 0 | 0 | 0 | 28.5576 | 16.2818 | 0 | 0 | 0 | 0 | 0 | 0 | 0 | 0 | 474.8543 | 189.8417 | 0 | 0 | 0
239 | KTS A4 500/220kV Transformer Replacement | Replacement - Major Station | Major Station | TRUE | Towers and Conductor | Network | Labour - Internal | 10% |  | 0 | 0 | 0 | 0 | 0 | 3.0984 | 40.2902 | 68.1847 | 43.3908 | 0 | 0 | 0 | 0 | 0 | 0 | 0 | 0.0626 | 1.1345 | 2.6918 | 2.2095 | 0 | 0 | 0 | 0 | 0 | 0 | 0 | 0.17588 | 2.2462 | 4.9711 | 4.2777 | 0 | 0 | 0 | 0 | 0 | 0 | 0 | 3.3369 | 43.671 | 75.8475 | 49.878 | 0 | 0 | 0% | 0% | 0% | 0% | 0% | 0% | 72% | 28% | 0% | 0% | 100% | [10 empty] | 0 | 0 | 0 | 0 | 0 | 0 | 111.5742 | 43.39 | 0 | 0 | 0 | 0 | 0 | 0 | 0 | 0 | 3.8889 | 2.2095 | 0 | 0 | 0 | 0 | 0 | 0 | 0 | 0 | 7.3932 | 4.2777 | 0 | 0 | 0 | 0 | 0 | 0 | 0 | 0 | 122.8562 | 49.8772 | 0 | 0 | 0
240 | KTS A4 500/220kV Transformer Replacement | Replacement - Major Station | Major Station | TRUE | Towers and Conductor | Network | Labour - External | 50% |  | 0 | 0 | 0 | 0 | 0 | 15.4921 | 201.4512 | 340.9233 | 216.9541 | 0 | 0 | 0 | 0 | 0 | 0 | [5 empty] | 0 | 0 | 0 | 0 | 0 | 0 | 0 | 0.86199 | 10.9234 | 23.9116 | 20.3523 | 0 | 0 | 0 | 0 | 0 | 0 | 0 | 16.354 | 212.3746 | 364.8348 | 237.3065 | 0 | 0 | 0% | 0% | 0% | 0% | 0% | 0% | 72% | 28% | 0% | 0% | 100% | [10 empty] | 0 | 0 | 0 | 0 | 0 | 0 | 557.8709 | 216.9498 | 0 | 0 | 0 | 0 | 0 | 0 | 0 | 0 | 0 | 0 | 0 | 0 | 0 | 0 | 0 | 0 | 0 | 0 | 35.697 | 20.3523 | 0 | 0 | 0 | 0 | 0 | 0 | 0 | 0 | 593.5679 | 237.3021 | 0 | 0 | 0
241 | KTS A4 500/220kV Transformer Replacement | Replacement - Major Station | Major Station | TRUE | Establishment | Network | Materials | 40% |  | 0 | 0 | 0 | 0 | 0 | 90.3436 | 1174.7842 | 1988.1306 | 1265.1914 | 0 | 0 | 0 | 0 | 0 | 0 | 0 | 0 | 0 | 0 | 0 | 0 | 0 | 0 | 0 | 0 | 0 | 0 | 5.0268 | 63.7012 | 139.4428 | 118.6867 | 0 | 0 | 0 | 0 | 0 | 0 | 0 | 95.3703 | 1238.4854 | 2127.5735 | 1383.8781 | 0 | 0 | 0% | 0% | 0% | 0% | 0% | 0% | 72% | 28% | 0% | 0% | 100% | [10 empty] | 0 | 0 | 0 | 0 | 0 | 0 | 3253.2839 | 1265.166 | 0 | 0 | 0 | 0 | 0 | 0 | 0 | 0 | 0 | 0 | 0 | 0 | 0 | 0 | 0 | 0 | 0 | 0 | 208.1708 | 118.6867 | 0 | 0 | 0 | 0 | 0 | 0 | 0 | 0 | 3461.4547 | 1383.8526 | 0 | 0 | 0
242 | KTS A4 500/220kV Transformer Replacement | Replacement - Major Station | Major Station | TRUE | Establishment | Network | Labour - Internal | 10% |  | 0 | 0 | 0 | 0 | 0 | 22.5859 | 293.6961 | 497.0327 | 316.2978 | 0 | 0 | 0 | 0 | 0 | 0 | 0 | 0.45633 | 8.2702 | 19.6215 | 16.106 | 0 | 0 | 0 | 0 | 0 | 0 | 0 | 1.2821 | 16.3737 | 36.2369 | 31.1826 | 0 | 0 | 0 | 0 | 0 | 0 | 0 | 24.3243 | 318.34 | 552.8911 | 363.5864 | 0 | 0 | 0% | 0% | 0% | 0% | 0% | 0% | 72% | 28% | 0% | 0% | 100% | [10 empty] | 0 | 0 | 0 | 0 | 0 | 0 | 813.321 | 316.2915 | 0 | 0 | 0 | 0 | 0 | 0 | 0 | 0 | 28.348 | 16.106 | 0 | 0 | 0 | 0 | 0 | 0 | 0 | 0 | 53.8927 | 31.1826 | 0 | 0 | 0 | 0 | 0 | 0 | 0 | 0 | 895.5618 | 363.5801 | 0 | 0 | 0
243 | KTS A4 500/220kV Transformer Replacement | Replacement - Major Station | Major Station | TRUE | Establishment | Network | Labour - External | 50% |  | 0 | 0 | 0 | 0 | 0 | 112.9295 | 1468.4803 | 2485.1633 | 1581.4892 | 0 | 0 | 0 | 0 | 0 | 0 | [5 empty] | 0 | 0 | 0 | 0 | 0 | 0 | 0 | 6.2835 | 79.6265 | 174.3035 | 148.3584 | 0 | 0 | 0 | 0 | 0 | 0 | 0 | 119.2129 | 1548.1068 | 2659.4668 | 1729.8476 | 0 | 0 | 0% | 0% | 0% | 0% | 0% | 0% | 72% | 28% | 0% | 0% | 100% | [10 empty] | 0 | 0 | 0 | 0 | 0 | 0 | 4066.6049 | 1581.4574 | 0 | 0 | 0 | 0 | 0 | 0 | 0 | 0 | 0 | 0 | 0 | 0 | 0 | 0 | 0 | 0 | 0 | 0 | 260.2135 | 148.3584 | 0 | 0 | 0 | 0 | 0 | 0 | 0 | 0 | 4326.8183 | 1729.8158 | 0 | 0 | 0
244 | DDTS H3 330/220kV Transformer and 330kV Circuit Breaker Replacement | Replacement - Major Station | Major Station | TRUE | Secondary | Network | Materials | 40% |  | 0 | 0 | 0 | 0 | 0 | 0 | 0 | 0 | 0 | 0 | 0 | 0 | 0 | 0 | 0 | 0 | 0 | 0 | 0 | 0 | 0 | 0 | 0 | 0 | 0 | 0 | 0 | 0 | 0 | 0 | 0 | 0 | 0 | 0 | 0 | 0 | 0 | 0 | 0 | 0 | 0 | 0 | 0 | 0 | 0% | 0% | 0% | 0% | 0% | 0% | 0% | 0% | 0% | 0% | 0% | [10 empty] | 0 | 0 | 0 | 0 | 0 | 0 | 0 | 0 | 0 | 0 | 0 | 0 | 0 | 0 | 0 | 0 | 0 | 0 | 0 | 0 | 0 | 0 | 0 | 0 | 0 | 0 | 0 | 0 | 0 | 0 | 0 | 0 | 0 | 0 | 0 | 0 | 0 | 0 | 0 | 0 | 0
245 | DDTS H3 330/220kV Transformer and 330kV Circuit Breaker Replacement | Replacement - Major Station | Major Station | TRUE | Secondary | Network | Labour - Internal | 10% |  | 0 | 0 | 0 | 0 | 0 | 0 | 0 | 0 | 0 | 0 | 0 | 0 | 0 | 0 | 0 | 0 | 0 | 0 | 0 | 0 | 0 | 0 | 0 | 0 | 0 | 0 | 0 | 0 | 0 | 0 | 0 | 0 | 0 | 0 | 0 | 0 | 0 | 0 | 0 | 0 | 0 | 0 | 0 | 0 | 0% | 0% | 0% | 0% | 0% | 0% | 0% | 0% | 0% | 0% | 0% | [10 empty] | 0 | 0 | 0 | 0 | 0 | 0 | 0 | 0 | 0 | 0 | 0 | 0 | 0 | 0 | 0 | 0 | 0 | 0 | 0 | 0 | 0 | 0 | 0 | 0 | 0 | 0 | 0 | 0 | 0 | 0 | 0 | 0 | 0 | 0 | 0 | 0 | 0 | 0 | 0 | 0 | 0
246 | DDTS H3 330/220kV Transformer and 330kV Circuit Breaker Replacement | Replacement - Major Station | Major Station | TRUE | Secondary | Network | Labour - External | 50% |  | 0 | 0 | 0 | 0 | 0 | 0 | 0 | 0 | 0 | 0 | 0 | 0 | 0 | 0 | 0 | [5 empty] | 0 | 0 | 0 | 0 | 0 | 0 | 0 | 0 | 0 | 0 | 0 | 0 | 0 | 0 | 0 | 0 | 0 | 0 | 0 | 0 | 0 | 0 | 0 | 0 | 0% | 0% | 0% | 0% | 0% | 0% | 0% | 0% | 0% | 0% | 0% | [10 empty] | 0 | 0 | 0 | 0 | 0 | 0 | 0 | 0 | 0 | 0 | 0 | 0 | 0 | 0 | 0 | 0 | 0 | 0 | 0 | 0 | 0 | 0 | 0 | 0 | 0 | 0 | 0 | 0 | 0 | 0 | 0 | 0 | 0 | 0 | 0 | 0 | 0 | 0 | 0 | 0 | 0
247 | DDTS H3 330/220kV Transformer and 330kV Circuit Breaker Replacement | Replacement - Major Station | Major Station | TRUE | Switchgear | Network | Materials | 40% |  | 0 | 0 | 0 | 0 | 0 | 0 | 0 | 0 | 0 | 0 | 0 | 0 | 0 | 0 | 0 | 0 | 0 | 0 | 0 | 0 | 0 | 0 | 0 | 0 | 0 | 0 | 0 | 0 | 0 | 0 | 0 | 0 | 0 | 0 | 0 | 0 | 0 | 0 | 0 | 0 | 0 | 0 | 0 | 0 | 0% | 0% | 0% | 0% | 0% | 0% | 0% | 0% | 0% | 0% | 0% | [10 empty] | 0 | 0 | 0 | 0 | 0 | 0 | 0 | 0 | 0 | 0 | 0 | 0 | 0 | 0 | 0 | 0 | 0 | 0 | 0 | 0 | 0 | 0 | 0 | 0 | 0 | 0 | 0 | 0 | 0 | 0 | 0 | 0 | 0 | 0 | 0 | 0 | 0 | 0 | 0 | 0 | 0
248 | DDTS H3 330/220kV Transformer and 330kV Circuit Breaker Replacement | Replacement - Major Station | Major Station | TRUE | Switchgear | Network | Labour - Internal | 10% |  | 0 | 0 | 0 | 0 | 0 | 0 | 0 | 0 | 0 | 0 | 0 | 0 | 0 | 0 | 0 | 0 | 0 | 0 | 0 | 0 | 0 | 0 | 0 | 0 | 0 | 0 | 0 | 0 | 0 | 0 | 0 | 0 | 0 | 0 | 0 | 0 | 0 | 0 | 0 | 0 | 0 | 0 | 0 | 0 | 0% | 0% | 0% | 0% | 0% | 0% | 0% | 0% | 0% | 0% | 0% | [10 empty] | 0 | 0 | 0 | 0 | 0 | 0 | 0 | 0 | 0 | 0 | 0 | 0 | 0 | 0 | 0 | 0 | 0 | 0 | 0 | 0 | 0 | 0 | 0 | 0 | 0 | 0 | 0 | 0 | 0 | 0 | 0 | 0 | 0 | 0 | 0 | 0 | 0 | 0 | 0 | 0 | 0
249 | DDTS H3 330/220kV Transformer and 330kV Circuit Breaker Replacement | Replacement - Major Station | Major Station | TRUE | Switchgear | Network | Labour - External | 50% |  | 0 | 0 | 0 | 0 | 0 | 0 | 0 | 0 | 0 | 0 | 0 | 0 | 0 | 0 | 0 | [5 empty] | 0 | 0 | 0 | 0 | 0 | 0 | 0 | 0 | 0 | 0 | 0 | 0 | 0 | 0 | 0 | 0 | 0 | 0 | 0 | 0 | 0 | 0 | 0 | 0 | 0% | 0% | 0% | 0% | 0% | 0% | 0% | 0% | 0% | 0% | 0% | [10 empty] | 0 | 0 | 0 | 0 | 0 | 0 | 0 | 0 | 0 | 0 | 0 | 0 | 0 | 0 | 0 | 0 | 0 | 0 | 0 | 0 | 0 | 0 | 0 | 0 | 0 | 0 | 0 | 0 | 0 | 0 | 0 | 0 | 0 | 0 | 0 | 0 | 0 | 0 | 0 | 0 | 0
250 | DDTS H3 330/220kV Transformer and 330kV Circuit Breaker Replacement | Replacement - Major Station | Major Station | TRUE | Transformers | Network | Materials | 40% |  | 0 | 0 | 0 | 0 | 0 | 0 | 0 | 0 | 0 | 0 | 0 | 0 | 0 | 0 | 0 | 0 | 0 | 0 | 0 | 0 | 0 | 0 | 0 | 0 | 0 | 0 | 0 | 0 | 0 | 0 | 0 | 0 | 0 | 0 | 0 | 0 | 0 | 0 | 0 | 0 | 0 | 0 | 0 | 0 | 0% | 0% | 0% | 0% | 0% | 0% | 0% | 0% | 0% | 0% | 0% | [10 empty] | 0 | 0 | 0 | 0 | 0 | 0 | 0 | 0 | 0 | 0 | 0 | 0 | 0 | 0 | 0 | 0 | 0 | 0 | 0 | 0 | 0 | 0 | 0 | 0 | 0 | 0 | 0 | 0 | 0 | 0 | 0 | 0 | 0 | 0 | 0 | 0 | 0 | 0 | 0 | 0 | 0
251 | DDTS H3 330/220kV Transformer and 330kV Circuit Breaker Replacement | Replacement - Major Station | Major Station | TRUE | Transformers | Network | Labour - Internal | 10% |  | 0 | 0 | 0 | 0 | 0 | 0 | 0 | 0 | 0 | 0 | 0 | 0 | 0 | 0 | 0 | 0 | 0 | 0 | 0 | 0 | 0 | 0 | 0 | 0 | 0 | 0 | 0 | 0 | 0 | 0 | 0 | 0 | 0 | 0 | 0 | 0 | 0 | 0 | 0 | 0 | 0 | 0 | 0 | 0 | 0% | 0% | 0% | 0% | 0% | 0% | 0% | 0% | 0% | 0% | 0% | [10 empty] | 0 | 0 | 0 | 0 | 0 | 0 | 0 | 0 | 0 | 0 | 0 | 0 | 0 | 0 | 0 | 0 | 0 | 0 | 0 | 0 | 0 | 0 | 0 | 0 | 0 | 0 | 0 | 0 | 0 | 0 | 0 | 0 | 0 | 0 | 0 | 0 | 0 | 0 | 0 | 0 | 0
252 | DDTS H3 330/220kV Transformer and 330kV Circuit Breaker Replacement | Replacement - Major Station | Major Station | TRUE | Transformers | Network | Labour - External | 50% |  | 0 | 0 | 0 | 0 | 0 | 0 | 0 | 0 | 0 | 0 | 0 | 0 | 0 | 0 | 0 | [5 empty] | 0 | 0 | 0 | 0 | 0 | 0 | 0 | 0 | 0 | 0 | 0 | 0 | 0 | 0 | 0 | 0 | 0 | 0 | 0 | 0 | 0 | 0 | 0 | 0 | 0% | 0% | 0% | 0% | 0% | 0% | 0% | 0% | 0% | 0% | 0% | [10 empty] | 0 | 0 | 0 | 0 | 0 | 0 | 0 | 0 | 0 | 0 | 0 | 0 | 0 | 0 | 0 | 0 | 0 | 0 | 0 | 0 | 0 | 0 | 0 | 0 | 0 | 0 | 0 | 0 | 0 | 0 | 0 | 0 | 0 | 0 | 0 | 0 | 0 | 0 | 0 | 0 | 0
253 | DDTS H3 330/220kV Transformer and 330kV Circuit Breaker Replacement | Replacement - Major Station | Major Station | TRUE | Towers and Conductor | Network | Materials | 40% |  | 0 | 0 | 0 | 0 | 0 | 0 | 0 | 0 | 0 | 0 | 0 | 0 | 0 | 0 | 0 | 0 | 0 | 0 | 0 | 0 | 0 | 0 | 0 | 0 | 0 | 0 | 0 | 0 | 0 | 0 | 0 | 0 | 0 | 0 | 0 | 0 | 0 | 0 | 0 | 0 | 0 | 0 | 0 | 0 | 0% | 0% | 0% | 0% | 0% | 0% | 0% | 0% | 0% | 0% | 0% | [10 empty] | 0 | 0 | 0 | 0 | 0 | 0 | 0 | 0 | 0 | 0 | 0 | 0 | 0 | 0 | 0 | 0 | 0 | 0 | 0 | 0 | 0 | 0 | 0 | 0 | 0 | 0 | 0 | 0 | 0 | 0 | 0 | 0 | 0 | 0 | 0 | 0 | 0 | 0 | 0 | 0 | 0
254 | DDTS H3 330/220kV Transformer and 330kV Circuit Breaker Replacement | Replacement - Major Station | Major Station | TRUE | Towers and Conductor | Network | Labour - Internal | 10% |  | 0 | 0 | 0 | 0 | 0 | 0 | 0 | 0 | 0 | 0 | 0 | 0 | 0 | 0 | 0 | 0 | 0 | 0 | 0 | 0 | 0 | 0 | 0 | 0 | 0 | 0 | 0 | 0 | 0 | 0 | 0 | 0 | 0 | 0 | 0 | 0 | 0 | 0 | 0 | 0 | 0 | 0 | 0 | 0 | 0% | 0% | 0% | 0% | 0% | 0% | 0% | 0% | 0% | 0% | 0% | [10 empty] | 0 | 0 | 0 | 0 | 0 | 0 | 0 | 0 | 0 | 0 | 0 | 0 | 0 | 0 | 0 | 0 | 0 | 0 | 0 | 0 | 0 | 0 | 0 | 0 | 0 | 0 | 0 | 0 | 0 | 0 | 0 | 0 | 0 | 0 | 0 | 0 | 0 | 0 | 0 | 0 | 0
255 | DDTS H3 330/220kV Transformer and 330kV Circuit Breaker Replacement | Replacement - Major Station | Major Station | TRUE | Towers and Conductor | Network | Labour - External | 50% |  | 0 | 0 | 0 | 0 | 0 | 0 | 0 | 0 | 0 | 0 | 0 | 0 | 0 | 0 | 0 | [5 empty] | 0 | 0 | 0 | 0 | 0 | 0 | 0 | 0 | 0 | 0 | 0 | 0 | 0 | 0 | 0 | 0 | 0 | 0 | 0 | 0 | 0 | 0 | 0 | 0 | 0% | 0% | 0% | 0% | 0% | 0% | 0% | 0% | 0% | 0% | 0% | [10 empty] | 0 | 0 | 0 | 0 | 0 | 0 | 0 | 0 | 0 | 0 | 0 | 0 | 0 | 0 | 0 | 0 | 0 | 0 | 0 | 0 | 0 | 0 | 0 | 0 | 0 | 0 | 0 | 0 | 0 | 0 | 0 | 0 | 0 | 0 | 0 | 0 | 0 | 0 | 0 | 0 | 0
256 | DDTS H3 330/220kV Transformer and 330kV Circuit Breaker Replacement | Replacement - Major Station | Major Station | TRUE | Establishment | Network | Materials | 40% |  | 0 | 0 | 0 | 0 | 0 | 0 | 0 | 0 | 0 | 0 | 0 | 0 | 0 | 0 | 0 | 0 | 0 | 0 | 0 | 0 | 0 | 0 | 0 | 0 | 0 | 0 | 0 | 0 | 0 | 0 | 0 | 0 | 0 | 0 | 0 | 0 | 0 | 0 | 0 | 0 | 0 | 0 | 0 | 0 | 0% | 0% | 0% | 0% | 0% | 0% | 0% | 0% | 0% | 0% | 0% | [10 empty] | 0 | 0 | 0 | 0 | 0 | 0 | 0 | 0 | 0 | 0 | 0 | 0 | 0 | 0 | 0 | 0 | 0 | 0 | 0 | 0 | 0 | 0 | 0 | 0 | 0 | 0 | 0 | 0 | 0 | 0 | 0 | 0 | 0 | 0 | 0 | 0 | 0 | 0 | 0 | 0 | 0
257 | DDTS H3 330/220kV Transformer and 330kV Circuit Breaker Replacement | Replacement - Major Station | Major Station | TRUE | Establishment | Network | Labour - Internal | 10% |  | 0 | 0 | 0 | 0 | 0 | 0 | 0 | 0 | 0 | 0 | 0 | 0 | 0 | 0 | 0 | 0 | 0 | 0 | 0 | 0 | 0 | 0 | 0 | 0 | 0 | 0 | 0 | 0 | 0 | 0 | 0 | 0 | 0 | 0 | 0 | 0 | 0 | 0 | 0 | 0 | 0 | 0 | 0 | 0 | 0% | 0% | 0% | 0% | 0% | 0% | 0% | 0% | 0% | 0% | 0% | [10 empty] | 0 | 0 | 0 | 0 | 0 | 0 | 0 | 0 | 0 | 0 | 0 | 0 | 0 | 0 | 0 | 0 | 0 | 0 | 0 | 0 | 0 | 0 | 0 | 0 | 0 | 0 | 0 | 0 | 0 | 0 | 0 | 0 | 0 | 0 | 0 | 0 | 0 | 0 | 0 | 0 | 0
258 | DDTS H3 330/220kV Transformer and 330kV Circuit Breaker Replacement | Replacement - Major Station | Major Station | TRUE | Establishment | Network | Labour - External | 50% |  | 0 | 0 | 0 | 0 | 0 | 0 | 0 | 0 | 0 | 0 | 0 | 0 | 0 | 0 | 0 | [5 empty] | 0 | 0 | 0 | 0 | 0 | 0 | 0 | 0 | 0 | 0 | 0 | 0 | 0 | 0 | 0 | 0 | 0 | 0 | 0 | 0 | 0 | 0 | 0 | 0 | 0% | 0% | 0% | 0% | 0% | 0% | 0% | 0% | 0% | 0% | 0% | [10 empty] | 0 | 0 | 0 | 0 | 0 | 0 | 0 | 0 | 0 | 0 | 0 | 0 | 0 | 0 | 0 | 0 | 0 | 0 | 0 | 0 | 0 | 0 | 0 | 0 | 0 | 0 | 0 | 0 | 0 | 0 | 0 | 0 | 0 | 0 | 0 | 0 | 0 | 0 | 0 | 0 | 0
259 | WMTS Redevelopment Project | Replacement - Major Station CBD | Major Station | TRUE | Secondary | Network | Materials | 40% |  | 1279.2633 | 760.9544 | 550.5643 | 211.5373 | 325.6081 | 0 | 0 | 0 | 0 | 0 | 0 | 0 | 0 | 0 | 0 | 0 | 0 | 0 | 0 | 0 | 0 | 0 | 0 | 36.2718 | 37.3619 | 12.8715 | 17.6431 | 0 | 0 | 0 | 0 | 0 | 0 | 1279.2633 | 797.2262 | 587.9262 | 224.4088 | 343.2512 | 0 | 0 | 0 | 0 | 0 | 0 | 14% | 25.13% | 31.84% | 11.69% | 17.34% | 0% | 0% | 0% | 0% | 0% | 100% | [10 empty] | 437.9098 | 786.0179 | 995.8917 | 365.7657 | 542.3423 | 0 | 0 | 0 | 0 | 0 | 0 | 0 | 0 | 0 | 0 | 0 | 0 | 0 | 0 | 0 | 36.2718 | -1.4861 | 33.7382 | 17.5664 | 18.058 | 0 | 0 | 0 | 0 | 0 | 474.1816 | 784.5318 | 1029.6299 | 383.3321 | 560.4002 | 0 | 0 | 0 | 0 | 0 | 0
260 | WMTS Redevelopment Project | Replacement - Major Station CBD | Major Station | TRUE | Secondary | Network | Labour - Internal | 10% |  | 319.8158 | 190.2386 | 137.6411 | 52.8843 | 81.402 | 0 | 0 | 0 | 0 | 0 | 0 | 0 | 1.1034 | 0.50364 | 0.52212 | 1.2308 | 0 | 0 | 0 | 0 | 0 | 0 | 0 | 9.1205 | 9.3746 | 3.2496 | 4.4775 | 0 | 0 | 0 | 0 | 0 | 0 | 319.8158 | 200.4625 | 147.5194 | 56.6561 | 87.1103 | 0 | 0 | 0 | 0 | 0 | 0 | 14% | 25.13% | 31.84% | 11.69% | 17.34% | 0% | 0% | 0% | 0% | 0% | 100% | [10 empty] | 109.4775 | 196.5045 | 248.9729 | 91.4414 | 135.5856 | 0 | 0 | 0 | 0 | 0 | 1.1034 | -0.3442 | 0.92739 | 1.0908 | 0.58257 | 0 | 0 | 0 | 0 | 0 | 9.1205 | -0.38312 | 8.4874 | 4.4508 | 4.5466 | 0 | 0 | 0 | 0 | 0 | 119.7014 | 195.7772 | 258.3878 | 96.9831 | 140.7147 | 0 | 0 | 0 | 0 | 0 | 0
261 | WMTS Redevelopment Project | Replacement - Major Station CBD | Major Station | TRUE | Secondary | Network | Labour - External | 50% |  | 1599.0791 | 951.193 | 688.2054 | 264.4217 | 407.0101 | 0 | 0 | 0 | 0 | 0 | 0 | 0 | 5.5169 | -1.809 | -0.38557 | [5 empty] | 0 | 0 | 0 | 45.6027 | 46.5796 | 16.0659 | 22.0539 | 0 | 0 | 0 | 0 | 0 | 0 | 1599.0791 | 1002.3126 | 732.9759 | 280.102 | 429.064 | 0 | 0 | 0 | 0 | 0 | 0 | 14% | 25.13% | 31.84% | 11.69% | 17.34% | 0% | 0% | 0% | 0% | 0% | 100% | [10 empty] | 547.3873 | 982.5224 | 1244.8647 | 457.2071 | 677.9278 | 0 | 0 | 0 | 0 | 0 | 5.5169 | -3.7653 | 0.88006 | 0.11454 | 0.57605 | 0 | 0 | 0 | 0 | 0 | 45.6027 | -2.0543 | 42.1989 | 21.962 | 22.5927 | 0 | 0 | 0 | 0 | 0 | 598.5069 | 976.7028 | 1287.9437 | 479.2837 | 701.0966 | 0 | 0 | 0 | 0 | 0 | 0
262 | WMTS Redevelopment Project | Replacement - Major Station CBD | Major Station | TRUE | Switchgear | Network | Materials | 40% |  | 7463.5521 | 4439.6043 | 3212.1344 | 1234.1634 | 1899.6814 | 0 | 0 | 0 | 0 | 0 | 0 | 0 | 0 | 0 | 0 | 0 | 0 | 0 | 0 | 0 | 0 | 0 | 0 | 211.619 | 217.9787 | 75.0957 | 102.9345 | 0 | 0 | 0 | 0 | 0 | 0 | 7463.5521 | 4651.2233 | 3430.1131 | 1309.2591 | 2002.6159 | 0 | 0 | 0 | 0 | 0 | 0 | 14% | 25.13% | 31.84% | 11.69% | 17.34% | 0% | 0% | 0% | 0% | 0% | 100% | [10 empty] | 2554.879 | 4585.8311 | 5810.2893 | 2133.9715 | 3164.1646 | 0 | 0 | 0 | 0 | 0 | 0 | 0 | 0 | 0 | 0 | 0 | 0 | 0 | 0 | 0 | 211.619 | -8.67 | 196.8371 | 102.487 | 105.3548 | 0 | 0 | 0 | 0 | 0 | 2766.498 | 4577.1611 | 6007.1264 | 2236.4585 | 3269.5195 | 0 | 0 | 0 | 0 | 0 | 0
263 | WMTS Redevelopment Project | Replacement - Major Station CBD | Major Station | TRUE | Switchgear | Network | Labour - Internal | 10% |  | 1865.888 | 1109.9011 | 803.0336 | 308.5408 | 474.9204 | 0 | 0 | 0 | 0 | 0 | 0 | 0 | 6.4374 | 2.9383 | 3.0462 | 7.1808 | 0 | 0 | 0 | 0 | 0 | 0 | 0 | 53.2116 | 54.6941 | 18.9593 | 26.1227 | 0 | 0 | 0 | 0 | 0 | 0 | 1865.888 | 1169.5501 | 860.666 | 330.5463 | 508.2239 | 0 | 0 | 0 | 0 | 0 | 0 | 14% | 25.13% | 31.84% | 11.69% | 17.34% | 0% | 0% | 0% | 0% | 0% | 100% | [10 empty] | 638.7197 | 1146.4578 | 1452.5723 | 533.4929 | 791.0412 | 0 | 0 | 0 | 0 | 0 | 6.4374 | -2.0082 | 5.4106 | 6.364 | 3.3989 | 0 | 0 | 0 | 0 | 0 | 53.2116 | -2.2352 | 49.518 | 25.9672 | 26.5261 | 0 | 0 | 0 | 0 | 0 | 698.3688 | 1142.2144 | 1507.5009 | 565.8241 | 820.9661 | 0 | 0 | 0 | 0 | 0 | 0
264 | WMTS Redevelopment Project | Replacement - Major Station CBD | Major Station | TRUE | Switchgear | Network | Labour - External | 50% |  | 9329.4401 | 5549.5054 | 4015.1679 | 1542.7042 | 2374.6018 | 0 | 0 | 0 | 0 | 0 | 0 | 0 | 32.1871 | -10.5544 | -2.2495 | [5 empty] | 0 | 0 | 0 | 266.058 | 271.7572 | 93.7327 | 128.6681 | 0 | 0 | 0 | 0 | 0 | 0 | 9329.4401 | 5847.7505 | 4276.3707 | 1634.1874 | 2503.2698 | 0 | 0 | 0 | 0 | 0 | 0 | 14% | 25.13% | 31.84% | 11.69% | 17.34% | 0% | 0% | 0% | 0% | 0% | 100% | [10 empty] | 3193.5987 | 5732.2889 | 7262.8616 | 2667.4644 | 3955.2058 | 0 | 0 | 0 | 0 | 0 | 32.1871 | -21.9675 | 5.1345 | 0.66826 | 3.3608 | 0 | 0 | 0 | 0 | 0 | 266.058 | -11.9853 | 246.1995 | 128.1322 | 131.8116 | 0 | 0 | 0 | 0 | 0 | 3491.8439 | 5698.3361 | 7514.1955 | 2796.2648 | 4090.3782 | 0 | 0 | 0 | 0 | 0 | 0
265 | WMTS Redevelopment Project | Replacement - Major Station CBD | Major Station | TRUE | Transformers | Network | Materials | 40% |  | 2409.7929 | 1433.4363 | 1037.1172 | 398.4803 | 613.3593 | 0 | 0 | 0 | 0 | 0 | 0 | 0 | 0 | 0 | 0 | 0 | 0 | 0 | 0 | 0 | 0 | 0 | 0 | 68.3265 | 70.3798 | 24.2465 | 33.2349 | 0 | 0 | 0 | 0 | 0 | 0 | 2409.7929 | 1501.7628 | 1107.4971 | 422.7268 | 646.5942 | 0 | 0 | 0 | 0 | 0 | 0 | 14% | 25.13% | 31.84% | 11.69% | 17.34% | 0% | 0% | 0% | 0% | 0% | 100% | [10 empty] | 824.906 | 1480.6493 | 1875.996 | 689.0056 | 1021.629 | 0 | 0 | 0 | 0 | 0 | 0 | 0 | 0 | 0 | 0 | 0 | 0 | 0 | 0 | 0 | 68.3265 | -2.7993 | 63.5537 | 33.0905 | 34.0164 | 0 | 0 | 0 | 0 | 0 | 893.2325 | 1477.85 | 1939.5497 | 722.0961 | 1055.6454 | 0 | 0 | 0 | 0 | 0 | 0
266 | WMTS Redevelopment Project | Replacement - Major Station CBD | Major Station | TRUE | Transformers | Network | Labour - Internal | 10% |  | 602.4482 | 358.3591 | 259.2793 | 99.6201 | 153.3398 | 0 | 0 | 0 | 0 | 0 | 0 | 0 | 2.0785 | 0.94872 | 0.98354 | 2.3185 | 0 | 0 | 0 | 0 | 0 | 0 | 0 | 17.1807 | 17.6593 | 6.1215 | 8.4344 | 0 | 0 | 0 | 0 | 0 | 0 | 602.4482 | 377.6183 | 277.8874 | 106.7251 | 164.0927 | 0 | 0 | 0 | 0 | 0 | 0 | 14% | 25.13% | 31.84% | 11.69% | 17.34% | 0% | 0% | 0% | 0% | 0% | 100% | [10 empty] | 206.2265 | 370.1623 | 468.999 | 172.2514 | 255.4073 | 0 | 0 | 0 | 0 | 0 | 2.0785 | -0.64838 | 1.747 | 2.0548 | 1.0974 | 0 | 0 | 0 | 0 | 0 | 17.1807 | -0.72169 | 15.9881 | 8.3842 | 8.5646 | 0 | 0 | 0 | 0 | 0 | 225.4857 | 368.7923 | 486.734 | 182.6904 | 265.0693 | 0 | 0 | 0 | 0 | 0 | 0
267 | WMTS Redevelopment Project | Replacement - Major Station CBD | Major Station | TRUE | Transformers | Network | Labour - External | 50% |  | 3012.2411 | 1791.7954 | 1296.3965 | 498.1003 | 766.6991 | 0 | 0 | 0 | 0 | 0 | 0 | 0 | 10.3924 | -3.4077 | -0.72632 | [5 empty] | 0 | 0 | 0 | 85.9034 | 87.7435 | 30.2639 | 41.5437 | 0 | 0 | 0 | 0 | 0 | 0 | 3012.2411 | 1888.0913 | 1380.7323 | 527.6379 | 808.2428 | 0 | 0 | 0 | 0 | 0 | 0 | 14% | 25.13% | 31.84% | 11.69% | 17.34% | 0% | 0% | 0% | 0% | 0% | 100% | [10 empty] | 1031.1325 | 1850.8116 | 2344.995 | 861.257 | 1277.0363 | 0 | 0 | 0 | 0 | 0 | 10.3924 | -7.0927 | 1.6578 | 0.21577 | 1.0851 | 0 | 0 | 0 | 0 | 0 | 85.9034 | -3.8698 | 79.4916 | 41.3707 | 42.5587 | 0 | 0 | 0 | 0 | 0 | 1127.4284 | 1839.8491 | 2426.1444 | 902.8434 | 1320.6801 | 0 | 0 | 0 | 0 | 0 | 0
268 | WMTS Redevelopment Project | Replacement - Major Station CBD | Major Station | TRUE | Establishment | Network | Materials | 40% |  | 3819.1559 | 2271.779 | 1643.6734 | 631.5307 | 972.0813 | 0 | 0 | 0 | 0 | 0 | 0 | 0 | 0 | 0 | 0 | 0 | 0 | 0 | 0 | 0 | 0 | 0 | 0 | 108.2871 | 111.5414 | 38.427 | 52.6723 | 0 | 0 | 0 | 0 | 0 | 0 | 3819.1559 | 2380.0661 | 1755.2148 | 669.9577 | 1024.7537 | 0 | 0 | 0 | 0 | 0 | 0 | 14% | 25.13% | 31.84% | 11.69% | 17.34% | 0% | 0% | 0% | 0% | 0% | 100% | [10 empty] | 1307.3509 | 2346.6044 | 2973.1689 | 1091.9693 | 1619.1269 | 0 | 0 | 0 | 0 | 0 | 0 | 0 | 0 | 0 | 0 | 0 | 0 | 0 | 0 | 0 | 108.2871 | -4.4365 | 100.723 | 52.4434 | 53.9109 | 0 | 0 | 0 | 0 | 0 | 1415.6379 | 2342.1679 | 3073.8919 | 1144.4127 | 1673.0378 | 0 | 0 | 0 | 0 | 0 | 0
269 | WMTS Redevelopment Project | Replacement - Major Station CBD | Major Station | TRUE | Establishment | Network | Labour - Internal | 10% |  | 954.789 | 567.9448 | 410.9184 | 157.8827 | 243.0203 | 0 | 0 | 0 | 0 | 0 | 0 | 0 | 3.2941 | 1.5036 | 1.5588 | 3.6745 | 0 | 0 | 0 | 0 | 0 | 0 | 0 | 27.2288 | 27.9874 | 9.7016 | 13.3672 | 0 | 0 | 0 | 0 | 0 | 0 | 954.789 | 598.4676 | 440.4093 | 169.143 | 260.062 | 0 | 0 | 0 | 0 | 0 | 0 | 14% | 25.13% | 31.84% | 11.69% | 17.34% | 0% | 0% | 0% | 0% | 0% | 100% | [10 empty] | 326.8377 | 586.6511 | 743.2922 | 272.9923 | 404.7817 | 0 | 0 | 0 | 0 | 0 | 3.2941 | -1.0276 | 2.7687 | 3.2565 | 1.7392 | 0 | 0 | 0 | 0 | 0 | 27.2288 | -1.1438 | 25.3387 | 13.2876 | 13.5736 | 0 | 0 | 0 | 0 | 0 | 357.3606 | 584.4797 | 771.3996 | 289.5365 | 420.0946 | 0 | 0 | 0 | 0 | 0 | 0
270 | WMTS Redevelopment Project | Replacement - Major Station CBD | Major Station | TRUE | Establishment | Network | Labour - External | 50% |  | 4773.9449 | 2839.7238 | 2054.5918 | 789.4134 | 1215.1017 | 0 | 0 | 0 | 0 | 0 | 0 | 0 | 16.4704 | -5.4008 | -1.1511 | [5 empty] | 0 | 0 | 0 | 136.1439 | 139.0602 | 47.9637 | 65.8404 | 0 | 0 | 0 | 0 | 0 | 0 | 4773.9449 | 2992.3381 | 2188.2512 | 836.226 | 1280.9421 | 0 | 0 | 0 | 0 | 0 | 0 | 14% | 25.13% | 31.84% | 11.69% | 17.34% | 0% | 0% | 0% | 0% | 0% | 100% | [10 empty] | 1634.1886 | 2933.2555 | 3716.4611 | 1364.9617 | 2023.9087 | 0 | 0 | 0 | 0 | 0 | 16.4704 | -11.2409 | 2.6274 | 0.34196 | 1.7197 | 0 | 0 | 0 | 0 | 0 | 136.1439 | -6.133 | 125.9821 | 65.5662 | 67.449 | 0 | 0 | 0 | 0 | 0 | 1786.8029 | 2915.8816 | 3845.0706 | 1430.8698 | 2093.0774 | 0 | 0 | 0 | 0 | 0 | 0
271 | LYPS & HWTS 500kV CB Replacement Stage 1 | Replacement - Major Station | Major Station | TRUE | Switchgear | Network | Materials | 40% |  | 7398.5899 | 2436.6821 | 1753.2834 | 1156.6803 | 0 | 0 | 0 | 0 | 0 | 0 | 0 | 0 | 0 | 0 | 0 | 0 | 0 | 0 | 0 | 0 | 0 | 0 | 0 | 116.1474 | 118.9796 | 70.381 | 0 | 0 | 0 | 0 | 0 | 0 | 0 | 7398.5899 | 2552.8295 | 1872.263 | 1227.0614 | 0 | 0 | 0 | 0 | 0 | 0 | 0 | 0% | 96.8% | 3.197% | 0% | 0% | 0% | 0% | 0% | 0% | 0% | 100% | [10 empty] | 0 | 12337.7653 | 407.4704 | 0 | 0 | 0 | 0 | 0 | 0 | 0 | 0 | 0 | 0 | 0 | 0 | 0 | 0 | 0 | 0 | 0 | 0 | 235.127 | 70.381 | 0 | 0 | 0 | 0 | 0 | 0 | 0 | 0 | 12572.8923 | 477.8514 | 0 | 0 | 0 | 0 | 0 | 0 | 0 | 0
272 | LYPS & HWTS 500kV CB Replacement Stage 1 | Replacement - Major Station | Major Station | TRUE | Switchgear | Network | Labour - Internal | 10% |  | 1849.6475 | 609.1705 | 438.3208 | 289.1701 | 0 | 0 | 0 | 0 | 0 | 0 | 0 | 0 | 3.5332 | 1.6038 | 2.8549 | 0 | 0 | 0 | 0 | 0 | 0 | 0 | 0 | 29.2053 | 29.8537 | 17.769 | 0 | 0 | 0 | 0 | 0 | 0 | 0 | 1849.6475 | 641.909 | 469.7784 | 309.794 | 0 | 0 | 0 | 0 | 0 | 0 | 0 | 0% | 96.8% | 3.197% | 0% | 0% | 0% | 0% | 0% | 0% | 0% | 100% | [10 empty] | 0 | 3084.4413 | 101.8676 | 0 | 0 | 0 | 0 | 0 | 0 | 0 | 0 | 5.137 | 2.8549 | 0 | 0 | 0 | 0 | 0 | 0 | 0 | 0 | 59.059 | 17.769 | 0 | 0 | 0 | 0 | 0 | 0 | 0 | 0 | 3148.6374 | 122.4915 | 0 | 0 | 0 | 0 | 0 | 0 | 0 | 0
273 | LYPS & HWTS 500kV CB Replacement Stage 1 | Replacement - Major Station | Major Station | TRUE | Switchgear | Network | Labour - External | 50% |  | 9248.2374 | 3045.8526 | 2191.6042 | 1445.8504 | 0 | 0 | 0 | 0 | 0 | 0 | 0 | 0 | 17.6659 | -5.7609 | -2.1083 | [5 empty] | 0 | 0 | 0 | 146.0263 | 148.3336 | 87.848 | 0 | 0 | 0 | 0 | 0 | 0 | 0 | 9248.2374 | 3209.5449 | 2334.1768 | 1531.5901 | 0 | 0 | 0 | 0 | 0 | 0 | 0 | 0% | 96.8% | 3.197% | 0% | 0% | 0% | 0% | 0% | 0% | 0% | 100% | [10 empty] | 0 | 15422.2067 | 509.338 | 0 | 0 | 0 | 0 | 0 | 0 | 0 | 0 | 11.905 | -2.1083 | 0 | 0 | 0 | 0 | 0 | 0 | 0 | 0 | 294.3598 | 87.848 | 0 | 0 | 0 | 0 | 0 | 0 | 0 | 0 | 15728.4716 | 595.0777 | 0 | 0 | 0 | 0 | 0 | 0 | 0 | 0
274 | ERTS Redevelopment - Stage 1 | Replacement - Major Station | Major Station | TRUE | Secondary | Network | Materials | 40% |  | 250.9263 | 201.9776 | 273.6534 | 375.6733 | 0 | 0 | 0 | 0 | 0 | 0 | 0 | 0 | 0 | 0 | 0 | 0 | 0 | 0 | 0 | 0 | 0 | 0 | 0 | 9.6275 | 18.5704 | 22.8588 | 0 | 0 | 0 | 0 | 0 | 0 | 0 | 250.9263 | 211.6051 | 292.2238 | 398.5321 | 0 | 0 | 0 | 0 | 0 | 0 | 0 | 20% | 80% | 0% | 0% | 0% | 0% | 0% | 0% | 0% | 0% | 100% | [10 empty] | 220.4461 | 881.7845 | 0 | 0 | 0 | 0 | 0 | 0 | 0 | 0 | 0 | 0 | 0 | 0 | 0 | 0 | 0 | 0 | 0 | 0 | 9.6275 | 33.1504 | 0 | 0 | 0 | 0 | 0 | 0 | 0 | 0 | 230.0736 | 914.9349 | 0 | 0 | 0 | 0 | 0 | 0 | 0 | 0 | -8.2788
275 | ERTS Redevelopment - Stage 1 | Replacement - Major Station | Major Station | TRUE | Secondary | Network | Labour - Internal | 10% |  | 62.7316 | 50.4944 | 68.4134 | 93.9183 | 0 | 0 | 0 | 0 | 0 | 0 | 0 | 0 | 0.29287 | 0.25033 | 0.92725 | 0 | 0 | 0 | 0 | 0 | 0 | 0 | 0 | 2.4208 | 4.6596 | 5.7711 | 0 | 0 | 0 | 0 | 0 | 0 | 0 | 62.7316 | 53.2081 | 73.3233 | 100.6167 | 0 | 0 | 0 | 0 | 0 | 0 | 0 | 20% | 80% | 0% | 0% | 0% | 0% | 0% | 0% | 0% | 0% | 100% | [10 empty] | 55.1115 | 220.4461 | 0 | 0 | 0 | 0 | 0 | 0 | 0 | 0 | 0.29287 | 0.53119 | 0 | 0 | 0 | 0 | 0 | 0 | 0 | 0 | 2.4208 | 8.3206 | 0 | 0 | 0 | 0 | 0 | 0 | 0 | 0 | 57.8252 | 229.2979 | 0 | 0 | 0 | 0 | 0 | 0 | 0 | 0 | -2.7565
276 | ERTS Redevelopment - Stage 1 | Replacement - Major Station | Major Station | TRUE | Secondary | Network | Labour - External | 50% |  | 313.6579 | 252.472 | 342.0668 | 469.5916 | 0 | 0 | 0 | 0 | 0 | 0 | 0 | 0 | 1.4643 | -0.89917 | -0.68475 | [5 empty] | 0 | 0 | 0 | 12.1042 | 23.152 | 28.5318 | 0 | 0 | 0 | 0 | 0 | 0 | 0 | 313.6579 | 266.0405 | 364.3196 | 497.4387 | 0 | 0 | 0 | 0 | 0 | 0 | 0 | 20% | 80% | 0% | 0% | 0% | 0% | 0% | 0% | 0% | 0% | 100% | [10 empty] | 275.5577 | 1102.2306 | 0 | 0 | 0 | 0 | 0 | 0 | 0 | 0 | 1.4643 | -0.60694 | 0 | 0 | 0 | 0 | 0 | 0 | 0 | 0 | 12.1042 | 41.3815 | 0 | 0 | 0 | 0 | 0 | 0 | 0 | 0 | 289.1262 | 1143.0052 | 0 | 0 | 0 | 0 | 0 | 0 | 0 | 0 | -9.3253
277 | ERTS Redevelopment - Stage 1 | Replacement - Major Station | Major Station | TRUE | Switchgear | Network | Materials | 40% |  | 451.7256 | 363.6065 | 492.6396 | 676.2991 | 0 | 0 | 0 | 0 | 0 | 0 | 0 | 0 | 0 | 0 | 0 | 0 | 0 | 0 | 0 | 0 | 0 | 0 | 0 | 17.3317 | 33.431 | 41.1511 | 0 | 0 | 0 | 0 | 0 | 0 | 0 | 451.7256 | 380.9382 | 526.0707 | 717.4502 | 0 | 0 | 0 | 0 | 0 | 0 | 0 | 20% | 80% | 0% | 0% | 0% | 0% | 0% | 0% | 0% | 0% | 100% | [10 empty] | 396.8542 | 1587.4167 | 0 | 0 | 0 | 0 | 0 | 0 | 0 | 0 | 0 | 0 | 0 | 0 | 0 | 0 | 0 | 0 | 0 | 0 | 17.3317 | 59.6784 | 0 | 0 | 0 | 0 | 0 | 0 | 0 | 0 | 414.1859 | 1647.0951 | 0 | 0 | 0 | 0 | 0 | 0 | 0 | 0 | -14.9037
278 | ERTS Redevelopment - Stage 1 | Replacement - Major Station | Major Station | TRUE | Switchgear | Network | Labour - Internal | 10% |  | 112.9314 | 90.9016 | 123.1599 | 169.0748 | 0 | 0 | 0 | 0 | 0 | 0 | 0 | 0 | 0.52723 | 0.45065 | 1.6693 | 0 | 0 | 0 | 0 | 0 | 0 | 0 | 0 | 4.3581 | 8.3883 | 10.3893 | 0 | 0 | 0 | 0 | 0 | 0 | 0 | 112.9314 | 95.7869 | 131.9989 | 181.1334 | 0 | 0 | 0 | 0 | 0 | 0 | 0 | 20% | 80% | 0% | 0% | 0% | 0% | 0% | 0% | 0% | 0% | 100% | [10 empty] | 99.2135 | 396.8542 | 0 | 0 | 0 | 0 | 0 | 0 | 0 | 0 | 0.52723 | 0.95627 | 0 | 0 | 0 | 0 | 0 | 0 | 0 | 0 | 4.3581 | 14.979 | 0 | 0 | 0 | 0 | 0 | 0 | 0 | 0 | 104.0988 | 412.7894 | 0 | 0 | 0 | 0 | 0 | 0 | 0 | 0 | -4.9623
279 | ERTS Redevelopment - Stage 1 | Replacement - Major Station | Major Station | TRUE | Switchgear | Network | Labour - External | 50% |  | 564.657 | 454.5081 | 615.7996 | 845.3739 | 0 | 0 | 0 | 0 | 0 | 0 | 0 | 0 | 2.6361 | -1.6187 | -1.2327 | [5 empty] | 0 | 0 | 0 | 21.7903 | 41.6789 | 51.3638 | 0 | 0 | 0 | 0 | 0 | 0 | 0 | 564.657 | 478.9346 | 655.8598 | 895.505 | 0 | 0 | 0 | 0 | 0 | 0 | 0 | 20% | 80% | 0% | 0% | 0% | 0% | 0% | 0% | 0% | 0% | 100% | [10 empty] | 496.0677 | 1984.2709 | 0 | 0 | 0 | 0 | 0 | 0 | 0 | 0 | 2.6361 | -1.0926 | 0 | 0 | 0 | 0 | 0 | 0 | 0 | 0 | 21.7903 | 74.4963 | 0 | 0 | 0 | 0 | 0 | 0 | 0 | 0 | 520.4942 | 2057.6745 | 0 | 0 | 0 | 0 | 0 | 0 | 0 | 0 | -16.7877
280 | ERTS Redevelopment - Stage 1 | Replacement - Major Station | Major Station | TRUE | Transformers | Network | Materials | 40% |  | 642.6385 | 517.2776 | 700.844 | 962.1236 | 0 | 0 | 0 | 0 | 0 | 0 | 0 | 0 | 0 | 0 | 0 | 0 | 0 | 0 | 0 | 0 | 0 | 0 | 0 | 24.6567 | 47.56 | 58.5428 | 0 | 0 | 0 | 0 | 0 | 0 | 0 | 642.6385 | 541.9342 | 748.404 | 1020.6663 | 0 | 0 | 0 | 0 | 0 | 0 | 0 | 20% | 80% | 0% | 0% | 0% | 0% | 0% | 0% | 0% | 0% | 100% | [10 empty] | 564.5767 | 2258.3069 | 0 | 0 | 0 | 0 | 0 | 0 | 0 | 0 | 0 | 0 | 0 | 0 | 0 | 0 | 0 | 0 | 0 | 0 | 24.6567 | 84.9003 | 0 | 0 | 0 | 0 | 0 | 0 | 0 | 0 | 589.2334 | 2343.2072 | 0 | 0 | 0 | 0 | 0 | 0 | 0 | 0 | -21.2025
281 | ERTS Redevelopment - Stage 1 | Replacement - Major Station | Major Station | TRUE | Transformers | Network | Labour - Internal | 10% |  | 160.6596 | 129.3194 | 175.211 | 240.5309 | 0 | 0 | 0 | 0 | 0 | 0 | 0 | 0 | 0.75005 | 0.64111 | 2.3747 | 0 | 0 | 0 | 0 | 0 | 0 | 0 | 0 | 6.1999 | 11.9335 | 14.7802 | 0 | 0 | 0 | 0 | 0 | 0 | 0 | 160.6596 | 136.2694 | 187.7856 | 257.6858 | 0 | 0 | 0 | 0 | 0 | 0 | 0 | 20% | 80% | 0% | 0% | 0% | 0% | 0% | 0% | 0% | 0% | 100% | [10 empty] | 141.1442 | 564.5767 | 0 | 0 | 0 | 0 | 0 | 0 | 0 | 0 | 0.75005 | 1.3604 | 0 | 0 | 0 | 0 | 0 | 0 | 0 | 0 | 6.1999 | 21.3096 | 0 | 0 | 0 | 0 | 0 | 0 | 0 | 0 | 148.0942 | 587.2467 | 0 | 0 | 0 | 0 | 0 | 0 | 0 | 0 | -7.0596
282 | ERTS Redevelopment - Stage 1 | Replacement - Major Station | Major Station | TRUE | Transformers | Network | Labour - External | 50% |  | 803.2981 | 646.597 | 876.0551 | 1202.6544 | 0 | 0 | 0 | 0 | 0 | 0 | 0 | 0 | 3.7503 | -2.3028 | -1.7537 | [5 empty] | 0 | 0 | 0 | 30.9996 | 59.2937 | 73.0717 | 0 | 0 | 0 | 0 | 0 | 0 | 0 | 803.2981 | 681.3468 | 933.046 | 1273.9725 | 0 | 0 | 0 | 0 | 0 | 0 | 0 | 20% | 80% | 0% | 0% | 0% | 0% | 0% | 0% | 0% | 0% | 100% | [10 empty] | 705.7209 | 2822.8837 | 0 | 0 | 0 | 0 | 0 | 0 | 0 | 0 | 3.7503 | -1.5544 | 0 | 0 | 0 | 0 | 0 | 0 | 0 | 0 | 30.9996 | 105.9807 | 0 | 0 | 0 | 0 | 0 | 0 | 0 | 0 | 740.4708 | 2927.31 | 0 | 0 | 0 | 0 | 0 | 0 | 0 | 0 | -23.8826
283 | ERTS Redevelopment - Stage 1 | Replacement - Major Station | Major Station | TRUE | Establishment | Network | Materials | 40% |  | 115.3092 | 92.8156 | 125.7531 | 172.6348 | 0 | 0 | 0 | 0 | 0 | 0 | 0 | 0 | 0 | 0 | 0 | 0 | 0 | 0 | 0 | 0 | 0 | 0 | 0 | 4.4242 | 8.5337 | 10.5044 | 0 | 0 | 0 | 0 | 0 | 0 | 0 | 115.3092 | 97.2398 | 134.2869 | 183.1391 | 0 | 0 | 0 | 0 | 0 | 0 | 0 | 20% | 80% | 0% | 0% | 0% | 0% | 0% | 0% | 0% | 0% | 100% | [10 empty] | 101.3025 | 405.2102 | 0 | 0 | 0 | 0 | 0 | 0 | 0 | 0 | 0 | 0 | 0 | 0 | 0 | 0 | 0 | 0 | 0 | 0 | 4.4242 | 15.2337 | 0 | 0 | 0 | 0 | 0 | 0 | 0 | 0 | 105.7267 | 420.4439 | 0 | 0 | 0 | 0 | 0 | 0 | 0 | 0 | -3.8044
284 | ERTS Redevelopment - Stage 1 | Replacement - Major Station | Major Station | TRUE | Establishment | Network | Labour - Internal | 10% |  | 28.8273 | 23.2039 | 31.4383 | 43.1587 | 0 | 0 | 0 | 0 | 0 | 0 | 0 | 0 | 0.13458 | 0.11503 | 0.4261 | 0 | 0 | 0 | 0 | 0 | 0 | 0 | 0 | 1.1125 | 2.1412 | 2.652 | 0 | 0 | 0 | 0 | 0 | 0 | 0 | 28.8273 | 24.4509 | 33.6946 | 46.2368 | 0 | 0 | 0 | 0 | 0 | 0 | 0 | 20% | 80% | 0% | 0% | 0% | 0% | 0% | 0% | 0% | 0% | 100% | [10 empty] | 25.3256 | 101.3025 | 0 | 0 | 0 | 0 | 0 | 0 | 0 | 0 | 0.13458 | 0.2441 | 0 | 0 | 0 | 0 | 0 | 0 | 0 | 0 | 1.1125 | 3.8236 | 0 | 0 | 0 | 0 | 0 | 0 | 0 | 0 | 26.5727 | 105.3702 | 0 | 0 | 0 | 0 | 0 | 0 | 0 | 0 | -1.2667
285 | ERTS Redevelopment - Stage 1 | Replacement - Major Station | Major Station | TRUE | Establishment | Network | Labour - External | 50% |  | 144.1366 | 116.0195 | 157.1914 | 215.7934 | 0 | 0 | 0 | 0 | 0 | 0 | 0 | 0 | 0.67291 | -0.4132 | -0.31467 | [5 empty] | 0 | 0 | 0 | 5.5623 | 10.6391 | 13.1113 | 0 | 0 | 0 | 0 | 0 | 0 | 0 | 144.1366 | 122.2547 | 167.4173 | 228.5901 | 0 | 0 | 0 | 0 | 0 | 0 | 0 | 20% | 80% | 0% | 0% | 0% | 0% | 0% | 0% | 0% | 0% | 100% | [10 empty] | 126.6282 | 506.5127 | 0 | 0 | 0 | 0 | 0 | 0 | 0 | 0 | 0.67291 | -0.27891 | 0 | 0 | 0 | 0 | 0 | 0 | 0 | 0 | 5.5623 | 19.0162 | 0 | 0 | 0 | 0 | 0 | 0 | 0 | 0 | 132.8634 | 525.25 | 0 | 0 | 0 | 0 | 0 | 0 | 0 | 0 | -4.2853
286 | SVTS Redevelopment Project | Replacement - Major Station | Major Station | TRUE | Secondary | Network | Materials | 40% |  | 303.4769 | 737.9252 | 503.0726 | 246.3011 | 812.5286 | 0 | 0 | 0 | 0 | 0 | 0 | 0 | 0 | 0 | 0 | 0 | 0 | 0 | 0 | 0 | 0 | 0 | 0 | 35.1741 | 34.139 | 14.9868 | 44.027 | 0 | 0 | 0 | 0 | 0 | 0 | 303.4769 | 773.0992 | 537.2116 | 261.2879 | 856.5555 | 0 | 0 | 0 | 0 | 0 | 0 | 0% | 38.46% | 28.85% | 19.23% | 13.46% | 0% | 0% | 0% | 0% | 0% | 100% | [10 empty] | 0 | 1001.2709 | 750.9532 | 500.6354 | 350.4448 | 0 | 0 | 0 | 0 | 0 | 0 | 0 | 0 | 0 | 0 | 0 | 0 | 0 | 0 | 0 | 0 | 69.3131 | 13.172 | 28.567 | 17.2748 | 0 | 0 | 0 | 0 | 0 | 0 | 1070.584 | 764.1252 | 529.2024 | 367.7196 | 0 | 0 | 0 | 0 | 0 | 0
287 | SVTS Redevelopment Project | Replacement - Major Station | Major Station | TRUE | Secondary | Network | Labour - Internal | 10% |  | 75.8692 | 184.4813 | 125.7681 | 61.5753 | 203.1321 | 0 | 0 | 0 | 0 | 0 | 0 | 0 | 1.07 | 0.46019 | 0.60793 | 3.0714 | 0 | 0 | 0 | 0 | 0 | 0 | 0 | 8.8445 | 8.566 | 3.7837 | 11.1732 | 0 | 0 | 0 | 0 | 0 | 0 | 75.8692 | 194.3958 | 134.7943 | 65.9669 | 217.3767 | 0 | 0 | 0 | 0 | 0 | 0 | 0% | 38.46% | 28.85% | 19.23% | 13.46% | 0% | 0% | 0% | 0% | 0% | 100% | [10 empty] | 0 | 250.3177 | 187.7383 | 125.1589 | 87.6112 | 0 | 0 | 0 | 0 | 0 | 0 | 1.5302 | 0.5619 | 2.4161 | 0.70128 | 0 | 0 | 0 | 0 | 0 | 0 | 17.4105 | 3.3274 | 7.2723 | 4.3571 | 0 | 0 | 0 | 0 | 0 | 0 | 269.2584 | 191.6276 | 134.8473 | 92.6696 | 0 | 0 | 0 | 0 | 0 | 0
288 | SVTS Redevelopment Project | Replacement - Major Station | Major Station | TRUE | Secondary | Network | Labour - External | 50% |  | 379.3461 | 922.4065 | 628.8407 | 307.8764 | 1015.6607 | 0 | 0 | 0 | 0 | 0 | 0 | 0 | 5.35 | -1.653 | -0.44894 | [5 empty] | 0 | 0 | 0 | 44.2226 | 42.5616 | 18.7062 | 55.0337 | 0 | 0 | 0 | 0 | 0 | 0 | 379.3461 | 971.979 | 669.7493 | 326.1336 | 1070.6944 | 0 | 0 | 0 | 0 | 0 | 0 | 0% | 38.46% | 28.85% | 19.23% | 13.46% | 0% | 0% | 0% | 0% | 0% | 100% | [10 empty] | 0 | 1251.5886 | 938.6915 | 625.7943 | 438.056 | 0 | 0 | 0 | 0 | 0 | 0 | 3.697 | -0.51886 | -0.36731 | 0.43723 | 0 | 0 | 0 | 0 | 0 | 0 | 86.7842 | 16.4352 | 35.6957 | 21.609 | 0 | 0 | 0 | 0 | 0 | 0 | 1342.0698 | 954.6078 | 661.1227 | 460.1023 | 0 | 0 | 0 | 0 | 0 | 0
289 | SVTS Redevelopment Project | Replacement - Major Station | Major Station | TRUE | Switchgear | Network | Materials | 40% |  | 951.3757 | 2313.3359 | 1577.0919 | 772.1342 | 2547.2115 | 0 | 0 | 0 | 0 | 0 | 0 | 0 | 0 | 0 | 0 | 0 | 0 | 0 | 0 | 0 | 0 | 0 | 0 | 110.2679 | 107.0231 | 46.9824 | 138.021 | 0 | 0 | 0 | 0 | 0 | 0 | 951.3757 | 2423.6038 | 1684.115 | 819.1166 | 2685.2325 | 0 | 0 | 0 | 0 | 0 | 0 | 0% | 38.46% | 28.85% | 19.23% | 13.46% | 0% | 0% | 0% | 0% | 0% | 100% | [10 empty] | 0 | 3138.9035 | 2354.1776 | 1569.4518 | 1098.6162 | 0 | 0 | 0 | 0 | 0 | 0 | 0 | 0 | 0 | 0 | 0 | 0 | 0 | 0 | 0 | 0 | 217.291 | 41.2931 | 89.5552 | 54.155 | 0 | 0 | 0 | 0 | 0 | 0 | 3356.1945 | 2395.4708 | 1659.007 | 1152.7712 | 0 | 0 | 0 | 0 | 0 | 0
290 | SVTS Redevelopment Project | Replacement - Major Station | Major Station | TRUE | Switchgear | Network | Labour - Internal | 10% |  | 237.8439 | 578.334 | 394.273 | 193.0335 | 636.8029 | 0 | 0 | 0 | 0 | 0 | 0 | 0 | 3.3543 | 1.4427 | 1.9058 | 9.6285 | 0 | 0 | 0 | 0 | 0 | 0 | 0 | 27.7269 | 26.8537 | 11.8616 | 35.027 | 0 | 0 | 0 | 0 | 0 | 0 | 237.8439 | 609.4152 | 422.5693 | 206.8009 | 681.4584 | 0 | 0 | 0 | 0 | 0 | 0 | 0% | 38.46% | 28.85% | 19.23% | 13.46% | 0% | 0% | 0% | 0% | 0% | 100% | [10 empty] | 0 | 784.7259 | 588.5444 | 392.3629 | 274.6541 | 0 | 0 | 0 | 0 | 0 | 0 | 4.797 | 1.7615 | 7.5744 | 2.1984 | 0 | 0 | 0 | 0 | 0 | 0 | 54.5805 | 10.4312 | 22.798 | 13.6593 | 0 | 0 | 0 | 0 | 0 | 0 | 844.1034 | 600.7371 | 422.7353 | 290.5118 | 0 | 0 | 0 | 0 | 0 | 0
291 | SVTS Redevelopment Project | Replacement - Major Station | Major Station | TRUE | Switchgear | Network | Labour - External | 50% |  | 1189.2196 | 2891.6698 | 1971.3649 | 965.1677 | 3184.0144 | 0 | 0 | 0 | 0 | 0 | 0 | 0 | 16.7717 | -5.182 | -1.4074 | [5 empty] | 0 | 0 | 0 | 138.6343 | 133.4272 | 58.6423 | 172.5262 | 0 | 0 | 0 | 0 | 0 | 0 | 1189.2196 | 3047.0759 | 2099.6101 | 1022.4027 | 3356.5406 | 0 | 0 | 0 | 0 | 0 | 0 | 0% | 38.46% | 28.85% | 19.23% | 13.46% | 0% | 0% | 0% | 0% | 0% | 100% | [10 empty] | 0 | 3923.6294 | 2942.7221 | 1961.8147 | 1373.2703 | 0 | 0 | 0 | 0 | 0 | 0 | 11.5897 | -1.6266 | -1.1515 | 1.3707 | 0 | 0 | 0 | 0 | 0 | 0 | 272.0615 | 51.523 | 111.9031 | 67.7425 | 0 | 0 | 0 | 0 | 0 | 0 | 4207.2806 | 2992.6184 | 2072.5663 | 1442.3835 | 0 | 0 | 0 | 0 | 0 | 0
292 | SVTS Redevelopment Project | Replacement - Major Station | Major Station | TRUE | Transformers | Network | Materials | 40% |  | 763.8568 | 1857.3708 | 1266.2426 | 619.9443 | 2045.1489 | 0 | 0 | 0 | 0 | 0 | 0 | 0 | 0 | 0 | 0 | 0 | 0 | 0 | 0 | 0 | 0 | 0 | 0 | 88.5338 | 85.9285 | 37.722 | 110.8166 | 0 | 0 | 0 | 0 | 0 | 0 | 763.8568 | 1945.9046 | 1352.1711 | 657.6664 | 2155.9655 | 0 | 0 | 0 | 0 | 0 | 0 | 0% | 38.46% | 28.85% | 19.23% | 13.46% | 0% | 0% | 0% | 0% | 0% | 100% | [10 empty] | 0 | 2520.2167 | 1890.1625 | 1260.1083 | 882.0758 | 0 | 0 | 0 | 0 | 0 | 0 | 0 | 0 | 0 | 0 | 0 | 0 | 0 | 0 | 0 | 0 | 174.4623 | 33.1541 | 71.9036 | 43.4809 | 0 | 0 | 0 | 0 | 0 | 0 | 2694.679 | 1923.3166 | 1332.012 | 925.5567 | 0 | 0 | 0 | 0 | 0 | 0
293 | SVTS Redevelopment Project | Replacement - Major Station | Major Station | TRUE | Transformers | Network | Labour - Internal | 10% |  | 190.9642 | 464.3427 | 316.5607 | 154.9861 | 511.2872 | 0 | 0 | 0 | 0 | 0 | 0 | 0 | 2.6932 | 1.1583 | 1.5302 | 7.7307 | 0 | 0 | 0 | 0 | 0 | 0 | 0 | 22.2618 | 21.5607 | 9.5236 | 28.123 | 0 | 0 | 0 | 0 | 0 | 0 | 190.9642 | 489.2977 | 339.2797 | 166.0399 | 547.141 | 0 | 0 | 0 | 0 | 0 | 0 | 0% | 38.46% | 28.85% | 19.23% | 13.46% | 0% | 0% | 0% | 0% | 0% | 100% | [10 empty] | 0 | 630.0542 | 472.5406 | 315.0271 | 220.519 | 0 | 0 | 0 | 0 | 0 | 0 | 3.8515 | 1.4143 | 6.0814 | 1.7651 | 0 | 0 | 0 | 0 | 0 | 0 | 43.8226 | 8.3752 | 18.3045 | 10.967 | 0 | 0 | 0 | 0 | 0 | 0 | 677.7282 | 482.3301 | 339.413 | 233.2511 | 0 | 0 | 0 | 0 | 0 | 0
294 | SVTS Redevelopment Project | Replacement - Major Station | Major Station | TRUE | Transformers | Network | Labour - External | 50% |  | 954.821 | 2321.7135 | 1582.8033 | 774.9304 | 2556.4361 | 0 | 0 | 0 | 0 | 0 | 0 | 0 | 13.4659 | -4.1606 | -1.13 | [5 empty] | 0 | 0 | 0 | 111.3091 | 107.1283 | 47.0838 | 138.5208 | 0 | 0 | 0 | 0 | 0 | 0 | 954.821 | 2446.4885 | 1685.771 | 820.8842 | 2694.9569 | 0 | 0 | 0 | 0 | 0 | 0 | 0% | 38.46% | 28.85% | 19.23% | 13.46% | 0% | 0% | 0% | 0% | 0% | 100% | [10 empty] | 0 | 3150.2709 | 2362.7031 | 1575.1354 | 1102.5948 | 0 | 0 | 0 | 0 | 0 | 0 | 9.3053 | -1.306 | -0.92453 | 1.1005 | 0 | 0 | 0 | 0 | 0 | 0 | 218.4374 | 41.3676 | 89.8467 | 54.3903 | 0 | 0 | 0 | 0 | 0 | 0 | 3378.0136 | 2402.7648 | 1664.0576 | 1158.0856 | 0 | 0 | 0 | 0 | 0 | 0
295 | SVTS Redevelopment Project | Replacement - Major Station | Major Station | TRUE | Towers and Conductor | Network | Materials | 40% |  | 32.9117 | 80.0272 | 54.5577 | 26.7111 | 88.1178 | 0 | 0 | 0 | 0 | 0 | 0 | 0 | 0 | 0 | 0 | 0 | 0 | 0 | 0 | 0 | 0 | 0 | 0 | 3.8146 | 3.7023 | 1.6253 | 4.7747 | 0 | 0 | 0 | 0 | 0 | 0 | 32.9117 | 83.8418 | 58.26 | 28.3364 | 92.8925 | 0 | 0 | 0 | 0 | 0 | 0 | 0% | 38.46% | 28.85% | 19.23% | 13.46% | 0% | 0% | 0% | 0% | 0% | 100% | [10 empty] | 0 | 108.5867 | 81.44 | 54.2934 | 38.0054 | 0 | 0 | 0 | 0 | 0 | 0 | 0 | 0 | 0 | 0 | 0 | 0 | 0 | 0 | 0 | 0 | 7.5169 | 1.4285 | 3.0981 | 1.8734 | 0 | 0 | 0 | 0 | 0 | 0 | 116.1036 | 82.8685 | 57.3914 | 39.8788 | 0 | 0 | 0 | 0 | 0 | 0
296 | SVTS Redevelopment Project | Replacement - Major Station | Major Station | TRUE | Towers and Conductor | Network | Labour - Internal | 10% |  | 8.2279 | 20.0068 | 13.6394 | 6.6778 | 22.0295 | 0 | 0 | 0 | 0 | 0 | 0 | 0 | 0.11604 | 0.049907 | 0.065929 | 0.33309 | 0 | 0 | 0 | 0 | 0 | 0 | 0 | 0.95918 | 0.92897 | 0.41034 | 1.2117 | 0 | 0 | 0 | 0 | 0 | 0 | 8.2279 | 21.082 | 14.6183 | 7.154 | 23.5743 | 0 | 0 | 0 | 0 | 0 | 0 | 0% | 38.46% | 28.85% | 19.23% | 13.46% | 0% | 0% | 0% | 0% | 0% | 100% | [10 empty] | 0 | 27.1467 | 20.36 | 13.5733 | 9.5013 | 0 | 0 | 0 | 0 | 0 | 0 | 0.16595 | 0.060937 | 0.26203 | 0.076053 | 0 | 0 | 0 | 0 | 0 | 0 | 1.8882 | 0.36086 | 0.78867 | 0.47253 | 0 | 0 | 0 | 0 | 0 | 0 | 29.2008 | 20.7818 | 14.624 | 10.0499 | 0 | 0 | 0 | 0 | 0 | 0
297 | SVTS Redevelopment Project | Replacement - Major Station | Major Station | TRUE | Towers and Conductor | Network | Labour - External | 50% |  | 41.1397 | 100.034 | 68.1971 | 33.3889 | 110.1473 | 0 | 0 | 0 | 0 | 0 | 0 | 0 | 0.5802 | -0.17926 | -0.048687 | [5 empty] | 0 | 0 | 0 | 4.7959 | 4.6158 | 2.0287 | 5.9683 | 0 | 0 | 0 | 0 | 0 | 0 | 41.1397 | 105.41 | 72.6336 | 35.3688 | 116.1156 | 0 | 0 | 0 | 0 | 0 | 0 | 0% | 38.46% | 28.85% | 19.23% | 13.46% | 0% | 0% | 0% | 0% | 0% | 100% | [10 empty] | 0 | 135.7334 | 101.8001 | 67.8667 | 47.5067 | 0 | 0 | 0 | 0 | 0 | 0 | 0.40093 | -0.05627 | -0.039835 | 0.047418 | 0 | 0 | 0 | 0 | 0 | 0 | 9.4117 | 1.7824 | 3.8712 | 2.3435 | 0 | 0 | 0 | 0 | 0 | 0 | 145.546 | 103.5262 | 71.698 | 49.8976 | 0 | 0 | 0 | 0 | 0 | 0
298 | SVTS Redevelopment Project | Replacement - Major Station | Major Station | TRUE | Establishment | Network | Materials | 40% |  | 263.766 | 641.3652 | 437.2439 | 214.0718 | 706.2065 | 0 | 0 | 0 | 0 | 0 | 0 | 0 | 0 | 0 | 0 | 0 | 0 | 0 | 0 | 0 | 0 | 0 | 0 | 30.5714 | 29.6718 | 13.0257 | 38.2659 | 0 | 0 | 0 | 0 | 0 | 0 | 263.766 | 671.9367 | 466.9157 | 227.0975 | 744.4724 | 0 | 0 | 0 | 0 | 0 | 0 | 0% | 38.46% | 28.85% | 19.23% | 13.46% | 0% | 0% | 0% | 0% | 0% | 100% | [10 empty] | 0 | 870.2513 | 652.6885 | 435.1257 | 304.588 | 0 | 0 | 0 | 0 | 0 | 0 | 0 | 0 | 0 | 0 | 0 | 0 | 0 | 0 | 0 | 0 | 60.2433 | 11.4484 | 24.8289 | 15.0143 | 0 | 0 | 0 | 0 | 0 | 0 | 930.4946 | 664.1369 | 459.9546 | 319.6023 | 0 | 0 | 0 | 0 | 0 | 0
299 | SVTS Redevelopment Project | Replacement - Major Station | Major Station | TRUE | Establishment | Network | Labour - Internal | 10% |  | 65.9415 | 160.3413 | 109.311 | 53.518 | 176.5516 | 0 | 0 | 0 | 0 | 0 | 0 | 0 | 0.92998 | 0.39997 | 0.52838 | 2.6695 | 0 | 0 | 0 | 0 | 0 | 0 | 0 | 7.6872 | 7.4451 | 3.2886 | 9.7111 | 0 | 0 | 0 | 0 | 0 | 0 | 65.9415 | 168.9585 | 117.156 | 57.3349 | 188.9322 | 0 | 0 | 0 | 0 | 0 | 0 | 0% | 38.46% | 28.85% | 19.23% | 13.46% | 0% | 0% | 0% | 0% | 0% | 100% | [10 empty] | 0 | 217.5628 | 163.1721 | 108.7814 | 76.147 | 0 | 0 | 0 | 0 | 0 | 0 | 1.33 | 0.48837 | 2.1 | 0.60951 | 0 | 0 | 0 | 0 | 0 | 0 | 15.1323 | 2.892 | 6.3207 | 3.787 | 0 | 0 | 0 | 0 | 0 | 0 | 234.0251 | 166.5525 | 117.2021 | 80.5435 | 0 | 0 | 0 | 0 | 0 | 0
300 | SVTS Redevelopment Project | Replacement - Major Station | Major Station | TRUE | Establishment | Network | Labour - External | 50% |  | 329.7075 | 801.7066 | 546.5548 | 267.5898 | 882.7582 | 0 | 0 | 0 | 0 | 0 | 0 | 0 | 4.6499 | -1.4367 | -0.39019 | [5 empty] | 0 | 0 | 0 | 38.4359 | 36.9923 | 16.2584 | 47.8324 | 0 | 0 | 0 | 0 | 0 | 0 | 329.7075 | 844.7924 | 582.1104 | 283.458 | 930.5905 | 0 | 0 | 0 | 0 | 0 | 0 | 0% | 38.46% | 28.85% | 19.23% | 13.46% | 0% | 0% | 0% | 0% | 0% | 100% | [10 empty] | 0 | 1087.8142 | 815.8606 | 543.9071 | 380.735 | 0 | 0 | 0 | 0 | 0 | 0 | 3.2132 | -0.45097 | -0.31925 | 0.38002 | 0 | 0 | 0 | 0 | 0 | 0 | 75.4282 | 14.2846 | 31.0248 | 18.7814 | 0 | 0 | 0 | 0 | 0 | 0 | 1166.4556 | 829.6942 | 574.6126 | 399.8964 | 0 | 0 | 0 | 0 | 0 | 0
301 | SVTS Redevelopment Project | Replacement - Major Station | Major Station | TRUE | Communications | Network | Materials | 40% |  | 7.7357 | 18.8098 | 12.8234 | 6.2783 | 20.7115 | 0 | 0 | 0 | 0 | 0 | 0 | 0 | 0 | 0 | 0 | 0 | 0 | 0 | 0 | 0 | 0 | 0 | 0 | 0.89659 | 0.87021 | 0.38202 | 1.1223 | 0 | 0 | 0 | 0 | 0 | 0 | 7.7357 | 19.7064 | 13.6936 | 6.6603 | 21.8338 | 0 | 0 | 0 | 0 | 0 | 0 | 0% | 38.46% | 28.85% | 19.23% | 13.46% | 0% | 0% | 0% | 0% | 0% | 100% | [10 empty] | 0 | 25.5226 | 19.1419 | 12.7613 | 8.9329 | 0 | 0 | 0 | 0 | 0 | 0 | 0 | 0 | 0 | 0 | 0 | 0 | 0 | 0 | 0 | 0 | 1.7668 | 0.33576 | 0.72818 | 0.44034 | 0 | 0 | 0 | 0 | 0 | 0 | 27.2894 | 19.4777 | 13.4895 | 9.3732 | 0 | 0 | 0 | 0 | 0 | 0
302 | SVTS Redevelopment Project | Replacement - Major Station | Major Station | TRUE | Communications | Network | Labour - Internal | 10% |  | 1.9339 | 4.7025 | 3.2059 | 1.5696 | 5.1779 | 0 | 0 | 0 | 0 | 0 | 0 | 0 | 0.027274 | 0.01173 | 0.015496 | 0.07829 | 0 | 0 | 0 | 0 | 0 | 0 | 0 | 0.22545 | 0.21835 | 0.096447 | 0.28481 | 0 | 0 | 0 | 0 | 0 | 0 | 1.9339 | 4.9552 | 3.4359 | 1.6815 | 5.541 | 0 | 0 | 0 | 0 | 0 | 0 | 0% | 38.46% | 28.85% | 19.23% | 13.46% | 0% | 0% | 0% | 0% | 0% | 100% | [10 empty] | 0 | 6.3806 | 4.7855 | 3.1903 | 2.2332 | 0 | 0 | 0 | 0 | 0 | 0 | 0.039005 | 0.014323 | 0.061588 | 0.017876 | 0 | 0 | 0 | 0 | 0 | 0 | 0.4438 | 0.084817 | 0.18537 | 0.11106 | 0 | 0 | 0 | 0 | 0 | 0 | 6.8634 | 4.8846 | 3.4373 | 2.3622 | 0 | 0 | 0 | 0 | 0 | 0
303 | SVTS Redevelopment Project | Replacement - Major Station | Major Station | TRUE | Communications | Network | Labour - External | 50% |  | 9.6696 | 23.5123 | 16.0293 | 7.8478 | 25.8894 | 0 | 0 | 0 | 0 | 0 | 0 | 0 | 0.13637 | -0.042135 | -0.011444 | [5 empty] | 0 | 0 | 0 | 1.1272 | 1.0849 | 0.47682 | 1.4028 | 0 | 0 | 0 | 0 | 0 | 0 | 9.6696 | 24.7759 | 17.072 | 8.3132 | 27.2922 | 0 | 0 | 0 | 0 | 0 | 0 | 0% | 38.46% | 28.85% | 19.23% | 13.46% | 0% | 0% | 0% | 0% | 0% | 100% | [10 empty] | 0 | 31.9032 | 23.9274 | 15.9516 | 11.1661 | 0 | 0 | 0 | 0 | 0 | 0 | 0.094236 | -0.013226 | -0.0093628 | 0.011145 | 0 | 0 | 0 | 0 | 0 | 0 | 2.2121 | 0.41894 | 0.90989 | 0.55082 | 0 | 0 | 0 | 0 | 0 | 0 | 34.2096 | 24.3331 | 16.8521 | 11.7281 | 0 | 0 | 0 | 0 | 0 | 0
304 | XA09 - RTS Redevelopment Project | Replacement - Major Station CBD | Major Station | TRUE | Secondary | Network | Materials | 40% |  | 761.0811 | -264.0055 | 0 | 0 | 0 | 0 | 0 | 0 | 0 | 0 | 0 | 0 | 0 | 0 | 0 | 0 | 0 | 0 | 0 | 0 | 0 | 0 | 0 | -12.5841 | 0 | 0 | 0 | 0 | 0 | 0 | 0 | 0 | 0 | 761.0811 | -276.5896 | 0 | 0 | 0 | 0 | 0 | 0 | 0 | 0 | 0 | 0% | 0% | 0% | 0% | 0% | 0% | 0% | 0% | 0% | 0% | 0% | [10 empty] | 0 | 0 | 0 | 0 | 0 | 0 | 0 | 0 | 0 | 0 | 0 | 0 | 0 | 0 | 0 | 0 | 0 | 0 | 0 | 0 | 0 | 0 | 0 | 0 | 0 | 0 | 0 | 0 | 0 | 0 | 0 | 0 | 0 | 0 | 0 | 0 | 0 | 0 | 0 | 0 | -484.4915
305 | XA09 - RTS Redevelopment Project | Replacement - Major Station CBD | Major Station | TRUE | Secondary | Network | Labour - Internal | 10% |  | 190.2703 | -66.0014 | 0 | 0 | 0 | 0 | 0 | 0 | 0 | 0 | 0 | 0 | -0.38281 | 0 | 0 | 0 | 0 | 0 | 0 | 0 | 0 | 0 | 0 | -3.1643 | 0 | 0 | 0 | 0 | 0 | 0 | 0 | 0 | 0 | 190.2703 | -69.5485 | 0 | 0 | 0 | 0 | 0 | 0 | 0 | 0 | 0 | 0% | 0% | 0% | 0% | 0% | 0% | 0% | 0% | 0% | 0% | 0% | [10 empty] | 0 | 0 | 0 | 0 | 0 | 0 | 0 | 0 | 0 | 0 | 0 | 0 | 0 | 0 | 0 | 0 | 0 | 0 | 0 | 0 | 0 | 0 | 0 | 0 | 0 | 0 | 0 | 0 | 0 | 0 | 0 | 0 | 0 | 0 | 0 | 0 | 0 | 0 | 0 | 0 | -120.7218
306 | XA09 - RTS Redevelopment Project | Replacement - Major Station CBD | Major Station | TRUE | Secondary | Network | Labour - External | 50% |  | 951.3514 | -330.0069 | 0 | 0 | 0 | 0 | 0 | 0 | 0 | 0 | 0 | 0 | -1.914 | 0 | 0 | [5 empty] | 0 | 0 | 0 | -15.8214 | 0 | 0 | 0 | 0 | 0 | 0 | 0 | 0 | 0 | 951.3514 | -347.7423 | 0 | 0 | 0 | 0 | 0 | 0 | 0 | 0 | 0 | 0% | 0% | 0% | 0% | 0% | 0% | 0% | 0% | 0% | 0% | 0% | [10 empty] | 0 | 0 | 0 | 0 | 0 | 0 | 0 | 0 | 0 | 0 | 0 | 0 | 0 | 0 | 0 | 0 | 0 | 0 | 0 | 0 | 0 | 0 | 0 | 0 | 0 | 0 | 0 | 0 | 0 | 0 | 0 | 0 | 0 | 0 | 0 | 0 | 0 | 0 | 0 | 0 | -603.6091
307 | XA09 - RTS Redevelopment Project | Replacement - Major Station CBD | Major Station | TRUE | Switchgear | Network | Materials | 40% |  | 5181.0829 | -1797.2254 | 0 | 0 | 0 | 0 | 0 | 0 | 0 | 0 | 0 | 0 | 0 | 0 | 0 | 0 | 0 | 0 | 0 | 0 | 0 | 0 | 0 | -85.6669 | 0 | 0 | 0 | 0 | 0 | 0 | 0 | 0 | 0 | 5181.0829 | -1882.8922 | 0 | 0 | 0 | 0 | 0 | 0 | 0 | 0 | 0 | 0% | 0% | 0% | 0% | 0% | 0% | 0% | 0% | 0% | 0% | 0% | [10 empty] | 0 | 0 | 0 | 0 | 0 | 0 | 0 | 0 | 0 | 0 | 0 | 0 | 0 | 0 | 0 | 0 | 0 | 0 | 0 | 0 | 0 | 0 | 0 | 0 | 0 | 0 | 0 | 0 | 0 | 0 | 0 | 0 | 0 | 0 | 0 | 0 | 0 | 0 | 0 | 0 | -3298.1906
308 | XA09 - RTS Redevelopment Project | Replacement - Major Station CBD | Major Station | TRUE | Switchgear | Network | Labour - Internal | 10% |  | 1295.2707 | -449.3063 | 0 | 0 | 0 | 0 | 0 | 0 | 0 | 0 | 0 | 0 | -2.606 | 0 | 0 | 0 | 0 | 0 | 0 | 0 | 0 | 0 | 0 | -21.5409 | 0 | 0 | 0 | 0 | 0 | 0 | 0 | 0 | 0 | 1295.2707 | -473.4533 | 0 | 0 | 0 | 0 | 0 | 0 | 0 | 0 | 0 | 0% | 0% | 0% | 0% | 0% | 0% | 0% | 0% | 0% | 0% | 0% | [10 empty] | 0 | 0 | 0 | 0 | 0 | 0 | 0 | 0 | 0 | 0 | 0 | 0 | 0 | 0 | 0 | 0 | 0 | 0 | 0 | 0 | 0 | 0 | 0 | 0 | 0 | 0 | 0 | 0 | 0 | 0 | 0 | 0 | 0 | 0 | 0 | 0 | 0 | 0 | 0 | 0 | -821.8175
309 | XA09 - RTS Redevelopment Project | Replacement - Major Station CBD | Major Station | TRUE | Switchgear | Network | Labour - External | 50% |  | 6476.3536 | -2246.5317 | 0 | 0 | 0 | 0 | 0 | 0 | 0 | 0 | 0 | 0 | -13.0299 | 0 | 0 | [5 empty] | 0 | 0 | 0 | -107.7047 | 0 | 0 | 0 | 0 | 0 | 0 | 0 | 0 | 0 | 6476.3536 | -2367.2663 | 0 | 0 | 0 | 0 | 0 | 0 | 0 | 0 | 0 | 0% | 0% | 0% | 0% | 0% | 0% | 0% | 0% | 0% | 0% | 0% | [10 empty] | 0 | 0 | 0 | 0 | 0 | 0 | 0 | 0 | 0 | 0 | 0 | 0 | 0 | 0 | 0 | 0 | 0 | 0 | 0 | 0 | 0 | 0 | 0 | 0 | 0 | 0 | 0 | 0 | 0 | 0 | 0 | 0 | 0 | 0 | 0 | 0 | 0 | 0 | 0 | 0 | -4109.0873
310 | XA09 - RTS Redevelopment Project | Replacement - Major Station CBD | Major Station | TRUE | Transformers | Network | Materials | 40% |  | 4088.2345 | -1418.1357 | 0 | 0 | 0 | 0 | 0 | 0 | 0 | 0 | 0 | 0 | 0 | 0 | 0 | 0 | 0 | 0 | 0 | 0 | 0 | 0 | 0 | -67.5971 | 0 | 0 | 0 | 0 | 0 | 0 | 0 | 0 | 0 | 4088.2345 | -1485.7328 | 0 | 0 | 0 | 0 | 0 | 0 | 0 | 0 | 0 | 0% | 0% | 0% | 0% | 0% | 0% | 0% | 0% | 0% | 0% | 0% | [10 empty] | 0 | 0 | 0 | 0 | 0 | 0 | 0 | 0 | 0 | 0 | 0 | 0 | 0 | 0 | 0 | 0 | 0 | 0 | 0 | 0 | 0 | 0 | 0 | 0 | 0 | 0 | 0 | 0 | 0 | 0 | 0 | 0 | 0 | 0 | 0 | 0 | 0 | 0 | 0 | 0 | -2602.5016
311 | XA09 - RTS Redevelopment Project | Replacement - Major Station CBD | Major Station | TRUE | Transformers | Network | Labour - Internal | 10% |  | 1022.0586 | -354.5339 | 0 | 0 | 0 | 0 | 0 | 0 | 0 | 0 | 0 | 0 | -2.0563 | 0 | 0 | 0 | 0 | 0 | 0 | 0 | 0 | 0 | 0 | -16.9973 | 0 | 0 | 0 | 0 | 0 | 0 | 0 | 0 | 0 | 1022.0586 | -373.5875 | 0 | 0 | 0 | 0 | 0 | 0 | 0 | 0 | 0 | 0% | 0% | 0% | 0% | 0% | 0% | 0% | 0% | 0% | 0% | 0% | [10 empty] | 0 | 0 | 0 | 0 | 0 | 0 | 0 | 0 | 0 | 0 | 0 | 0 | 0 | 0 | 0 | 0 | 0 | 0 | 0 | 0 | 0 | 0 | 0 | 0 | 0 | 0 | 0 | 0 | 0 | 0 | 0 | 0 | 0 | 0 | 0 | 0 | 0 | 0 | 0 | 0 | -648.4711
312 | XA09 - RTS Redevelopment Project | Replacement - Major Station CBD | Major Station | TRUE | Transformers | Network | Labour - External | 50% |  | 5110.2931 | -1772.6696 | 0 | 0 | 0 | 0 | 0 | 0 | 0 | 0 | 0 | 0 | -10.2815 | 0 | 0 | [5 empty] | 0 | 0 | 0 | -84.9865 | 0 | 0 | 0 | 0 | 0 | 0 | 0 | 0 | 0 | 5110.2931 | -1867.9376 | 0 | 0 | 0 | 0 | 0 | 0 | 0 | 0 | 0 | 0% | 0% | 0% | 0% | 0% | 0% | 0% | 0% | 0% | 0% | 0% | [10 empty] | 0 | 0 | 0 | 0 | 0 | 0 | 0 | 0 | 0 | 0 | 0 | 0 | 0 | 0 | 0 | 0 | 0 | 0 | 0 | 0 | 0 | 0 | 0 | 0 | 0 | 0 | 0 | 0 | 0 | 0 | 0 | 0 | 0 | 0 | 0 | 0 | 0 | 0 | 0 | 0 | -3242.3555
313 | XA09 - RTS Redevelopment Project | Replacement - Major Station CBD | Major Station | TRUE | Towers and Conductor | Network | Materials | 40% |  | 1188.6992 | -412.3386 | 0 | 0 | 0 | 0 | 0 | 0 | 0 | 0 | 0 | 0 | 0 | 0 | 0 | 0 | 0 | 0 | 0 | 0 | 0 | 0 | 0 | -19.6546 | 0 | 0 | 0 | 0 | 0 | 0 | 0 | 0 | 0 | 1188.6992 | -431.9932 | 0 | 0 | 0 | 0 | 0 | 0 | 0 | 0 | 0 | 0% | 0% | 0% | 0% | 0% | 0% | 0% | 0% | 0% | 0% | 0% | [10 empty] | 0 | 0 | 0 | 0 | 0 | 0 | 0 | 0 | 0 | 0 | 0 | 0 | 0 | 0 | 0 | 0 | 0 | 0 | 0 | 0 | 0 | 0 | 0 | 0 | 0 | 0 | 0 | 0 | 0 | 0 | 0 | 0 | 0 | 0 | 0 | 0 | 0 | 0 | 0 | 0 | -756.706
314 | XA09 - RTS Redevelopment Project | Replacement - Major Station CBD | Major Station | TRUE | Towers and Conductor | Network | Labour - Internal | 10% |  | 297.1748 | -103.0846 | 0 | 0 | 0 | 0 | 0 | 0 | 0 | 0 | 0 | 0 | -0.59789 | 0 | 0 | 0 | 0 | 0 | 0 | 0 | 0 | 0 | 0 | -4.9422 | 0 | 0 | 0 | 0 | 0 | 0 | 0 | 0 | 0 | 297.1748 | -108.6247 | 0 | 0 | 0 | 0 | 0 | 0 | 0 | 0 | 0 | 0% | 0% | 0% | 0% | 0% | 0% | 0% | 0% | 0% | 0% | 0% | [10 empty] | 0 | 0 | 0 | 0 | 0 | 0 | 0 | 0 | 0 | 0 | 0 | 0 | 0 | 0 | 0 | 0 | 0 | 0 | 0 | 0 | 0 | 0 | 0 | 0 | 0 | 0 | 0 | 0 | 0 | 0 | 0 | 0 | 0 | 0 | 0 | 0 | 0 | 0 | 0 | 0 | -188.5501
315 | XA09 - RTS Redevelopment Project | Replacement - Major Station CBD | Major Station | TRUE | Towers and Conductor | Network | Labour - External | 50% |  | 1485.874 | -515.4232 | 0 | 0 | 0 | 0 | 0 | 0 | 0 | 0 | 0 | 0 | -2.9895 | 0 | 0 | [5 empty] | 0 | 0 | 0 | -24.7108 | 0 | 0 | 0 | 0 | 0 | 0 | 0 | 0 | 0 | 1485.874 | -543.1234 | 0 | 0 | 0 | 0 | 0 | 0 | 0 | 0 | 0 | 0% | 0% | 0% | 0% | 0% | 0% | 0% | 0% | 0% | 0% | 0% | [10 empty] | 0 | 0 | 0 | 0 | 0 | 0 | 0 | 0 | 0 | 0 | 0 | 0 | 0 | 0 | 0 | 0 | 0 | 0 | 0 | 0 | 0 | 0 | 0 | 0 | 0 | 0 | 0 | 0 | 0 | 0 | 0 | 0 | 0 | 0 | 0 | 0 | 0 | 0 | 0 | 0 | -942.7505
316 | XA09 - RTS Redevelopment Project | Replacement - Major Station CBD | Major Station | TRUE | Establishment | Network | Materials | 40% |  | 767.4825 | -266.226 | 0 | 0 | 0 | 0 | 0 | 0 | 0 | 0 | 0 | 0 | 0 | 0 | 0 | 0 | 0 | 0 | 0 | 0 | 0 | 0 | 0 | -12.69 | 0 | 0 | 0 | 0 | 0 | 0 | 0 | 0 | 0 | 767.4825 | -278.916 | 0 | 0 | 0 | 0 | 0 | 0 | 0 | 0 | 0 | 0% | 0% | 0% | 0% | 0% | 0% | 0% | 0% | 0% | 0% | 0% | [10 empty] | 0 | 0 | 0 | 0 | 0 | 0 | 0 | 0 | 0 | 0 | 0 | 0 | 0 | 0 | 0 | 0 | 0 | 0 | 0 | 0 | 0 | 0 | 0 | 0 | 0 | 0 | 0 | 0 | 0 | 0 | 0 | 0 | 0 | 0 | 0 | 0 | 0 | 0 | 0 | 0 | -488.5665
317 | XA09 - RTS Redevelopment Project | Replacement - Major Station CBD | Major Station | TRUE | Establishment | Network | Labour - Internal | 10% |  | 191.8706 | -66.5565 | 0 | 0 | 0 | 0 | 0 | 0 | 0 | 0 | 0 | 0 | -0.38603 | 0 | 0 | 0 | 0 | 0 | 0 | 0 | 0 | 0 | 0 | -3.1909 | 0 | 0 | 0 | 0 | 0 | 0 | 0 | 0 | 0 | 191.8706 | -70.1334 | 0 | 0 | 0 | 0 | 0 | 0 | 0 | 0 | 0 | 0% | 0% | 0% | 0% | 0% | 0% | 0% | 0% | 0% | 0% | 0% | [10 empty] | 0 | 0 | 0 | 0 | 0 | 0 | 0 | 0 | 0 | 0 | 0 | 0 | 0 | 0 | 0 | 0 | 0 | 0 | 0 | 0 | 0 | 0 | 0 | 0 | 0 | 0 | 0 | 0 | 0 | 0 | 0 | 0 | 0 | 0 | 0 | 0 | 0 | 0 | 0 | 0 | -121.7372
318 | XA09 - RTS Redevelopment Project | Replacement - Major Station CBD | Major Station | TRUE | Establishment | Network | Labour - External | 50% |  | 959.3531 | -332.7825 | 0 | 0 | 0 | 0 | 0 | 0 | 0 | 0 | 0 | 0 | -1.9301 | 0 | 0 | [5 empty] | 0 | 0 | 0 | -15.9545 | 0 | 0 | 0 | 0 | 0 | 0 | 0 | 0 | 0 | 959.3531 | -350.6671 | 0 | 0 | 0 | 0 | 0 | 0 | 0 | 0 | 0 | 0% | 0% | 0% | 0% | 0% | 0% | 0% | 0% | 0% | 0% | 0% | [10 empty] | 0 | 0 | 0 | 0 | 0 | 0 | 0 | 0 | 0 | 0 | 0 | 0 | 0 | 0 | 0 | 0 | 0 | 0 | 0 | 0 | 0 | 0 | 0 | 0 | 0 | 0 | 0 | 0 | 0 | 0 | 0 | 0 | 0 | 0 | 0 | 0 | 0 | 0 | 0 | 0 | -608.686
319 | XA09 - RTS Redevelopment - Part II | Replacement - Major Station CBD | Major Station | TRUE | Secondary | Network | Materials | 40% |  | 0 | 497.6398 | 0 | 0 | 0 | 0 | 0 | 0 | 0 | 0 | 0 | 0 | 0 | 0 | 0 | 0 | 0 | 0 | 0 | 0 | 0 | 0 | 0 | 23.7206 | 0 | 0 | 0 | 0 | 0 | 0 | 0 | 0 | 0 | 0 | 521.3604 | 0 | 0 | 0 | 0 | 0 | 0 | 0 | 0 | 0 | 0% | 0% | 0% | 0% | 0% | 0% | 0% | 0% | 0% | 0% | 0% | [10 empty] | 0 | 0 | 0 | 0 | 0 | 0 | 0 | 0 | 0 | 0 | 0 | 0 | 0 | 0 | 0 | 0 | 0 | 0 | 0 | 0 | 0 | 0 | 0 | 0 | 0 | 0 | 0 | 0 | 0 | 0 | 0 | 0 | 0 | 0 | 0 | 0 | 0 | 0 | 0 | 0 | -521.3604
320 | XA09 - RTS Redevelopment - Part II | Replacement - Major Station CBD | Major Station | TRUE | Secondary | Network | Labour - Internal | 10% |  | 0 | 124.4099 | 0 | 0 | 0 | 0 | 0 | 0 | 0 | 0 | 0 | 0 | 0.72158 | 0 | 0 | 0 | 0 | 0 | 0 | 0 | 0 | 0 | 0 | 5.9645 | 0 | 0 | 0 | 0 | 0 | 0 | 0 | 0 | 0 | 0 | 131.0961 | 0 | 0 | 0 | 0 | 0 | 0 | 0 | 0 | 0 | 0% | 0% | 0% | 0% | 0% | 0% | 0% | 0% | 0% | 0% | 0% | [10 empty] | 0 | 0 | 0 | 0 | 0 | 0 | 0 | 0 | 0 | 0 | 0 | 0 | 0 | 0 | 0 | 0 | 0 | 0 | 0 | 0 | 0 | 0 | 0 | 0 | 0 | 0 | 0 | 0 | 0 | 0 | 0 | 0 | 0 | 0 | 0 | 0 | 0 | 0 | 0 | 0 | -131.0961
321 | XA09 - RTS Redevelopment - Part II | Replacement - Major Station CBD | Major Station | TRUE | Secondary | Network | Labour - External | 50% |  | 0 | 622.0497 | 0 | 0 | 0 | 0 | 0 | 0 | 0 | 0 | 0 | 0 | 3.6079 | 0 | 0 | [5 empty] | 0 | 0 | 0 | 29.8227 | 0 | 0 | 0 | 0 | 0 | 0 | 0 | 0 | 0 | 0 | 655.4803 | 0 | 0 | 0 | 0 | 0 | 0 | 0 | 0 | 0 | 0% | 0% | 0% | 0% | 0% | 0% | 0% | 0% | 0% | 0% | 0% | [10 empty] | 0 | 0 | 0 | 0 | 0 | 0 | 0 | 0 | 0 | 0 | 0 | 0 | 0 | 0 | 0 | 0 | 0 | 0 | 0 | 0 | 0 | 0 | 0 | 0 | 0 | 0 | 0 | 0 | 0 | 0 | 0 | 0 | 0 | 0 | 0 | 0 | 0 | 0 | 0 | 0 | -655.4803
322 | XA09 - RTS Redevelopment - Part II | Replacement - Major Station CBD | Major Station | TRUE | Switchgear | Network | Materials | 40% |  | 0 | 3387.6979 | 0 | 0 | 0 | 0 | 0 | 0 | 0 | 0 | 0 | 0 | 0 | 0 | 0 | 0 | 0 | 0 | 0 | 0 | 0 | 0 | 0 | 161.4787 | 0 | 0 | 0 | 0 | 0 | 0 | 0 | 0 | 0 | 0 | 3549.1766 | 0 | 0 | 0 | 0 | 0 | 0 | 0 | 0 | 0 | 0% | 0% | 0% | 0% | 0% | 0% | 0% | 0% | 0% | 0% | 0% | [10 empty] | 0 | 0 | 0 | 0 | 0 | 0 | 0 | 0 | 0 | 0 | 0 | 0 | 0 | 0 | 0 | 0 | 0 | 0 | 0 | 0 | 0 | 0 | 0 | 0 | 0 | 0 | 0 | 0 | 0 | 0 | 0 | 0 | 0 | 0 | 0 | 0 | 0 | 0 | 0 | 0 | -3549.1766
323 | XA09 - RTS Redevelopment - Part II | Replacement - Major Station CBD | Major Station | TRUE | Switchgear | Network | Labour - Internal | 10% |  | 0 | 846.9245 | 0 | 0 | 0 | 0 | 0 | 0 | 0 | 0 | 0 | 0 | 4.9122 | 0 | 0 | 0 | 0 | 0 | 0 | 0 | 0 | 0 | 0 | 40.6038 | 0 | 0 | 0 | 0 | 0 | 0 | 0 | 0 | 0 | 0 | 892.4405 | 0 | 0 | 0 | 0 | 0 | 0 | 0 | 0 | 0 | 0% | 0% | 0% | 0% | 0% | 0% | 0% | 0% | 0% | 0% | 0% | [10 empty] | 0 | 0 | 0 | 0 | 0 | 0 | 0 | 0 | 0 | 0 | 0 | 0 | 0 | 0 | 0 | 0 | 0 | 0 | 0 | 0 | 0 | 0 | 0 | 0 | 0 | 0 | 0 | 0 | 0 | 0 | 0 | 0 | 0 | 0 | 0 | 0 | 0 | 0 | 0 | 0 | -892.4405
324 | XA09 - RTS Redevelopment - Part II | Replacement - Major Station CBD | Major Station | TRUE | Switchgear | Network | Labour - External | 50% |  | 0 | 4234.6224 | 0 | 0 | 0 | 0 | 0 | 0 | 0 | 0 | 0 | 0 | 24.5608 | 0 | 0 | [5 empty] | 0 | 0 | 0 | 203.019 | 0 | 0 | 0 | 0 | 0 | 0 | 0 | 0 | 0 | 0 | 4462.2023 | 0 | 0 | 0 | 0 | 0 | 0 | 0 | 0 | 0 | 0% | 0% | 0% | 0% | 0% | 0% | 0% | 0% | 0% | 0% | 0% | [10 empty] | 0 | 0 | 0 | 0 | 0 | 0 | 0 | 0 | 0 | 0 | 0 | 0 | 0 | 0 | 0 | 0 | 0 | 0 | 0 | 0 | 0 | 0 | 0 | 0 | 0 | 0 | 0 | 0 | 0 | 0 | 0 | 0 | 0 | 0 | 0 | 0 | 0 | 0 | 0 | 0 | -4462.2023
325 | XA09 - RTS Redevelopment - Part II | Replacement - Major Station CBD | Major Station | TRUE | Transformers | Network | Materials | 40% |  | 0 | 2673.1291 | 0 | 0 | 0 | 0 | 0 | 0 | 0 | 0 | 0 | 0 | 0 | 0 | 0 | 0 | 0 | 0 | 0 | 0 | 0 | 0 | 0 | 127.4179 | 0 | 0 | 0 | 0 | 0 | 0 | 0 | 0 | 0 | 0 | 2800.547 | 0 | 0 | 0 | 0 | 0 | 0 | 0 | 0 | 0 | 0% | 0% | 0% | 0% | 0% | 0% | 0% | 0% | 0% | 0% | 0% | [10 empty] | 0 | 0 | 0 | 0 | 0 | 0 | 0 | 0 | 0 | 0 | 0 | 0 | 0 | 0 | 0 | 0 | 0 | 0 | 0 | 0 | 0 | 0 | 0 | 0 | 0 | 0 | 0 | 0 | 0 | 0 | 0 | 0 | 0 | 0 | 0 | 0 | 0 | 0 | 0 | 0 | -2800.547
326 | XA09 - RTS Redevelopment - Part II | Replacement - Major Station CBD | Major Station | TRUE | Transformers | Network | Labour - Internal | 10% |  | 0 | 668.2823 | 0 | 0 | 0 | 0 | 0 | 0 | 0 | 0 | 0 | 0 | 3.876 | 0 | 0 | 0 | 0 | 0 | 0 | 0 | 0 | 0 | 0 | 32.0392 | 0 | 0 | 0 | 0 | 0 | 0 | 0 | 0 | 0 | 0 | 704.1975 | 0 | 0 | 0 | 0 | 0 | 0 | 0 | 0 | 0 | 0% | 0% | 0% | 0% | 0% | 0% | 0% | 0% | 0% | 0% | 0% | [10 empty] | 0 | 0 | 0 | 0 | 0 | 0 | 0 | 0 | 0 | 0 | 0 | 0 | 0 | 0 | 0 | 0 | 0 | 0 | 0 | 0 | 0 | 0 | 0 | 0 | 0 | 0 | 0 | 0 | 0 | 0 | 0 | 0 | 0 | 0 | 0 | 0 | 0 | 0 | 0 | 0 | -704.1975
327 | XA09 - RTS Redevelopment - Part II | Replacement - Major Station CBD | Major Station | TRUE | Transformers | Network | Labour - External | 50% |  | 0 | 3341.4114 | 0 | 0 | 0 | 0 | 0 | 0 | 0 | 0 | 0 | 0 | 19.3802 | 0 | 0 | [5 empty] | 0 | 0 | 0 | 160.1961 | 0 | 0 | 0 | 0 | 0 | 0 | 0 | 0 | 0 | 0 | 3520.9877 | 0 | 0 | 0 | 0 | 0 | 0 | 0 | 0 | 0 | 0% | 0% | 0% | 0% | 0% | 0% | 0% | 0% | 0% | 0% | 0% | [10 empty] | 0 | 0 | 0 | 0 | 0 | 0 | 0 | 0 | 0 | 0 | 0 | 0 | 0 | 0 | 0 | 0 | 0 | 0 | 0 | 0 | 0 | 0 | 0 | 0 | 0 | 0 | 0 | 0 | 0 | 0 | 0 | 0 | 0 | 0 | 0 | 0 | 0 | 0 | 0 | 0 | -3520.9877
328 | XA09 - RTS Redevelopment - Part II | Replacement - Major Station CBD | Major Station | TRUE | Towers and Conductor | Network | Materials | 40% |  | 0 | 777.2417 | 0 | 0 | 0 | 0 | 0 | 0 | 0 | 0 | 0 | 0 | 0 | 0 | 0 | 0 | 0 | 0 | 0 | 0 | 0 | 0 | 0 | 37.0482 | 0 | 0 | 0 | 0 | 0 | 0 | 0 | 0 | 0 | 0 | 814.2899 | 0 | 0 | 0 | 0 | 0 | 0 | 0 | 0 | 0 | 0% | 0% | 0% | 0% | 0% | 0% | 0% | 0% | 0% | 0% | 0% | [10 empty] | 0 | 0 | 0 | 0 | 0 | 0 | 0 | 0 | 0 | 0 | 0 | 0 | 0 | 0 | 0 | 0 | 0 | 0 | 0 | 0 | 0 | 0 | 0 | 0 | 0 | 0 | 0 | 0 | 0 | 0 | 0 | 0 | 0 | 0 | 0 | 0 | 0 | 0 | 0 | 0 | -814.2899
329 | XA09 - RTS Redevelopment - Part II | Replacement - Major Station CBD | Major Station | TRUE | Towers and Conductor | Network | Labour - Internal | 10% |  | 0 | 194.3104 | 0 | 0 | 0 | 0 | 0 | 0 | 0 | 0 | 0 | 0 | 1.127 | 0 | 0 | 0 | 0 | 0 | 0 | 0 | 0 | 0 | 0 | 9.3158 | 0 | 0 | 0 | 0 | 0 | 0 | 0 | 0 | 0 | 0 | 204.7532 | 0 | 0 | 0 | 0 | 0 | 0 | 0 | 0 | 0 | 0% | 0% | 0% | 0% | 0% | 0% | 0% | 0% | 0% | 0% | 0% | [10 empty] | 0 | 0 | 0 | 0 | 0 | 0 | 0 | 0 | 0 | 0 | 0 | 0 | 0 | 0 | 0 | 0 | 0 | 0 | 0 | 0 | 0 | 0 | 0 | 0 | 0 | 0 | 0 | 0 | 0 | 0 | 0 | 0 | 0 | 0 | 0 | 0 | 0 | 0 | 0 | 0 | -204.7532
330 | XA09 - RTS Redevelopment - Part II | Replacement - Major Station CBD | Major Station | TRUE | Towers and Conductor | Network | Labour - External | 50% |  | 0 | 971.5521 | 0 | 0 | 0 | 0 | 0 | 0 | 0 | 0 | 0 | 0 | 5.635 | 0 | 0 | [5 empty] | 0 | 0 | 0 | 46.5788 | 0 | 0 | 0 | 0 | 0 | 0 | 0 | 0 | 0 | 0 | 1023.7659 | 0 | 0 | 0 | 0 | 0 | 0 | 0 | 0 | 0 | 0% | 0% | 0% | 0% | 0% | 0% | 0% | 0% | 0% | 0% | 0% | [10 empty] | 0 | 0 | 0 | 0 | 0 | 0 | 0 | 0 | 0 | 0 | 0 | 0 | 0 | 0 | 0 | 0 | 0 | 0 | 0 | 0 | 0 | 0 | 0 | 0 | 0 | 0 | 0 | 0 | 0 | 0 | 0 | 0 | 0 | 0 | 0 | 0 | 0 | 0 | 0 | 0 | -1023.7659
331 | XA09 - RTS Redevelopment - Part II | Replacement - Major Station CBD | Major Station | TRUE | Establishment | Network | Materials | 40% |  | 0 | 501.8254 | 0 | 0 | 0 | 0 | 0 | 0 | 0 | 0 | 0 | 0 | 0 | 0 | 0 | 0 | 0 | 0 | 0 | 0 | 0 | 0 | 0 | 23.9201 | 0 | 0 | 0 | 0 | 0 | 0 | 0 | 0 | 0 | 0 | 525.7455 | 0 | 0 | 0 | 0 | 0 | 0 | 0 | 0 | 0 | 0% | 0% | 0% | 0% | 0% | 0% | 0% | 0% | 0% | 0% | 0% | [10 empty] | 0 | 0 | 0 | 0 | 0 | 0 | 0 | 0 | 0 | 0 | 0 | 0 | 0 | 0 | 0 | 0 | 0 | 0 | 0 | 0 | 0 | 0 | 0 | 0 | 0 | 0 | 0 | 0 | 0 | 0 | 0 | 0 | 0 | 0 | 0 | 0 | 0 | 0 | 0 | 0 | -525.7455
332 | XA09 - RTS Redevelopment - Part II | Replacement - Major Station CBD | Major Station | TRUE | Establishment | Network | Labour - Internal | 10% |  | 0 | 125.4563 | 0 | 0 | 0 | 0 | 0 | 0 | 0 | 0 | 0 | 0 | 0.72765 | 0 | 0 | 0 | 0 | 0 | 0 | 0 | 0 | 0 | 0 | 6.0147 | 0 | 0 | 0 | 0 | 0 | 0 | 0 | 0 | 0 | 0 | 132.1987 | 0 | 0 | 0 | 0 | 0 | 0 | 0 | 0 | 0 | 0% | 0% | 0% | 0% | 0% | 0% | 0% | 0% | 0% | 0% | 0% | [10 empty] | 0 | 0 | 0 | 0 | 0 | 0 | 0 | 0 | 0 | 0 | 0 | 0 | 0 | 0 | 0 | 0 | 0 | 0 | 0 | 0 | 0 | 0 | 0 | 0 | 0 | 0 | 0 | 0 | 0 | 0 | 0 | 0 | 0 | 0 | 0 | 0 | 0 | 0 | 0 | 0 | -132.1987
333 | XA09 - RTS Redevelopment - Part II | Replacement - Major Station CBD | Major Station | TRUE | Establishment | Network | Labour - External | 50% |  | 0 | 627.2817 | 0 | 0 | 0 | 0 | 0 | 0 | 0 | 0 | 0 | 0 | 3.6382 | 0 | 0 | [5 empty] | 0 | 0 | 0 | 30.0736 | 0 | 0 | 0 | 0 | 0 | 0 | 0 | 0 | 0 | 0 | 660.9935 | 0 | 0 | 0 | 0 | 0 | 0 | 0 | 0 | 0 | 0% | 0% | 0% | 0% | 0% | 0% | 0% | 0% | 0% | 0% | 0% | [10 empty] | 0 | 0 | 0 | 0 | 0 | 0 | 0 | 0 | 0 | 0 | 0 | 0 | 0 | 0 | 0 | 0 | 0 | 0 | 0 | 0 | 0 | 0 | 0 | 0 | 0 | 0 | 0 | 0 | 0 | 0 | 0 | 0 | 0 | 0 | 0 | 0 | 0 | 0 | 0 | 0 | -660.9935
334 | FBTS 220 & 66 kV CB Replacement Stage 1 | Replacement - Major Station | Major Station | TRUE | Switchgear | Network | Materials | 40% |  | 1877.3495 | 998.7247 | 2165.0923 | 759.0706 | 0 | 0 | 0 | 0 | 0 | 0 | 0 | 0 | 0 | 0 | 0 | 0 | 0 | 0 | 0 | 0 | 0 | 0 | 0 | 47.6054 | 146.9254 | 46.1875 | 0 | 0 | 0 | 0 | 0 | 0 | 0 | 1877.3495 | 1046.3301 | 2312.0177 | 805.2581 | 0 | 0 | 0 | 0 | 0 | 0 | 0 | 0% | 90% | 10% | 0% | 0% | 0% | 0% | 0% | 0% | 0% | 100% | [10 empty] | 0 | 5220.2134 | 580.0237 | 0 | 0 | 0 | 0 | 0 | 0 | 0 | 0 | 0 | 0 | 0 | 0 | 0 | 0 | 0 | 0 | 0 | 0 | 194.5308 | 46.1875 | 0 | 0 | 0 | 0 | 0 | 0 | 0 | 0 | 5414.7441 | 626.2112 | 0 | 0 | 0 | 0 | 0 | 0 | 0 | 0
335 | FBTS 220 & 66 kV CB Replacement Stage 1 | Replacement - Major Station | Major Station | TRUE | Switchgear | Network | Labour - Internal | 10% |  | 469.3374 | 249.6812 | 541.2731 | 189.7676 | 0 | 0 | 0 | 0 | 0 | 0 | 0 | 0 | 1.4482 | 1.9805 | 1.8736 | 0 | 0 | 0 | 0 | 0 | 0 | 0 | 0 | 11.9704 | 36.8657 | 11.6609 | 0 | 0 | 0 | 0 | 0 | 0 | 0 | 469.3374 | 263.0997 | 580.1194 | 203.3021 | 0 | 0 | 0 | 0 | 0 | 0 | 0 | 0% | 90% | 10% | 0% | 0% | 0% | 0% | 0% | 0% | 0% | 100% | [10 empty] | 0 | 1305.0533 | 145.0059 | 0 | 0 | 0 | 0 | 0 | 0 | 0 | 0 | 3.4287 | 1.8736 | 0 | 0 | 0 | 0 | 0 | 0 | 0 | 0 | 48.8361 | 11.6609 | 0 | 0 | 0 | 0 | 0 | 0 | 0 | 0 | 1357.3182 | 158.5404 | 0 | 0 | 0 | 0 | 0 | 0 | 0 | 0
336 | FBTS 220 & 66 kV CB Replacement Stage 1 | Replacement - Major Station | Major Station | TRUE | Switchgear | Network | Labour - External | 50% |  | 2346.6869 | 1248.4059 | 2706.3654 | 948.8382 | 0 | 0 | 0 | 0 | 0 | 0 | 0 | 0 | 7.2408 | -7.114 | -1.3836 | [5 empty] | 0 | 0 | 0 | 59.8519 | 183.174 | 57.6502 | 0 | 0 | 0 | 0 | 0 | 0 | 0 | 2346.6869 | 1315.4985 | 2882.4253 | 1005.1048 | 0 | 0 | 0 | 0 | 0 | 0 | 0 | 0% | 90% | 10% | 0% | 0% | 0% | 0% | 0% | 0% | 0% | 100% | [10 empty] | 0 | 6525.2667 | 725.0296 | 0 | 0 | 0 | 0 | 0 | 0 | 0 | 0 | 0.12673 | -1.3836 | 0 | 0 | 0 | 0 | 0 | 0 | 0 | 0 | 243.0258 | 57.6502 | 0 | 0 | 0 | 0 | 0 | 0 | 0 | 0 | 6768.4193 | 781.2962 | 0 | 0 | 0 | 0 | 0 | 0 | 0 | 0
337 | HWPS 220kV CB Replacement - Stage 4 | Replacement - Major Station | Major Station | TRUE | Switchgear | Network | Materials | 40% |  | 3484.4414 | 430.1366 | 926.1874 | 755.7587 | 969.0817 | 0 | 0 | 0 | 0 | 0 | 0 | 0 | 0 | 0 | 0 | 0 | 0 | 0 | 0 | 0 | 0 | 0 | 0 | 20.503 | 62.852 | 45.986 | 52.5098 | 0 | 0 | 0 | 0 | 0 | 0 | 3484.4414 | 450.6396 | 989.0394 | 801.7447 | 1021.5915 | 0 | 0 | 0 | 0 | 0 | 0 | 20% | 40% | 30% | 10% | 0% | 0% | 0% | 0% | 0% | 0% | 100% | [10 empty] | 1313.1212 | 2626.2423 | 1969.6817 | 656.5606 | 0 | 0 | 0 | 0 | 0 | 0 | 0 | 0 | 0 | 0 | 0 | 0 | 0 | 0 | 0 | 0 | 20.503 | 47.3304 | 68.7302 | 45.2871 | 0 | 0 | 0 | 0 | 0 | 0 | 1333.6241 | 2673.5727 | 2038.412 | 701.8477 | 0 | 0 | 0 | 0 | 0 | 0 | 0
338 | HWPS 220kV CB Replacement - Stage 4 | Replacement - Major Station | Major Station | TRUE | Switchgear | Network | Labour - Internal | 10% |  | 871.1103 | 107.5342 | 231.5469 | 188.9397 | 242.2704 | 0 | 0 | 0 | 0 | 0 | 0 | 0 | 0.6237 | 0.84724 | 1.8654 | 3.6632 | 0 | 0 | 0 | 0 | 0 | 0 | 0 | 5.1555 | 15.7705 | 11.61 | 13.3259 | 0 | 0 | 0 | 0 | 0 | 0 | 871.1103 | 113.3133 | 248.1646 | 202.4151 | 259.2595 | 0 | 0 | 0 | 0 | 0 | 0 | 20% | 40% | 30% | 10% | 0% | 0% | 0% | 0% | 0% | 0% | 100% | [10 empty] | 328.2803 | 656.5606 | 492.4204 | 164.1401 | 0 | 0 | 0 | 0 | 0 | 0 | 0.6237 | 0.57334 | 2.3256 | 3.4768 | 0 | 0 | 0 | 0 | 0 | 0 | 5.1555 | 11.8739 | 17.3235 | 11.5091 | 0 | 0 | 0 | 0 | 0 | 0 | 334.0595 | 669.0078 | 512.0695 | 179.1261 | 0 | 0 | 0 | 0 | 0 | 0 | 0
339 | HWPS 220kV CB Replacement - Stage 4 | Replacement - Major Station | Major Station | TRUE | Switchgear | Network | Labour - External | 50% |  | 4355.5517 | 537.6708 | 1157.7343 | 944.6984 | 1211.3521 | 0 | 0 | 0 | 0 | 0 | 0 | 0 | 3.1185 | -3.0433 | -1.3775 | [5 empty] | 0 | 0 | 0 | 25.7774 | 78.3585 | 57.3987 | 65.6373 | 0 | 0 | 0 | 0 | 0 | 0 | 4355.5517 | 566.5666 | 1233.0495 | 1000.7195 | 1276.9893 | 0 | 0 | 0 | 0 | 0 | 0 | 20% | 40% | 30% | 10% | 0% | 0% | 0% | 0% | 0% | 0% | 100% | [10 empty] | 1641.4014 | 3282.8029 | 2462.1022 | 820.7007 | 0 | 0 | 0 | 0 | 0 | 0 | 3.1185 | -3.0573 | -1.4363 | 0.072723 | 0 | 0 | 0 | 0 | 0 | 0 | 25.7774 | 58.9673 | 85.8103 | 56.6168 | 0 | 0 | 0 | 0 | 0 | 0 | 1670.2973 | 3338.7129 | 2546.4762 | 877.3903 | 0 | 0 | 0 | 0 | 0 | 0 | 0
340 | FBTS Transformer and CB Replacement | Replacement - Major Station | Major Station | TRUE | Secondary | Network | Materials | 40% |  | 223.2988 | 173.3869 | 199.3564 | 98.5745 | 0 | 0 | 0 | 0 | 0 | 0 | 0 | 0 | 0 | 0 | 0 | 0 | 0 | 0 | 0 | 0 | 0 | 0 | 0 | 8.2647 | 13.5285 | 5.998 | 0 | 0 | 0 | 0 | 0 | 0 | 0 | 223.2988 | 181.6516 | 212.8849 | 104.5725 | 0 | 0 | 0 | 0 | 0 | 0 | 0 | 0% | 83% | 17% | 0% | 0% | 0% | 0% | 0% | 0% | 0% | 100% | [10 empty] | 0 | 576.5318 | 118.0848 | 0 | 0 | 0 | 0 | 0 | 0 | 0 | 0 | 0 | 0 | 0 | 0 | 0 | 0 | 0 | 0 | 0 | 0 | 21.7932 | 5.998 | 0 | 0 | 0 | 0 | 0 | 0 | 0 | 0 | 598.325 | 124.0828 | 0 | 0 | 0 | 0 | 0 | 0 | 0 | 0
341 | FBTS Transformer and CB Replacement | Replacement - Major Station | Major Station | TRUE | Secondary | Network | Labour - Internal | 10% |  | 55.8247 | 43.3467 | 49.8391 | 24.6436 | 0 | 0 | 0 | 0 | 0 | 0 | 0 | 0 | 0.25141 | 0.18236 | 0.2433 | 0 | 0 | 0 | 0 | 0 | 0 | 0 | 0 | 2.0782 | 3.3945 | 1.5143 | 0 | 0 | 0 | 0 | 0 | 0 | 0 | 55.8247 | 45.6763 | 53.416 | 26.4012 | 0 | 0 | 0 | 0 | 0 | 0 | 0 | 0% | 83% | 17% | 0% | 0% | 0% | 0% | 0% | 0% | 0% | 100% | [10 empty] | 0 | 144.1329 | 29.5212 | 0 | 0 | 0 | 0 | 0 | 0 | 0 | 0 | 0.43377 | 0.2433 | 0 | 0 | 0 | 0 | 0 | 0 | 0 | 0 | 5.4727 | 1.5143 | 0 | 0 | 0 | 0 | 0 | 0 | 0 | 0 | 150.0394 | 31.2788 | 0 | 0 | 0 | 0 | 0 | 0 | 0 | 0
342 | FBTS Transformer and CB Replacement | Replacement - Major Station | Major Station | TRUE | Secondary | Network | Labour - External | 50% |  | 279.1235 | 216.7336 | 249.1955 | 123.2181 | 0 | 0 | 0 | 0 | 0 | 0 | 0 | 0 | 1.2571 | -0.65504 | -0.17967 | [5 empty] | 0 | 0 | 0 | 10.3908 | 16.8662 | 7.4866 | 0 | 0 | 0 | 0 | 0 | 0 | 0 | 279.1235 | 228.3815 | 265.4066 | 130.525 | 0 | 0 | 0 | 0 | 0 | 0 | 0 | 0% | 83% | 17% | 0% | 0% | 0% | 0% | 0% | 0% | 0% | 100% | [10 empty] | 0 | 720.6647 | 147.606 | 0 | 0 | 0 | 0 | 0 | 0 | 0 | 0 | 0.60201 | -0.17967 | 0 | 0 | 0 | 0 | 0 | 0 | 0 | 0 | 27.257 | 7.4866 | 0 | 0 | 0 | 0 | 0 | 0 | 0 | 0 | 748.5237 | 154.9129 | 0 | 0 | 0 | 0 | 0 | 0 | 0 | 0
343 | FBTS Transformer and CB Replacement | Replacement - Major Station | Major Station | TRUE | Switchgear | Network | Materials | 40% |  | 700.0238 | 543.554 | 624.9662 | 309.023 | 0 | 0 | 0 | 0 | 0 | 0 | 0 | 0 | 0 | 0 | 0 | 0 | 0 | 0 | 0 | 0 | 0 | 0 | 0 | 25.9092 | 42.4108 | 18.8033 | 0 | 0 | 0 | 0 | 0 | 0 | 0 | 700.0238 | 569.4632 | 667.377 | 327.8263 | 0 | 0 | 0 | 0 | 0 | 0 | 0 | 0% | 83% | 17% | 0% | 0% | 0% | 0% | 0% | 0% | 0% | 100% | [10 empty] | 0 | 1807.3806 | 370.1864 | 0 | 0 | 0 | 0 | 0 | 0 | 0 | 0 | 0 | 0 | 0 | 0 | 0 | 0 | 0 | 0 | 0 | 0 | 68.32 | 18.8033 | 0 | 0 | 0 | 0 | 0 | 0 | 0 | 0 | 1875.7006 | 388.9897 | 0 | 0 | 0 | 0 | 0 | 0 | 0 | 0
344 | FBTS Transformer and CB Replacement | Replacement - Major Station | Major Station | TRUE | Switchgear | Network | Labour - Internal | 10% |  | 175.0059 | 135.8885 | 156.2415 | 77.2558 | 0 | 0 | 0 | 0 | 0 | 0 | 0 | 0 | 0.78815 | 0.5717 | 0.76274 | 0 | 0 | 0 | 0 | 0 | 0 | 0 | 0 | 6.5149 | 10.6415 | 4.7472 | 0 | 0 | 0 | 0 | 0 | 0 | 0 | 175.0059 | 143.1915 | 167.4548 | 82.7657 | 0 | 0 | 0 | 0 | 0 | 0 | 0 | 0% | 83% | 17% | 0% | 0% | 0% | 0% | 0% | 0% | 0% | 100% | [10 empty] | 0 | 451.8452 | 92.5466 | 0 | 0 | 0 | 0 | 0 | 0 | 0 | 0 | 1.3598 | 0.76274 | 0 | 0 | 0 | 0 | 0 | 0 | 0 | 0 | 17.1564 | 4.7472 | 0 | 0 | 0 | 0 | 0 | 0 | 0 | 0 | 470.3614 | 98.0566 | 0 | 0 | 0 | 0 | 0 | 0 | 0 | 0
345 | FBTS Transformer and CB Replacement | Replacement - Major Station | Major Station | TRUE | Switchgear | Network | Labour - External | 50% |  | 875.0297 | 679.4425 | 781.2077 | 386.2788 | 0 | 0 | 0 | 0 | 0 | 0 | 0 | 0 | 3.9408 | -2.0535 | -0.56326 | [5 empty] | 0 | 0 | 0 | 32.5743 | 52.8742 | 23.4698 | 0 | 0 | 0 | 0 | 0 | 0 | 0 | 875.0297 | 715.9576 | 832.0284 | 409.1853 | 0 | 0 | 0 | 0 | 0 | 0 | 0 | 0% | 83% | 17% | 0% | 0% | 0% | 0% | 0% | 0% | 0% | 100% | [10 empty] | 0 | 2259.2258 | 462.733 | 0 | 0 | 0 | 0 | 0 | 0 | 0 | 0 | 1.8873 | -0.56326 | 0 | 0 | 0 | 0 | 0 | 0 | 0 | 0 | 85.4485 | 23.4698 | 0 | 0 | 0 | 0 | 0 | 0 | 0 | 0 | 2346.5615 | 485.6395 | 0 | 0 | 0 | 0 | 0 | 0 | 0 | 0
346 | FBTS Transformer and CB Replacement | Replacement - Major Station | Major Station | TRUE | Transformers | Network | Materials | 40% |  | 562.0471 | 436.418 | 501.7836 | 248.1137 | 0 | 0 | 0 | 0 | 0 | 0 | 0 | 0 | 0 | 0 | 0 | 0 | 0 | 0 | 0 | 0 | 0 | 0 | 0 | 20.8024 | 34.0515 | 15.0971 | 0 | 0 | 0 | 0 | 0 | 0 | 0 | 562.0471 | 457.2203 | 535.8351 | 263.2108 | 0 | 0 | 0 | 0 | 0 | 0 | 0 | 0% | 83% | 17% | 0% | 0% | 0% | 0% | 0% | 0% | 0% | 100% | [10 empty] | 0 | 1451.1407 | 297.2216 | 0 | 0 | 0 | 0 | 0 | 0 | 0 | 0 | 0 | 0 | 0 | 0 | 0 | 0 | 0 | 0 | 0 | 0 | 54.8539 | 15.0971 | 0 | 0 | 0 | 0 | 0 | 0 | 0 | 0 | 1505.9947 | 312.3187 | 0 | 0 | 0 | 0 | 0 | 0 | 0 | 0
347 | FBTS Transformer and CB Replacement | Replacement - Major Station | Major Station | TRUE | Transformers | Network | Labour - Internal | 10% |  | 140.5118 | 109.1045 | 125.4459 | 62.0284 | 0 | 0 | 0 | 0 | 0 | 0 | 0 | 0 | 0.63281 | 0.45901 | 0.6124 | 0 | 0 | 0 | 0 | 0 | 0 | 0 | 0 | 5.2308 | 8.544 | 3.8115 | 0 | 0 | 0 | 0 | 0 | 0 | 0 | 140.5118 | 114.9681 | 134.4489 | 66.4524 | 0 | 0 | 0 | 0 | 0 | 0 | 0 | 0% | 83% | 17% | 0% | 0% | 0% | 0% | 0% | 0% | 0% | 100% | [10 empty] | 0 | 362.7852 | 74.3054 | 0 | 0 | 0 | 0 | 0 | 0 | 0 | 0 | 1.0918 | 0.6124 | 0 | 0 | 0 | 0 | 0 | 0 | 0 | 0 | 13.7748 | 3.8115 | 0 | 0 | 0 | 0 | 0 | 0 | 0 | 0 | 377.6518 | 78.7293 | 0 | 0 | 0 | 0 | 0 | 0 | 0 | 0
348 | FBTS Transformer and CB Replacement | Replacement - Major Station | Major Station | TRUE | Transformers | Network | Labour - External | 50% |  | 702.5589 | 545.5225 | 627.2295 | 310.1421 | 0 | 0 | 0 | 0 | 0 | 0 | 0 | 0 | 3.164 | -1.6488 | -0.45224 | [5 empty] | 0 | 0 | 0 | 26.1538 | 42.4525 | 18.8438 | 0 | 0 | 0 | 0 | 0 | 0 | 0 | 702.5589 | 574.8403 | 668.0333 | 328.5337 | 0 | 0 | 0 | 0 | 0 | 0 | 0 | 0% | 83% | 17% | 0% | 0% | 0% | 0% | 0% | 0% | 0% | 100% | [10 empty] | 0 | 1813.9259 | 371.527 | 0 | 0 | 0 | 0 | 0 | 0 | 0 | 0 | 1.5153 | -0.45224 | 0 | 0 | 0 | 0 | 0 | 0 | 0 | 0 | 68.6063 | 18.8438 | 0 | 0 | 0 | 0 | 0 | 0 | 0 | 0 | 1884.0476 | 389.9186 | 0 | 0 | 0 | 0 | 0 | 0 | 0 | 0
349 | FBTS Transformer and CB Replacement | Replacement - Major Station | Major Station | TRUE | Towers and Conductor | Network | Materials | 40% |  | 24.2165 | 18.8036 | 21.62 | 10.6903 | 0 | 0 | 0 | 0 | 0 | 0 | 0 | 0 | 0 | 0 | 0 | 0 | 0 | 0 | 0 | 0 | 0 | 0 | 0 | 0.8963 | 1.4672 | 0.65048 | 0 | 0 | 0 | 0 | 0 | 0 | 0 | 24.2165 | 19.6999 | 23.0871 | 11.3408 | 0 | 0 | 0 | 0 | 0 | 0 | 0 | 0% | 83% | 17% | 0% | 0% | 0% | 0% | 0% | 0% | 0% | 100% | [10 empty] | 0 | 62.5242 | 12.8062 | 0 | 0 | 0 | 0 | 0 | 0 | 0 | 0 | 0 | 0 | 0 | 0 | 0 | 0 | 0 | 0 | 0 | 0 | 2.3635 | 0.65048 | 0 | 0 | 0 | 0 | 0 | 0 | 0 | 0 | 64.8877 | 13.4566 | 0 | 0 | 0 | 0 | 0 | 0 | 0 | 0
350 | FBTS Transformer and CB Replacement | Replacement - Major Station | Major Station | TRUE | Towers and Conductor | Network | Labour - Internal | 10% |  | 6.0541 | 4.7009 | 5.405 | 2.6726 | 0 | 0 | 0 | 0 | 0 | 0 | 0 | 0 | 0.027265 | 0.019777 | 0.026386 | 0 | 0 | 0 | 0 | 0 | 0 | 0 | 0 | 0.22537 | 0.36813 | 0.16422 | 0 | 0 | 0 | 0 | 0 | 0 | 0 | 6.0541 | 4.9535 | 5.7929 | 2.8632 | 0 | 0 | 0 | 0 | 0 | 0 | 0 | 0% | 83% | 17% | 0% | 0% | 0% | 0% | 0% | 0% | 0% | 100% | [10 empty] | 0 | 15.6311 | 3.2015 | 0 | 0 | 0 | 0 | 0 | 0 | 0 | 0 | 0.047042 | 0.026386 | 0 | 0 | 0 | 0 | 0 | 0 | 0 | 0 | 0.5935 | 0.16422 | 0 | 0 | 0 | 0 | 0 | 0 | 0 | 0 | 16.2716 | 3.3922 | 0 | 0 | 0 | 0 | 0 | 0 | 0 | 0
351 | FBTS Transformer and CB Replacement | Replacement - Major Station | Major Station | TRUE | Towers and Conductor | Network | Labour - External | 50% |  | 30.2706 | 23.5045 | 27.025 | 13.3629 | 0 | 0 | 0 | 0 | 0 | 0 | 0 | 0 | 0.13633 | -0.071039 | -0.019485 | [5 empty] | 0 | 0 | 0 | 1.1269 | 1.8291 | 0.81191 | 0 | 0 | 0 | 0 | 0 | 0 | 0 | 30.2706 | 24.7677 | 28.7831 | 14.1553 | 0 | 0 | 0 | 0 | 0 | 0 | 0 | 0% | 83% | 17% | 0% | 0% | 0% | 0% | 0% | 0% | 0% | 100% | [10 empty] | 0 | 78.1553 | 16.0077 | 0 | 0 | 0 | 0 | 0 | 0 | 0 | 0 | 0.065288 | -0.019485 | 0 | 0 | 0 | 0 | 0 | 0 | 0 | 0 | 2.956 | 0.81191 | 0 | 0 | 0 | 0 | 0 | 0 | 0 | 0 | 81.1766 | 16.8001 | 0 | 0 | 0 | 0 | 0 | 0 | 0 | 0
352 | FBTS Transformer and CB Replacement | Replacement - Major Station | Major Station | TRUE | Establishment | Network | Materials | 40% |  | 194.0794 | 150.6987 | 173.27 | 85.6757 | 0 | 0 | 0 | 0 | 0 | 0 | 0 | 0 | 0 | 0 | 0 | 0 | 0 | 0 | 0 | 0 | 0 | 0 | 0 | 7.1832 | 11.7583 | 5.2131 | 0 | 0 | 0 | 0 | 0 | 0 | 0 | 194.0794 | 157.8819 | 185.0282 | 90.8888 | 0 | 0 | 0 | 0 | 0 | 0 | 0 | 0% | 83% | 17% | 0% | 0% | 0% | 0% | 0% | 0% | 0% | 100% | [10 empty] | 0 | 501.0907 | 102.633 | 0 | 0 | 0 | 0 | 0 | 0 | 0 | 0 | 0 | 0 | 0 | 0 | 0 | 0 | 0 | 0 | 0 | 0 | 18.9415 | 5.2131 | 0 | 0 | 0 | 0 | 0 | 0 | 0 | 0 | 520.0322 | 107.8462 | 0 | 0 | 0 | 0 | 0 | 0 | 0 | 0
353 | FBTS Transformer and CB Replacement | Replacement - Major Station | Major Station | TRUE | Establishment | Network | Labour - Internal | 10% |  | 48.5199 | 37.6747 | 43.3175 | 21.4189 | 0 | 0 | 0 | 0 | 0 | 0 | 0 | 0 | 0.21851 | 0.1585 | 0.21147 | 0 | 0 | 0 | 0 | 0 | 0 | 0 | 0 | 1.8062 | 2.9503 | 1.3162 | 0 | 0 | 0 | 0 | 0 | 0 | 0 | 48.5199 | 39.6994 | 46.4263 | 22.9465 | 0 | 0 | 0 | 0 | 0 | 0 | 0 | 0% | 83% | 17% | 0% | 0% | 0% | 0% | 0% | 0% | 0% | 100% | [10 empty] | 0 | 125.2727 | 25.6583 | 0 | 0 | 0 | 0 | 0 | 0 | 0 | 0 | 0.37701 | 0.21147 | 0 | 0 | 0 | 0 | 0 | 0 | 0 | 0 | 4.7565 | 1.3162 | 0 | 0 | 0 | 0 | 0 | 0 | 0 | 0 | 130.4062 | 27.1859 | 0 | 0 | 0 | 0 | 0 | 0 | 0 | 0
354 | FBTS Transformer and CB Replacement | Replacement - Major Station | Major Station | TRUE | Establishment | Network | Labour - External | 50% |  | 242.5993 | 188.3733 | 216.5874 | 107.0946 | 0 | 0 | 0 | 0 | 0 | 0 | 0 | 0 | 1.0926 | -0.56933 | -0.15616 | [5 empty] | 0 | 0 | 0 | 9.0311 | 14.6592 | 6.5069 | 0 | 0 | 0 | 0 | 0 | 0 | 0 | 242.5993 | 198.497 | 230.6773 | 113.4454 | 0 | 0 | 0 | 0 | 0 | 0 | 0 | 0% | 83% | 17% | 0% | 0% | 0% | 0% | 0% | 0% | 0% | 100% | [10 empty] | 0 | 626.3634 | 128.2913 | 0 | 0 | 0 | 0 | 0 | 0 | 0 | 0 | 0.52324 | -0.15616 | 0 | 0 | 0 | 0 | 0 | 0 | 0 | 0 | 23.6903 | 6.5069 | 0 | 0 | 0 | 0 | 0 | 0 | 0 | 0 | 650.5769 | 134.6421 | 0 | 0 | 0 | 0 | 0 | 0 | 0 | 0
355 | FBTS Transformer and CB Replacement | Replacement - Major Station | Major Station | TRUE | Communications | Network | Materials | 40% |  | 5.6919 | 4.4197 | 5.0816 | 2.5127 | 0 | 0 | 0 | 0 | 0 | 0 | 0 | 0 | 0 | 0 | 0 | 0 | 0 | 0 | 0 | 0 | 0 | 0 | 0 | 0.21067 | 0.34484 | 0.15289 | 0 | 0 | 0 | 0 | 0 | 0 | 0 | 5.6919 | 4.6303 | 5.4265 | 2.6656 | 0 | 0 | 0 | 0 | 0 | 0 | 0 | 0% | 83% | 17% | 0% | 0% | 0% | 0% | 0% | 0% | 0% | 100% | [10 empty] | 0 | 14.6959 | 3.01 | 0 | 0 | 0 | 0 | 0 | 0 | 0 | 0 | 0 | 0 | 0 | 0 | 0 | 0 | 0 | 0 | 0 | 0 | 0.55551 | 0.15289 | 0 | 0 | 0 | 0 | 0 | 0 | 0 | 0 | 15.2514 | 3.1629 | 0 | 0 | 0 | 0 | 0 | 0 | 0 | 0
356 | FBTS Transformer and CB Replacement | Replacement - Major Station | Major Station | TRUE | Communications | Network | Labour - Internal | 10% |  | 1.423 | 1.1049 | 1.2704 | 0.62817 | 0 | 0 | 0 | 0 | 0 | 0 | 0 | 0 | 0.0064085 | 0.0046485 | 0.0062019 | 0 | 0 | 0 | 0 | 0 | 0 | 0 | 0 | 0.052973 | 0.086527 | 0.0386 | 0 | 0 | 0 | 0 | 0 | 0 | 0 | 1.423 | 1.1643 | 1.3616 | 0.67297 | 0 | 0 | 0 | 0 | 0 | 0 | 0 | 0% | 83% | 17% | 0% | 0% | 0% | 0% | 0% | 0% | 0% | 100% | [10 empty] | 0 | 3.674 | 0.7525 | 0 | 0 | 0 | 0 | 0 | 0 | 0 | 0 | 0.011057 | 0.0062019 | 0 | 0 | 0 | 0 | 0 | 0 | 0 | 0 | 0.1395 | 0.0386 | 0 | 0 | 0 | 0 | 0 | 0 | 0 | 0 | 3.8245 | 0.7973 | 0 | 0 | 0 | 0 | 0 | 0 | 0 | 0
357 | FBTS Transformer and CB Replacement | Replacement - Major Station | Major Station | TRUE | Communications | Network | Labour - External | 50% |  | 7.1149 | 5.5246 | 6.352 | 3.1409 | 0 | 0 | 0 | 0 | 0 | 0 | 0 | 0 | 0.032043 | -0.016697 | -0.0045799 | [5 empty] | 0 | 0 | 0 | 0.26486 | 0.42992 | 0.19083 | 0 | 0 | 0 | 0 | 0 | 0 | 0 | 7.1149 | 5.8215 | 6.7653 | 3.3271 | 0 | 0 | 0 | 0 | 0 | 0 | 0 | 0% | 83% | 17% | 0% | 0% | 0% | 0% | 0% | 0% | 0% | 100% | [10 empty] | 0 | 18.3699 | 3.7625 | 0 | 0 | 0 | 0 | 0 | 0 | 0 | 0 | 0.015345 | -0.0045799 | 0 | 0 | 0 | 0 | 0 | 0 | 0 | 0 | 0.69479 | 0.19083 | 0 | 0 | 0 | 0 | 0 | 0 | 0 | 0 | 19.08 | 3.9488 | 0 | 0 | 0 | 0 | 0 | 0 | 0 | 0
358 | HYTS 500kV CB Replacement | Replacement - Major Station | Major Station | TRUE | Switchgear | Network | Materials | 40% |  | 1898.5091 | 400.1801 | 2284.2941 | 357.1429 | 0 | 0 | 0 | 0 | 0 | 0 | 0 | 0 | 0 | 0 | 0 | 0 | 0 | 0 | 0 | 0 | 0 | 0 | 0 | 19.0751 | 155.0145 | 21.7312 | 0 | 0 | 0 | 0 | 0 | 0 | 0 | 1898.5091 | 419.2551 | 2439.3086 | 378.8741 | 0 | 0 | 0 | 0 | 0 | 0 | 0 | 0% | 100% | 0% | 0% | 0% | 0% | 0% | 0% | 0% | 0% | 100% | [10 empty] | 0 | 4940.1261 | 0 | 0 | 0 | 0 | 0 | 0 | 0 | 0 | 0 | 0 | 0 | 0 | 0 | 0 | 0 | 0 | 0 | 0 | 0 | 174.0896 | 0 | 0 | 0 | 0 | 0 | 0 | 0 | 0 | 0 | 5114.2157 | 0 | 0 | 0 | 0 | 0 | 0 | 0 | 0 | -21.7312
359 | HYTS 500kV CB Replacement | Replacement - Major Station | Major Station | TRUE | Switchgear | Network | Labour - Internal | 10% |  | 474.6273 | 100.045 | 571.0735 | 89.2857 | 0 | 0 | 0 | 0 | 0 | 0 | 0 | 0 | 0.58026 | 2.0896 | 0.88151 | 0 | 0 | 0 | 0 | 0 | 0 | 0 | 0 | 4.7964 | 38.8954 | 5.4864 | 0 | 0 | 0 | 0 | 0 | 0 | 0 | 474.6273 | 105.4217 | 612.0585 | 95.6537 | 0 | 0 | 0 | 0 | 0 | 0 | 0 | 0% | 100% | 0% | 0% | 0% | 0% | 0% | 0% | 0% | 0% | 100% | [10 empty] | 0 | 1235.0315 | 0 | 0 | 0 | 0 | 0 | 0 | 0 | 0 | 0 | 2.6698 | 0 | 0 | 0 | 0 | 0 | 0 | 0 | 0 | 0 | 43.6919 | 0 | 0 | 0 | 0 | 0 | 0 | 0 | 0 | 0 | 1281.3932 | 0 | 0 | 0 | 0 | 0 | 0 | 0 | 0 | -6.368
360 | HYTS 500kV CB Replacement | Replacement - Major Station | Major Station | TRUE | Switchgear | Network | Labour - External | 50% |  | 2373.1364 | 500.2251 | 2855.3676 | 446.4286 | 0 | 0 | 0 | 0 | 0 | 0 | 0 | 0 | 2.9013 | -7.5057 | -0.65097 | [5 empty] | 0 | 0 | 0 | 23.9821 | 193.2588 | 27.1244 | 0 | 0 | 0 | 0 | 0 | 0 | 0 | 2373.1364 | 527.1085 | 3041.1207 | 472.902 | 0 | 0 | 0 | 0 | 0 | 0 | 0 | 0% | 100% | 0% | 0% | 0% | 0% | 0% | 0% | 0% | 0% | 100% | [10 empty] | 0 | 6175.1576 | 0 | 0 | 0 | 0 | 0 | 0 | 0 | 0 | 0 | -4.6044 | 0 | 0 | 0 | 0 | 0 | 0 | 0 | 0 | 0 | 217.2409 | 0 | 0 | 0 | 0 | 0 | 0 | 0 | 0 | 0 | 6387.7941 | 0 | 0 | 0 | 0 | 0 | 0 | 0 | 0 | -26.4735
361 | SMTS H2 Transformer Replacement Stage 1 | Replacement - Major Station | Major Station | TRUE | Transformers | Network | Materials | 40% |  | 314.8007 | 250.3487 | 2.2058 | 0 | 0 | 0 | 0 | 0 | 0 | 0 | 0 | 0 | 0 | 0 | 0 | 0 | 0 | 0 | 0 | 0 | 0 | 0 | 0 | 11.9332 | 0.14969 | 0 | 0 | 0 | 0 | 0 | 0 | 0 | 0 | 314.8007 | 262.2819 | 2.3555 | 0 | 0 | 0 | 0 | 0 | 0 | 0 | 0 | 90% | 10% | 0% | 0% | 0% | 0% | 0% | 0% | 0% | 0% | 100% | [10 empty] | 510.6197 | 56.7355 | 0 | 0 | 0 | 0 | 0 | 0 | 0 | 0 | 0 | 0 | 0 | 0 | 0 | 0 | 0 | 0 | 0 | 0 | 11.9332 | 0.14969 | 0 | 0 | 0 | 0 | 0 | 0 | 0 | 0 | 522.5529 | 56.8852 | 0 | 0 | 0 | 0 | 0 | 0 | 0 | 0 | 0
362 | SMTS H2 Transformer Replacement Stage 1 | Replacement - Major Station | Major Station | TRUE | Transformers | Network | Labour - Internal | 10% |  | 78.7002 | 62.5872 | 0.55145 | 0 | 0 | 0 | 0 | 0 | 0 | 0 | 0 | 0 | 0.36301 | 0.0020178 | 0 | 0 | 0 | 0 | 0 | 0 | 0 | 0 | 0 | 3.0006 | 0.037559 | 0 | 0 | 0 | 0 | 0 | 0 | 0 | 0 | 78.7002 | 65.9508 | 0.59102 | 0 | 0 | 0 | 0 | 0 | 0 | 0 | 0 | 90% | 10% | 0% | 0% | 0% | 0% | 0% | 0% | 0% | 0% | 100% | [10 empty] | 127.6549 | 14.1839 | 0 | 0 | 0 | 0 | 0 | 0 | 0 | 0 | 0.36301 | 0.0020178 | 0 | 0 | 0 | 0 | 0 | 0 | 0 | 0 | 3.0006 | 0.037559 | 0 | 0 | 0 | 0 | 0 | 0 | 0 | 0 | 131.0185 | 14.2235 | 0 | 0 | 0 | 0 | 0 | 0 | 0 | 0 | 0
363 | SMTS H2 Transformer Replacement Stage 1 | Replacement - Major Station | Major Station | TRUE | Transformers | Network | Labour - External | 50% |  | 393.5009 | 312.9359 | 2.7572 | 0 | 0 | 0 | 0 | 0 | 0 | 0 | 0 | 0 | 1.815 | -0.0072477 | 0 | [5 empty] | 0 | 0 | 0 | 15.003 | 0.18662 | 0 | 0 | 0 | 0 | 0 | 0 | 0 | 0 | 393.5009 | 329.7539 | 2.9366 | 0 | 0 | 0 | 0 | 0 | 0 | 0 | 0 | 90% | 10% | 0% | 0% | 0% | 0% | 0% | 0% | 0% | 0% | 100% | [10 empty] | 638.2747 | 70.9194 | 0 | 0 | 0 | 0 | 0 | 0 | 0 | 0 | 1.815 | -0.0072477 | 0 | 0 | 0 | 0 | 0 | 0 | 0 | 0 | 15.003 | 0.18662 | 0 | 0 | 0 | 0 | 0 | 0 | 0 | 0 | 655.0927 | 71.0988 | 0 | 0 | 0 | 0 | 0 | 0 | 0 | 0 | 0
364 | L1 & L2 DDTS & SMTS Disconn/E SW Repl. | Replacement - Major Station | Major Station | TRUE | Switchgear | Network | Materials | 40% |  | 0 | 30.6599 | 498 | 583.6 | 1086 | 0 | 0 | 0 | 0 | 0 | 0 | 0 | 0 | 0 | 0 | 0 | 0 | 0 | 0 | 0 | 0 | 0 | 0 | 1.4614 | 33.7948 | 35.5106 | 58.845 | 0 | 0 | 0 | 0 | 0 | 0 | 0 | 32.1213 | 531.7948 | 619.1106 | 1144.845 | 0 | 0 | 0 | 0 | 0 | 0 | 0% | 0% | 50% | 50% | 0% | 0% | 0% | 0% | 0% | 0% | 100% | [10 empty] | 0 | 0 | 1099.1299 | 1099.1299 | 0 | 0 | 0 | 0 | 0 | 0 | 0 | 0 | 0 | 0 | 0 | 0 | 0 | 0 | 0 | 0 | 0 | 0 | 70.7668 | 58.845 | 0 | 0 | 0 | 0 | 0 | 0 | 0 | 0 | 1169.8967 | 1157.975 | 0 | 0 | 0 | 0 | 0 | 0 | 0
365 | L1 & L2 DDTS & SMTS Disconn/E SW Repl. | Replacement - Major Station | Major Station | TRUE | Switchgear | Network | Labour - Internal | 10% |  | 0 | 7.665 | 124.5 | 145.9 | 271.5 | 0 | 0 | 0 | 0 | 0 | 0 | 0 | 0.044457 | 0.45555 | 1.4405 | 4.1051 | 0 | 0 | 0 | 0 | 0 | 0 | 0 | 0.36748 | 8.4796 | 8.9653 | 14.9337 | 0 | 0 | 0 | 0 | 0 | 0 | 0 | 8.0769 | 133.4352 | 156.3057 | 290.5388 | 0 | 0 | 0 | 0 | 0 | 0 | 0% | 0% | 50% | 50% | 0% | 0% | 0% | 0% | 0% | 0% | 100% | [10 empty] | 0 | 0 | 274.7825 | 274.7825 | 0 | 0 | 0 | 0 | 0 | 0 | 0 | 0 | 1.9405 | 4.1051 | 0 | 0 | 0 | 0 | 0 | 0 | 0 | 0 | 17.8124 | 14.9337 | 0 | 0 | 0 | 0 | 0 | 0 | 0 | 0 | 294.5353 | 293.8213 | 0 | 0 | 0 | 0 | 0 | 0 | 0
366 | L1 & L2 DDTS & SMTS Disconn/E SW Repl. | Replacement - Major Station | Major Station | TRUE | Switchgear | Network | Labour - External | 50% |  | 0 | 38.3249 | 622.5 | 729.5 | 1357.5 | 0 | 0 | 0 | 0 | 0 | 0 | 0 | 0.22228 | -1.6363 | -1.0637 | [5 empty] | 0 | 0 | 0 | 1.8374 | 42.1324 | 44.3235 | 73.5563 | 0 | 0 | 0 | 0 | 0 | 0 | 0 | 40.3845 | 662.9961 | 772.7597 | 1431.0563 | 0 | 0 | 0 | 0 | 0 | 0 | 0% | 0% | 50% | 50% | 0% | 0% | 0% | 0% | 0% | 0% | 100% | [10 empty] | 0 | 0 | 1373.9124 | 1373.9124 | 0 | 0 | 0 | 0 | 0 | 0 | 0 | 0 | -2.4778 | 0 | 0 | 0 | 0 | 0 | 0 | 0 | 0 | 0 | 88.2933 | 73.5563 | 0 | 0 | 0 | 0 | 0 | 0 | 0 | 0 | 1459.728 | 1447.4687 | 0 | 0 | 0 | 0 | 0 | 0 | 0
367 | GNTS 66 kV CB Replacement | Replacement - Major Station | Major Station | TRUE | Switchgear | Network | Materials | 40% |  | 0 | 0 | 0 | 0 | 0 | 131.925 | 593.6626 | 593.6626 | 0 | 0 | 0 | 0 | 0 | 0 | 0 | 0 | 0 | 0 | 0 | 0 | 0 | 0 | 0 | 0 | 0 | 0 | 0 | 7.3404 | 32.1906 | 41.6381 | 0 | 0 | 0 | 0 | 0 | 0 | 0 | 0 | 139.2654 | 625.8533 | 635.3008 | 0 | 0 | 0 | 0% | 0% | 0% | 0% | 0% | 50% | 50% | 0% | 0% | 0% | 100% | [10 empty] | 0 | 0 | 0 | 0 | 0 | 659.6252 | 659.6252 | 0 | 0 | 0 | 0 | 0 | 0 | 0 | 0 | 0 | 0 | 0 | 0 | 0 | 0 | 0 | 0 | 0 | 0 | 39.531 | 41.6381 | 0 | 0 | 0 | 0 | 0 | 0 | 0 | 0 | 699.1562 | 701.2633 | 0 | 0 | 0 | 0
368 | GNTS 66 kV CB Replacement | Replacement - Major Station | Major Station | TRUE | Switchgear | Network | Labour - Internal | 10% |  | 0 | 0 | 0 | 0 | 0 | 32.9813 | 148.4157 | 148.4157 | 0 | 0 | 0 | 0 | 0 | 0 | 0 | 0 | 0.66636 | 4.1792 | 5.8591 | 0 | 0 | 0 | 0 | 0 | 0 | 0 | 0 | 1.8722 | 8.2743 | 10.8205 | 0 | 0 | 0 | 0 | 0 | 0 | 0 | 0 | 35.5198 | 160.8692 | 165.0952 | 0 | 0 | 0 | 0% | 0% | 0% | 0% | 0% | 50% | 50% | 0% | 0% | 0% | 100% | [10 empty] | 0 | 0 | 0 | 0 | 0 | 164.9063 | 164.9063 | 0 | 0 | 0 | 0 | 0 | 0 | 0 | 0 | 4.8456 | 5.8591 | 0 | 0 | 0 | 0 | 0 | 0 | 0 | 0 | 10.1464 | 10.8205 | 0 | 0 | 0 | 0 | 0 | 0 | 0 | 0 | 179.8983 | 181.5858 | 0 | 0 | 0 | 0
369 | GNTS 66 kV CB Replacement | Replacement - Major Station | Major Station | TRUE | Switchgear | Network | Labour - External | 50% |  | 0 | 0 | 0 | 0 | 0 | 164.9063 | 742.0783 | 742.0783 | 0 | 0 | 0 | 0 | 0 | 0 | 0 | [5 empty] | 0 | 0 | 0 | 0 | 0 | 0 | 0 | 9.1755 | 40.2383 | 52.0476 | 0 | 0 | 0 | 0 | 0 | 0 | 0 | 0 | 174.0818 | 782.3166 | 794.1259 | 0 | 0 | 0 | 0% | 0% | 0% | 0% | 0% | 50% | 50% | 0% | 0% | 0% | 100% | [10 empty] | 0 | 0 | 0 | 0 | 0 | 824.5315 | 824.5315 | 0 | 0 | 0 | 0 | 0 | 0 | 0 | 0 | 0 | 0 | 0 | 0 | 0 | 0 | 0 | 0 | 0 | 0 | 49.4137 | 52.0476 | 0 | 0 | 0 | 0 | 0 | 0 | 0 | 0 | 873.9452 | 876.5791 | 0 | 0 | 0 | 0
370 | HOTS 66kV Circuit Breaker Replacement | Replacement - Major Station | Major Station | TRUE | Switchgear | Network | Materials | 40% |  | 0 | 0 | 0 | 0 | 0 | 0 | 131.925 | 593.6626 | 593.6626 | 0 | 0 | 0 | 0 | 0 | 0 | 0 | 0 | 0 | 0 | 0 | 0 | 0 | 0 | 0 | 0 | 0 | 0 | 0 | 7.1535 | 41.6381 | 55.6911 | 0 | 0 | 0 | 0 | 0 | 0 | 0 | 0 | 139.0785 | 635.3008 | 649.3537 | 0 | 0 | 0% | 0% | 0% | 0% | 0% | 0% | 50% | 50% | 0% | 0% | 100% | [10 empty] | 0 | 0 | 0 | 0 | 0 | 0 | 659.6252 | 659.6252 | 0 | 0 | 0 | 0 | 0 | 0 | 0 | 0 | 0 | 0 | 0 | 0 | 0 | 0 | 0 | 0 | 0 | 0 | 48.7916 | 55.6911 | 0 | 0 | 0 | 0 | 0 | 0 | 0 | 0 | 708.4167 | 715.3162 | 0 | 0 | 0
371 | HOTS 66kV Circuit Breaker Replacement | Replacement - Major Station | Major Station | TRUE | Switchgear | Network | Labour - Internal | 10% |  | 0 | 0 | 0 | 0 | 0 | 0 | 32.9813 | 148.4157 | 148.4157 | 0 | 0 | 0 | 0 | 0 | 0 | 0 | 0 | 0.92872 | 5.8591 | 7.5574 | 0 | 0 | 0 | 0 | 0 | 0 | 0 | 0 | 1.8387 | 10.8205 | 14.6317 | 0 | 0 | 0 | 0 | 0 | 0 | 0 | 0 | 35.7487 | 165.0952 | 170.6048 | 0 | 0 | 0% | 0% | 0% | 0% | 0% | 0% | 50% | 50% | 0% | 0% | 100% | [10 empty] | 0 | 0 | 0 | 0 | 0 | 0 | 164.9063 | 164.9063 | 0 | 0 | 0 | 0 | 0 | 0 | 0 | 0 | 6.7878 | 7.5574 | 0 | 0 | 0 | 0 | 0 | 0 | 0 | 0 | 12.6592 | 14.6317 | 0 | 0 | 0 | 0 | 0 | 0 | 0 | 0 | 184.3533 | 187.0954 | 0 | 0 | 0
372 | HOTS 66kV Circuit Breaker Replacement | Replacement - Major Station | Major Station | TRUE | Switchgear | Network | Labour - External | 50% |  | 0 | 0 | 0 | 0 | 0 | 0 | 164.9063 | 742.0783 | 742.0783 | 0 | 0 | 0 | 0 | 0 | 0 | [5 empty] | 0 | 0 | 0 | 0 | 0 | 0 | 0 | 0 | 8.9418 | 52.0476 | 69.6138 | 0 | 0 | 0 | 0 | 0 | 0 | 0 | 0 | 173.8481 | 794.1259 | 811.6921 | 0 | 0 | 0% | 0% | 0% | 0% | 0% | 0% | 50% | 50% | 0% | 0% | 100% | [10 empty] | 0 | 0 | 0 | 0 | 0 | 0 | 824.5315 | 824.5315 | 0 | 0 | 0 | 0 | 0 | 0 | 0 | 0 | 0 | 0 | 0 | 0 | 0 | 0 | 0 | 0 | 0 | 0 | 60.9895 | 69.6138 | 0 | 0 | 0 | 0 | 0 | 0 | 0 | 0 | 885.5209 | 894.1453 | 0 | 0 | 0
373 | FTS 66kV Circuit Breaker Replacement | Replacement - Major Station | Major Station | TRUE | Switchgear | Network | Materials | 40% |  | 0 | 0 | 0 | 0 | 0 | 0 | 0 | 184.695 | 831.1277 | 831.1277 | 0 | 0 | 0 | 0 | 0 | 0 | 0 | 0 | 0 | 0 | 0 | 0 | 0 | 0 | 0 | 0 | 0 | 0 | 0 | 12.9541 | 77.9675 | 52.3996 | 0 | 0 | 0 | 0 | 0 | 0 | 0 | 0 | 197.6491 | 909.0952 | 883.5273 | 0 | 0% | 0% | 0% | 0% | 0% | 0% | 0% | 50% | 50% | 0% | 100% | [10 empty] | 0 | 0 | 0 | 0 | 0 | 0 | 0 | 923.4752 | 923.4752 | 0 | 0 | 0 | 0 | 0 | 0 | 0 | 0 | 0 | 0 | 0 | 0 | 0 | 0 | 0 | 0 | 0 | 0 | 90.9216 | 52.3996 | 0 | 0 | 0 | 0 | 0 | 0 | 0 | 0 | 1014.3968 | 975.8748 | 0 | 0
374 | FTS 66kV Circuit Breaker Replacement | Replacement - Major Station | Major Station | TRUE | Switchgear | Network | Labour - Internal | 10% |  | 0 | 0 | 0 | 0 | 0 | 0 | 0 | 46.1738 | 207.7819 | 207.7819 | 0 | 0 | 0 | 0 | 0 | 0 | 0 | 0 | 1.8228 | 10.5803 | 12.9842 | 0 | 0 | 0 | 0 | 0 | 0 | 0 | 0 | 3.3664 | 20.4844 | 13.9185 | 0 | 0 | 0 | 0 | 0 | 0 | 0 | 0 | 51.3629 | 238.8467 | 234.6846 | 0 | 0% | 0% | 0% | 0% | 0% | 0% | 0% | 50% | 50% | 0% | 100% | [10 empty] | 0 | 0 | 0 | 0 | 0 | 0 | 0 | 230.8688 | 230.8688 | 0 | 0 | 0 | 0 | 0 | 0 | 0 | 0 | 12.4032 | 12.9842 | 0 | 0 | 0 | 0 | 0 | 0 | 0 | 0 | 23.8508 | 13.9185 | 0 | 0 | 0 | 0 | 0 | 0 | 0 | 0 | 267.1227 | 257.7715 | 0 | 0
375 | FTS 66kV Circuit Breaker Replacement | Replacement - Major Station | Major Station | TRUE | Switchgear | Network | Labour - External | 50% |  | 0 | 0 | 0 | 0 | 0 | 0 | 0 | 230.8688 | 1038.9096 | 1038.9096 | 0 | 0 | 0 | 0 | 0 | [5 empty] | 59.3747 | 0 | 0 | 0 | 0 | 0 | 0 | 0 | 0 | 16.1926 | 97.4594 | 69.2428 | 0 | 0 | 0 | 0 | 0 | 0 | 0 | 0 | 247.0614 | 1136.369 | 1167.5272 | 0 | 0% | 0% | 0% | 0% | 0% | 0% | 0% | 50% | 50% | 0% | 100% | [10 empty] | 0 | 0 | 0 | 0 | 0 | 0 | 0 | 1154.344 | 1154.344 | 0 | 0 | 0 | 0 | 0 | 0 | 0 | 0 | 0 | 29.6873 | 0 | 0 | 0 | 0 | 0 | 0 | 0 | 0 | 113.652 | 69.2428 | 0 | 0 | 0 | 0 | 0 | 0 | 0 | 0 | 1267.996 | 1253.2742 | 0 | -29.6873
376 | BETS Replace RTU, Prot and Control | Replacement - Major Station | Major Station | TRUE | Secondary | Network | Materials | 40% |  | 0 | 0 | 0 | 0 | 0 | 0 | 0 | 0 | 0 | 0 | 0 | 0 | 0 | 0 | 0 | 0 | 0 | 0 | 0 | 0 | 0 | 0 | 0 | 0 | 0 | 0 | 0 | 0 | 0 | 0 | 0 | 0 | 0 | 0 | 0 | 0 | 0 | 0 | 0 | 0 | 0 | 0 | 0 | 0 | 0% | 0% | 0% | 0% | 0% | 0% | 0% | 0% | 0% | 0% | 0% | [10 empty] | 0 | 0 | 0 | 0 | 0 | 0 | 0 | 0 | 0 | 0 | 0 | 0 | 0 | 0 | 0 | 0 | 0 | 0 | 0 | 0 | 0 | 0 | 0 | 0 | 0 | 0 | 0 | 0 | 0 | 0 | 0 | 0 | 0 | 0 | 0 | 0 | 0 | 0 | 0 | 0 | 0
377 | BETS Replace RTU, Prot and Control | Replacement - Major Station | Major Station | TRUE | Secondary | Network | Labour - Internal | 10% |  | 0 | 0 | 0 | 0 | 0 | 0 | 0 | 0 | 0 | 0 | 0 | 0 | 0 | 0 | 0 | 0 | 0 | 0 | 0 | 0 | 0 | 0 | 0 | 0 | 0 | 0 | 0 | 0 | 0 | 0 | 0 | 0 | 0 | 0 | 0 | 0 | 0 | 0 | 0 | 0 | 0 | 0 | 0 | 0 | 0% | 0% | 0% | 0% | 0% | 0% | 0% | 0% | 0% | 0% | 0% | [10 empty] | 0 | 0 | 0 | 0 | 0 | 0 | 0 | 0 | 0 | 0 | 0 | 0 | 0 | 0 | 0 | 0 | 0 | 0 | 0 | 0 | 0 | 0 | 0 | 0 | 0 | 0 | 0 | 0 | 0 | 0 | 0 | 0 | 0 | 0 | 0 | 0 | 0 | 0 | 0 | 0 | 0
378 | BETS Replace RTU, Prot and Control | Replacement - Major Station | Major Station | TRUE | Secondary | Network | Labour - External | 50% |  | 0 | 0 | 0 | 0 | 0 | 0 | 0 | 0 | 0 | 0 | 0 | 0 | 0 | 0 | 0 | [5 empty] | 0 | 0 | 0 | 0 | 0 | 0 | 0 | 0 | 0 | 0 | 0 | 0 | 0 | 0 | 0 | 0 | 0 | 0 | 0 | 0 | 0 | 0 | 0 | 0 | 0% | 0% | 0% | 0% | 0% | 0% | 0% | 0% | 0% | 0% | 0% | [10 empty] | 0 | 0 | 0 | 0 | 0 | 0 | 0 | 0 | 0 | 0 | 0 | 0 | 0 | 0 | 0 | 0 | 0 | 0 | 0 | 0 | 0 | 0 | 0 | 0 | 0 | 0 | 0 | 0 | 0 | 0 | 0 | 0 | 0 | 0 | 0 | 0 | 0 | 0 | 0 | 0 | 0
379 | REFCL T2 ZS WORK - WOTS (Tx Component) | Security and Compliance | Stations | TRUE | Secondary | Network | Materials | 40% |  | 0 | 0 | 0 | 0 | 0 | 0 | 0 | 0 | 0 | 0 | 0 | 0 | 0 | 0 | 0 | 0 | 0 | 0 | 0 | 0 | 0 | 0 | 0 | 0 | 0 | 0 | 0 | 0 | 0 | 0 | 0 | 0 | 0 | 0 | 0 | 0 | 0 | 0 | 0 | 0 | 0 | 0 | 0 | 0 | 0% | 0% | 0% | 0% | 0% | 0% | 0% | 0% | 0% | 0% | 0% | [10 empty] | 0 | 0 | 0 | 0 | 0 | 0 | 0 | 0 | 0 | 0 | 0 | 0 | 0 | 0 | 0 | 0 | 0 | 0 | 0 | 0 | 0 | 0 | 0 | 0 | 0 | 0 | 0 | 0 | 0 | 0 | 0 | 0 | 0 | 0 | 0 | 0 | 0 | 0 | 0 | 0 | 0
380 | REFCL T2 ZS WORK - WOTS (Tx Component) | Security and Compliance | Stations | TRUE | Secondary | Network | Labour - Internal | 10% |  | 0 | 0 | 0 | 0 | 0 | 0 | 0 | 0 | 0 | 0 | 0 | 0 | 0 | 0 | 0 | 0 | 0 | 0 | 0 | 0 | 0 | 0 | 0 | 0 | 0 | 0 | 0 | 0 | 0 | 0 | 0 | 0 | 0 | 0 | 0 | 0 | 0 | 0 | 0 | 0 | 0 | 0 | 0 | 0 | 0% | 0% | 0% | 0% | 0% | 0% | 0% | 0% | 0% | 0% | 0% | [10 empty] | 0 | 0 | 0 | 0 | 0 | 0 | 0 | 0 | 0 | 0 | 0 | 0 | 0 | 0 | 0 | 0 | 0 | 0 | 0 | 0 | 0 | 0 | 0 | 0 | 0 | 0 | 0 | 0 | 0 | 0 | 0 | 0 | 0 | 0 | 0 | 0 | 0 | 0 | 0 | 0 | 0
381 | REFCL T2 ZS WORK - WOTS (Tx Component) | Security and Compliance | Stations | TRUE | Secondary | Network | Labour - External | 50% |  | 0 | 0 | 0 | 0 | 0 | 0 | 0 | 0 | 0 | 0 | 0 | 0 | 0 | 0 | 0 | [5 empty] | 0 | 0 | 0 | 0 | 0 | 0 | 0 | 0 | 0 | 0 | 0 | 0 | 0 | 0 | 0 | 0 | 0 | 0 | 0 | 0 | 0 | 0 | 0 | 0 | 0% | 0% | 0% | 0% | 0% | 0% | 0% | 0% | 0% | 0% | 0% | [10 empty] | 0 | 0 | 0 | 0 | 0 | 0 | 0 | 0 | 0 | 0 | 0 | 0 | 0 | 0 | 0 | 0 | 0 | 0 | 0 | 0 | 0 | 0 | 0 | 0 | 0 | 0 | 0 | 0 | 0 | 0 | 0 | 0 | 0 | 0 | 0 | 0 | 0 | 0 | 0 | 0 | 0
382 | REFCL T2 ZS WORK - WOTS (Tx Component) | Security and Compliance | Stations | TRUE | Switchgear | Network | Materials | 40% |  | 0 | 0 | 0 | 0 | 0 | 0 | 0 | 0 | 0 | 0 | 0 | 0 | 0 | 0 | 0 | 0 | 0 | 0 | 0 | 0 | 0 | 0 | 0 | 0 | 0 | 0 | 0 | 0 | 0 | 0 | 0 | 0 | 0 | 0 | 0 | 0 | 0 | 0 | 0 | 0 | 0 | 0 | 0 | 0 | 0% | 0% | 0% | 0% | 0% | 0% | 0% | 0% | 0% | 0% | 0% | [10 empty] | 0 | 0 | 0 | 0 | 0 | 0 | 0 | 0 | 0 | 0 | 0 | 0 | 0 | 0 | 0 | 0 | 0 | 0 | 0 | 0 | 0 | 0 | 0 | 0 | 0 | 0 | 0 | 0 | 0 | 0 | 0 | 0 | 0 | 0 | 0 | 0 | 0 | 0 | 0 | 0 | 0
383 | REFCL T2 ZS WORK - WOTS (Tx Component) | Security and Compliance | Stations | TRUE | Switchgear | Network | Labour - Internal | 10% |  | 0 | 0 | 0 | 0 | 0 | 0 | 0 | 0 | 0 | 0 | 0 | 0 | 0 | 0 | 0 | 0 | 0 | 0 | 0 | 0 | 0 | 0 | 0 | 0 | 0 | 0 | 0 | 0 | 0 | 0 | 0 | 0 | 0 | 0 | 0 | 0 | 0 | 0 | 0 | 0 | 0 | 0 | 0 | 0 | 0% | 0% | 0% | 0% | 0% | 0% | 0% | 0% | 0% | 0% | 0% | [10 empty] | 0 | 0 | 0 | 0 | 0 | 0 | 0 | 0 | 0 | 0 | 0 | 0 | 0 | 0 | 0 | 0 | 0 | 0 | 0 | 0 | 0 | 0 | 0 | 0 | 0 | 0 | 0 | 0 | 0 | 0 | 0 | 0 | 0 | 0 | 0 | 0 | 0 | 0 | 0 | 0 | 0
384 | REFCL T2 ZS WORK - WOTS (Tx Component) | Security and Compliance | Stations | TRUE | Switchgear | Network | Labour - External | 50% |  | 0 | 0 | 0 | 0 | 0 | 0 | 0 | 0 | 0 | 0 | 0 | 0 | 0 | 0 | 0 | [5 empty] | 0 | 0 | 0 | 0 | 0 | 0 | 0 | 0 | 0 | 0 | 0 | 0 | 0 | 0 | 0 | 0 | 0 | 0 | 0 | 0 | 0 | 0 | 0 | 0 | 0% | 0% | 0% | 0% | 0% | 0% | 0% | 0% | 0% | 0% | 0% | [10 empty] | 0 | 0 | 0 | 0 | 0 | 0 | 0 | 0 | 0 | 0 | 0 | 0 | 0 | 0 | 0 | 0 | 0 | 0 | 0 | 0 | 0 | 0 | 0 | 0 | 0 | 0 | 0 | 0 | 0 | 0 | 0 | 0 | 0 | 0 | 0 | 0 | 0 | 0 | 0 | 0 | 0
385 | REFCL T2 ZS WORK - WOTS (Tx Component) | Security and Compliance | Stations | TRUE | Transformers | Network | Materials | 40% |  | 0 | 0 | 0 | 0 | 0 | 0 | 0 | 0 | 0 | 0 | 0 | 0 | 0 | 0 | 0 | 0 | 0 | 0 | 0 | 0 | 0 | 0 | 0 | 0 | 0 | 0 | 0 | 0 | 0 | 0 | 0 | 0 | 0 | 0 | 0 | 0 | 0 | 0 | 0 | 0 | 0 | 0 | 0 | 0 | 0% | 0% | 0% | 0% | 0% | 0% | 0% | 0% | 0% | 0% | 0% | [10 empty] | 0 | 0 | 0 | 0 | 0 | 0 | 0 | 0 | 0 | 0 | 0 | 0 | 0 | 0 | 0 | 0 | 0 | 0 | 0 | 0 | 0 | 0 | 0 | 0 | 0 | 0 | 0 | 0 | 0 | 0 | 0 | 0 | 0 | 0 | 0 | 0 | 0 | 0 | 0 | 0 | 0
386 | REFCL T2 ZS WORK - WOTS (Tx Component) | Security and Compliance | Stations | TRUE | Transformers | Network | Labour - Internal | 10% |  | 0 | 0 | 0 | 0 | 0 | 0 | 0 | 0 | 0 | 0 | 0 | 0 | 0 | 0 | 0 | 0 | 0 | 0 | 0 | 0 | 0 | 0 | 0 | 0 | 0 | 0 | 0 | 0 | 0 | 0 | 0 | 0 | 0 | 0 | 0 | 0 | 0 | 0 | 0 | 0 | 0 | 0 | 0 | 0 | 0% | 0% | 0% | 0% | 0% | 0% | 0% | 0% | 0% | 0% | 0% | [10 empty] | 0 | 0 | 0 | 0 | 0 | 0 | 0 | 0 | 0 | 0 | 0 | 0 | 0 | 0 | 0 | 0 | 0 | 0 | 0 | 0 | 0 | 0 | 0 | 0 | 0 | 0 | 0 | 0 | 0 | 0 | 0 | 0 | 0 | 0 | 0 | 0 | 0 | 0 | 0 | 0 | 0
387 | REFCL T2 ZS WORK - WOTS (Tx Component) | Security and Compliance | Stations | TRUE | Transformers | Network | Labour - External | 50% |  | 0 | 0 | 0 | 0 | 0 | 0 | 0 | 0 | 0 | 0 | 0 | 0 | 0 | 0 | 0 | [5 empty] | 0 | 0 | 0 | 0 | 0 | 0 | 0 | 0 | 0 | 0 | 0 | 0 | 0 | 0 | 0 | 0 | 0 | 0 | 0 | 0 | 0 | 0 | 0 | 0 | 0% | 0% | 0% | 0% | 0% | 0% | 0% | 0% | 0% | 0% | 0% | [10 empty] | 0 | 0 | 0 | 0 | 0 | 0 | 0 | 0 | 0 | 0 | 0 | 0 | 0 | 0 | 0 | 0 | 0 | 0 | 0 | 0 | 0 | 0 | 0 | 0 | 0 | 0 | 0 | 0 | 0 | 0 | 0 | 0 | 0 | 0 | 0 | 0 | 0 | 0 | 0 | 0 | 0
388 | REFCL T2 ZS WORK - WOTS (Tx Component) | Security and Compliance | Stations | TRUE | Towers and Conductor | Network | Materials | 40% |  | 0 | 0 | 0 | 0 | 0 | 0 | 0 | 0 | 0 | 0 | 0 | 0 | 0 | 0 | 0 | 0 | 0 | 0 | 0 | 0 | 0 | 0 | 0 | 0 | 0 | 0 | 0 | 0 | 0 | 0 | 0 | 0 | 0 | 0 | 0 | 0 | 0 | 0 | 0 | 0 | 0 | 0 | 0 | 0 | 0% | 0% | 0% | 0% | 0% | 0% | 0% | 0% | 0% | 0% | 0% | [10 empty] | 0 | 0 | 0 | 0 | 0 | 0 | 0 | 0 | 0 | 0 | 0 | 0 | 0 | 0 | 0 | 0 | 0 | 0 | 0 | 0 | 0 | 0 | 0 | 0 | 0 | 0 | 0 | 0 | 0 | 0 | 0 | 0 | 0 | 0 | 0 | 0 | 0 | 0 | 0 | 0 | 0
389 | REFCL T2 ZS WORK - WOTS (Tx Component) | Security and Compliance | Stations | TRUE | Towers and Conductor | Network | Labour - Internal | 10% |  | 0 | 0 | 0 | 0 | 0 | 0 | 0 | 0 | 0 | 0 | 0 | 0 | 0 | 0 | 0 | 0 | 0 | 0 | 0 | 0 | 0 | 0 | 0 | 0 | 0 | 0 | 0 | 0 | 0 | 0 | 0 | 0 | 0 | 0 | 0 | 0 | 0 | 0 | 0 | 0 | 0 | 0 | 0 | 0 | 0% | 0% | 0% | 0% | 0% | 0% | 0% | 0% | 0% | 0% | 0% | [10 empty] | 0 | 0 | 0 | 0 | 0 | 0 | 0 | 0 | 0 | 0 | 0 | 0 | 0 | 0 | 0 | 0 | 0 | 0 | 0 | 0 | 0 | 0 | 0 | 0 | 0 | 0 | 0 | 0 | 0 | 0 | 0 | 0 | 0 | 0 | 0 | 0 | 0 | 0 | 0 | 0 | 0
390 | REFCL T2 ZS WORK - WOTS (Tx Component) | Security and Compliance | Stations | TRUE | Towers and Conductor | Network | Labour - External | 50% |  | 0 | 0 | 0 | 0 | 0 | 0 | 0 | 0 | 0 | 0 | 0 | 0 | 0 | 0 | 0 | [5 empty] | 0 | 0 | 0 | 0 | 0 | 0 | 0 | 0 | 0 | 0 | 0 | 0 | 0 | 0 | 0 | 0 | 0 | 0 | 0 | 0 | 0 | 0 | 0 | 0 | 0% | 0% | 0% | 0% | 0% | 0% | 0% | 0% | 0% | 0% | 0% | [10 empty] | 0 | 0 | 0 | 0 | 0 | 0 | 0 | 0 | 0 | 0 | 0 | 0 | 0 | 0 | 0 | 0 | 0 | 0 | 0 | 0 | 0 | 0 | 0 | 0 | 0 | 0 | 0 | 0 | 0 | 0 | 0 | 0 | 0 | 0 | 0 | 0 | 0 | 0 | 0 | 0 | 0
391 | REFCL T2 ZS WORK - WOTS (Tx Component) | Security and Compliance | Stations | TRUE | Establishment | Network | Materials | 40% |  | 0 | 0 | 0 | 0 | 0 | 0 | 0 | 0 | 0 | 0 | 0 | 0 | 0 | 0 | 0 | 0 | 0 | 0 | 0 | 0 | 0 | 0 | 0 | 0 | 0 | 0 | 0 | 0 | 0 | 0 | 0 | 0 | 0 | 0 | 0 | 0 | 0 | 0 | 0 | 0 | 0 | 0 | 0 | 0 | 0% | 0% | 0% | 0% | 0% | 0% | 0% | 0% | 0% | 0% | 0% | [10 empty] | 0 | 0 | 0 | 0 | 0 | 0 | 0 | 0 | 0 | 0 | 0 | 0 | 0 | 0 | 0 | 0 | 0 | 0 | 0 | 0 | 0 | 0 | 0 | 0 | 0 | 0 | 0 | 0 | 0 | 0 | 0 | 0 | 0 | 0 | 0 | 0 | 0 | 0 | 0 | 0 | 0
392 | REFCL T2 ZS WORK - WOTS (Tx Component) | Security and Compliance | Stations | TRUE | Establishment | Network | Labour - Internal | 10% |  | 0 | 0 | 0 | 0 | 0 | 0 | 0 | 0 | 0 | 0 | 0 | 0 | 0 | 0 | 0 | 0 | 0 | 0 | 0 | 0 | 0 | 0 | 0 | 0 | 0 | 0 | 0 | 0 | 0 | 0 | 0 | 0 | 0 | 0 | 0 | 0 | 0 | 0 | 0 | 0 | 0 | 0 | 0 | 0 | 0% | 0% | 0% | 0% | 0% | 0% | 0% | 0% | 0% | 0% | 0% | [10 empty] | 0 | 0 | 0 | 0 | 0 | 0 | 0 | 0 | 0 | 0 | 0 | 0 | 0 | 0 | 0 | 0 | 0 | 0 | 0 | 0 | 0 | 0 | 0 | 0 | 0 | 0 | 0 | 0 | 0 | 0 | 0 | 0 | 0 | 0 | 0 | 0 | 0 | 0 | 0 | 0 | 0
393 | REFCL T2 ZS WORK - WOTS (Tx Component) | Security and Compliance | Stations | TRUE | Establishment | Network | Labour - External | 50% |  | 0 | 0 | 0 | 0 | 0 | 0 | 0 | 0 | 0 | 0 | 0 | 0 | 0 | 0 | 0 | [5 empty] | 0 | 0 | 0 | 0 | 0 | 0 | 0 | 0 | 0 | 0 | 0 | 0 | 0 | 0 | 0 | 0 | 0 | 0 | 0 | 0 | 0 | 0 | 0 | 0 | 0% | 0% | 0% | 0% | 0% | 0% | 0% | 0% | 0% | 0% | 0% | [10 empty] | 0 | 0 | 0 | 0 | 0 | 0 | 0 | 0 | 0 | 0 | 0 | 0 | 0 | 0 | 0 | 0 | 0 | 0 | 0 | 0 | 0 | 0 | 0 | 0 | 0 | 0 | 0 | 0 | 0 | 0 | 0 | 0 | 0 | 0 | 0 | 0 | 0 | 0 | 0 | 0 | 0
394 | Other station transformer replacement | Replacement - Major Station | Major Station | FALSE | Transformers | Network | Materials | 40% |  | 0 | 0 | 0 | 0 | 0 | 0 | 0 | 0 | 0 | 0 | 0 | 0 | 0 | 0 | 0 | 0 | 0 | 0 | 0 | 0 | 0 | 0 | 0 | 0 | 0 | 0 | 0 | 0 | 0 | 0 | 0 | 0 | 0 | 0 | 0 | 0 | 0 | 0 | 0 | 0 | 0 | 0 | 0 | 0 | 0% | 0% | 0% | 0% | 0% | 0% | 0% | 0% | 0% | 0% | 0% | x | x | x | x | x | x | x | x | x | x | 0 | 0 | 0 | 0 | 0 | 0 | 0 | 0 | 0 | 0 | 0 | 0 | 0 | 0 | 0 | 0 | 0 | 0 | 0 | 0 | 0 | 0 | 0 | 0 | 0 | 0 | 0 | 0 | 0 | 0 | 0 | 0 | 0 | 0 | 0 | 0 | 0 | 0 | 0 | 0 | 0
395 | Other station transformer replacement | Replacement - Major Station | Major Station | FALSE | Transformers | Network | Labour - Internal | 10% |  | 0 | 0 | 0 | 0 | 0 | 0 | 0 | 0 | 0 | 0 | 0 | 0 | 0 | 0 | 0 | 0 | 0 | 0 | 0 | 0 | 0 | 0 | 0 | 0 | 0 | 0 | 0 | 0 | 0 | 0 | 0 | 0 | 0 | 0 | 0 | 0 | 0 | 0 | 0 | 0 | 0 | 0 | 0 | 0 | 0% | 0% | 0% | 0% | 0% | 0% | 0% | 0% | 0% | 0% | 0% | x | x | x | x | x | x | x | x | x | x | 0 | 0 | 0 | 0 | 0 | 0 | 0 | 0 | 0 | 0 | 0 | 0 | 0 | 0 | 0 | 0 | 0 | 0 | 0 | 0 | 0 | 0 | 0 | 0 | 0 | 0 | 0 | 0 | 0 | 0 | 0 | 0 | 0 | 0 | 0 | 0 | 0 | 0 | 0 | 0 | 0
396 | Other station transformer replacement | Replacement - Major Station | Major Station | FALSE | Transformers | Network | Labour - External | 50% |  | 0 | 0 | 0 | 0 | 0 | 0 | 0 | 0 | 0 | 0 | 0 | 0 | 0 | 0 | 0 | [5 empty] | 0 | 0 | 0 | 0 | 0 | 0 | 0 | 0 | 0 | 0 | 0 | 0 | 0 | 0 | 0 | 0 | 0 | 0 | 0 | 0 | 0 | 0 | 0 | 0 | 0% | 0% | 0% | 0% | 0% | 0% | 0% | 0% | 0% | 0% | 0% | x | x | x | x | x | x | x | x | x | x | 0 | 0 | 0 | 0 | 0 | 0 | 0 | 0 | 0 | 0 | 0 | 0 | 0 | 0 | 0 | 0 | 0 | 0 | 0 | 0 | 0 | 0 | 0 | 0 | 0 | 0 | 0 | 0 | 0 | 0 | 0 | 0 | 0 | 0 | 0 | 0 | 0 | 0 | 0 | 0 | 0
397 | Power Transformers | Replacement - Other | Stations | FALSE | Transformers | Network | Materials | 40% |  | 0 | 0 | 24.7885 | 2056.12 | 952.5581 | 952.5581 | 952.5581 | 952.5581 | 952.5581 | 0 | 0 | 0 | 0 | 0 | 0 | 0 | 0 | 0 | 0 | 0 | 0 | 0 | 0 | 0 | 1.6822 | 125.1096 | 51.6145 | 53.0008 | 51.6513 | 66.8102 | 89.3588 | 0 | 0 | 0 | 0 | 26.4707 | 2181.2296 | 1004.1726 | 1005.559 | 1004.2094 | 1019.3683 | 1041.9169 | 0 | 0 | 0% | 0% | 0% | 0% | 0% | 0% | 0% | 0% | 0% | 0% | 0% | x | x | x | x | x | x | x | x | x | x | 0 | 24.7885 | 2056.12 | 952.5581 | 952.5581 | 952.5581 | 952.5581 | 952.5581 | 0 | 0 | 0 | 0 | 0 | 0 | 0 | 0 | 0 | 0 | 0 | 0 | 0 | 1.6822 | 125.1096 | 51.6145 | 53.0008 | 51.6513 | 66.8102 | 89.3588 | 0 | 0 | 0 | 26.4707 | 2181.2296 | 1004.1726 | 1005.559 | 1004.2094 | 1019.3683 | 1041.9169 | 0 | 0 | 0
398 | Power Transformers | Replacement - Other | Stations | FALSE | Transformers | Network | Labour - Internal | 10% |  | 0 | 0 | 6.1971 | 514.03 | 238.1395 | 238.1395 | 238.1395 | 238.1395 | 238.1395 | 0 | 0 | 0 | 0 | 0.022676 | 5.075 | 3.6007 | 4.8114 | 6.7058 | 9.4011 | 12.1262 | 0 | 0 | 0 | 0 | 0.42208 | 31.5862 | 13.0987 | 13.5179 | 13.2764 | 17.3619 | 23.4772 | 0 | 0 | 0 | 0 | 6.6419 | 550.6912 | 254.839 | 256.4688 | 258.1217 | 264.9026 | 273.7429 | 0 | 0 | 0% | 0% | 0% | 0% | 0% | 0% | 0% | 0% | 0% | 0% | 0% | x | x | x | x | x | x | x | x | x | x | 0 | 6.1971 | 514.03 | 238.1395 | 238.1395 | 238.1395 | 238.1395 | 238.1395 | 0 | 0 | 0 | 0.022676 | 5.075 | 3.6007 | 4.8114 | 6.7058 | 9.4011 | 12.1262 | 0 | 0 | 0 | 0.42208 | 31.5862 | 13.0987 | 13.5179 | 13.2764 | 17.3619 | 23.4772 | 0 | 0 | 0 | 6.6419 | 550.6912 | 254.839 | 256.4688 | 258.1217 | 264.9026 | 273.7429 | 0 | 0 | 0
399 | Power Transformers | Replacement - Other | Stations | FALSE | Transformers | Network | Labour - External | 50% |  | 0 | 0 | 30.9856 | 2570.15 | 1190.6977 | 1190.6977 | 1190.6977 | 1190.6977 | 1190.6977 | 0 | 0 | 0 | 0 | -0.08145 | -3.7477 | [5 empty] | 0 | 0 | 0 | 0 | 2.0972 | 156.159 | 64.5181 | 66.251 | 64.5641 | 83.5127 | 111.6985 | 0 | 0 | 0 | 0 | 33.0014 | 2722.5613 | 1255.2158 | 1256.9487 | 1255.2618 | 1274.2104 | 1302.3962 | 0 | 0 | 0% | 0% | 0% | 0% | 0% | 0% | 0% | 0% | 0% | 0% | 0% | x | x | x | x | x | x | x | x | x | x | 0 | 30.9856 | 2570.15 | 1190.6977 | 1190.6977 | 1190.6977 | 1190.6977 | 1190.6977 | 0 | 0 | 0 | -0.08145 | -3.7477 | 0 | 0 | 0 | 0 | 0 | 0 | 0 | 0 | 2.0972 | 156.159 | 64.5181 | 66.251 | 64.5641 | 83.5127 | 111.6985 | 0 | 0 | 0 | 33.0014 | 2722.5613 | 1255.2158 | 1256.9487 | 1255.2618 | 1274.2104 | 1302.3962 | 0 | 0 | 0
400 | Power transformers - Bushings replacement | Replacement - Other | Stations | FALSE | Transformers | Network | Materials | 40% |  | 0 | 0 | 321.2901 | 535.7143 | 0 | 0 | 0 | 0 | 0 | 0 | 0 | 0 | 0 | 0 | 0 | 0 | 0 | 0 | 0 | 0 | 0 | 0 | 0 | 0 | 21.8031 | 32.5968 | 0 | 0 | 0 | 0 | 0 | 0 | 0 | 0 | 0 | 343.0932 | 568.3111 | 0 | 0 | 0 | 0 | 0 | 0 | 0 | 0% | 0% | 0% | 0% | 0% | 0% | 0% | 0% | 0% | 0% | 0% | x | x | x | x | x | x | x | x | x | x | 0 | 321.2901 | 535.7143 | 0 | 0 | 0 | 0 | 0 | 0 | 0 | 0 | 0 | 0 | 0 | 0 | 0 | 0 | 0 | 0 | 0 | 0 | 21.8031 | 32.5968 | 0 | 0 | 0 | 0 | 0 | 0 | 0 | 0 | 343.0932 | 568.3111 | 0 | 0 | 0 | 0 | 0 | 0 | 0 | 0
401 | Power transformers - Bushings replacement | Replacement - Other | Stations | FALSE | Transformers | Network | Labour - Internal | 10% |  | 0 | 0 | 80.3225 | 133.9286 | 0 | 0 | 0 | 0 | 0 | 0 | 0 | 0 | 0 | 0.2939 | 1.3223 | 0 | 0 | 0 | 0 | 0 | 0 | 0 | 0 | 0 | 5.4707 | 8.2297 | 0 | 0 | 0 | 0 | 0 | 0 | 0 | 0 | 0 | 86.0871 | 143.4805 | 0 | 0 | 0 | 0 | 0 | 0 | 0 | 0% | 0% | 0% | 0% | 0% | 0% | 0% | 0% | 0% | 0% | 0% | x | x | x | x | x | x | x | x | x | x | 0 | 80.3225 | 133.9286 | 0 | 0 | 0 | 0 | 0 | 0 | 0 | 0 | 0.2939 | 1.3223 | 0 | 0 | 0 | 0 | 0 | 0 | 0 | 0 | 5.4707 | 8.2297 | 0 | 0 | 0 | 0 | 0 | 0 | 0 | 0 | 86.0871 | 143.4805 | 0 | 0 | 0 | 0 | 0 | 0 | 0 | 0
402 | Power transformers - Bushings replacement | Replacement - Other | Stations | FALSE | Transformers | Network | Labour - External | 50% |  | 0 | 0 | 401.6127 | 669.6429 | 0 | 0 | 0 | 0 | 0 | 0 | 0 | 0 | 0 | -1.0557 | -0.97646 | [5 empty] | 0 | 0 | 0 | 0 | 27.1822 | 40.6866 | 0 | 0 | 0 | 0 | 0 | 0 | 0 | 0 | 0 | 427.7392 | 709.353 | 0 | 0 | 0 | 0 | 0 | 0 | 0 | 0% | 0% | 0% | 0% | 0% | 0% | 0% | 0% | 0% | 0% | 0% | x | x | x | x | x | x | x | x | x | x | 0 | 401.6127 | 669.6429 | 0 | 0 | 0 | 0 | 0 | 0 | 0 | 0 | -1.0557 | -0.97646 | 0 | 0 | 0 | 0 | 0 | 0 | 0 | 0 | 27.1822 | 40.6866 | 0 | 0 | 0 | 0 | 0 | 0 | 0 | 0 | 427.7392 | 709.353 | 0 | 0 | 0 | 0 | 0 | 0 | 0 | 0
403 | Power transformers - improved safe access | Replacement - Other | Stations | FALSE | Transformers | Network | Materials | 40% |  | 0 | 0 | 59.0494 | 0 | 0 | 0 | 0 | 0 | 0 | 0 | 0 | 0 | 0 | 0 | 0 | 0 | 0 | 0 | 0 | 0 | 0 | 0 | 0 | 0 | 4.0072 | 0 | 0 | 0 | 0 | 0 | 0 | 0 | 0 | 0 | 0 | 63.0566 | 0 | 0 | 0 | 0 | 0 | 0 | 0 | 0 | 0% | 0% | 0% | 0% | 0% | 0% | 0% | 0% | 0% | 0% | 0% | x | x | x | x | x | x | x | x | x | x | 0 | 59.0494 | 0 | 0 | 0 | 0 | 0 | 0 | 0 | 0 | 0 | 0 | 0 | 0 | 0 | 0 | 0 | 0 | 0 | 0 | 0 | 4.0072 | 0 | 0 | 0 | 0 | 0 | 0 | 0 | 0 | 0 | 63.0566 | 0 | 0 | 0 | 0 | 0 | 0 | 0 | 0 | 0
404 | Power transformers - improved safe access | Replacement - Other | Stations | FALSE | Transformers | Network | Labour - Internal | 10% |  | 0 | 0 | 14.7624 | 0 | 0 | 0 | 0 | 0 | 0 | 0 | 0 | 0 | 0 | 0.054016 | 0 | 0 | 0 | 0 | 0 | 0 | 0 | 0 | 0 | 0 | 1.0055 | 0 | 0 | 0 | 0 | 0 | 0 | 0 | 0 | 0 | 0 | 15.8218 | 0 | 0 | 0 | 0 | 0 | 0 | 0 | 0 | 0% | 0% | 0% | 0% | 0% | 0% | 0% | 0% | 0% | 0% | 0% | x | x | x | x | x | x | x | x | x | x | 0 | 14.7624 | 0 | 0 | 0 | 0 | 0 | 0 | 0 | 0 | 0 | 0.054016 | 0 | 0 | 0 | 0 | 0 | 0 | 0 | 0 | 0 | 1.0055 | 0 | 0 | 0 | 0 | 0 | 0 | 0 | 0 | 0 | 15.8218 | 0 | 0 | 0 | 0 | 0 | 0 | 0 | 0 | 0
405 | Power transformers - improved safe access | Replacement - Other | Stations | FALSE | Transformers | Network | Labour - External | 50% |  | 0 | 0 | 73.8118 | 0 | 0 | 0 | 0 | 0 | 0 | 0 | 0 | 0 | 0 | -0.19402 | 0 | [5 empty] | 0 | 0 | 0 | 0 | 4.9958 | 0 | 0 | 0 | 0 | 0 | 0 | 0 | 0 | 0 | 0 | 78.6135 | 0 | 0 | 0 | 0 | 0 | 0 | 0 | 0 | 0% | 0% | 0% | 0% | 0% | 0% | 0% | 0% | 0% | 0% | 0% | x | x | x | x | x | x | x | x | x | x | 0 | 73.8118 | 0 | 0 | 0 | 0 | 0 | 0 | 0 | 0 | 0 | -0.19402 | 0 | 0 | 0 | 0 | 0 | 0 | 0 | 0 | 0 | 4.9958 | 0 | 0 | 0 | 0 | 0 | 0 | 0 | 0 | 0 | 78.6135 | 0 | 0 | 0 | 0 | 0 | 0 | 0 | 0 | 0
406 | Circuit breakers | Replacement - Other | Stations | FALSE | Switchgear | Network | Materials | 40% |  | 0 | 0 | 542.4873 | 1206.9325 | 906.6047 | 375.3674 | 375.3674 | 375.3674 | 375.3674 | 0 | 0 | 0 | 0 | 0 | 0 | 0 | 0 | 0 | 0 | 0 | 0 | 0 | 0 | 0 | 36.8137 | 73.4387 | 49.1245 | 20.8856 | 20.3538 | 26.3274 | 35.2129 | 0 | 0 | 0 | 0 | 579.3011 | 1280.3712 | 955.7291 | 396.2531 | 395.7213 | 401.6948 | 410.5804 | 0 | 0 | 0% | 0% | 0% | 0% | 0% | 0% | 0% | 0% | 0% | 0% | 0% | x | x | x | x | x | x | x | x | x | x | 0 | 542.4873 | 1206.9325 | 906.6047 | 375.3674 | 375.3674 | 375.3674 | 375.3674 | 0 | 0 | 0 | 0 | 0 | 0 | 0 | 0 | 0 | 0 | 0 | 0 | 0 | 36.8137 | 73.4387 | 49.1245 | 20.8856 | 20.3538 | 26.3274 | 35.2129 | 0 | 0 | 0 | 579.3011 | 1280.3712 | 955.7291 | 396.2531 | 395.7213 | 401.6948 | 410.5804 | 0 | 0 | 0
407 | Circuit breakers | Replacement - Other | Stations | FALSE | Switchgear | Network | Labour - Internal | 10% |  | 0 | 0 | 135.6218 | 301.7331 | 226.6512 | 93.8419 | 93.8419 | 93.8419 | 93.8419 | 0 | 0 | 0 | 0 | 0.49625 | 2.979 | 3.427 | 1.896 | 2.6425 | 3.7046 | 4.7785 | 0 | 0 | 0 | 0 | 9.2371 | 18.541 | 12.4668 | 5.3269 | 5.2317 | 6.8417 | 9.2515 | 0 | 0 | 0 | 0 | 145.3552 | 323.2531 | 242.545 | 101.0648 | 101.7161 | 104.3882 | 107.8718 | 0 | 0 | 0% | 0% | 0% | 0% | 0% | 0% | 0% | 0% | 0% | 0% | 0% | x | x | x | x | x | x | x | x | x | x | 0 | 135.6218 | 301.7331 | 226.6512 | 93.8419 | 93.8419 | 93.8419 | 93.8419 | 0 | 0 | 0 | 0.49625 | 2.979 | 3.427 | 1.896 | 2.6425 | 3.7046 | 4.7785 | 0 | 0 | 0 | 9.2371 | 18.541 | 12.4668 | 5.3269 | 5.2317 | 6.8417 | 9.2515 | 0 | 0 | 0 | 145.3552 | 323.2531 | 242.545 | 101.0648 | 101.7161 | 104.3882 | 107.8718 | 0 | 0 | 0
408 | Circuit breakers | Replacement - Other | Stations | FALSE | Switchgear | Network | Labour - External | 50% |  | 0 | 0 | 678.1092 | 1508.6656 | 1133.2558 | 469.2093 | 469.2093 | 469.2093 | 469.2093 | 0 | 0 | 0 | 0 | -1.7825 | -2.1999 | [5 empty] | 0 | 0 | 0 | 0 | 45.8962 | 91.6646 | 61.4056 | 26.107 | 25.4423 | 32.9092 | 44.0162 | 0 | 0 | 0 | 0 | 722.2229 | 1598.1303 | 1194.6614 | 495.3163 | 494.6516 | 502.1185 | 513.2255 | 0 | 0 | 0% | 0% | 0% | 0% | 0% | 0% | 0% | 0% | 0% | 0% | 0% | x | x | x | x | x | x | x | x | x | x | 0 | 678.1092 | 1508.6656 | 1133.2558 | 469.2093 | 469.2093 | 469.2093 | 469.2093 | 0 | 0 | 0 | -1.7825 | -2.1999 | 0 | 0 | 0 | 0 | 0 | 0 | 0 | 0 | 45.8962 | 91.6646 | 61.4056 | 26.107 | 25.4423 | 32.9092 | 44.0162 | 0 | 0 | 0 | 722.2229 | 1598.1303 | 1194.6614 | 495.3163 | 494.6516 | 502.1185 | 513.2255 | 0 | 0 | 0
409 | Instrument transformers (Pre FY23) | Replacement - Other | Stations | FALSE | Switchgear | Network | Materials | 40% |  | 0 | 0 | 0 | 0 | 0 | 0 | 0 | 0 | 0 | 0 | 0 | 0 | 0 | 0 | 0 | 0 | 0 | 0 | 0 | 0 | 0 | 0 | 0 | 0 | 0 | 0 | 0 | 0 | 0 | 0 | 0 | 0 | 0 | 0 | 0 | 0 | 0 | 0 | 0 | 0 | 0 | 0 | 0 | 0 | 0% | 0% | 0% | 0% | 0% | 0% | 0% | 0% | 0% | 0% | 0% | x | x | x | x | x | x | x | x | x | x | 0 | 0 | 0 | 0 | 0 | 0 | 0 | 0 | 0 | 0 | 0 | 0 | 0 | 0 | 0 | 0 | 0 | 0 | 0 | 0 | 0 | 0 | 0 | 0 | 0 | 0 | 0 | 0 | 0 | 0 | 0 | 0 | 0 | 0 | 0 | 0 | 0 | 0 | 0 | 0 | 0
410 | Instrument transformers (Pre FY23) | Replacement - Other | Stations | FALSE | Switchgear | Network | Labour - Internal | 10% |  | 0 | 0 | 0 | 0 | 0 | 0 | 0 | 0 | 0 | 0 | 0 | 0 | 0 | 0 | 0 | 0 | 0 | 0 | 0 | 0 | 0 | 0 | 0 | 0 | 0 | 0 | 0 | 0 | 0 | 0 | 0 | 0 | 0 | 0 | 0 | 0 | 0 | 0 | 0 | 0 | 0 | 0 | 0 | 0 | 0% | 0% | 0% | 0% | 0% | 0% | 0% | 0% | 0% | 0% | 0% | x | x | x | x | x | x | x | x | x | x | 0 | 0 | 0 | 0 | 0 | 0 | 0 | 0 | 0 | 0 | 0 | 0 | 0 | 0 | 0 | 0 | 0 | 0 | 0 | 0 | 0 | 0 | 0 | 0 | 0 | 0 | 0 | 0 | 0 | 0 | 0 | 0 | 0 | 0 | 0 | 0 | 0 | 0 | 0 | 0 | 0
411 | Instrument transformers (Pre FY23) | Replacement - Other | Stations | FALSE | Switchgear | Network | Labour - External | 50% |  | 0 | 0 | 0 | 0 | 0 | 0 | 0 | 0 | 0 | 0 | 0 | 0 | 0 | 0 | 0 | [5 empty] | 0 | 0 | 0 | 0 | 0 | 0 | 0 | 0 | 0 | 0 | 0 | 0 | 0 | 0 | 0 | 0 | 0 | 0 | 0 | 0 | 0 | 0 | 0 | 0 | 0% | 0% | 0% | 0% | 0% | 0% | 0% | 0% | 0% | 0% | 0% | x | x | x | x | x | x | x | x | x | x | 0 | 0 | 0 | 0 | 0 | 0 | 0 | 0 | 0 | 0 | 0 | 0 | 0 | 0 | 0 | 0 | 0 | 0 | 0 | 0 | 0 | 0 | 0 | 0 | 0 | 0 | 0 | 0 | 0 | 0 | 0 | 0 | 0 | 0 | 0 | 0 | 0 | 0 | 0 | 0 | 0
412 | Instrument transformers (Post FY22) | Replacement - Other | Stations | FALSE | Instrument Transformers | Network | Materials | 40% |  | 0 | 0 | 0 | 0 | 573.0233 | 573.0233 | 573.0233 | 573.0233 | 573.0233 | 0 | 0 | 0 | 0 | 0 | 0 | 0 | 0 | 0 | 0 | 0 | 0 | 0 | 0 | 0 | 0 | 0 | 31.0493 | 31.8833 | 31.0715 | 40.1905 | 53.7549 | 0 | 0 | 0 | 0 | 0 | 0 | 604.0726 | 604.9066 | 604.0947 | 613.2138 | 626.7782 | 0 | 0 | 0% | 0% | 0% | 0% | 0% | 0% | 0% | 0% | 0% | 0% | 0% | x | x | x | x | x | x | x | x | x | x | 0 | 0 | 0 | 573.0233 | 573.0233 | 573.0233 | 573.0233 | 573.0233 | 0 | 0 | 0 | 0 | 0 | 0 | 0 | 0 | 0 | 0 | 0 | 0 | 0 | 0 | 0 | 31.0493 | 31.8833 | 31.0715 | 40.1905 | 53.7549 | 0 | 0 | 0 | 0 | 0 | 604.0726 | 604.9066 | 604.0947 | 613.2138 | 626.7782 | 0 | 0 | 0
413 | Instrument transformers (Post FY22) | Replacement - Other | Stations | FALSE | Instrument Transformers | Network | Labour - Internal | 10% |  | 0 | 0 | 0 | 0 | 143.2558 | 143.2558 | 143.2558 | 143.2558 | 143.2558 | 0 | 0 | 0 | 0 | 0 | 0 | 2.166 | 2.8943 | 4.0339 | 5.6554 | 7.2946 | 0 | 0 | 0 | 0 | 0 | 0 | 7.8797 | 8.1319 | 7.9866 | 10.4443 | 14.123 | 0 | 0 | 0 | 0 | 0 | 0 | 153.3016 | 154.282 | 155.2763 | 159.3555 | 164.6735 | 0 | 0 | 0% | 0% | 0% | 0% | 0% | 0% | 0% | 0% | 0% | 0% | 0% | x | x | x | x | x | x | x | x | x | x | 0 | 0 | 0 | 143.2558 | 143.2558 | 143.2558 | 143.2558 | 143.2558 | 0 | 0 | 0 | 0 | 0 | 2.166 | 2.8943 | 4.0339 | 5.6554 | 7.2946 | 0 | 0 | 0 | 0 | 0 | 7.8797 | 8.1319 | 7.9866 | 10.4443 | 14.123 | 0 | 0 | 0 | 0 | 0 | 153.3016 | 154.282 | 155.2763 | 159.3555 | 164.6735 | 0 | 0 | 0
414 | Instrument transformers (Post FY22) | Replacement - Other | Stations | FALSE | Instrument Transformers | Network | Labour - External | 50% |  | 0 | 0 | 0 | 0 | 716.2791 | 716.2791 | 716.2791 | 716.2791 | 716.2791 | 0 | 0 | 0 | 0 | 0 | 0 | [5 empty] | 0 | 0 | 0 | 0 | 0 | 0 | 38.8117 | 39.8541 | 38.8393 | 50.2381 | 67.1936 | 0 | 0 | 0 | 0 | 0 | 0 | 755.0907 | 756.1332 | 755.1184 | 766.5172 | 783.4727 | 0 | 0 | 0% | 0% | 0% | 0% | 0% | 0% | 0% | 0% | 0% | 0% | 0% | x | x | x | x | x | x | x | x | x | x | 0 | 0 | 0 | 716.2791 | 716.2791 | 716.2791 | 716.2791 | 716.2791 | 0 | 0 | 0 | 0 | 0 | 0 | 0 | 0 | 0 | 0 | 0 | 0 | 0 | 0 | 0 | 38.8117 | 39.8541 | 38.8393 | 50.2381 | 67.1936 | 0 | 0 | 0 | 0 | 0 | 755.0907 | 756.1332 | 755.1184 | 766.5172 | 783.4727 | 0 | 0 | 0
415 | Current transformers | Replacement - Other | Stations | FALSE | Switchgear | Network | Materials | 40% |  | 0 | 0 | 587.1603 | 368.0218 | 0 | 0 | 0 | 0 | 0 | 0 | 0 | 0 | 0 | 0 | 0 | 0 | 0 | 0 | 0 | 0 | 0 | 0 | 0 | 0 | 39.8453 | 22.3932 | 0 | 0 | 0 | 0 | 0 | 0 | 0 | 0 | 0 | 627.0056 | 390.415 | 0 | 0 | 0 | 0 | 0 | 0 | 0 | 0% | 0% | 0% | 0% | 0% | 0% | 0% | 0% | 0% | 0% | 0% | x | x | x | x | x | x | x | x | x | x | 0 | 587.1603 | 368.0218 | 0 | 0 | 0 | 0 | 0 | 0 | 0 | 0 | 0 | 0 | 0 | 0 | 0 | 0 | 0 | 0 | 0 | 0 | 39.8453 | 22.3932 | 0 | 0 | 0 | 0 | 0 | 0 | 0 | 0 | 627.0056 | 390.415 | 0 | 0 | 0 | 0 | 0 | 0 | 0 | 0
416 | Current transformers | Replacement - Other | Stations | FALSE | Switchgear | Network | Labour - Internal | 10% |  | 0 | 0 | 146.7901 | 92.0054 | 0 | 0 | 0 | 0 | 0 | 0 | 0 | 0 | 0 | 0.53711 | 0.90836 | 0 | 0 | 0 | 0 | 0 | 0 | 0 | 0 | 0 | 9.9978 | 5.6536 | 0 | 0 | 0 | 0 | 0 | 0 | 0 | 0 | 0 | 157.325 | 98.5674 | 0 | 0 | 0 | 0 | 0 | 0 | 0 | 0% | 0% | 0% | 0% | 0% | 0% | 0% | 0% | 0% | 0% | 0% | x | x | x | x | x | x | x | x | x | x | 0 | 146.7901 | 92.0054 | 0 | 0 | 0 | 0 | 0 | 0 | 0 | 0 | 0.53711 | 0.90836 | 0 | 0 | 0 | 0 | 0 | 0 | 0 | 0 | 9.9978 | 5.6536 | 0 | 0 | 0 | 0 | 0 | 0 | 0 | 0 | 157.325 | 98.5674 | 0 | 0 | 0 | 0 | 0 | 0 | 0 | 0
417 | Current transformers | Replacement - Other | Stations | FALSE | Switchgear | Network | Labour - External | 50% |  | 0 | 0 | 733.9504 | 460.0272 | 0 | 0 | 0 | 0 | 0 | 0 | 0 | 0 | 0 | -1.9293 | -0.6708 | [5 empty] | 0 | 0 | 0 | 0 | 49.6757 | 27.9507 | 0 | 0 | 0 | 0 | 0 | 0 | 0 | 0 | 0 | 781.6968 | 487.3071 | 0 | 0 | 0 | 0 | 0 | 0 | 0 | 0% | 0% | 0% | 0% | 0% | 0% | 0% | 0% | 0% | 0% | 0% | x | x | x | x | x | x | x | x | x | x | 0 | 733.9504 | 460.0272 | 0 | 0 | 0 | 0 | 0 | 0 | 0 | 0 | -1.9293 | -0.6708 | 0 | 0 | 0 | 0 | 0 | 0 | 0 | 0 | 49.6757 | 27.9507 | 0 | 0 | 0 | 0 | 0 | 0 | 0 | 0 | 781.6968 | 487.3071 | 0 | 0 | 0 | 0 | 0 | 0 | 0 | 0
418 | Disconnectors | Replacement - Other | Stations | FALSE | Switchgear | Network | Materials | 40% |  | 0 | 0 | 35.9904 | 0 | 94.9581 | 94.9581 | 94.9581 | 94.9581 | 94.9581 | 0 | 0 | 0 | 0 | 0 | 0 | 0 | 0 | 0 | 0 | 0 | 0 | 0 | 0 | 0 | 2.4423 | 0 | 5.1453 | 5.2835 | 5.149 | 6.6601 | 8.908 | 0 | 0 | 0 | 0 | 38.4327 | 0 | 100.1035 | 100.2417 | 100.1071 | 101.6183 | 103.8661 | 0 | 0 | 0% | 0% | 0% | 0% | 0% | 0% | 0% | 0% | 0% | 0% | 0% | x | x | x | x | x | x | x | x | x | x | 0 | 35.9904 | 0 | 94.9581 | 94.9581 | 94.9581 | 94.9581 | 94.9581 | 0 | 0 | 0 | 0 | 0 | 0 | 0 | 0 | 0 | 0 | 0 | 0 | 0 | 2.4423 | 0 | 5.1453 | 5.2835 | 5.149 | 6.6601 | 8.908 | 0 | 0 | 0 | 38.4327 | 0 | 100.1035 | 100.2417 | 100.1071 | 101.6183 | 103.8661 | 0 | 0 | 0
419 | Disconnectors | Replacement - Other | Stations | FALSE | Switchgear | Network | Labour - Internal | 10% |  | 0 | 0 | 8.9976 | 0 | 23.7395 | 23.7395 | 23.7395 | 23.7395 | 23.7395 | 0 | 0 | 0 | 0 | 0.032923 | 0 | 0.35894 | 0.47964 | 0.66848 | 0.93717 | 1.2088 | 0 | 0 | 0 | 0 | 0.61282 | 0 | 1.3058 | 1.3476 | 1.3235 | 1.7308 | 2.3404 | 0 | 0 | 0 | 0 | 9.6433 | 0 | 25.4043 | 25.5667 | 25.7315 | 26.4075 | 27.2887 | 0 | 0 | 0% | 0% | 0% | 0% | 0% | 0% | 0% | 0% | 0% | 0% | 0% | x | x | x | x | x | x | x | x | x | x | 0 | 8.9976 | 0 | 23.7395 | 23.7395 | 23.7395 | 23.7395 | 23.7395 | 0 | 0 | 0 | 0.032923 | 0 | 0.35894 | 0.47964 | 0.66848 | 0.93717 | 1.2088 | 0 | 0 | 0 | 0.61282 | 0 | 1.3058 | 1.3476 | 1.3235 | 1.7308 | 2.3404 | 0 | 0 | 0 | 9.6433 | 0 | 25.4043 | 25.5667 | 25.7315 | 26.4075 | 27.2887 | 0 | 0 | 0
420 | Disconnectors | Replacement - Other | Stations | FALSE | Switchgear | Network | Labour - External | 50% |  | 0 | 0 | 44.988 | 0 | 118.6977 | 118.6977 | 118.6977 | 118.6977 | 118.6977 | 0 | 0 | 0 | 0 | -0.11826 | 0 | [5 empty] | 0 | 0 | 0 | 0 | 3.0449 | 0 | 6.4316 | 6.6044 | 6.4362 | 8.3252 | 11.1349 | 0 | 0 | 0 | 0 | 47.9146 | 0 | 125.1293 | 125.3021 | 125.1339 | 127.0229 | 129.8326 | 0 | 0 | 0% | 0% | 0% | 0% | 0% | 0% | 0% | 0% | 0% | 0% | 0% | x | x | x | x | x | x | x | x | x | x | 0 | 44.988 | 0 | 118.6977 | 118.6977 | 118.6977 | 118.6977 | 118.6977 | 0 | 0 | 0 | -0.11826 | 0 | 0 | 0 | 0 | 0 | 0 | 0 | 0 | 0 | 3.0449 | 0 | 6.4316 | 6.6044 | 6.4362 | 8.3252 | 11.1349 | 0 | 0 | 0 | 47.9146 | 0 | 125.1293 | 125.3021 | 125.1339 | 127.0229 | 129.8326 | 0 | 0 | 0
421 | Reactive plant | Replacement - Other | Stations | FALSE | Reactive | Network | Materials | 40% |  | 0 | 0 | 3534.1096 | 91.4286 | 0 | 0 | 0 | 0 | 0 | 0 | 0 | 0 | 0 | 0 | 0 | 0 | 0 | 0 | 0 | 0 | 0 | 0 | 0 | 0 | 239.8283 | 5.5632 | 0 | 0 | 0 | 0 | 0 | 0 | 0 | 0 | 0 | 3773.9379 | 96.9918 | 0 | 0 | 0 | 0 | 0 | 0 | 0 | 0% | 0% | 0% | 0% | 0% | 0% | 0% | 0% | 0% | 0% | 0% | x | x | x | x | x | x | x | x | x | x | 0 | 3534.1096 | 91.4286 | 0 | 0 | 0 | 0 | 0 | 0 | 0 | 0 | 0 | 0 | 0 | 0 | 0 | 0 | 0 | 0 | 0 | 0 | 239.8283 | 5.5632 | 0 | 0 | 0 | 0 | 0 | 0 | 0 | 0 | 3773.9379 | 96.9918 | 0 | 0 | 0 | 0 | 0 | 0 | 0 | 0
422 | Reactive plant | Replacement - Other | Stations | FALSE | Reactive | Network | Labour - Internal | 10% |  | 0 | 0 | 883.5274 | 22.8571 | 0 | 0 | 0 | 0 | 0 | 0 | 0 | 0 | 0 | 3.2329 | 0.22567 | 0 | 0 | 0 | 0 | 0 | 0 | 0 | 0 | 0 | 60.1765 | 1.4045 | 0 | 0 | 0 | 0 | 0 | 0 | 0 | 0 | 0 | 946.9367 | 24.4873 | 0 | 0 | 0 | 0 | 0 | 0 | 0 | 0% | 0% | 0% | 0% | 0% | 0% | 0% | 0% | 0% | 0% | 0% | x | x | x | x | x | x | x | x | x | x | 0 | 883.5274 | 22.8571 | 0 | 0 | 0 | 0 | 0 | 0 | 0 | 0 | 3.2329 | 0.22567 | 0 | 0 | 0 | 0 | 0 | 0 | 0 | 0 | 60.1765 | 1.4045 | 0 | 0 | 0 | 0 | 0 | 0 | 0 | 0 | 946.9367 | 24.4873 | 0 | 0 | 0 | 0 | 0 | 0 | 0 | 0
423 | Reactive plant | Replacement - Other | Stations | FALSE | Reactive | Network | Labour - External | 50% |  | 0 | 0 | 4417.637 | 114.2857 | 0 | 0 | 0 | 0 | 0 | 0 | 0 | 0 | 0 | -11.6123 | -0.16665 | [5 empty] | 0 | 0 | 0 | 0 | 298.9973 | 6.9439 | 0 | 0 | 0 | 0 | 0 | 0 | 0 | 0 | 0 | 4705.022 | 121.0629 | 0 | 0 | 0 | 0 | 0 | 0 | 0 | 0% | 0% | 0% | 0% | 0% | 0% | 0% | 0% | 0% | 0% | 0% | x | x | x | x | x | x | x | x | x | x | 0 | 4417.637 | 114.2857 | 0 | 0 | 0 | 0 | 0 | 0 | 0 | 0 | -11.6123 | -0.16665 | 0 | 0 | 0 | 0 | 0 | 0 | 0 | 0 | 298.9973 | 6.9439 | 0 | 0 | 0 | 0 | 0 | 0 | 0 | 0 | 4705.022 | 121.0629 | 0 | 0 | 0 | 0 | 0 | 0 | 0 | 0
424 | On-line monitoring | Replacement - Other | Stations | FALSE | Establishment | Network | Materials | 40% |  | 0 | 0 | 0 | 0 | 0 | 0 | 0 | 0 | 0 | 0 | 0 | 0 | 0 | 0 | 0 | 0 | 0 | 0 | 0 | 0 | 0 | 0 | 0 | 0 | 0 | 0 | 0 | 0 | 0 | 0 | 0 | 0 | 0 | 0 | 0 | 0 | 0 | 0 | 0 | 0 | 0 | 0 | 0 | 0 | 0% | 0% | 0% | 0% | 0% | 0% | 0% | 0% | 0% | 0% | 0% | x | x | x | x | x | x | x | x | x | x | 0 | 0 | 0 | 0 | 0 | 0 | 0 | 0 | 0 | 0 | 0 | 0 | 0 | 0 | 0 | 0 | 0 | 0 | 0 | 0 | 0 | 0 | 0 | 0 | 0 | 0 | 0 | 0 | 0 | 0 | 0 | 0 | 0 | 0 | 0 | 0 | 0 | 0 | 0 | 0 | 0
425 | On-line monitoring | Replacement - Other | Stations | FALSE | Establishment | Network | Labour - Internal | 10% |  | 0 | 0 | 0 | 0 | 0 | 0 | 0 | 0 | 0 | 0 | 0 | 0 | 0 | 0 | 0 | 0 | 0 | 0 | 0 | 0 | 0 | 0 | 0 | 0 | 0 | 0 | 0 | 0 | 0 | 0 | 0 | 0 | 0 | 0 | 0 | 0 | 0 | 0 | 0 | 0 | 0 | 0 | 0 | 0 | 0% | 0% | 0% | 0% | 0% | 0% | 0% | 0% | 0% | 0% | 0% | x | x | x | x | x | x | x | x | x | x | 0 | 0 | 0 | 0 | 0 | 0 | 0 | 0 | 0 | 0 | 0 | 0 | 0 | 0 | 0 | 0 | 0 | 0 | 0 | 0 | 0 | 0 | 0 | 0 | 0 | 0 | 0 | 0 | 0 | 0 | 0 | 0 | 0 | 0 | 0 | 0 | 0 | 0 | 0 | 0 | 0
426 | On-line monitoring | Replacement - Other | Stations | FALSE | Establishment | Network | Labour - External | 50% |  | 0 | 0 | 0 | 0 | 0 | 0 | 0 | 0 | 0 | 0 | 0 | 0 | 0 | 0 | 0 | [5 empty] | 0 | 0 | 0 | 0 | 0 | 0 | 0 | 0 | 0 | 0 | 0 | 0 | 0 | 0 | 0 | 0 | 0 | 0 | 0 | 0 | 0 | 0 | 0 | 0 | 0% | 0% | 0% | 0% | 0% | 0% | 0% | 0% | 0% | 0% | 0% | x | x | x | x | x | x | x | x | x | x | 0 | 0 | 0 | 0 | 0 | 0 | 0 | 0 | 0 | 0 | 0 | 0 | 0 | 0 | 0 | 0 | 0 | 0 | 0 | 0 | 0 | 0 | 0 | 0 | 0 | 0 | 0 | 0 | 0 | 0 | 0 | 0 | 0 | 0 | 0 | 0 | 0 | 0 | 0 | 0 | 0
427 | Fire protection systems | Security and Compliance | Fire protection systems | FALSE | Establishment | Network | Materials | 40% |  | 0 | 0 | 371.1834 | 0 | 188 | 188 | 188 | 188 | 188 | 0 | 0 | 0 | 0 | 0 | 0 | 0 | 0 | 0 | 0 | 0 | 0 | 0 | 0 | 0 | 25.1889 | 0 | 10.1868 | 10.4604 | 10.1941 | 13.1859 | 17.6361 | 0 | 0 | 0 | 0 | 396.3723 | 0 | 198.1868 | 198.4604 | 198.1941 | 201.1859 | 205.6361 | 0 | 0 | 0% | 0% | 0% | 0% | 0% | 0% | 0% | 0% | 0% | 0% | 0% | x | x | x | x | x | x | x | x | x | x | 0 | 371.1834 | 0 | 188 | 188 | 188 | 188 | 188 | 0 | 0 | 0 | 0 | 0 | 0 | 0 | 0 | 0 | 0 | 0 | 0 | 0 | 25.1889 | 0 | 10.1868 | 10.4604 | 10.1941 | 13.1859 | 17.6361 | 0 | 0 | 0 | 396.3723 | 0 | 198.1868 | 198.4604 | 198.1941 | 201.1859 | 205.6361 | 0 | 0 | 0
428 | Fire protection systems | Security and Compliance | Fire protection systems | FALSE | Establishment | Network | Labour - Internal | 10% |  | 0 | 0 | 92.7959 | 0 | 47 | 47 | 47 | 47 | 47 | 0 | 0 | 0 | 0 | 0.33954 | 0 | 0.71065 | 0.94959 | 1.3235 | 1.8554 | 2.3933 | 0 | 0 | 0 | 0 | 6.3203 | 0 | 2.5852 | 2.6679 | 2.6203 | 3.4266 | 4.6335 | 0 | 0 | 0 | 0 | 99.4557 | 0 | 50.2959 | 50.6175 | 50.9438 | 52.282 | 54.0268 | 0 | 0 | 0% | 0% | 0% | 0% | 0% | 0% | 0% | 0% | 0% | 0% | 0% | x | x | x | x | x | x | x | x | x | x | 0 | 92.7959 | 0 | 47 | 47 | 47 | 47 | 47 | 0 | 0 | 0 | 0.33954 | 0 | 0.71065 | 0.94959 | 1.3235 | 1.8554 | 2.3933 | 0 | 0 | 0 | 6.3203 | 0 | 2.5852 | 2.6679 | 2.6203 | 3.4266 | 4.6335 | 0 | 0 | 0 | 99.4557 | 0 | 50.2959 | 50.6175 | 50.9438 | 52.282 | 54.0268 | 0 | 0 | 0
429 | Fire protection systems | Security and Compliance | Fire protection systems | FALSE | Establishment | Network | Labour - External | 50% |  | 0 | 0 | 463.9792 | 0 | 235 | 235 | 235 | 235 | 235 | 0 | 0 | 0 | 0 | -1.2196 | 0 | [5 empty] | 0 | 0 | 0 | 0 | 31.4033 | 0 | 12.7335 | 13.0755 | 12.7426 | 16.4823 | 22.0452 | 0 | 0 | 0 | 0 | 494.163 | 0 | 247.7335 | 248.0755 | 247.7426 | 251.4823 | 257.0452 | 0 | 0 | 0% | 0% | 0% | 0% | 0% | 0% | 0% | 0% | 0% | 0% | 0% | x | x | x | x | x | x | x | x | x | x | 0 | 463.9792 | 0 | 235 | 235 | 235 | 235 | 235 | 0 | 0 | 0 | -1.2196 | 0 | 0 | 0 | 0 | 0 | 0 | 0 | 0 | 0 | 31.4033 | 0 | 12.7335 | 13.0755 | 12.7426 | 16.4823 | 22.0452 | 0 | 0 | 0 | 494.163 | 0 | 247.7335 | 248.0755 | 247.7426 | 251.4823 | 257.0452 | 0 | 0 | 0
430 | Civils | Replacement - Other | Stations | FALSE | Establishment | Network | Materials | 40% |  | 0 | 0 | 0 | 10 | 759.0698 | 759.0698 | 759.0698 | 759.0698 | 759.0698 | 0 | 0 | 0 | 0 | 0 | 0 | 0 | 0 | 0 | 0 | 0 | 0 | 0 | 0 | 0 | 0 | 0.60847 | 41.1303 | 42.235 | 41.1596 | 53.2394 | 71.2078 | 0 | 0 | 0 | 0 | 0 | 10.6085 | 800.2001 | 801.3048 | 800.2294 | 812.3091 | 830.2776 | 0 | 0 | 0% | 0% | 0% | 0% | 0% | 0% | 0% | 0% | 0% | 0% | 0% | x | x | x | x | x | x | x | x | x | x | 0 | 0 | 10 | 759.0698 | 759.0698 | 759.0698 | 759.0698 | 759.0698 | 0 | 0 | 0 | 0 | 0 | 0 | 0 | 0 | 0 | 0 | 0 | 0 | 0 | 0 | 0.60847 | 41.1303 | 42.235 | 41.1596 | 53.2394 | 71.2078 | 0 | 0 | 0 | 0 | 10.6085 | 800.2001 | 801.3048 | 800.2294 | 812.3091 | 830.2776 | 0 | 0 | 0
431 | Civils | Replacement - Other | Stations | FALSE | Establishment | Network | Labour - Internal | 10% |  | 0 | 0 | 0 | 2.5 | 189.7674 | 189.7674 | 189.7674 | 189.7674 | 189.7674 | 0 | 0 | 0 | 0 | 0 | 0.024682 | 2.8693 | 3.8341 | 5.3437 | 7.4915 | 9.663 | 0 | 0 | 0 | 0 | 0 | 0.15362 | 10.438 | 10.7721 | 10.5797 | 13.8353 | 18.7084 | 0 | 0 | 0 | 0 | 0 | 2.6783 | 203.0748 | 204.3736 | 205.6907 | 211.0942 | 218.1389 | 0 | 0 | 0% | 0% | 0% | 0% | 0% | 0% | 0% | 0% | 0% | 0% | 0% | x | x | x | x | x | x | x | x | x | x | 0 | 0 | 2.5 | 189.7674 | 189.7674 | 189.7674 | 189.7674 | 189.7674 | 0 | 0 | 0 | 0 | 0.024682 | 2.8693 | 3.8341 | 5.3437 | 7.4915 | 9.663 | 0 | 0 | 0 | 0 | 0.15362 | 10.438 | 10.7721 | 10.5797 | 13.8353 | 18.7084 | 0 | 0 | 0 | 0 | 2.6783 | 203.0748 | 204.3736 | 205.6907 | 211.0942 | 218.1389 | 0 | 0 | 0
432 | Civils | Replacement - Other | Stations | FALSE | Establishment | Network | Labour - External | 50% |  | 0 | 0 | 0 | 12.5 | 948.8372 | 948.8372 | 948.8372 | 948.8372 | 948.8372 | 0 | 0 | 0 | 0 | 0 | -0.018227 | [5 empty] | 0 | 0 | 0 | 0 | 0 | 0.75948 | 51.4129 | 52.7938 | 51.4495 | 66.5492 | 89.0097 | 0 | 0 | 0 | 0 | 0 | 13.2413 | 1000.2501 | 1001.631 | 1000.2867 | 1015.3864 | 1037.8469 | 0 | 0 | 0% | 0% | 0% | 0% | 0% | 0% | 0% | 0% | 0% | 0% | 0% | x | x | x | x | x | x | x | x | x | x | 0 | 0 | 12.5 | 948.8372 | 948.8372 | 948.8372 | 948.8372 | 948.8372 | 0 | 0 | 0 | 0 | -0.018227 | 0 | 0 | 0 | 0 | 0 | 0 | 0 | 0 | 0 | 0.75948 | 51.4129 | 52.7938 | 51.4495 | 66.5492 | 89.0097 | 0 | 0 | 0 | 0 | 13.2413 | 1000.2501 | 1001.631 | 1000.2867 | 1015.3864 | 1037.8469 | 0 | 0 | 0
433 | Infrastructure security | Security and Compliance | Infrastructure security | FALSE | Establishment | Network | Materials | 40% |  | 0 | 0 | 136.0486 | 330.3843 | 500 | 500 | 500 | 500 | 500 | 0 | 0 | 0 | 0 | 0 | 0 | 0 | 0 | 0 | 0 | 0 | 0 | 0 | 0 | 0 | 9.2324 | 20.103 | 27.0926 | 27.8203 | 27.1119 | 35.0688 | 46.9046 | 0 | 0 | 0 | 0 | 145.281 | 350.4873 | 527.0926 | 527.8203 | 527.1119 | 535.0688 | 546.9046 | 0 | 0 | 0% | 0% | 0% | 0% | 0% | 0% | 0% | 0% | 0% | 0% | 0% | x | x | x | x | x | x | x | x | x | x | 0 | 136.0486 | 330.3843 | 500 | 500 | 500 | 500 | 500 | 0 | 0 | 0 | 0 | 0 | 0 | 0 | 0 | 0 | 0 | 0 | 0 | 0 | 9.2324 | 20.103 | 27.0926 | 27.8203 | 27.1119 | 35.0688 | 46.9046 | 0 | 0 | 0 | 145.281 | 350.4873 | 527.0926 | 527.8203 | 527.1119 | 535.0688 | 546.9046 | 0 | 0 | 0
434 | Infrastructure security | Security and Compliance | Infrastructure security | FALSE | Establishment | Network | Labour - Internal | 10% |  | 0 | 0 | 34.0121 | 82.5961 | 125 | 125 | 125 | 125 | 125 | 0 | 0 | 0 | 0 | 0.12445 | 0.81546 | 1.89 | 2.5255 | 3.5199 | 4.9347 | 6.3651 | 0 | 0 | 0 | 0 | 2.3165 | 5.0754 | 6.8756 | 7.0956 | 6.9688 | 9.1133 | 12.3233 | 0 | 0 | 0 | 0 | 36.4531 | 88.4869 | 133.7656 | 134.6211 | 135.4887 | 139.048 | 143.6883 | 0 | 0 | 0% | 0% | 0% | 0% | 0% | 0% | 0% | 0% | 0% | 0% | 0% | x | x | x | x | x | x | x | x | x | x | 0 | 34.0121 | 82.5961 | 125 | 125 | 125 | 125 | 125 | 0 | 0 | 0 | 0.12445 | 0.81546 | 1.89 | 2.5255 | 3.5199 | 4.9347 | 6.3651 | 0 | 0 | 0 | 2.3165 | 5.0754 | 6.8756 | 7.0956 | 6.9688 | 9.1133 | 12.3233 | 0 | 0 | 0 | 36.4531 | 88.4869 | 133.7656 | 134.6211 | 135.4887 | 139.048 | 143.6883 | 0 | 0 | 0
435 | Infrastructure security | Security and Compliance | Infrastructure security | FALSE | Establishment | Network | Labour - External | 50% |  | 0 | 0 | 170.0607 | 412.9804 | 625 | 625 | 625 | 625 | 625 | 0 | 0 | 0 | 0 | -0.44703 | -0.6022 | [5 empty] | 0 | 0 | 0 | 0 | 11.5102 | 25.0922 | 33.8657 | 34.7753 | 33.8898 | 43.836 | 58.6308 | 0 | 0 | 0 | 0 | 181.1238 | 437.4703 | 658.8657 | 659.7753 | 658.8898 | 668.836 | 683.6308 | 0 | 0 | 0% | 0% | 0% | 0% | 0% | 0% | 0% | 0% | 0% | 0% | 0% | x | x | x | x | x | x | x | x | x | x | 0 | 170.0607 | 412.9804 | 625 | 625 | 625 | 625 | 625 | 0 | 0 | 0 | -0.44703 | -0.6022 | 0 | 0 | 0 | 0 | 0 | 0 | 0 | 0 | 11.5102 | 25.0922 | 33.8657 | 34.7753 | 33.8898 | 43.836 | 58.6308 | 0 | 0 | 0 | 181.1238 | 437.4703 | 658.8657 | 659.7753 | 658.8898 | 668.836 | 683.6308 | 0 | 0 | 0
436 | Structure fall arrests | Security and Compliance | Structure Fall Arrests | FALSE | Towers and Conductor | Network | Materials | 40% |  | 0 | 0 | 0 | 664 | 206.88 | 206.88 | 206.88 | 206.88 | 206.88 | 0 | 0 | 0 | 0 | 0 | 0 | 0 | 0 | 0 | 0 | 0 | 0 | 0 | 0 | 0 | 0 | 40.4027 | 11.2098 | 11.5109 | 11.2178 | 14.5101 | 19.4073 | 0 | 0 | 0 | 0 | 0 | 704.4027 | 218.0898 | 218.3909 | 218.0978 | 221.3901 | 226.2873 | 0 | 0 | 0% | 0% | 0% | 0% | 0% | 0% | 0% | 0% | 0% | 0% | 0% | x | x | x | x | x | x | x | x | x | x | 0 | 0 | 664 | 206.88 | 206.88 | 206.88 | 206.88 | 206.88 | 0 | 0 | 0 | 0 | 0 | 0 | 0 | 0 | 0 | 0 | 0 | 0 | 0 | 0 | 40.4027 | 11.2098 | 11.5109 | 11.2178 | 14.5101 | 19.4073 | 0 | 0 | 0 | 0 | 704.4027 | 218.0898 | 218.3909 | 218.0978 | 221.3901 | 226.2873 | 0 | 0 | 0
437 | Structure fall arrests | Security and Compliance | Structure Fall Arrests | FALSE | Towers and Conductor | Network | Labour - Internal | 10% |  | 0 | 0 | 0 | 166 | 51.72 | 51.72 | 51.72 | 51.72 | 51.72 | 0 | 0 | 0 | 0 | 0 | 1.6389 | 0.78201 | 1.045 | 1.4564 | 2.0418 | 2.6336 | 0 | 0 | 0 | 0 | 0 | 10.2004 | 2.8448 | 2.9359 | 2.8834 | 3.7707 | 5.0989 | 0 | 0 | 0 | 0 | 0 | 177.8393 | 55.3468 | 55.7008 | 56.0598 | 57.5325 | 59.4525 | 0 | 0 | 0% | 0% | 0% | 0% | 0% | 0% | 0% | 0% | 0% | 0% | 0% | x | x | x | x | x | x | x | x | x | x | 0 | 0 | 166 | 51.72 | 51.72 | 51.72 | 51.72 | 51.72 | 0 | 0 | 0 | 0 | 1.6389 | 0.78201 | 1.045 | 1.4564 | 2.0418 | 2.6336 | 0 | 0 | 0 | 0 | 10.2004 | 2.8448 | 2.9359 | 2.8834 | 3.7707 | 5.0989 | 0 | 0 | 0 | 0 | 177.8393 | 55.3468 | 55.7008 | 56.0598 | 57.5325 | 59.4525 | 0 | 0 | 0
438 | Structure fall arrests | Security and Compliance | Structure Fall Arrests | FALSE | Towers and Conductor | Network | Labour - External | 50% |  | 0 | 0 | 0 | 830 | 258.6 | 258.6 | 258.6 | 258.6 | 258.6 | 0 | 0 | 0 | 0 | 0 | -1.2103 | [5 empty] | 0 | 0 | 0 | 0 | 0 | 50.4297 | 14.0123 | 14.3886 | 14.0223 | 18.1376 | 24.2591 | 0 | 0 | 0 | 0 | 0 | 879.2194 | 272.6123 | 272.9886 | 272.6223 | 276.7376 | 282.8591 | 0 | 0 | 0% | 0% | 0% | 0% | 0% | 0% | 0% | 0% | 0% | 0% | 0% | x | x | x | x | x | x | x | x | x | x | 0 | 0 | 830 | 258.6 | 258.6 | 258.6 | 258.6 | 258.6 | 0 | 0 | 0 | 0 | -1.2103 | 0 | 0 | 0 | 0 | 0 | 0 | 0 | 0 | 0 | 50.4297 | 14.0123 | 14.3886 | 14.0223 | 18.1376 | 24.2591 | 0 | 0 | 0 | 0 | 879.2194 | 272.6123 | 272.9886 | 272.6223 | 276.7376 | 282.8591 | 0 | 0 | 0
439 | Earth wires (incl. OPGW) | Replacement - Other | Lines | FALSE | Towers and Conductor | Network | Materials | 40% |  | 0 | 0 | 1332.3515 | 0 | 2437.9535 | 2437.9535 | 2437.9535 | 2437.9535 | 2437.9535 | 0 | 0 | 0 | 0 | 0 | 0 | 0 | 0 | 0 | 0 | 0 | 0 | 0 | 0 | 0 | 90.4147 | 0 | 132.1008 | 135.649 | 132.195 | 170.9923 | 228.7026 | 0 | 0 | 0 | 0 | 1422.7662 | 0 | 2570.0543 | 2573.6025 | 2570.1485 | 2608.9458 | 2666.6561 | 0 | 0 | 0% | 0% | 0% | 0% | 0% | 0% | 0% | 0% | 0% | 0% | 0% | x | x | x | x | x | x | x | x | x | x | 0 | 1332.3515 | 0 | 2437.9535 | 2437.9535 | 2437.9535 | 2437.9535 | 2437.9535 | 0 | 0 | 0 | 0 | 0 | 0 | 0 | 0 | 0 | 0 | 0 | 0 | 0 | 90.4147 | 0 | 132.1008 | 135.649 | 132.195 | 170.9923 | 228.7026 | 0 | 0 | 0 | 1422.7662 | 0 | 2570.0543 | 2573.6025 | 2570.1485 | 2608.9458 | 2666.6561 | 0 | 0 | 0
440 | Earth wires (incl. OPGW) | Replacement - Other | Lines | FALSE | Towers and Conductor | Network | Labour - Internal | 10% |  | 0 | 0 | 333.0879 | 0 | 609.4884 | 609.4884 | 609.4884 | 609.4884 | 609.4884 | 0 | 0 | 0 | 0 | 1.2188 | 0 | 9.2155 | 12.3141 | 17.1626 | 24.061 | 31.0354 | 0 | 0 | 0 | 0 | 22.6864 | 0 | 33.5245 | 34.5974 | 33.9794 | 44.4357 | 60.0871 | 0 | 0 | 0 | 0 | 356.993 | 0 | 652.2285 | 656.3999 | 660.6303 | 677.985 | 700.6108 | 0 | 0 | 0% | 0% | 0% | 0% | 0% | 0% | 0% | 0% | 0% | 0% | 0% | x | x | x | x | x | x | x | x | x | x | 0 | 333.0879 | 0 | 609.4884 | 609.4884 | 609.4884 | 609.4884 | 609.4884 | 0 | 0 | 0 | 1.2188 | 0 | 9.2155 | 12.3141 | 17.1626 | 24.061 | 31.0354 | 0 | 0 | 0 | 22.6864 | 0 | 33.5245 | 34.5974 | 33.9794 | 44.4357 | 60.0871 | 0 | 0 | 0 | 356.993 | 0 | 652.2285 | 656.3999 | 660.6303 | 677.985 | 700.6108 | 0 | 0 | 0
441 | Earth wires (incl. OPGW) | Replacement - Other | Lines | FALSE | Towers and Conductor | Network | Labour - External | 50% |  | 0 | 0 | 1665.4394 | 0 | 3047.4419 | 3047.4419 | 3047.4419 | 3047.4419 | 3047.4419 | 0 | 0 | 0 | 0 | -4.3778 | 0 | [5 empty] | 0 | 0 | 0 | 0 | 112.7213 | 0 | 165.126 | 169.5612 | 165.2437 | 213.7404 | 285.8783 | 0 | 0 | 0 | 0 | 1773.7829 | 0 | 3212.5679 | 3217.0031 | 3212.6856 | 3261.1823 | 3333.3202 | 0 | 0 | 0% | 0% | 0% | 0% | 0% | 0% | 0% | 0% | 0% | 0% | 0% | x | x | x | x | x | x | x | x | x | x | 0 | 1665.4394 | 0 | 3047.4419 | 3047.4419 | 3047.4419 | 3047.4419 | 3047.4419 | 0 | 0 | 0 | -4.3778 | 0 | 0 | 0 | 0 | 0 | 0 | 0 | 0 | 0 | 112.7213 | 0 | 165.126 | 169.5612 | 165.2437 | 213.7404 | 285.8783 | 0 | 0 | 0 | 1773.7829 | 0 | 3212.5679 | 3217.0031 | 3212.6856 | 3261.1823 | 3333.3202 | 0 | 0 | 0
442 | Other Station works | Replacement - Other | Stations | FALSE | Secondary | Network | Materials | 40% |  | 0 | 0 | 331.4463 | 217.7449 | 32.5146 | 27.1039 | 27.1039 | 27.1039 | 27.1039 | 0 | 0 | 0 | 0 | 0 | 0 | 0 | 0 | 0 | 0 | 0 | 0 | 0 | 0 | 0 | 22.4923 | 13.2492 | 1.7618 | 1.5081 | 1.4697 | 1.901 | 2.5426 | 0 | 0 | 0 | 0 | 353.9386 | 230.9941 | 34.2764 | 28.612 | 28.5736 | 29.0049 | 29.6465 | 0 | 0 | 0% | 0% | 0% | 0% | 0% | 0% | 0% | 0% | 0% | 0% | 0% | x | x | x | x | x | x | x | x | x | x | 0 | 331.4463 | 217.7449 | 32.5146 | 27.1039 | 27.1039 | 27.1039 | 27.1039 | 0 | 0 | 0 | 0 | 0 | 0 | 0 | 0 | 0 | 0 | 0 | 0 | 0 | 22.4923 | 13.2492 | 1.7618 | 1.5081 | 1.4697 | 1.901 | 2.5426 | 0 | 0 | 0 | 353.9386 | 230.9941 | 34.2764 | 28.612 | 28.5736 | 29.0049 | 29.6465 | 0 | 0 | 0
443 | Other Station works | Replacement - Other | Stations | FALSE | Secondary | Network | Labour - Internal | 10% |  | 0 | 0 | 82.8616 | 54.4362 | 8.1287 | 6.776 | 6.776 | 6.776 | 6.776 | 0 | 0 | 0 | 0 | 0.30319 | 0.53744 | 0.12291 | 0.1369 | 0.1908 | 0.2675 | 0.34504 | 0 | 0 | 0 | 0 | 5.6436 | 3.345 | 0.44711 | 0.38464 | 0.37777 | 0.49401 | 0.66802 | 0 | 0 | 0 | 0 | 88.8084 | 58.3187 | 8.6987 | 7.2975 | 7.3446 | 7.5375 | 7.789 | 0 | 0 | 0% | 0% | 0% | 0% | 0% | 0% | 0% | 0% | 0% | 0% | 0% | x | x | x | x | x | x | x | x | x | x | 0 | 82.8616 | 54.4362 | 8.1287 | 6.776 | 6.776 | 6.776 | 6.776 | 0 | 0 | 0 | 0.30319 | 0.53744 | 0.12291 | 0.1369 | 0.1908 | 0.2675 | 0.34504 | 0 | 0 | 0 | 5.6436 | 3.345 | 0.44711 | 0.38464 | 0.37777 | 0.49401 | 0.66802 | 0 | 0 | 0 | 88.8084 | 58.3187 | 8.6987 | 7.2975 | 7.3446 | 7.5375 | 7.789 | 0 | 0 | 0
444 | Other Station works | Replacement - Other | Stations | FALSE | Secondary | Network | Labour - External | 50% |  | 0 | 0 | 414.3079 | 272.1811 | 40.6433 | 33.8799 | 33.8799 | 33.8799 | 33.8799 | 0 | 0 | 0 | 0 | -1.0891 | -0.39689 | [5 empty] | 0 | 0 | 0 | 0 | 28.0415 | 16.5374 | 2.2023 | 1.8851 | 1.8371 | 2.3763 | 3.1783 | 0 | 0 | 0 | 0 | 441.2603 | 288.3216 | 42.8455 | 35.765 | 35.717 | 36.2562 | 37.0582 | 0 | 0 | 0% | 0% | 0% | 0% | 0% | 0% | 0% | 0% | 0% | 0% | 0% | x | x | x | x | x | x | x | x | x | x | 0 | 414.3079 | 272.1811 | 40.6433 | 33.8799 | 33.8799 | 33.8799 | 33.8799 | 0 | 0 | 0 | -1.0891 | -0.39689 | 0 | 0 | 0 | 0 | 0 | 0 | 0 | 0 | 28.0415 | 16.5374 | 2.2023 | 1.8851 | 1.8371 | 2.3763 | 3.1783 | 0 | 0 | 0 | 441.2603 | 288.3216 | 42.8455 | 35.765 | 35.717 | 36.2562 | 37.0582 | 0 | 0 | 0
445 | Other Station works | Replacement - Other | Stations | FALSE | Switchgear | Network | Materials | 40% |  | 0 | 0 | 596.6803 | 391.9913 | 58.5339 | 48.7934 | 48.7934 | 48.7934 | 48.7934 | 0 | 0 | 0 | 0 | 0 | 0 | 0 | 0 | 0 | 0 | 0 | 0 | 0 | 0 | 0 | 40.4913 | 23.8517 | 3.1717 | 2.7149 | 2.6458 | 3.4223 | 4.5773 | 0 | 0 | 0 | 0 | 637.1716 | 415.843 | 61.7055 | 51.5083 | 51.4391 | 52.2156 | 53.3707 | 0 | 0 | 0% | 0% | 0% | 0% | 0% | 0% | 0% | 0% | 0% | 0% | 0% | x | x | x | x | x | x | x | x | x | x | 0 | 596.6803 | 391.9913 | 58.5339 | 48.7934 | 48.7934 | 48.7934 | 48.7934 | 0 | 0 | 0 | 0 | 0 | 0 | 0 | 0 | 0 | 0 | 0 | 0 | 0 | 40.4913 | 23.8517 | 3.1717 | 2.7149 | 2.6458 | 3.4223 | 4.5773 | 0 | 0 | 0 | 637.1716 | 415.843 | 61.7055 | 51.5083 | 51.4391 | 52.2156 | 53.3707 | 0 | 0 | 0
446 | Other Station works | Replacement - Other | Stations | FALSE | Switchgear | Network | Labour - Internal | 10% |  | 0 | 0 | 149.1701 | 97.9978 | 14.6335 | 12.1983 | 12.1983 | 12.1983 | 12.1983 | 0 | 0 | 0 | 0 | 0.54582 | 0.96752 | 0.22126 | 0.24646 | 0.34349 | 0.48156 | 0.62114 | 0 | 0 | 0 | 0 | 10.1599 | 6.0218 | 0.8049 | 0.69244 | 0.68007 | 0.88934 | 1.2026 | 0 | 0 | 0 | 0 | 159.8758 | 104.9871 | 15.6596 | 13.1372 | 13.2219 | 13.5692 | 14.0221 | 0 | 0 | 0% | 0% | 0% | 0% | 0% | 0% | 0% | 0% | 0% | 0% | 0% | x | x | x | x | x | x | x | x | x | x | 0 | 149.1701 | 97.9978 | 14.6335 | 12.1983 | 12.1983 | 12.1983 | 12.1983 | 0 | 0 | 0 | 0.54582 | 0.96752 | 0.22126 | 0.24646 | 0.34349 | 0.48156 | 0.62114 | 0 | 0 | 0 | 10.1599 | 6.0218 | 0.8049 | 0.69244 | 0.68007 | 0.88934 | 1.2026 | 0 | 0 | 0 | 159.8758 | 104.9871 | 15.6596 | 13.1372 | 13.2219 | 13.5692 | 14.0221 | 0 | 0 | 0
447 | Other Station works | Replacement - Other | Stations | FALSE | Switchgear | Network | Labour - External | 50% |  | 0 | 0 | 745.8504 | 489.9892 | 73.1673 | 60.9917 | 60.9917 | 60.9917 | 60.9917 | 0 | 0 | 0 | 0 | -1.9606 | -0.71449 | [5 empty] | 0 | 0 | 0 | 0 | 50.4811 | 29.7711 | 3.9646 | 3.3936 | 3.3072 | 4.2778 | 5.7216 | 0 | 0 | 0 | 0 | 794.371 | 519.0458 | 77.1319 | 64.3853 | 64.2989 | 65.2695 | 66.7133 | 0 | 0 | 0% | 0% | 0% | 0% | 0% | 0% | 0% | 0% | 0% | 0% | 0% | x | x | x | x | x | x | x | x | x | x | 0 | 745.8504 | 489.9892 | 73.1673 | 60.9917 | 60.9917 | 60.9917 | 60.9917 | 0 | 0 | 0 | -1.9606 | -0.71449 | 0 | 0 | 0 | 0 | 0 | 0 | 0 | 0 | 50.4811 | 29.7711 | 3.9646 | 3.3936 | 3.3072 | 4.2778 | 5.7216 | 0 | 0 | 0 | 794.371 | 519.0458 | 77.1319 | 64.3853 | 64.2989 | 65.2695 | 66.7133 | 0 | 0 | 0
448 | Other Station works | Replacement - Other | Stations | FALSE | Transformers | Network | Materials | 40% |  | 0 | 0 | 848.8554 | 557.6587 | 83.272 | 69.4149 | 69.4149 | 69.4149 | 69.4149 | 0 | 0 | 0 | 0 | 0 | 0 | 0 | 0 | 0 | 0 | 0 | 0 | 0 | 0 | 0 | 57.6042 | 33.9321 | 4.5121 | 3.8623 | 3.7639 | 4.8686 | 6.5118 | 0 | 0 | 0 | 0 | 906.4596 | 591.5908 | 87.7841 | 73.2772 | 73.1789 | 74.2835 | 75.9267 | 0 | 0 | 0% | 0% | 0% | 0% | 0% | 0% | 0% | 0% | 0% | 0% | 0% | x | x | x | x | x | x | x | x | x | x | 0 | 848.8554 | 557.6587 | 83.272 | 69.4149 | 69.4149 | 69.4149 | 69.4149 | 0 | 0 | 0 | 0 | 0 | 0 | 0 | 0 | 0 | 0 | 0 | 0 | 0 | 57.6042 | 33.9321 | 4.5121 | 3.8623 | 3.7639 | 4.8686 | 6.5118 | 0 | 0 | 0 | 906.4596 | 591.5908 | 87.7841 | 73.2772 | 73.1789 | 74.2835 | 75.9267 | 0 | 0 | 0
449 | Other Station works | Replacement - Other | Stations | FALSE | Transformers | Network | Labour - Internal | 10% |  | 0 | 0 | 212.2139 | 139.4147 | 20.818 | 17.3537 | 17.3537 | 17.3537 | 17.3537 | 0 | 0 | 0 | 0 | 0.7765 | 1.3764 | 0.31477 | 0.35062 | 0.48866 | 0.68508 | 0.88366 | 0 | 0 | 0 | 0 | 14.4537 | 8.5668 | 1.1451 | 0.98508 | 0.96748 | 1.2652 | 1.7108 | 0 | 0 | 0 | 0 | 227.4441 | 149.3579 | 22.2779 | 18.6894 | 18.8099 | 19.304 | 19.9482 | 0 | 0 | 0% | 0% | 0% | 0% | 0% | 0% | 0% | 0% | 0% | 0% | 0% | x | x | x | x | x | x | x | x | x | x | 0 | 212.2139 | 139.4147 | 20.818 | 17.3537 | 17.3537 | 17.3537 | 17.3537 | 0 | 0 | 0 | 0.7765 | 1.3764 | 0.31477 | 0.35062 | 0.48866 | 0.68508 | 0.88366 | 0 | 0 | 0 | 14.4537 | 8.5668 | 1.1451 | 0.98508 | 0.96748 | 1.2652 | 1.7108 | 0 | 0 | 0 | 227.4441 | 149.3579 | 22.2779 | 18.6894 | 18.8099 | 19.304 | 19.9482 | 0 | 0 | 0
450 | Other Station works | Replacement - Other | Stations | FALSE | Transformers | Network | Labour - External | 50% |  | 0 | 0 | 1061.0693 | 697.0734 | 104.09 | 86.7687 | 86.7687 | 86.7687 | 86.7687 | 0 | 0 | 0 | 0 | -2.7892 | -1.0165 | [5 empty] | 0 | 0 | 0 | 0 | 71.816 | 42.3533 | 5.6401 | 4.8279 | 4.7049 | 6.0858 | 8.1397 | 0 | 0 | 0 | 0 | 1130.0961 | 738.4102 | 109.7302 | 91.5965 | 91.4736 | 92.8544 | 94.9084 | 0 | 0 | 0% | 0% | 0% | 0% | 0% | 0% | 0% | 0% | 0% | 0% | 0% | x | x | x | x | x | x | x | x | x | x | 0 | 1061.0693 | 697.0734 | 104.09 | 86.7687 | 86.7687 | 86.7687 | 86.7687 | 0 | 0 | 0 | -2.7892 | -1.0165 | 0 | 0 | 0 | 0 | 0 | 0 | 0 | 0 | 71.816 | 42.3533 | 5.6401 | 4.8279 | 4.7049 | 6.0858 | 8.1397 | 0 | 0 | 0 | 1130.0961 | 738.4102 | 109.7302 | 91.5965 | 91.4736 | 92.8544 | 94.9084 | 0 | 0 | 0
451 | Other Station works | Replacement - Other | Stations | FALSE | Establishment | Network | Materials | 40% |  | 0 | 0 | 152.3109 | 100.0612 | 14.9416 | 12.4552 | 12.4552 | 12.4552 | 12.4552 | 0 | 0 | 0 | 0 | 0 | 0 | 0 | 0 | 0 | 0 | 0 | 0 | 0 | 0 | 0 | 10.336 | 6.0885 | 0.80961 | 0.69301 | 0.67537 | 0.87358 | 1.1684 | 0 | 0 | 0 | 0 | 162.6469 | 106.1497 | 15.7512 | 13.1482 | 13.1306 | 13.3288 | 13.6236 | 0 | 0 | 0% | 0% | 0% | 0% | 0% | 0% | 0% | 0% | 0% | 0% | 0% | x | x | x | x | x | x | x | x | x | x | 0 | 152.3109 | 100.0612 | 14.9416 | 12.4552 | 12.4552 | 12.4552 | 12.4552 | 0 | 0 | 0 | 0 | 0 | 0 | 0 | 0 | 0 | 0 | 0 | 0 | 0 | 10.336 | 6.0885 | 0.80961 | 0.69301 | 0.67537 | 0.87358 | 1.1684 | 0 | 0 | 0 | 162.6469 | 106.1497 | 15.7512 | 13.1482 | 13.1306 | 13.3288 | 13.6236 | 0 | 0 | 0
452 | Other Station works | Replacement - Other | Stations | FALSE | Establishment | Network | Labour - Internal | 10% |  | 0 | 0 | 38.0777 | 25.0153 | 3.7354 | 3.1138 | 3.1138 | 3.1138 | 3.1138 | 0 | 0 | 0 | 0 | 0.13933 | 0.24697 | 0.05648 | 0.062911 | 0.087681 | 0.12292 | 0.15856 | 0 | 0 | 0 | 0 | 2.5934 | 1.5371 | 0.20546 | 0.17675 | 0.1736 | 0.22702 | 0.30698 | 0 | 0 | 0 | 0 | 40.8105 | 26.7994 | 3.9973 | 3.3535 | 3.3751 | 3.4637 | 3.5793 | 0 | 0 | 0% | 0% | 0% | 0% | 0% | 0% | 0% | 0% | 0% | 0% | 0% | x | x | x | x | x | x | x | x | x | x | 0 | 38.0777 | 25.0153 | 3.7354 | 3.1138 | 3.1138 | 3.1138 | 3.1138 | 0 | 0 | 0 | 0.13933 | 0.24697 | 0.05648 | 0.062911 | 0.087681 | 0.12292 | 0.15856 | 0 | 0 | 0 | 2.5934 | 1.5371 | 0.20546 | 0.17675 | 0.1736 | 0.22702 | 0.30698 | 0 | 0 | 0 | 40.8105 | 26.7994 | 3.9973 | 3.3535 | 3.3751 | 3.4637 | 3.5793 | 0 | 0 | 0
453 | Other Station works | Replacement - Other | Stations | FALSE | Establishment | Network | Labour - External | 50% |  | 0 | 0 | 190.3887 | 125.0765 | 18.677 | 15.569 | 15.569 | 15.569 | 15.569 | 0 | 0 | 0 | 0 | -0.50046 | -0.18238 | [5 empty] | 0 | 0 | 0 | 0 | 12.886 | 7.5995 | 1.012 | 0.86627 | 0.84421 | 1.092 | 1.4605 | 0 | 0 | 0 | 0 | 202.7742 | 132.4937 | 19.689 | 16.4353 | 16.4132 | 16.661 | 17.0295 | 0 | 0 | 0% | 0% | 0% | 0% | 0% | 0% | 0% | 0% | 0% | 0% | 0% | x | x | x | x | x | x | x | x | x | x | 0 | 190.3887 | 125.0765 | 18.677 | 15.569 | 15.569 | 15.569 | 15.569 | 0 | 0 | 0 | -0.50046 | -0.18238 | 0 | 0 | 0 | 0 | 0 | 0 | 0 | 0 | 12.886 | 7.5995 | 1.012 | 0.86627 | 0.84421 | 1.092 | 1.4605 | 0 | 0 | 0 | 202.7742 | 132.4937 | 19.689 | 16.4353 | 16.4132 | 16.661 | 17.0295 | 0 | 0 | 0
454 | Conductor | Replacement - Other | Lines | FALSE | Towers and Conductor | Network | Materials | 40% |  | 0 | 0 | 0 | 2000 | 394.4186 | 394.4186 | 394.4186 | 394.4186 | 394.4186 | 0 | 0 | 0 | 0 | 0 | 0 | 0 | 0 | 0 | 0 | 0 | 0 | 0 | 0 | 0 | 0 | 121.6949 | 21.3716 | 21.9457 | 21.3869 | 27.6636 | 37.0001 | 0 | 0 | 0 | 0 | 0 | 2121.6949 | 415.7902 | 416.3643 | 415.8055 | 422.0822 | 431.4187 | 0 | 0 | 0% | 0% | 0% | 0% | 0% | 0% | 0% | 0% | 0% | 0% | 0% | x | x | x | x | x | x | x | x | x | x | 0 | 0 | 2000 | 394.4186 | 394.4186 | 394.4186 | 394.4186 | 394.4186 | 0 | 0 | 0 | 0 | 0 | 0 | 0 | 0 | 0 | 0 | 0 | 0 | 0 | 0 | 121.6949 | 21.3716 | 21.9457 | 21.3869 | 27.6636 | 37.0001 | 0 | 0 | 0 | 0 | 2121.6949 | 415.7902 | 416.3643 | 415.8055 | 422.0822 | 431.4187 | 0 | 0 | 0
455 | Conductor | Replacement - Other | Lines | FALSE | Towers and Conductor | Network | Labour - Internal | 10% |  | 0 | 0 | 0 | 500 | 98.6047 | 98.6047 | 98.6047 | 98.6047 | 98.6047 | 0 | 0 | 0 | 0 | 0 | 4.9364 | 1.4909 | 1.9922 | 2.7766 | 3.8927 | 5.021 | 0 | 0 | 0 | 0 | 0 | 30.7241 | 5.4237 | 5.5973 | 5.4973 | 7.1889 | 9.721 | 0 | 0 | 0 | 0 | 0 | 535.6605 | 105.5193 | 106.1941 | 106.8785 | 109.6862 | 113.3467 | 0 | 0 | 0% | 0% | 0% | 0% | 0% | 0% | 0% | 0% | 0% | 0% | 0% | x | x | x | x | x | x | x | x | x | x | 0 | 0 | 500 | 98.6047 | 98.6047 | 98.6047 | 98.6047 | 98.6047 | 0 | 0 | 0 | 0 | 4.9364 | 1.4909 | 1.9922 | 2.7766 | 3.8927 | 5.021 | 0 | 0 | 0 | 0 | 30.7241 | 5.4237 | 5.5973 | 5.4973 | 7.1889 | 9.721 | 0 | 0 | 0 | 0 | 535.6605 | 105.5193 | 106.1941 | 106.8785 | 109.6862 | 113.3467 | 0 | 0 | 0
456 | Conductor | Replacement - Other | Lines | FALSE | Towers and Conductor | Network | Labour - External | 50% |  | 0 | 0 | 0 | 2500 | 493.0233 | 493.0233 | 493.0233 | 493.0233 | 493.0233 | 0 | 0 | 0 | 0 | 0 | -3.6455 | [5 empty] | 0 | 0 | 0 | 0 | 0 | 151.8968 | 26.7145 | 27.4321 | 26.7336 | 34.5795 | 46.2502 | 0 | 0 | 0 | 0 | 0 | 2648.2513 | 519.7378 | 520.4553 | 519.7568 | 527.6028 | 539.2734 | 0 | 0 | 0% | 0% | 0% | 0% | 0% | 0% | 0% | 0% | 0% | 0% | 0% | x | x | x | x | x | x | x | x | x | x | 0 | 0 | 2500 | 493.0233 | 493.0233 | 493.0233 | 493.0233 | 493.0233 | 0 | 0 | 0 | 0 | -3.6455 | 0 | 0 | 0 | 0 | 0 | 0 | 0 | 0 | 0 | 151.8968 | 26.7145 | 27.4321 | 26.7336 | 34.5795 | 46.2502 | 0 | 0 | 0 | 0 | 2648.2513 | 519.7378 | 520.4553 | 519.7568 | 527.6028 | 539.2734 | 0 | 0 | 0
457 | Power cables | Replacement - Other | Lines | FALSE | Towers and Conductor | Network | Materials | 40% |  | 0 | 0 | 423.6043 | 0 | 164.6884 | 164.6884 | 164.6884 | 164.6884 | 164.6884 | 0 | 0 | 0 | 0 | 0 | 0 | 0 | 0 | 0 | 0 | 0 | 0 | 0 | 0 | 0 | 28.7462 | 0 | 8.9237 | 9.1633 | 8.93 | 11.5509 | 15.4493 | 0 | 0 | 0 | 0 | 452.3505 | 0 | 173.612 | 173.8517 | 173.6184 | 176.2392 | 180.1377 | 0 | 0 | 0% | 0% | 0% | 0% | 0% | 0% | 0% | 0% | 0% | 0% | 0% | x | x | x | x | x | x | x | x | x | x | 0 | 423.6043 | 0 | 164.6884 | 164.6884 | 164.6884 | 164.6884 | 164.6884 | 0 | 0 | 0 | 0 | 0 | 0 | 0 | 0 | 0 | 0 | 0 | 0 | 0 | 28.7462 | 0 | 8.9237 | 9.1633 | 8.93 | 11.5509 | 15.4493 | 0 | 0 | 0 | 452.3505 | 0 | 173.612 | 173.8517 | 173.6184 | 176.2392 | 180.1377 | 0 | 0 | 0
458 | Power cables | Replacement - Other | Lines | FALSE | Towers and Conductor | Network | Labour - Internal | 10% |  | 0 | 0 | 105.9011 | 0 | 41.1721 | 41.1721 | 41.1721 | 41.1721 | 41.1721 | 0 | 0 | 0 | 0 | 0.3875 | 0 | 0.62253 | 0.83184 | 1.1594 | 1.6254 | 2.0965 | 0 | 0 | 0 | 0 | 7.2129 | 0 | 2.2646 | 2.3371 | 2.2954 | 3.0017 | 4.059 | 0 | 0 | 0 | 0 | 113.5014 | 0 | 44.0593 | 44.3411 | 44.6268 | 45.7992 | 47.3276 | 0 | 0 | 0% | 0% | 0% | 0% | 0% | 0% | 0% | 0% | 0% | 0% | 0% | x | x | x | x | x | x | x | x | x | x | 0 | 105.9011 | 0 | 41.1721 | 41.1721 | 41.1721 | 41.1721 | 41.1721 | 0 | 0 | 0 | 0.3875 | 0 | 0.62253 | 0.83184 | 1.1594 | 1.6254 | 2.0965 | 0 | 0 | 0 | 7.2129 | 0 | 2.2646 | 2.3371 | 2.2954 | 3.0017 | 4.059 | 0 | 0 | 0 | 113.5014 | 0 | 44.0593 | 44.3411 | 44.6268 | 45.7992 | 47.3276 | 0 | 0 | 0
459 | Power cables | Replacement - Other | Lines | FALSE | Towers and Conductor | Network | Labour - External | 50% |  | 0 | 0 | 529.5054 | 0 | 205.8605 | 205.8605 | 205.8605 | 205.8605 | 205.8605 | 0 | 0 | 0 | 0 | -1.3919 | 0 | [5 empty] | 0 | 0 | 0 | 0 | 35.8383 | 0 | 11.1546 | 11.4542 | 11.1625 | 14.4386 | 19.3116 | 0 | 0 | 0 | 0 | 563.9518 | 0 | 217.015 | 217.3146 | 217.023 | 220.299 | 225.1721 | 0 | 0 | 0% | 0% | 0% | 0% | 0% | 0% | 0% | 0% | 0% | 0% | 0% | x | x | x | x | x | x | x | x | x | x | 0 | 529.5054 | 0 | 205.8605 | 205.8605 | 205.8605 | 205.8605 | 205.8605 | 0 | 0 | 0 | -1.3919 | 0 | 0 | 0 | 0 | 0 | 0 | 0 | 0 | 0 | 35.8383 | 0 | 11.1546 | 11.4542 | 11.1625 | 14.4386 | 19.3116 | 0 | 0 | 0 | 563.9518 | 0 | 217.015 | 217.3146 | 217.023 | 220.299 | 225.1721 | 0 | 0 | 0
460 | Insulators (Pre FY23) | Security and Compliance | Insulators | FALSE | Towers and Conductor | Network | Materials | 40% |  | 0 | 0 | 267.8571 | 2000 | 0 | 0 | 0 | 0 | 0 | 0 | 0 | 0 | 0 | 0 | 0 | 0 | 0 | 0 | 0 | 0 | 0 | 0 | 0 | 0 | 18.1771 | 121.6949 | 0 | 0 | 0 | 0 | 0 | 0 | 0 | 0 | 0 | 286.0342 | 2121.6949 | 0 | 0 | 0 | 0 | 0 | 0 | 0 | 0% | 0% | 0% | 0% | 0% | 0% | 0% | 0% | 0% | 0% | 0% | x | x | x | x | x | x | x | x | x | x | 0 | 267.8571 | 2000 | 0 | 0 | 0 | 0 | 0 | 0 | 0 | 0 | 0 | 0 | 0 | 0 | 0 | 0 | 0 | 0 | 0 | 0 | 18.1771 | 121.6949 | 0 | 0 | 0 | 0 | 0 | 0 | 0 | 0 | 286.0342 | 2121.6949 | 0 | 0 | 0 | 0 | 0 | 0 | 0 | 0
461 | Insulators (Pre FY23) | Security and Compliance | Insulators | FALSE | Towers and Conductor | Network | Labour - Internal | 10% |  | 0 | 0 | 66.9643 | 500 | 0 | 0 | 0 | 0 | 0 | 0 | 0 | 0 | 0 | 0.24503 | 4.9364 | 0 | 0 | 0 | 0 | 0 | 0 | 0 | 0 | 0 | 4.5609 | 30.7241 | 0 | 0 | 0 | 0 | 0 | 0 | 0 | 0 | 0 | 71.7702 | 535.6605 | 0 | 0 | 0 | 0 | 0 | 0 | 0 | 0% | 0% | 0% | 0% | 0% | 0% | 0% | 0% | 0% | 0% | 0% | x | x | x | x | x | x | x | x | x | x | 0 | 66.9643 | 500 | 0 | 0 | 0 | 0 | 0 | 0 | 0 | 0 | 0.24503 | 4.9364 | 0 | 0 | 0 | 0 | 0 | 0 | 0 | 0 | 4.5609 | 30.7241 | 0 | 0 | 0 | 0 | 0 | 0 | 0 | 0 | 71.7702 | 535.6605 | 0 | 0 | 0 | 0 | 0 | 0 | 0 | 0
462 | Insulators (Pre FY23) | Security and Compliance | Insulators | FALSE | Towers and Conductor | Network | Labour - External | 50% |  | 0 | 0 | 334.8214 | 2500 | 0 | 0 | 0 | 0 | 0 | 0 | 0 | 0 | 0 | -0.88012 | -3.6455 | [5 empty] | 0 | 0 | 0 | 0 | 22.6616 | 151.8968 | 0 | 0 | 0 | 0 | 0 | 0 | 0 | 0 | 0 | 356.6029 | 2648.2513 | 0 | 0 | 0 | 0 | 0 | 0 | 0 | 0% | 0% | 0% | 0% | 0% | 0% | 0% | 0% | 0% | 0% | 0% | x | x | x | x | x | x | x | x | x | x | 0 | 334.8214 | 2500 | 0 | 0 | 0 | 0 | 0 | 0 | 0 | 0 | -0.88012 | -3.6455 | 0 | 0 | 0 | 0 | 0 | 0 | 0 | 0 | 22.6616 | 151.8968 | 0 | 0 | 0 | 0 | 0 | 0 | 0 | 0 | 356.6029 | 2648.2513 | 0 | 0 | 0 | 0 | 0 | 0 | 0 | 0
463 | Insulators (Post FY22) | Security and Compliance | Insulators | FALSE | Insulators | Network | Materials | 40% |  | 0 | 0 | 0 | 0 | 2040 | 2040 | 2040 | 2040 | 2040 | 0 | 0 | 0 | 0 | 0 | 0 | 0 | 0 | 0 | 0 | 0 | 0 | 0 | 0 | 0 | 0 | 0 | 110.5376 | 113.5067 | 110.6164 | 143.0808 | 191.3709 | 0 | 0 | 0 | 0 | 0 | 0 | 2150.5376 | 2153.5067 | 2150.6164 | 2183.0808 | 2231.3709 | 0 | 0 | 0% | 0% | 0% | 0% | 0% | 0% | 0% | 0% | 0% | 0% | 0% | x | x | x | x | x | x | x | x | x | x | 0 | 0 | 0 | 2040 | 2040 | 2040 | 2040 | 2040 | 0 | 0 | 0 | 0 | 0 | 0 | 0 | 0 | 0 | 0 | 0 | 0 | 0 | 0 | 0 | 110.5376 | 113.5067 | 110.6164 | 143.0808 | 191.3709 | 0 | 0 | 0 | 0 | 0 | 2150.5376 | 2153.5067 | 2150.6164 | 2183.0808 | 2231.3709 | 0 | 0 | 0
464 | Insulators (Post FY22) | Security and Compliance | Insulators | FALSE | Insulators | Network | Labour - Internal | 10% |  | 0 | 0 | 0 | 0 | 510 | 510 | 510 | 510 | 510 | 0 | 0 | 0 | 0 | 0 | 0 | 7.7113 | 10.3041 | 14.3611 | 20.1335 | 25.9694 | 0 | 0 | 0 | 0 | 0 | 0 | 28.0522 | 28.95 | 28.4328 | 37.1823 | 50.2789 | 0 | 0 | 0 | 0 | 0 | 0 | 545.7635 | 549.2541 | 552.7939 | 567.3158 | 586.2483 | 0 | 0 | 0% | 0% | 0% | 0% | 0% | 0% | 0% | 0% | 0% | 0% | 0% | x | x | x | x | x | x | x | x | x | x | 0 | 0 | 0 | 510 | 510 | 510 | 510 | 510 | 0 | 0 | 0 | 0 | 0 | 7.7113 | 10.3041 | 14.3611 | 20.1335 | 25.9694 | 0 | 0 | 0 | 0 | 0 | 28.0522 | 28.95 | 28.4328 | 37.1823 | 50.2789 | 0 | 0 | 0 | 0 | 0 | 545.7635 | 549.2541 | 552.7939 | 567.3158 | 586.2483 | 0 | 0 | 0
465 | Insulators (Post FY22) | Security and Compliance | Insulators | FALSE | Insulators | Network | Labour - External | 50% |  | 0 | 0 | 0 | 0 | 2550 | 2550 | 2550 | 2550 | 2550 | 0 | 0 | 0 | 0 | 0 | 0 | [5 empty] | 0 | 0 | 0 | 0 | 0 | 0 | 138.1721 | 141.8833 | 138.2705 | 178.851 | 239.2136 | 0 | 0 | 0 | 0 | 0 | 0 | 2688.1721 | 2691.8833 | 2688.2705 | 2728.851 | 2789.2136 | 0 | 0 | 0% | 0% | 0% | 0% | 0% | 0% | 0% | 0% | 0% | 0% | 0% | x | x | x | x | x | x | x | x | x | x | 0 | 0 | 0 | 2550 | 2550 | 2550 | 2550 | 2550 | 0 | 0 | 0 | 0 | 0 | 0 | 0 | 0 | 0 | 0 | 0 | 0 | 0 | 0 | 0 | 138.1721 | 141.8833 | 138.2705 | 178.851 | 239.2136 | 0 | 0 | 0 | 0 | 0 | 2688.1721 | 2691.8833 | 2688.2705 | 2728.851 | 2789.2136 | 0 | 0 | 0
466 | Towers | Replacement - Other | Lines | FALSE | Towers and Conductor | Network | Materials | 40% |  | 0 | 0 | 6063.8547 | 612 | 279.814 | 279.814 | 279.814 | 279.814 | 279.814 | 0 | 0 | 0 | 0 | 0 | 0 | 0 | 0 | 0 | 0 | 0 | 0 | 0 | 0 | 0 | 411.4994 | 37.2386 | 15.1618 | 15.569 | 15.1726 | 19.6255 | 26.2491 | 0 | 0 | 0 | 0 | 6475.3541 | 649.2386 | 294.9757 | 295.3829 | 294.9865 | 299.4394 | 306.0631 | 0 | 0 | 0% | 0% | 0% | 0% | 0% | 0% | 0% | 0% | 0% | 0% | 0% | x | x | x | x | x | x | x | x | x | x | 0 | 6063.8547 | 612 | 279.814 | 279.814 | 279.814 | 279.814 | 279.814 | 0 | 0 | 0 | 0 | 0 | 0 | 0 | 0 | 0 | 0 | 0 | 0 | 0 | 411.4994 | 37.2386 | 15.1618 | 15.569 | 15.1726 | 19.6255 | 26.2491 | 0 | 0 | 0 | 6475.3541 | 649.2386 | 294.9757 | 295.3829 | 294.9865 | 299.4394 | 306.0631 | 0 | 0 | 0
467 | Towers | Replacement - Other | Lines | FALSE | Towers and Conductor | Network | Labour - Internal | 10% |  | 0 | 0 | 1515.9637 | 153 | 69.9535 | 69.9535 | 69.9535 | 69.9535 | 69.9535 | 0 | 0 | 0 | 0 | 5.547 | 1.5106 | 1.0577 | 1.4133 | 1.9698 | 2.7616 | 3.5621 | 0 | 0 | 0 | 0 | 103.2513 | 9.4016 | 3.8478 | 3.9709 | 3.9 | 5.1001 | 6.8964 | 0 | 0 | 0 | 0 | 1624.7619 | 163.9121 | 74.8589 | 75.3377 | 75.8233 | 77.8151 | 80.412 | 0 | 0 | 0% | 0% | 0% | 0% | 0% | 0% | 0% | 0% | 0% | 0% | 0% | x | x | x | x | x | x | x | x | x | x | 0 | 1515.9637 | 153 | 69.9535 | 69.9535 | 69.9535 | 69.9535 | 69.9535 | 0 | 0 | 0 | 5.547 | 1.5106 | 1.0577 | 1.4133 | 1.9698 | 2.7616 | 3.5621 | 0 | 0 | 0 | 103.2513 | 9.4016 | 3.8478 | 3.9709 | 3.9 | 5.1001 | 6.8964 | 0 | 0 | 0 | 1624.7619 | 163.9121 | 74.8589 | 75.3377 | 75.8233 | 77.8151 | 80.412 | 0 | 0 | 0
468 | Towers | Replacement - Other | Lines | FALSE | Towers and Conductor | Network | Labour - External | 50% |  | 0 | 0 | 7579.8184 | 765 | 349.7674 | 349.7674 | 349.7674 | 349.7674 | 349.7674 | 0 | 0 | 0 | 0 | -19.9245 | -1.1155 | [5 empty] | 0 | 0 | 0 | 0 | 513.0221 | 46.4804 | 18.9522 | 19.4612 | 18.9657 | 24.5319 | 32.8114 | 0 | 0 | 0 | 0 | 8072.9161 | 810.3649 | 368.7196 | 369.2287 | 368.7331 | 374.2993 | 382.5789 | 0 | 0 | 0% | 0% | 0% | 0% | 0% | 0% | 0% | 0% | 0% | 0% | 0% | x | x | x | x | x | x | x | x | x | x | 0 | 7579.8184 | 765 | 349.7674 | 349.7674 | 349.7674 | 349.7674 | 349.7674 | 0 | 0 | 0 | -19.9245 | -1.1155 | 0 | 0 | 0 | 0 | 0 | 0 | 0 | 0 | 513.0221 | 46.4804 | 18.9522 | 19.4612 | 18.9657 | 24.5319 | 32.8114 | 0 | 0 | 0 | 8072.9161 | 810.3649 | 368.7196 | 369.2287 | 368.7331 | 374.2993 | 382.5789 | 0 | 0 | 0
469 | Secondary & Protection program | Replacement - Other | Secondary & Protection | FALSE | Secondary | Network | Materials | 40% |  | 0 | 0 | 3176.7813 | 4291.7275 | 2134.3256 | 2134.3256 | 2134.3256 | 2134.3256 | 2134.3256 | 0 | 0 | 0 | 0 | 0 | 0 | 0 | 0 | 0 | 0 | 0 | 0 | 0 | 0 | 0 | 215.5796 | 261.1406 | 115.6487 | 118.755 | 115.7311 | 149.6966 | 200.2195 | 0 | 0 | 0 | 0 | 3392.3609 | 4552.8681 | 2249.9743 | 2253.0806 | 2250.0567 | 2284.0222 | 2334.5451 | 0 | 0 | 0% | 0% | 0% | 0% | 0% | 0% | 0% | 0% | 0% | 0% | 0% | x | x | x | x | x | x | x | x | x | x | 0 | 3176.7813 | 4291.7275 | 2134.3256 | 2134.3256 | 2134.3256 | 2134.3256 | 2134.3256 | 0 | 0 | 0 | 0 | 0 | 0 | 0 | 0 | 0 | 0 | 0 | 0 | 0 | 215.5796 | 261.1406 | 115.6487 | 118.755 | 115.7311 | 149.6966 | 200.2195 | 0 | 0 | 0 | 3392.3609 | 4552.8681 | 2249.9743 | 2253.0806 | 2250.0567 | 2284.0222 | 2334.5451 | 0 | 0 | 0
470 | Secondary & Protection program | Replacement - Other | Secondary & Protection | FALSE | Secondary | Network | Labour - Internal | 10% |  | 0 | 0 | 794.1953 | 1072.9319 | 533.5814 | 533.5814 | 533.5814 | 533.5814 | 533.5814 | 0 | 0 | 0 | 0 | 2.906 | 10.5929 | 8.0678 | 10.7805 | 15.0251 | 21.0644 | 27.1702 | 0 | 0 | 0 | 0 | 54.0921 | 65.9297 | 29.3493 | 30.2886 | 29.7475 | 38.9016 | 52.6037 | 0 | 0 | 0 | 0 | 851.1934 | 1149.4545 | 570.9985 | 574.6505 | 578.354 | 593.5473 | 613.3553 | 0 | 0 | 0% | 0% | 0% | 0% | 0% | 0% | 0% | 0% | 0% | 0% | 0% | x | x | x | x | x | x | x | x | x | x | 0 | 794.1953 | 1072.9319 | 533.5814 | 533.5814 | 533.5814 | 533.5814 | 533.5814 | 0 | 0 | 0 | 2.906 | 10.5929 | 8.0678 | 10.7805 | 15.0251 | 21.0644 | 27.1702 | 0 | 0 | 0 | 54.0921 | 65.9297 | 29.3493 | 30.2886 | 29.7475 | 38.9016 | 52.6037 | 0 | 0 | 0 | 851.1934 | 1149.4545 | 570.9985 | 574.6505 | 578.354 | 593.5473 | 613.3553 | 0 | 0 | 0
471 | Secondary & Protection program | Replacement - Other | Secondary & Protection | FALSE | Secondary | Network | Labour - External | 50% |  | 0 | 0 | 3970.9766 | 5364.6594 | 2667.907 | 2667.907 | 2667.907 | 2667.907 | 2667.907 | 0 | 0 | 0 | 0 | -10.4382 | -7.8226 | [5 empty] | 0 | 0 | 0 | 0 | 268.7662 | 325.9498 | 144.5609 | 148.4437 | 144.6639 | 187.1207 | 250.2744 | 0 | 0 | 0 | 0 | 4229.3045 | 5682.7865 | 2812.4678 | 2816.3507 | 2812.5709 | 2855.0277 | 2918.1814 | 0 | 0 | 0% | 0% | 0% | 0% | 0% | 0% | 0% | 0% | 0% | 0% | 0% | x | x | x | x | x | x | x | x | x | x | 0 | 3970.9766 | 5364.6594 | 2667.907 | 2667.907 | 2667.907 | 2667.907 | 2667.907 | 0 | 0 | 0 | -10.4382 | -7.8226 | 0 | 0 | 0 | 0 | 0 | 0 | 0 | 0 | 268.7662 | 325.9498 | 144.5609 | 148.4437 | 144.6639 | 187.1207 | 250.2744 | 0 | 0 | 0 | 4229.3045 | 5682.7865 | 2812.4678 | 2816.3507 | 2812.5709 | 2855.0277 | 2918.1814 | 0 | 0 | 0
472 | Comms program | Replacement - Other | Communications | FALSE | Communications | Network | Materials | 40% |  | 0 | 0 | 4105.3699 | 5632.1319 | 1095.8375 | 3942.3998 | 5007.6941 | 3809.4884 | 5824.7442 | 0 | 0 | 0 | 0 | 0 | 0 | 0 | 0 | 0 | 0 | 0 | 0 | 0 | 0 | 0 | 278.5946 | 342.7008 | 59.3781 | 219.3572 | 271.5359 | 267.1886 | 546.415 | 0 | 0 | 0 | 0 | 4383.9645 | 5974.8327 | 1155.2156 | 4161.757 | 5279.23 | 4076.677 | 6371.1592 | 0 | 0 | 0% | 0% | 0% | 0% | 0% | 0% | 0% | 0% | 0% | 0% | 0% | x | x | x | x | x | x | x | x | x | x | 0 | 4105.3699 | 5632.1319 | 1095.8375 | 3942.3998 | 5007.6941 | 3809.4884 | 5824.7442 | 0 | 0 | 0 | 0 | 0 | 0 | 0 | 0 | 0 | 0 | 0 | 0 | 0 | 278.5946 | 342.7008 | 59.3781 | 219.3572 | 271.5359 | 267.1886 | 546.415 | 0 | 0 | 0 | 4383.9645 | 5974.8327 | 1155.2156 | 4161.757 | 5279.23 | 4076.677 | 6371.1592 | 0 | 0 | 0
473 | Comms program | Replacement - Other | Communications | FALSE | Communications | Network | Labour - Internal | 10% |  | 0 | 0 | 1026.3425 | 1408.033 | 273.9594 | 985.6 | 1251.9235 | 952.3721 | 1456.186 | 0 | 0 | 0 | 0 | 3.7554 | 13.9014 | 4.1423 | 19.9131 | 35.2529 | 37.5972 | 74.1496 | 0 | 0 | 0 | 0 | 69.9035 | 86.5211 | 15.069 | 55.9473 | 69.7955 | 69.4341 | 143.5597 | 0 | 0 | 0 | 0 | 1100.0014 | 1508.4554 | 293.1706 | 1061.4603 | 1356.9719 | 1059.4034 | 1673.8953 | 0 | 0 | 0% | 0% | 0% | 0% | 0% | 0% | 0% | 0% | 0% | 0% | 0% | x | x | x | x | x | x | x | x | x | x | 0 | 1026.3425 | 1408.033 | 273.9594 | 985.6 | 1251.9235 | 952.3721 | 1456.186 | 0 | 0 | 0 | 3.7554 | 13.9014 | 4.1423 | 19.9131 | 35.2529 | 37.5972 | 74.1496 | 0 | 0 | 0 | 69.9035 | 86.5211 | 15.069 | 55.9473 | 69.7955 | 69.4341 | 143.5597 | 0 | 0 | 0 | 1100.0014 | 1508.4554 | 293.1706 | 1061.4603 | 1356.9719 | 1059.4034 | 1673.8953 | 0 | 0 | 0
474 | Comms program | Replacement - Other | Communications | FALSE | Communications | Network | Labour - External | 50% |  | 0 | 0 | 5131.7124 | 7040.1649 | 1369.7969 | 4927.9998 | 6259.6176 | 4761.8605 | 7280.9302 | 0 | 0 | 0 | 0 | -13.4894 | -10.2658 | [5 empty] | 0 | 0 | 0 | 0 | 347.3278 | 427.7513 | 74.2226 | 274.1964 | 339.4199 | 333.9857 | 683.0188 | 0 | 0 | 0 | 0 | 5465.5509 | 7457.6504 | 1444.0195 | 5202.1962 | 6599.0375 | 5095.8462 | 7963.949 | 0 | 0 | 0% | 0% | 0% | 0% | 0% | 0% | 0% | 0% | 0% | 0% | 0% | x | x | x | x | x | x | x | x | x | x | 0 | 5131.7124 | 7040.1649 | 1369.7969 | 4927.9998 | 6259.6176 | 4761.8605 | 7280.9302 | 0 | 0 | 0 | -13.4894 | -10.2658 | 0 | 0 | 0 | 0 | 0 | 0 | 0 | 0 | 347.3278 | 427.7513 | 74.2226 | 274.1964 | 339.4199 | 333.9857 | 683.0188 | 0 | 0 | 0 | 5465.5509 | 7457.6504 | 1444.0195 | 5202.1962 | 6599.0375 | 5095.8462 | 7963.949 | 0 | 0 | 0
475 | Comms program - safety and security | Security and Compliance | Communications (S&C) | FALSE | Communications | Network | Materials | 40% |  | 0 | 0 | 280 | 1811.9 | 298.7 | 12 | 796 | 2700.4 | 708 | 0 | 0 | 0 | 0 | 0 | 0 | 0 | 0 | 0 | 0 | 0 | 0 | 0 | 0 | 0 | 19.0011 | 110.2495 | 16.1851 | 0.66769 | 43.1621 | 189.3997 | 66.417 | 0 | 0 | 0 | 0 | 299.0011 | 1922.1495 | 314.8851 | 12.6677 | 839.1621 | 2889.7997 | 774.417 | 0 | 0 | 0% | 0% | 0% | 0% | 0% | 0% | 0% | 0% | 0% | 0% | 0% | x | x | x | x | x | x | x | x | x | x | 0 | 280 | 1811.9 | 298.7 | 12 | 796 | 2700.4 | 708 | 0 | 0 | 0 | 0 | 0 | 0 | 0 | 0 | 0 | 0 | 0 | 0 | 0 | 19.0011 | 110.2495 | 16.1851 | 0.66769 | 43.1621 | 189.3997 | 66.417 | 0 | 0 | 0 | 299.0011 | 1922.1495 | 314.8851 | 12.6677 | 839.1621 | 2889.7997 | 774.417 | 0 | 0 | 0
476 | Comms program - safety and security | Security and Compliance | Communications (S&C) | FALSE | Communications | Network | Labour - Internal | 10% |  | 0 | 0 | 70 | 452.975 | 74.675 | 3 | 199 | 675.1 | 177 | 0 | 0 | 0 | 0 | 0.25613 | 4.4722 | 1.1291 | 0.060612 | 5.6036 | 26.6512 | 9.0129 | 0 | 0 | 0 | 0 | 4.7677 | 27.8345 | 4.1075 | 0.17029 | 11.0944 | 49.2192 | 17.4497 | 0 | 0 | 0 | 0 | 75.0238 | 485.2817 | 79.9115 | 3.2309 | 215.698 | 750.9704 | 203.4627 | 0 | 0 | 0% | 0% | 0% | 0% | 0% | 0% | 0% | 0% | 0% | 0% | 0% | x | x | x | x | x | x | x | x | x | x | 0 | 70 | 452.975 | 74.675 | 3 | 199 | 675.1 | 177 | 0 | 0 | 0 | 0.25613 | 4.4722 | 1.1291 | 0.060612 | 5.6036 | 26.6512 | 9.0129 | 0 | 0 | 0 | 4.7677 | 27.8345 | 4.1075 | 0.17029 | 11.0944 | 49.2192 | 17.4497 | 0 | 0 | 0 | 75.0238 | 485.2817 | 79.9115 | 3.2309 | 215.698 | 750.9704 | 203.4627 | 0 | 0 | 0
477 | Comms program - safety and security | Security and Compliance | Communications (S&C) | FALSE | Communications | Network | Labour - External | 50% |  | 0 | 0 | 350 | 2264.875 | 373.375 | 15 | 995 | 3375.5 | 885 | 0 | 0 | 0 | 0 | -0.92002 | -3.3026 | [5 empty] | 0 | 0 | 0 | 0 | 23.6889 | 137.6109 | 20.2314 | 0.83461 | 53.9526 | 236.7497 | 83.0212 | 0 | 0 | 0 | 0 | 372.7689 | 2399.1833 | 393.6064 | 15.8346 | 1048.9526 | 3612.2497 | 968.0212 | 0 | 0 | 0% | 0% | 0% | 0% | 0% | 0% | 0% | 0% | 0% | 0% | 0% | x | x | x | x | x | x | x | x | x | x | 0 | 350 | 2264.875 | 373.375 | 15 | 995 | 3375.5 | 885 | 0 | 0 | 0 | -0.92002 | -3.3026 | 0 | 0 | 0 | 0 | 0 | 0 | 0 | 0 | 23.6889 | 137.6109 | 20.2314 | 0.83461 | 53.9526 | 236.7497 | 83.0212 | 0 | 0 | 0 | 372.7689 | 2399.1833 | 393.6064 | 15.8346 | 1048.9526 | 3612.2497 | 968.0212 | 0 | 0 | 0
478 | Non-System - Motor Vehicles | Non Network - Vehicles | Vehicles | FALSE | Vehicles | Other (Non-Network) | Materials | 40% |  | 0 | 0 | 156 | 860 | 464 | 606 | 700 | 460 | 474 | 294.0474 | 294.0474 | 0 | 0 | 0 | 0 | 0 | 0 | 0 | 0 | 0 | 0 | 0 | 0 | 0 | 0 | 0 | 0 | 0 | 0 | 0 | 0 | 0 | 0 | 0 | 0 | 156 | 860 | 464 | 606 | 700 | 460 | 474 | 294.0474 | 294.0474 | 0% | 0% | 0% | 0% | 0% | 0% | 0% | 0% | 0% | 0% | 0% | x | x | x | x | x | x | x | x | x | x | 0 | 156 | 860 | 464 | 606 | 700 | 460 | 474 | 294.0474 | 294.0474 | 0 | 0 | 0 | 0 | 0 | 0 | 0 | 0 | 0 | 0 | 0 | 0 | 0 | 0 | 0 | 0 | 0 | 0 | 0 | 0 | 0 | 156 | 860 | 464 | 606 | 700 | 460 | 474 | 294.0474 | 294.0474 | 0
479 | Non-System - Motor Vehicles | Non Network - Vehicles | Vehicles | FALSE | Vehicles | Other (Non-Network) | Labour - Internal | 10% |  | 0 | 0 | 39 | 215 | 116 | 151.5 | 175 | 115 | 118.5 | 73.5118 | 73.5118 | 0 | 0 | 0.1427 | 2.1227 | 1.7539 | 3.0609 | 4.9278 | 4.5399 | 6.0341 | 4.5937 | 5.4535 | 0 | 0 | 0 | 0 | 0 | 0 | 0 | 0 | 0 | 0 | 0 | 0 | 0 | 39.1427 | 217.1227 | 117.7539 | 154.5609 | 179.9278 | 119.5399 | 124.5341 | 78.1056 | 78.9654 | 0% | 0% | 0% | 0% | 0% | 0% | 0% | 0% | 0% | 0% | 0% | x | x | x | x | x | x | x | x | x | x | 0 | 39 | 215 | 116 | 151.5 | 175 | 115 | 118.5 | 73.5118 | 73.5118 | 0 | 0.1427 | 2.1227 | 1.7539 | 3.0609 | 4.9278 | 4.5399 | 6.0341 | 4.5937 | 5.4535 | 0 | 0 | 0 | 0 | 0 | 0 | 0 | 0 | 0 | 0 | 0 | 39.1427 | 217.1227 | 117.7539 | 154.5609 | 179.9278 | 119.5399 | 124.5341 | 78.1056 | 78.9654 | 0
480 | Non-System - Motor Vehicles | Non Network - Vehicles | Vehicles | FALSE | Vehicles | Other (Non-Network) | Labour - External | 50% |  | 0 | 0 | 195 | 1075 | 580 | 757.5 | 875 | 575 | 592.5 | 367.5592 | 367.5592 | 0 | 0 | -0.51258 | -1.5675 | [5 empty] | 21.0064 | 25.8455 | 0 | 0 | 0 | 0 | 0 | 0 | 0 | 0 | 0 | 0 | 0 | 0 | 0 | 194.4874 | 1073.4325 | 580 | 757.5 | 875 | 575 | 592.5 | 388.5656 | 393.4047 | 0% | 0% | 0% | 0% | 0% | 0% | 0% | 0% | 0% | 0% | 0% | x | x | x | x | x | x | x | x | x | x | 0 | 195 | 1075 | 580 | 757.5 | 875 | 575 | 592.5 | 367.5592 | 367.5592 | 0 | -0.51258 | -1.5675 | 0 | 0 | 0 | 0 | 0 | 21.0064 | 25.8455 | 0 | 0 | 0 | 0 | 0 | 0 | 0 | 0 | 0 | 0 | 0 | 194.4874 | 1073.4325 | 580 | 757.5 | 875 | 575 | 592.5 | 388.5656 | 393.4047 | 0
481 | Non-System - Premises | Non Network - Premises | Premises | FALSE | Premises | Other (Non-Network) | Materials | 40% |  | 0 | 0 | 635.6872 | 635.6872 | 736.6948 | 792.1339 | 902.666 | 740.5738 | 761.5511 | 615.2035 | 615.2035 | 0 | 0 | 0 | 0 | 0 | 0 | 0 | 0 | 0 | 0 | 0 | 0 | 0 | 0 | 0 | 0 | 0 | 0 | 0 | 0 | 0 | 0 | 0 | 0 | 635.6872 | 635.6872 | 736.6948 | 792.1339 | 902.666 | 740.5738 | 761.5511 | 615.2035 | 615.2035 | 0% | 0% | 0% | 0% | 0% | 0% | 0% | 0% | 0% | 0% | 0% | x | x | x | x | x | x | x | x | x | x | 0 | 635.6872 | 635.6872 | 736.6948 | 792.1339 | 902.666 | 740.5738 | 761.5511 | 615.2035 | 615.2035 | 0 | 0 | 0 | 0 | 0 | 0 | 0 | 0 | 0 | 0 | 0 | 0 | 0 | 0 | 0 | 0 | 0 | 0 | 0 | 0 | 0 | 635.6872 | 635.6872 | 736.6948 | 792.1339 | 902.666 | 740.5738 | 761.5511 | 615.2035 | 615.2035 | 0
482 | Non-System - Premises | Non Network - Premises | Premises | FALSE | Premises | Other (Non-Network) | Labour - Internal | 10% |  | 0 | 0 | 158.9218 | 158.9218 | 184.1737 | 198.0335 | 225.6665 | 185.1435 | 190.3878 | 153.8009 | 153.8009 | 0 | 0 | 0.5815 | 1.569 | 2.7847 | 4.0011 | 6.3545 | 7.309 | 9.6946 | 9.6109 | 11.4098 | 0 | 0 | 0 | 0 | 0 | 0 | 0 | 0 | 0 | 0 | 0 | 0 | 0 | 159.5033 | 160.4908 | 186.9584 | 202.0346 | 232.021 | 192.4524 | 200.0824 | 163.4118 | 165.2107 | 0% | 0% | 0% | 0% | 0% | 0% | 0% | 0% | 0% | 0% | 0% | x | x | x | x | x | x | x | x | x | x | 0 | 158.9218 | 158.9218 | 184.1737 | 198.0335 | 225.6665 | 185.1435 | 190.3878 | 153.8009 | 153.8009 | 0 | 0.5815 | 1.569 | 2.7847 | 4.0011 | 6.3545 | 7.309 | 9.6946 | 9.6109 | 11.4098 | 0 | 0 | 0 | 0 | 0 | 0 | 0 | 0 | 0 | 0 | 0 | 159.5033 | 160.4908 | 186.9584 | 202.0346 | 232.021 | 192.4524 | 200.0824 | 163.4118 | 165.2107 | 0
483 | Non-System - Premises | Non Network - Premises | Premises | FALSE | Premises | Other (Non-Network) | Labour - External | 50% |  | 0 | 0 | 794.609 | 794.609 | 920.8685 | 990.1674 | 1128.3325 | 925.7173 | 951.9389 | 769.0044 | 769.0044 | 0 | 0 | -2.0887 | -1.1587 | [5 empty] | 43.9493 | 54.0738 | 0 | 0 | 0 | 0 | 0 | 0 | 0 | 0 | 0 | 0 | 0 | 0 | 0 | 792.5203 | 793.4503 | 920.8685 | 990.1674 | 1128.3325 | 925.7173 | 951.9389 | 812.9537 | 823.0781 | 0% | 0% | 0% | 0% | 0% | 0% | 0% | 0% | 0% | 0% | 0% | x | x | x | x | x | x | x | x | x | x | 0 | 794.609 | 794.609 | 920.8685 | 990.1674 | 1128.3325 | 925.7173 | 951.9389 | 769.0044 | 769.0044 | 0 | -2.0887 | -1.1587 | 0 | 0 | 0 | 0 | 0 | 43.9493 | 54.0738 | 0 | 0 | 0 | 0 | 0 | 0 | 0 | 0 | 0 | 0 | 0 | 792.5203 | 793.4503 | 920.8685 | 990.1674 | 1128.3325 | 925.7173 | 951.9389 | 812.9537 | 823.0781 | 0
484 | Non-System - Other | Non Network - Other | Other (Non-Network) | FALSE | Other (Non-Network) | Other (Non-Network) | Materials | 40% |  | 0 | 0 | 208.6628 | 222.6622 | 224.6167 | 221.4046 | 245.6467 | 224.5986 | 227.7858 | 192.2413 | 192.2413 | 0 | 0 | 0 | 0 | 0 | 0 | 0 | 0 | 0 | 0 | 0 | 0 | 0 | 0 | 0 | 0 | 0 | 0 | 0 | 0 | 0 | 0 | 0 | 0 | 208.6628 | 222.6622 | 224.6167 | 221.4046 | 245.6467 | 224.5986 | 227.7858 | 192.2413 | 192.2413 | 0% | 0% | 0% | 0% | 0% | 0% | 0% | 0% | 0% | 0% | 0% | x | x | x | x | x | x | x | x | x | x | 0 | 208.6628 | 222.6622 | 224.6167 | 221.4046 | 245.6467 | 224.5986 | 227.7858 | 192.2413 | 192.2413 | 0 | 0 | 0 | 0 | 0 | 0 | 0 | 0 | 0 | 0 | 0 | 0 | 0 | 0 | 0 | 0 | 0 | 0 | 0 | 0 | 0 | 208.6628 | 222.6622 | 224.6167 | 221.4046 | 245.6467 | 224.5986 | 227.7858 | 192.2413 | 192.2413 | 0
485 | Non-System - Other | Non Network - Other | Other (Non-Network) | FALSE | Other (Non-Network) | Other (Non-Network) | Labour - Internal | 10% |  | 0 | 0 | 52.1657 | 55.6655 | 56.1542 | 55.3512 | 61.4117 | 56.1496 | 56.9464 | 48.0603 | 48.0603 | 0 | 0 | 0.19088 | 0.54958 | 0.84906 | 1.1183 | 1.7293 | 2.2166 | 2.8997 | 3.0033 | 3.5654 | 0 | 0 | 0 | 0 | 0 | 0 | 0 | 0 | 0 | 0 | 0 | 0 | 0 | 52.3566 | 56.2151 | 57.0032 | 56.4695 | 63.141 | 58.3663 | 59.8462 | 51.0636 | 51.6257 | 0% | 0% | 0% | 0% | 0% | 0% | 0% | 0% | 0% | 0% | 0% | x | x | x | x | x | x | x | x | x | x | 0 | 52.1657 | 55.6655 | 56.1542 | 55.3512 | 61.4117 | 56.1496 | 56.9464 | 48.0603 | 48.0603 | 0 | 0.19088 | 0.54958 | 0.84906 | 1.1183 | 1.7293 | 2.2166 | 2.8997 | 3.0033 | 3.5654 | 0 | 0 | 0 | 0 | 0 | 0 | 0 | 0 | 0 | 0 | 0 | 52.3566 | 56.2151 | 57.0032 | 56.4695 | 63.141 | 58.3663 | 59.8462 | 51.0636 | 51.6257 | 0
486 | Non-System - Other | Non Network - Other | Other (Non-Network) | FALSE | Other (Non-Network) | Other (Non-Network) | Labour - External | 50% |  | 0 | 0 | 260.8285 | 278.3277 | 280.7708 | 276.7558 | 307.0584 | 280.7482 | 284.7322 | 240.3016 | 240.3016 | 0 | 0 | -0.68562 | -0.40585 | [5 empty] | 13.7335 | 16.8972 | 0 | 0 | 0 | 0 | 0 | 0 | 0 | 0 | 0 | 0 | 0 | 0 | 0 | 260.1429 | 277.9218 | 280.7708 | 276.7558 | 307.0584 | 280.7482 | 284.7322 | 254.035 | 257.1988 | 0% | 0% | 0% | 0% | 0% | 0% | 0% | 0% | 0% | 0% | 0% | x | x | x | x | x | x | x | x | x | x | 0 | 260.8285 | 278.3277 | 280.7708 | 276.7558 | 307.0584 | 280.7482 | 284.7322 | 240.3016 | 240.3016 | 0 | -0.68562 | -0.40585 | 0 | 0 | 0 | 0 | 0 | 13.7335 | 16.8972 | 0 | 0 | 0 | 0 | 0 | 0 | 0 | 0 | 0 | 0 | 0 | 260.1429 | 277.9218 | 280.7708 | 276.7558 | 307.0584 | 280.7482 | 284.7322 | 254.035 | 257.1988 | 0
487 | IT Program - Current Period | Non Network - IT | IT | FALSE | IT | IT | Materials | 40% |  | 0 | 0 | 7496.6465 | 6703.7368 | 0 | 0 | 0 | 0 | 0 | 0 | 0 | 0 | 0 | 0 | 0 | 0 | 0 | 0 | 0 | 0 | 0 | 0 | 0 | 0 | 147.1332 | 152.1955 | 0 | 0 | 0 | 0 | 0 | 0 | 0 | 0 | 0 | 7643.7796 | 6855.9323 | 0 | 0 | 0 | 0 | 0 | 0 | 0 | 0% | 0% | 0% | 0% | 0% | 0% | 0% | 0% | 0% | 0% | 0% | x | x | x | x | x | x | x | x | x | x | 0 | 7496.6465 | 6703.7368 | 0 | 0 | 0 | 0 | 0 | 0 | 0 | 0 | 0 | 0 | 0 | 0 | 0 | 0 | 0 | 0 | 0 | 0 | 147.1332 | 152.1955 | 0 | 0 | 0 | 0 | 0 | 0 | 0 | 0 | 7643.7796 | 6855.9323 | 0 | 0 | 0 | 0 | 0 | 0 | 0 | 0
488 | IT Program - Current Period | Non Network - IT | IT | FALSE | IT | IT | Labour - Internal | 10% |  | 0 | 0 | 1874.1616 | 1675.9342 | 0 | 0 | 0 | 0 | 0 | 0 | 0 | 0 | 0 | 6.8577 | 16.5463 | 0 | 0 | 0 | 0 | 0 | 0 | 0 | 0 | 0 | 36.9179 | 38.4245 | 0 | 0 | 0 | 0 | 0 | 0 | 0 | 0 | 0 | 1917.9371 | 1730.905 | 0 | 0 | 0 | 0 | 0 | 0 | 0 | 0% | 0% | 0% | 0% | 0% | 0% | 0% | 0% | 0% | 0% | 0% | x | x | x | x | x | x | x | x | x | x | 0 | 1874.1616 | 1675.9342 | 0 | 0 | 0 | 0 | 0 | 0 | 0 | 0 | 6.8577 | 16.5463 | 0 | 0 | 0 | 0 | 0 | 0 | 0 | 0 | 36.9179 | 38.4245 | 0 | 0 | 0 | 0 | 0 | 0 | 0 | 0 | 1917.9371 | 1730.905 | 0 | 0 | 0 | 0 | 0 | 0 | 0 | 0
489 | IT Program - Current Period | Non Network - IT | IT | FALSE | IT | IT | Labour - External | 50% |  | 0 | 0 | 9370.8081 | 8379.671 | 0 | 0 | 0 | 0 | 0 | 0 | 0 | 0 | 0 | -24.6324 | -12.2191 | [5 empty] | 0 | 0 | 0 | 0 | 183.433 | 189.9669 | 0 | 0 | 0 | 0 | 0 | 0 | 0 | 0 | 0 | 9529.6087 | 8557.4189 | 0 | 0 | 0 | 0 | 0 | 0 | 0 | 0% | 0% | 0% | 0% | 0% | 0% | 0% | 0% | 0% | 0% | 0% | x | x | x | x | x | x | x | x | x | x | 0 | 9370.8081 | 8379.671 | 0 | 0 | 0 | 0 | 0 | 0 | 0 | 0 | -24.6324 | -12.2191 | 0 | 0 | 0 | 0 | 0 | 0 | 0 | 0 | 183.433 | 189.9669 | 0 | 0 | 0 | 0 | 0 | 0 | 0 | 0 | 9529.6087 | 8557.4189 | 0 | 0 | 0 | 0 | 0 | 0 | 0 | 0
490 | Corporate Enablement | Non Network - IT | IT | FALSE | IT | IT | Materials | 40% |  | 0 | 0 | 0 | 0 | 114 | 91.2 | 114 | 68.4 | 68.4 | 0 | 0 | 0 | 0 | 0 | 0 | 0 | 0 | 0 | 0 | 0 | 0 | 0 | 0 | 0 | 0 | 0 | 2.4726 | 1.8742 | 2.2743 | 1.8024 | 2.1452 | 0 | 0 | 0 | 0 | 0 | 0 | 116.4726 | 93.0742 | 116.2743 | 70.2024 | 70.5452 | 0 | 0 | 0% | 0% | 0% | 0% | 0% | 0% | 0% | 0% | 0% | 0% | 0% | x | x | x | x | x | x | x | x | x | x | 0 | 0 | 0 | 114 | 91.2 | 114 | 68.4 | 68.4 | 0 | 0 | 0 | 0 | 0 | 0 | 0 | 0 | 0 | 0 | 0 | 0 | 0 | 0 | 0 | 2.4726 | 1.8742 | 2.2743 | 1.8024 | 2.1452 | 0 | 0 | 0 | 0 | 0 | 116.4726 | 93.0742 | 116.2743 | 70.2024 | 70.5452 | 0 | 0 | 0
491 | Corporate Enablement | Non Network - IT | IT | FALSE | IT | IT | Labour - Internal | 10% |  | 0 | 0 | 0 | 0 | 28.5 | 22.8 | 28.5 | 17.1 | 17.1 | 0 | 0 | 0 | 0 | 0 | 0 | 0.43092 | 0.46065 | 0.80253 | 0.67506 | 0.87074 | 0 | 0 | 0 | 0 | 0 | 0 | 0.6275 | 0.47801 | 0.5846 | 0.4684 | 0.56361 | 0 | 0 | 0 | 0 | 0 | 0 | 29.5584 | 23.7387 | 29.8871 | 18.2435 | 18.5344 | 0 | 0 | 0% | 0% | 0% | 0% | 0% | 0% | 0% | 0% | 0% | 0% | 0% | x | x | x | x | x | x | x | x | x | x | 0 | 0 | 0 | 28.5 | 22.8 | 28.5 | 17.1 | 17.1 | 0 | 0 | 0 | 0 | 0 | 0.43092 | 0.46065 | 0.80253 | 0.67506 | 0.87074 | 0 | 0 | 0 | 0 | 0 | 0.6275 | 0.47801 | 0.5846 | 0.4684 | 0.56361 | 0 | 0 | 0 | 0 | 0 | 29.5584 | 23.7387 | 29.8871 | 18.2435 | 18.5344 | 0 | 0 | 0
492 | Corporate Enablement | Non Network - IT | IT | FALSE | IT | IT | Labour - External | 50% |  | 0 | 0 | 0 | 0 | 142.5 | 114 | 142.5 | 85.5 | 85.5 | 0 | 0 | 0 | 0 | 0 | 0 | [5 empty] | 0 | 0 | 0 | 0 | 0 | 0 | 3.0908 | 2.3427 | 2.8429 | 2.2531 | 2.6815 | 0 | 0 | 0 | 0 | 0 | 0 | 145.5908 | 116.3427 | 145.3429 | 87.7531 | 88.1815 | 0 | 0 | 0% | 0% | 0% | 0% | 0% | 0% | 0% | 0% | 0% | 0% | 0% | x | x | x | x | x | x | x | x | x | x | 0 | 0 | 0 | 142.5 | 114 | 142.5 | 85.5 | 85.5 | 0 | 0 | 0 | 0 | 0 | 0 | 0 | 0 | 0 | 0 | 0 | 0 | 0 | 0 | 0 | 3.0908 | 2.3427 | 2.8429 | 2.2531 | 2.6815 | 0 | 0 | 0 | 0 | 0 | 145.5908 | 116.3427 | 145.3429 | 87.7531 | 88.1815 | 0 | 0 | 0
493 | Corporate Enablement | Non Network - IT | IT | FALSE | In-house software | IT | Materials | 40% |  | 0 | 0 | 0 | 0 | 456 | 364.8 | 456 | 273.6 | 273.6 | 0 | 0 | 0 | 0 | 0 | 0 | 0 | 0 | 0 | 0 | 0 | 0 | 0 | 0 | 0 | 0 | 0 | 9.8905 | 7.4967 | 9.0974 | 7.2098 | 8.5809 | 0 | 0 | 0 | 0 | 0 | 0 | 465.8905 | 372.2967 | 465.0974 | 280.8098 | 282.1809 | 0 | 0 | 0% | 0% | 0% | 0% | 0% | 0% | 0% | 0% | 0% | 0% | 0% | x | x | x | x | x | x | x | x | x | x | 0 | 0 | 0 | 456 | 364.8 | 456 | 273.6 | 273.6 | 0 | 0 | 0 | 0 | 0 | 0 | 0 | 0 | 0 | 0 | 0 | 0 | 0 | 0 | 0 | 9.8905 | 7.4967 | 9.0974 | 7.2098 | 8.5809 | 0 | 0 | 0 | 0 | 0 | 465.8905 | 372.2967 | 465.0974 | 280.8098 | 282.1809 | 0 | 0 | 0
494 | Corporate Enablement | Non Network - IT | IT | FALSE | In-house software | IT | Labour - Internal | 10% |  | 0 | 0 | 0 | 0 | 114 | 91.2 | 114 | 68.4 | 68.4 | 0 | 0 | 0 | 0 | 0 | 0 | 1.7237 | 1.8426 | 3.2101 | 2.7003 | 3.483 | 0 | 0 | 0 | 0 | 0 | 0 | 2.51 | 1.912 | 2.3384 | 1.8736 | 2.2544 | 0 | 0 | 0 | 0 | 0 | 0 | 118.2337 | 94.9547 | 119.5485 | 72.9738 | 74.1374 | 0 | 0 | 0% | 0% | 0% | 0% | 0% | 0% | 0% | 0% | 0% | 0% | 0% | x | x | x | x | x | x | x | x | x | x | 0 | 0 | 0 | 114 | 91.2 | 114 | 68.4 | 68.4 | 0 | 0 | 0 | 0 | 0 | 1.7237 | 1.8426 | 3.2101 | 2.7003 | 3.483 | 0 | 0 | 0 | 0 | 0 | 2.51 | 1.912 | 2.3384 | 1.8736 | 2.2544 | 0 | 0 | 0 | 0 | 0 | 118.2337 | 94.9547 | 119.5485 | 72.9738 | 74.1374 | 0 | 0 | 0
495 | Corporate Enablement | Non Network - IT | IT | FALSE | In-house software | IT | Labour - External | 50% |  | 0 | 0 | 0 | 0 | 570 | 456 | 570 | 342 | 342 | 0 | 0 | 0 | 0 | 0 | 0 | [5 empty] | 0 | 0 | 0 | 0 | 0 | 0 | 12.3631 | 9.3709 | 11.3717 | 9.0122 | 10.7261 | 0 | 0 | 0 | 0 | 0 | 0 | 582.3631 | 465.3709 | 581.3717 | 351.0122 | 352.7261 | 0 | 0 | 0% | 0% | 0% | 0% | 0% | 0% | 0% | 0% | 0% | 0% | 0% | x | x | x | x | x | x | x | x | x | x | 0 | 0 | 0 | 570 | 456 | 570 | 342 | 342 | 0 | 0 | 0 | 0 | 0 | 0 | 0 | 0 | 0 | 0 | 0 | 0 | 0 | 0 | 0 | 12.3631 | 9.3709 | 11.3717 | 9.0122 | 10.7261 | 0 | 0 | 0 | 0 | 0 | 582.3631 | 465.3709 | 581.3717 | 351.0122 | 352.7261 | 0 | 0 | 0
496 | Workforce Collaboration | Non Network - IT | IT | FALSE | IT | IT | Materials | 40% |  | 0 | 0 | 0 | 0 | 65.7373 | 65.7373 | 65.7373 | 65.7373 | 65.7373 | 0 | 0 | 0 | 0 | 0 | 0 | 0 | 0 | 0 | 0 | 0 | 0 | 0 | 0 | 0 | 0 | 0 | 1.4258 | 1.3509 | 1.3115 | 1.7323 | 2.0617 | 0 | 0 | 0 | 0 | 0 | 0 | 67.1632 | 67.0883 | 67.0488 | 67.4696 | 67.799 | 0 | 0 | 0% | 0% | 0% | 0% | 0% | 0% | 0% | 0% | 0% | 0% | 0% | x | x | x | x | x | x | x | x | x | x | 0 | 0 | 0 | 65.7373 | 65.7373 | 65.7373 | 65.7373 | 65.7373 | 0 | 0 | 0 | 0 | 0 | 0 | 0 | 0 | 0 | 0 | 0 | 0 | 0 | 0 | 0 | 1.4258 | 1.3509 | 1.3115 | 1.7323 | 2.0617 | 0 | 0 | 0 | 0 | 0 | 67.1632 | 67.0883 | 67.0488 | 67.4696 | 67.799 | 0 | 0 | 0
497 | Workforce Collaboration | Non Network - IT | IT | FALSE | IT | IT | Labour - Internal | 10% |  | 0 | 0 | 0 | 0 | 16.4343 | 16.4343 | 16.4343 | 16.4343 | 16.4343 | 0 | 0 | 0 | 0 | 0 | 0 | 0.24849 | 0.33204 | 0.46277 | 0.64878 | 0.83684 | 0 | 0 | 0 | 0 | 0 | 0 | 0.36184 | 0.34455 | 0.3371 | 0.45017 | 0.54167 | 0 | 0 | 0 | 0 | 0 | 0 | 17.0447 | 17.1109 | 17.2342 | 17.5333 | 17.8129 | 0 | 0 | 0% | 0% | 0% | 0% | 0% | 0% | 0% | 0% | 0% | 0% | 0% | x | x | x | x | x | x | x | x | x | x | 0 | 0 | 0 | 16.4343 | 16.4343 | 16.4343 | 16.4343 | 16.4343 | 0 | 0 | 0 | 0 | 0 | 0.24849 | 0.33204 | 0.46277 | 0.64878 | 0.83684 | 0 | 0 | 0 | 0 | 0 | 0.36184 | 0.34455 | 0.3371 | 0.45017 | 0.54167 | 0 | 0 | 0 | 0 | 0 | 17.0447 | 17.1109 | 17.2342 | 17.5333 | 17.8129 | 0 | 0 | 0
498 | Workforce Collaboration | Non Network - IT | IT | FALSE | IT | IT | Labour - External | 50% |  | 0 | 0 | 0 | 0 | 82.1717 | 82.1717 | 82.1717 | 82.1717 | 82.1717 | 0 | 0 | 0 | 0 | 0 | 0 | [5 empty] | 0 | 0 | 0 | 0 | 0 | 0 | 1.7823 | 1.6886 | 1.6394 | 2.1653 | 2.5771 | 0 | 0 | 0 | 0 | 0 | 0 | 83.954 | 83.8603 | 83.811 | 84.337 | 84.7488 | 0 | 0 | 0% | 0% | 0% | 0% | 0% | 0% | 0% | 0% | 0% | 0% | 0% | x | x | x | x | x | x | x | x | x | x | 0 | 0 | 0 | 82.1717 | 82.1717 | 82.1717 | 82.1717 | 82.1717 | 0 | 0 | 0 | 0 | 0 | 0 | 0 | 0 | 0 | 0 | 0 | 0 | 0 | 0 | 0 | 1.7823 | 1.6886 | 1.6394 | 2.1653 | 2.5771 | 0 | 0 | 0 | 0 | 0 | 83.954 | 83.8603 | 83.811 | 84.337 | 84.7488 | 0 | 0 | 0
499 | Workforce Collaboration | Non Network - IT | IT | FALSE | In-house software | IT | Materials | 40% |  | 0 | 0 | 0 | 0 | 262.9494 | 262.9494 | 262.9494 | 262.9494 | 262.9494 | 0 | 0 | 0 | 0 | 0 | 0 | 0 | 0 | 0 | 0 | 0 | 0 | 0 | 0 | 0 | 0 | 0 | 5.7033 | 5.4037 | 5.2459 | 6.9291 | 8.2468 | 0 | 0 | 0 | 0 | 0 | 0 | 268.6526 | 268.353 | 268.1953 | 269.8785 | 271.1962 | 0 | 0 | 0% | 0% | 0% | 0% | 0% | 0% | 0% | 0% | 0% | 0% | 0% | x | x | x | x | x | x | x | x | x | x | 0 | 0 | 0 | 262.9494 | 262.9494 | 262.9494 | 262.9494 | 262.9494 | 0 | 0 | 0 | 0 | 0 | 0 | 0 | 0 | 0 | 0 | 0 | 0 | 0 | 0 | 0 | 5.7033 | 5.4037 | 5.2459 | 6.9291 | 8.2468 | 0 | 0 | 0 | 0 | 0 | 268.6526 | 268.353 | 268.1953 | 269.8785 | 271.1962 | 0 | 0 | 0
500 | Workforce Collaboration | Non Network - IT | IT | FALSE | In-house software | IT | Labour - Internal | 10% |  | 0 | 0 | 0 | 0 | 65.7373 | 65.7373 | 65.7373 | 65.7373 | 65.7373 | 0 | 0 | 0 | 0 | 0 | 0 | 0.99396 | 1.3282 | 1.8511 | 2.5951 | 3.3474 | 0 | 0 | 0 | 0 | 0 | 0 | 1.4474 | 1.3782 | 1.3484 | 1.8007 | 2.1667 | 0 | 0 | 0 | 0 | 0 | 0 | 68.1787 | 68.4437 | 68.9369 | 70.1331 | 71.2514 | 0 | 0 | 0% | 0% | 0% | 0% | 0% | 0% | 0% | 0% | 0% | 0% | 0% | x | x | x | x | x | x | x | x | x | x | 0 | 0 | 0 | 65.7373 | 65.7373 | 65.7373 | 65.7373 | 65.7373 | 0 | 0 | 0 | 0 | 0 | 0.99396 | 1.3282 | 1.8511 | 2.5951 | 3.3474 | 0 | 0 | 0 | 0 | 0 | 1.4474 | 1.3782 | 1.3484 | 1.8007 | 2.1667 | 0 | 0 | 0 | 0 | 0 | 68.1787 | 68.4437 | 68.9369 | 70.1331 | 71.2514 | 0 | 0 | 0
501 | Workforce Collaboration | Non Network - IT | IT | FALSE | In-house software | IT | Labour - External | 50% |  | 0 | 0 | 0 | 0 | 328.6867 | 328.6867 | 328.6867 | 328.6867 | 328.6867 | 0 | 0 | 0 | 0 | 0 | 0 | [5 empty] | 0 | 0 | 0 | 0 | 0 | 0 | 7.1291 | 6.7546 | 6.5574 | 8.6614 | 10.3085 | 0 | 0 | 0 | 0 | 0 | 0 | 335.8158 | 335.4413 | 335.2441 | 337.3481 | 338.9952 | 0 | 0 | 0% | 0% | 0% | 0% | 0% | 0% | 0% | 0% | 0% | 0% | 0% | x | x | x | x | x | x | x | x | x | x | 0 | 0 | 0 | 328.6867 | 328.6867 | 328.6867 | 328.6867 | 328.6867 | 0 | 0 | 0 | 0 | 0 | 0 | 0 | 0 | 0 | 0 | 0 | 0 | 0 | 0 | 0 | 7.1291 | 6.7546 | 6.5574 | 8.6614 | 10.3085 | 0 | 0 | 0 | 0 | 0 | 335.8158 | 335.4413 | 335.2441 | 337.3481 | 338.9952 | 0 | 0 | 0
502 | Information Management | Non Network - IT | IT | FALSE | IT | IT | Materials | 40% |  | 0 | 0 | 0 | 0 | 135.8715 | 108.6972 | 108.6972 | 81.5229 | 108.6972 | 0 | 0 | 0 | 0 | 0 | 0 | 0 | 0 | 0 | 0 | 0 | 0 | 0 | 0 | 0 | 0 | 0 | 2.947 | 2.2337 | 2.1685 | 2.1482 | 3.409 | 0 | 0 | 0 | 0 | 0 | 0 | 138.8186 | 110.931 | 110.8658 | 83.6712 | 112.1063 | 0 | 0 | 0% | 0% | 0% | 0% | 0% | 0% | 0% | 0% | 0% | 0% | 0% | x | x | x | x | x | x | x | x | x | x | 0 | 0 | 0 | 135.8715 | 108.6972 | 108.6972 | 81.5229 | 108.6972 | 0 | 0 | 0 | 0 | 0 | 0 | 0 | 0 | 0 | 0 | 0 | 0 | 0 | 0 | 0 | 2.947 | 2.2337 | 2.1685 | 2.1482 | 3.409 | 0 | 0 | 0 | 0 | 0 | 138.8186 | 110.931 | 110.8658 | 83.6712 | 112.1063 | 0 | 0 | 0
503 | Information Management | Non Network - IT | IT | FALSE | IT | IT | Labour - Internal | 10% |  | 0 | 0 | 0 | 0 | 33.9679 | 27.1743 | 27.1743 | 20.3807 | 27.1743 | 0 | 0 | 0 | 0 | 0 | 0 | 0.5136 | 0.54903 | 0.7652 | 0.80458 | 1.3837 | 0 | 0 | 0 | 0 | 0 | 0 | 0.74789 | 0.56972 | 0.5574 | 0.55826 | 0.89566 | 0 | 0 | 0 | 0 | 0 | 0 | 35.2294 | 28.2931 | 28.4969 | 21.7436 | 29.4537 | 0 | 0 | 0% | 0% | 0% | 0% | 0% | 0% | 0% | 0% | 0% | 0% | 0% | x | x | x | x | x | x | x | x | x | x | 0 | 0 | 0 | 33.9679 | 27.1743 | 27.1743 | 20.3807 | 27.1743 | 0 | 0 | 0 | 0 | 0 | 0.5136 | 0.54903 | 0.7652 | 0.80458 | 1.3837 | 0 | 0 | 0 | 0 | 0 | 0.74789 | 0.56972 | 0.5574 | 0.55826 | 0.89566 | 0 | 0 | 0 | 0 | 0 | 35.2294 | 28.2931 | 28.4969 | 21.7436 | 29.4537 | 0 | 0 | 0
504 | Information Management | Non Network - IT | IT | FALSE | IT | IT | Labour - External | 50% |  | 0 | 0 | 0 | 0 | 169.8394 | 135.8715 | 135.8715 | 101.9037 | 135.8715 | 0 | 0 | 0 | 0 | 0 | 0 | [5 empty] | 0 | 0 | 0 | 0 | 0 | 0 | 3.6838 | 2.7922 | 2.7107 | 2.6853 | 4.2613 | 0 | 0 | 0 | 0 | 0 | 0 | 173.5232 | 138.6637 | 138.5822 | 104.589 | 140.1329 | 0 | 0 | 0% | 0% | 0% | 0% | 0% | 0% | 0% | 0% | 0% | 0% | 0% | x | x | x | x | x | x | x | x | x | x | 0 | 0 | 0 | 169.8394 | 135.8715 | 135.8715 | 101.9037 | 135.8715 | 0 | 0 | 0 | 0 | 0 | 0 | 0 | 0 | 0 | 0 | 0 | 0 | 0 | 0 | 0 | 3.6838 | 2.7922 | 2.7107 | 2.6853 | 4.2613 | 0 | 0 | 0 | 0 | 0 | 173.5232 | 138.6637 | 138.5822 | 104.589 | 140.1329 | 0 | 0 | 0
505 | Information Management | Non Network - IT | IT | FALSE | In-house software | IT | Materials | 40% |  | 0 | 0 | 0 | 0 | 543.4862 | 434.789 | 434.789 | 326.0917 | 434.789 | 0 | 0 | 0 | 0 | 0 | 0 | 0 | 0 | 0 | 0 | 0 | 0 | 0 | 0 | 0 | 0 | 0 | 11.788 | 8.935 | 8.6742 | 8.593 | 13.6362 | 0 | 0 | 0 | 0 | 0 | 0 | 555.2742 | 443.7239 | 443.4631 | 334.6847 | 448.4251 | 0 | 0 | 0% | 0% | 0% | 0% | 0% | 0% | 0% | 0% | 0% | 0% | 0% | x | x | x | x | x | x | x | x | x | x | 0 | 0 | 0 | 543.4862 | 434.789 | 434.789 | 326.0917 | 434.789 | 0 | 0 | 0 | 0 | 0 | 0 | 0 | 0 | 0 | 0 | 0 | 0 | 0 | 0 | 0 | 11.788 | 8.935 | 8.6742 | 8.593 | 13.6362 | 0 | 0 | 0 | 0 | 0 | 555.2742 | 443.7239 | 443.4631 | 334.6847 | 448.4251 | 0 | 0 | 0
506 | Information Management | Non Network - IT | IT | FALSE | In-house software | IT | Labour - Internal | 10% |  | 0 | 0 | 0 | 0 | 135.8715 | 108.6972 | 108.6972 | 81.5229 | 108.6972 | 0 | 0 | 0 | 0 | 0 | 0 | 2.0544 | 2.1961 | 3.0608 | 3.2183 | 5.5349 | 0 | 0 | 0 | 0 | 0 | 0 | 2.9916 | 2.2789 | 2.2296 | 2.2331 | 3.5826 | 0 | 0 | 0 | 0 | 0 | 0 | 140.9175 | 113.1722 | 113.9877 | 86.9743 | 117.8148 | 0 | 0 | 0% | 0% | 0% | 0% | 0% | 0% | 0% | 0% | 0% | 0% | 0% | x | x | x | x | x | x | x | x | x | x | 0 | 0 | 0 | 135.8715 | 108.6972 | 108.6972 | 81.5229 | 108.6972 | 0 | 0 | 0 | 0 | 0 | 2.0544 | 2.1961 | 3.0608 | 3.2183 | 5.5349 | 0 | 0 | 0 | 0 | 0 | 2.9916 | 2.2789 | 2.2296 | 2.2331 | 3.5826 | 0 | 0 | 0 | 0 | 0 | 140.9175 | 113.1722 | 113.9877 | 86.9743 | 117.8148 | 0 | 0 | 0
507 | Information Management | Non Network - IT | IT | FALSE | In-house software | IT | Labour - External | 50% |  | 0 | 0 | 0 | 0 | 679.3577 | 543.4862 | 543.4862 | 407.6146 | 543.4862 | 0 | 0 | 0 | 0 | 0 | 0 | [5 empty] | 0 | 0 | 0 | 0 | 0 | 0 | 14.735 | 11.1687 | 10.8427 | 10.7412 | 17.0452 | 0 | 0 | 0 | 0 | 0 | 0 | 694.0928 | 554.6549 | 554.3289 | 418.3559 | 560.5314 | 0 | 0 | 0% | 0% | 0% | 0% | 0% | 0% | 0% | 0% | 0% | 0% | 0% | x | x | x | x | x | x | x | x | x | x | 0 | 0 | 0 | 679.3577 | 543.4862 | 543.4862 | 407.6146 | 543.4862 | 0 | 0 | 0 | 0 | 0 | 0 | 0 | 0 | 0 | 0 | 0 | 0 | 0 | 0 | 0 | 14.735 | 11.1687 | 10.8427 | 10.7412 | 17.0452 | 0 | 0 | 0 | 0 | 0 | 694.0928 | 554.6549 | 554.3289 | 418.3559 | 560.5314 | 0 | 0 | 0
508 | Cyber Security | Non Network - IT | IT | FALSE | IT | IT | Materials | 40% |  | 0 | 0 | 0 | 0 | 334.1778 | 284.67 | 222.7852 | 210.4082 | 185.6543 | 0 | 0 | 0 | 0 | 0 | 0 | 0 | 0 | 0 | 0 | 0 | 0 | 0 | 0 | 0 | 0 | 0 | 7.2482 | 5.85 | 4.4446 | 5.5446 | 5.8226 | 0 | 0 | 0 | 0 | 0 | 0 | 341.426 | 290.52 | 227.2298 | 215.9528 | 191.477 | 0 | 0 | 0% | 0% | 0% | 0% | 0% | 0% | 0% | 0% | 0% | 0% | 0% | x | x | x | x | x | x | x | x | x | x | 0 | 0 | 0 | 334.1778 | 284.67 | 222.7852 | 210.4082 | 185.6543 | 0 | 0 | 0 | 0 | 0 | 0 | 0 | 0 | 0 | 0 | 0 | 0 | 0 | 0 | 0 | 7.2482 | 5.85 | 4.4446 | 5.5446 | 5.8226 | 0 | 0 | 0 | 0 | 0 | 341.426 | 290.52 | 227.2298 | 215.9528 | 191.477 | 0 | 0 | 0
509 | Cyber Security | Non Network - IT | IT | FALSE | IT | IT | Labour - Internal | 10% |  | 0 | 0 | 0 | 0 | 83.5444 | 71.1675 | 55.6963 | 52.6021 | 46.4136 | 0 | 0 | 0 | 0 | 0 | 0 | 1.2632 | 1.4379 | 1.5683 | 2.0766 | 2.3634 | 0 | 0 | 0 | 0 | 0 | 0 | 1.8394 | 1.4921 | 1.1424 | 1.4409 | 1.5298 | 0 | 0 | 0 | 0 | 0 | 0 | 86.6471 | 74.0974 | 58.4071 | 56.1195 | 50.3068 | 0 | 0 | 0% | 0% | 0% | 0% | 0% | 0% | 0% | 0% | 0% | 0% | 0% | x | x | x | x | x | x | x | x | x | x | 0 | 0 | 0 | 83.5444 | 71.1675 | 55.6963 | 52.6021 | 46.4136 | 0 | 0 | 0 | 0 | 0 | 1.2632 | 1.4379 | 1.5683 | 2.0766 | 2.3634 | 0 | 0 | 0 | 0 | 0 | 1.8394 | 1.4921 | 1.1424 | 1.4409 | 1.5298 | 0 | 0 | 0 | 0 | 0 | 86.6471 | 74.0974 | 58.4071 | 56.1195 | 50.3068 | 0 | 0 | 0
510 | Cyber Security | Non Network - IT | IT | FALSE | IT | IT | Labour - External | 50% |  | 0 | 0 | 0 | 0 | 417.7222 | 355.8375 | 278.4815 | 263.0103 | 232.0679 | 0 | 0 | 0 | 0 | 0 | 0 | [5 empty] | 0 | 0 | 0 | 0 | 0 | 0 | 9.0602 | 7.3125 | 5.5558 | 6.9307 | 7.2783 | 0 | 0 | 0 | 0 | 0 | 0 | 426.7825 | 363.15 | 284.0373 | 269.941 | 239.3462 | 0 | 0 | 0% | 0% | 0% | 0% | 0% | 0% | 0% | 0% | 0% | 0% | 0% | x | x | x | x | x | x | x | x | x | x | 0 | 0 | 0 | 417.7222 | 355.8375 | 278.4815 | 263.0103 | 232.0679 | 0 | 0 | 0 | 0 | 0 | 0 | 0 | 0 | 0 | 0 | 0 | 0 | 0 | 0 | 0 | 9.0602 | 7.3125 | 5.5558 | 6.9307 | 7.2783 | 0 | 0 | 0 | 0 | 0 | 426.7825 | 363.15 | 284.0373 | 269.941 | 239.3462 | 0 | 0 | 0
511 | Cyber Security | Non Network - IT | IT | FALSE | In-house software | IT | Materials | 40% |  | 0 | 0 | 0 | 0 | 1336.7111 | 1138.6798 | 891.1407 | 841.6329 | 742.6173 | 0 | 0 | 0 | 0 | 0 | 0 | 0 | 0 | 0 | 0 | 0 | 0 | 0 | 0 | 0 | 0 | 0 | 28.9928 | 23.4001 | 17.7786 | 22.1783 | 23.2905 | 0 | 0 | 0 | 0 | 0 | 0 | 1365.7039 | 1162.0799 | 908.9193 | 863.8112 | 765.9078 | 0 | 0 | 0% | 0% | 0% | 0% | 0% | 0% | 0% | 0% | 0% | 0% | 0% | x | x | x | x | x | x | x | x | x | x | 0 | 0 | 0 | 1336.7111 | 1138.6798 | 891.1407 | 841.6329 | 742.6173 | 0 | 0 | 0 | 0 | 0 | 0 | 0 | 0 | 0 | 0 | 0 | 0 | 0 | 0 | 0 | 28.9928 | 23.4001 | 17.7786 | 22.1783 | 23.2905 | 0 | 0 | 0 | 0 | 0 | 1365.7039 | 1162.0799 | 908.9193 | 863.8112 | 765.9078 | 0 | 0 | 0
512 | Cyber Security | Non Network - IT | IT | FALSE | In-house software | IT | Labour - Internal | 10% |  | 0 | 0 | 0 | 0 | 334.1778 | 284.67 | 222.7852 | 210.4082 | 185.6543 | 0 | 0 | 0 | 0 | 0 | 0 | 5.0528 | 5.7515 | 6.2734 | 8.3064 | 9.4536 | 0 | 0 | 0 | 0 | 0 | 0 | 7.3578 | 5.9682 | 4.5698 | 5.7635 | 6.1191 | 0 | 0 | 0 | 0 | 0 | 0 | 346.5884 | 296.3897 | 233.6284 | 224.478 | 201.227 | 0 | 0 | 0% | 0% | 0% | 0% | 0% | 0% | 0% | 0% | 0% | 0% | 0% | x | x | x | x | x | x | x | x | x | x | 0 | 0 | 0 | 334.1778 | 284.67 | 222.7852 | 210.4082 | 185.6543 | 0 | 0 | 0 | 0 | 0 | 5.0528 | 5.7515 | 6.2734 | 8.3064 | 9.4536 | 0 | 0 | 0 | 0 | 0 | 7.3578 | 5.9682 | 4.5698 | 5.7635 | 6.1191 | 0 | 0 | 0 | 0 | 0 | 346.5884 | 296.3897 | 233.6284 | 224.478 | 201.227 | 0 | 0 | 0
513 | Cyber Security | Non Network - IT | IT | FALSE | In-house software | IT | Labour - External | 50% |  | 0 | 0 | 0 | 0 | 1670.8889 | 1423.3498 | 1113.9259 | 1052.0412 | 928.2716 | 0 | 0 | 0 | 0 | 0 | 0 | [5 empty] | 0 | 0 | 0 | 0 | 0 | 0 | 36.241 | 29.2501 | 22.2232 | 27.7228 | 29.1132 | 0 | 0 | 0 | 0 | 0 | 0 | 1707.1299 | 1452.5999 | 1136.1491 | 1079.764 | 957.3848 | 0 | 0 | 0% | 0% | 0% | 0% | 0% | 0% | 0% | 0% | 0% | 0% | 0% | x | x | x | x | x | x | x | x | x | x | 0 | 0 | 0 | 1670.8889 | 1423.3498 | 1113.9259 | 1052.0412 | 928.2716 | 0 | 0 | 0 | 0 | 0 | 0 | 0 | 0 | 0 | 0 | 0 | 0 | 0 | 0 | 0 | 36.241 | 29.2501 | 22.2232 | 27.7228 | 29.1132 | 0 | 0 | 0 | 0 | 0 | 1707.1299 | 1452.5999 | 1136.1491 | 1079.764 | 957.3848 | 0 | 0 | 0
514 | Corporate Communications | Non Network - IT | IT | FALSE | IT | IT | Materials | 40% |  | 0 | 0 | 0 | 0 | 200.4 | 99.9 | 99.9 | 99.9 | 99.9 | 0 | 0 | 0 | 0 | 0 | 0 | 0 | 0 | 0 | 0 | 0 | 0 | 0 | 0 | 0 | 0 | 0 | 4.3466 | 2.053 | 1.993 | 2.6325 | 3.1331 | 0 | 0 | 0 | 0 | 0 | 0 | 204.7466 | 101.953 | 101.893 | 102.5325 | 103.0331 | 0 | 0 | 0% | 0% | 0% | 0% | 0% | 0% | 0% | 0% | 0% | 0% | 0% | x | x | x | x | x | x | x | x | x | x | 0 | 0 | 0 | 200.4 | 99.9 | 99.9 | 99.9 | 99.9 | 0 | 0 | 0 | 0 | 0 | 0 | 0 | 0 | 0 | 0 | 0 | 0 | 0 | 0 | 0 | 4.3466 | 2.053 | 1.993 | 2.6325 | 3.1331 | 0 | 0 | 0 | 0 | 0 | 204.7466 | 101.953 | 101.893 | 102.5325 | 103.0331 | 0 | 0 | 0
515 | Corporate Communications | Non Network - IT | IT | FALSE | IT | IT | Labour - Internal | 10% |  | 0 | 0 | 0 | 0 | 50.1 | 24.975 | 24.975 | 24.975 | 24.975 | 0 | 0 | 0 | 0 | 0 | 0 | 0.75752 | 0.5046 | 0.70327 | 0.98595 | 1.2717 | 0 | 0 | 0 | 0 | 0 | 0 | 1.1031 | 0.52361 | 0.51229 | 0.68411 | 0.82317 | 0 | 0 | 0 | 0 | 0 | 0 | 51.9606 | 26.0032 | 26.1906 | 26.6451 | 27.0699 | 0 | 0 | 0% | 0% | 0% | 0% | 0% | 0% | 0% | 0% | 0% | 0% | 0% | x | x | x | x | x | x | x | x | x | x | 0 | 0 | 0 | 50.1 | 24.975 | 24.975 | 24.975 | 24.975 | 0 | 0 | 0 | 0 | 0 | 0.75752 | 0.5046 | 0.70327 | 0.98595 | 1.2717 | 0 | 0 | 0 | 0 | 0 | 1.1031 | 0.52361 | 0.51229 | 0.68411 | 0.82317 | 0 | 0 | 0 | 0 | 0 | 51.9606 | 26.0032 | 26.1906 | 26.6451 | 27.0699 | 0 | 0 | 0
516 | Corporate Communications | Non Network - IT | IT | FALSE | IT | IT | Labour - External | 50% |  | 0 | 0 | 0 | 0 | 250.5 | 124.875 | 124.875 | 124.875 | 124.875 | 0 | 0 | 0 | 0 | 0 | 0 | [5 empty] | 0 | 0 | 0 | 0 | 0 | 0 | 5.4333 | 2.5662 | 2.4913 | 3.2906 | 3.9164 | 0 | 0 | 0 | 0 | 0 | 0 | 255.9333 | 127.4412 | 127.3663 | 128.1656 | 128.7914 | 0 | 0 | 0% | 0% | 0% | 0% | 0% | 0% | 0% | 0% | 0% | 0% | 0% | x | x | x | x | x | x | x | x | x | x | 0 | 0 | 0 | 250.5 | 124.875 | 124.875 | 124.875 | 124.875 | 0 | 0 | 0 | 0 | 0 | 0 | 0 | 0 | 0 | 0 | 0 | 0 | 0 | 0 | 0 | 5.4333 | 2.5662 | 2.4913 | 3.2906 | 3.9164 | 0 | 0 | 0 | 0 | 0 | 255.9333 | 127.4412 | 127.3663 | 128.1656 | 128.7914 | 0 | 0 | 0
517 | Corporate Communications | Non Network - IT | IT | FALSE | In-house software | IT | Materials | 40% |  | 0 | 0 | 0 | 0 | 801.6 | 399.6 | 399.6 | 399.6 | 399.6 | 0 | 0 | 0 | 0 | 0 | 0 | 0 | 0 | 0 | 0 | 0 | 0 | 0 | 0 | 0 | 0 | 0 | 17.3864 | 8.2119 | 7.9722 | 10.53 | 12.5326 | 0 | 0 | 0 | 0 | 0 | 0 | 818.9864 | 407.8119 | 407.5722 | 410.13 | 412.1326 | 0 | 0 | 0% | 0% | 0% | 0% | 0% | 0% | 0% | 0% | 0% | 0% | 0% | x | x | x | x | x | x | x | x | x | x | 0 | 0 | 0 | 801.6 | 399.6 | 399.6 | 399.6 | 399.6 | 0 | 0 | 0 | 0 | 0 | 0 | 0 | 0 | 0 | 0 | 0 | 0 | 0 | 0 | 0 | 17.3864 | 8.2119 | 7.9722 | 10.53 | 12.5326 | 0 | 0 | 0 | 0 | 0 | 818.9864 | 407.8119 | 407.5722 | 410.13 | 412.1326 | 0 | 0 | 0
518 | Corporate Communications | Non Network - IT | IT | FALSE | In-house software | IT | Labour - Internal | 10% |  | 0 | 0 | 0 | 0 | 200.4 | 99.9 | 99.9 | 99.9 | 99.9 | 0 | 0 | 0 | 0 | 0 | 0 | 3.0301 | 2.0184 | 2.8131 | 3.9438 | 5.0869 | 0 | 0 | 0 | 0 | 0 | 0 | 4.4123 | 2.0944 | 2.0492 | 2.7364 | 3.2927 | 0 | 0 | 0 | 0 | 0 | 0 | 207.8424 | 104.0128 | 104.7622 | 106.5802 | 108.2796 | 0 | 0 | 0% | 0% | 0% | 0% | 0% | 0% | 0% | 0% | 0% | 0% | 0% | x | x | x | x | x | x | x | x | x | x | 0 | 0 | 0 | 200.4 | 99.9 | 99.9 | 99.9 | 99.9 | 0 | 0 | 0 | 0 | 0 | 3.0301 | 2.0184 | 2.8131 | 3.9438 | 5.0869 | 0 | 0 | 0 | 0 | 0 | 4.4123 | 2.0944 | 2.0492 | 2.7364 | 3.2927 | 0 | 0 | 0 | 0 | 0 | 207.8424 | 104.0128 | 104.7622 | 106.5802 | 108.2796 | 0 | 0 | 0
519 | Corporate Communications | Non Network - IT | IT | FALSE | In-house software | IT | Labour - External | 50% |  | 0 | 0 | 0 | 0 | 1002 | 499.5 | 499.5 | 499.5 | 499.5 | 0 | 0 | 0 | 0 | 0 | 0 | [5 empty] | 0 | 0 | 0 | 0 | 0 | 0 | 21.733 | 10.2648 | 9.9652 | 13.1626 | 15.6657 | 0 | 0 | 0 | 0 | 0 | 0 | 1023.733 | 509.7648 | 509.4652 | 512.6626 | 515.1657 | 0 | 0 | 0% | 0% | 0% | 0% | 0% | 0% | 0% | 0% | 0% | 0% | 0% | x | x | x | x | x | x | x | x | x | x | 0 | 0 | 0 | 1002 | 499.5 | 499.5 | 499.5 | 499.5 | 0 | 0 | 0 | 0 | 0 | 0 | 0 | 0 | 0 | 0 | 0 | 0 | 0 | 0 | 0 | 21.733 | 10.2648 | 9.9652 | 13.1626 | 15.6657 | 0 | 0 | 0 | 0 | 0 | 1023.733 | 509.7648 | 509.4652 | 512.6626 | 515.1657 | 0 | 0 | 0
520 | Intelligent Network Ops | Non Network - IT | IT | FALSE | IT | IT | Materials | 40% |  | 0 | 0 | 0 | 0 | 235.52 | 353.28 | 353.28 | 117.76 | 117.76 | 0 | 0 | 0 | 0 | 0 | 0 | 0 | 0 | 0 | 0 | 0 | 0 | 0 | 0 | 0 | 0 | 0 | 5.1083 | 7.26 | 7.0481 | 3.1031 | 3.6933 | 0 | 0 | 0 | 0 | 0 | 0 | 240.6283 | 360.54 | 360.3281 | 120.8631 | 121.4533 | 0 | 0 | 0% | 0% | 0% | 0% | 0% | 0% | 0% | 0% | 0% | 0% | 0% | x | x | x | x | x | x | x | x | x | x | 0 | 0 | 0 | 235.52 | 353.28 | 353.28 | 117.76 | 117.76 | 0 | 0 | 0 | 0 | 0 | 0 | 0 | 0 | 0 | 0 | 0 | 0 | 0 | 0 | 0 | 5.1083 | 7.26 | 7.0481 | 3.1031 | 3.6933 | 0 | 0 | 0 | 0 | 0 | 240.6283 | 360.54 | 360.3281 | 120.8631 | 121.4533 | 0 | 0 | 0
521 | Intelligent Network Ops | Non Network - IT | IT | FALSE | IT | IT | Labour - Internal | 10% |  | 0 | 0 | 0 | 0 | 58.88 | 88.32 | 88.32 | 29.44 | 29.44 | 0 | 0 | 0 | 0 | 0 | 0 | 0.89027 | 1.7844 | 2.487 | 1.1622 | 1.4991 | 0 | 0 | 0 | 0 | 0 | 0 | 1.2964 | 1.8517 | 1.8116 | 0.80641 | 0.97034 | 0 | 0 | 0 | 0 | 0 | 0 | 61.0667 | 91.9561 | 92.6186 | 31.4086 | 31.9094 | 0 | 0 | 0% | 0% | 0% | 0% | 0% | 0% | 0% | 0% | 0% | 0% | 0% | x | x | x | x | x | x | x | x | x | x | 0 | 0 | 0 | 58.88 | 88.32 | 88.32 | 29.44 | 29.44 | 0 | 0 | 0 | 0 | 0 | 0.89027 | 1.7844 | 2.487 | 1.1622 | 1.4991 | 0 | 0 | 0 | 0 | 0 | 1.2964 | 1.8517 | 1.8116 | 0.80641 | 0.97034 | 0 | 0 | 0 | 0 | 0 | 61.0667 | 91.9561 | 92.6186 | 31.4086 | 31.9094 | 0 | 0 | 0
522 | Intelligent Network Ops | Non Network - IT | IT | FALSE | IT | IT | Labour - External | 50% |  | 0 | 0 | 0 | 0 | 294.4 | 441.6 | 441.6 | 147.2 | 147.2 | 0 | 0 | 0 | 0 | 0 | 0 | [5 empty] | 0 | 0 | 0 | 0 | 0 | 0 | 6.3854 | 9.075 | 8.8101 | 3.8789 | 4.6166 | 0 | 0 | 0 | 0 | 0 | 0 | 300.7854 | 450.675 | 450.4101 | 151.0789 | 151.8166 | 0 | 0 | 0% | 0% | 0% | 0% | 0% | 0% | 0% | 0% | 0% | 0% | 0% | x | x | x | x | x | x | x | x | x | x | 0 | 0 | 0 | 294.4 | 441.6 | 441.6 | 147.2 | 147.2 | 0 | 0 | 0 | 0 | 0 | 0 | 0 | 0 | 0 | 0 | 0 | 0 | 0 | 0 | 0 | 6.3854 | 9.075 | 8.8101 | 3.8789 | 4.6166 | 0 | 0 | 0 | 0 | 0 | 300.7854 | 450.675 | 450.4101 | 151.0789 | 151.8166 | 0 | 0 | 0
523 | Intelligent Network Ops | Non Network - IT | IT | FALSE | In-house software | IT | Materials | 40% |  | 0 | 0 | 0 | 0 | 942.08 | 1413.12 | 1413.12 | 471.04 | 471.04 | 0 | 0 | 0 | 0 | 0 | 0 | 0 | 0 | 0 | 0 | 0 | 0 | 0 | 0 | 0 | 0 | 0 | 20.4334 | 29.0399 | 28.1922 | 12.4126 | 14.7731 | 0 | 0 | 0 | 0 | 0 | 0 | 962.5134 | 1442.1599 | 1441.3122 | 483.4526 | 485.8131 | 0 | 0 | 0% | 0% | 0% | 0% | 0% | 0% | 0% | 0% | 0% | 0% | 0% | x | x | x | x | x | x | x | x | x | x | 0 | 0 | 0 | 942.08 | 1413.12 | 1413.12 | 471.04 | 471.04 | 0 | 0 | 0 | 0 | 0 | 0 | 0 | 0 | 0 | 0 | 0 | 0 | 0 | 0 | 0 | 20.4334 | 29.0399 | 28.1922 | 12.4126 | 14.7731 | 0 | 0 | 0 | 0 | 0 | 962.5134 | 1442.1599 | 1441.3122 | 483.4526 | 485.8131 | 0 | 0 | 0
524 | Intelligent Network Ops | Non Network - IT | IT | FALSE | In-house software | IT | Labour - Internal | 10% |  | 0 | 0 | 0 | 0 | 235.52 | 353.28 | 353.28 | 117.76 | 117.76 | 0 | 0 | 0 | 0 | 0 | 0 | 3.5611 | 7.1377 | 9.948 | 4.6489 | 5.9964 | 0 | 0 | 0 | 0 | 0 | 0 | 5.1856 | 7.4066 | 7.2465 | 3.2257 | 3.8813 | 0 | 0 | 0 | 0 | 0 | 0 | 244.2667 | 367.8243 | 370.4745 | 125.6345 | 127.6377 | 0 | 0 | 0% | 0% | 0% | 0% | 0% | 0% | 0% | 0% | 0% | 0% | 0% | x | x | x | x | x | x | x | x | x | x | 0 | 0 | 0 | 235.52 | 353.28 | 353.28 | 117.76 | 117.76 | 0 | 0 | 0 | 0 | 0 | 3.5611 | 7.1377 | 9.948 | 4.6489 | 5.9964 | 0 | 0 | 0 | 0 | 0 | 5.1856 | 7.4066 | 7.2465 | 3.2257 | 3.8813 | 0 | 0 | 0 | 0 | 0 | 244.2667 | 367.8243 | 370.4745 | 125.6345 | 127.6377 | 0 | 0 | 0
525 | Intelligent Network Ops | Non Network - IT | IT | FALSE | In-house software | IT | Labour - External | 50% |  | 0 | 0 | 0 | 0 | 1177.6 | 1766.4 | 1766.4 | 588.8 | 588.8 | 0 | 0 | 0 | 0 | 0 | 0 | [5 empty] | 0 | 0 | 0 | 0 | 0 | 0 | 25.5417 | 36.2998 | 35.2403 | 15.5157 | 18.4664 | 0 | 0 | 0 | 0 | 0 | 0 | 1203.1417 | 1802.6998 | 1801.6403 | 604.3157 | 607.2664 | 0 | 0 | 0% | 0% | 0% | 0% | 0% | 0% | 0% | 0% | 0% | 0% | 0% | x | x | x | x | x | x | x | x | x | x | 0 | 0 | 0 | 1177.6 | 1766.4 | 1766.4 | 588.8 | 588.8 | 0 | 0 | 0 | 0 | 0 | 0 | 0 | 0 | 0 | 0 | 0 | 0 | 0 | 0 | 0 | 25.5417 | 36.2998 | 35.2403 | 15.5157 | 18.4664 | 0 | 0 | 0 | 0 | 0 | 1203.1417 | 1802.6998 | 1801.6403 | 604.3157 | 607.2664 | 0 | 0 | 0
526 | TAM- Apps | Non Network - IT | IT | FALSE | IT | IT | Materials | 40% |  | 0 | 0 | 0 | 0 | 56.4845 | 56.4845 | 56.4845 | 56.4845 | 56.4845 | 0 | 0 | 0 | 0 | 0 | 0 | 0 | 0 | 0 | 0 | 0 | 0 | 0 | 0 | 0 | 0 | 0 | 1.2251 | 1.1608 | 1.1269 | 1.4884 | 1.7715 | 0 | 0 | 0 | 0 | 0 | 0 | 57.7096 | 57.6452 | 57.6114 | 57.9729 | 58.256 | 0 | 0 | 0% | 0% | 0% | 0% | 0% | 0% | 0% | 0% | 0% | 0% | 0% | x | x | x | x | x | x | x | x | x | x | 0 | 0 | 0 | 56.4845 | 56.4845 | 56.4845 | 56.4845 | 56.4845 | 0 | 0 | 0 | 0 | 0 | 0 | 0 | 0 | 0 | 0 | 0 | 0 | 0 | 0 | 0 | 1.2251 | 1.1608 | 1.1269 | 1.4884 | 1.7715 | 0 | 0 | 0 | 0 | 0 | 57.7096 | 57.6452 | 57.6114 | 57.9729 | 58.256 | 0 | 0 | 0
527 | TAM- Apps | Non Network - IT | IT | FALSE | IT | IT | Labour - Internal | 10% |  | 0 | 0 | 0 | 0 | 14.1211 | 14.1211 | 14.1211 | 14.1211 | 14.1211 | 0 | 0 | 0 | 0 | 0 | 0 | 0.21351 | 0.2853 | 0.39764 | 0.55746 | 0.71905 | 0 | 0 | 0 | 0 | 0 | 0 | 0.31091 | 0.29605 | 0.28965 | 0.3868 | 0.46543 | 0 | 0 | 0 | 0 | 0 | 0 | 14.6455 | 14.7025 | 14.8084 | 15.0654 | 15.3056 | 0 | 0 | 0% | 0% | 0% | 0% | 0% | 0% | 0% | 0% | 0% | 0% | 0% | x | x | x | x | x | x | x | x | x | x | 0 | 0 | 0 | 14.1211 | 14.1211 | 14.1211 | 14.1211 | 14.1211 | 0 | 0 | 0 | 0 | 0 | 0.21351 | 0.2853 | 0.39764 | 0.55746 | 0.71905 | 0 | 0 | 0 | 0 | 0 | 0.31091 | 0.29605 | 0.28965 | 0.3868 | 0.46543 | 0 | 0 | 0 | 0 | 0 | 14.6455 | 14.7025 | 14.8084 | 15.0654 | 15.3056 | 0 | 0 | 0
528 | TAM- Apps | Non Network - IT | IT | FALSE | IT | IT | Labour - External | 50% |  | 0 | 0 | 0 | 0 | 70.6056 | 70.6056 | 70.6056 | 70.6056 | 70.6056 | 0 | 0 | 0 | 0 | 0 | 0 | [5 empty] | 0 | 0 | 0 | 0 | 0 | 0 | 1.5314 | 1.451 | 1.4086 | 1.8606 | 2.2144 | 0 | 0 | 0 | 0 | 0 | 0 | 72.137 | 72.0566 | 72.0142 | 72.4662 | 72.82 | 0 | 0 | 0% | 0% | 0% | 0% | 0% | 0% | 0% | 0% | 0% | 0% | 0% | x | x | x | x | x | x | x | x | x | x | 0 | 0 | 0 | 70.6056 | 70.6056 | 70.6056 | 70.6056 | 70.6056 | 0 | 0 | 0 | 0 | 0 | 0 | 0 | 0 | 0 | 0 | 0 | 0 | 0 | 0 | 0 | 1.5314 | 1.451 | 1.4086 | 1.8606 | 2.2144 | 0 | 0 | 0 | 0 | 0 | 72.137 | 72.0566 | 72.0142 | 72.4662 | 72.82 | 0 | 0 | 0
529 | TAM- Apps | Non Network - IT | IT | FALSE | In-house software | IT | Materials | 40% |  | 0 | 0 | 0 | 0 | 225.9379 | 225.9379 | 225.9379 | 225.9379 | 225.9379 | 0 | 0 | 0 | 0 | 0 | 0 | 0 | 0 | 0 | 0 | 0 | 0 | 0 | 0 | 0 | 0 | 0 | 4.9005 | 4.6431 | 4.5075 | 5.9538 | 7.086 | 0 | 0 | 0 | 0 | 0 | 0 | 230.8384 | 230.581 | 230.4455 | 231.8917 | 233.024 | 0 | 0 | 0% | 0% | 0% | 0% | 0% | 0% | 0% | 0% | 0% | 0% | 0% | x | x | x | x | x | x | x | x | x | x | 0 | 0 | 0 | 225.9379 | 225.9379 | 225.9379 | 225.9379 | 225.9379 | 0 | 0 | 0 | 0 | 0 | 0 | 0 | 0 | 0 | 0 | 0 | 0 | 0 | 0 | 0 | 4.9005 | 4.6431 | 4.5075 | 5.9538 | 7.086 | 0 | 0 | 0 | 0 | 0 | 230.8384 | 230.581 | 230.4455 | 231.8917 | 233.024 | 0 | 0 | 0
530 | TAM- Apps | Non Network - IT | IT | FALSE | In-house software | IT | Labour - Internal | 10% |  | 0 | 0 | 0 | 0 | 56.4845 | 56.4845 | 56.4845 | 56.4845 | 56.4845 | 0 | 0 | 0 | 0 | 0 | 0 | 0.85405 | 1.1412 | 1.5905 | 2.2299 | 2.8762 | 0 | 0 | 0 | 0 | 0 | 0 | 1.2437 | 1.1842 | 1.1586 | 1.5472 | 1.8617 | 0 | 0 | 0 | 0 | 0 | 0 | 58.5822 | 58.8099 | 59.2336 | 60.2615 | 61.2224 | 0 | 0 | 0% | 0% | 0% | 0% | 0% | 0% | 0% | 0% | 0% | 0% | 0% | x | x | x | x | x | x | x | x | x | x | 0 | 0 | 0 | 56.4845 | 56.4845 | 56.4845 | 56.4845 | 56.4845 | 0 | 0 | 0 | 0 | 0 | 0.85405 | 1.1412 | 1.5905 | 2.2299 | 2.8762 | 0 | 0 | 0 | 0 | 0 | 1.2437 | 1.1842 | 1.1586 | 1.5472 | 1.8617 | 0 | 0 | 0 | 0 | 0 | 58.5822 | 58.8099 | 59.2336 | 60.2615 | 61.2224 | 0 | 0 | 0
531 | TAM- Apps | Non Network - IT | IT | FALSE | In-house software | IT | Labour - External | 50% |  | 0 | 0 | 0 | 0 | 282.4224 | 282.4224 | 282.4224 | 282.4224 | 282.4224 | 0 | 0 | 0 | 0 | 0 | 0 | [5 empty] | 0 | 0 | 0 | 0 | 0 | 0 | 6.1256 | 5.8038 | 5.6344 | 7.4422 | 8.8575 | 0 | 0 | 0 | 0 | 0 | 0 | 288.548 | 288.2262 | 288.0568 | 289.8646 | 291.2799 | 0 | 0 | 0% | 0% | 0% | 0% | 0% | 0% | 0% | 0% | 0% | 0% | 0% | x | x | x | x | x | x | x | x | x | x | 0 | 0 | 0 | 282.4224 | 282.4224 | 282.4224 | 282.4224 | 282.4224 | 0 | 0 | 0 | 0 | 0 | 0 | 0 | 0 | 0 | 0 | 0 | 0 | 0 | 0 | 0 | 6.1256 | 5.8038 | 5.6344 | 7.4422 | 8.8575 | 0 | 0 | 0 | 0 | 0 | 288.548 | 288.2262 | 288.0568 | 289.8646 | 291.2799 | 0 | 0 | 0
532 | TAM- Infra | Non Network - IT | IT | FALSE | IT | IT | Materials | 40% |  | 0 | 0 | 0 | 0 | 203.1936 | 312.6056 | 414.2024 | 398.5721 | 234.4542 | 0 | 0 | 0 | 0 | 0 | 0 | 0 | 0 | 0 | 0 | 0 | 0 | 0 | 0 | 0 | 0 | 0 | 4.4072 | 6.4241 | 8.2635 | 10.503 | 7.3531 | 0 | 0 | 0 | 0 | 0 | 0 | 207.6008 | 319.0297 | 422.4659 | 409.0751 | 241.8073 | 0 | 0 | 0% | 0% | 0% | 0% | 0% | 0% | 0% | 0% | 0% | 0% | 0% | x | x | x | x | x | x | x | x | x | x | 0 | 0 | 0 | 203.1936 | 312.6056 | 414.2024 | 398.5721 | 234.4542 | 0 | 0 | 0 | 0 | 0 | 0 | 0 | 0 | 0 | 0 | 0 | 0 | 0 | 0 | 0 | 4.4072 | 6.4241 | 8.2635 | 10.503 | 7.3531 | 0 | 0 | 0 | 0 | 0 | 207.6008 | 319.0297 | 422.4659 | 409.0751 | 241.8073 | 0 | 0 | 0
533 | TAM- Infra | Non Network - IT | IT | FALSE | IT | IT | Labour - Internal | 10% |  | 0 | 0 | 0 | 0 | 50.7984 | 78.1514 | 103.5506 | 99.643 | 58.6135 | 0 | 0 | 0 | 0 | 0 | 0 | 0.76808 | 1.579 | 2.9159 | 3.9336 | 2.9846 | 0 | 0 | 0 | 0 | 0 | 0 | 1.1185 | 1.6385 | 2.124 | 2.7294 | 1.9319 | 0 | 0 | 0 | 0 | 0 | 0 | 52.6849 | 81.3688 | 108.5905 | 106.3061 | 63.5301 | 0 | 0 | 0% | 0% | 0% | 0% | 0% | 0% | 0% | 0% | 0% | 0% | 0% | x | x | x | x | x | x | x | x | x | x | 0 | 0 | 0 | 50.7984 | 78.1514 | 103.5506 | 99.643 | 58.6135 | 0 | 0 | 0 | 0 | 0 | 0.76808 | 1.579 | 2.9159 | 3.9336 | 2.9846 | 0 | 0 | 0 | 0 | 0 | 1.1185 | 1.6385 | 2.124 | 2.7294 | 1.9319 | 0 | 0 | 0 | 0 | 0 | 52.6849 | 81.3688 | 108.5905 | 106.3061 | 63.5301 | 0 | 0 | 0
534 | TAM- Infra | Non Network - IT | IT | FALSE | IT | IT | Labour - External | 50% |  | 0 | 0 | 0 | 0 | 253.9921 | 390.757 | 517.753 | 498.2152 | 293.0677 | 0 | 0 | 0 | 0 | 0 | 0 | [5 empty] | 0 | 0 | 0 | 0 | 0 | 0 | 5.509 | 8.0301 | 10.3294 | 13.1287 | 9.1914 | 0 | 0 | 0 | 0 | 0 | 0 | 259.501 | 398.7871 | 528.0824 | 511.3439 | 302.2592 | 0 | 0 | 0% | 0% | 0% | 0% | 0% | 0% | 0% | 0% | 0% | 0% | 0% | x | x | x | x | x | x | x | x | x | x | 0 | 0 | 0 | 253.9921 | 390.757 | 517.753 | 498.2152 | 293.0677 | 0 | 0 | 0 | 0 | 0 | 0 | 0 | 0 | 0 | 0 | 0 | 0 | 0 | 0 | 0 | 5.509 | 8.0301 | 10.3294 | 13.1287 | 9.1914 | 0 | 0 | 0 | 0 | 0 | 259.501 | 398.7871 | 528.0824 | 511.3439 | 302.2592 | 0 | 0 | 0
535 | TAM- Infra | Non Network - IT | IT | FALSE | In-house software | IT | Materials | 40% |  | 0 | 0 | 0 | 0 | 812.7746 | 1250.4224 | 1656.8097 | 1594.2886 | 937.8168 | 0 | 0 | 0 | 0 | 0 | 0 | 0 | 0 | 0 | 0 | 0 | 0 | 0 | 0 | 0 | 0 | 0 | 17.6288 | 25.6964 | 33.0539 | 42.0118 | 29.4125 | 0 | 0 | 0 | 0 | 0 | 0 | 830.4033 | 1276.1188 | 1689.8636 | 1636.3004 | 967.2293 | 0 | 0 | 0% | 0% | 0% | 0% | 0% | 0% | 0% | 0% | 0% | 0% | 0% | x | x | x | x | x | x | x | x | x | x | 0 | 0 | 0 | 812.7746 | 1250.4224 | 1656.8097 | 1594.2886 | 937.8168 | 0 | 0 | 0 | 0 | 0 | 0 | 0 | 0 | 0 | 0 | 0 | 0 | 0 | 0 | 0 | 17.6288 | 25.6964 | 33.0539 | 42.0118 | 29.4125 | 0 | 0 | 0 | 0 | 0 | 830.4033 | 1276.1188 | 1689.8636 | 1636.3004 | 967.2293 | 0 | 0 | 0
536 | TAM- Infra | Non Network - IT | IT | FALSE | In-house software | IT | Labour - Internal | 10% |  | 0 | 0 | 0 | 0 | 203.1936 | 312.6056 | 414.2024 | 398.5721 | 234.4542 | 0 | 0 | 0 | 0 | 0 | 0 | 3.0723 | 6.3159 | 11.6635 | 15.7346 | 11.9385 | 0 | 0 | 0 | 0 | 0 | 0 | 4.4738 | 6.5539 | 8.4962 | 10.9176 | 7.7276 | 0 | 0 | 0 | 0 | 0 | 0 | 210.7398 | 325.4754 | 434.3621 | 425.2243 | 254.1203 | 0 | 0 | 0% | 0% | 0% | 0% | 0% | 0% | 0% | 0% | 0% | 0% | 0% | x | x | x | x | x | x | x | x | x | x | 0 | 0 | 0 | 203.1936 | 312.6056 | 414.2024 | 398.5721 | 234.4542 | 0 | 0 | 0 | 0 | 0 | 3.0723 | 6.3159 | 11.6635 | 15.7346 | 11.9385 | 0 | 0 | 0 | 0 | 0 | 4.4738 | 6.5539 | 8.4962 | 10.9176 | 7.7276 | 0 | 0 | 0 | 0 | 0 | 210.7398 | 325.4754 | 434.3621 | 425.2243 | 254.1203 | 0 | 0 | 0
537 | TAM- Infra | Non Network - IT | IT | FALSE | In-house software | IT | Labour - External | 50% |  | 0 | 0 | 0 | 0 | 1015.9682 | 1563.028 | 2071.0121 | 1992.8607 | 1172.271 | 0 | 0 | 0 | 0 | 0 | 0 | [5 empty] | 0 | 0 | 0 | 0 | 0 | 0 | 22.036 | 32.1205 | 41.3174 | 52.5148 | 36.7657 | 0 | 0 | 0 | 0 | 0 | 0 | 1038.0042 | 1595.1485 | 2112.3295 | 2045.3755 | 1209.0367 | 0 | 0 | 0% | 0% | 0% | 0% | 0% | 0% | 0% | 0% | 0% | 0% | 0% | x | x | x | x | x | x | x | x | x | x | 0 | 0 | 0 | 1015.9682 | 1563.028 | 2071.0121 | 1992.8607 | 1172.271 | 0 | 0 | 0 | 0 | 0 | 0 | 0 | 0 | 0 | 0 | 0 | 0 | 0 | 0 | 0 | 22.036 | 32.1205 | 41.3174 | 52.5148 | 36.7657 | 0 | 0 | 0 | 0 | 0 | 1038.0042 | 1595.1485 | 2112.3295 | 2045.3755 | 1209.0367 | 0 | 0 | 0
[7 empty] | Total |  |  | 118564.4648 | 63338.1493 | 132715.1998 | 120326.8631 | 145984.4593 | 154131.0767 | 157024.6418 | 125506.8406 | 96027.6376 | 6618.3103 | 25981.6198 | 0 | 220.4168 | -125.8682 | 31.0682 | 220.7301 | 311.4074 | 442.1649 | 495.4682 | 488.9767 | 230.4788 | 1106.2163 | 0 | 3029.5949 | 7924.9617 | 6422.5718 | 7181.4643 | 7764.2566 | 7670.6304 | 7982.8554 | 7974.0218 | 252.1326 | 1526.7852 | 118564.4648 | 66588.1609 | 140514.2933 | 126780.5031 | 153386.6537 | 162206.7408 | 165137.4371 | 133985.1642 | 104490.6361 | 7100.9217 | 28614.6213 | [21 empty] | 20579.9154 | 208198.0883 | 134160.1517 | 78092.7687 | 243084.015 | 135696.3429 | 157989.0156 | 96422.7091 |  |  | 93.6288 | -59.5523 | 43.7624 | 118.218 | 407.9397 | 374.6928 | 584.5564 | 490.7995 |  |  | 1286.9143 | 8108.6411 | 5856.8481 | 3481.3667 | 12319.3308 | 6531.0687 | 9744.8631 | 8006.5349 |  |  | 21960.4585 | 216247.1772 | 140060.7623 | 81692.3535 | 255811.2855 | 142602.1045 | 168318.4351 | 104920.0435 | 5336.5478 | 30580.1766 | -39840.2526
[13 empty] | Comms upgrade (nom) | 13986 | 6937 | 2520 | 0 | 0 | 23443
[13 empty] | Comms upgrade (FY20) | 13125.9876 | 6367.2562 | 2262.1601 | 0 | 0 | 21755.404

## Calc¦Project Details-$Mar22
Back to contents
AusNet Services Forecast Transmission Capex Model (FY20 to FY29) v9
#VALUE!
[8 empty] | Subtotal |  | 124006.9762 | 66245.5853 | 138807.2779 | 125850.2744 | 139559.6538 | 154838.96 | 161970.4456 | 131268.0305 | 100435.632 | 6922.1132 | 27174.2644 | 0 | 230.5346 | -131.6459 | 32.4943 | 230.8624 | 325.7021 | 462.4617 | 518.2118 | 511.4224 | 241.0586 | 1156.9953 | 0 | 3168.6635 | 8288.7443 | 6717.3897 | 7511.1179 | 8120.6624 | 8022.7384 | 8349.2956 | 8340.0565 | 263.7064 | 1596.8698 | 124006.9762 | 69644.7834 | 146964.3762 | 132600.1584 | 160427.6217 | 169652.5807 | 172717.8059 | 140135.5379 | 109287.1109 | 7426.8782 | 29928.1295 | [21 empty] | 21524.6033 | 217755.0871 | 140318.558 | 81677.4918 | 254242.3963 | 141925.2656 | 165241.2476 | 100848.8387 | 5294.8005 | 29043.0435 | 97.9267 | -62.2859 | 45.7713 | 123.6446 | 426.6655 | 391.8925 | 611.3895 | 513.3289 | 144.9294 | 1222.0745 | 1345.988 | 8480.8553 | 6125.6973 | 3641.1733 | 12884.8299 | 6830.8669 | 10192.1854 | 8374.062 | 141.7836 | 1718.7925 | 22968.5181 | 226173.6565 | 146490.0266 | 85442.3097 | 267553.8917 | 149148.025 | 176044.8225 | 109736.2296 | 5581.5135 | 31983.9105 | 0
| Project Title | Project Driver | Driver Project Name | Apply as commissioned percentages | Asset Class | Overheads Driver | By Cost | Cost Weight | Project Number | Capex | Forecast Capex, As Incurred (unescalated) | [9 empty] | Escalation | Escalation, As Incurred | [9 empty] | Overheads | Overheads, As Incurred | [9 empty] | Total | Total Capex, As Incurred | [9 empty] | As Commission Percentages | [10 empty] | Manual Commissioning | [9 empty] | Forecast Capex, As Commissioned (unescalated) | [9 empty] | Escalation, As Commissioned | [9 empty] | Overheads, As Commissioned | [9 empty] | Total Capex, As Commissioned
[10 empty] | LTD | FY20 | FY21 | FY22 | FY23 | FY24 | FY25 | FY26 | FY27 | FY28 | FY29 | LTD | FY20 | FY21 | FY22 | FY23 | FY24 | FY25 | FY26 | FY27 | FY28 | FY29 | LTD | FY20 | FY21 | FY22 | FY23 | FY24 | FY25 | FY26 | FY27 | FY28 | FY29 | LTD | FY20 | FY21 | FY22 | FY23 | FY24 | FY25 | FY26 | FY27 | FY28 | FY29 | FY20 | FY21 | FY22 | FY23 | FY24 | FY25 | FY26 | FY27 | FY28 | FY29 | Allocation percentage total check | FY20 | FY21 | FY22 | FY23 | FY24 | FY25 | FY26 | FY27 | FY28 | FY29 | FY20 | FY21 | FY22 | FY23 | FY24 | FY25 | FY26 | FY27 | FY28 | FY29 | FY20 | FY21 | FY22 | FY23 | FY24 | FY25 | FY26 | FY27 | FY28 | FY29 | FY20 | FY21 | FY22 | FY23 | FY24 | FY25 | FY26 | FY27 | FY28 | FY29 | FY20 | FY21 | FY22 | FY23 | FY24 | FY25 | FY26 | FY27 | FY28 | FY29 | CHECK
1 | HOTS SVC Replacement | Replacement - Major Station | Major Station | TRUE | Secondary | Network | Materials | 40% | 0 | 0 | 1.8237 | 21.4991 | 279.4889 | 472.9812 | 300.988 | 0 | 0 | 0 | 0 | 0 | 0 | 0 | 0 | 0 | 0 | 0 | 0 | 0 | 0 | 0 | 0 | 0 | 0.086929 | 1.459 | 17.0062 | 25.6285 | 16.7471 | 0 | 0 | 0 | 0 | 0 | 0 | 1.9106 | 22.9581 | 296.4951 | 498.6098 | 317.7352 | 0 | 0 | 0 | 0 | 0 | 0% | 0% | 0% | 0% | 100% | 0% | 0% | 0% | 0% | 0% | 100% | [10 empty] | 0 | 0 | 0 | 0 | 1076.781 | 0 | 0 | 0 | 0 | 0 | 0 | 0 | 0 | 0 | 0 | 0 | 0 | 0 | 0 | 0 | 0 | 0 | 0 | 0 | 60.9277 | 0 | 0 | 0 | 0 | 0 | 0 | 0 | 0 | 0 | 1137.7087 | 0 | 0 | 0 | 0 | 0 | 0
2 | HOTS SVC Replacement | Replacement - Major Station | Major Station | TRUE | Secondary | Network | Labour - Internal | 10% | 0 | 0 | 0.45593 | 5.3748 | 69.8722 | 118.2453 | 75.247 | 0 | 0 | 0 | 0 | 0 | 0 | 0.0026444 | 0.019667 | 0.68984 | 1.7879 | 1.5203 | 0 | 0 | 0 | 0 | 0 | 0 | 0.021858 | 0.36607 | 4.2935 | 6.504 | 4.2714 | 0 | 0 | 0 | 0 | 0 | 0 | 0.48043 | 5.7605 | 74.8556 | 126.5372 | 81.0387 | 0 | 0 | 0 | 0 | 0 | 0% | 0% | 0% | 0% | 100% | 0% | 0% | 0% | 0% | 0% | 100% | [10 empty] | 0 | 0 | 0 | 0 | 269.1953 | 0 | 0 | 0 | 0 | 0 | 0 | 0 | 0 | 0 | 4.0203 | 0 | 0 | 0 | 0 | 0 | 0 | 0 | 0 | 0 | 15.4568 | 0 | 0 | 0 | 0 | 0 | 0 | 0 | 0 | 0 | 288.6724 | 0 | 0 | 0 | 0 | 0 | 0
3 | HOTS SVC Replacement | Replacement - Major Station | Major Station | TRUE | Secondary | Network | Labour - External | 50% | 0 | 0 | 2.2796 | 26.8739 | 349.3611 | 591.2265 | 376.2351 | 0 | 0 | 0 | 0 | 0 | 0 | 0.013222 | -0.070642 | -0.50943 | [5 empty] | 0 | 0 | 0 | 0.10929 | 1.8189 | 21.2267 | 32.0357 | 20.9339 | 0 | 0 | 0 | 0 | 0 | 0 | 2.4021 | 28.6222 | 370.0784 | 623.2622 | 397.169 | 0 | 0 | 0 | 0 | 0 | 0% | 0% | 0% | 0% | 100% | 0% | 0% | 0% | 0% | 0% | 100% | [10 empty] | 0 | 0 | 0 | 0 | 1345.9763 | 0 | 0 | 0 | 0 | 0 | 0 | 0 | 0 | 0 | -0.56685 | 0 | 0 | 0 | 0 | 0 | 0 | 0 | 0 | 0 | 76.1245 | 0 | 0 | 0 | 0 | 0 | 0 | 0 | 0 | 0 | 1421.5339 | 0 | 0 | 0 | 0 | 0 | 0
4 | HOTS SVC Replacement | Replacement - Major Station | Major Station | TRUE | Switchgear | Network | Materials | 40% | 0 | 0 | 9.9006 | 116.7159 | 1517.3071 | 2567.7505 | 1634.023 | 0 | 0 | 0 | 0 | 0 | 0 | 0 | 0 | 0 | 0 | 0 | 0 | 0 | 0 | 0 | 0 | 0 | 0.47193 | 7.9205 | 92.3242 | 139.1339 | 90.9179 | 0 | 0 | 0 | 0 | 0 | 0 | 10.3726 | 124.6364 | 1609.6313 | 2706.8843 | 1724.9409 | 0 | 0 | 0 | 0 | 0 | 0% | 0% | 0% | 0% | 100% | 0% | 0% | 0% | 0% | 0% | 100% | [10 empty] | 0 | 0 | 0 | 0 | 5845.6972 | 0 | 0 | 0 | 0 | 0 | 0 | 0 | 0 | 0 | 0 | 0 | 0 | 0 | 0 | 0 | 0 | 0 | 0 | 0 | 330.7684 | 0 | 0 | 0 | 0 | 0 | 0 | 0 | 0 | 0 | 6176.4655 | 0 | 0 | 0 | 0 | 0 | 0
5 | HOTS SVC Replacement | Replacement - Major Station | Major Station | TRUE | Switchgear | Network | Labour - Internal | 10% | 0 | 0 | 2.4752 | 29.179 | 379.3268 | 641.9376 | 408.5058 | 0 | 0 | 0 | 0 | 0 | 0 | 0.014356 | 0.10677 | 3.7451 | 9.7062 | 8.2535 | 0 | 0 | 0 | 0 | 0 | 0 | 0.11867 | 1.9874 | 23.3089 | 35.3094 | 23.1887 | 0 | 0 | 0 | 0 | 0 | 0 | 2.6082 | 31.2731 | 406.3808 | 686.9532 | 439.9479 | 0 | 0 | 0 | 0 | 0 | 0% | 0% | 0% | 0% | 100% | 0% | 0% | 0% | 0% | 0% | 100% | [10 empty] | 0 | 0 | 0 | 0 | 1461.4243 | 0 | 0 | 0 | 0 | 0 | 0 | 0 | 0 | 0 | 21.8258 | 0 | 0 | 0 | 0 | 0 | 0 | 0 | 0 | 0 | 83.9131 | 0 | 0 | 0 | 0 | 0 | 0 | 0 | 0 | 0 | 1567.1632 | 0 | 0 | 0 | 0 | 0 | 0
6 | HOTS SVC Replacement | Replacement - Major Station | Major Station | TRUE | Switchgear | Network | Labour - External | 50% | 0 | 0 | 12.3758 | 145.8949 | 1896.6339 | 3209.6881 | 2042.5288 | 0 | 0 | 0 | 0 | 0 | 0 | 0.07178 | -0.3835 | -2.7656 | [5 empty] | 0 | 0 | 0 | 0.59333 | 9.8746 | 115.237 | 173.9173 | 113.6474 | 0 | 0 | 0 | 0 | 0 | 0 | 13.0409 | 155.386 | 2009.1053 | 3383.6054 | 2156.1761 | 0 | 0 | 0 | 0 | 0 | 0% | 0% | 0% | 0% | 100% | 0% | 0% | 0% | 0% | 0% | 100% | [10 empty] | 0 | 0 | 0 | 0 | 7307.1214 | 0 | 0 | 0 | 0 | 0 | 0 | 0 | 0 | 0 | -3.0774 | 0 | 0 | 0 | 0 | 0 | 0 | 0 | 0 | 0 | 413.2696 | 0 | 0 | 0 | 0 | 0 | 0 | 0 | 0 | 0 | 7717.3137 | 0 | 0 | 0 | 0 | 0 | 0
7 | HOTS SVC Replacement | Replacement - Major Station | Major Station | TRUE | Transformers | Network | Materials | 40% | 0 | 0 | 10.5929 | 124.8768 | 1623.3986 | 2747.2899 | 1748.2754 | 0 | 0 | 0 | 0 | 0 | 0 | 0 | 0 | 0 | 0 | 0 | 0 | 0 | 0 | 0 | 0 | 0 | 0.50492 | 8.4743 | 98.7796 | 148.8622 | 97.2749 | 0 | 0 | 0 | 0 | 0 | 0 | 11.0978 | 133.3511 | 1722.1782 | 2896.1522 | 1845.5504 | 0 | 0 | 0 | 0 | 0 | 0% | 0% | 0% | 0% | 100% | 0% | 0% | 0% | 0% | 0% | 100% | [10 empty] | 0 | 0 | 0 | 0 | 6254.4337 | 0 | 0 | 0 | 0 | 0 | 0 | 0 | 0 | 0 | 0 | 0 | 0 | 0 | 0 | 0 | 0 | 0 | 0 | 0 | 353.896 | 0 | 0 | 0 | 0 | 0 | 0 | 0 | 0 | 0 | 6608.3297 | 0 | 0 | 0 | 0 | 0 | 0
8 | HOTS SVC Replacement | Replacement - Major Station | Major Station | TRUE | Transformers | Network | Labour - Internal | 10% | 0 | 0 | 2.6482 | 31.2192 | 405.8496 | 686.8225 | 437.0689 | 0 | 0 | 0 | 0 | 0 | 0 | 0.01536 | 0.11423 | 4.0069 | 10.3848 | 8.8306 | 0 | 0 | 0 | 0 | 0 | 0 | 0.12696 | 2.1263 | 24.9387 | 37.7783 | 24.8101 | 0 | 0 | 0 | 0 | 0 | 0 | 2.7906 | 33.4598 | 434.7953 | 734.9856 | 470.7095 | 0 | 0 | 0 | 0 | 0 | 0% | 0% | 0% | 0% | 100% | 0% | 0% | 0% | 0% | 0% | 100% | [10 empty] | 0 | 0 | 0 | 0 | 1563.6084 | 0 | 0 | 0 | 0 | 0 | 0 | 0 | 0 | 0 | 23.3519 | 0 | 0 | 0 | 0 | 0 | 0 | 0 | 0 | 0 | 89.7803 | 0 | 0 | 0 | 0 | 0 | 0 | 0 | 0 | 0 | 1676.7407 | 0 | 0 | 0 | 0 | 0 | 0
9 | HOTS SVC Replacement | Replacement - Major Station | Major Station | TRUE | Transformers | Network | Labour - External | 50% | 0 | 0 | 13.2411 | 156.096 | 2029.2482 | 3434.1124 | 2185.3443 | 0 | 0 | 0 | 0 | 0 | 0 | 0.076799 | -0.41032 | -2.959 | [5 empty] | 0 | 0 | 0 | 0.63482 | 10.565 | 123.2945 | 186.0778 | 121.5937 | 0 | 0 | 0 | 0 | 0 | 0 | 13.9528 | 166.2507 | 2149.5837 | 3620.1902 | 2306.9379 | 0 | 0 | 0 | 0 | 0 | 0% | 0% | 0% | 0% | 100% | 0% | 0% | 0% | 0% | 0% | 100% | [10 empty] | 0 | 0 | 0 | 0 | 7818.0421 | 0 | 0 | 0 | 0 | 0 | 0 | 0 | 0 | 0 | -3.2925 | 0 | 0 | 0 | 0 | 0 | 0 | 0 | 0 | 0 | 442.1658 | 0 | 0 | 0 | 0 | 0 | 0 | 0 | 0 | 0 | 8256.9154 | 0 | 0 | 0 | 0 | 0 | 0
10 | HOTS SVC Replacement | Replacement - Major Station | Major Station | TRUE | Towers and Conductor | Network | Materials | 40% | 0 | 0 | 0.69642 | 8.2099 | 106.729 | 180.6182 | 114.9389 | 0 | 0 | 0 | 0 | 0 | 0 | 0 | 0 | 0 | 0 | 0 | 0 | 0 | 0 | 0 | 0 | 0 | 0.033196 | 0.55713 | 6.4942 | 9.7868 | 6.3953 | 0 | 0 | 0 | 0 | 0 | 0 | 0.72962 | 8.7671 | 113.2231 | 190.4051 | 121.3341 | 0 | 0 | 0 | 0 | 0 | 0% | 0% | 0% | 0% | 100% | 0% | 0% | 0% | 0% | 0% | 100% | [10 empty] | 0 | 0 | 0 | 0 | 411.1924 | 0 | 0 | 0 | 0 | 0 | 0 | 0 | 0 | 0 | 0 | 0 | 0 | 0 | 0 | 0 | 0 | 0 | 0 | 0 | 23.2666 | 0 | 0 | 0 | 0 | 0 | 0 | 0 | 0 | 0 | 434.459 | 0 | 0 | 0 | 0 | 0 | 0
11 | HOTS SVC Replacement | Replacement - Major Station | Major Station | TRUE | Towers and Conductor | Network | Labour - Internal | 10% | 0 | 0 | 0.17411 | 2.0525 | 26.6822 | 45.1546 | 28.7347 | 0 | 0 | 0 | 0 | 0 | 0 | 0.0010098 | 0.0075101 | 0.26343 | 0.68274 | 0.58056 | 0 | 0 | 0 | 0 | 0 | 0 | 0.0083471 | 0.13979 | 1.6396 | 2.4837 | 1.6311 | 0 | 0 | 0 | 0 | 0 | 0 | 0.18346 | 2.1998 | 28.5852 | 48.321 | 30.9464 | 0 | 0 | 0 | 0 | 0 | 0% | 0% | 0% | 0% | 100% | 0% | 0% | 0% | 0% | 0% | 100% | [10 empty] | 0 | 0 | 0 | 0 | 102.7981 | 0 | 0 | 0 | 0 | 0 | 0 | 0 | 0 | 0 | 1.5353 | 0 | 0 | 0 | 0 | 0 | 0 | 0 | 0 | 0 | 5.9025 | 0 | 0 | 0 | 0 | 0 | 0 | 0 | 0 | 0 | 110.2359 | 0 | 0 | 0 | 0 | 0 | 0
12 | HOTS SVC Replacement | Replacement - Major Station | Major Station | TRUE | Towers and Conductor | Network | Labour - External | 50% | 0 | 0 | 0.87053 | 10.2624 | 133.4112 | 225.7728 | 143.6736 | 0 | 0 | 0 | 0 | 0 | 0 | 0.0050491 | -0.026976 | -0.19454 | [5 empty] | 0 | 0 | 0 | 0.041735 | 0.69459 | 8.1059 | 12.2335 | 7.9941 | 0 | 0 | 0 | 0 | 0 | 0 | 0.91731 | 10.93 | 141.3226 | 238.0063 | 151.6677 | 0 | 0 | 0 | 0 | 0 | 0% | 0% | 0% | 0% | 100% | 0% | 0% | 0% | 0% | 0% | 100% | [10 empty] | 0 | 0 | 0 | 0 | 513.9905 | 0 | 0 | 0 | 0 | 0 | 0 | 0 | 0 | 0 | -0.21646 | 0 | 0 | 0 | 0 | 0 | 0 | 0 | 0 | 0 | 29.0698 | 0 | 0 | 0 | 0 | 0 | 0 | 0 | 0 | 0 | 542.8439 | 0 | 0 | 0 | 0 | 0 | 0
13 | HOTS SVC Replacement | Replacement - Major Station | Major Station | TRUE | Establishment | Network | Materials | 40% | 0 | 0 | 5.0766 | 59.8463 | 778.0018 | 1316.6184 | 837.8481 | 0 | 0 | 0 | 0 | 0 | 0 | 0 | 0 | 0 | 0 | 0 | 0 | 0 | 0 | 0 | 0 | 0 | 0.24198 | 4.0612 | 47.3394 | 71.3411 | 46.6183 | 0 | 0 | 0 | 0 | 0 | 0 | 5.3186 | 63.9075 | 825.3412 | 1387.9595 | 884.4664 | 0 | 0 | 0 | 0 | 0 | 0% | 0% | 0% | 0% | 100% | 0% | 0% | 0% | 0% | 0% | 100% | [10 empty] | 0 | 0 | 0 | 0 | 2997.3911 | 0 | 0 | 0 | 0 | 0 | 0 | 0 | 0 | 0 | 0 | 0 | 0 | 0 | 0 | 0 | 0 | 0 | 0 | 0 | 169.602 | 0 | 0 | 0 | 0 | 0 | 0 | 0 | 0 | 0 | 3166.9931 | 0 | 0 | 0 | 0 | 0 | 0
14 | HOTS SVC Replacement | Replacement - Major Station | Major Station | TRUE | Establishment | Network | Labour - Internal | 10% | 0 | 0 | 1.2691 | 14.9616 | 194.5004 | 329.1546 | 209.462 | 0 | 0 | 0 | 0 | 0 | 0 | 0.007361 | 0.054745 | 1.9203 | 4.9769 | 4.232 | 0 | 0 | 0 | 0 | 0 | 0 | 0.060846 | 1.019 | 11.9517 | 18.105 | 11.89 | 0 | 0 | 0 | 0 | 0 | 0 | 1.3374 | 16.0353 | 208.3724 | 352.2364 | 225.584 | 0 | 0 | 0 | 0 | 0 | 0% | 0% | 0% | 0% | 100% | 0% | 0% | 0% | 0% | 0% | 100% | [10 empty] | 0 | 0 | 0 | 0 | 749.3478 | 0 | 0 | 0 | 0 | 0 | 0 | 0 | 0 | 0 | 11.1912 | 0 | 0 | 0 | 0 | 0 | 0 | 0 | 0 | 0 | 43.0266 | 0 | 0 | 0 | 0 | 0 | 0 | 0 | 0 | 0 | 803.5656 | 0 | 0 | 0 | 0 | 0 | 0
15 | HOTS SVC Replacement | Replacement - Major Station | Major Station | TRUE | Establishment | Network | Labour - External | 50% | 0 | 0 | 6.3457 | 74.8079 | 972.5022 | 1645.773 | 1047.3101 | 0 | 0 | 0 | 0 | 0 | 0 | 0.036805 | -0.19664 | -1.4181 | [5 empty] | 0 | 0 | 0 | 0.30423 | 5.0632 | 59.088 | 89.1764 | 58.2729 | 0 | 0 | 0 | 0 | 0 | 0 | 6.6868 | 79.6744 | 1030.1721 | 1734.9494 | 1105.5829 | 0 | 0 | 0 | 0 | 0 | 0% | 0% | 0% | 0% | 100% | 0% | 0% | 0% | 0% | 0% | 100% | [10 empty] | 0 | 0 | 0 | 0 | 3746.7388 | 0 | 0 | 0 | 0 | 0 | 0 | 0 | 0 | 0 | -1.5779 | 0 | 0 | 0 | 0 | 0 | 0 | 0 | 0 | 0 | 211.9047 | 0 | 0 | 0 | 0 | 0 | 0 | 0 | 0 | 0 | 3957.0656 | 0 | 0 | 0 | 0 | 0 | 0
16 | Moorabool Terminal Station Circuit Breaker Replacement | Replacement - Major Station | Major Station | TRUE | Secondary | Network | Materials | 40% | 0 | 0 | 0 | 0 | 9.0774 | 118.0064 | 199.7032 | 127.0838 | 0 | 0 | 0 | 0 | 0 | 0 | 0 | 0 | 0 | 0 | 0 | 0 | 0 | 0 | 0 | 0 | 0 | 0 | 0.55234 | 6.3942 | 11.1116 | 6.891 | 0 | 0 | 0 | 0 | 0 | 0 | 0 | 9.6298 | 124.4006 | 210.8148 | 133.9748 | 0 | 0 | 0 | 0 | 0% | 0% | 0% | 0% | 72% | 28% | 0% | 0% | 0% | 0% | 100% | [10 empty] | 0 | 0 | 0 | 0 | 326.787 | 127.0838 | 0 | 0 | 0 | 0 | 0 | 0 | 0 | 0 | 0 | 0 | 0 | 0 | 0 | 0 | 0 | 0 | 0 | 0 | 18.0581 | 6.891 | 0 | 0 | 0 | 0 | 0 | 0 | 0 | 0 | 344.8451 | 133.9748 | 0 | 0 | 0 | 0 | 0
17 | Moorabool Terminal Station Circuit Breaker Replacement | Replacement - Major Station | Major Station | TRUE | Secondary | Network | Labour - Internal | 10% | 0 | 0 | 0 | 0 | 2.2694 | 29.5016 | 49.9258 | 31.771 | 0 | 0 | 0 | 0 | 0 | 0 | 0 | 0.022405 | 0.44607 | 1.0087 | 0.89464 | 0 | 0 | 0 | 0 | 0 | 0 | 0 | 0.13945 | 1.6227 | 2.834 | 1.7713 | 0 | 0 | 0 | 0 | 0 | 0 | 0 | 2.4312 | 31.5704 | 53.7685 | 34.4368 | 0 | 0 | 0 | 0 | 0% | 0% | 0% | 0% | 72% | 28% | 0% | 0% | 0% | 0% | 100% | [10 empty] | 0 | 0 | 0 | 0 | 81.6968 | 31.771 | 0 | 0 | 0 | 0 | 0 | 0 | 0 | 0 | 1.4772 | 0.89464 | 0 | 0 | 0 | 0 | 0 | 0 | 0 | 0 | 4.5962 | 1.7713 | 0 | 0 | 0 | 0 | 0 | 0 | 0 | 0 | 87.7701 | 34.4368 | 0 | 0 | 0 | 0 | 0
18 | Moorabool Terminal Station Circuit Breaker Replacement | Replacement - Major Station | Major Station | TRUE | Secondary | Network | Labour - External | 50% | 0 | 0 | 0 | 0 | 11.3468 | 147.508 | 249.629 | 158.8548 | 0 | 0 | 0 | 0 | 0 | 0 | 0 | -0.016546 | [5 empty] | 0 | 0 | 0 | 0 | 0 | 0.68942 | 7.9927 | 13.8895 | 8.6137 | 0 | 0 | 0 | 0 | 0 | 0 | 0 | 12.0196 | 155.5008 | 263.5185 | 167.4685 | 0 | 0 | 0 | 0 | 0% | 0% | 0% | 0% | 72% | 28% | 0% | 0% | 0% | 0% | 100% | [10 empty] | 0 | 0 | 0 | 0 | 408.4838 | 158.8548 | 0 | 0 | 0 | 0 | 0 | 0 | 0 | 0 | -0.016546 | 0 | 0 | 0 | 0 | 0 | 0 | 0 | 0 | 0 | 22.5716 | 8.6137 | 0 | 0 | 0 | 0 | 0 | 0 | 0 | 0 | 431.0389 | 167.4685 | 0 | 0 | 0 | 0 | 0
19 | Moorabool Terminal Station Circuit Breaker Replacement | Replacement - Major Station | Major Station | TRUE | Switchgear | Network | Materials | 40% | 0 | 0 | 0 | 0 | 49.2801 | 640.6408 | 1084.1613 | 689.9208 | 0 | 0 | 0 | 0 | 0 | 0 | 0 | 0 | 0 | 0 | 0 | 0 | 0 | 0 | 0 | 0 | 0 | 0 | 2.9986 | 34.7132 | 60.3233 | 37.4101 | 0 | 0 | 0 | 0 | 0 | 0 | 0 | 52.2786 | 675.354 | 1144.4846 | 727.3309 | 0 | 0 | 0 | 0 | 0% | 0% | 0% | 0% | 72% | 28% | 0% | 0% | 0% | 0% | 100% | [10 empty] | 0 | 0 | 0 | 0 | 1774.0821 | 689.9208 | 0 | 0 | 0 | 0 | 0 | 0 | 0 | 0 | 0 | 0 | 0 | 0 | 0 | 0 | 0 | 0 | 0 | 0 | 98.0351 | 37.4101 | 0 | 0 | 0 | 0 | 0 | 0 | 0 | 0 | 1872.1172 | 727.3309 | 0 | 0 | 0 | 0 | 0
20 | Moorabool Terminal Station Circuit Breaker Replacement | Replacement - Major Station | Major Station | TRUE | Switchgear | Network | Labour - Internal | 10% | 0 | 0 | 0 | 0 | 12.32 | 160.1602 | 271.0403 | 172.4802 | 0 | 0 | 0 | 0 | 0 | 0 | 0 | 0.12163 | 2.4216 | 5.4761 | 4.8569 | 0 | 0 | 0 | 0 | 0 | 0 | 0 | 0.75704 | 8.8095 | 15.3855 | 9.6159 | 0 | 0 | 0 | 0 | 0 | 0 | 0 | 13.1987 | 171.3913 | 291.902 | 186.9529 | 0 | 0 | 0 | 0 | 0% | 0% | 0% | 0% | 72% | 28% | 0% | 0% | 0% | 0% | 100% | [10 empty] | 0 | 0 | 0 | 0 | 443.5205 | 172.4802 | 0 | 0 | 0 | 0 | 0 | 0 | 0 | 0 | 8.0194 | 4.8569 | 0 | 0 | 0 | 0 | 0 | 0 | 0 | 0 | 24.9521 | 9.6159 | 0 | 0 | 0 | 0 | 0 | 0 | 0 | 0 | 476.492 | 186.9529 | 0 | 0 | 0 | 0 | 0
21 | Moorabool Terminal Station Circuit Breaker Replacement | Replacement - Major Station | Major Station | TRUE | Switchgear | Network | Labour - External | 50% | 0 | 0 | 0 | 0 | 61.6001 | 800.801 | 1355.2016 | 862.401 | 0 | 0 | 0 | 0 | 0 | 0 | 0 | -0.089824 | [5 empty] | 0 | 0 | 0 | 0 | 0 | 3.7427 | 43.3915 | 75.4041 | 46.7626 | 0 | 0 | 0 | 0 | 0 | 0 | 0 | 65.253 | 844.1925 | 1430.6058 | 909.1637 | 0 | 0 | 0 | 0 | 0% | 0% | 0% | 0% | 72% | 28% | 0% | 0% | 0% | 0% | 100% | [10 empty] | 0 | 0 | 0 | 0 | 2217.6027 | 862.401 | 0 | 0 | 0 | 0 | 0 | 0 | 0 | 0 | -0.089824 | 0 | 0 | 0 | 0 | 0 | 0 | 0 | 0 | 0 | 122.5384 | 46.7626 | 0 | 0 | 0 | 0 | 0 | 0 | 0 | 0 | 2340.0512 | 909.1637 | 0 | 0 | 0 | 0 | 0
22 | Moorabool Terminal Station Circuit Breaker Replacement | Replacement - Major Station | Major Station | TRUE | Transformers | Network | Materials | 40% | 0 | 0 | 0 | 0 | 52.7258 | 685.435 | 1159.9669 | 738.1607 | 0 | 0 | 0 | 0 | 0 | 0 | 0 | 0 | 0 | 0 | 0 | 0 | 0 | 0 | 0 | 0 | 0 | 0 | 3.2082 | 37.1404 | 64.5412 | 40.0258 | 0 | 0 | 0 | 0 | 0 | 0 | 0 | 55.934 | 722.5753 | 1224.508 | 778.1866 | 0 | 0 | 0 | 0 | 0% | 0% | 0% | 0% | 72% | 28% | 0% | 0% | 0% | 0% | 100% | [10 empty] | 0 | 0 | 0 | 0 | 1898.1276 | 738.1607 | 0 | 0 | 0 | 0 | 0 | 0 | 0 | 0 | 0 | 0 | 0 | 0 | 0 | 0 | 0 | 0 | 0 | 0 | 104.8898 | 40.0258 | 0 | 0 | 0 | 0 | 0 | 0 | 0 | 0 | 2003.0174 | 778.1866 | 0 | 0 | 0 | 0 | 0
23 | Moorabool Terminal Station Circuit Breaker Replacement | Replacement - Major Station | Major Station | TRUE | Transformers | Network | Labour - Internal | 10% | 0 | 0 | 0 | 0 | 13.1814 | 171.3587 | 289.9917 | 184.5402 | 0 | 0 | 0 | 0 | 0 | 0 | 0 | 0.13014 | 2.591 | 5.859 | 5.1965 | 0 | 0 | 0 | 0 | 0 | 0 | 0 | 0.80998 | 9.4255 | 16.4613 | 10.2882 | 0 | 0 | 0 | 0 | 0 | 0 | 0 | 14.1216 | 183.3752 | 312.312 | 200.0249 | 0 | 0 | 0 | 0 | 0% | 0% | 0% | 0% | 72% | 28% | 0% | 0% | 0% | 0% | 100% | [10 empty] | 0 | 0 | 0 | 0 | 474.5319 | 184.5402 | 0 | 0 | 0 | 0 | 0 | 0 | 0 | 0 | 8.5801 | 5.1965 | 0 | 0 | 0 | 0 | 0 | 0 | 0 | 0 | 26.6967 | 10.2882 | 0 | 0 | 0 | 0 | 0 | 0 | 0 | 0 | 509.8088 | 200.0249 | 0 | 0 | 0 | 0 | 0
24 | Moorabool Terminal Station Circuit Breaker Replacement | Replacement - Major Station | Major Station | TRUE | Transformers | Network | Labour - External | 50% | 0 | 0 | 0 | 0 | 65.9072 | 856.7937 | 1449.9586 | 922.7009 | 0 | 0 | 0 | 0 | 0 | 0 | 0 | -0.096105 | [5 empty] | 0 | 0 | 0 | 0 | 0 | 4.0044 | 46.4255 | 80.6764 | 50.0323 | 0 | 0 | 0 | 0 | 0 | 0 | 0 | 69.8155 | 903.2192 | 1530.635 | 972.7332 | 0 | 0 | 0 | 0 | 0% | 0% | 0% | 0% | 72% | 28% | 0% | 0% | 0% | 0% | 100% | [10 empty] | 0 | 0 | 0 | 0 | 2372.6595 | 922.7009 | 0 | 0 | 0 | 0 | 0 | 0 | 0 | 0 | -0.096105 | 0 | 0 | 0 | 0 | 0 | 0 | 0 | 0 | 0 | 131.1064 | 50.0323 | 0 | 0 | 0 | 0 | 0 | 0 | 0 | 0 | 2503.6697 | 972.7332 | 0 | 0 | 0 | 0 | 0
25 | Moorabool Terminal Station Circuit Breaker Replacement | Replacement - Major Station | Major Station | TRUE | Towers and Conductor | Network | Materials | 40% | 0 | 0 | 0 | 0 | 3.4664 | 45.0633 | 76.261 | 48.5298 | 0 | 0 | 0 | 0 | 0 | 0 | 0 | 0 | 0 | 0 | 0 | 0 | 0 | 0 | 0 | 0 | 0 | 0 | 0.21092 | 2.4418 | 4.2432 | 2.6315 | 0 | 0 | 0 | 0 | 0 | 0 | 0 | 3.6773 | 47.5051 | 80.5042 | 51.1612 | 0 | 0 | 0 | 0 | 0% | 0% | 0% | 0% | 72% | 28% | 0% | 0% | 0% | 0% | 100% | [10 empty] | 0 | 0 | 0 | 0 | 124.7908 | 48.5298 | 0 | 0 | 0 | 0 | 0 | 0 | 0 | 0 | 0 | 0 | 0 | 0 | 0 | 0 | 0 | 0 | 0 | 0 | 6.8959 | 2.6315 | 0 | 0 | 0 | 0 | 0 | 0 | 0 | 0 | 131.6867 | 51.1612 | 0 | 0 | 0 | 0 | 0
26 | Moorabool Terminal Station Circuit Breaker Replacement | Replacement - Major Station | Major Station | TRUE | Towers and Conductor | Network | Labour - Internal | 10% | 0 | 0 | 0 | 0 | 0.8666 | 11.2658 | 19.0653 | 12.1324 | 0 | 0 | 0 | 0 | 0 | 0 | 0 | 0.0085559 | 0.17034 | 0.3852 | 0.34164 | 0 | 0 | 0 | 0 | 0 | 0 | 0 | 0.053251 | 0.61967 | 1.0822 | 0.67639 | 0 | 0 | 0 | 0 | 0 | 0 | 0 | 0.92841 | 12.0558 | 20.5327 | 13.1505 | 0 | 0 | 0 | 0 | 0% | 0% | 0% | 0% | 72% | 28% | 0% | 0% | 0% | 0% | 100% | [10 empty] | 0 | 0 | 0 | 0 | 31.1977 | 12.1324 | 0 | 0 | 0 | 0 | 0 | 0 | 0 | 0 | 0.56409 | 0.34164 | 0 | 0 | 0 | 0 | 0 | 0 | 0 | 0 | 1.7552 | 0.67639 | 0 | 0 | 0 | 0 | 0 | 0 | 0 | 0 | 33.5169 | 13.1505 | 0 | 0 | 0 | 0 | 0
27 | Moorabool Terminal Station Circuit Breaker Replacement | Replacement - Major Station | Major Station | TRUE | Towers and Conductor | Network | Labour - External | 50% | 0 | 0 | 0 | 0 | 4.333 | 56.3292 | 95.3263 | 60.6622 | 0 | 0 | 0 | 0 | 0 | 0 | 0 | -0.0063183 | [5 empty] | 0 | 0 | 0 | 0 | 0 | 0.26327 | 3.0522 | 5.304 | 3.2893 | 0 | 0 | 0 | 0 | 0 | 0 | 0 | 4.59 | 59.3814 | 100.6303 | 63.9515 | 0 | 0 | 0 | 0 | 0% | 0% | 0% | 0% | 72% | 28% | 0% | 0% | 0% | 0% | 100% | [10 empty] | 0 | 0 | 0 | 0 | 155.9885 | 60.6622 | 0 | 0 | 0 | 0 | 0 | 0 | 0 | 0 | -0.0063183 | 0 | 0 | 0 | 0 | 0 | 0 | 0 | 0 | 0 | 8.6195 | 3.2893 | 0 | 0 | 0 | 0 | 0 | 0 | 0 | 0 | 164.6016 | 63.9515 | 0 | 0 | 0 | 0 | 0
28 | Moorabool Terminal Station Circuit Breaker Replacement | Replacement - Major Station | Major Station | TRUE | Establishment | Network | Materials | 40% | 0 | 0 | 0 | 0 | 25.2684 | 328.4896 | 555.9055 | 353.7581 | 0 | 0 | 0 | 0 | 0 | 0 | 0 | 0 | 0 | 0 | 0 | 0 | 0 | 0 | 0 | 0 | 0 | 0 | 1.5375 | 17.7993 | 30.9309 | 19.1821 | 0 | 0 | 0 | 0 | 0 | 0 | 0 | 26.806 | 346.2889 | 586.8364 | 372.9402 | 0 | 0 | 0 | 0 | 0% | 0% | 0% | 0% | 72% | 28% | 0% | 0% | 0% | 0% | 100% | [10 empty] | 0 | 0 | 0 | 0 | 909.6636 | 353.7581 | 0 | 0 | 0 | 0 | 0 | 0 | 0 | 0 | 0 | 0 | 0 | 0 | 0 | 0 | 0 | 0 | 0 | 0 | 50.2676 | 19.1821 | 0 | 0 | 0 | 0 | 0 | 0 | 0 | 0 | 959.9312 | 372.9402 | 0 | 0 | 0 | 0 | 0
29 | Moorabool Terminal Station Circuit Breaker Replacement | Replacement - Major Station | Major Station | TRUE | Establishment | Network | Labour - Internal | 10% | 0 | 0 | 0 | 0 | 6.3171 | 82.1224 | 138.9764 | 88.4395 | 0 | 0 | 0 | 0 | 0 | 0 | 0 | 0.062368 | 1.2417 | 2.8079 | 2.4904 | 0 | 0 | 0 | 0 | 0 | 0 | 0 | 0.38817 | 4.5171 | 7.889 | 4.9306 | 0 | 0 | 0 | 0 | 0 | 0 | 0 | 6.7677 | 87.8812 | 149.6732 | 95.8604 | 0 | 0 | 0 | 0 | 0% | 0% | 0% | 0% | 72% | 28% | 0% | 0% | 0% | 0% | 100% | [10 empty] | 0 | 0 | 0 | 0 | 227.4159 | 88.4395 | 0 | 0 | 0 | 0 | 0 | 0 | 0 | 0 | 4.112 | 2.4904 | 0 | 0 | 0 | 0 | 0 | 0 | 0 | 0 | 12.7942 | 4.9306 | 0 | 0 | 0 | 0 | 0 | 0 | 0 | 0 | 244.3221 | 95.8604 | 0 | 0 | 0 | 0 | 0
30 | Moorabool Terminal Station Circuit Breaker Replacement | Replacement - Major Station | Major Station | TRUE | Establishment | Network | Labour - External | 50% | 0 | 0 | 0 | 0 | 31.5855 | 410.612 | 694.8819 | 442.1976 | 0 | 0 | 0 | 0 | 0 | 0 | 0 | -0.046057 | [5 empty] | 0 | 0 | 0 | 0 | 0 | 1.9191 | 22.2491 | 38.6636 | 23.9776 | 0 | 0 | 0 | 0 | 0 | 0 | 0 | 33.4586 | 432.8611 | 733.5455 | 466.1752 | 0 | 0 | 0 | 0 | 0% | 0% | 0% | 0% | 72% | 28% | 0% | 0% | 0% | 0% | 100% | [10 empty] | 0 | 0 | 0 | 0 | 1137.0795 | 442.1976 | 0 | 0 | 0 | 0 | 0 | 0 | 0 | 0 | -0.046057 | 0 | 0 | 0 | 0 | 0 | 0 | 0 | 0 | 0 | 62.8317 | 23.9776 | 0 | 0 | 0 | 0 | 0 | 0 | 0 | 0 | 1199.8652 | 466.1752 | 0 | 0 | 0 | 0 | 0
31 | RCTS Transformer and Switchgear Replacement | Replacement - Major Station | Major Station | TRUE | Secondary | Network | Materials | 40% | 0 | 0 | 0 | 0 | 0 | 10.9407 | 142.1571 | 240.5993 | 153.0978 | 0 | 0 | 0 | 0 | 0 | 0 | 0 | 0 | 0 | 0 | 0 | 0 | 0 | 0 | 0 | 0 | 0 | 0 | 0.59282 | 7.9097 | 13.0462 | 10.7379 | 0 | 0 | 0 | 0 | 0 | 0 | 0 | 11.5335 | 150.0668 | 253.6455 | 163.8357 | 0 | 0 | 0 | 0% | 0% | 0% | 0% | 0% | 72% | 28% | 0% | 0% | 0% | 100% | [10 empty] | 0 | 0 | 0 | 0 | 0 | 393.6924 | 153.1026 | 0 | 0 | 0 | 0 | 0 | 0 | 0 | 0 | 0 | 0 | 0 | 0 | 0 | 0 | 0 | 0 | 0 | 0 | 21.5487 | 10.7379 | 0 | 0 | 0 | 0 | 0 | 0 | 0 | 0 | 415.2411 | 163.8405 | 0 | 0 | 0 | 0
32 | RCTS Transformer and Switchgear Replacement | Replacement - Major Station | Major Station | TRUE | Secondary | Network | Labour - Internal | 10% | 0 | 0 | 0 | 0 | 0 | 2.7352 | 35.5393 | 60.1498 | 38.2745 | 0 | 0 | 0 | 0 | 0 | 0 | 0 | 0.041356 | 0.71804 | 1.6938 | 1.511 | 0 | 0 | 0 | 0 | 0 | 0 | 0 | 0.15045 | 2.0174 | 3.3534 | 2.7905 | 0 | 0 | 0 | 0 | 0 | 0 | 0 | 2.927 | 38.2747 | 65.197 | 42.5759 | 0 | 0 | 0 | 0% | 0% | 0% | 0% | 0% | 72% | 28% | 0% | 0% | 0% | 100% | [10 empty] | 0 | 0 | 0 | 0 | 0 | 98.4231 | 38.2756 | 0 | 0 | 0 | 0 | 0 | 0 | 0 | 0 | 2.4532 | 1.511 | 0 | 0 | 0 | 0 | 0 | 0 | 0 | 0 | 5.5212 | 2.7905 | 0 | 0 | 0 | 0 | 0 | 0 | 0 | 0 | 106.3975 | 42.5771 | 0 | 0 | 0 | 0
33 | RCTS Transformer and Switchgear Replacement | Replacement - Major Station | Major Station | TRUE | Secondary | Network | Labour - External | 50% | 0 | 0 | 0 | 0 | 0 | 13.6758 | 177.6964 | 300.7492 | 191.3723 | 0 | 0 | 0 | 0 | 0 | 0 | 0 | [5 empty] | 0 | 0 | 0 | 0 | 0 | 0 | 0.74103 | 9.8871 | 16.3077 | 13.4224 | 0 | 0 | 0 | 0 | 0 | 0 | 0 | 14.4169 | 187.5835 | 317.0569 | 204.7947 | 0 | 0 | 0 | 0% | 0% | 0% | 0% | 0% | 72% | 28% | 0% | 0% | 0% | 100% | [10 empty] | 0 | 0 | 0 | 0 | 0 | 492.1154 | 191.3782 | 0 | 0 | 0 | 0 | 0 | 0 | 0 | 0 | 0 | 0 | 0 | 0 | 0 | 0 | 0 | 0 | 0 | 0 | 26.9359 | 13.4224 | 0 | 0 | 0 | 0 | 0 | 0 | 0 | 0 | 519.0513 | 204.8006 | 0 | 0 | 0 | 0
34 | RCTS Transformer and Switchgear Replacement | Replacement - Major Station | Major Station | TRUE | Switchgear | Network | Materials | 40% | 0 | 0 | 0 | 0 | 0 | 59.3954 | 771.7517 | 1306.1809 | 831.1471 | 0 | 0 | 0 | 0 | 0 | 0 | 0 | 0 | 0 | 0 | 0 | 0 | 0 | 0 | 0 | 0 | 0 | 0 | 3.2183 | 42.9407 | 70.826 | 58.2947 | 0 | 0 | 0 | 0 | 0 | 0 | 0 | 62.6138 | 814.6923 | 1377.007 | 889.4418 | 0 | 0 | 0 | 0% | 0% | 0% | 0% | 0% | 72% | 28% | 0% | 0% | 0% | 100% | [10 empty] | 0 | 0 | 0 | 0 | 0 | 2137.3021 | 831.173 | 0 | 0 | 0 | 0 | 0 | 0 | 0 | 0 | 0 | 0 | 0 | 0 | 0 | 0 | 0 | 0 | 0 | 0 | 116.985 | 58.2947 | 0 | 0 | 0 | 0 | 0 | 0 | 0 | 0 | 2254.2871 | 889.4678 | 0 | 0 | 0 | 0
35 | RCTS Transformer and Switchgear Replacement | Replacement - Major Station | Major Station | TRUE | Switchgear | Network | Labour - Internal | 10% | 0 | 0 | 0 | 0 | 0 | 14.8489 | 192.9379 | 326.5452 | 207.7868 | 0 | 0 | 0 | 0 | 0 | 0 | 0 | 0.22452 | 3.8981 | 9.1952 | 8.2029 | 0 | 0 | 0 | 0 | 0 | 0 | 0 | 0.81675 | 10.9521 | 18.2051 | 15.149 | 0 | 0 | 0 | 0 | 0 | 0 | 0 | 15.8901 | 207.7881 | 353.9455 | 231.1387 | 0 | 0 | 0 | 0% | 0% | 0% | 0% | 0% | 72% | 28% | 0% | 0% | 0% | 100% | [10 empty] | 0 | 0 | 0 | 0 | 0 | 534.3255 | 207.7933 | 0 | 0 | 0 | 0 | 0 | 0 | 0 | 0 | 13.3178 | 8.2029 | 0 | 0 | 0 | 0 | 0 | 0 | 0 | 0 | 29.9739 | 15.149 | 0 | 0 | 0 | 0 | 0 | 0 | 0 | 0 | 577.6173 | 231.1451 | 0 | 0 | 0 | 0
36 | RCTS Transformer and Switchgear Replacement | Replacement - Major Station | Major Station | TRUE | Switchgear | Network | Labour - External | 50% | 0 | 0 | 0 | 0 | 0 | 74.2443 | 964.6896 | 1632.7262 | 1038.9339 | 0 | 0 | 0 | 0 | 0 | 0 | 0 | [5 empty] | 0 | 0 | 0 | 0 | 0 | 0 | 4.0229 | 53.6758 | 88.5325 | 72.8684 | 0 | 0 | 0 | 0 | 0 | 0 | 0 | 78.2672 | 1018.3654 | 1721.2587 | 1111.8023 | 0 | 0 | 0 | 0% | 0% | 0% | 0% | 0% | 72% | 28% | 0% | 0% | 0% | 100% | [10 empty] | 0 | 0 | 0 | 0 | 0 | 2671.6276 | 1038.9663 | 0 | 0 | 0 | 0 | 0 | 0 | 0 | 0 | 0 | 0 | 0 | 0 | 0 | 0 | 0 | 0 | 0 | 0 | 146.2313 | 72.8684 | 0 | 0 | 0 | 0 | 0 | 0 | 0 | 0 | 2817.8589 | 1111.8347 | 0 | 0 | 0 | 0
37 | RCTS Transformer and Switchgear Replacement | Replacement - Major Station | Major Station | TRUE | Transformers | Network | Materials | 40% | 0 | 0 | 0 | 0 | 0 | 63.5484 | 825.7133 | 1397.5103 | 889.2617 | 0 | 0 | 0 | 0 | 0 | 0 | 0 | 0 | 0 | 0 | 0 | 0 | 0 | 0 | 0 | 0 | 0 | 0 | 3.4434 | 45.9431 | 75.7782 | 62.3707 | 0 | 0 | 0 | 0 | 0 | 0 | 0 | 66.9918 | 871.6564 | 1473.2886 | 951.6324 | 0 | 0 | 0 | 0% | 0% | 0% | 0% | 0% | 72% | 28% | 0% | 0% | 0% | 100% | [10 empty] | 0 | 0 | 0 | 0 | 0 | 2286.7442 | 889.2894 | 0 | 0 | 0 | 0 | 0 | 0 | 0 | 0 | 0 | 0 | 0 | 0 | 0 | 0 | 0 | 0 | 0 | 0 | 125.1647 | 62.3707 | 0 | 0 | 0 | 0 | 0 | 0 | 0 | 0 | 2411.909 | 951.6602 | 0 | 0 | 0 | 0
38 | RCTS Transformer and Switchgear Replacement | Replacement - Major Station | Major Station | TRUE | Transformers | Network | Labour - Internal | 10% | 0 | 0 | 0 | 0 | 0 | 15.8871 | 206.4283 | 349.3776 | 222.3154 | 0 | 0 | 0 | 0 | 0 | 0 | 0 | 0.24021 | 4.1707 | 9.8381 | 8.7764 | 0 | 0 | 0 | 0 | 0 | 0 | 0 | 0.87386 | 11.7178 | 19.478 | 16.2082 | 0 | 0 | 0 | 0 | 0 | 0 | 0 | 17.0012 | 222.3168 | 378.6937 | 247.3001 | 0 | 0 | 0 | 0% | 0% | 0% | 0% | 0% | 72% | 28% | 0% | 0% | 0% | 100% | [10 empty] | 0 | 0 | 0 | 0 | 0 | 571.6861 | 222.3224 | 0 | 0 | 0 | 0 | 0 | 0 | 0 | 0 | 14.249 | 8.7764 | 0 | 0 | 0 | 0 | 0 | 0 | 0 | 0 | 32.0697 | 16.2082 | 0 | 0 | 0 | 0 | 0 | 0 | 0 | 0 | 618.0048 | 247.307 | 0 | 0 | 0 | 0
39 | RCTS Transformer and Switchgear Replacement | Replacement - Major Station | Major Station | TRUE | Transformers | Network | Labour - External | 50% | 0 | 0 | 0 | 0 | 0 | 79.4355 | 1032.1416 | 1746.8879 | 1111.5771 | 0 | 0 | 0 | 0 | 0 | 0 | 0 | [5 empty] | 0 | 0 | 0 | 0 | 0 | 0 | 4.3042 | 57.4289 | 94.7228 | 77.9634 | 0 | 0 | 0 | 0 | 0 | 0 | 0 | 83.7398 | 1089.5705 | 1841.6107 | 1189.5405 | 0 | 0 | 0 | 0% | 0% | 0% | 0% | 0% | 72% | 28% | 0% | 0% | 0% | 100% | [10 empty] | 0 | 0 | 0 | 0 | 0 | 2858.4303 | 1111.6118 | 0 | 0 | 0 | 0 | 0 | 0 | 0 | 0 | 0 | 0 | 0 | 0 | 0 | 0 | 0 | 0 | 0 | 0 | 156.4559 | 77.9634 | 0 | 0 | 0 | 0 | 0 | 0 | 0 | 0 | 3014.8862 | 1189.5752 | 0 | 0 | 0 | 0
40 | RCTS Transformer and Switchgear Replacement | Replacement - Major Station | Major Station | TRUE | Towers and Conductor | Network | Materials | 40% | 0 | 0 | 0 | 0 | 0 | 4.1779 | 54.2858 | 91.8781 | 58.4638 | 0 | 0 | 0 | 0 | 0 | 0 | 0 | 0 | 0 | 0 | 0 | 0 | 0 | 0 | 0 | 0 | 0 | 0 | 0.22638 | 3.0205 | 4.982 | 4.1005 | 0 | 0 | 0 | 0 | 0 | 0 | 0 | 4.4043 | 57.3063 | 96.8601 | 62.5643 | 0 | 0 | 0 | 0% | 0% | 0% | 0% | 0% | 72% | 28% | 0% | 0% | 0% | 100% | [10 empty] | 0 | 0 | 0 | 0 | 0 | 150.3401 | 58.4656 | 0 | 0 | 0 | 0 | 0 | 0 | 0 | 0 | 0 | 0 | 0 | 0 | 0 | 0 | 0 | 0 | 0 | 0 | 8.2288 | 4.1005 | 0 | 0 | 0 | 0 | 0 | 0 | 0 | 0 | 158.5689 | 62.5661 | 0 | 0 | 0 | 0
41 | RCTS Transformer and Switchgear Replacement | Replacement - Major Station | Major Station | TRUE | Towers and Conductor | Network | Labour - Internal | 10% | 0 | 0 | 0 | 0 | 0 | 1.0445 | 13.5715 | 22.9695 | 14.6159 | 0 | 0 | 0 | 0 | 0 | 0 | 0 | 0.015793 | 0.2742 | 0.6468 | 0.577 | 0 | 0 | 0 | 0 | 0 | 0 | 0 | 0.057451 | 0.77038 | 1.2806 | 1.0656 | 0 | 0 | 0 | 0 | 0 | 0 | 0 | 1.1177 | 14.616 | 24.8969 | 16.2585 | 0 | 0 | 0 | 0% | 0% | 0% | 0% | 0% | 72% | 28% | 0% | 0% | 0% | 100% | [10 empty] | 0 | 0 | 0 | 0 | 0 | 37.585 | 14.6164 | 0 | 0 | 0 | 0 | 0 | 0 | 0 | 0 | 0.93679 | 0.577 | 0 | 0 | 0 | 0 | 0 | 0 | 0 | 0 | 2.1084 | 1.0656 | 0 | 0 | 0 | 0 | 0 | 0 | 0 | 0 | 40.6302 | 16.259 | 0 | 0 | 0 | 0
42 | RCTS Transformer and Switchgear Replacement | Replacement - Major Station | Major Station | TRUE | Towers and Conductor | Network | Labour - External | 50% | 0 | 0 | 0 | 0 | 0 | 5.2224 | 67.8573 | 114.8477 | 73.0797 | 0 | 0 | 0 | 0 | 0 | 0 | 0 | [5 empty] | 0 | 0 | 0 | 0 | 0 | 0 | 0.28298 | 3.7756 | 6.2275 | 5.1256 | 0 | 0 | 0 | 0 | 0 | 0 | 0 | 5.5054 | 71.6329 | 121.0751 | 78.2053 | 0 | 0 | 0 | 0% | 0% | 0% | 0% | 0% | 72% | 28% | 0% | 0% | 0% | 100% | [10 empty] | 0 | 0 | 0 | 0 | 0 | 187.9251 | 73.082 | 0 | 0 | 0 | 0 | 0 | 0 | 0 | 0 | 0 | 0 | 0 | 0 | 0 | 0 | 0 | 0 | 0 | 0 | 10.2861 | 5.1256 | 0 | 0 | 0 | 0 | 0 | 0 | 0 | 0 | 198.2111 | 78.2076 | 0 | 0 | 0 | 0
43 | RCTS Transformer and Switchgear Replacement | Replacement - Major Station | Major Station | TRUE | Establishment | Network | Materials | 40% | 0 | 0 | 0 | 0 | 0 | 30.4551 | 395.717 | 669.7465 | 426.1721 | 0 | 0 | 0 | 0 | 0 | 0 | 0 | 0 | 0 | 0 | 0 | 0 | 0 | 0 | 0 | 0 | 0 | 0 | 1.6502 | 22.0179 | 36.3162 | 29.8907 | 0 | 0 | 0 | 0 | 0 | 0 | 0 | 32.1053 | 417.7349 | 706.0626 | 456.0628 | 0 | 0 | 0 | 0% | 0% | 0% | 0% | 0% | 72% | 28% | 0% | 0% | 0% | 100% | [10 empty] | 0 | 0 | 0 | 0 | 0 | 1095.9053 | 426.1854 | 0 | 0 | 0 | 0 | 0 | 0 | 0 | 0 | 0 | 0 | 0 | 0 | 0 | 0 | 0 | 0 | 0 | 0 | 59.9843 | 29.8907 | 0 | 0 | 0 | 0 | 0 | 0 | 0 | 0 | 1155.8895 | 456.0761 | 0 | 0 | 0 | 0
44 | RCTS Transformer and Switchgear Replacement | Replacement - Major Station | Major Station | TRUE | Establishment | Network | Labour - Internal | 10% | 0 | 0 | 0 | 0 | 0 | 7.6138 | 98.9292 | 167.4366 | 106.543 | 0 | 0 | 0 | 0 | 0 | 0 | 0 | 0.11512 | 1.9988 | 4.7148 | 4.206 | 0 | 0 | 0 | 0 | 0 | 0 | 0 | 0.41879 | 5.6157 | 9.3347 | 7.7677 | 0 | 0 | 0 | 0 | 0 | 0 | 0 | 8.1477 | 106.5437 | 181.4862 | 118.5167 | 0 | 0 | 0 | 0% | 0% | 0% | 0% | 0% | 72% | 28% | 0% | 0% | 0% | 100% | [10 empty] | 0 | 0 | 0 | 0 | 0 | 273.9763 | 106.5463 | 0 | 0 | 0 | 0 | 0 | 0 | 0 | 0 | 6.8287 | 4.206 | 0 | 0 | 0 | 0 | 0 | 0 | 0 | 0 | 15.3692 | 7.7677 | 0 | 0 | 0 | 0 | 0 | 0 | 0 | 0 | 296.1742 | 118.5201 | 0 | 0 | 0 | 0
45 | RCTS Transformer and Switchgear Replacement | Replacement - Major Station | Major Station | TRUE | Establishment | Network | Labour - External | 50% | 0 | 0 | 0 | 0 | 0 | 38.0689 | 494.6462 | 837.1831 | 532.7151 | 0 | 0 | 0 | 0 | 0 | 0 | 0 | [5 empty] | 0 | 0 | 0 | 0 | 0 | 0 | 2.0628 | 27.5224 | 45.3952 | 37.3634 | 0 | 0 | 0 | 0 | 0 | 0 | 0 | 40.1317 | 522.1686 | 882.5783 | 570.0785 | 0 | 0 | 0 | 0% | 0% | 0% | 0% | 0% | 72% | 28% | 0% | 0% | 0% | 100% | [10 empty] | 0 | 0 | 0 | 0 | 0 | 1369.8816 | 532.7317 | 0 | 0 | 0 | 0 | 0 | 0 | 0 | 0 | 0 | 0 | 0 | 0 | 0 | 0 | 0 | 0 | 0 | 0 | 74.9803 | 37.3634 | 0 | 0 | 0 | 0 | 0 | 0 | 0 | 0 | 1444.8619 | 570.0951 | 0 | 0 | 0 | 0
46 | LYPS and HWTS 500kV Circuit Breaker Replacement Stage 2 | Replacement - Major Station | Major Station | TRUE | Secondary | Network | Materials | 40% | 0 | 0 | 0 | 0 | 0 | 0 | 0 | 0 | 0 | 0 | 39.9836 | 519.7872 | 0 | 0 | 0 | 0 | 0 | 0 | 0 | 0 | 0 | 0 | 0 | 0 | 0 | 0 | 0 | 0 | 0 | 0 | 0 | 0 | 2.5208 | 32.7707 | 0 | 0 | 0 | 0 | 0 | 0 | 0 | 0 | 0 | 42.5045 | 552.5579 | 0% | 0% | 0% | 0% | 0% | 0% | 0% | 0% | 0% | 100% | 100% | [10 empty] | 0 | 0 | 0 | 0 | 0 | 0 | 0 | 0 | 0 | 559.7709 | 0 | 0 | 0 | 0 | 0 | 0 | 0 | 0 | 0 | 0 | 0 | 0 | 0 | 0 | 0 | 0 | 0 | 0 | 0 | 35.2915 | 0 | 0 | 0 | 0 | 0 | 0 | 0 | 0 | 0 | 595.0624 | 0
47 | LYPS and HWTS 500kV Circuit Breaker Replacement Stage 2 | Replacement - Major Station | Major Station | TRUE | Secondary | Network | Labour - Internal | 10% | 0 | 0 | 0 | 0 | 0 | 0 | 0 | 0 | 0 | 0 | 9.9959 | 129.9468 | 0 | 0 | 0 | 0 | 0 | 0 | 0 | 0 | 0 | 0.62464 | 9.6402 | 0 | 0 | 0 | 0 | 0 | 0 | 0 | 0 | 0 | 0.66959 | 8.8005 | 0 | 0 | 0 | 0 | 0 | 0 | 0 | 0 | 0 | 11.2901 | 148.3875 | 0% | 0% | 0% | 0% | 0% | 0% | 0% | 0% | 0% | 100% | 100% | [10 empty] | 0 | 0 | 0 | 0 | 0 | 0 | 0 | 0 | 0 | 139.9427 | 0 | 0 | 0 | 0 | 0 | 0 | 0 | 0 | 0 | 10.2648 | 0 | 0 | 0 | 0 | 0 | 0 | 0 | 0 | 0 | 9.47 | 0 | 0 | 0 | 0 | 0 | 0 | 0 | 0 | 0 | 159.6776 | 0
48 | LYPS and HWTS 500kV Circuit Breaker Replacement Stage 2 | Replacement - Major Station | Major Station | TRUE | Secondary | Network | Labour - External | 50% | 0 | 0 | 0 | 0 | 0 | 0 | 0 | 0 | 0 | 0 | 49.9795 | 649.734 | 0 | 0 | 0 | 0 | [5 empty] | 2.8564 | 45.6871 | 0 | 0 | 0 | 0 | 0 | 0 | 0 | 0 | 0 | 3.3311 | 43.8438 | 0 | 0 | 0 | 0 | 0 | 0 | 0 | 0 | 0 | 56.167 | 739.2649 | 0% | 0% | 0% | 0% | 0% | 0% | 0% | 0% | 0% | 100% | 100% | [10 empty] | 0 | 0 | 0 | 0 | 0 | 0 | 0 | 0 | 0 | 699.7136 | 0 | 0 | 0 | 0 | 0 | 0 | 0 | 0 | 0 | 48.5435 | 0 | 0 | 0 | 0 | 0 | 0 | 0 | 0 | 0 | 47.1749 | 0 | 0 | 0 | 0 | 0 | 0 | 0 | 0 | 0 | 795.432 | 0
49 | LYPS and HWTS 500kV Circuit Breaker Replacement Stage 2 | Replacement - Major Station | Major Station | TRUE | Switchgear | Network | Materials | 40% | 0 | 0 | 0 | 0 | 0 | 0 | 0 | 0 | 0 | 0 | 217.0657 | 2821.854 | 0 | 0 | 0 | 0 | 0 | 0 | 0 | 0 | 0 | 0 | 0 | 0 | 0 | 0 | 0 | 0 | 0 | 0 | 0 | 0 | 13.6852 | 177.9077 | 0 | 0 | 0 | 0 | 0 | 0 | 0 | 0 | 0 | 230.7509 | 2999.7617 | 0% | 0% | 0% | 0% | 0% | 0% | 0% | 0% | 0% | 100% | 100% | [10 empty] | 0 | 0 | 0 | 0 | 0 | 0 | 0 | 0 | 0 | 3038.9197 | 0 | 0 | 0 | 0 | 0 | 0 | 0 | 0 | 0 | 0 | 0 | 0 | 0 | 0 | 0 | 0 | 0 | 0 | 0 | 191.5929 | 0 | 0 | 0 | 0 | 0 | 0 | 0 | 0 | 0 | 3230.5126 | 0
50 | LYPS and HWTS 500kV Circuit Breaker Replacement Stage 2 | Replacement - Major Station | Major Station | TRUE | Switchgear | Network | Labour - Internal | 10% | 0 | 0 | 0 | 0 | 0 | 0 | 0 | 0 | 0 | 0 | 54.2664 | 705.4635 | 0 | 0 | 0 | 0 | 0 | 0 | 0 | 0 | 0 | 3.3911 | 52.3354 | 0 | 0 | 0 | 0 | 0 | 0 | 0 | 0 | 0 | 3.6351 | 47.7765 | 0 | 0 | 0 | 0 | 0 | 0 | 0 | 0 | 0 | 61.2926 | 805.5753 | 0% | 0% | 0% | 0% | 0% | 0% | 0% | 0% | 0% | 100% | 100% | [10 empty] | 0 | 0 | 0 | 0 | 0 | 0 | 0 | 0 | 0 | 759.7299 | 0 | 0 | 0 | 0 | 0 | 0 | 0 | 0 | 0 | 55.7264 | 0 | 0 | 0 | 0 | 0 | 0 | 0 | 0 | 0 | 51.4116 | 0 | 0 | 0 | 0 | 0 | 0 | 0 | 0 | 0 | 866.8679 | 0
51 | LYPS and HWTS 500kV Circuit Breaker Replacement Stage 2 | Replacement - Major Station | Major Station | TRUE | Switchgear | Network | Labour - External | 50% | 0 | 0 | 0 | 0 | 0 | 0 | 0 | 0 | 0 | 0 | 271.3321 | 3527.3175 | 0 | 0 | 0 | 0 | [5 empty] | 15.5069 | 248.029 | 0 | 0 | 0 | 0 | 0 | 0 | 0 | 0 | 0 | 18.0842 | 238.0219 | 0 | 0 | 0 | 0 | 0 | 0 | 0 | 0 | 0 | 304.9232 | 4013.3684 | 0% | 0% | 0% | 0% | 0% | 0% | 0% | 0% | 0% | 100% | 100% | [10 empty] | 0 | 0 | 0 | 0 | 0 | 0 | 0 | 0 | 0 | 3798.6496 | 0 | 0 | 0 | 0 | 0 | 0 | 0 | 0 | 0 | 263.5359 | 0 | 0 | 0 | 0 | 0 | 0 | 0 | 0 | 0 | 256.1061 | 0 | 0 | 0 | 0 | 0 | 0 | 0 | 0 | 0 | 4318.2915 | 0
52 | LYPS and HWTS 500kV Circuit Breaker Replacement Stage 2 | Replacement - Major Station | Major Station | TRUE | Transformers | Network | Materials | 40% | 0 | 0 | 0 | 0 | 0 | 0 | 0 | 0 | 0 | 0 | 232.2431 | 3019.1606 | 0 | 0 | 0 | 0 | 0 | 0 | 0 | 0 | 0 | 0 | 0 | 0 | 0 | 0 | 0 | 0 | 0 | 0 | 0 | 0 | 14.6421 | 190.3471 | 0 | 0 | 0 | 0 | 0 | 0 | 0 | 0 | 0 | 246.8852 | 3209.5078 | 0% | 0% | 0% | 0% | 0% | 0% | 0% | 0% | 0% | 100% | 100% | [10 empty] | 0 | 0 | 0 | 0 | 0 | 0 | 0 | 0 | 0 | 3251.4038 | 0 | 0 | 0 | 0 | 0 | 0 | 0 | 0 | 0 | 0 | 0 | 0 | 0 | 0 | 0 | 0 | 0 | 0 | 0 | 204.9892 | 0 | 0 | 0 | 0 | 0 | 0 | 0 | 0 | 0 | 3456.393 | 0
53 | LYPS and HWTS 500kV Circuit Breaker Replacement Stage 2 | Replacement - Major Station | Major Station | TRUE | Transformers | Network | Labour - Internal | 10% | 0 | 0 | 0 | 0 | 0 | 0 | 0 | 0 | 0 | 0 | 58.0608 | 754.7902 | 0 | 0 | 0 | 0 | 0 | 0 | 0 | 0 | 0 | 3.6282 | 55.9947 | 0 | 0 | 0 | 0 | 0 | 0 | 0 | 0 | 0 | 3.8893 | 51.117 | 0 | 0 | 0 | 0 | 0 | 0 | 0 | 0 | 0 | 65.5782 | 861.9019 | 0% | 0% | 0% | 0% | 0% | 0% | 0% | 0% | 0% | 100% | 100% | [10 empty] | 0 | 0 | 0 | 0 | 0 | 0 | 0 | 0 | 0 | 812.8509 | 0 | 0 | 0 | 0 | 0 | 0 | 0 | 0 | 0 | 59.6229 | 0 | 0 | 0 | 0 | 0 | 0 | 0 | 0 | 0 | 55.0063 | 0 | 0 | 0 | 0 | 0 | 0 | 0 | 0 | 0 | 927.4801 | 0
54 | LYPS and HWTS 500kV Circuit Breaker Replacement Stage 2 | Replacement - Major Station | Major Station | TRUE | Transformers | Network | Labour - External | 50% | 0 | 0 | 0 | 0 | 0 | 0 | 0 | 0 | 0 | 0 | 290.3039 | 3773.9508 | 0 | 0 | 0 | 0 | [5 empty] | 16.5911 | 265.3714 | 0 | 0 | 0 | 0 | 0 | 0 | 0 | 0 | 0 | 19.3486 | 254.6646 | 0 | 0 | 0 | 0 | 0 | 0 | 0 | 0 | 0 | 326.2437 | 4293.9868 | 0% | 0% | 0% | 0% | 0% | 0% | 0% | 0% | 0% | 100% | 100% | [10 empty] | 0 | 0 | 0 | 0 | 0 | 0 | 0 | 0 | 0 | 4064.2547 | 0 | 0 | 0 | 0 | 0 | 0 | 0 | 0 | 0 | 281.9625 | 0 | 0 | 0 | 0 | 0 | 0 | 0 | 0 | 0 | 274.0132 | 0 | 0 | 0 | 0 | 0 | 0 | 0 | 0 | 0 | 4620.2305 | 0
55 | LYPS and HWTS 500kV Circuit Breaker Replacement Stage 2 | Replacement - Major Station | Major Station | TRUE | Towers and Conductor | Network | Materials | 40% | 0 | 0 | 0 | 0 | 0 | 0 | 0 | 0 | 0 | 0 | 15.2686 | 198.4922 | 0 | 0 | 0 | 0 | 0 | 0 | 0 | 0 | 0 | 0 | 0 | 0 | 0 | 0 | 0 | 0 | 0 | 0 | 0 | 0 | 0.96263 | 12.5142 | 0 | 0 | 0 | 0 | 0 | 0 | 0 | 0 | 0 | 16.2313 | 211.0064 | 0% | 0% | 0% | 0% | 0% | 0% | 0% | 0% | 0% | 100% | 100% | [10 empty] | 0 | 0 | 0 | 0 | 0 | 0 | 0 | 0 | 0 | 213.7608 | 0 | 0 | 0 | 0 | 0 | 0 | 0 | 0 | 0 | 0 | 0 | 0 | 0 | 0 | 0 | 0 | 0 | 0 | 0 | 13.4768 | 0 | 0 | 0 | 0 | 0 | 0 | 0 | 0 | 0 | 227.2376 | 0
56 | LYPS and HWTS 500kV Circuit Breaker Replacement Stage 2 | Replacement - Major Station | Major Station | TRUE | Towers and Conductor | Network | Labour - Internal | 10% | 0 | 0 | 0 | 0 | 0 | 0 | 0 | 0 | 0 | 0 | 3.8172 | 49.623 | 0 | 0 | 0 | 0 | 0 | 0 | 0 | 0 | 0 | 0.23853 | 3.6813 | 0 | 0 | 0 | 0 | 0 | 0 | 0 | 0 | 0 | 0.2557 | 3.3606 | 0 | 0 | 0 | 0 | 0 | 0 | 0 | 0 | 0 | 4.3114 | 56.665 | 0% | 0% | 0% | 0% | 0% | 0% | 0% | 0% | 0% | 100% | 100% | [10 empty] | 0 | 0 | 0 | 0 | 0 | 0 | 0 | 0 | 0 | 53.4402 | 0 | 0 | 0 | 0 | 0 | 0 | 0 | 0 | 0 | 3.9199 | 0 | 0 | 0 | 0 | 0 | 0 | 0 | 0 | 0 | 3.6163 | 0 | 0 | 0 | 0 | 0 | 0 | 0 | 0 | 0 | 60.9764 | 0
57 | LYPS and HWTS 500kV Circuit Breaker Replacement Stage 2 | Replacement - Major Station | Major Station | TRUE | Towers and Conductor | Network | Labour - External | 50% | 0 | 0 | 0 | 0 | 0 | 0 | 0 | 0 | 0 | 0 | 19.0858 | 248.1152 | 0 | 0 | 0 | 0 | [5 empty] | 1.0908 | 17.4466 | 0 | 0 | 0 | 0 | 0 | 0 | 0 | 0 | 0 | 1.2721 | 16.7427 | 0 | 0 | 0 | 0 | 0 | 0 | 0 | 0 | 0 | 21.4486 | 282.3045 | 0% | 0% | 0% | 0% | 0% | 0% | 0% | 0% | 0% | 100% | 100% | [10 empty] | 0 | 0 | 0 | 0 | 0 | 0 | 0 | 0 | 0 | 267.201 | 0 | 0 | 0 | 0 | 0 | 0 | 0 | 0 | 0 | 18.5374 | 0 | 0 | 0 | 0 | 0 | 0 | 0 | 0 | 0 | 18.0148 | 0 | 0 | 0 | 0 | 0 | 0 | 0 | 0 | 0 | 303.7531 | 0
58 | LYPS and HWTS 500kV Circuit Breaker Replacement Stage 2 | Replacement - Major Station | Major Station | TRUE | Establishment | Network | Materials | 40% | 0 | 0 | 0 | 0 | 0 | 0 | 0 | 0 | 0 | 0 | 111.3008 | 1446.9104 | 0 | 0 | 0 | 0 | 0 | 0 | 0 | 0 | 0 | 0 | 0 | 0 | 0 | 0 | 0 | 0 | 0 | 0 | 0 | 0 | 7.0171 | 91.2224 | 0 | 0 | 0 | 0 | 0 | 0 | 0 | 0 | 0 | 118.3179 | 1538.1329 | 0% | 0% | 0% | 0% | 0% | 0% | 0% | 0% | 0% | 100% | 100% | [10 empty] | 0 | 0 | 0 | 0 | 0 | 0 | 0 | 0 | 0 | 1558.2112 | 0 | 0 | 0 | 0 | 0 | 0 | 0 | 0 | 0 | 0 | 0 | 0 | 0 | 0 | 0 | 0 | 0 | 0 | 0 | 98.2396 | 0 | 0 | 0 | 0 | 0 | 0 | 0 | 0 | 0 | 1656.4508 | 0
59 | LYPS and HWTS 500kV Circuit Breaker Replacement Stage 2 | Replacement - Major Station | Major Station | TRUE | Establishment | Network | Labour - Internal | 10% | 0 | 0 | 0 | 0 | 0 | 0 | 0 | 0 | 0 | 0 | 27.8252 | 361.7276 | 0 | 0 | 0 | 0 | 0 | 0 | 0 | 0 | 0 | 1.7388 | 26.835 | 0 | 0 | 0 | 0 | 0 | 0 | 0 | 0 | 0 | 1.8639 | 24.4975 | 0 | 0 | 0 | 0 | 0 | 0 | 0 | 0 | 0 | 31.4279 | 413.0601 | 0% | 0% | 0% | 0% | 0% | 0% | 0% | 0% | 0% | 100% | 100% | [10 empty] | 0 | 0 | 0 | 0 | 0 | 0 | 0 | 0 | 0 | 389.5528 | 0 | 0 | 0 | 0 | 0 | 0 | 0 | 0 | 0 | 28.5738 | 0 | 0 | 0 | 0 | 0 | 0 | 0 | 0 | 0 | 26.3614 | 0 | 0 | 0 | 0 | 0 | 0 | 0 | 0 | 0 | 444.488 | 0
60 | LYPS and HWTS 500kV Circuit Breaker Replacement Stage 2 | Replacement - Major Station | Major Station | TRUE | Establishment | Network | Labour - External | 50% | 0 | 0 | 0 | 0 | 0 | 0 | 0 | 0 | 0 | 0 | 139.126 | 1808.638 | 0 | 0 | 0 | 0 | [5 empty] | 7.9512 | 127.1773 | 0 | 0 | 0 | 0 | 0 | 0 | 0 | 0 | 0 | 9.2727 | 122.0461 | 0 | 0 | 0 | 0 | 0 | 0 | 0 | 0 | 0 | 156.3499 | 2057.8614 | 0% | 0% | 0% | 0% | 0% | 0% | 0% | 0% | 0% | 100% | 100% | [10 empty] | 0 | 0 | 0 | 0 | 0 | 0 | 0 | 0 | 0 | 1947.764 | 0 | 0 | 0 | 0 | 0 | 0 | 0 | 0 | 0 | 135.1285 | 0 | 0 | 0 | 0 | 0 | 0 | 0 | 0 | 0 | 131.3188 | 0 | 0 | 0 | 0 | 0 | 0 | 0 | 0 | 0 | 2214.2113 | 0
61 | SMTS 330/220kV Transformer Replacement - Stage 2 | Replacement - Major Station | Major Station | TRUE | Secondary | Network | Materials | 40% | 0 | 0 | 0 | 0 | 0 | 0 | 20.8064 | 270.4831 | 457.7407 | 291.2895 | 0 | 0 | 0 | 0 | 0 | 0 | 0 | 0 | 0 | 0 | 0 | 0 | 0 | 0 | 0 | 0 | 0 | 0 | 1.1577 | 14.6666 | 32.1049 | 27.3257 | 0 | 0 | 0 | 0 | 0 | 0 | 0 | 21.9641 | 285.1498 | 489.8456 | 318.6152 | 0 | 0 | 0% | 0% | 0% | 0% | 0% | 0% | 72% | 28% | 0% | 0% | 100% | [10 empty] | 0 | 0 | 0 | 0 | 0 | 0 | 749.0302 | 291.2895 | 0 | 0 | 0 | 0 | 0 | 0 | 0 | 0 | 0 | 0 | 0 | 0 | 0 | 0 | 0 | 0 | 0 | 0 | 47.9291 | 27.3257 | 0 | 0 | 0 | 0 | 0 | 0 | 0 | 0 | 796.9594 | 318.6152 | 0 | 0 | 0
62 | SMTS 330/220kV Transformer Replacement - Stage 2 | Replacement - Major Station | Major Station | TRUE | Secondary | Network | Labour - Internal | 10% | 0 | 0 | 0 | 0 | 0 | 0 | 5.2016 | 67.6208 | 114.4352 | 72.8224 | 0 | 0 | 0 | 0 | 0 | 0 | 0 | 0.10509 | 1.9041 | 4.5176 | 3.7081 | 0 | 0 | 0 | 0 | 0 | 0 | 0 | 0.29527 | 3.7699 | 8.3431 | 7.1793 | 0 | 0 | 0 | 0 | 0 | 0 | 0 | 5.602 | 73.2948 | 127.2958 | 83.7098 | 0 | 0 | 0% | 0% | 0% | 0% | 0% | 0% | 72% | 28% | 0% | 0% | 100% | [10 empty] | 0 | 0 | 0 | 0 | 0 | 0 | 187.2576 | 72.8224 | 0 | 0 | 0 | 0 | 0 | 0 | 0 | 0 | 6.5268 | 3.7081 | 0 | 0 | 0 | 0 | 0 | 0 | 0 | 0 | 12.4082 | 7.1793 | 0 | 0 | 0 | 0 | 0 | 0 | 0 | 0 | 206.1926 | 83.7098 | 0 | 0 | 0
63 | SMTS 330/220kV Transformer Replacement - Stage 2 | Replacement - Major Station | Major Station | TRUE | Secondary | Network | Labour - External | 50% | 0 | 0 | 0 | 0 | 0 | 0 | 26.008 | 338.1039 | 572.1759 | 364.1119 | 0 | 0 | 0 | 0 | 0 | 0 | [5 empty] | 0 | 0 | 0 | 0 | 0 | 0 | 0 | 1.4471 | 18.3333 | 40.1311 | 34.1571 | 0 | 0 | 0 | 0 | 0 | 0 | 0 | 27.4551 | 356.4372 | 612.307 | 398.269 | 0 | 0 | 0% | 0% | 0% | 0% | 0% | 0% | 72% | 28% | 0% | 0% | 100% | [10 empty] | 0 | 0 | 0 | 0 | 0 | 0 | 936.2878 | 364.1119 | 0 | 0 | 0 | 0 | 0 | 0 | 0 | 0 | 0 | 0 | 0 | 0 | 0 | 0 | 0 | 0 | 0 | 0 | 59.9114 | 34.1571 | 0 | 0 | 0 | 0 | 0 | 0 | 0 | 0 | 996.1992 | 398.269 | 0 | 0 | 0
64 | SMTS 330/220kV Transformer Replacement - Stage 2 | Replacement - Major Station | Major Station | TRUE | Switchgear | Network | Materials | 40% | 0 | 0 | 0 | 0 | 0 | 0 | 112.9551 | 1468.4161 | 2485.0118 | 1581.3712 | 0 | 0 | 0 | 0 | 0 | 0 | 0 | 0 | 0 | 0 | 0 | 0 | 0 | 0 | 0 | 0 | 0 | 0 | 6.2849 | 79.623 | 174.2929 | 148.3473 | 0 | 0 | 0 | 0 | 0 | 0 | 0 | 119.24 | 1548.0391 | 2659.3047 | 1729.7184 | 0 | 0 | 0% | 0% | 0% | 0% | 0% | 0% | 72% | 28% | 0% | 0% | 100% | [10 empty] | 0 | 0 | 0 | 0 | 0 | 0 | 4066.383 | 1581.3712 | 0 | 0 | 0 | 0 | 0 | 0 | 0 | 0 | 0 | 0 | 0 | 0 | 0 | 0 | 0 | 0 | 0 | 0 | 260.2008 | 148.3473 | 0 | 0 | 0 | 0 | 0 | 0 | 0 | 0 | 4326.5838 | 1729.7184 | 0 | 0 | 0
65 | SMTS 330/220kV Transformer Replacement - Stage 2 | Replacement - Major Station | Major Station | TRUE | Switchgear | Network | Labour - Internal | 10% | 0 | 0 | 0 | 0 | 0 | 0 | 28.2388 | 367.104 | 621.253 | 395.3428 | 0 | 0 | 0 | 0 | 0 | 0 | 0 | 0.57054 | 10.3373 | 24.5254 | 20.131 | 0 | 0 | 0 | 0 | 0 | 0 | 0 | 1.603 | 20.4663 | 45.2934 | 38.9753 | 0 | 0 | 0 | 0 | 0 | 0 | 0 | 30.4123 | 397.9076 | 691.0718 | 454.4491 | 0 | 0 | 0% | 0% | 0% | 0% | 0% | 0% | 72% | 28% | 0% | 0% | 100% | [10 empty] | 0 | 0 | 0 | 0 | 0 | 0 | 1016.5958 | 395.3428 | 0 | 0 | 0 | 0 | 0 | 0 | 0 | 0 | 35.4332 | 20.131 | 0 | 0 | 0 | 0 | 0 | 0 | 0 | 0 | 67.3626 | 38.9753 | 0 | 0 | 0 | 0 | 0 | 0 | 0 | 0 | 1119.3916 | 454.4491 | 0 | 0 | 0
66 | SMTS 330/220kV Transformer Replacement - Stage 2 | Replacement - Major Station | Major Station | TRUE | Switchgear | Network | Labour - External | 50% | 0 | 0 | 0 | 0 | 0 | 0 | 141.1939 | 1835.5201 | 3106.2648 | 1976.714 | 0 | 0 | 0 | 0 | 0 | 0 | [5 empty] | 0 | 0 | 0 | 0 | 0 | 0 | 0 | 7.8561 | 99.5288 | 217.8661 | 185.4341 | 0 | 0 | 0 | 0 | 0 | 0 | 0 | 149.05 | 1935.0489 | 3324.1309 | 2162.1481 | 0 | 0 | 0% | 0% | 0% | 0% | 0% | 0% | 72% | 28% | 0% | 0% | 100% | [10 empty] | 0 | 0 | 0 | 0 | 0 | 0 | 5082.9788 | 1976.714 | 0 | 0 | 0 | 0 | 0 | 0 | 0 | 0 | 0 | 0 | 0 | 0 | 0 | 0 | 0 | 0 | 0 | 0 | 325.251 | 185.4341 | 0 | 0 | 0 | 0 | 0 | 0 | 0 | 0 | 5408.2298 | 2162.1481 | 0 | 0 | 0
67 | SMTS 330/220kV Transformer Replacement - Stage 2 | Replacement - Major Station | Major Station | TRUE | Transformers | Network | Materials | 40% | 0 | 0 | 0 | 0 | 0 | 0 | 120.853 | 1571.0891 | 2658.7661 | 1691.9421 | 0 | 0 | 0 | 0 | 0 | 0 | 0 | 0 | 0 | 0 | 0 | 0 | 0 | 0 | 0 | 0 | 0 | 0 | 6.7243 | 85.1903 | 186.4796 | 158.7199 | 0 | 0 | 0 | 0 | 0 | 0 | 0 | 127.5773 | 1656.2794 | 2845.2458 | 1850.662 | 0 | 0 | 0% | 0% | 0% | 0% | 0% | 0% | 72% | 28% | 0% | 0% | 100% | [10 empty] | 0 | 0 | 0 | 0 | 0 | 0 | 4350.7082 | 1691.9421 | 0 | 0 | 0 | 0 | 0 | 0 | 0 | 0 | 0 | 0 | 0 | 0 | 0 | 0 | 0 | 0 | 0 | 0 | 278.3943 | 158.7199 | 0 | 0 | 0 | 0 | 0 | 0 | 0 | 0 | 4629.1025 | 1850.662 | 0 | 0 | 0
68 | SMTS 330/220kV Transformer Replacement - Stage 2 | Replacement - Major Station | Major Station | TRUE | Transformers | Network | Labour - Internal | 10% | 0 | 0 | 0 | 0 | 0 | 0 | 30.2133 | 392.7723 | 664.6915 | 422.9855 | 0 | 0 | 0 | 0 | 0 | 0 | 0 | 0.61043 | 11.0601 | 26.2403 | 21.5386 | 0 | 0 | 0 | 0 | 0 | 0 | 0 | 1.715 | 21.8973 | 48.4603 | 41.7005 | 0 | 0 | 0 | 0 | 0 | 0 | 0 | 32.5387 | 425.7296 | 739.3922 | 486.2246 | 0 | 0 | 0% | 0% | 0% | 0% | 0% | 0% | 72% | 28% | 0% | 0% | 100% | [10 empty] | 0 | 0 | 0 | 0 | 0 | 0 | 1087.6771 | 422.9855 | 0 | 0 | 0 | 0 | 0 | 0 | 0 | 0 | 37.9108 | 21.5386 | 0 | 0 | 0 | 0 | 0 | 0 | 0 | 0 | 72.0727 | 41.7005 | 0 | 0 | 0 | 0 | 0 | 0 | 0 | 0 | 1197.6605 | 486.2246 | 0 | 0 | 0
69 | SMTS 330/220kV Transformer Replacement - Stage 2 | Replacement - Major Station | Major Station | TRUE | Transformers | Network | Labour - External | 50% | 0 | 0 | 0 | 0 | 0 | 0 | 151.0663 | 1963.8614 | 3323.4577 | 2114.9276 | 0 | 0 | 0 | 0 | 0 | 0 | [5 empty] | 0 | 0 | 0 | 0 | 0 | 0 | 0 | 8.4054 | 106.4879 | 233.0995 | 198.3998 | 0 | 0 | 0 | 0 | 0 | 0 | 0 | 159.4717 | 2070.3493 | 3556.5572 | 2313.3274 | 0 | 0 | 0% | 0% | 0% | 0% | 0% | 0% | 72% | 28% | 0% | 0% | 100% | [10 empty] | 0 | 0 | 0 | 0 | 0 | 0 | 5438.3853 | 2114.9276 | 0 | 0 | 0 | 0 | 0 | 0 | 0 | 0 | 0 | 0 | 0 | 0 | 0 | 0 | 0 | 0 | 0 | 0 | 347.9929 | 198.3998 | 0 | 0 | 0 | 0 | 0 | 0 | 0 | 0 | 5786.3782 | 2313.3274 | 0 | 0 | 0
70 | SMTS 330/220kV Transformer Replacement - Stage 2 | Replacement - Major Station | Major Station | TRUE | Towers and Conductor | Network | Materials | 40% | 0 | 0 | 0 | 0 | 0 | 0 | 7.9454 | 103.2899 | 174.7983 | 111.2353 | 0 | 0 | 0 | 0 | 0 | 0 | 0 | 0 | 0 | 0 | 0 | 0 | 0 | 0 | 0 | 0 | 0 | 0 | 0.44208 | 5.6008 | 12.2599 | 10.4349 | 0 | 0 | 0 | 0 | 0 | 0 | 0 | 8.3875 | 108.8907 | 187.0583 | 121.6702 | 0 | 0 | 0% | 0% | 0% | 0% | 0% | 0% | 72% | 28% | 0% | 0% | 100% | [10 empty] | 0 | 0 | 0 | 0 | 0 | 0 | 286.0336 | 111.2353 | 0 | 0 | 0 | 0 | 0 | 0 | 0 | 0 | 0 | 0 | 0 | 0 | 0 | 0 | 0 | 0 | 0 | 0 | 18.3028 | 10.4349 | 0 | 0 | 0 | 0 | 0 | 0 | 0 | 0 | 304.3364 | 121.6702 | 0 | 0 | 0
71 | SMTS 330/220kV Transformer Replacement - Stage 2 | Replacement - Major Station | Major Station | TRUE | Towers and Conductor | Network | Labour - Internal | 10% | 0 | 0 | 0 | 0 | 0 | 0 | 1.9863 | 25.8225 | 43.6996 | 27.8088 | 0 | 0 | 0 | 0 | 0 | 0 | 0 | 0.040132 | 0.72713 | 1.7251 | 1.416 | 0 | 0 | 0 | 0 | 0 | 0 | 0 | 0.11275 | 1.4396 | 3.186 | 2.7416 | 0 | 0 | 0 | 0 | 0 | 0 | 0 | 2.1392 | 27.9892 | 48.6107 | 31.9664 | 0 | 0 | 0% | 0% | 0% | 0% | 0% | 0% | 72% | 28% | 0% | 0% | 100% | [10 empty] | 0 | 0 | 0 | 0 | 0 | 0 | 71.5084 | 27.8088 | 0 | 0 | 0 | 0 | 0 | 0 | 0 | 0 | 2.4924 | 1.416 | 0 | 0 | 0 | 0 | 0 | 0 | 0 | 0 | 4.7384 | 2.7416 | 0 | 0 | 0 | 0 | 0 | 0 | 0 | 0 | 78.7392 | 31.9664 | 0 | 0 | 0
72 | SMTS 330/220kV Transformer Replacement - Stage 2 | Replacement - Major Station | Major Station | TRUE | Towers and Conductor | Network | Labour - External | 50% | 0 | 0 | 0 | 0 | 0 | 0 | 9.9317 | 129.1124 | 218.4979 | 139.0441 | 0 | 0 | 0 | 0 | 0 | 0 | [5 empty] | 0 | 0 | 0 | 0 | 0 | 0 | 0 | 0.55261 | 7.001 | 15.3249 | 13.0436 | 0 | 0 | 0 | 0 | 0 | 0 | 0 | 10.4843 | 136.1134 | 233.8228 | 152.0878 | 0 | 0 | 0% | 0% | 0% | 0% | 0% | 0% | 72% | 28% | 0% | 0% | 100% | [10 empty] | 0 | 0 | 0 | 0 | 0 | 0 | 357.542 | 139.0441 | 0 | 0 | 0 | 0 | 0 | 0 | 0 | 0 | 0 | 0 | 0 | 0 | 0 | 0 | 0 | 0 | 0 | 0 | 22.8785 | 13.0436 | 0 | 0 | 0 | 0 | 0 | 0 | 0 | 0 | 380.4205 | 152.0878 | 0 | 0 | 0
73 | SMTS 330/220kV Transformer Replacement - Stage 2 | Replacement - Major Station | Major Station | TRUE | Establishment | Network | Materials | 40% | 0 | 0 | 0 | 0 | 0 | 0 | 57.9179 | 752.9328 | 1274.194 | 810.8507 | 0 | 0 | 0 | 0 | 0 | 0 | 0 | 0 | 0 | 0 | 0 | 0 | 0 | 0 | 0 | 0 | 0 | 0 | 3.2226 | 40.8268 | 89.369 | 76.0653 | 0 | 0 | 0 | 0 | 0 | 0 | 0 | 61.1405 | 793.7597 | 1363.563 | 886.9161 | 0 | 0 | 0% | 0% | 0% | 0% | 0% | 0% | 72% | 28% | 0% | 0% | 100% | [10 empty] | 0 | 0 | 0 | 0 | 0 | 0 | 2085.0447 | 810.8507 | 0 | 0 | 0 | 0 | 0 | 0 | 0 | 0 | 0 | 0 | 0 | 0 | 0 | 0 | 0 | 0 | 0 | 0 | 133.4184 | 76.0653 | 0 | 0 | 0 | 0 | 0 | 0 | 0 | 0 | 2218.4631 | 886.9161 | 0 | 0 | 0
74 | SMTS 330/220kV Transformer Replacement - Stage 2 | Replacement - Major Station | Major Station | TRUE | Establishment | Network | Labour - Internal | 10% | 0 | 0 | 0 | 0 | 0 | 0 | 14.4795 | 188.2332 | 318.5485 | 202.7127 | 0 | 0 | 0 | 0 | 0 | 0 | 0 | 0.29254 | 5.3004 | 12.5755 | 10.3222 | 0 | 0 | 0 | 0 | 0 | 0 | 0 | 0.82192 | 10.4941 | 23.2243 | 19.9846 | 0 | 0 | 0 | 0 | 0 | 0 | 0 | 15.5939 | 204.0278 | 354.3482 | 233.0195 | 0 | 0 | 0% | 0% | 0% | 0% | 0% | 0% | 72% | 28% | 0% | 0% | 100% | [10 empty] | 0 | 0 | 0 | 0 | 0 | 0 | 521.2612 | 202.7127 | 0 | 0 | 0 | 0 | 0 | 0 | 0 | 0 | 18.1685 | 10.3222 | 0 | 0 | 0 | 0 | 0 | 0 | 0 | 0 | 34.5403 | 19.9846 | 0 | 0 | 0 | 0 | 0 | 0 | 0 | 0 | 573.9699 | 233.0195 | 0 | 0 | 0
75 | SMTS 330/220kV Transformer Replacement - Stage 2 | Replacement - Major Station | Major Station | TRUE | Establishment | Network | Labour - External | 50% | 0 | 0 | 0 | 0 | 0 | 0 | 72.3974 | 941.166 | 1592.7425 | 1013.5634 | 0 | 0 | 0 | 0 | 0 | 0 | [5 empty] | 0 | 0 | 0 | 0 | 0 | 0 | 0 | 4.0282 | 51.0335 | 111.7112 | 95.0816 | 0 | 0 | 0 | 0 | 0 | 0 | 0 | 76.4256 | 992.1996 | 1704.4537 | 1108.6451 | 0 | 0 | 0% | 0% | 0% | 0% | 0% | 0% | 72% | 28% | 0% | 0% | 100% | [10 empty] | 0 | 0 | 0 | 0 | 0 | 0 | 2606.3059 | 1013.5634 | 0 | 0 | 0 | 0 | 0 | 0 | 0 | 0 | 0 | 0 | 0 | 0 | 0 | 0 | 0 | 0 | 0 | 0 | 166.773 | 95.0816 | 0 | 0 | 0 | 0 | 0 | 0 | 0 | 0 | 2773.0789 | 1108.6451 | 0 | 0 | 0
76 | ERTS Redevelopment - Stage 2 | Replacement - Major Station | Major Station | TRUE | Secondary | Network | Materials | 40% | 0 | 0 | 0.78584 | 0 | 11.5379 | 149.9446 | 253.7616 | 161.4825 | 0 | 0 | 0 | 0 | 0 | 0 | 0 | 0 | 0 | 0 | 0 | 0 | 0 | 0 | 0 | 0 | 0.037458 | 0 | 0.70205 | 8.1248 | 14.1194 | 8.7562 | 0 | 0 | 0 | 0 | 0 | 0.82329 | 0 | 12.2399 | 158.0694 | 267.881 | 170.2387 | 0 | 0 | 0 | 0 | 0% | 0% | 0% | 0% | 72% | 28% | 0% | 0% | 0% | 0% | 100% | [10 empty] | 0 | 0 | 0 | 0 | 415.8089 | 161.7035 | 0 | 0 | 0 | 0 | 0 | 0 | 0 | 0 | 0 | 0 | 0 | 0 | 0 | 0 | 0 | 0 | 0 | 0 | 22.9837 | 8.7562 | 0 | 0 | 0 | 0 | 0 | 0 | 0 | 0 | 438.7926 | 170.4596 | 0 | 0 | 0 | 0 | 0
77 | ERTS Redevelopment - Stage 2 | Replacement - Major Station | Major Station | TRUE | Secondary | Network | Labour - Internal | 10% | 0 | 0 | 0.19646 | 0 | 2.8845 | 37.4861 | 63.4404 | 40.3706 | 0 | 0 | 0 | 0 | 0 | 0.0011395 | 0 | 0.028478 | 0.56679 | 1.2818 | 1.1368 | 0 | 0 | 0 | 0 | 0 | 0.0094188 | 0 | 0.17725 | 2.0619 | 3.6012 | 2.2507 | 0 | 0 | 0 | 0 | 0 | 0.20702 | 0 | 3.0902 | 40.1148 | 68.3233 | 43.7581 | 0 | 0 | 0 | 0 | 0% | 0% | 0% | 0% | 72% | 28% | 0% | 0% | 0% | 0% | 100% | [10 empty] | 0 | 0 | 0 | 0 | 103.9522 | 40.4259 | 0 | 0 | 0 | 0 | 0 | 0 | 0 | 0 | 1.8782 | 1.1368 | 0 | 0 | 0 | 0 | 0 | 0 | 0 | 0 | 5.8497 | 2.2507 | 0 | 0 | 0 | 0 | 0 | 0 | 0 | 0 | 111.6801 | 43.8133 | 0 | 0 | 0 | 0 | 0
78 | ERTS Redevelopment - Stage 2 | Replacement - Major Station | Major Station | TRUE | Secondary | Network | Labour - External | 50% | 0 | 0 | 0.9823 | 0 | 14.4223 | 187.4307 | 317.202 | 201.8531 | 0 | 0 | 0 | 0 | 0 | 0.0056973 | 0 | -0.02103 | [5 empty] | 0 | 0 | 0 | 0.047094 | 0 | 0.87628 | 10.156 | 17.6493 | 10.9452 | 0 | 0 | 0 | 0 | 0 | 1.0351 | 0 | 15.2776 | 197.5867 | 334.8513 | 212.7983 | 0 | 0 | 0 | 0 | 0% | 0% | 0% | 0% | 72% | 28% | 0% | 0% | 0% | 0% | 100% | [10 empty] | 0 | 0 | 0 | 0 | 519.7611 | 202.1293 | 0 | 0 | 0 | 0 | 0 | 0 | 0 | 0 | -0.015333 | 0 | 0 | 0 | 0 | 0 | 0 | 0 | 0 | 0 | 28.7286 | 10.9452 | 0 | 0 | 0 | 0 | 0 | 0 | 0 | 0 | 548.4744 | 213.0746 | 0 | 0 | 0 | 0 | 0
79 | ERTS Redevelopment - Stage 2 | Replacement - Major Station | Major Station | TRUE | Switchgear | Network | Materials | 40% | 0 | 0 | 4.2662 | 0 | 62.6375 | 814.0288 | 1377.637 | 876.6663 | 0 | 0 | 0 | 0 | 0 | 0 | 0 | 0 | 0 | 0 | 0 | 0 | 0 | 0 | 0 | 0 | 0.20335 | 0 | 3.8113 | 44.1082 | 76.6524 | 47.5361 | 0 | 0 | 0 | 0 | 0 | 4.4696 | 0 | 66.4489 | 858.137 | 1454.2895 | 924.2024 | 0 | 0 | 0 | 0 | 0% | 0% | 0% | 0% | 72% | 28% | 0% | 0% | 0% | 0% | 100% | [10 empty] | 0 | 0 | 0 | 0 | 2257.3698 | 877.866 | 0 | 0 | 0 | 0 | 0 | 0 | 0 | 0 | 0 | 0 | 0 | 0 | 0 | 0 | 0 | 0 | 0 | 0 | 124.7754 | 47.5361 | 0 | 0 | 0 | 0 | 0 | 0 | 0 | 0 | 2382.1452 | 925.4022 | 0 | 0 | 0 | 0 | 0
80 | ERTS Redevelopment - Stage 2 | Replacement - Major Station | Major Station | TRUE | Switchgear | Network | Labour - Internal | 10% | 0 | 0 | 1.0665 | 0 | 15.6594 | 203.5072 | 344.4093 | 219.1666 | 0 | 0 | 0 | 0 | 0 | 0.006186 | 0 | 0.1546 | 3.0771 | 6.9585 | 6.1715 | 0 | 0 | 0 | 0 | 0 | 0.051133 | 0 | 0.96224 | 11.1938 | 19.5503 | 12.2187 | 0 | 0 | 0 | 0 | 0 | 1.1239 | 0 | 16.7762 | 217.778 | 370.918 | 237.5568 | 0 | 0 | 0 | 0 | 0% | 0% | 0% | 0% | 72% | 28% | 0% | 0% | 0% | 0% | 100% | [10 empty] | 0 | 0 | 0 | 0 | 564.3425 | 219.4665 | 0 | 0 | 0 | 0 | 0 | 0 | 0 | 0 | 10.1963 | 6.1715 | 0 | 0 | 0 | 0 | 0 | 0 | 0 | 0 | 31.7574 | 12.2187 | 0 | 0 | 0 | 0 | 0 | 0 | 0 | 0 | 606.2962 | 237.8567 | 0 | 0 | 0 | 0 | 0
81 | ERTS Redevelopment - Stage 2 | Replacement - Major Station | Major Station | TRUE | Switchgear | Network | Labour - External | 50% | 0 | 0 | 5.3327 | 0 | 78.2969 | 1017.536 | 1722.0463 | 1095.8329 | 0 | 0 | 0 | 0 | 0 | 0.03093 | 0 | -0.11417 | [5 empty] | 0 | 0 | 0 | 0.25567 | 0 | 4.7572 | 55.1353 | 95.8155 | 59.4202 | 0 | 0 | 0 | 0 | 0 | 5.6193 | 0 | 82.94 | 1072.6713 | 1817.8618 | 1155.2531 | 0 | 0 | 0 | 0 | 0% | 0% | 0% | 0% | 72% | 28% | 0% | 0% | 0% | 0% | 100% | [10 empty] | 0 | 0 | 0 | 0 | 2821.7123 | 1097.3326 | 0 | 0 | 0 | 0 | 0 | 0 | 0 | 0 | -0.083241 | 0 | 0 | 0 | 0 | 0 | 0 | 0 | 0 | 0 | 155.9637 | 59.4202 | 0 | 0 | 0 | 0 | 0 | 0 | 0 | 0 | 2977.5928 | 1156.7527 | 0 | 0 | 0 | 0 | 0
82 | ERTS Redevelopment - Stage 2 | Replacement - Major Station | Major Station | TRUE | Transformers | Network | Materials | 40% | 0 | 0 | 4.5645 | 0 | 67.0172 | 870.9464 | 1473.9627 | 937.9636 | 0 | 0 | 0 | 0 | 0 | 0 | 0 | 0 | 0 | 0 | 0 | 0 | 0 | 0 | 0 | 0 | 0.21757 | 0 | 4.0778 | 47.1923 | 82.012 | 50.8599 | 0 | 0 | 0 | 0 | 0 | 4.7821 | 0 | 71.0951 | 918.1387 | 1555.9747 | 988.8235 | 0 | 0 | 0 | 0 | 0% | 0% | 0% | 0% | 72% | 28% | 0% | 0% | 0% | 0% | 100% | [10 empty] | 0 | 0 | 0 | 0 | 2415.2072 | 939.2472 | 0 | 0 | 0 | 0 | 0 | 0 | 0 | 0 | 0 | 0 | 0 | 0 | 0 | 0 | 0 | 0 | 0 | 0 | 133.4998 | 50.8599 | 0 | 0 | 0 | 0 | 0 | 0 | 0 | 0 | 2548.707 | 990.1071 | 0 | 0 | 0 | 0 | 0
83 | ERTS Redevelopment - Stage 2 | Replacement - Major Station | Major Station | TRUE | Transformers | Network | Labour - Internal | 10% | 0 | 0 | 1.1411 | 0 | 16.7543 | 217.7366 | 368.4907 | 234.4909 | 0 | 0 | 0 | 0 | 0 | 0.0066185 | 0 | 0.16541 | 3.2922 | 7.445 | 6.603 | 0 | 0 | 0 | 0 | 0 | 0.054709 | 0 | 1.0295 | 11.9765 | 20.9173 | 13.073 | 0 | 0 | 0 | 0 | 0 | 1.2025 | 0 | 17.9492 | 233.0053 | 396.8529 | 254.1669 | 0 | 0 | 0 | 0 | 0% | 0% | 0% | 0% | 72% | 28% | 0% | 0% | 0% | 0% | 100% | [10 empty] | 0 | 0 | 0 | 0 | 603.8018 | 234.8118 | 0 | 0 | 0 | 0 | 0 | 0 | 0 | 0 | 10.9092 | 6.603 | 0 | 0 | 0 | 0 | 0 | 0 | 0 | 0 | 33.978 | 13.073 | 0 | 0 | 0 | 0 | 0 | 0 | 0 | 0 | 648.689 | 254.4878 | 0 | 0 | 0 | 0 | 0
84 | ERTS Redevelopment - Stage 2 | Replacement - Major Station | Major Station | TRUE | Transformers | Network | Labour - External | 50% | 0 | 0 | 5.7056 | 0 | 83.7715 | 1088.683 | 1842.4533 | 1172.4545 | 0 | 0 | 0 | 0 | 0 | 0.033093 | 0 | -0.12215 | [5 empty] | 0 | 0 | 0 | 0.27354 | 0 | 5.0899 | 58.9904 | 102.5151 | 63.5749 | 0 | 0 | 0 | 0 | 0 | 6.0123 | 0 | 88.7392 | 1147.6734 | 1944.9684 | 1236.0294 | 0 | 0 | 0 | 0 | 0% | 0% | 0% | 0% | 72% | 28% | 0% | 0% | 0% | 0% | 100% | [10 empty] | 0 | 0 | 0 | 0 | 3019.009 | 1174.0591 | 0 | 0 | 0 | 0 | 0 | 0 | 0 | 0 | -0.089061 | 0 | 0 | 0 | 0 | 0 | 0 | 0 | 0 | 0 | 166.8689 | 63.5749 | 0 | 0 | 0 | 0 | 0 | 0 | 0 | 0 | 3185.7888 | 1237.6339 | 0 | 0 | 0 | 0 | 0
85 | ERTS Redevelopment - Stage 2 | Replacement - Major Station | Major Station | TRUE | Towers and Conductor | Network | Materials | 40% | 0 | 0 | 0.30009 | 0 | 4.406 | 57.2596 | 96.9044 | 61.6656 | 0 | 0 | 0 | 0 | 0 | 0 | 0 | 0 | 0 | 0 | 0 | 0 | 0 | 0 | 0 | 0 | 0.014304 | 0 | 0.26809 | 3.1026 | 5.3918 | 3.3437 | 0 | 0 | 0 | 0 | 0 | 0.31439 | 0 | 4.6741 | 60.3623 | 102.2962 | 65.0094 | 0 | 0 | 0 | 0 | 0% | 0% | 0% | 0% | 72% | 28% | 0% | 0% | 0% | 0% | 100% | [10 empty] | 0 | 0 | 0 | 0 | 158.7857 | 61.75 | 0 | 0 | 0 | 0 | 0 | 0 | 0 | 0 | 0 | 0 | 0 | 0 | 0 | 0 | 0 | 0 | 0 | 0 | 8.7768 | 3.3437 | 0 | 0 | 0 | 0 | 0 | 0 | 0 | 0 | 167.5626 | 65.0938 | 0 | 0 | 0 | 0 | 0
86 | ERTS Redevelopment - Stage 2 | Replacement - Major Station | Major Station | TRUE | Towers and Conductor | Network | Labour - Internal | 10% | 0 | 0 | 0.075022 | 0 | 1.1015 | 14.3149 | 24.2261 | 15.4164 | 0 | 0 | 0 | 0 | 0 | 0.00043513 | 0 | 0.010875 | 0.21644 | 0.48947 | 0.43411 | 0 | 0 | 0 | 0 | 0 | 0.0035968 | 0 | 0.067685 | 0.78738 | 1.3752 | 0.85947 | 0 | 0 | 0 | 0 | 0 | 0.079054 | 0 | 1.1801 | 15.3187 | 26.0908 | 16.71 | 0 | 0 | 0 | 0 | 0% | 0% | 0% | 0% | 72% | 28% | 0% | 0% | 0% | 0% | 100% | [10 empty] | 0 | 0 | 0 | 0 | 39.6964 | 15.4375 | 0 | 0 | 0 | 0 | 0 | 0 | 0 | 0 | 0.71722 | 0.43411 | 0 | 0 | 0 | 0 | 0 | 0 | 0 | 0 | 2.2339 | 0.85947 | 0 | 0 | 0 | 0 | 0 | 0 | 0 | 0 | 42.6475 | 16.7311 | 0 | 0 | 0 | 0 | 0
87 | ERTS Redevelopment - Stage 2 | Replacement - Major Station | Major Station | TRUE | Towers and Conductor | Network | Labour - External | 50% | 0 | 0 | 0.37511 | 0 | 5.5075 | 71.5745 | 121.1305 | 77.082 | 0 | 0 | 0 | 0 | 0 | 0.0021756 | 0 | -0.0080309 | [5 empty] | 0 | 0 | 0 | 0.017984 | 0 | 0.33463 | 3.8783 | 6.7398 | 4.1797 | 0 | 0 | 0 | 0 | 0 | 0.39527 | 0 | 5.8341 | 75.4528 | 127.8703 | 81.2617 | 0 | 0 | 0 | 0 | 0% | 0% | 0% | 0% | 72% | 28% | 0% | 0% | 0% | 0% | 100% | [10 empty] | 0 | 0 | 0 | 0 | 198.4822 | 77.1875 | 0 | 0 | 0 | 0 | 0 | 0 | 0 | 0 | -0.0058553 | 0 | 0 | 0 | 0 | 0 | 0 | 0 | 0 | 0 | 10.9707 | 4.1797 | 0 | 0 | 0 | 0 | 0 | 0 | 0 | 0 | 209.447 | 81.3672 | 0 | 0 | 0 | 0 | 0
88 | ERTS Redevelopment - Stage 2 | Replacement - Major Station | Major Station | TRUE | Establishment | Network | Materials | 40% | 0 | 0 | 2.1875 | 0 | 32.1175 | 417.3946 | 706.3857 | 449.5121 | 0 | 0 | 0 | 0 | 0 | 0 | 0 | 0 | 0 | 0 | 0 | 0 | 0 | 0 | 0 | 0 | 0.10427 | 0 | 1.9543 | 22.6166 | 39.3037 | 24.3742 | 0 | 0 | 0 | 0 | 0 | 2.2918 | 0 | 34.0718 | 440.0112 | 745.6894 | 473.8864 | 0 | 0 | 0 | 0 | 0% | 0% | 0% | 0% | 72% | 28% | 0% | 0% | 0% | 0% | 100% | [10 empty] | 0 | 0 | 0 | 0 | 1157.4702 | 450.1273 | 0 | 0 | 0 | 0 | 0 | 0 | 0 | 0 | 0 | 0 | 0 | 0 | 0 | 0 | 0 | 0 | 0 | 0 | 63.9788 | 24.3742 | 0 | 0 | 0 | 0 | 0 | 0 | 0 | 0 | 1221.449 | 474.5015 | 0 | 0 | 0 | 0 | 0
89 | ERTS Redevelopment - Stage 2 | Replacement - Major Station | Major Station | TRUE | Establishment | Network | Labour - Internal | 10% | 0 | 0 | 0.54688 | 0 | 8.0294 | 104.3487 | 176.5964 | 112.378 | 0 | 0 | 0 | 0 | 0 | 0.0031719 | 0 | 0.079273 | 1.5778 | 3.568 | 3.1644 | 0 | 0 | 0 | 0 | 0 | 0.026219 | 0 | 0.49339 | 5.7396 | 10.0244 | 6.2651 | 0 | 0 | 0 | 0 | 0 | 0.57627 | 0 | 8.602 | 111.6661 | 190.1888 | 121.8076 | 0 | 0 | 0 | 0 | 0% | 0% | 0% | 0% | 72% | 28% | 0% | 0% | 0% | 0% | 100% | [10 empty] | 0 | 0 | 0 | 0 | 289.3675 | 112.5318 | 0 | 0 | 0 | 0 | 0 | 0 | 0 | 0 | 5.2282 | 3.1644 | 0 | 0 | 0 | 0 | 0 | 0 | 0 | 0 | 16.2837 | 6.2651 | 0 | 0 | 0 | 0 | 0 | 0 | 0 | 0 | 310.8794 | 121.9614 | 0 | 0 | 0 | 0 | 0
90 | ERTS Redevelopment - Stage 2 | Replacement - Major Station | Major Station | TRUE | Establishment | Network | Labour - External | 50% | 0 | 0 | 2.7344 | 0 | 40.1469 | 521.7433 | 882.9821 | 561.8902 | 0 | 0 | 0 | 0 | 0 | 0.015859 | 0 | -0.058541 | [5 empty] | 0 | 0 | 0 | 0.13109 | 0 | 2.4393 | 28.2707 | 49.1296 | 30.4678 | 0 | 0 | 0 | 0 | 0 | 2.8813 | 0 | 42.5276 | 550.014 | 932.1117 | 592.358 | 0 | 0 | 0 | 0 | 0% | 0% | 0% | 0% | 72% | 28% | 0% | 0% | 0% | 0% | 100% | [10 empty] | 0 | 0 | 0 | 0 | 1446.8377 | 562.6591 | 0 | 0 | 0 | 0 | 0 | 0 | 0 | 0 | -0.042682 | 0 | 0 | 0 | 0 | 0 | 0 | 0 | 0 | 0 | 79.9707 | 30.4678 | 0 | 0 | 0 | 0 | 0 | 0 | 0 | 0 | 1526.7657 | 593.1269 | 0 | 0 | 0 | 0 | 0
91 | Purchase a spare transformer for WOTS | Replacement - Major Station | Major Station | TRUE | Secondary | Network | Materials | 40% | 0 | 0 | 0.21846 | 2.6277 | 34.1598 | 57.8088 | 36.7874 | 0 | 0 | 0 | 0 | 0 | 0 | 0 | 0 | 0 | 0 | 0 | 0 | 0 | 0 | 0 | 0 | 0 | 0.010413 | 0.17832 | 2.0785 | 3.1324 | 2.0469 | 0 | 0 | 0 | 0 | 0 | 0 | 0.22887 | 2.806 | 36.2383 | 60.9412 | 38.8343 | 0 | 0 | 0 | 0 | 0 | 0% | 0% | 0% | 0% | 100% | 0% | 0% | 0% | 0% | 0% | 100% | [10 empty] | 0 | 0 | 0 | 0 | 131.6021 | 0 | 0 | 0 | 0 | 0 | 0 | 0 | 0 | 0 | 0 | 0 | 0 | 0 | 0 | 0 | 0 | 0 | 0 | 0 | 7.4465 | 0 | 0 | 0 | 0 | 0 | 0 | 0 | 0 | 0 | 139.0486 | 0 | 0 | 0 | 0 | 0 | 0
92 | Purchase a spare transformer for WOTS | Replacement - Major Station | Major Station | TRUE | Secondary | Network | Labour - Internal | 10% | 0 | 0 | 0.054615 | 0.65692 | 8.5399 | 14.4522 | 9.1969 | 0 | 0 | 0 | 0 | 0 | 0 | 0.00031677 | 0.0024037 | 0.084314 | 0.21852 | 0.18581 | 0 | 0 | 0 | 0 | 0 | 0 | 0.0026184 | 0.044742 | 0.52476 | 0.79493 | 0.52206 | 0 | 0 | 0 | 0 | 0 | 0 | 0.05755 | 0.70406 | 9.149 | 15.4657 | 9.9047 | 0 | 0 | 0 | 0 | 0 | 0% | 0% | 0% | 0% | 100% | 0% | 0% | 0% | 0% | 0% | 100% | [10 empty] | 0 | 0 | 0 | 0 | 32.9005 | 0 | 0 | 0 | 0 | 0 | 0 | 0 | 0 | 0 | 0.49137 | 0 | 0 | 0 | 0 | 0 | 0 | 0 | 0 | 0 | 1.8891 | 0 | 0 | 0 | 0 | 0 | 0 | 0 | 0 | 0 | 35.281 | 0 | 0 | 0 | 0 | 0 | 0
93 | Purchase a spare transformer for WOTS | Replacement - Major Station | Major Station | TRUE | Secondary | Network | Labour - External | 50% | 0 | 0 | 0.27307 | 3.2846 | 42.6997 | 72.261 | 45.9843 | 0 | 0 | 0 | 0 | 0 | 0 | 0.0015838 | -0.008634 | -0.062264 | [5 empty] | 0 | 0 | 0 | 0.013092 | 0.22231 | 2.5944 | 3.9155 | 2.5586 | 0 | 0 | 0 | 0 | 0 | 0 | 0.28775 | 3.4983 | 45.2318 | 76.1765 | 48.5429 | 0 | 0 | 0 | 0 | 0 | 0% | 0% | 0% | 0% | 100% | 0% | 0% | 0% | 0% | 0% | 100% | [10 empty] | 0 | 0 | 0 | 0 | 164.5027 | 0 | 0 | 0 | 0 | 0 | 0 | 0 | 0 | 0 | -0.069314 | 0 | 0 | 0 | 0 | 0 | 0 | 0 | 0 | 0 | 9.3038 | 0 | 0 | 0 | 0 | 0 | 0 | 0 | 0 | 0 | 173.7372 | 0 | 0 | 0 | 0 | 0 | 0
94 | Purchase a spare transformer for WOTS | Replacement - Major Station | Major Station | TRUE | Switchgear | Network | Materials | 40% | 0 | 0 | 1.186 | 14.2653 | 185.4486 | 313.8362 | 199.7139 | 0 | 0 | 0 | 0 | 0 | 0 | 0 | 0 | 0 | 0 | 0 | 0 | 0 | 0 | 0 | 0 | 0 | 0.056532 | 0.96806 | 11.2841 | 17.0053 | 11.1122 | 0 | 0 | 0 | 0 | 0 | 0 | 1.2425 | 15.2333 | 196.7327 | 330.8414 | 210.8261 | 0 | 0 | 0 | 0 | 0 | 0% | 0% | 0% | 0% | 100% | 0% | 0% | 0% | 0% | 0% | 100% | [10 empty] | 0 | 0 | 0 | 0 | 714.45 | 0 | 0 | 0 | 0 | 0 | 0 | 0 | 0 | 0 | 0 | 0 | 0 | 0 | 0 | 0 | 0 | 0 | 0 | 0 | 40.4261 | 0 | 0 | 0 | 0 | 0 | 0 | 0 | 0 | 0 | 754.8761 | 0 | 0 | 0 | 0 | 0 | 0
95 | Purchase a spare transformer for WOTS | Replacement - Major Station | Major Station | TRUE | Switchgear | Network | Labour - Internal | 10% | 0 | 0 | 0.2965 | 3.5663 | 46.3622 | 78.459 | 49.9285 | 0 | 0 | 0 | 0 | 0 | 0 | 0.0017197 | 0.013049 | 0.45773 | 1.1863 | 1.0088 | 0 | 0 | 0 | 0 | 0 | 0 | 0.014215 | 0.2429 | 2.8489 | 4.3156 | 2.8342 | 0 | 0 | 0 | 0 | 0 | 0 | 0.31243 | 3.8223 | 49.6688 | 83.9609 | 53.7714 | 0 | 0 | 0 | 0 | 0 | 0% | 0% | 0% | 0% | 100% | 0% | 0% | 0% | 0% | 0% | 100% | [10 empty] | 0 | 0 | 0 | 0 | 178.6125 | 0 | 0 | 0 | 0 | 0 | 0 | 0 | 0 | 0 | 2.6676 | 0 | 0 | 0 | 0 | 0 | 0 | 0 | 0 | 0 | 10.2558 | 0 | 0 | 0 | 0 | 0 | 0 | 0 | 0 | 0 | 191.5358 | 0 | 0 | 0 | 0 | 0 | 0
96 | Purchase a spare transformer for WOTS | Replacement - Major Station | Major Station | TRUE | Switchgear | Network | Labour - External | 50% | 0 | 0 | 1.4825 | 17.8316 | 231.8108 | 392.2952 | 249.6424 | 0 | 0 | 0 | 0 | 0 | 0 | 0.0085984 | -0.046873 | -0.33802 | [5 empty] | 0 | 0 | 0 | 0.071074 | 1.2069 | 14.0845 | 21.2566 | 13.8902 | 0 | 0 | 0 | 0 | 0 | 0 | 1.5622 | 18.9916 | 245.5573 | 413.5518 | 263.5326 | 0 | 0 | 0 | 0 | 0 | 0% | 0% | 0% | 0% | 100% | 0% | 0% | 0% | 0% | 0% | 100% | [10 empty] | 0 | 0 | 0 | 0 | 893.0625 | 0 | 0 | 0 | 0 | 0 | 0 | 0 | 0 | 0 | -0.3763 | 0 | 0 | 0 | 0 | 0 | 0 | 0 | 0 | 0 | 50.5093 | 0 | 0 | 0 | 0 | 0 | 0 | 0 | 0 | 0 | 943.1955 | 0 | 0 | 0 | 0 | 0 | 0
97 | Purchase a spare transformer for WOTS | Replacement - Major Station | Major Station | TRUE | Transformers | Network | Materials | 40% | 0 | 0 | 1.2689 | 15.2627 | 198.4154 | 335.7799 | 213.6781 | 0 | 0 | 0 | 0 | 0 | 0 | 0 | 0 | 0 | 0 | 0 | 0 | 0 | 0 | 0 | 0 | 0 | 0.060484 | 1.0357 | 12.0731 | 18.1943 | 11.8892 | 0 | 0 | 0 | 0 | 0 | 0 | 1.3294 | 16.2985 | 210.4885 | 353.9742 | 225.5673 | 0 | 0 | 0 | 0 | 0 | 0% | 0% | 0% | 0% | 100% | 0% | 0% | 0% | 0% | 0% | 100% | [10 empty] | 0 | 0 | 0 | 0 | 764.405 | 0 | 0 | 0 | 0 | 0 | 0 | 0 | 0 | 0 | 0 | 0 | 0 | 0 | 0 | 0 | 0 | 0 | 0 | 0 | 43.2527 | 0 | 0 | 0 | 0 | 0 | 0 | 0 | 0 | 0 | 807.6577 | 0 | 0 | 0 | 0 | 0 | 0
98 | Purchase a spare transformer for WOTS | Replacement - Major Station | Major Station | TRUE | Transformers | Network | Labour - Internal | 10% | 0 | 0 | 0.31723 | 3.8157 | 49.6038 | 83.945 | 53.4195 | 0 | 0 | 0 | 0 | 0 | 0 | 0.0018399 | 0.013962 | 0.48973 | 1.2693 | 1.0793 | 0 | 0 | 0 | 0 | 0 | 0 | 0.015209 | 0.25988 | 3.0481 | 4.6173 | 3.0323 | 0 | 0 | 0 | 0 | 0 | 0 | 0.33428 | 4.0895 | 53.1416 | 89.8316 | 57.5312 | 0 | 0 | 0 | 0 | 0 | 0% | 0% | 0% | 0% | 100% | 0% | 0% | 0% | 0% | 0% | 100% | [10 empty] | 0 | 0 | 0 | 0 | 191.1013 | 0 | 0 | 0 | 0 | 0 | 0 | 0 | 0 | 0 | 2.8541 | 0 | 0 | 0 | 0 | 0 | 0 | 0 | 0 | 0 | 10.9728 | 0 | 0 | 0 | 0 | 0 | 0 | 0 | 0 | 0 | 204.9282 | 0 | 0 | 0 | 0 | 0 | 0
99 | Purchase a spare transformer for WOTS | Replacement - Major Station | Major Station | TRUE | Transformers | Network | Labour - External | 50% | 0 | 0 | 1.5861 | 19.0784 | 248.0192 | 419.7249 | 267.0976 | 0 | 0 | 0 | 0 | 0 | 0 | 0.0091996 | -0.05015 | -0.36166 | [5 empty] | 0 | 0 | 0 | 0.076044 | 1.2913 | 15.0693 | 22.7428 | 14.8615 | 0 | 0 | 0 | 0 | 0 | 0 | 1.6714 | 20.3195 | 262.7269 | 442.4677 | 281.9591 | 0 | 0 | 0 | 0 | 0 | 0% | 0% | 0% | 0% | 100% | 0% | 0% | 0% | 0% | 0% | 100% | [10 empty] | 0 | 0 | 0 | 0 | 955.5063 | 0 | 0 | 0 | 0 | 0 | 0 | 0 | 0 | 0 | -0.40261 | 0 | 0 | 0 | 0 | 0 | 0 | 0 | 0 | 0 | 54.0409 | 0 | 0 | 0 | 0 | 0 | 0 | 0 | 0 | 0 | 1009.1446 | 0 | 0 | 0 | 0 | 0 | 0
100 | Purchase a spare transformer for WOTS | Replacement - Major Station | Major Station | TRUE | Towers and Conductor | Network | Materials | 40% | 0 | 0 | 0.083424 | 1.0034 | 13.0447 | 22.0756 | 14.0481 | 0 | 0 | 0 | 0 | 0 | 0 | 0 | 0 | 0 | 0 | 0 | 0 | 0 | 0 | 0 | 0 | 0 | 0.0039765 | 0.068094 | 0.79373 | 1.1962 | 0.78164 | 0 | 0 | 0 | 0 | 0 | 0 | 0.0874 | 1.0715 | 13.8384 | 23.2717 | 14.8297 | 0 | 0 | 0 | 0 | 0 | 0% | 0% | 0% | 0% | 100% | 0% | 0% | 0% | 0% | 0% | 100% | [10 empty] | 0 | 0 | 0 | 0 | 50.2552 | 0 | 0 | 0 | 0 | 0 | 0 | 0 | 0 | 0 | 0 | 0 | 0 | 0 | 0 | 0 | 0 | 0 | 0 | 0 | 2.8436 | 0 | 0 | 0 | 0 | 0 | 0 | 0 | 0 | 0 | 53.0988 | 0 | 0 | 0 | 0 | 0 | 0
101 | Purchase a spare transformer for WOTS | Replacement - Major Station | Major Station | TRUE | Towers and Conductor | Network | Labour - Internal | 10% | 0 | 0 | 0.020856 | 0.25086 | 3.2612 | 5.5189 | 3.512 | 0 | 0 | 0 | 0 | 0 | 0 | 0.00012096 | 0.0009179 | 0.032197 | 0.083446 | 0.070957 | 0 | 0 | 0 | 0 | 0 | 0 | 0.00099989 | 0.017086 | 0.20039 | 0.30356 | 0.19936 | 0 | 0 | 0 | 0 | 0 | 0 | 0.021977 | 0.26886 | 3.4938 | 5.9059 | 3.7823 | 0 | 0 | 0 | 0 | 0 | 0% | 0% | 0% | 0% | 100% | 0% | 0% | 0% | 0% | 0% | 100% | [10 empty] | 0 | 0 | 0 | 0 | 12.5638 | 0 | 0 | 0 | 0 | 0 | 0 | 0 | 0 | 0 | 0.18764 | 0 | 0 | 0 | 0 | 0 | 0 | 0 | 0 | 0 | 0.7214 | 0 | 0 | 0 | 0 | 0 | 0 | 0 | 0 | 0 | 13.4728 | 0 | 0 | 0 | 0 | 0 | 0
102 | Purchase a spare transformer for WOTS | Replacement - Major Station | Major Station | TRUE | Towers and Conductor | Network | Labour - External | 50% | 0 | 0 | 0.10428 | 1.2543 | 16.3058 | 27.5945 | 17.5601 | 0 | 0 | 0 | 0 | 0 | 0 | 0.00060482 | -0.0032971 | -0.023777 | [5 empty] | 0 | 0 | 0 | 0.0049994 | 0.084894 | 0.99072 | 1.4952 | 0.97705 | 0 | 0 | 0 | 0 | 0 | 0 | 0.10988 | 1.3359 | 17.2728 | 29.0897 | 18.5372 | 0 | 0 | 0 | 0 | 0 | 0% | 0% | 0% | 0% | 100% | 0% | 0% | 0% | 0% | 0% | 100% | [10 empty] | 0 | 0 | 0 | 0 | 62.8189 | 0 | 0 | 0 | 0 | 0 | 0 | 0 | 0 | 0 | -0.026469 | 0 | 0 | 0 | 0 | 0 | 0 | 0 | 0 | 0 | 3.5529 | 0 | 0 | 0 | 0 | 0 | 0 | 0 | 0 | 0 | 66.3454 | 0 | 0 | 0 | 0 | 0 | 0
103 | Purchase a spare transformer for WOTS | Replacement - Major Station | Major Station | TRUE | Establishment | Network | Materials | 40% | 0 | 0 | 0.60812 | 7.3145 | 95.0891 | 160.92 | 102.4037 | 0 | 0 | 0 | 0 | 0 | 0 | 0 | 0 | 0 | 0 | 0 | 0 | 0 | 0 | 0 | 0 | 0 | 0.028987 | 0.49637 | 5.7859 | 8.7195 | 5.6978 | 0 | 0 | 0 | 0 | 0 | 0 | 0.6371 | 7.8109 | 100.875 | 169.6395 | 108.1014 | 0 | 0 | 0 | 0 | 0 | 0% | 0% | 0% | 0% | 100% | 0% | 0% | 0% | 0% | 0% | 100% | [10 empty] | 0 | 0 | 0 | 0 | 366.3354 | 0 | 0 | 0 | 0 | 0 | 0 | 0 | 0 | 0 | 0 | 0 | 0 | 0 | 0 | 0 | 0 | 0 | 0 | 0 | 20.7286 | 0 | 0 | 0 | 0 | 0 | 0 | 0 | 0 | 0 | 387.064 | 0 | 0 | 0 | 0 | 0 | 0
104 | Purchase a spare transformer for WOTS | Replacement - Major Station | Major Station | TRUE | Establishment | Network | Labour - Internal | 10% | 0 | 0 | 0.15203 | 1.8286 | 23.7723 | 40.23 | 25.6009 | 0 | 0 | 0 | 0 | 0 | 0 | 0.00088177 | 0.0066911 | 0.2347 | 0.60828 | 0.51724 | 0 | 0 | 0 | 0 | 0 | 0 | 0.0072887 | 0.12455 | 1.4608 | 2.2128 | 1.4532 | 0 | 0 | 0 | 0 | 0 | 0 | 0.1602 | 1.9599 | 25.4677 | 43.0511 | 27.5714 | 0 | 0 | 0 | 0 | 0 | 0% | 0% | 0% | 0% | 100% | 0% | 0% | 0% | 0% | 0% | 100% | [10 empty] | 0 | 0 | 0 | 0 | 91.5839 | 0 | 0 | 0 | 0 | 0 | 0 | 0 | 0 | 0 | 1.3678 | 0 | 0 | 0 | 0 | 0 | 0 | 0 | 0 | 0 | 5.2587 | 0 | 0 | 0 | 0 | 0 | 0 | 0 | 0 | 0 | 98.2103 | 0 | 0 | 0 | 0 | 0 | 0
105 | Purchase a spare transformer for WOTS | Replacement - Major Station | Major Station | TRUE | Establishment | Network | Labour - External | 50% | 0 | 0 | 0.76015 | 9.1432 | 118.8614 | 201.15 | 128.0046 | 0 | 0 | 0 | 0 | 0 | 0 | 0.0044088 | -0.024034 | -0.17332 | [5 empty] | 0 | 0 | 0 | 0.036443 | 0.61883 | 7.2219 | 10.8993 | 7.1222 | 0 | 0 | 0 | 0 | 0 | 0 | 0.801 | 9.738 | 125.9099 | 212.0494 | 135.1268 | 0 | 0 | 0 | 0 | 0 | 0% | 0% | 0% | 0% | 100% | 0% | 0% | 0% | 0% | 0% | 100% | [10 empty] | 0 | 0 | 0 | 0 | 457.9193 | 0 | 0 | 0 | 0 | 0 | 0 | 0 | 0 | 0 | -0.19295 | 0 | 0 | 0 | 0 | 0 | 0 | 0 | 0 | 0 | 25.8987 | 0 | 0 | 0 | 0 | 0 | 0 | 0 | 0 | 0 | 483.6251 | 0 | 0 | 0 | 0 | 0 | 0
106 | TSTS Transformer and 66kV Circuit Breaker Replacement | Replacement - Major Station | Major Station | TRUE | Secondary | Network | Materials | 40% | 0 | 0.091675 | 0.54876 | 0 | 40.9037 | 531.7003 | 899.7857 | 572.604 | 0 | 0 | 0 | 0 | 0 | 0 | 0 | 0 | 0 | 0 | 0 | 0 | 0 | 0 | 0 | 0 | 0.026157 | 0 | 2.4889 | 28.8102 | 50.0645 | 31.0487 | 0 | 0 | 0 | 0 | 0.091675 | 0.57491 | 0 | 43.3926 | 560.5106 | 949.8503 | 603.6528 | 0 | 0 | 0 | 0 | 0% | 0% | 0% | 0% | 72% | 28% | 0% | 0% | 0% | 0% | 100% | [10 empty] | 0 | 0 | 0 | 0 | 1472.8566 | 572.7776 | 0 | 0 | 0 | 0 | 0 | 0 | 0 | 0 | 0 | 0 | 0 | 0 | 0 | 0 | 0 | 0 | 0 | 0 | 81.3898 | 31.0487 | 0 | 0 | 0 | 0 | 0 | 0 | 0 | 0 | 1554.2465 | 603.8263 | 0 | 0 | 0 | 0 | 0
107 | TSTS Transformer and 66kV Circuit Breaker Replacement | Replacement - Major Station | Major Station | TRUE | Secondary | Network | Labour - Internal | 10% | 0 | 0.022919 | 0.13719 | 0 | 10.2259 | 132.9251 | 224.9464 | 143.151 | 0 | 0 | 0 | 0 | 0 | 0.00079569 | 0 | 0.10096 | 2.0098 | 4.5448 | 4.031 | 0 | 0 | 0 | 0 | 0 | 0.0065772 | 0 | 0.62836 | 7.3115 | 12.769 | 7.9808 | 0 | 0 | 0 | 0 | 0.022919 | 0.14456 | 0 | 10.9553 | 142.2464 | 242.2603 | 155.1627 | 0 | 0 | 0 | 0 | 0% | 0% | 0% | 0% | 72% | 28% | 0% | 0% | 0% | 0% | 100% | [10 empty] | 0 | 0 | 0 | 0 | 368.2142 | 143.1944 | 0 | 0 | 0 | 0 | 0 | 0 | 0 | 0 | 6.6564 | 4.031 | 0 | 0 | 0 | 0 | 0 | 0 | 0 | 0 | 20.7154 | 7.9808 | 0 | 0 | 0 | 0 | 0 | 0 | 0 | 0 | 395.586 | 155.2061 | 0 | 0 | 0 | 0 | 0
108 | TSTS Transformer and 66kV Circuit Breaker Replacement | Replacement - Major Station | Major Station | TRUE | Secondary | Network | Labour - External | 50% | 0 | 0.11459 | 0.68594 | 0 | 51.1297 | 664.6254 | 1124.7322 | 715.755 | 0 | 0 | 0 | 0 | 0 | 0.0039785 | 0 | -0.074556 | [5 empty] | 0 | 0 | 0 | 0.032886 | 0 | 3.1066 | 36.0128 | 62.5807 | 38.8109 | 0 | 0 | 0 | 0 | 0.11459 | 0.72281 | 0 | 54.1617 | 700.6382 | 1187.3129 | 754.566 | 0 | 0 | 0 | 0 | 0% | 0% | 0% | 0% | 72% | 28% | 0% | 0% | 0% | 0% | 100% | [10 empty] | 0 | 0 | 0 | 0 | 1841.0708 | 715.972 | 0 | 0 | 0 | 0 | 0 | 0 | 0 | 0 | -0.070578 | 0 | 0 | 0 | 0 | 0 | 0 | 0 | 0 | 0 | 101.7329 | 38.8109 | 0 | 0 | 0 | 0 | 0 | 0 | 0 | 0 | 1942.7332 | 754.7829 | 0 | 0 | 0 | 0 | 0
109 | TSTS Transformer and 66kV Circuit Breaker Replacement | Replacement - Major Station | Major Station | TRUE | Switchgear | Network | Materials | 40% | 0 | 0.28739 | 1.7203 | 0 | 128.2299 | 1666.8376 | 2820.7557 | 1795.0675 | 0 | 0 | 0 | 0 | 0 | 0 | 0 | 0 | 0 | 0 | 0 | 0 | 0 | 0 | 0 | 0 | 0.082 | 0 | 7.8025 | 90.3178 | 156.9483 | 97.3353 | 0 | 0 | 0 | 0 | 0.28739 | 1.8023 | 0 | 136.0323 | 1757.1554 | 2977.704 | 1892.4027 | 0 | 0 | 0 | 0 | 0% | 0% | 0% | 0% | 72% | 28% | 0% | 0% | 0% | 0% | 100% | [10 empty] | 0 | 0 | 0 | 0 | 4617.2868 | 1795.6115 | 0 | 0 | 0 | 0 | 0 | 0 | 0 | 0 | 0 | 0 | 0 | 0 | 0 | 0 | 0 | 0 | 0 | 0 | 255.1506 | 97.3353 | 0 | 0 | 0 | 0 | 0 | 0 | 0 | 0 | 4872.4374 | 1892.9468 | 0 | 0 | 0 | 0 | 0
110 | TSTS Transformer and 66kV Circuit Breaker Replacement | Replacement - Major Station | Major Station | TRUE | Switchgear | Network | Labour - Internal | 10% | 0 | 0.071848 | 0.43008 | 0 | 32.0575 | 416.7094 | 705.1889 | 448.7669 | 0 | 0 | 0 | 0 | 0 | 0.0024944 | 0 | 0.3165 | 6.3007 | 14.2477 | 12.6368 | 0 | 0 | 0 | 0 | 0 | 0.020619 | 0 | 1.9699 | 22.9209 | 40.0298 | 25.019 | 0 | 0 | 0 | 0 | 0.071848 | 0.45319 | 0 | 34.3438 | 445.9309 | 759.4664 | 486.4227 | 0 | 0 | 0 | 0 | 0% | 0% | 0% | 0% | 72% | 28% | 0% | 0% | 0% | 0% | 100% | [10 empty] | 0 | 0 | 0 | 0 | 1154.3217 | 448.9029 | 0 | 0 | 0 | 0 | 0 | 0 | 0 | 0 | 20.8674 | 12.6368 | 0 | 0 | 0 | 0 | 0 | 0 | 0 | 0 | 64.9412 | 25.019 | 0 | 0 | 0 | 0 | 0 | 0 | 0 | 0 | 1240.1302 | 486.5587 | 0 | 0 | 0 | 0 | 0
111 | TSTS Transformer and 66kV Circuit Breaker Replacement | Replacement - Major Station | Major Station | TRUE | Switchgear | Network | Labour - External | 50% | 0 | 0.35924 | 2.1504 | 0 | 160.2873 | 2083.547 | 3525.9447 | 2243.8343 | 0 | 0 | 0 | 0 | 0 | 0.012472 | 0 | -0.23373 | [5 empty] | 0 | 0 | 0 | 0.10309 | 0 | 9.7389 | 112.8972 | 196.1854 | 121.6691 | 0 | 0 | 0 | 0 | 0.35924 | 2.2659 | 0 | 169.7925 | 2196.4443 | 3722.13 | 2365.5034 | 0 | 0 | 0 | 0 | 0% | 0% | 0% | 0% | 72% | 28% | 0% | 0% | 0% | 0% | 100% | [10 empty] | 0 | 0 | 0 | 0 | 5771.6085 | 2244.5144 | 0 | 0 | 0 | 0 | 0 | 0 | 0 | 0 | -0.22126 | 0 | 0 | 0 | 0 | 0 | 0 | 0 | 0 | 0 | 318.9246 | 121.6691 | 0 | 0 | 0 | 0 | 0 | 0 | 0 | 0 | 6090.3119 | 2366.1835 | 0 | 0 | 0 | 0 | 0
112 | TSTS Transformer and 66kV Circuit Breaker Replacement | Replacement - Major Station | Major Station | TRUE | Transformers | Network | Materials | 40% | 0 | 0.23075 | 1.3812 | 0 | 102.9554 | 1338.2992 | 2264.7767 | 1441.2546 | 0 | 0 | 0 | 0 | 0 | 0 | 0 | 0 | 0 | 0 | 0 | 0 | 0 | 0 | 0 | 0 | 0.065838 | 0 | 6.2646 | 72.5159 | 126.0133 | 78.1502 | 0 | 0 | 0 | 0 | 0.23075 | 1.4471 | 0 | 109.22 | 1410.8151 | 2390.7901 | 1519.4048 | 0 | 0 | 0 | 0 | 0% | 0% | 0% | 0% | 72% | 28% | 0% | 0% | 0% | 0% | 100% | [10 empty] | 0 | 0 | 0 | 0 | 3707.2064 | 1441.6914 | 0 | 0 | 0 | 0 | 0 | 0 | 0 | 0 | 0 | 0 | 0 | 0 | 0 | 0 | 0 | 0 | 0 | 0 | 204.8597 | 78.1502 | 0 | 0 | 0 | 0 | 0 | 0 | 0 | 0 | 3912.0661 | 1519.8416 | 0 | 0 | 0 | 0 | 0
113 | TSTS Transformer and 66kV Circuit Breaker Replacement | Replacement - Major Station | Major Station | TRUE | Transformers | Network | Labour - Internal | 10% | 0 | 0.057687 | 0.34531 | 0 | 25.7388 | 334.5748 | 566.1942 | 360.3136 | 0 | 0 | 0 | 0 | 0 | 0.0020028 | 0 | 0.25412 | 5.0588 | 11.4394 | 10.1461 | 0 | 0 | 0 | 0 | 0 | 0.016555 | 0 | 1.5816 | 18.4031 | 32.1398 | 20.0877 | 0 | 0 | 0 | 0 | 0.057687 | 0.36386 | 0 | 27.5746 | 358.0367 | 609.7734 | 390.5474 | 0 | 0 | 0 | 0 | 0% | 0% | 0% | 0% | 72% | 28% | 0% | 0% | 0% | 0% | 100% | [10 empty] | 0 | 0 | 0 | 0 | 926.8016 | 360.4228 | 0 | 0 | 0 | 0 | 0 | 0 | 0 | 0 | 16.7544 | 10.1461 | 0 | 0 | 0 | 0 | 0 | 0 | 0 | 0 | 52.1411 | 20.0877 | 0 | 0 | 0 | 0 | 0 | 0 | 0 | 0 | 995.697 | 390.6566 | 0 | 0 | 0 | 0 | 0
114 | TSTS Transformer and 66kV Circuit Breaker Replacement | Replacement - Major Station | Major Station | TRUE | Transformers | Network | Labour - External | 50% | 0 | 0.28843 | 1.7265 | 0 | 128.6942 | 1672.8739 | 2830.9709 | 1801.5682 | 0 | 0 | 0 | 0 | 0 | 0.010014 | 0 | -0.18766 | [5 empty] | 0 | 0 | 0 | 0.082775 | 0 | 7.8193 | 90.6449 | 157.5167 | 97.6878 | 0 | 0 | 0 | 0 | 0.28843 | 1.8193 | 0 | 136.3259 | 1763.5188 | 2988.4876 | 1899.256 | 0 | 0 | 0 | 0 | 0% | 0% | 0% | 0% | 72% | 28% | 0% | 0% | 0% | 0% | 100% | [10 empty] | 0 | 0 | 0 | 0 | 4634.008 | 1802.1142 | 0 | 0 | 0 | 0 | 0 | 0 | 0 | 0 | -0.17765 | 0 | 0 | 0 | 0 | 0 | 0 | 0 | 0 | 0 | 256.0636 | 97.6878 | 0 | 0 | 0 | 0 | 0 | 0 | 0 | 0 | 4889.894 | 1899.802 | 0 | 0 | 0 | 0 | 0
115 | TSTS Transformer and 66kV Circuit Breaker Replacement | Replacement - Major Station | Major Station | TRUE | Towers and Conductor | Network | Materials | 40% | 0 | 0.0099421 | 0.059512 | 0 | 4.436 | 57.6623 | 97.5808 | 62.0983 | 0 | 0 | 0 | 0 | 0 | 0 | 0 | 0 | 0 | 0 | 0 | 0 | 0 | 0 | 0 | 0 | 0.0028367 | 0 | 0.26992 | 3.1244 | 5.4294 | 3.3672 | 0 | 0 | 0 | 0 | 0.0099421 | 0.062349 | 0 | 4.7059 | 60.7867 | 103.0102 | 65.4655 | 0 | 0 | 0 | 0 | 0% | 0% | 0% | 0% | 72% | 28% | 0% | 0% | 0% | 0% | 100% | [10 empty] | 0 | 0 | 0 | 0 | 159.7297 | 62.1171 | 0 | 0 | 0 | 0 | 0 | 0 | 0 | 0 | 0 | 0 | 0 | 0 | 0 | 0 | 0 | 0 | 0 | 0 | 8.8266 | 3.3672 | 0 | 0 | 0 | 0 | 0 | 0 | 0 | 0 | 168.5563 | 65.4843 | 0 | 0 | 0 | 0 | 0
116 | TSTS Transformer and 66kV Circuit Breaker Replacement | Replacement - Major Station | Major Station | TRUE | Towers and Conductor | Network | Labour - Internal | 10% | 0 | 0.0024855 | 0.014878 | 0 | 1.109 | 14.4156 | 24.3952 | 15.5246 | 0 | 0 | 0 | 0 | 0 | 8.6292e-05 | 0 | 0.010949 | 0.21797 | 0.49288 | 0.43716 | 0 | 0 | 0 | 0 | 0 | 0.00071329 | 0 | 0.068145 | 0.79292 | 1.3848 | 0.8655 | 0 | 0 | 0 | 0 | 0.0024855 | 0.015678 | 0 | 1.1881 | 15.4265 | 26.2729 | 16.8272 | 0 | 0 | 0 | 0 | 0% | 0% | 0% | 0% | 72% | 28% | 0% | 0% | 0% | 0% | 100% | [10 empty] | 0 | 0 | 0 | 0 | 39.9324 | 15.5293 | 0 | 0 | 0 | 0 | 0 | 0 | 0 | 0 | 0.72188 | 0.43716 | 0 | 0 | 0 | 0 | 0 | 0 | 0 | 0 | 2.2466 | 0.8655 | 0 | 0 | 0 | 0 | 0 | 0 | 0 | 0 | 42.9009 | 16.8319 | 0 | 0 | 0 | 0 | 0
117 | TSTS Transformer and 66kV Circuit Breaker Replacement | Replacement - Major Station | Major Station | TRUE | Towers and Conductor | Network | Labour - External | 50% | 0 | 0.012428 | 0.07439 | 0 | 5.545 | 72.0779 | 121.976 | 77.6228 | 0 | 0 | 0 | 0 | 0 | 0.00043146 | 0 | -0.0080855 | [5 empty] | 0 | 0 | 0 | 0.0035664 | 0 | 0.3369 | 3.9055 | 6.7868 | 4.209 | 0 | 0 | 0 | 0 | 0.012428 | 0.078388 | 0 | 5.8738 | 75.9834 | 128.7628 | 81.8318 | 0 | 0 | 0 | 0 | 0% | 0% | 0% | 0% | 72% | 28% | 0% | 0% | 0% | 0% | 100% | [10 empty] | 0 | 0 | 0 | 0 | 199.6621 | 77.6464 | 0 | 0 | 0 | 0 | 0 | 0 | 0 | 0 | -0.0076541 | 0 | 0 | 0 | 0 | 0 | 0 | 0 | 0 | 0 | 11.0328 | 4.209 | 0 | 0 | 0 | 0 | 0 | 0 | 0 | 0 | 210.6873 | 81.8554 | 0 | 0 | 0 | 0 | 0
118 | TSTS Transformer and 66kV Circuit Breaker Replacement | Replacement - Major Station | Major Station | TRUE | Establishment | Network | Materials | 40% | 0 | 0.079679 | 0.47695 | 0 | 35.5513 | 462.1256 | 782.0458 | 497.6769 | 0 | 0 | 0 | 0 | 0 | 0 | 0 | 0 | 0 | 0 | 0 | 0 | 0 | 0 | 0 | 0 | 0.022734 | 0 | 2.1632 | 25.0403 | 43.5134 | 26.9859 | 0 | 0 | 0 | 0 | 0.079679 | 0.49968 | 0 | 37.7145 | 487.1659 | 825.5593 | 524.6628 | 0 | 0 | 0 | 0 | 0% | 0% | 0% | 0% | 72% | 28% | 0% | 0% | 0% | 0% | 100% | [10 empty] | 0 | 0 | 0 | 0 | 1280.1285 | 497.8278 | 0 | 0 | 0 | 0 | 0 | 0 | 0 | 0 | 0 | 0 | 0 | 0 | 0 | 0 | 0 | 0 | 0 | 0 | 70.7397 | 26.9859 | 0 | 0 | 0 | 0 | 0 | 0 | 0 | 0 | 1350.8682 | 524.8137 | 0 | 0 | 0 | 0 | 0
119 | TSTS Transformer and 66kV Circuit Breaker Replacement | Replacement - Major Station | Major Station | TRUE | Establishment | Network | Labour - Internal | 10% | 0 | 0.01992 | 0.11924 | 0 | 8.8878 | 115.5314 | 195.5115 | 124.4192 | 0 | 0 | 0 | 0 | 0 | 0.00069158 | 0 | 0.087749 | 1.7468 | 3.9501 | 3.5035 | 0 | 0 | 0 | 0 | 0 | 0.0057165 | 0 | 0.54614 | 6.3547 | 11.0981 | 6.9365 | 0 | 0 | 0 | 0 | 0.01992 | 0.12565 | 0 | 9.5217 | 123.633 | 210.5597 | 134.8592 | 0 | 0 | 0 | 0 | 0% | 0% | 0% | 0% | 72% | 28% | 0% | 0% | 0% | 0% | 100% | [10 empty] | 0 | 0 | 0 | 0 | 320.0321 | 124.4569 | 0 | 0 | 0 | 0 | 0 | 0 | 0 | 0 | 5.7854 | 3.5035 | 0 | 0 | 0 | 0 | 0 | 0 | 0 | 0 | 18.0047 | 6.9365 | 0 | 0 | 0 | 0 | 0 | 0 | 0 | 0 | 343.8223 | 134.8969 | 0 | 0 | 0 | 0 | 0
120 | TSTS Transformer and 66kV Circuit Breaker Replacement | Replacement - Major Station | Major Station | TRUE | Establishment | Network | Labour - External | 50% | 0 | 0.099599 | 0.59619 | 0 | 44.4392 | 577.657 | 977.5573 | 622.0962 | 0 | 0 | 0 | 0 | 0 | 0.0034579 | 0 | -0.0648 | [5 empty] | 0 | 0 | 0 | 0.028583 | 0 | 2.7001 | 31.3004 | 54.3918 | 33.7324 | 0 | 0 | 0 | 0 | 0.099599 | 0.62823 | 0 | 47.0744 | 608.9574 | 1031.9491 | 655.8285 | 0 | 0 | 0 | 0 | 0% | 0% | 0% | 0% | 72% | 28% | 0% | 0% | 0% | 0% | 100% | [10 empty] | 0 | 0 | 0 | 0 | 1600.1607 | 622.2847 | 0 | 0 | 0 | 0 | 0 | 0 | 0 | 0 | -0.061342 | 0 | 0 | 0 | 0 | 0 | 0 | 0 | 0 | 0 | 88.4209 | 33.7324 | 0 | 0 | 0 | 0 | 0 | 0 | 0 | 0 | 1688.5202 | 656.0171 | 0 | 0 | 0 | 0 | 0
121 | TSTS Transformer and 66kV Circuit Breaker Replacement | Replacement - Major Station | Major Station | TRUE | Communications | Network | Materials | 40% | 0 | 0.0023368 | 0.013988 | 0 | 1.0426 | 13.5531 | 22.9357 | 14.5958 | 0 | 0 | 0 | 0 | 0 | 0 | 0 | 0 | 0 | 0 | 0 | 0 | 0 | 0 | 0 | 0 | 0.00066675 | 0 | 0.063442 | 0.73438 | 1.2762 | 0.79144 | 0 | 0 | 0 | 0 | 0.0023368 | 0.014655 | 0 | 1.1061 | 14.2875 | 24.2119 | 15.3872 | 0 | 0 | 0 | 0 | 0% | 0% | 0% | 0% | 72% | 28% | 0% | 0% | 0% | 0% | 100% | [10 empty] | 0 | 0 | 0 | 0 | 37.5434 | 14.6002 | 0 | 0 | 0 | 0 | 0 | 0 | 0 | 0 | 0 | 0 | 0 | 0 | 0 | 0 | 0 | 0 | 0 | 0 | 2.0746 | 0.79144 | 0 | 0 | 0 | 0 | 0 | 0 | 0 | 0 | 39.618 | 15.3916 | 0 | 0 | 0 | 0 | 0
122 | TSTS Transformer and 66kV Circuit Breaker Replacement | Replacement - Major Station | Major Station | TRUE | Communications | Network | Labour - Internal | 10% | 0 | 0.0005842 | 0.003497 | 0 | 0.26066 | 3.3883 | 5.7339 | 3.6489 | 0 | 0 | 0 | 0 | 0 | 2.0282e-05 | 0 | 0.0025735 | 0.051231 | 0.11585 | 0.10275 | 0 | 0 | 0 | 0 | 0 | 0.00016765 | 0 | 0.016017 | 0.18637 | 0.32548 | 0.20343 | 0 | 0 | 0 | 0 | 0.0005842 | 0.0036849 | 0 | 0.27925 | 3.6259 | 6.1753 | 3.9551 | 0 | 0 | 0 | 0 | 0% | 0% | 0% | 0% | 72% | 28% | 0% | 0% | 0% | 0% | 100% | [10 empty] | 0 | 0 | 0 | 0 | 9.3858 | 3.6501 | 0 | 0 | 0 | 0 | 0 | 0 | 0 | 0 | 0.16967 | 0.10275 | 0 | 0 | 0 | 0 | 0 | 0 | 0 | 0 | 0.52804 | 0.20343 | 0 | 0 | 0 | 0 | 0 | 0 | 0 | 0 | 10.0836 | 3.9562 | 0 | 0 | 0 | 0 | 0
123 | TSTS Transformer and 66kV Circuit Breaker Replacement | Replacement - Major Station | Major Station | TRUE | Communications | Network | Labour - External | 50% | 0 | 0.002921 | 0.017485 | 0 | 1.3033 | 16.9414 | 28.6696 | 18.2447 | 0 | 0 | 0 | 0 | 0 | 0.00010141 | 0 | -0.0019005 | [5 empty] | 0 | 0 | 0 | 0.00083827 | 0 | 0.079187 | 0.91797 | 1.5952 | 0.9893 | 0 | 0 | 0 | 0 | 0.002921 | 0.018425 | 0 | 1.3806 | 17.8594 | 30.2648 | 19.234 | 0 | 0 | 0 | 0 | 0% | 0% | 0% | 0% | 72% | 28% | 0% | 0% | 0% | 0% | 100% | [10 empty] | 0 | 0 | 0 | 0 | 46.9292 | 18.2503 | 0 | 0 | 0 | 0 | 0 | 0 | 0 | 0 | -0.001799 | 0 | 0 | 0 | 0 | 0 | 0 | 0 | 0 | 0 | 2.5932 | 0.9893 | 0 | 0 | 0 | 0 | 0 | 0 | 0 | 0 | 49.5206 | 19.2396 | 0 | 0 | 0 | 0 | 0
124 | GTS 220 kV and 66kV Circuit Breaker Replacement | Replacement - Major Station | Major Station | TRUE | Secondary | Network | Materials | 40% | 0 | 0 | 0 | 0 | 0 | 0 | 0 | 0 | 0 | 0 | 8.5471 | 111.1124 | 0 | 0 | 0 | 0 | 0 | 0 | 0 | 0 | 0 | 0 | 0 | 0 | 0 | 0 | 0 | 0 | 0 | 0 | 0 | 0 | 0.53886 | 7.0052 | 0 | 0 | 0 | 0 | 0 | 0 | 0 | 0 | 0 | 9.086 | 118.1176 | 0% | 0% | 0% | 0% | 0% | 0% | 0% | 0% | 0% | 100% | 100% | [10 empty] | 0 | 0 | 0 | 0 | 0 | 0 | 0 | 0 | 0 | 119.6595 | 0 | 0 | 0 | 0 | 0 | 0 | 0 | 0 | 0 | 0 | 0 | 0 | 0 | 0 | 0 | 0 | 0 | 0 | 0 | 7.5441 | 0 | 0 | 0 | 0 | 0 | 0 | 0 | 0 | 0 | 127.2036 | 0
125 | GTS 220 kV and 66kV Circuit Breaker Replacement | Replacement - Major Station | Major Station | TRUE | Secondary | Network | Labour - Internal | 10% | 0 | 0 | 0 | 0 | 0 | 0 | 0 | 0 | 0 | 0 | 2.1368 | 27.7781 | 0 | 0 | 0 | 0 | 0 | 0 | 0 | 0 | 0 | 0.13353 | 2.0607 | 0 | 0 | 0 | 0 | 0 | 0 | 0 | 0 | 0 | 0.14313 | 1.8812 | 0 | 0 | 0 | 0 | 0 | 0 | 0 | 0 | 0 | 2.4134 | 31.7201 | 0% | 0% | 0% | 0% | 0% | 0% | 0% | 0% | 0% | 100% | 100% | [10 empty] | 0 | 0 | 0 | 0 | 0 | 0 | 0 | 0 | 0 | 29.9149 | 0 | 0 | 0 | 0 | 0 | 0 | 0 | 0 | 0 | 2.1943 | 0 | 0 | 0 | 0 | 0 | 0 | 0 | 0 | 0 | 2.0244 | 0 | 0 | 0 | 0 | 0 | 0 | 0 | 0 | 0 | 34.1335 | 0
126 | GTS 220 kV and 66kV Circuit Breaker Replacement | Replacement - Major Station | Major Station | TRUE | Secondary | Network | Labour - External | 50% | 0 | 0 | 0 | 0 | 0 | 0 | 0 | 0 | 0 | 0 | 10.6839 | 138.8905 | 0 | 0 | 0 | 0 | [5 empty] | 0.61059 | 9.7663 | 0 | 0 | 0 | 0 | 0 | 0 | 0 | 0 | 0 | 0.71208 | 9.3723 | 0 | 0 | 0 | 0 | 0 | 0 | 0 | 0 | 0 | 12.0066 | 158.029 | 0% | 0% | 0% | 0% | 0% | 0% | 0% | 0% | 0% | 100% | 100% | [10 empty] | 0 | 0 | 0 | 0 | 0 | 0 | 0 | 0 | 0 | 149.5743 | 0 | 0 | 0 | 0 | 0 | 0 | 0 | 0 | 0 | 10.3769 | 0 | 0 | 0 | 0 | 0 | 0 | 0 | 0 | 0 | 10.0843 | 0 | 0 | 0 | 0 | 0 | 0 | 0 | 0 | 0 | 170.0356 | 0
127 | GTS 220 kV and 66kV Circuit Breaker Replacement | Replacement - Major Station | Major Station | TRUE | Switchgear | Network | Materials | 40% | 0 | 0 | 0 | 0 | 0 | 0 | 0 | 0 | 0 | 0 | 46.4011 | 603.2139 | 0 | 0 | 0 | 0 | 0 | 0 | 0 | 0 | 0 | 0 | 0 | 0 | 0 | 0 | 0 | 0 | 0 | 0 | 0 | 0 | 2.9254 | 38.0304 | 0 | 0 | 0 | 0 | 0 | 0 | 0 | 0 | 0 | 49.3265 | 641.2443 | 0% | 0% | 0% | 0% | 0% | 0% | 0% | 0% | 0% | 100% | 100% | [10 empty] | 0 | 0 | 0 | 0 | 0 | 0 | 0 | 0 | 0 | 649.6149 | 0 | 0 | 0 | 0 | 0 | 0 | 0 | 0 | 0 | 0 | 0 | 0 | 0 | 0 | 0 | 0 | 0 | 0 | 0 | 40.9559 | 0 | 0 | 0 | 0 | 0 | 0 | 0 | 0 | 0 | 690.5708 | 0
128 | GTS 220 kV and 66kV Circuit Breaker Replacement | Replacement - Major Station | Major Station | TRUE | Switchgear | Network | Labour - Internal | 10% | 0 | 0 | 0 | 0 | 0 | 0 | 0 | 0 | 0 | 0 | 11.6003 | 150.8035 | 0 | 0 | 0 | 0 | 0 | 0 | 0 | 0 | 0 | 0.72489 | 11.1875 | 0 | 0 | 0 | 0 | 0 | 0 | 0 | 0 | 0 | 0.77706 | 10.2129 | 0 | 0 | 0 | 0 | 0 | 0 | 0 | 0 | 0 | 13.1022 | 172.2039 | 0% | 0% | 0% | 0% | 0% | 0% | 0% | 0% | 0% | 100% | 100% | [10 empty] | 0 | 0 | 0 | 0 | 0 | 0 | 0 | 0 | 0 | 162.4037 | 0 | 0 | 0 | 0 | 0 | 0 | 0 | 0 | 0 | 11.9124 | 0 | 0 | 0 | 0 | 0 | 0 | 0 | 0 | 0 | 10.99 | 0 | 0 | 0 | 0 | 0 | 0 | 0 | 0 | 0 | 185.3061 | 0
129 | GTS 220 kV and 66kV Circuit Breaker Replacement | Replacement - Major Station | Major Station | TRUE | Switchgear | Network | Labour - External | 50% | 0 | 0 | 0 | 0 | 0 | 0 | 0 | 0 | 0 | 0 | 58.0013 | 754.0173 | 0 | 0 | 0 | 0 | [5 empty] | 3.3148 | 53.0199 | 0 | 0 | 0 | 0 | 0 | 0 | 0 | 0 | 0 | 3.8658 | 50.8808 | 0 | 0 | 0 | 0 | 0 | 0 | 0 | 0 | 0 | 65.1819 | 857.918 | 0% | 0% | 0% | 0% | 0% | 0% | 0% | 0% | 0% | 100% | 100% | [10 empty] | 0 | 0 | 0 | 0 | 0 | 0 | 0 | 0 | 0 | 812.0187 | 0 | 0 | 0 | 0 | 0 | 0 | 0 | 0 | 0 | 56.3348 | 0 | 0 | 0 | 0 | 0 | 0 | 0 | 0 | 0 | 54.7465 | 0 | 0 | 0 | 0 | 0 | 0 | 0 | 0 | 0 | 923.1 | 0
130 | GTS 220 kV and 66kV Circuit Breaker Replacement | Replacement - Major Station | Major Station | TRUE | Transformers | Network | Materials | 40% | 0 | 0 | 0 | 0 | 0 | 0 | 0 | 0 | 0 | 0 | 49.6455 | 645.3911 | 0 | 0 | 0 | 0 | 0 | 0 | 0 | 0 | 0 | 0 | 0 | 0 | 0 | 0 | 0 | 0 | 0 | 0 | 0 | 0 | 3.13 | 40.6896 | 0 | 0 | 0 | 0 | 0 | 0 | 0 | 0 | 0 | 52.7754 | 686.0807 | 0% | 0% | 0% | 0% | 0% | 0% | 0% | 0% | 0% | 100% | 100% | [10 empty] | 0 | 0 | 0 | 0 | 0 | 0 | 0 | 0 | 0 | 695.0366 | 0 | 0 | 0 | 0 | 0 | 0 | 0 | 0 | 0 | 0 | 0 | 0 | 0 | 0 | 0 | 0 | 0 | 0 | 0 | 43.8195 | 0 | 0 | 0 | 0 | 0 | 0 | 0 | 0 | 0 | 738.8561 | 0
131 | GTS 220 kV and 66kV Circuit Breaker Replacement | Replacement - Major Station | Major Station | TRUE | Transformers | Network | Labour - Internal | 10% | 0 | 0 | 0 | 0 | 0 | 0 | 0 | 0 | 0 | 0 | 12.4114 | 161.3478 | 0 | 0 | 0 | 0 | 0 | 0 | 0 | 0 | 0 | 0.77558 | 11.9697 | 0 | 0 | 0 | 0 | 0 | 0 | 0 | 0 | 0 | 0.83139 | 10.927 | 0 | 0 | 0 | 0 | 0 | 0 | 0 | 0 | 0 | 14.0183 | 184.2445 | 0% | 0% | 0% | 0% | 0% | 0% | 0% | 0% | 0% | 100% | 100% | [10 empty] | 0 | 0 | 0 | 0 | 0 | 0 | 0 | 0 | 0 | 173.7592 | 0 | 0 | 0 | 0 | 0 | 0 | 0 | 0 | 0 | 12.7453 | 0 | 0 | 0 | 0 | 0 | 0 | 0 | 0 | 0 | 11.7584 | 0 | 0 | 0 | 0 | 0 | 0 | 0 | 0 | 0 | 198.2629 | 0
132 | GTS 220 kV and 66kV Circuit Breaker Replacement | Replacement - Major Station | Major Station | TRUE | Transformers | Network | Labour - External | 50% | 0 | 0 | 0 | 0 | 0 | 0 | 0 | 0 | 0 | 0 | 62.0568 | 806.7389 | 0 | 0 | 0 | 0 | [5 empty] | 3.5466 | 56.7271 | 0 | 0 | 0 | 0 | 0 | 0 | 0 | 0 | 0 | 4.1361 | 54.4384 | 0 | 0 | 0 | 0 | 0 | 0 | 0 | 0 | 0 | 69.7395 | 917.9045 | 0% | 0% | 0% | 0% | 0% | 0% | 0% | 0% | 0% | 100% | 100% | [10 empty] | 0 | 0 | 0 | 0 | 0 | 0 | 0 | 0 | 0 | 868.7958 | 0 | 0 | 0 | 0 | 0 | 0 | 0 | 0 | 0 | 60.2737 | 0 | 0 | 0 | 0 | 0 | 0 | 0 | 0 | 0 | 58.5745 | 0 | 0 | 0 | 0 | 0 | 0 | 0 | 0 | 0 | 987.644 | 0
133 | GTS 220 kV and 66kV Circuit Breaker Replacement | Replacement - Major Station | Major Station | TRUE | Towers and Conductor | Network | Materials | 40% | 0 | 0 | 0 | 0 | 0 | 0 | 0 | 0 | 0 | 0 | 3.2639 | 42.4307 | 0 | 0 | 0 | 0 | 0 | 0 | 0 | 0 | 0 | 0 | 0 | 0 | 0 | 0 | 0 | 0 | 0 | 0 | 0 | 0 | 0.20578 | 2.6751 | 0 | 0 | 0 | 0 | 0 | 0 | 0 | 0 | 0 | 3.4697 | 45.1058 | 0% | 0% | 0% | 0% | 0% | 0% | 0% | 0% | 0% | 100% | 100% | [10 empty] | 0 | 0 | 0 | 0 | 0 | 0 | 0 | 0 | 0 | 45.6946 | 0 | 0 | 0 | 0 | 0 | 0 | 0 | 0 | 0 | 0 | 0 | 0 | 0 | 0 | 0 | 0 | 0 | 0 | 0 | 2.8809 | 0 | 0 | 0 | 0 | 0 | 0 | 0 | 0 | 0 | 48.5755 | 0
134 | GTS 220 kV and 66kV Circuit Breaker Replacement | Replacement - Major Station | Major Station | TRUE | Towers and Conductor | Network | Labour - Internal | 10% | 0 | 0 | 0 | 0 | 0 | 0 | 0 | 0 | 0 | 0 | 0.81597 | 10.6077 | 0 | 0 | 0 | 0 | 0 | 0 | 0 | 0 | 0 | 0.05099 | 0.78694 | 0 | 0 | 0 | 0 | 0 | 0 | 0 | 0 | 0 | 0.054659 | 0.71839 | 0 | 0 | 0 | 0 | 0 | 0 | 0 | 0 | 0 | 0.92162 | 12.113 | 0% | 0% | 0% | 0% | 0% | 0% | 0% | 0% | 0% | 100% | 100% | [10 empty] | 0 | 0 | 0 | 0 | 0 | 0 | 0 | 0 | 0 | 11.4236 | 0 | 0 | 0 | 0 | 0 | 0 | 0 | 0 | 0 | 0.83793 | 0 | 0 | 0 | 0 | 0 | 0 | 0 | 0 | 0 | 0.77305 | 0 | 0 | 0 | 0 | 0 | 0 | 0 | 0 | 0 | 13.0346 | 0
135 | GTS 220 kV and 66kV Circuit Breaker Replacement | Replacement - Major Station | Major Station | TRUE | Towers and Conductor | Network | Labour - External | 50% | 0 | 0 | 0 | 0 | 0 | 0 | 0 | 0 | 0 | 0 | 4.0799 | 53.0384 | 0 | 0 | 0 | 0 | [5 empty] | 0.23317 | 3.7295 | 0 | 0 | 0 | 0 | 0 | 0 | 0 | 0 | 0 | 0.27192 | 3.579 | 0 | 0 | 0 | 0 | 0 | 0 | 0 | 0 | 0 | 4.585 | 60.3468 | 0% | 0% | 0% | 0% | 0% | 0% | 0% | 0% | 0% | 100% | 100% | [10 empty] | 0 | 0 | 0 | 0 | 0 | 0 | 0 | 0 | 0 | 57.1182 | 0 | 0 | 0 | 0 | 0 | 0 | 0 | 0 | 0 | 3.9626 | 0 | 0 | 0 | 0 | 0 | 0 | 0 | 0 | 0 | 3.8509 | 0 | 0 | 0 | 0 | 0 | 0 | 0 | 0 | 0 | 64.9318 | 0
136 | GTS 220 kV and 66kV Circuit Breaker Replacement | Replacement - Major Station | Major Station | TRUE | Establishment | Network | Materials | 40% | 0 | 0 | 0 | 0 | 0 | 0 | 0 | 0 | 0 | 0 | 23.7922 | 309.2989 | 0 | 0 | 0 | 0 | 0 | 0 | 0 | 0 | 0 | 0 | 0 | 0 | 0 | 0 | 0 | 0 | 0 | 0 | 0 | 0 | 1.5 | 19.5002 | 0 | 0 | 0 | 0 | 0 | 0 | 0 | 0 | 0 | 25.2922 | 328.7991 | 0% | 0% | 0% | 0% | 0% | 0% | 0% | 0% | 0% | 100% | 100% | [10 empty] | 0 | 0 | 0 | 0 | 0 | 0 | 0 | 0 | 0 | 333.0912 | 0 | 0 | 0 | 0 | 0 | 0 | 0 | 0 | 0 | 0 | 0 | 0 | 0 | 0 | 0 | 0 | 0 | 0 | 0 | 21.0002 | 0 | 0 | 0 | 0 | 0 | 0 | 0 | 0 | 0 | 354.0913 | 0
137 | GTS 220 kV and 66kV Circuit Breaker Replacement | Replacement - Major Station | Major Station | TRUE | Establishment | Network | Labour - Internal | 10% | 0 | 0 | 0 | 0 | 0 | 0 | 0 | 0 | 0 | 0 | 5.9481 | 77.3247 | 0 | 0 | 0 | 0 | 0 | 0 | 0 | 0 | 0 | 0.37169 | 5.7364 | 0 | 0 | 0 | 0 | 0 | 0 | 0 | 0 | 0 | 0.39844 | 5.2367 | 0 | 0 | 0 | 0 | 0 | 0 | 0 | 0 | 0 | 6.7182 | 88.2978 | 0% | 0% | 0% | 0% | 0% | 0% | 0% | 0% | 0% | 100% | 100% | [10 empty] | 0 | 0 | 0 | 0 | 0 | 0 | 0 | 0 | 0 | 83.2728 | 0 | 0 | 0 | 0 | 0 | 0 | 0 | 0 | 0 | 6.1081 | 0 | 0 | 0 | 0 | 0 | 0 | 0 | 0 | 0 | 5.6351 | 0 | 0 | 0 | 0 | 0 | 0 | 0 | 0 | 0 | 95.016 | 0
138 | GTS 220 kV and 66kV Circuit Breaker Replacement | Replacement - Major Station | Major Station | TRUE | Establishment | Network | Labour - External | 50% | 0 | 0 | 0 | 0 | 0 | 0 | 0 | 0 | 0 | 0 | 29.7403 | 386.6237 | 0 | 0 | 0 | 0 | [5 empty] | 1.6997 | 27.1861 | 0 | 0 | 0 | 0 | 0 | 0 | 0 | 0 | 0 | 1.9822 | 26.0892 | 0 | 0 | 0 | 0 | 0 | 0 | 0 | 0 | 0 | 33.4221 | 439.8989 | 0% | 0% | 0% | 0% | 0% | 0% | 0% | 0% | 0% | 100% | 100% | [10 empty] | 0 | 0 | 0 | 0 | 0 | 0 | 0 | 0 | 0 | 416.3639 | 0 | 0 | 0 | 0 | 0 | 0 | 0 | 0 | 0 | 28.8857 | 0 | 0 | 0 | 0 | 0 | 0 | 0 | 0 | 0 | 28.0714 | 0 | 0 | 0 | 0 | 0 | 0 | 0 | 0 | 0 | 473.3211 | 0
139 | SYTS 500kV GIS Replacement | Replacement - Major Station | Major Station | TRUE | Secondary | Network | Materials | 40% | 0 | 0 | 0 | 0 | 31.6276 | 411.2787 | 696.0229 | 442.9302 | 0 | 0 | 0 | 0 | 0 | 0 | 0 | 0 | 0 | 0 | 0 | 0 | 0 | 0 | 0 | 0 | 0 | 0 | 1.9245 | 22.2852 | 38.7271 | 24.0173 | 0 | 0 | 0 | 0 | 0 | 0 | 0 | 33.5521 | 433.5638 | 734.75 | 466.9475 | 0 | 0 | 0 | 0 | 0% | 0% | 0% | 0% | 72% | 28% | 0% | 0% | 0% | 0% | 100% | [10 empty] | 0 | 0 | 0 | 0 | 1138.9388 | 442.9206 | 0 | 0 | 0 | 0 | 0 | 0 | 0 | 0 | 0 | 0 | 0 | 0 | 0 | 0 | 0 | 0 | 0 | 0 | 62.9367 | 24.0173 | 0 | 0 | 0 | 0 | 0 | 0 | 0 | 0 | 1201.8755 | 466.938 | 0 | 0 | 0 | 0 | 0
140 | SYTS 500kV GIS Replacement | Replacement - Major Station | Major Station | TRUE | Secondary | Network | Labour - Internal | 10% | 0 | 0 | 0 | 0 | 7.9069 | 102.8197 | 174.0057 | 110.7325 | 0 | 0 | 0 | 0 | 0 | 0 | 0 | 0.078064 | 1.5546 | 3.5156 | 3.1181 | 0 | 0 | 0 | 0 | 0 | 0 | 0 | 0.48587 | 5.6555 | 9.8774 | 6.1734 | 0 | 0 | 0 | 0 | 0 | 0 | 0 | 8.4708 | 110.0298 | 187.3987 | 120.0241 | 0 | 0 | 0 | 0 | 0% | 0% | 0% | 0% | 72% | 28% | 0% | 0% | 0% | 0% | 100% | [10 empty] | 0 | 0 | 0 | 0 | 284.7347 | 110.7302 | 0 | 0 | 0 | 0 | 0 | 0 | 0 | 0 | 5.1483 | 3.1181 | 0 | 0 | 0 | 0 | 0 | 0 | 0 | 0 | 16.0188 | 6.1734 | 0 | 0 | 0 | 0 | 0 | 0 | 0 | 0 | 305.9018 | 120.0217 | 0 | 0 | 0 | 0 | 0
141 | SYTS 500kV GIS Replacement | Replacement - Major Station | Major Station | TRUE | Secondary | Network | Labour - External | 50% | 0 | 0 | 0 | 0 | 39.5345 | 514.0983 | 870.0286 | 553.6627 | 0 | 0 | 0 | 0 | 0 | 0 | 0 | -0.057649 | [5 empty] | 0 | 0 | 0 | 0 | 0 | 2.4021 | 27.8565 | 48.4088 | 30.0217 | 0 | 0 | 0 | 0 | 0 | 0 | 0 | 41.879 | 541.9548 | 918.4375 | 583.6844 | 0 | 0 | 0 | 0 | 0% | 0% | 0% | 0% | 72% | 28% | 0% | 0% | 0% | 0% | 100% | [10 empty] | 0 | 0 | 0 | 0 | 1423.6734 | 553.6508 | 0 | 0 | 0 | 0 | 0 | 0 | 0 | 0 | -0.057649 | 0 | 0 | 0 | 0 | 0 | 0 | 0 | 0 | 0 | 78.6674 | 30.0217 | 0 | 0 | 0 | 0 | 0 | 0 | 0 | 0 | 1502.2832 | 583.6724 | 0 | 0 | 0 | 0 | 0
142 | SYTS 500kV GIS Replacement | Replacement - Major Station | Major Station | TRUE | Switchgear | Network | Materials | 40% | 0 | 0 | 0 | 0 | 171.7021 | 2232.7757 | 3778.6134 | 2404.6075 | 0 | 0 | 0 | 0 | 0 | 0 | 0 | 0 | 0 | 0 | 0 | 0 | 0 | 0 | 0 | 0 | 0 | 0 | 10.4476 | 120.9832 | 210.244 | 130.3868 | 0 | 0 | 0 | 0 | 0 | 0 | 0 | 182.1497 | 2353.759 | 3988.8574 | 2534.9943 | 0 | 0 | 0 | 0 | 0% | 0% | 0% | 0% | 72% | 28% | 0% | 0% | 0% | 0% | 100% | [10 empty] | 0 | 0 | 0 | 0 | 6183.1431 | 2404.5557 | 0 | 0 | 0 | 0 | 0 | 0 | 0 | 0 | 0 | 0 | 0 | 0 | 0 | 0 | 0 | 0 | 0 | 0 | 341.6749 | 130.3868 | 0 | 0 | 0 | 0 | 0 | 0 | 0 | 0 | 6524.818 | 2534.9425 | 0 | 0 | 0 | 0 | 0
143 | SYTS 500kV GIS Replacement | Replacement - Major Station | Major Station | TRUE | Switchgear | Network | Labour - Internal | 10% | 0 | 0 | 0 | 0 | 42.9255 | 558.1939 | 944.6533 | 601.1519 | 0 | 0 | 0 | 0 | 0 | 0 | 0 | 0.4238 | 8.44 | 19.0858 | 16.9278 | 0 | 0 | 0 | 0 | 0 | 0 | 0 | 2.6377 | 30.7031 | 53.6229 | 33.5146 | 0 | 0 | 0 | 0 | 0 | 0 | 0 | 45.987 | 597.337 | 1017.3621 | 651.5943 | 0 | 0 | 0 | 0 | 0% | 0% | 0% | 0% | 72% | 28% | 0% | 0% | 0% | 0% | 100% | [10 empty] | 0 | 0 | 0 | 0 | 1545.7858 | 601.1389 | 0 | 0 | 0 | 0 | 0 | 0 | 0 | 0 | 27.9496 | 16.9278 | 0 | 0 | 0 | 0 | 0 | 0 | 0 | 0 | 86.9638 | 33.5146 | 0 | 0 | 0 | 0 | 0 | 0 | 0 | 0 | 1660.6991 | 651.5813 | 0 | 0 | 0 | 0 | 0
144 | SYTS 500kV GIS Replacement | Replacement - Major Station | Major Station | TRUE | Switchgear | Network | Labour - External | 50% | 0 | 0 | 0 | 0 | 214.6276 | 2790.9697 | 4723.2667 | 3005.7594 | 0 | 0 | 0 | 0 | 0 | 0 | 0 | -0.31297 | [5 empty] | 0 | 0 | 0 | 0 | 0 | 13.0405 | 151.229 | 262.805 | 162.9835 | 0 | 0 | 0 | 0 | 0 | 0 | 0 | 227.3552 | 2942.1987 | 4986.0717 | 3168.7429 | 0 | 0 | 0 | 0 | 0% | 0% | 0% | 0% | 72% | 28% | 0% | 0% | 0% | 0% | 100% | [10 empty] | 0 | 0 | 0 | 0 | 7728.9289 | 3005.6946 | 0 | 0 | 0 | 0 | 0 | 0 | 0 | 0 | -0.31297 | 0 | 0 | 0 | 0 | 0 | 0 | 0 | 0 | 0 | 427.0745 | 162.9835 | 0 | 0 | 0 | 0 | 0 | 0 | 0 | 0 | 8155.6905 | 3168.6781 | 0 | 0 | 0 | 0 | 0
145 | SYTS 500kV GIS Replacement | Replacement - Major Station | Major Station | TRUE | Transformers | Network | Materials | 40% | 0 | 0 | 0 | 0 | 183.7077 | 2388.8935 | 4042.8175 | 2572.7399 | 0 | 0 | 0 | 0 | 0 | 0 | 0 | 0 | 0 | 0 | 0 | 0 | 0 | 0 | 0 | 0 | 0 | 0 | 11.1781 | 129.4425 | 224.9445 | 139.5036 | 0 | 0 | 0 | 0 | 0 | 0 | 0 | 194.8858 | 2518.336 | 4267.762 | 2712.2435 | 0 | 0 | 0 | 0 | 0% | 0% | 0% | 0% | 72% | 28% | 0% | 0% | 0% | 0% | 100% | [10 empty] | 0 | 0 | 0 | 0 | 6615.4742 | 2572.6844 | 0 | 0 | 0 | 0 | 0 | 0 | 0 | 0 | 0 | 0 | 0 | 0 | 0 | 0 | 0 | 0 | 0 | 0 | 365.5651 | 139.5036 | 0 | 0 | 0 | 0 | 0 | 0 | 0 | 0 | 6981.0392 | 2712.188 | 0 | 0 | 0 | 0 | 0
146 | SYTS 500kV GIS Replacement | Replacement - Major Station | Major Station | TRUE | Transformers | Network | Labour - Internal | 10% | 0 | 0 | 0 | 0 | 45.9269 | 597.2234 | 1010.7044 | 643.185 | 0 | 0 | 0 | 0 | 0 | 0 | 0 | 0.45343 | 9.0301 | 20.4203 | 18.1114 | 0 | 0 | 0 | 0 | 0 | 0 | 0 | 2.8221 | 32.8499 | 57.3723 | 35.858 | 0 | 0 | 0 | 0 | 0 | 0 | 0 | 49.2025 | 639.1034 | 1088.497 | 697.1544 | 0 | 0 | 0 | 0 | 0% | 0% | 0% | 0% | 72% | 28% | 0% | 0% | 0% | 0% | 100% | [10 empty] | 0 | 0 | 0 | 0 | 1653.8685 | 643.1711 | 0 | 0 | 0 | 0 | 0 | 0 | 0 | 0 | 29.9039 | 18.1114 | 0 | 0 | 0 | 0 | 0 | 0 | 0 | 0 | 93.0444 | 35.858 | 0 | 0 | 0 | 0 | 0 | 0 | 0 | 0 | 1776.8167 | 697.1405 | 0 | 0 | 0 | 0 | 0
147 | SYTS 500kV GIS Replacement | Replacement - Major Station | Major Station | TRUE | Transformers | Network | Labour - External | 50% | 0 | 0 | 0 | 0 | 229.6346 | 2986.1168 | 5053.5219 | 3215.9249 | 0 | 0 | 0 | 0 | 0 | 0 | 0 | -0.33485 | [5 empty] | 0 | 0 | 0 | 0 | 0 | 13.9523 | 161.8031 | 281.1806 | 174.3795 | 0 | 0 | 0 | 0 | 0 | 0 | 0 | 243.252 | 3147.9199 | 5334.7025 | 3390.3044 | 0 | 0 | 0 | 0 | 0% | 0% | 0% | 0% | 72% | 28% | 0% | 0% | 0% | 0% | 100% | [10 empty] | 0 | 0 | 0 | 0 | 8269.3427 | 3215.8555 | 0 | 0 | 0 | 0 | 0 | 0 | 0 | 0 | -0.33485 | 0 | 0 | 0 | 0 | 0 | 0 | 0 | 0 | 0 | 456.936 | 174.3795 | 0 | 0 | 0 | 0 | 0 | 0 | 0 | 0 | 8725.9438 | 3390.235 | 0 | 0 | 0 | 0 | 0
148 | SYTS 500kV GIS Replacement | Replacement - Major Station | Major Station | TRUE | Towers and Conductor | Network | Materials | 40% | 0 | 0 | 0 | 0 | 12.0777 | 157.0558 | 265.7916 | 169.1426 | 0 | 0 | 0 | 0 | 0 | 0 | 0 | 0 | 0 | 0 | 0 | 0 | 0 | 0 | 0 | 0 | 0 | 0 | 0.7349 | 8.5101 | 14.7888 | 9.1715 | 0 | 0 | 0 | 0 | 0 | 0 | 0 | 12.8126 | 165.5659 | 280.5804 | 178.3141 | 0 | 0 | 0 | 0 | 0% | 0% | 0% | 0% | 72% | 28% | 0% | 0% | 0% | 0% | 100% | [10 empty] | 0 | 0 | 0 | 0 | 434.9287 | 169.139 | 0 | 0 | 0 | 0 | 0 | 0 | 0 | 0 | 0 | 0 | 0 | 0 | 0 | 0 | 0 | 0 | 0 | 0 | 24.0338 | 9.1715 | 0 | 0 | 0 | 0 | 0 | 0 | 0 | 0 | 458.9625 | 178.3105 | 0 | 0 | 0 | 0 | 0
149 | SYTS 500kV GIS Replacement | Replacement - Major Station | Major Station | TRUE | Towers and Conductor | Network | Labour - Internal | 10% | 0 | 0 | 0 | 0 | 3.0194 | 39.2639 | 66.4479 | 42.2857 | 0 | 0 | 0 | 0 | 0 | 0 | 0 | 0.02981 | 0.59368 | 1.3425 | 1.1907 | 0 | 0 | 0 | 0 | 0 | 0 | 0 | 0.18554 | 2.1597 | 3.7719 | 2.3575 | 0 | 0 | 0 | 0 | 0 | 0 | 0 | 3.2348 | 42.0173 | 71.5623 | 45.8338 | 0 | 0 | 0 | 0 | 0% | 0% | 0% | 0% | 72% | 28% | 0% | 0% | 0% | 0% | 100% | [10 empty] | 0 | 0 | 0 | 0 | 108.7322 | 42.2847 | 0 | 0 | 0 | 0 | 0 | 0 | 0 | 0 | 1.966 | 1.1907 | 0 | 0 | 0 | 0 | 0 | 0 | 0 | 0 | 6.1171 | 2.3575 | 0 | 0 | 0 | 0 | 0 | 0 | 0 | 0 | 116.8153 | 45.8329 | 0 | 0 | 0 | 0 | 0
150 | SYTS 500kV GIS Replacement | Replacement - Major Station | Major Station | TRUE | Towers and Conductor | Network | Labour - External | 50% | 0 | 0 | 0 | 0 | 15.0971 | 196.3197 | 332.2395 | 211.4283 | 0 | 0 | 0 | 0 | 0 | 0 | 0 | -0.022014 | [5 empty] | 0 | 0 | 0 | 0 | 0 | 0.91728 | 10.6376 | 18.486 | 11.4644 | 0 | 0 | 0 | 0 | 0 | 0 | 0 | 15.9924 | 206.9573 | 350.7255 | 222.8927 | 0 | 0 | 0 | 0 | 0% | 0% | 0% | 0% | 72% | 28% | 0% | 0% | 0% | 0% | 100% | [10 empty] | 0 | 0 | 0 | 0 | 543.6609 | 211.4237 | 0 | 0 | 0 | 0 | 0 | 0 | 0 | 0 | -0.022014 | 0 | 0 | 0 | 0 | 0 | 0 | 0 | 0 | 0 | 30.0409 | 11.4644 | 0 | 0 | 0 | 0 | 0 | 0 | 0 | 0 | 573.6798 | 222.8881 | 0 | 0 | 0 | 0 | 0
151 | SYTS 500kV GIS Replacement | Replacement - Major Station | Major Station | TRUE | Establishment | Network | Materials | 40% | 0 | 0 | 0 | 0 | 88.0405 | 1144.8595 | 1937.4904 | 1232.9666 | 0 | 0 | 0 | 0 | 0 | 0 | 0 | 0 | 0 | 0 | 0 | 0 | 0 | 0 | 0 | 0 | 0 | 0 | 5.357 | 62.0344 | 107.803 | 66.8561 | 0 | 0 | 0 | 0 | 0 | 0 | 0 | 93.3976 | 1206.8939 | 2045.2934 | 1299.8226 | 0 | 0 | 0 | 0 | 0% | 0% | 0% | 0% | 72% | 28% | 0% | 0% | 0% | 0% | 100% | [10 empty] | 0 | 0 | 0 | 0 | 3170.4171 | 1232.94 | 0 | 0 | 0 | 0 | 0 | 0 | 0 | 0 | 0 | 0 | 0 | 0 | 0 | 0 | 0 | 0 | 0 | 0 | 175.1944 | 66.8561 | 0 | 0 | 0 | 0 | 0 | 0 | 0 | 0 | 3345.6114 | 1299.796 | 0 | 0 | 0 | 0 | 0
152 | SYTS 500kV GIS Replacement | Replacement - Major Station | Major Station | TRUE | Establishment | Network | Labour - Internal | 10% | 0 | 0 | 0 | 0 | 22.0101 | 286.2149 | 484.3726 | 308.2416 | 0 | 0 | 0 | 0 | 0 | 0 | 0 | 0.2173 | 4.3276 | 9.7863 | 8.6798 | 0 | 0 | 0 | 0 | 0 | 0 | 0 | 1.3525 | 15.7431 | 27.4953 | 17.1847 | 0 | 0 | 0 | 0 | 0 | 0 | 0 | 23.5799 | 306.2856 | 521.6541 | 334.1061 | 0 | 0 | 0 | 0 | 0% | 0% | 0% | 0% | 72% | 28% | 0% | 0% | 0% | 0% | 100% | [10 empty] | 0 | 0 | 0 | 0 | 792.6043 | 308.235 | 0 | 0 | 0 | 0 | 0 | 0 | 0 | 0 | 14.3312 | 8.6798 | 0 | 0 | 0 | 0 | 0 | 0 | 0 | 0 | 44.5908 | 17.1847 | 0 | 0 | 0 | 0 | 0 | 0 | 0 | 0 | 851.5263 | 334.0994 | 0 | 0 | 0 | 0 | 0
153 | SYTS 500kV GIS Replacement | Replacement - Major Station | Major Station | TRUE | Establishment | Network | Labour - External | 50% | 0 | 0 | 0 | 0 | 110.0507 | 1431.0744 | 2421.863 | 1541.2082 | 0 | 0 | 0 | 0 | 0 | 0 | 0 | -0.16047 | [5 empty] | 0 | 0 | 0 | 0 | 0 | 6.6865 | 77.5429 | 134.7537 | 83.5701 | 0 | 0 | 0 | 0 | 0 | 0 | 0 | 116.5767 | 1508.6173 | 2556.6167 | 1624.7783 | 0 | 0 | 0 | 0 | 0% | 0% | 0% | 0% | 72% | 28% | 0% | 0% | 0% | 0% | 100% | [10 empty] | 0 | 0 | 0 | 0 | 3963.0213 | 1541.175 | 0 | 0 | 0 | 0 | 0 | 0 | 0 | 0 | -0.16047 | 0 | 0 | 0 | 0 | 0 | 0 | 0 | 0 | 0 | 218.9832 | 83.5701 | 0 | 0 | 0 | 0 | 0 | 0 | 0 | 0 | 4181.844 | 1624.745 | 0 | 0 | 0 | 0 | 0
154 | BLTS 66kV and 22kV Circuit Breaker Replacement | Replacement - Major Station | Major Station | TRUE | Secondary | Network | Materials | 40% | 0 | 0 | 0.25499 | 0 | 6.9753 | 90.6786 | 153.4561 | 97.6539 | 0 | 0 | 0 | 0 | 0 | 0 | 0 | 0 | 0 | 0 | 0 | 0 | 0 | 0 | 0 | 0 | 0.012154 | 0 | 0.42443 | 4.9134 | 8.5384 | 5.2952 | 0 | 0 | 0 | 0 | 0 | 0.26715 | 0 | 7.3997 | 95.5921 | 161.9945 | 102.9491 | 0 | 0 | 0 | 0 | 0% | 0% | 0% | 0% | 72% | 28% | 0% | 0% | 0% | 0% | 100% | [10 empty] | 0 | 0 | 0 | 0 | 251.2936 | 97.7253 | 0 | 0 | 0 | 0 | 0 | 0 | 0 | 0 | 0 | 0 | 0 | 0 | 0 | 0 | 0 | 0 | 0 | 0 | 13.8884 | 5.2952 | 0 | 0 | 0 | 0 | 0 | 0 | 0 | 0 | 265.182 | 103.0205 | 0 | 0 | 0 | 0 | 0
155 | BLTS 66kV and 22kV Circuit Breaker Replacement | Replacement - Major Station | Major Station | TRUE | Secondary | Network | Labour - Internal | 10% | 0 | 0 | 0.063748 | 0 | 1.7438 | 22.6697 | 38.364 | 24.4135 | 0 | 0 | 0 | 0 | 0 | 0.00036974 | 0 | 0.017217 | 0.34277 | 0.77511 | 0.68746 | 0 | 0 | 0 | 0 | 0 | 0.0030562 | 0 | 0.10715 | 1.2469 | 2.1777 | 1.3611 | 0 | 0 | 0 | 0 | 0 | 0.067174 | 0 | 1.8682 | 24.2594 | 41.3169 | 26.462 | 0 | 0 | 0 | 0 | 0% | 0% | 0% | 0% | 72% | 28% | 0% | 0% | 0% | 0% | 100% | [10 empty] | 0 | 0 | 0 | 0 | 62.8234 | 24.4313 | 0 | 0 | 0 | 0 | 0 | 0 | 0 | 0 | 1.1355 | 0.68746 | 0 | 0 | 0 | 0 | 0 | 0 | 0 | 0 | 3.5349 | 1.3611 | 0 | 0 | 0 | 0 | 0 | 0 | 0 | 0 | 67.4937 | 26.4798 | 0 | 0 | 0 | 0 | 0
156 | BLTS 66kV and 22kV Circuit Breaker Replacement | Replacement - Major Station | Major Station | TRUE | Secondary | Network | Labour - External | 50% | 0 | 0 | 0.31874 | 0 | 8.7191 | 113.3483 | 191.8202 | 122.0674 | 0 | 0 | 0 | 0 | 0 | 0.0018487 | 0 | -0.012714 | [5 empty] | 0 | 0 | 0 | 0.015281 | 0 | 0.52976 | 6.1418 | 10.673 | 6.6189 | 0 | 0 | 0 | 0 | 0 | 0.33587 | 0 | 9.2361 | 119.4901 | 202.4931 | 128.6863 | 0 | 0 | 0 | 0 | 0% | 0% | 0% | 0% | 72% | 28% | 0% | 0% | 0% | 0% | 100% | [10 empty] | 0 | 0 | 0 | 0 | 314.117 | 122.1566 | 0 | 0 | 0 | 0 | 0 | 0 | 0 | 0 | -0.010865 | 0 | 0 | 0 | 0 | 0 | 0 | 0 | 0 | 0 | 17.3598 | 6.6189 | 0 | 0 | 0 | 0 | 0 | 0 | 0 | 0 | 331.466 | 128.7756 | 0 | 0 | 0 | 0 | 0
157 | BLTS 66kV and 22kV Circuit Breaker Replacement | Replacement - Major Station | Major Station | TRUE | Switchgear | Network | Materials | 40% | 0 | 0 | 1.3843 | 0 | 37.8678 | 492.2819 | 833.0924 | 530.1497 | 0 | 0 | 0 | 0 | 0 | 0 | 0 | 0 | 0 | 0 | 0 | 0 | 0 | 0 | 0 | 0 | 0.065985 | 0 | 2.3042 | 26.6744 | 46.3537 | 28.7467 | 0 | 0 | 0 | 0 | 0 | 1.4503 | 0 | 40.172 | 518.9562 | 879.4461 | 558.8964 | 0 | 0 | 0 | 0 | 0% | 0% | 0% | 0% | 72% | 28% | 0% | 0% | 0% | 0% | 100% | [10 empty] | 0 | 0 | 0 | 0 | 1364.2388 | 530.5373 | 0 | 0 | 0 | 0 | 0 | 0 | 0 | 0 | 0 | 0 | 0 | 0 | 0 | 0 | 0 | 0 | 0 | 0 | 75.3982 | 28.7467 | 0 | 0 | 0 | 0 | 0 | 0 | 0 | 0 | 1439.637 | 559.284 | 0 | 0 | 0 | 0 | 0
158 | BLTS 66kV and 22kV Circuit Breaker Replacement | Replacement - Major Station | Major Station | TRUE | Switchgear | Network | Labour - Internal | 10% | 0 | 0 | 0.34608 | 0 | 9.467 | 123.0705 | 208.2731 | 132.5374 | 0 | 0 | 0 | 0 | 0 | 0.0020073 | 0 | 0.093466 | 1.8608 | 4.208 | 3.7321 | 0 | 0 | 0 | 0 | 0 | 0.016592 | 0 | 0.58173 | 6.7694 | 11.8226 | 7.389 | 0 | 0 | 0 | 0 | 0 | 0.36468 | 0 | 10.1422 | 131.7007 | 224.3036 | 143.6586 | 0 | 0 | 0 | 0 | 0% | 0% | 0% | 0% | 72% | 28% | 0% | 0% | 0% | 0% | 100% | [10 empty] | 0 | 0 | 0 | 0 | 341.0597 | 132.6343 | 0 | 0 | 0 | 0 | 0 | 0 | 0 | 0 | 6.1643 | 3.7321 | 0 | 0 | 0 | 0 | 0 | 0 | 0 | 0 | 19.1903 | 7.389 | 0 | 0 | 0 | 0 | 0 | 0 | 0 | 0 | 366.4143 | 143.7555 | 0 | 0 | 0 | 0 | 0
159 | BLTS 66kV and 22kV Circuit Breaker Replacement | Replacement - Major Station | Major Station | TRUE | Switchgear | Network | Labour - External | 50% | 0 | 0 | 1.7304 | 0 | 47.3348 | 615.3523 | 1041.3655 | 662.6871 | 0 | 0 | 0 | 0 | 0 | 0.010036 | 0 | -0.069023 | [5 empty] | 0 | 0 | 0 | 0.08296 | 0 | 2.876 | 33.3429 | 57.9421 | 35.9334 | 0 | 0 | 0 | 0 | 0 | 1.8234 | 0 | 50.1418 | 648.6953 | 1099.3076 | 698.6205 | 0 | 0 | 0 | 0 | 0% | 0% | 0% | 0% | 72% | 28% | 0% | 0% | 0% | 0% | 100% | [10 empty] | 0 | 0 | 0 | 0 | 1705.2985 | 663.1716 | 0 | 0 | 0 | 0 | 0 | 0 | 0 | 0 | -0.058986 | 0 | 0 | 0 | 0 | 0 | 0 | 0 | 0 | 0 | 94.244 | 35.9334 | 0 | 0 | 0 | 0 | 0 | 0 | 0 | 0 | 1799.4835 | 699.105 | 0 | 0 | 0 | 0 | 0
160 | BLTS 66kV and 22kV Circuit Breaker Replacement | Replacement - Major Station | Major Station | TRUE | Transformers | Network | Materials | 40% | 0 | 0 | 1.4811 | 0 | 40.5156 | 526.7027 | 891.343 | 567.2182 | 0 | 0 | 0 | 0 | 0 | 0 | 0 | 0 | 0 | 0 | 0 | 0 | 0 | 0 | 0 | 0 | 0.070599 | 0 | 2.4653 | 28.5394 | 49.5948 | 30.7567 | 0 | 0 | 0 | 0 | 0 | 1.5517 | 0 | 42.9809 | 555.2421 | 940.9377 | 597.9749 | 0 | 0 | 0 | 0 | 0% | 0% | 0% | 0% | 72% | 28% | 0% | 0% | 0% | 0% | 100% | [10 empty] | 0 | 0 | 0 | 0 | 1459.6276 | 567.633 | 0 | 0 | 0 | 0 | 0 | 0 | 0 | 0 | 0 | 0 | 0 | 0 | 0 | 0 | 0 | 0 | 0 | 0 | 80.6701 | 30.7567 | 0 | 0 | 0 | 0 | 0 | 0 | 0 | 0 | 1540.2977 | 598.3897 | 0 | 0 | 0 | 0 | 0
161 | BLTS 66kV and 22kV Circuit Breaker Replacement | Replacement - Major Station | Major Station | TRUE | Transformers | Network | Labour - Internal | 10% | 0 | 0 | 0.37028 | 0 | 10.1289 | 131.6757 | 222.8357 | 141.8046 | 0 | 0 | 0 | 0 | 0 | 0.0021476 | 0 | 0.1 | 1.991 | 4.5022 | 3.9931 | 0 | 0 | 0 | 0 | 0 | 0.017752 | 0 | 0.6224 | 7.2427 | 12.6492 | 7.9057 | 0 | 0 | 0 | 0 | 0 | 0.39018 | 0 | 10.8513 | 140.9094 | 239.9871 | 153.7033 | 0 | 0 | 0 | 0 | 0% | 0% | 0% | 0% | 72% | 28% | 0% | 0% | 0% | 0% | 100% | [10 empty] | 0 | 0 | 0 | 0 | 364.9069 | 141.9082 | 0 | 0 | 0 | 0 | 0 | 0 | 0 | 0 | 6.5953 | 3.9931 | 0 | 0 | 0 | 0 | 0 | 0 | 0 | 0 | 20.5321 | 7.9057 | 0 | 0 | 0 | 0 | 0 | 0 | 0 | 0 | 392.0343 | 153.807 | 0 | 0 | 0 | 0 | 0
162 | BLTS 66kV and 22kV Circuit Breaker Replacement | Replacement - Major Station | Major Station | TRUE | Transformers | Network | Labour - External | 50% | 0 | 0 | 1.8514 | 0 | 50.6445 | 658.3783 | 1114.1787 | 709.0228 | 0 | 0 | 0 | 0 | 0 | 0.010738 | 0 | -0.073849 | [5 empty] | 0 | 0 | 0 | 0.08876 | 0 | 3.0771 | 35.6743 | 61.9935 | 38.4459 | 0 | 0 | 0 | 0 | 0 | 1.9509 | 0 | 53.6477 | 694.0526 | 1176.1722 | 747.4687 | 0 | 0 | 0 | 0 | 0% | 0% | 0% | 0% | 72% | 28% | 0% | 0% | 0% | 0% | 100% | [10 empty] | 0 | 0 | 0 | 0 | 1824.5345 | 709.5412 | 0 | 0 | 0 | 0 | 0 | 0 | 0 | 0 | -0.063111 | 0 | 0 | 0 | 0 | 0 | 0 | 0 | 0 | 0 | 100.8336 | 38.4459 | 0 | 0 | 0 | 0 | 0 | 0 | 0 | 0 | 1925.305 | 747.9871 | 0 | 0 | 0 | 0 | 0
163 | BLTS 66kV and 22kV Circuit Breaker Replacement | Replacement - Major Station | Major Station | TRUE | Towers and Conductor | Network | Materials | 40% | 0 | 0 | 0.097374 | 0 | 2.6637 | 34.6276 | 58.6006 | 37.2913 | 0 | 0 | 0 | 0 | 0 | 0 | 0 | 0 | 0 | 0 | 0 | 0 | 0 | 0 | 0 | 0 | 0.0046415 | 0 | 0.16208 | 1.8763 | 3.2606 | 2.0221 | 0 | 0 | 0 | 0 | 0 | 0.10202 | 0 | 2.8257 | 36.5039 | 61.8612 | 39.3134 | 0 | 0 | 0 | 0 | 0% | 0% | 0% | 0% | 72% | 28% | 0% | 0% | 0% | 0% | 100% | [10 empty] | 0 | 0 | 0 | 0 | 95.962 | 37.3185 | 0 | 0 | 0 | 0 | 0 | 0 | 0 | 0 | 0 | 0 | 0 | 0 | 0 | 0 | 0 | 0 | 0 | 0 | 5.3036 | 2.0221 | 0 | 0 | 0 | 0 | 0 | 0 | 0 | 0 | 101.2656 | 39.3406 | 0 | 0 | 0 | 0 | 0
164 | BLTS 66kV and 22kV Circuit Breaker Replacement | Replacement - Major Station | Major Station | TRUE | Towers and Conductor | Network | Labour - Internal | 10% | 0 | 0 | 0.024344 | 0 | 0.66592 | 8.6569 | 14.6501 | 9.3228 | 0 | 0 | 0 | 0 | 0 | 0.00014119 | 0 | 0.0065745 | 0.13089 | 0.29599 | 0.26252 | 0 | 0 | 0 | 0 | 0 | 0.0011671 | 0 | 0.040919 | 0.47617 | 0.83161 | 0.51975 | 0 | 0 | 0 | 0 | 0 | 0.025652 | 0 | 0.71341 | 9.264 | 15.7778 | 10.1051 | 0 | 0 | 0 | 0 | 0% | 0% | 0% | 0% | 72% | 28% | 0% | 0% | 0% | 0% | 100% | [10 empty] | 0 | 0 | 0 | 0 | 23.9905 | 9.3296 | 0 | 0 | 0 | 0 | 0 | 0 | 0 | 0 | 0.4336 | 0.26252 | 0 | 0 | 0 | 0 | 0 | 0 | 0 | 0 | 1.3499 | 0.51975 | 0 | 0 | 0 | 0 | 0 | 0 | 0 | 0 | 25.774 | 10.1119 | 0 | 0 | 0 | 0 | 0
165 | BLTS 66kV and 22kV Circuit Breaker Replacement | Replacement - Major Station | Major Station | TRUE | Towers and Conductor | Network | Labour - External | 50% | 0 | 0 | 0.12172 | 0 | 3.3296 | 43.2845 | 73.2507 | 46.6141 | 0 | 0 | 0 | 0 | 0 | 0.00070596 | 0 | -0.0048551 | [5 empty] | 0 | 0 | 0 | 0.0058355 | 0 | 0.2023 | 2.3454 | 4.0757 | 2.5276 | 0 | 0 | 0 | 0 | 0 | 0.12826 | 0 | 3.527 | 45.6299 | 77.3264 | 49.1417 | 0 | 0 | 0 | 0 | 0% | 0% | 0% | 0% | 72% | 28% | 0% | 0% | 0% | 0% | 100% | [10 empty] | 0 | 0 | 0 | 0 | 119.9525 | 46.6482 | 0 | 0 | 0 | 0 | 0 | 0 | 0 | 0 | -0.0041492 | 0 | 0 | 0 | 0 | 0 | 0 | 0 | 0 | 0 | 6.6292 | 2.5276 | 0 | 0 | 0 | 0 | 0 | 0 | 0 | 0 | 126.5775 | 49.1758 | 0 | 0 | 0 | 0 | 0
166 | BLTS 66kV and 22kV Circuit Breaker Replacement | Replacement - Major Station | Major Station | TRUE | Establishment | Network | Materials | 40% | 0 | 0 | 0.70981 | 0 | 19.4168 | 252.4184 | 427.1695 | 271.8351 | 0 | 0 | 0 | 0 | 0 | 0 | 0 | 0 | 0 | 0 | 0 | 0 | 0 | 0 | 0 | 0 | 0.033834 | 0 | 1.1815 | 13.6773 | 23.7679 | 14.7399 | 0 | 0 | 0 | 0 | 0 | 0.74364 | 0 | 20.5983 | 266.0957 | 450.9375 | 286.5751 | 0 | 0 | 0 | 0 | 0% | 0% | 0% | 0% | 72% | 28% | 0% | 0% | 0% | 0% | 100% | [10 empty] | 0 | 0 | 0 | 0 | 699.5157 | 272.0339 | 0 | 0 | 0 | 0 | 0 | 0 | 0 | 0 | 0 | 0 | 0 | 0 | 0 | 0 | 0 | 0 | 0 | 0 | 38.6605 | 14.7399 | 0 | 0 | 0 | 0 | 0 | 0 | 0 | 0 | 738.1763 | 286.7738 | 0 | 0 | 0 | 0 | 0
167 | BLTS 66kV and 22kV Circuit Breaker Replacement | Replacement - Major Station | Major Station | TRUE | Establishment | Network | Labour - Internal | 10% | 0 | 0 | 0.17745 | 0 | 4.8542 | 63.1046 | 106.7924 | 67.9588 | 0 | 0 | 0 | 0 | 0 | 0.0010292 | 0 | 0.047925 | 0.95415 | 2.1576 | 1.9136 | 0 | 0 | 0 | 0 | 0 | 0.0085075 | 0 | 0.29828 | 3.471 | 6.062 | 3.7887 | 0 | 0 | 0 | 0 | 0 | 0.18699 | 0 | 5.2004 | 67.5298 | 115.0121 | 73.6612 | 0 | 0 | 0 | 0 | 0% | 0% | 0% | 0% | 72% | 28% | 0% | 0% | 0% | 0% | 100% | [10 empty] | 0 | 0 | 0 | 0 | 174.8789 | 68.0085 | 0 | 0 | 0 | 0 | 0 | 0 | 0 | 0 | 3.1607 | 1.9136 | 0 | 0 | 0 | 0 | 0 | 0 | 0 | 0 | 9.8399 | 3.7887 | 0 | 0 | 0 | 0 | 0 | 0 | 0 | 0 | 187.8795 | 73.7109 | 0 | 0 | 0 | 0 | 0
168 | BLTS 66kV and 22kV Circuit Breaker Replacement | Replacement - Major Station | Major Station | TRUE | Establishment | Network | Labour - External | 50% | 0 | 0 | 0.88726 | 0 | 24.271 | 315.5229 | 533.9619 | 339.7939 | 0 | 0 | 0 | 0 | 0 | 0.0051461 | 0 | -0.035392 | [5 empty] | 0 | 0 | 0 | 0.042538 | 0 | 1.4747 | 17.0966 | 29.7099 | 18.4249 | 0 | 0 | 0 | 0 | 0 | 0.93495 | 0 | 25.7103 | 332.6196 | 563.6718 | 358.2188 | 0 | 0 | 0 | 0 | 0% | 0% | 0% | 0% | 72% | 28% | 0% | 0% | 0% | 0% | 100% | [10 empty] | 0 | 0 | 0 | 0 | 874.3947 | 340.0424 | 0 | 0 | 0 | 0 | 0 | 0 | 0 | 0 | -0.030245 | 0 | 0 | 0 | 0 | 0 | 0 | 0 | 0 | 0 | 48.3238 | 18.4249 | 0 | 0 | 0 | 0 | 0 | 0 | 0 | 0 | 922.6882 | 358.4673 | 0 | 0 | 0 | 0 | 0
169 | SMTS 500kV GIS Replacement | Replacement - Major Station | Major Station | TRUE | Secondary | Network | Materials | 40% | 0 | 0 | 0 | 0 | 0 | 0 | 8.5041 | 110.6728 | 187.3053 | 119.2008 | 0 | 0 | 0 | 0 | 0 | 0 | 0 | 0 | 0 | 0 | 0 | 0 | 0 | 0 | 0 | 0 | 0 | 0 | 0.47317 | 6.0011 | 13.1372 | 11.1821 | 0 | 0 | 0 | 0 | 0 | 0 | 0 | 8.9773 | 116.6739 | 200.4425 | 130.383 | 0 | 0 | 0% | 0% | 0% | 0% | 0% | 0% | 72% | 28% | 0% | 0% | 100% | [10 empty] | 0 | 0 | 0 | 0 | 0 | 0 | 306.4918 | 119.1913 | 0 | 0 | 0 | 0 | 0 | 0 | 0 | 0 | 0 | 0 | 0 | 0 | 0 | 0 | 0 | 0 | 0 | 0 | 19.6114 | 11.1821 | 0 | 0 | 0 | 0 | 0 | 0 | 0 | 0 | 326.1032 | 130.3734 | 0 | 0 | 0
170 | SMTS 500kV GIS Replacement | Replacement - Major Station | Major Station | TRUE | Secondary | Network | Labour - Internal | 10% | 0 | 0 | 0 | 0 | 0 | 0 | 2.126 | 27.6682 | 46.8263 | 29.8002 | 0 | 0 | 0 | 0 | 0 | 0 | 0 | 0.042954 | 0.77911 | 1.8486 | 1.5174 | 0 | 0 | 0 | 0 | 0 | 0 | 0 | 0.12068 | 1.5425 | 3.4139 | 2.9379 | 0 | 0 | 0 | 0 | 0 | 0 | 0 | 2.2897 | 29.9898 | 52.0889 | 34.2555 | 0 | 0 | 0% | 0% | 0% | 0% | 0% | 0% | 72% | 28% | 0% | 0% | 100% | [10 empty] | 0 | 0 | 0 | 0 | 0 | 0 | 76.623 | 29.7978 | 0 | 0 | 0 | 0 | 0 | 0 | 0 | 0 | 2.6706 | 1.5174 | 0 | 0 | 0 | 0 | 0 | 0 | 0 | 0 | 5.0771 | 2.9379 | 0 | 0 | 0 | 0 | 0 | 0 | 0 | 0 | 84.3707 | 34.2531 | 0 | 0 | 0
171 | SMTS 500kV GIS Replacement | Replacement - Major Station | Major Station | TRUE | Secondary | Network | Labour - External | 50% | 0 | 0 | 0 | 0 | 0 | 0 | 10.6301 | 138.341 | 234.1317 | 149.001 | 0 | 0 | 0 | 0 | 0 | 0 | [5 empty] | 0 | 0 | 0 | 0 | 0 | 0 | 0 | 0.59147 | 7.5014 | 16.4214 | 13.9777 | 0 | 0 | 0 | 0 | 0 | 0 | 0 | 11.2216 | 145.8424 | 250.5531 | 162.9787 | 0 | 0 | 0% | 0% | 0% | 0% | 0% | 0% | 72% | 28% | 0% | 0% | 100% | [10 empty] | 0 | 0 | 0 | 0 | 0 | 0 | 383.1148 | 148.9891 | 0 | 0 | 0 | 0 | 0 | 0 | 0 | 0 | 0 | 0 | 0 | 0 | 0 | 0 | 0 | 0 | 0 | 0 | 24.5143 | 13.9777 | 0 | 0 | 0 | 0 | 0 | 0 | 0 | 0 | 407.6291 | 162.9668 | 0 | 0 | 0
172 | SMTS 500kV GIS Replacement | Replacement - Major Station | Major Station | TRUE | Switchgear | Network | Materials | 40% | 0 | 0 | 0 | 0 | 0 | 0 | 46.1676 | 600.8277 | 1016.8551 | 647.125 | 0 | 0 | 0 | 0 | 0 | 0 | 0 | 0 | 0 | 0 | 0 | 0 | 0 | 0 | 0 | 0 | 0 | 0 | 2.5688 | 32.5791 | 71.3198 | 60.7063 | 0 | 0 | 0 | 0 | 0 | 0 | 0 | 48.7364 | 633.4068 | 1088.175 | 707.8313 | 0 | 0 | 0% | 0% | 0% | 0% | 0% | 0% | 72% | 28% | 0% | 0% | 100% | [10 empty] | 0 | 0 | 0 | 0 | 0 | 0 | 1663.9023 | 647.0731 | 0 | 0 | 0 | 0 | 0 | 0 | 0 | 0 | 0 | 0 | 0 | 0 | 0 | 0 | 0 | 0 | 0 | 0 | 106.4678 | 60.7063 | 0 | 0 | 0 | 0 | 0 | 0 | 0 | 0 | 1770.3701 | 707.7794 | 0 | 0 | 0
173 | SMTS 500kV GIS Replacement | Replacement - Major Station | Major Station | TRUE | Switchgear | Network | Labour - Internal | 10% | 0 | 0 | 0 | 0 | 0 | 0 | 11.5419 | 150.2069 | 254.2138 | 161.7812 | 0 | 0 | 0 | 0 | 0 | 0 | 0 | 0.23319 | 4.2297 | 10.0357 | 8.238 | 0 | 0 | 0 | 0 | 0 | 0 | 0 | 0.65517 | 8.3741 | 18.5338 | 15.9494 | 0 | 0 | 0 | 0 | 0 | 0 | 0 | 12.4303 | 162.8107 | 282.7833 | 185.9686 | 0 | 0 | 0% | 0% | 0% | 0% | 0% | 0% | 72% | 28% | 0% | 0% | 100% | [10 empty] | 0 | 0 | 0 | 0 | 0 | 0 | 415.9756 | 161.7683 | 0 | 0 | 0 | 0 | 0 | 0 | 0 | 0 | 14.4986 | 8.238 | 0 | 0 | 0 | 0 | 0 | 0 | 0 | 0 | 27.5631 | 15.9494 | 0 | 0 | 0 | 0 | 0 | 0 | 0 | 0 | 458.0373 | 185.9556 | 0 | 0 | 0
174 | SMTS 500kV GIS Replacement | Replacement - Major Station | Major Station | TRUE | Switchgear | Network | Labour - External | 50% | 0 | 0 | 0 | 0 | 0 | 0 | 57.7095 | 751.0346 | 1271.0689 | 808.9062 | 0 | 0 | 0 | 0 | 0 | 0 | [5 empty] | 0 | 0 | 0 | 0 | 0 | 0 | 0 | 3.211 | 40.7239 | 89.1498 | 75.8829 | 0 | 0 | 0 | 0 | 0 | 0 | 0 | 60.9205 | 791.7585 | 1360.2187 | 884.7891 | 0 | 0 | 0% | 0% | 0% | 0% | 0% | 0% | 72% | 28% | 0% | 0% | 100% | [10 empty] | 0 | 0 | 0 | 0 | 0 | 0 | 2079.8779 | 808.8414 | 0 | 0 | 0 | 0 | 0 | 0 | 0 | 0 | 0 | 0 | 0 | 0 | 0 | 0 | 0 | 0 | 0 | 0 | 133.0847 | 75.8829 | 0 | 0 | 0 | 0 | 0 | 0 | 0 | 0 | 2212.9626 | 884.7243 | 0 | 0 | 0
175 | SMTS 500kV GIS Replacement | Replacement - Major Station | Major Station | TRUE | Transformers | Network | Materials | 40% | 0 | 0 | 0 | 0 | 0 | 0 | 49.3957 | 642.8381 | 1087.9546 | 692.3726 | 0 | 0 | 0 | 0 | 0 | 0 | 0 | 0 | 0 | 0 | 0 | 0 | 0 | 0 | 0 | 0 | 0 | 0 | 2.7484 | 34.8571 | 76.3066 | 64.951 | 0 | 0 | 0 | 0 | 0 | 0 | 0 | 52.1441 | 677.6952 | 1164.2612 | 757.3235 | 0 | 0 | 0% | 0% | 0% | 0% | 0% | 0% | 72% | 28% | 0% | 0% | 100% | [10 empty] | 0 | 0 | 0 | 0 | 0 | 0 | 1780.2439 | 692.3171 | 0 | 0 | 0 | 0 | 0 | 0 | 0 | 0 | 0 | 0 | 0 | 0 | 0 | 0 | 0 | 0 | 0 | 0 | 113.9121 | 64.951 | 0 | 0 | 0 | 0 | 0 | 0 | 0 | 0 | 1894.156 | 757.268 | 0 | 0 | 0
176 | SMTS 500kV GIS Replacement | Replacement - Major Station | Major Station | TRUE | Transformers | Network | Labour - Internal | 10% | 0 | 0 | 0 | 0 | 0 | 0 | 12.3489 | 160.7095 | 271.9886 | 173.0931 | 0 | 0 | 0 | 0 | 0 | 0 | 0 | 0.2495 | 4.5254 | 10.7374 | 8.814 | 0 | 0 | 0 | 0 | 0 | 0 | 0 | 0.70098 | 8.9597 | 19.8297 | 17.0646 | 0 | 0 | 0 | 0 | 0 | 0 | 0 | 13.2994 | 174.1946 | 302.5558 | 198.9717 | 0 | 0 | 0% | 0% | 0% | 0% | 0% | 0% | 72% | 28% | 0% | 0% | 100% | [10 empty] | 0 | 0 | 0 | 0 | 0 | 0 | 445.061 | 173.0793 | 0 | 0 | 0 | 0 | 0 | 0 | 0 | 0 | 15.5123 | 8.814 | 0 | 0 | 0 | 0 | 0 | 0 | 0 | 0 | 29.4904 | 17.0646 | 0 | 0 | 0 | 0 | 0 | 0 | 0 | 0 | 490.0637 | 198.9578 | 0 | 0 | 0
177 | SMTS 500kV GIS Replacement | Replacement - Major Station | Major Station | TRUE | Transformers | Network | Labour - External | 50% | 0 | 0 | 0 | 0 | 0 | 0 | 61.7446 | 803.5476 | 1359.9432 | 865.4657 | 0 | 0 | 0 | 0 | 0 | 0 | [5 empty] | 0 | 0 | 0 | 0 | 0 | 0 | 0 | 3.4355 | 43.5714 | 95.3832 | 81.1887 | 0 | 0 | 0 | 0 | 0 | 0 | 0 | 65.1802 | 847.119 | 1455.3264 | 946.6544 | 0 | 0 | 0% | 0% | 0% | 0% | 0% | 0% | 72% | 28% | 0% | 0% | 100% | [10 empty] | 0 | 0 | 0 | 0 | 0 | 0 | 2225.3048 | 865.3963 | 0 | 0 | 0 | 0 | 0 | 0 | 0 | 0 | 0 | 0 | 0 | 0 | 0 | 0 | 0 | 0 | 0 | 0 | 142.3901 | 81.1887 | 0 | 0 | 0 | 0 | 0 | 0 | 0 | 0 | 2367.6949 | 946.585 | 0 | 0 | 0
178 | SMTS 500kV GIS Replacement | Replacement - Major Station | Major Station | TRUE | Towers and Conductor | Network | Materials | 40% | 0 | 0 | 0 | 0 | 0 | 0 | 3.2475 | 42.2628 | 71.5267 | 45.5194 | 0 | 0 | 0 | 0 | 0 | 0 | 0 | 0 | 0 | 0 | 0 | 0 | 0 | 0 | 0 | 0 | 0 | 0 | 0.18069 | 2.2916 | 5.0167 | 4.2701 | 0 | 0 | 0 | 0 | 0 | 0 | 0 | 3.4282 | 44.5545 | 76.5434 | 49.7896 | 0 | 0 | 0% | 0% | 0% | 0% | 0% | 0% | 72% | 28% | 0% | 0% | 100% | [10 empty] | 0 | 0 | 0 | 0 | 0 | 0 | 117.0406 | 45.5158 | 0 | 0 | 0 | 0 | 0 | 0 | 0 | 0 | 0 | 0 | 0 | 0 | 0 | 0 | 0 | 0 | 0 | 0 | 7.4891 | 4.2701 | 0 | 0 | 0 | 0 | 0 | 0 | 0 | 0 | 124.5297 | 49.7859 | 0 | 0 | 0
179 | SMTS 500kV GIS Replacement | Replacement - Major Station | Major Station | TRUE | Towers and Conductor | Network | Labour - Internal | 10% | 0 | 0 | 0 | 0 | 0 | 0 | 0.81187 | 10.5657 | 17.8817 | 11.3799 | 0 | 0 | 0 | 0 | 0 | 0 | 0 | 0.016403 | 0.29752 | 0.70592 | 0.57947 | 0 | 0 | 0 | 0 | 0 | 0 | 0 | 0.046086 | 0.58905 | 1.3037 | 1.1219 | 0 | 0 | 0 | 0 | 0 | 0 | 0 | 0.87436 | 11.4523 | 19.8913 | 13.0812 | 0 | 0 | 0% | 0% | 0% | 0% | 0% | 0% | 72% | 28% | 0% | 0% | 100% | [10 empty] | 0 | 0 | 0 | 0 | 0 | 0 | 29.2602 | 11.3789 | 0 | 0 | 0 | 0 | 0 | 0 | 0 | 0 | 1.0198 | 0.57947 | 0 | 0 | 0 | 0 | 0 | 0 | 0 | 0 | 1.9388 | 1.1219 | 0 | 0 | 0 | 0 | 0 | 0 | 0 | 0 | 32.2188 | 13.0803 | 0 | 0 | 0
180 | SMTS 500kV GIS Replacement | Replacement - Major Station | Major Station | TRUE | Towers and Conductor | Network | Labour - External | 50% | 0 | 0 | 0 | 0 | 0 | 0 | 4.0593 | 52.8286 | 89.4083 | 56.8993 | 0 | 0 | 0 | 0 | 0 | 0 | [5 empty] | 0 | 0 | 0 | 0 | 0 | 0 | 0 | 0.22586 | 2.8646 | 6.2709 | 5.3377 | 0 | 0 | 0 | 0 | 0 | 0 | 0 | 4.2852 | 55.6931 | 95.6792 | 62.237 | 0 | 0 | 0% | 0% | 0% | 0% | 0% | 0% | 72% | 28% | 0% | 0% | 100% | [10 empty] | 0 | 0 | 0 | 0 | 0 | 0 | 146.3008 | 56.8947 | 0 | 0 | 0 | 0 | 0 | 0 | 0 | 0 | 0 | 0 | 0 | 0 | 0 | 0 | 0 | 0 | 0 | 0 | 9.3613 | 5.3377 | 0 | 0 | 0 | 0 | 0 | 0 | 0 | 0 | 155.6621 | 62.2324 | 0 | 0 | 0
181 | SMTS 500kV GIS Replacement | Replacement - Major Station | Major Station | TRUE | Establishment | Network | Materials | 40% | 0 | 0 | 0 | 0 | 0 | 0 | 23.6725 | 308.0754 | 521.3942 | 331.8144 | 0 | 0 | 0 | 0 | 0 | 0 | 0 | 0 | 0 | 0 | 0 | 0 | 0 | 0 | 0 | 0 | 0 | 0 | 1.3172 | 16.705 | 36.5694 | 31.1273 | 0 | 0 | 0 | 0 | 0 | 0 | 0 | 24.9897 | 324.7804 | 557.9635 | 362.9417 | 0 | 0 | 0% | 0% | 0% | 0% | 0% | 0% | 72% | 28% | 0% | 0% | 100% | [10 empty] | 0 | 0 | 0 | 0 | 0 | 0 | 853.1687 | 331.7878 | 0 | 0 | 0 | 0 | 0 | 0 | 0 | 0 | 0 | 0 | 0 | 0 | 0 | 0 | 0 | 0 | 0 | 0 | 54.5915 | 31.1273 | 0 | 0 | 0 | 0 | 0 | 0 | 0 | 0 | 907.7602 | 362.9151 | 0 | 0 | 0
182 | SMTS 500kV GIS Replacement | Replacement - Major Station | Major Station | TRUE | Establishment | Network | Labour - Internal | 10% | 0 | 0 | 0 | 0 | 0 | 0 | 5.9181 | 77.0189 | 130.3485 | 82.9536 | 0 | 0 | 0 | 0 | 0 | 0 | 0 | 0.11957 | 2.1688 | 5.1458 | 4.224 | 0 | 0 | 0 | 0 | 0 | 0 | 0 | 0.33594 | 4.2938 | 9.5033 | 8.1781 | 0 | 0 | 0 | 0 | 0 | 0 | 0 | 6.3736 | 83.4815 | 144.9976 | 95.3557 | 0 | 0 | 0% | 0% | 0% | 0% | 0% | 0% | 72% | 28% | 0% | 0% | 100% | [10 empty] | 0 | 0 | 0 | 0 | 0 | 0 | 213.2922 | 82.947 | 0 | 0 | 0 | 0 | 0 | 0 | 0 | 0 | 7.4342 | 4.224 | 0 | 0 | 0 | 0 | 0 | 0 | 0 | 0 | 14.133 | 8.1781 | 0 | 0 | 0 | 0 | 0 | 0 | 0 | 0 | 234.8594 | 95.3491 | 0 | 0 | 0
183 | SMTS 500kV GIS Replacement | Replacement - Major Station | Major Station | TRUE | Establishment | Network | Labour - External | 50% | 0 | 0 | 0 | 0 | 0 | 0 | 29.5907 | 385.0943 | 651.7427 | 414.768 | 0 | 0 | 0 | 0 | 0 | 0 | [5 empty] | 0 | 0 | 0 | 0 | 0 | 0 | 0 | 1.6464 | 20.8813 | 45.7117 | 38.9091 | 0 | 0 | 0 | 0 | 0 | 0 | 0 | 31.2371 | 405.9755 | 697.4544 | 453.6771 | 0 | 0 | 0% | 0% | 0% | 0% | 0% | 0% | 72% | 28% | 0% | 0% | 100% | [10 empty] | 0 | 0 | 0 | 0 | 0 | 0 | 1066.4609 | 414.7348 | 0 | 0 | 0 | 0 | 0 | 0 | 0 | 0 | 0 | 0 | 0 | 0 | 0 | 0 | 0 | 0 | 0 | 0 | 68.2394 | 38.9091 | 0 | 0 | 0 | 0 | 0 | 0 | 0 | 0 | 1134.7003 | 453.6439 | 0 | 0 | 0
184 | KGTS transformer and Switchgear Replacement | Replacement - Major Station | Major Station | TRUE | Secondary | Network | Materials | 40% | 0 | 0 | 0 | 0 | 0 | 0 | 0 | 0 | 0 | 0 | 0 | 0 | 0 | 0 | 0 | 0 | 0 | 0 | 0 | 0 | 0 | 0 | 0 | 0 | 0 | 0 | 0 | 0 | 0 | 0 | 0 | 0 | 0 | 0 | 0 | 0 | 0 | 0 | 0 | 0 | 0 | 0 | 0 | 0 | 0 | 0% | 0% | 0% | 0% | 0% | 0% | 0% | 0% | 0% | 0% | 0% | [10 empty] | 0 | 0 | 0 | 0 | 0 | 0 | 0 | 0 | 0 | 0 | 0 | 0 | 0 | 0 | 0 | 0 | 0 | 0 | 0 | 0 | 0 | 0 | 0 | 0 | 0 | 0 | 0 | 0 | 0 | 0 | 0 | 0 | 0 | 0 | 0 | 0 | 0 | 0 | 0 | 0 | 0
185 | KGTS transformer and Switchgear Replacement | Replacement - Major Station | Major Station | TRUE | Secondary | Network | Labour - Internal | 10% | 0 | 0 | 0 | 0 | 0 | 0 | 0 | 0 | 0 | 0 | 0 | 0 | 0 | 0 | 0 | 0 | 0 | 0 | 0 | 0 | 0 | 0 | 0 | 0 | 0 | 0 | 0 | 0 | 0 | 0 | 0 | 0 | 0 | 0 | 0 | 0 | 0 | 0 | 0 | 0 | 0 | 0 | 0 | 0 | 0 | 0% | 0% | 0% | 0% | 0% | 0% | 0% | 0% | 0% | 0% | 0% | [10 empty] | 0 | 0 | 0 | 0 | 0 | 0 | 0 | 0 | 0 | 0 | 0 | 0 | 0 | 0 | 0 | 0 | 0 | 0 | 0 | 0 | 0 | 0 | 0 | 0 | 0 | 0 | 0 | 0 | 0 | 0 | 0 | 0 | 0 | 0 | 0 | 0 | 0 | 0 | 0 | 0 | 0
186 | KGTS transformer and Switchgear Replacement | Replacement - Major Station | Major Station | TRUE | Secondary | Network | Labour - External | 50% | 0 | 0 | 0 | 0 | 0 | 0 | 0 | 0 | 0 | 0 | 0 | 0 | 0 | 0 | 0 | 0 | [5 empty] | 0 | 0 | 0 | 0 | 0 | 0 | 0 | 0 | 0 | 0 | 0 | 0 | 0 | 0 | 0 | 0 | 0 | 0 | 0 | 0 | 0 | 0 | 0 | 0 | 0% | 0% | 0% | 0% | 0% | 0% | 0% | 0% | 0% | 0% | 0% | [10 empty] | 0 | 0 | 0 | 0 | 0 | 0 | 0 | 0 | 0 | 0 | 0 | 0 | 0 | 0 | 0 | 0 | 0 | 0 | 0 | 0 | 0 | 0 | 0 | 0 | 0 | 0 | 0 | 0 | 0 | 0 | 0 | 0 | 0 | 0 | 0 | 0 | 0 | 0 | 0 | 0 | 0
187 | KGTS transformer and Switchgear Replacement | Replacement - Major Station | Major Station | TRUE | Switchgear | Network | Materials | 40% | 0 | 0 | 0 | 0 | 0 | 0 | 0 | 0 | 0 | 0 | 0 | 0 | 0 | 0 | 0 | 0 | 0 | 0 | 0 | 0 | 0 | 0 | 0 | 0 | 0 | 0 | 0 | 0 | 0 | 0 | 0 | 0 | 0 | 0 | 0 | 0 | 0 | 0 | 0 | 0 | 0 | 0 | 0 | 0 | 0 | 0% | 0% | 0% | 0% | 0% | 0% | 0% | 0% | 0% | 0% | 0% | [10 empty] | 0 | 0 | 0 | 0 | 0 | 0 | 0 | 0 | 0 | 0 | 0 | 0 | 0 | 0 | 0 | 0 | 0 | 0 | 0 | 0 | 0 | 0 | 0 | 0 | 0 | 0 | 0 | 0 | 0 | 0 | 0 | 0 | 0 | 0 | 0 | 0 | 0 | 0 | 0 | 0 | 0
188 | KGTS transformer and Switchgear Replacement | Replacement - Major Station | Major Station | TRUE | Switchgear | Network | Labour - Internal | 10% | 0 | 0 | 0 | 0 | 0 | 0 | 0 | 0 | 0 | 0 | 0 | 0 | 0 | 0 | 0 | 0 | 0 | 0 | 0 | 0 | 0 | 0 | 0 | 0 | 0 | 0 | 0 | 0 | 0 | 0 | 0 | 0 | 0 | 0 | 0 | 0 | 0 | 0 | 0 | 0 | 0 | 0 | 0 | 0 | 0 | 0% | 0% | 0% | 0% | 0% | 0% | 0% | 0% | 0% | 0% | 0% | [10 empty] | 0 | 0 | 0 | 0 | 0 | 0 | 0 | 0 | 0 | 0 | 0 | 0 | 0 | 0 | 0 | 0 | 0 | 0 | 0 | 0 | 0 | 0 | 0 | 0 | 0 | 0 | 0 | 0 | 0 | 0 | 0 | 0 | 0 | 0 | 0 | 0 | 0 | 0 | 0 | 0 | 0
189 | KGTS transformer and Switchgear Replacement | Replacement - Major Station | Major Station | TRUE | Switchgear | Network | Labour - External | 50% | 0 | 0 | 0 | 0 | 0 | 0 | 0 | 0 | 0 | 0 | 0 | 0 | 0 | 0 | 0 | 0 | [5 empty] | 0 | 0 | 0 | 0 | 0 | 0 | 0 | 0 | 0 | 0 | 0 | 0 | 0 | 0 | 0 | 0 | 0 | 0 | 0 | 0 | 0 | 0 | 0 | 0 | 0% | 0% | 0% | 0% | 0% | 0% | 0% | 0% | 0% | 0% | 0% | [10 empty] | 0 | 0 | 0 | 0 | 0 | 0 | 0 | 0 | 0 | 0 | 0 | 0 | 0 | 0 | 0 | 0 | 0 | 0 | 0 | 0 | 0 | 0 | 0 | 0 | 0 | 0 | 0 | 0 | 0 | 0 | 0 | 0 | 0 | 0 | 0 | 0 | 0 | 0 | 0 | 0 | 0
190 | KGTS transformer and Switchgear Replacement | Replacement - Major Station | Major Station | TRUE | Transformers | Network | Materials | 40% | 0 | 0 | 0 | 0 | 0 | 0 | 0 | 0 | 0 | 0 | 0 | 0 | 0 | 0 | 0 | 0 | 0 | 0 | 0 | 0 | 0 | 0 | 0 | 0 | 0 | 0 | 0 | 0 | 0 | 0 | 0 | 0 | 0 | 0 | 0 | 0 | 0 | 0 | 0 | 0 | 0 | 0 | 0 | 0 | 0 | 0% | 0% | 0% | 0% | 0% | 0% | 0% | 0% | 0% | 0% | 0% | [10 empty] | 0 | 0 | 0 | 0 | 0 | 0 | 0 | 0 | 0 | 0 | 0 | 0 | 0 | 0 | 0 | 0 | 0 | 0 | 0 | 0 | 0 | 0 | 0 | 0 | 0 | 0 | 0 | 0 | 0 | 0 | 0 | 0 | 0 | 0 | 0 | 0 | 0 | 0 | 0 | 0 | 0
191 | KGTS transformer and Switchgear Replacement | Replacement - Major Station | Major Station | TRUE | Transformers | Network | Labour - Internal | 10% | 0 | 0 | 0 | 0 | 0 | 0 | 0 | 0 | 0 | 0 | 0 | 0 | 0 | 0 | 0 | 0 | 0 | 0 | 0 | 0 | 0 | 0 | 0 | 0 | 0 | 0 | 0 | 0 | 0 | 0 | 0 | 0 | 0 | 0 | 0 | 0 | 0 | 0 | 0 | 0 | 0 | 0 | 0 | 0 | 0 | 0% | 0% | 0% | 0% | 0% | 0% | 0% | 0% | 0% | 0% | 0% | [10 empty] | 0 | 0 | 0 | 0 | 0 | 0 | 0 | 0 | 0 | 0 | 0 | 0 | 0 | 0 | 0 | 0 | 0 | 0 | 0 | 0 | 0 | 0 | 0 | 0 | 0 | 0 | 0 | 0 | 0 | 0 | 0 | 0 | 0 | 0 | 0 | 0 | 0 | 0 | 0 | 0 | 0
192 | KGTS transformer and Switchgear Replacement | Replacement - Major Station | Major Station | TRUE | Transformers | Network | Labour - External | 50% | 0 | 0 | 0 | 0 | 0 | 0 | 0 | 0 | 0 | 0 | 0 | 0 | 0 | 0 | 0 | 0 | [5 empty] | 0 | 0 | 0 | 0 | 0 | 0 | 0 | 0 | 0 | 0 | 0 | 0 | 0 | 0 | 0 | 0 | 0 | 0 | 0 | 0 | 0 | 0 | 0 | 0 | 0% | 0% | 0% | 0% | 0% | 0% | 0% | 0% | 0% | 0% | 0% | [10 empty] | 0 | 0 | 0 | 0 | 0 | 0 | 0 | 0 | 0 | 0 | 0 | 0 | 0 | 0 | 0 | 0 | 0 | 0 | 0 | 0 | 0 | 0 | 0 | 0 | 0 | 0 | 0 | 0 | 0 | 0 | 0 | 0 | 0 | 0 | 0 | 0 | 0 | 0 | 0 | 0 | 0
193 | KGTS transformer and Switchgear Replacement | Replacement - Major Station | Major Station | TRUE | Towers and Conductor | Network | Materials | 40% | 0 | 0 | 0 | 0 | 0 | 0 | 0 | 0 | 0 | 0 | 0 | 0 | 0 | 0 | 0 | 0 | 0 | 0 | 0 | 0 | 0 | 0 | 0 | 0 | 0 | 0 | 0 | 0 | 0 | 0 | 0 | 0 | 0 | 0 | 0 | 0 | 0 | 0 | 0 | 0 | 0 | 0 | 0 | 0 | 0 | 0% | 0% | 0% | 0% | 0% | 0% | 0% | 0% | 0% | 0% | 0% | [10 empty] | 0 | 0 | 0 | 0 | 0 | 0 | 0 | 0 | 0 | 0 | 0 | 0 | 0 | 0 | 0 | 0 | 0 | 0 | 0 | 0 | 0 | 0 | 0 | 0 | 0 | 0 | 0 | 0 | 0 | 0 | 0 | 0 | 0 | 0 | 0 | 0 | 0 | 0 | 0 | 0 | 0
194 | KGTS transformer and Switchgear Replacement | Replacement - Major Station | Major Station | TRUE | Towers and Conductor | Network | Labour - Internal | 10% | 0 | 0 | 0 | 0 | 0 | 0 | 0 | 0 | 0 | 0 | 0 | 0 | 0 | 0 | 0 | 0 | 0 | 0 | 0 | 0 | 0 | 0 | 0 | 0 | 0 | 0 | 0 | 0 | 0 | 0 | 0 | 0 | 0 | 0 | 0 | 0 | 0 | 0 | 0 | 0 | 0 | 0 | 0 | 0 | 0 | 0% | 0% | 0% | 0% | 0% | 0% | 0% | 0% | 0% | 0% | 0% | [10 empty] | 0 | 0 | 0 | 0 | 0 | 0 | 0 | 0 | 0 | 0 | 0 | 0 | 0 | 0 | 0 | 0 | 0 | 0 | 0 | 0 | 0 | 0 | 0 | 0 | 0 | 0 | 0 | 0 | 0 | 0 | 0 | 0 | 0 | 0 | 0 | 0 | 0 | 0 | 0 | 0 | 0
195 | KGTS transformer and Switchgear Replacement | Replacement - Major Station | Major Station | TRUE | Towers and Conductor | Network | Labour - External | 50% | 0 | 0 | 0 | 0 | 0 | 0 | 0 | 0 | 0 | 0 | 0 | 0 | 0 | 0 | 0 | 0 | [5 empty] | 0 | 0 | 0 | 0 | 0 | 0 | 0 | 0 | 0 | 0 | 0 | 0 | 0 | 0 | 0 | 0 | 0 | 0 | 0 | 0 | 0 | 0 | 0 | 0 | 0% | 0% | 0% | 0% | 0% | 0% | 0% | 0% | 0% | 0% | 0% | [10 empty] | 0 | 0 | 0 | 0 | 0 | 0 | 0 | 0 | 0 | 0 | 0 | 0 | 0 | 0 | 0 | 0 | 0 | 0 | 0 | 0 | 0 | 0 | 0 | 0 | 0 | 0 | 0 | 0 | 0 | 0 | 0 | 0 | 0 | 0 | 0 | 0 | 0 | 0 | 0 | 0 | 0
196 | KGTS transformer and Switchgear Replacement | Replacement - Major Station | Major Station | TRUE | Establishment | Network | Materials | 40% | 0 | 0 | 0 | 0 | 0 | 0 | 0 | 0 | 0 | 0 | 0 | 0 | 0 | 0 | 0 | 0 | 0 | 0 | 0 | 0 | 0 | 0 | 0 | 0 | 0 | 0 | 0 | 0 | 0 | 0 | 0 | 0 | 0 | 0 | 0 | 0 | 0 | 0 | 0 | 0 | 0 | 0 | 0 | 0 | 0 | 0% | 0% | 0% | 0% | 0% | 0% | 0% | 0% | 0% | 0% | 0% | [10 empty] | 0 | 0 | 0 | 0 | 0 | 0 | 0 | 0 | 0 | 0 | 0 | 0 | 0 | 0 | 0 | 0 | 0 | 0 | 0 | 0 | 0 | 0 | 0 | 0 | 0 | 0 | 0 | 0 | 0 | 0 | 0 | 0 | 0 | 0 | 0 | 0 | 0 | 0 | 0 | 0 | 0
197 | KGTS transformer and Switchgear Replacement | Replacement - Major Station | Major Station | TRUE | Establishment | Network | Labour - Internal | 10% | 0 | 0 | 0 | 0 | 0 | 0 | 0 | 0 | 0 | 0 | 0 | 0 | 0 | 0 | 0 | 0 | 0 | 0 | 0 | 0 | 0 | 0 | 0 | 0 | 0 | 0 | 0 | 0 | 0 | 0 | 0 | 0 | 0 | 0 | 0 | 0 | 0 | 0 | 0 | 0 | 0 | 0 | 0 | 0 | 0 | 0% | 0% | 0% | 0% | 0% | 0% | 0% | 0% | 0% | 0% | 0% | [10 empty] | 0 | 0 | 0 | 0 | 0 | 0 | 0 | 0 | 0 | 0 | 0 | 0 | 0 | 0 | 0 | 0 | 0 | 0 | 0 | 0 | 0 | 0 | 0 | 0 | 0 | 0 | 0 | 0 | 0 | 0 | 0 | 0 | 0 | 0 | 0 | 0 | 0 | 0 | 0 | 0 | 0
198 | KGTS transformer and Switchgear Replacement | Replacement - Major Station | Major Station | TRUE | Establishment | Network | Labour - External | 50% | 0 | 0 | 0 | 0 | 0 | 0 | 0 | 0 | 0 | 0 | 0 | 0 | 0 | 0 | 0 | 0 | [5 empty] | 0 | 0 | 0 | 0 | 0 | 0 | 0 | 0 | 0 | 0 | 0 | 0 | 0 | 0 | 0 | 0 | 0 | 0 | 0 | 0 | 0 | 0 | 0 | 0 | 0% | 0% | 0% | 0% | 0% | 0% | 0% | 0% | 0% | 0% | 0% | [10 empty] | 0 | 0 | 0 | 0 | 0 | 0 | 0 | 0 | 0 | 0 | 0 | 0 | 0 | 0 | 0 | 0 | 0 | 0 | 0 | 0 | 0 | 0 | 0 | 0 | 0 | 0 | 0 | 0 | 0 | 0 | 0 | 0 | 0 | 0 | 0 | 0 | 0 | 0 | 0 | 0 | 0
199 | SHTS B2 and B3 Transformer Replacement | Replacement - Major Station | Major Station | TRUE | Secondary | Network | Materials | 40% | 0 | 0 | 0.1317 | 0 | 8.528 | 110.8639 | 187.6159 | 119.3919 | 0 | 0 | 0 | 0 | 0 | 0 | 0 | 0 | 0 | 0 | 0 | 0 | 0 | 0 | 0 | 0 | 0.0062776 | 0 | 0.51891 | 6.0072 | 10.439 | 6.4739 | 0 | 0 | 0 | 0 | 0 | 0.13798 | 0 | 9.0469 | 116.8711 | 198.0549 | 125.8658 | 0 | 0 | 0 | 0 | 0% | 0% | 0% | 0% | 72% | 28% | 0% | 0% | 0% | 0% | 100% | [10 empty] | 0 | 0 | 0 | 0 | 307.1026 | 119.4288 | 0 | 0 | 0 | 0 | 0 | 0 | 0 | 0 | 0 | 0 | 0 | 0 | 0 | 0 | 0 | 0 | 0 | 0 | 16.9714 | 6.4739 | 0 | 0 | 0 | 0 | 0 | 0 | 0 | 0 | 324.074 | 125.9027 | 0 | 0 | 0 | 0 | 0
200 | SHTS B2 and B3 Transformer Replacement | Replacement - Major Station | Major Station | TRUE | Secondary | Network | Labour - Internal | 10% | 0 | 0 | 0.032925 | 0 | 2.132 | 27.716 | 46.904 | 29.848 | 0 | 0 | 0 | 0 | 0 | 0.00019096 | 0 | 0.021049 | 0.41907 | 0.94765 | 0.84049 | 0 | 0 | 0 | 0 | 0 | 0.0015785 | 0 | 0.13101 | 1.5245 | 2.6625 | 1.664 | 0 | 0 | 0 | 0 | 0 | 0.034694 | 0 | 2.2841 | 29.6596 | 50.5141 | 32.3525 | 0 | 0 | 0 | 0 | 0% | 0% | 0% | 0% | 72% | 28% | 0% | 0% | 0% | 0% | 100% | [10 empty] | 0 | 0 | 0 | 0 | 76.7757 | 29.8572 | 0 | 0 | 0 | 0 | 0 | 0 | 0 | 0 | 1.388 | 0.84049 | 0 | 0 | 0 | 0 | 0 | 0 | 0 | 0 | 4.3196 | 1.664 | 0 | 0 | 0 | 0 | 0 | 0 | 0 | 0 | 82.4832 | 32.3617 | 0 | 0 | 0 | 0 | 0
201 | SHTS B2 and B3 Transformer Replacement | Replacement - Major Station | Major Station | TRUE | Secondary | Network | Labour - External | 50% | 0 | 0 | 0.16462 | 0 | 10.66 | 138.5799 | 234.5198 | 149.2399 | 0 | 0 | 0 | 0 | 0 | 0.00095482 | 0 | -0.015544 | [5 empty] | 0 | 0 | 0 | 0.0078925 | 0 | 0.64769 | 7.509 | 13.0488 | 8.0923 | 0 | 0 | 0 | 0 | 0 | 0.17347 | 0 | 11.2921 | 146.0889 | 247.5687 | 157.3323 | 0 | 0 | 0 | 0 | 0% | 0% | 0% | 0% | 72% | 28% | 0% | 0% | 0% | 0% | 100% | [10 empty] | 0 | 0 | 0 | 0 | 383.8783 | 149.286 | 0 | 0 | 0 | 0 | 0 | 0 | 0 | 0 | -0.014589 | 0 | 0 | 0 | 0 | 0 | 0 | 0 | 0 | 0 | 21.2134 | 8.0923 | 0 | 0 | 0 | 0 | 0 | 0 | 0 | 0 | 405.077 | 157.3783 | 0 | 0 | 0 | 0 | 0
202 | SHTS B2 and B3 Transformer Replacement | Replacement - Major Station | Major Station | TRUE | Switchgear | Network | Materials | 40% | 0 | 0 | 0.71498 | 0 | 46.2973 | 601.8651 | 1018.541 | 648.1625 | 0 | 0 | 0 | 0 | 0 | 0 | 0 | 0 | 0 | 0 | 0 | 0 | 0 | 0 | 0 | 0 | 0.03408 | 0 | 2.8171 | 32.6121 | 56.6721 | 35.1458 | 0 | 0 | 0 | 0 | 0 | 0.74906 | 0 | 49.1144 | 634.4773 | 1075.2132 | 683.3083 | 0 | 0 | 0 | 0 | 0% | 0% | 0% | 0% | 72% | 28% | 0% | 0% | 0% | 0% | 100% | [10 empty] | 0 | 0 | 0 | 0 | 1667.2183 | 648.3627 | 0 | 0 | 0 | 0 | 0 | 0 | 0 | 0 | 0 | 0 | 0 | 0 | 0 | 0 | 0 | 0 | 0 | 0 | 92.1354 | 35.1458 | 0 | 0 | 0 | 0 | 0 | 0 | 0 | 0 | 1759.3537 | 683.5085 | 0 | 0 | 0 | 0 | 0
203 | SHTS B2 and B3 Transformer Replacement | Replacement - Major Station | Major Station | TRUE | Switchgear | Network | Labour - Internal | 10% | 0 | 0 | 0.17874 | 0 | 11.5743 | 150.4663 | 254.6353 | 162.0406 | 0 | 0 | 0 | 0 | 0 | 0.0010367 | 0 | 0.11427 | 2.2751 | 5.1447 | 4.5629 | 0 | 0 | 0 | 0 | 0 | 0.0085695 | 0 | 0.71122 | 8.2763 | 14.4543 | 9.0339 | 0 | 0 | 0 | 0 | 0 | 0.18835 | 0 | 12.3998 | 161.0177 | 274.2342 | 175.6374 | 0 | 0 | 0 | 0 | 0% | 0% | 0% | 0% | 72% | 28% | 0% | 0% | 0% | 0% | 100% | [10 empty] | 0 | 0 | 0 | 0 | 416.8046 | 162.0907 | 0 | 0 | 0 | 0 | 0 | 0 | 0 | 0 | 7.535 | 4.5629 | 0 | 0 | 0 | 0 | 0 | 0 | 0 | 0 | 23.4504 | 9.0339 | 0 | 0 | 0 | 0 | 0 | 0 | 0 | 0 | 447.79 | 175.6874 | 0 | 0 | 0 | 0 | 0
204 | SHTS B2 and B3 Transformer Replacement | Replacement - Major Station | Major Station | TRUE | Switchgear | Network | Labour - External | 50% | 0 | 0 | 0.89372 | 0 | 57.8716 | 752.3314 | 1273.1763 | 810.2031 | 0 | 0 | 0 | 0 | 0 | 0.0051836 | 0 | -0.084387 | [5 empty] | 0 | 0 | 0 | 0.042847 | 0 | 3.5162 | 40.7652 | 70.8402 | 43.9322 | 0 | 0 | 0 | 0 | 0 | 0.94175 | 0 | 61.3035 | 793.0966 | 1344.0165 | 854.1353 | 0 | 0 | 0 | 0 | 0% | 0% | 0% | 0% | 72% | 28% | 0% | 0% | 0% | 0% | 100% | [10 empty] | 0 | 0 | 0 | 0 | 2084.0228 | 810.4533 | 0 | 0 | 0 | 0 | 0 | 0 | 0 | 0 | -0.079204 | 0 | 0 | 0 | 0 | 0 | 0 | 0 | 0 | 0 | 115.1644 | 43.9322 | 0 | 0 | 0 | 0 | 0 | 0 | 0 | 0 | 2199.108 | 854.3856 | 0 | 0 | 0 | 0 | 0
205 | SHTS B2 and B3 Transformer Replacement | Replacement - Major Station | Major Station | TRUE | Transformers | Network | Materials | 40% | 0 | 0 | 0.76497 | 0 | 49.5345 | 643.9481 | 1089.7583 | 693.4826 | 0 | 0 | 0 | 0 | 0 | 0 | 0 | 0 | 0 | 0 | 0 | 0 | 0 | 0 | 0 | 0 | 0.036463 | 0 | 3.014 | 34.8924 | 60.6347 | 37.6032 | 0 | 0 | 0 | 0 | 0 | 0.80143 | 0 | 52.5485 | 678.8405 | 1150.3931 | 731.0858 | 0 | 0 | 0 | 0 | 0% | 0% | 0% | 0% | 72% | 28% | 0% | 0% | 0% | 0% | 100% | [10 empty] | 0 | 0 | 0 | 0 | 1783.7917 | 693.6968 | 0 | 0 | 0 | 0 | 0 | 0 | 0 | 0 | 0 | 0 | 0 | 0 | 0 | 0 | 0 | 0 | 0 | 0 | 98.5776 | 37.6032 | 0 | 0 | 0 | 0 | 0 | 0 | 0 | 0 | 1882.3693 | 731.3 | 0 | 0 | 0 | 0 | 0
206 | SHTS B2 and B3 Transformer Replacement | Replacement - Major Station | Major Station | TRUE | Transformers | Network | Labour - Internal | 10% | 0 | 0 | 0.19124 | 0 | 12.3836 | 160.987 | 272.4396 | 173.3706 | 0 | 0 | 0 | 0 | 0 | 0.0011092 | 0 | 0.12226 | 2.4341 | 5.5044 | 4.8819 | 0 | 0 | 0 | 0 | 0 | 0.0091686 | 0 | 0.76095 | 8.855 | 15.4649 | 9.6655 | 0 | 0 | 0 | 0 | 0 | 0.20152 | 0 | 13.2668 | 172.2762 | 293.4089 | 187.9181 | 0 | 0 | 0 | 0 | 0% | 0% | 0% | 0% | 72% | 28% | 0% | 0% | 0% | 0% | 100% | [10 empty] | 0 | 0 | 0 | 0 | 445.9479 | 173.4242 | 0 | 0 | 0 | 0 | 0 | 0 | 0 | 0 | 8.0619 | 4.8819 | 0 | 0 | 0 | 0 | 0 | 0 | 0 | 0 | 25.0901 | 9.6655 | 0 | 0 | 0 | 0 | 0 | 0 | 0 | 0 | 479.0999 | 187.9716 | 0 | 0 | 0 | 0 | 0
207 | SHTS B2 and B3 Transformer Replacement | Replacement - Major Station | Major Station | TRUE | Transformers | Network | Labour - External | 50% | 0 | 0 | 0.95621 | 0 | 61.9181 | 804.9351 | 1362.1979 | 866.8532 | 0 | 0 | 0 | 0 | 0 | 0.005546 | 0 | -0.090288 | [5 empty] | 0 | 0 | 0 | 0.045843 | 0 | 3.7621 | 43.6155 | 75.7934 | 47.004 | 0 | 0 | 0 | 0 | 0 | 1.0076 | 0 | 65.5899 | 848.5506 | 1437.9913 | 913.8573 | 0 | 0 | 0 | 0 | 0% | 0% | 0% | 0% | 72% | 28% | 0% | 0% | 0% | 0% | 100% | [10 empty] | 0 | 0 | 0 | 0 | 2229.7396 | 867.121 | 0 | 0 | 0 | 0 | 0 | 0 | 0 | 0 | -0.084742 | 0 | 0 | 0 | 0 | 0 | 0 | 0 | 0 | 0 | 123.2168 | 47.004 | 0 | 0 | 0 | 0 | 0 | 0 | 0 | 0 | 2352.8717 | 914.125 | 0 | 0 | 0 | 0 | 0
208 | SHTS B2 and B3 Transformer Replacement | Replacement - Major Station | Major Station | TRUE | Towers and Conductor | Network | Materials | 40% | 0 | 0 | 0.050292 | 0 | 3.2566 | 42.3358 | 71.6452 | 45.5924 | 0 | 0 | 0 | 0 | 0 | 0 | 0 | 0 | 0 | 0 | 0 | 0 | 0 | 0 | 0 | 0 | 0.0023972 | 0 | 0.19816 | 2.294 | 3.9864 | 2.4722 | 0 | 0 | 0 | 0 | 0 | 0.052689 | 0 | 3.4548 | 44.6298 | 75.6316 | 48.0646 | 0 | 0 | 0 | 0 | 0% | 0% | 0% | 0% | 72% | 28% | 0% | 0% | 0% | 0% | 100% | [10 empty] | 0 | 0 | 0 | 0 | 117.2739 | 45.6065 | 0 | 0 | 0 | 0 | 0 | 0 | 0 | 0 | 0 | 0 | 0 | 0 | 0 | 0 | 0 | 0 | 0 | 0 | 6.4809 | 2.4722 | 0 | 0 | 0 | 0 | 0 | 0 | 0 | 0 | 123.7548 | 48.0787 | 0 | 0 | 0 | 0 | 0
209 | SHTS B2 and B3 Transformer Replacement | Replacement - Major Station | Major Station | TRUE | Towers and Conductor | Network | Labour - Internal | 10% | 0 | 0 | 0.012573 | 0 | 0.81415 | 10.584 | 17.9113 | 11.3981 | 0 | 0 | 0 | 0 | 0 | 7.2924e-05 | 0 | 0.008038 | 0.16003 | 0.36188 | 0.32096 | 0 | 0 | 0 | 0 | 0 | 0.00060278 | 0 | 0.050028 | 0.58216 | 1.0167 | 0.63545 | 0 | 0 | 0 | 0 | 0 | 0.013249 | 0 | 0.87222 | 11.3262 | 19.2899 | 12.3545 | 0 | 0 | 0 | 0 | 0% | 0% | 0% | 0% | 72% | 28% | 0% | 0% | 0% | 0% | 100% | [10 empty] | 0 | 0 | 0 | 0 | 29.3185 | 11.4016 | 0 | 0 | 0 | 0 | 0 | 0 | 0 | 0 | 0.53002 | 0.32096 | 0 | 0 | 0 | 0 | 0 | 0 | 0 | 0 | 1.6495 | 0.63545 | 0 | 0 | 0 | 0 | 0 | 0 | 0 | 0 | 31.498 | 12.358 | 0 | 0 | 0 | 0 | 0
210 | SHTS B2 and B3 Transformer Replacement | Replacement - Major Station | Major Station | TRUE | Towers and Conductor | Network | Labour - External | 50% | 0 | 0 | 0.062865 | 0 | 4.0708 | 52.9198 | 89.5565 | 56.9905 | 0 | 0 | 0 | 0 | 0 | 0.00036462 | 0 | -0.0059359 | [5 empty] | 0 | 0 | 0 | 0.0030139 | 0 | 0.24733 | 2.8675 | 4.983 | 3.0902 | 0 | 0 | 0 | 0 | 0 | 0.066244 | 0 | 4.3121 | 55.7872 | 94.5395 | 60.0808 | 0 | 0 | 0 | 0 | 0% | 0% | 0% | 0% | 72% | 28% | 0% | 0% | 0% | 0% | 100% | [10 empty] | 0 | 0 | 0 | 0 | 146.5923 | 57.0081 | 0 | 0 | 0 | 0 | 0 | 0 | 0 | 0 | -0.0055713 | 0 | 0 | 0 | 0 | 0 | 0 | 0 | 0 | 0 | 8.1008 | 3.0902 | 0 | 0 | 0 | 0 | 0 | 0 | 0 | 0 | 154.6876 | 60.0984 | 0 | 0 | 0 | 0 | 0
211 | SHTS B2 and B3 Transformer Replacement | Replacement - Major Station | Major Station | TRUE | Establishment | Network | Materials | 40% | 0 | 0 | 0.3666 | 0 | 23.739 | 308.6074 | 522.2586 | 332.3464 | 0 | 0 | 0 | 0 | 0 | 0 | 0 | 0 | 0 | 0 | 0 | 0 | 0 | 0 | 0 | 0 | 0.017475 | 0 | 1.4445 | 16.7219 | 29.0587 | 18.0211 | 0 | 0 | 0 | 0 | 0 | 0.38408 | 0 | 25.1835 | 325.3293 | 551.3174 | 350.3675 | 0 | 0 | 0 | 0 | 0% | 0% | 0% | 0% | 72% | 28% | 0% | 0% | 0% | 0% | 100% | [10 empty] | 0 | 0 | 0 | 0 | 854.869 | 332.449 | 0 | 0 | 0 | 0 | 0 | 0 | 0 | 0 | 0 | 0 | 0 | 0 | 0 | 0 | 0 | 0 | 0 | 0 | 47.2426 | 18.0211 | 0 | 0 | 0 | 0 | 0 | 0 | 0 | 0 | 902.1116 | 350.4701 | 0 | 0 | 0 | 0 | 0
212 | SHTS B2 and B3 Transformer Replacement | Replacement - Major Station | Major Station | TRUE | Establishment | Network | Labour - Internal | 10% | 0 | 0 | 0.091651 | 0 | 5.9348 | 77.1518 | 130.5647 | 83.0866 | 0 | 0 | 0 | 0 | 0 | 0.00053158 | 0 | 0.058593 | 1.1665 | 2.6379 | 2.3396 | 0 | 0 | 0 | 0 | 0 | 0.004394 | 0 | 0.36468 | 4.2437 | 7.4115 | 4.6321 | 0 | 0 | 0 | 0 | 0 | 0.096577 | 0 | 6.358 | 82.5621 | 140.6141 | 90.0584 | 0 | 0 | 0 | 0 | 0% | 0% | 0% | 0% | 72% | 28% | 0% | 0% | 0% | 0% | 100% | [10 empty] | 0 | 0 | 0 | 0 | 213.7172 | 83.1123 | 0 | 0 | 0 | 0 | 0 | 0 | 0 | 0 | 3.8636 | 2.3396 | 0 | 0 | 0 | 0 | 0 | 0 | 0 | 0 | 12.0242 | 4.6321 | 0 | 0 | 0 | 0 | 0 | 0 | 0 | 0 | 229.6051 | 90.084 | 0 | 0 | 0 | 0 | 0
213 | SHTS B2 and B3 Transformer Replacement | Replacement - Major Station | Major Station | TRUE | Establishment | Network | Labour - External | 50% | 0 | 0 | 0.45826 | 0 | 29.6738 | 385.7592 | 652.8233 | 415.433 | 0 | 0 | 0 | 0 | 0 | 0.0026579 | 0 | -0.04327 | [5 empty] | 0 | 0 | 0 | 0.02197 | 0 | 1.8029 | 20.9024 | 36.3234 | 22.5263 | 0 | 0 | 0 | 0 | 0 | 0.48288 | 0 | 31.4335 | 406.6616 | 689.1467 | 437.9593 | 0 | 0 | 0 | 0 | 0% | 0% | 0% | 0% | 72% | 28% | 0% | 0% | 0% | 0% | 100% | [10 empty] | 0 | 0 | 0 | 0 | 1068.5862 | 415.5613 | 0 | 0 | 0 | 0 | 0 | 0 | 0 | 0 | -0.040612 | 0 | 0 | 0 | 0 | 0 | 0 | 0 | 0 | 0 | 59.0507 | 22.5263 | 0 | 0 | 0 | 0 | 0 | 0 | 0 | 0 | 1127.5964 | 438.0876 | 0 | 0 | 0 | 0 | 0
214 | TTS 66kV Circuit Breaker Replacement | Replacement - Major Station | Major Station | TRUE | Secondary | Network | Materials | 40% | 0 | 0 | 0 | 0 | 0 | 6.7364 | 87.5015 | 148.1052 | 94.2379 | 0 | 0 | 0 | 0 | 0 | 0 | 0 | 0 | 0 | 0 | 0 | 0 | 0 | 0 | 0 | 0 | 0 | 0 | 0.36501 | 4.8686 | 8.0308 | 6.6096 | 0 | 0 | 0 | 0 | 0 | 0 | 0 | 7.1014 | 92.3702 | 156.136 | 100.8476 | 0 | 0 | 0 | 0% | 0% | 0% | 0% | 0% | 72% | 28% | 0% | 0% | 0% | 100% | [10 empty] | 0 | 0 | 0 | 0 | 0 | 242.3384 | 94.2427 | 0 | 0 | 0 | 0 | 0 | 0 | 0 | 0 | 0 | 0 | 0 | 0 | 0 | 0 | 0 | 0 | 0 | 0 | 13.2645 | 6.6096 | 0 | 0 | 0 | 0 | 0 | 0 | 0 | 0 | 255.6028 | 100.8523 | 0 | 0 | 0 | 0
215 | TTS 66kV Circuit Breaker Replacement | Replacement - Major Station | Major Station | TRUE | Secondary | Network | Labour - Internal | 10% | 0 | 0 | 0 | 0 | 0 | 1.6841 | 21.8754 | 37.0263 | 23.5595 | 0 | 0 | 0 | 0 | 0 | 0 | 0 | 0.025464 | 0.44197 | 1.0426 | 0.93007 | 0 | 0 | 0 | 0 | 0 | 0 | 0 | 0.092633 | 1.2417 | 2.0642 | 1.7176 | 0 | 0 | 0 | 0 | 0 | 0 | 0 | 1.8022 | 23.5591 | 40.1332 | 26.2072 | 0 | 0 | 0 | 0% | 0% | 0% | 0% | 0% | 72% | 28% | 0% | 0% | 0% | 100% | [10 empty] | 0 | 0 | 0 | 0 | 0 | 60.5846 | 23.5607 | 0 | 0 | 0 | 0 | 0 | 0 | 0 | 0 | 1.5101 | 0.93007 | 0 | 0 | 0 | 0 | 0 | 0 | 0 | 0 | 3.3986 | 1.7176 | 0 | 0 | 0 | 0 | 0 | 0 | 0 | 0 | 65.4933 | 26.2084 | 0 | 0 | 0 | 0
216 | TTS 66kV Circuit Breaker Replacement | Replacement - Major Station | Major Station | TRUE | Secondary | Network | Labour - External | 50% | 0 | 0 | 0 | 0 | 0 | 8.4205 | 109.3769 | 185.1315 | 117.7974 | 0 | 0 | 0 | 0 | 0 | 0 | 0 | [5 empty] | 0 | 0 | 0 | 0 | 0 | 0 | 0.45627 | 6.0858 | 10.0385 | 8.262 | 0 | 0 | 0 | 0 | 0 | 0 | 0 | 8.8768 | 115.4627 | 195.1701 | 126.0594 | 0 | 0 | 0 | 0% | 0% | 0% | 0% | 0% | 72% | 28% | 0% | 0% | 0% | 100% | [10 empty] | 0 | 0 | 0 | 0 | 0 | 302.923 | 117.8034 | 0 | 0 | 0 | 0 | 0 | 0 | 0 | 0 | 0 | 0 | 0 | 0 | 0 | 0 | 0 | 0 | 0 | 0 | 16.5806 | 8.262 | 0 | 0 | 0 | 0 | 0 | 0 | 0 | 0 | 319.5035 | 126.0654 | 0 | 0 | 0 | 0
217 | TTS 66kV Circuit Breaker Replacement | Replacement - Major Station | Major Station | TRUE | Switchgear | Network | Materials | 40% | 0 | 0 | 0 | 0 | 0 | 36.571 | 475.0338 | 804.0431 | 511.6048 | 0 | 0 | 0 | 0 | 0 | 0 | 0 | 0 | 0 | 0 | 0 | 0 | 0 | 0 | 0 | 0 | 0 | 0 | 1.9816 | 26.4311 | 43.5982 | 35.8828 | 0 | 0 | 0 | 0 | 0 | 0 | 0 | 38.5526 | 501.465 | 847.6413 | 547.4876 | 0 | 0 | 0 | 0% | 0% | 0% | 0% | 0% | 72% | 28% | 0% | 0% | 0% | 100% | [10 empty] | 0 | 0 | 0 | 0 | 0 | 1315.622 | 511.6308 | 0 | 0 | 0 | 0 | 0 | 0 | 0 | 0 | 0 | 0 | 0 | 0 | 0 | 0 | 0 | 0 | 0 | 0 | 72.011 | 35.8828 | 0 | 0 | 0 | 0 | 0 | 0 | 0 | 0 | 1387.6329 | 547.5135 | 0 | 0 | 0 | 0
218 | TTS 66kV Circuit Breaker Replacement | Replacement - Major Station | Major Station | TRUE | Switchgear | Network | Labour - Internal | 10% | 0 | 0 | 0 | 0 | 0 | 9.1427 | 118.7585 | 201.0108 | 127.9012 | 0 | 0 | 0 | 0 | 0 | 0 | 0 | 0.13824 | 2.3994 | 5.6603 | 5.0492 | 0 | 0 | 0 | 0 | 0 | 0 | 0 | 0.50289 | 6.7413 | 11.2065 | 9.3248 | 0 | 0 | 0 | 0 | 0 | 0 | 0 | 9.7839 | 127.8991 | 217.8775 | 142.2752 | 0 | 0 | 0 | 0% | 0% | 0% | 0% | 0% | 72% | 28% | 0% | 0% | 0% | 100% | [10 empty] | 0 | 0 | 0 | 0 | 0 | 328.9055 | 127.9077 | 0 | 0 | 0 | 0 | 0 | 0 | 0 | 0 | 8.1979 | 5.0492 | 0 | 0 | 0 | 0 | 0 | 0 | 0 | 0 | 18.4507 | 9.3248 | 0 | 0 | 0 | 0 | 0 | 0 | 0 | 0 | 355.554 | 142.2817 | 0 | 0 | 0 | 0
219 | TTS 66kV Circuit Breaker Replacement | Replacement - Major Station | Major Station | TRUE | Switchgear | Network | Labour - External | 50% | 0 | 0 | 0 | 0 | 0 | 45.7137 | 593.7923 | 1005.0538 | 639.506 | 0 | 0 | 0 | 0 | 0 | 0 | 0 | [5 empty] | 0 | 0 | 0 | 0 | 0 | 0 | 2.477 | 33.0389 | 54.4978 | 44.8535 | 0 | 0 | 0 | 0 | 0 | 0 | 0 | 48.1907 | 626.8312 | 1059.5516 | 684.3595 | 0 | 0 | 0 | 0% | 0% | 0% | 0% | 0% | 72% | 28% | 0% | 0% | 0% | 100% | [10 empty] | 0 | 0 | 0 | 0 | 0 | 1644.5275 | 639.5385 | 0 | 0 | 0 | 0 | 0 | 0 | 0 | 0 | 0 | 0 | 0 | 0 | 0 | 0 | 0 | 0 | 0 | 0 | 90.0137 | 44.8535 | 0 | 0 | 0 | 0 | 0 | 0 | 0 | 0 | 1734.5411 | 684.3919 | 0 | 0 | 0 | 0
220 | TTS 66kV Circuit Breaker Replacement | Replacement - Major Station | Major Station | TRUE | Transformers | Network | Materials | 40% | 0 | 0 | 0 | 0 | 0 | 39.1281 | 508.2486 | 860.2625 | 547.3767 | 0 | 0 | 0 | 0 | 0 | 0 | 0 | 0 | 0 | 0 | 0 | 0 | 0 | 0 | 0 | 0 | 0 | 0 | 2.1202 | 28.2792 | 46.6467 | 38.3917 | 0 | 0 | 0 | 0 | 0 | 0 | 0 | 41.2482 | 536.5279 | 906.9092 | 585.7684 | 0 | 0 | 0 | 0% | 0% | 0% | 0% | 0% | 72% | 28% | 0% | 0% | 0% | 100% | [10 empty] | 0 | 0 | 0 | 0 | 0 | 1407.6115 | 547.4045 | 0 | 0 | 0 | 0 | 0 | 0 | 0 | 0 | 0 | 0 | 0 | 0 | 0 | 0 | 0 | 0 | 0 | 0 | 77.046 | 38.3917 | 0 | 0 | 0 | 0 | 0 | 0 | 0 | 0 | 1484.6575 | 585.7962 | 0 | 0 | 0 | 0
221 | TTS 66kV Circuit Breaker Replacement | Replacement - Major Station | Major Station | TRUE | Transformers | Network | Labour - Internal | 10% | 0 | 0 | 0 | 0 | 0 | 9.782 | 127.0622 | 215.0656 | 136.8442 | 0 | 0 | 0 | 0 | 0 | 0 | 0 | 0.14791 | 2.5672 | 6.056 | 5.4022 | 0 | 0 | 0 | 0 | 0 | 0 | 0 | 0.53805 | 7.2126 | 11.99 | 9.9768 | 0 | 0 | 0 | 0 | 0 | 0 | 0 | 10.468 | 136.842 | 233.1117 | 152.2233 | 0 | 0 | 0 | 0% | 0% | 0% | 0% | 0% | 72% | 28% | 0% | 0% | 0% | 100% | [10 empty] | 0 | 0 | 0 | 0 | 0 | 351.9029 | 136.8511 | 0 | 0 | 0 | 0 | 0 | 0 | 0 | 0 | 8.7711 | 5.4022 | 0 | 0 | 0 | 0 | 0 | 0 | 0 | 0 | 19.7407 | 9.9768 | 0 | 0 | 0 | 0 | 0 | 0 | 0 | 0 | 380.4147 | 152.2302 | 0 | 0 | 0 | 0
222 | TTS 66kV Circuit Breaker Replacement | Replacement - Major Station | Major Station | TRUE | Transformers | Network | Labour - External | 50% | 0 | 0 | 0 | 0 | 0 | 48.9101 | 635.3108 | 1075.3281 | 684.2209 | 0 | 0 | 0 | 0 | 0 | 0 | 0 | [5 empty] | 0 | 0 | 0 | 0 | 0 | 0 | 2.6502 | 35.349 | 58.3083 | 47.9897 | 0 | 0 | 0 | 0 | 0 | 0 | 0 | 51.5603 | 670.6598 | 1133.6364 | 732.2105 | 0 | 0 | 0 | 0% | 0% | 0% | 0% | 0% | 72% | 28% | 0% | 0% | 0% | 100% | [10 empty] | 0 | 0 | 0 | 0 | 0 | 1759.5143 | 684.2556 | 0 | 0 | 0 | 0 | 0 | 0 | 0 | 0 | 0 | 0 | 0 | 0 | 0 | 0 | 0 | 0 | 0 | 0 | 96.3075 | 47.9897 | 0 | 0 | 0 | 0 | 0 | 0 | 0 | 0 | 1855.8219 | 732.2452 | 0 | 0 | 0 | 0
223 | TTS 66kV Circuit Breaker Replacement | Replacement - Major Station | Major Station | TRUE | Towers and Conductor | Network | Materials | 40% | 0 | 0 | 0 | 0 | 0 | 2.5724 | 33.4144 | 56.5572 | 35.9868 | 0 | 0 | 0 | 0 | 0 | 0 | 0 | 0 | 0 | 0 | 0 | 0 | 0 | 0 | 0 | 0 | 0 | 0 | 0.13939 | 1.8592 | 3.0667 | 2.524 | 0 | 0 | 0 | 0 | 0 | 0 | 0 | 2.7118 | 35.2736 | 59.624 | 38.5108 | 0 | 0 | 0 | 0% | 0% | 0% | 0% | 0% | 72% | 28% | 0% | 0% | 0% | 100% | [10 empty] | 0 | 0 | 0 | 0 | 0 | 92.5422 | 35.9886 | 0 | 0 | 0 | 0 | 0 | 0 | 0 | 0 | 0 | 0 | 0 | 0 | 0 | 0 | 0 | 0 | 0 | 0 | 5.0653 | 2.524 | 0 | 0 | 0 | 0 | 0 | 0 | 0 | 0 | 97.6075 | 38.5127 | 0 | 0 | 0 | 0
224 | TTS 66kV Circuit Breaker Replacement | Replacement - Major Station | Major Station | TRUE | Towers and Conductor | Network | Labour - Internal | 10% | 0 | 0 | 0 | 0 | 0 | 0.64311 | 8.3536 | 14.1393 | 8.9967 | 0 | 0 | 0 | 0 | 0 | 0 | 0 | 0.0097239 | 0.16878 | 0.39815 | 0.35517 | 0 | 0 | 0 | 0 | 0 | 0 | 0 | 0.035374 | 0.47419 | 0.78828 | 0.65592 | 0 | 0 | 0 | 0 | 0 | 0 | 0 | 0.68821 | 8.9966 | 15.3257 | 10.0078 | 0 | 0 | 0 | 0% | 0% | 0% | 0% | 0% | 72% | 28% | 0% | 0% | 0% | 100% | [10 empty] | 0 | 0 | 0 | 0 | 0 | 23.1356 | 8.9972 | 0 | 0 | 0 | 0 | 0 | 0 | 0 | 0 | 0.57665 | 0.35517 | 0 | 0 | 0 | 0 | 0 | 0 | 0 | 0 | 1.2978 | 0.65592 | 0 | 0 | 0 | 0 | 0 | 0 | 0 | 0 | 25.01 | 10.0082 | 0 | 0 | 0 | 0
225 | TTS 66kV Circuit Breaker Replacement | Replacement - Major Station | Major Station | TRUE | Towers and Conductor | Network | Labour - External | 50% | 0 | 0 | 0 | 0 | 0 | 3.2156 | 41.768 | 70.6965 | 44.9835 | 0 | 0 | 0 | 0 | 0 | 0 | 0 | [5 empty] | 0 | 0 | 0 | 0 | 0 | 0 | 0.17424 | 2.324 | 3.8334 | 3.155 | 0 | 0 | 0 | 0 | 0 | 0 | 0 | 3.3898 | 44.092 | 74.53 | 48.1386 | 0 | 0 | 0 | 0% | 0% | 0% | 0% | 0% | 72% | 28% | 0% | 0% | 0% | 100% | [10 empty] | 0 | 0 | 0 | 0 | 0 | 115.6778 | 44.9858 | 0 | 0 | 0 | 0 | 0 | 0 | 0 | 0 | 0 | 0 | 0 | 0 | 0 | 0 | 0 | 0 | 0 | 0 | 6.3317 | 3.155 | 0 | 0 | 0 | 0 | 0 | 0 | 0 | 0 | 122.0094 | 48.1408 | 0 | 0 | 0 | 0
226 | TTS 66kV Circuit Breaker Replacement | Replacement - Major Station | Major Station | TRUE | Establishment | Network | Materials | 40% | 0 | 0 | 0 | 0 | 0 | 18.7518 | 243.5744 | 412.2744 | 262.3262 | 0 | 0 | 0 | 0 | 0 | 0 | 0 | 0 | 0 | 0 | 0 | 0 | 0 | 0 | 0 | 0 | 0 | 0 | 1.0161 | 13.5526 | 22.3551 | 18.3989 | 0 | 0 | 0 | 0 | 0 | 0 | 0 | 19.7679 | 257.127 | 434.6295 | 280.7252 | 0 | 0 | 0 | 0% | 0% | 0% | 0% | 0% | 72% | 28% | 0% | 0% | 0% | 100% | [10 empty] | 0 | 0 | 0 | 0 | 0 | 674.5874 | 262.3395 | 0 | 0 | 0 | 0 | 0 | 0 | 0 | 0 | 0 | 0 | 0 | 0 | 0 | 0 | 0 | 0 | 0 | 0 | 36.9237 | 18.3989 | 0 | 0 | 0 | 0 | 0 | 0 | 0 | 0 | 711.5111 | 280.7385 | 0 | 0 | 0 | 0
227 | TTS 66kV Circuit Breaker Replacement | Replacement - Major Station | Major Station | TRUE | Establishment | Network | Labour - Internal | 10% | 0 | 0 | 0 | 0 | 0 | 4.688 | 60.8936 | 103.0686 | 65.5816 | 0 | 0 | 0 | 0 | 0 | 0 | 0 | 0.070882 | 1.2303 | 2.9023 | 2.589 | 0 | 0 | 0 | 0 | 0 | 0 | 0 | 0.25786 | 3.4566 | 5.7461 | 4.7813 | 0 | 0 | 0 | 0 | 0 | 0 | 0 | 5.0167 | 65.5805 | 111.7171 | 72.9519 | 0 | 0 | 0 | 0% | 0% | 0% | 0% | 0% | 72% | 28% | 0% | 0% | 0% | 100% | [10 empty] | 0 | 0 | 0 | 0 | 0 | 168.6468 | 65.5849 | 0 | 0 | 0 | 0 | 0 | 0 | 0 | 0 | 4.2035 | 2.589 | 0 | 0 | 0 | 0 | 0 | 0 | 0 | 0 | 9.4606 | 4.7813 | 0 | 0 | 0 | 0 | 0 | 0 | 0 | 0 | 182.3109 | 72.9552 | 0 | 0 | 0 | 0
228 | TTS 66kV Circuit Breaker Replacement | Replacement - Major Station | Major Station | TRUE | Establishment | Network | Labour - External | 50% | 0 | 0 | 0 | 0 | 0 | 23.4398 | 304.468 | 515.3431 | 327.9078 | 0 | 0 | 0 | 0 | 0 | 0 | 0 | [5 empty] | 0 | 0 | 0 | 0 | 0 | 0 | 1.2701 | 16.9408 | 27.9438 | 22.9987 | 0 | 0 | 0 | 0 | 0 | 0 | 0 | 24.7099 | 321.4088 | 543.2869 | 350.9065 | 0 | 0 | 0 | 0% | 0% | 0% | 0% | 0% | 72% | 28% | 0% | 0% | 0% | 100% | [10 empty] | 0 | 0 | 0 | 0 | 0 | 843.2342 | 327.9244 | 0 | 0 | 0 | 0 | 0 | 0 | 0 | 0 | 0 | 0 | 0 | 0 | 0 | 0 | 0 | 0 | 0 | 0 | 46.1547 | 22.9987 | 0 | 0 | 0 | 0 | 0 | 0 | 0 | 0 | 889.3889 | 350.9231 | 0 | 0 | 0 | 0
229 | KTS A4 500/220kV Transformer Replacement | Replacement - Major Station | Major Station | TRUE | Secondary | Network | Materials | 40% | 0 | 0 | 0 | 0 | 0 | 0 | 33.9448 | 441.4014 | 746.9998 | 475.37 | 0 | 0 | 0 | 0 | 0 | 0 | 0 | 0 | 0 | 0 | 0 | 0 | 0 | 0 | 0 | 0 | 0 | 0 | 1.8887 | 23.9344 | 52.3928 | 44.5941 | 0 | 0 | 0 | 0 | 0 | 0 | 0 | 35.8335 | 465.3358 | 799.3926 | 519.9641 | 0 | 0 | 0% | 0% | 0% | 0% | 0% | 0% | 72% | 28% | 0% | 0% | 100% | [10 empty] | 0 | 0 | 0 | 0 | 0 | 0 | 1222.3554 | 475.3604 | 0 | 0 | 0 | 0 | 0 | 0 | 0 | 0 | 0 | 0 | 0 | 0 | 0 | 0 | 0 | 0 | 0 | 0 | 78.216 | 44.5941 | 0 | 0 | 0 | 0 | 0 | 0 | 0 | 0 | 1300.5714 | 519.9546 | 0 | 0 | 0
230 | KTS A4 500/220kV Transformer Replacement | Replacement - Major Station | Major Station | TRUE | Secondary | Network | Labour - Internal | 10% | 0 | 0 | 0 | 0 | 0 | 0 | 8.4862 | 110.3503 | 186.7499 | 118.8425 | 0 | 0 | 0 | 0 | 0 | 0 | 0 | 0.17146 | 3.1073 | 7.3724 | 6.0515 | 0 | 0 | 0 | 0 | 0 | 0 | 0 | 0.48172 | 6.1521 | 13.6153 | 11.7162 | 0 | 0 | 0 | 0 | 0 | 0 | 0 | 9.1394 | 119.6098 | 207.7376 | 136.6102 | 0 | 0 | 0% | 0% | 0% | 0% | 0% | 0% | 72% | 28% | 0% | 0% | 100% | [10 empty] | 0 | 0 | 0 | 0 | 0 | 0 | 305.5889 | 118.8401 | 0 | 0 | 0 | 0 | 0 | 0 | 0 | 0 | 10.6512 | 6.0515 | 0 | 0 | 0 | 0 | 0 | 0 | 0 | 0 | 20.2491 | 11.7162 | 0 | 0 | 0 | 0 | 0 | 0 | 0 | 0 | 336.4892 | 136.6078 | 0 | 0 | 0
231 | KTS A4 500/220kV Transformer Replacement | Replacement - Major Station | Major Station | TRUE | Secondary | Network | Labour - External | 50% | 0 | 0 | 0 | 0 | 0 | 0 | 42.431 | 551.7517 | 933.7497 | 594.2125 | 0 | 0 | 0 | 0 | 0 | 0 | [5 empty] | 0 | 0 | 0 | 0 | 0 | 0 | 0 | 2.3609 | 29.918 | 65.491 | 55.7426 | 0 | 0 | 0 | 0 | 0 | 0 | 0 | 44.7918 | 581.6697 | 999.2407 | 649.9551 | 0 | 0 | 0% | 0% | 0% | 0% | 0% | 0% | 72% | 28% | 0% | 0% | 100% | [10 empty] | 0 | 0 | 0 | 0 | 0 | 0 | 1527.9443 | 594.2006 | 0 | 0 | 0 | 0 | 0 | 0 | 0 | 0 | 0 | 0 | 0 | 0 | 0 | 0 | 0 | 0 | 0 | 0 | 97.7699 | 55.7426 | 0 | 0 | 0 | 0 | 0 | 0 | 0 | 0 | 1625.7142 | 649.9432 | 0 | 0 | 0
232 | KTS A4 500/220kV Transformer Replacement | Replacement - Major Station | Major Station | TRUE | Switchgear | Network | Materials | 40% | 0 | 0 | 0 | 0 | 0 | 0 | 184.2815 | 2396.3077 | 4055.3598 | 2580.7189 | 0 | 0 | 0 | 0 | 0 | 0 | 0 | 0 | 0 | 0 | 0 | 0 | 0 | 0 | 0 | 0 | 0 | 0 | 10.2535 | 129.9368 | 284.4334 | 242.0954 | 0 | 0 | 0 | 0 | 0 | 0 | 0 | 194.535 | 2526.2445 | 4339.7933 | 2822.8143 | 0 | 0 | 0% | 0% | 0% | 0% | 0% | 0% | 72% | 28% | 0% | 0% | 100% | [10 empty] | 0 | 0 | 0 | 0 | 0 | 0 | 6636.0009 | 2580.667 | 0 | 0 | 0 | 0 | 0 | 0 | 0 | 0 | 0 | 0 | 0 | 0 | 0 | 0 | 0 | 0 | 0 | 0 | 424.6237 | 242.0954 | 0 | 0 | 0 | 0 | 0 | 0 | 0 | 0 | 7060.6247 | 2822.7624 | 0 | 0 | 0
233 | KTS A4 500/220kV Transformer Replacement | Replacement - Major Station | Major Station | TRUE | Switchgear | Network | Labour - Internal | 10% | 0 | 0 | 0 | 0 | 0 | 0 | 46.0704 | 599.0769 | 1013.84 | 645.1797 | 0 | 0 | 0 | 0 | 0 | 0 | 0 | 0.93081 | 16.8694 | 40.0237 | 32.8528 | 0 | 0 | 0 | 0 | 0 | 0 | 0 | 2.6152 | 33.3989 | 73.9155 | 63.6057 | 0 | 0 | 0 | 0 | 0 | 0 | 0 | 49.6164 | 649.3452 | 1127.7792 | 741.6383 | 0 | 0 | 0% | 0% | 0% | 0% | 0% | 0% | 72% | 28% | 0% | 0% | 100% | [10 empty] | 0 | 0 | 0 | 0 | 0 | 0 | 1659.0002 | 645.1668 | 0 | 0 | 0 | 0 | 0 | 0 | 0 | 0 | 57.8239 | 32.8528 | 0 | 0 | 0 | 0 | 0 | 0 | 0 | 0 | 109.9296 | 63.6057 | 0 | 0 | 0 | 0 | 0 | 0 | 0 | 0 | 1826.7538 | 741.6253 | 0 | 0 | 0
234 | KTS A4 500/220kV Transformer Replacement | Replacement - Major Station | Major Station | TRUE | Switchgear | Network | Labour - External | 50% | 0 | 0 | 0 | 0 | 0 | 0 | 230.3519 | 2995.3847 | 5069.1998 | 3225.8986 | 0 | 0 | 0 | 0 | 0 | 0 | [5 empty] | 0 | 0 | 0 | 0 | 0 | 0 | 0 | 12.8169 | 162.421 | 355.5418 | 302.6192 | 0 | 0 | 0 | 0 | 0 | 0 | 0 | 243.1688 | 3157.8056 | 5424.7416 | 3528.5178 | 0 | 0 | 0% | 0% | 0% | 0% | 0% | 0% | 72% | 28% | 0% | 0% | 100% | [10 empty] | 0 | 0 | 0 | 0 | 0 | 0 | 8295.0012 | 3225.8338 | 0 | 0 | 0 | 0 | 0 | 0 | 0 | 0 | 0 | 0 | 0 | 0 | 0 | 0 | 0 | 0 | 0 | 0 | 530.7797 | 302.6192 | 0 | 0 | 0 | 0 | 0 | 0 | 0 | 0 | 8825.7808 | 3528.453 | 0 | 0 | 0
235 | KTS A4 500/220kV Transformer Replacement | Replacement - Major Station | Major Station | TRUE | Transformers | Network | Materials | 40% | 0 | 0 | 0 | 0 | 0 | 0 | 197.1666 | 2563.8598 | 4338.9143 | 2761.1651 | 0 | 0 | 0 | 0 | 0 | 0 | 0 | 0 | 0 | 0 | 0 | 0 | 0 | 0 | 0 | 0 | 0 | 0 | 10.9705 | 139.0221 | 304.3213 | 259.0229 | 0 | 0 | 0 | 0 | 0 | 0 | 0 | 208.1371 | 2702.8818 | 4643.2356 | 3020.188 | 0 | 0 | 0% | 0% | 0% | 0% | 0% | 0% | 72% | 28% | 0% | 0% | 100% | [10 empty] | 0 | 0 | 0 | 0 | 0 | 0 | 7099.9962 | 2761.1096 | 0 | 0 | 0 | 0 | 0 | 0 | 0 | 0 | 0 | 0 | 0 | 0 | 0 | 0 | 0 | 0 | 0 | 0 | 454.3138 | 259.0229 | 0 | 0 | 0 | 0 | 0 | 0 | 0 | 0 | 7554.31 | 3020.1325 | 0 | 0 | 0
236 | KTS A4 500/220kV Transformer Replacement | Replacement - Major Station | Major Station | TRUE | Transformers | Network | Labour - Internal | 10% | 0 | 0 | 0 | 0 | 0 | 0 | 49.2917 | 640.9649 | 1084.7286 | 690.2913 | 0 | 0 | 0 | 0 | 0 | 0 | 0 | 0.99589 | 18.0489 | 42.8222 | 35.1499 | 0 | 0 | 0 | 0 | 0 | 0 | 0 | 2.798 | 35.7342 | 79.0838 | 68.0531 | 0 | 0 | 0 | 0 | 0 | 0 | 0 | 53.0856 | 694.748 | 1206.6346 | 793.4943 | 0 | 0 | 0% | 0% | 0% | 0% | 0% | 0% | 72% | 28% | 0% | 0% | 100% | [10 empty] | 0 | 0 | 0 | 0 | 0 | 0 | 1774.9991 | 690.2774 | 0 | 0 | 0 | 0 | 0 | 0 | 0 | 0 | 61.867 | 35.1499 | 0 | 0 | 0 | 0 | 0 | 0 | 0 | 0 | 117.616 | 68.0531 | 0 | 0 | 0 | 0 | 0 | 0 | 0 | 0 | 1954.4821 | 793.4804 | 0 | 0 | 0
237 | KTS A4 500/220kV Transformer Replacement | Replacement - Major Station | Major Station | TRUE | Transformers | Network | Labour - External | 50% | 0 | 0 | 0 | 0 | 0 | 0 | 246.4583 | 3204.8247 | 5423.6429 | 3451.4564 | 0 | 0 | 0 | 0 | 0 | 0 | [5 empty] | 0 | 0 | 0 | 0 | 0 | 0 | 0 | 13.7131 | 173.7776 | 380.4016 | 323.7786 | 0 | 0 | 0 | 0 | 0 | 0 | 0 | 260.1713 | 3378.6023 | 5804.0445 | 3775.235 | 0 | 0 | 0% | 0% | 0% | 0% | 0% | 0% | 72% | 28% | 0% | 0% | 100% | [10 empty] | 0 | 0 | 0 | 0 | 0 | 0 | 8874.9953 | 3451.387 | 0 | 0 | 0 | 0 | 0 | 0 | 0 | 0 | 0 | 0 | 0 | 0 | 0 | 0 | 0 | 0 | 0 | 0 | 567.8923 | 323.7786 | 0 | 0 | 0 | 0 | 0 | 0 | 0 | 0 | 9442.8875 | 3775.1657 | 0 | 0 | 0
238 | KTS A4 500/220kV Transformer Replacement | Replacement - Major Station | Major Station | TRUE | Towers and Conductor | Network | Materials | 40% | 0 | 0 | 0 | 0 | 0 | 0 | 12.9626 | 168.5588 | 285.2582 | 181.5305 | 0 | 0 | 0 | 0 | 0 | 0 | 0 | 0 | 0 | 0 | 0 | 0 | 0 | 0 | 0 | 0 | 0 | 0 | 0.72124 | 9.1399 | 20.0073 | 17.0292 | 0 | 0 | 0 | 0 | 0 | 0 | 0 | 13.6838 | 177.6987 | 305.2656 | 198.5597 | 0 | 0 | 0% | 0% | 0% | 0% | 0% | 0% | 72% | 28% | 0% | 0% | 100% | [10 empty] | 0 | 0 | 0 | 0 | 0 | 0 | 466.7832 | 181.5268 | 0 | 0 | 0 | 0 | 0 | 0 | 0 | 0 | 0 | 0 | 0 | 0 | 0 | 0 | 0 | 0 | 0 | 0 | 29.8685 | 17.0292 | 0 | 0 | 0 | 0 | 0 | 0 | 0 | 0 | 496.6517 | 198.5561 | 0 | 0 | 0
239 | KTS A4 500/220kV Transformer Replacement | Replacement - Major Station | Major Station | TRUE | Towers and Conductor | Network | Labour - Internal | 10% | 0 | 0 | 0 | 0 | 0 | 0 | 3.2406 | 42.1397 | 71.3146 | 45.3826 | 0 | 0 | 0 | 0 | 0 | 0 | 0 | 0.065474 | 1.1866 | 2.8153 | 2.3109 | 0 | 0 | 0 | 0 | 0 | 0 | 0 | 0.18395 | 2.3493 | 5.1993 | 4.4741 | 0 | 0 | 0 | 0 | 0 | 0 | 0 | 3.4901 | 45.6756 | 79.3292 | 52.1676 | 0 | 0 | 0% | 0% | 0% | 0% | 0% | 0% | 72% | 28% | 0% | 0% | 100% | [10 empty] | 0 | 0 | 0 | 0 | 0 | 0 | 116.6958 | 45.3817 | 0 | 0 | 0 | 0 | 0 | 0 | 0 | 0 | 4.0674 | 2.3109 | 0 | 0 | 0 | 0 | 0 | 0 | 0 | 0 | 7.7326 | 4.4741 | 0 | 0 | 0 | 0 | 0 | 0 | 0 | 0 | 128.4958 | 52.1667 | 0 | 0 | 0
240 | KTS A4 500/220kV Transformer Replacement | Replacement - Major Station | Major Station | TRUE | Towers and Conductor | Network | Labour - External | 50% | 0 | 0 | 0 | 0 | 0 | 0 | 16.2032 | 210.6985 | 356.5728 | 226.9131 | 0 | 0 | 0 | 0 | 0 | 0 | [5 empty] | 0 | 0 | 0 | 0 | 0 | 0 | 0 | 0.90155 | 11.4249 | 25.0092 | 21.2866 | 0 | 0 | 0 | 0 | 0 | 0 | 0 | 17.1047 | 222.1233 | 381.582 | 248.1996 | 0 | 0 | 0% | 0% | 0% | 0% | 0% | 0% | 72% | 28% | 0% | 0% | 100% | [10 empty] | 0 | 0 | 0 | 0 | 0 | 0 | 583.479 | 226.9085 | 0 | 0 | 0 | 0 | 0 | 0 | 0 | 0 | 0 | 0 | 0 | 0 | 0 | 0 | 0 | 0 | 0 | 0 | 37.3356 | 21.2866 | 0 | 0 | 0 | 0 | 0 | 0 | 0 | 0 | 620.8146 | 248.1951 | 0 | 0 | 0
241 | KTS A4 500/220kV Transformer Replacement | Replacement - Major Station | Major Station | TRUE | Establishment | Network | Materials | 40% | 0 | 0 | 0 | 0 | 0 | 0 | 94.4906 | 1228.7108 | 2079.3926 | 1323.268 | 0 | 0 | 0 | 0 | 0 | 0 | 0 | 0 | 0 | 0 | 0 | 0 | 0 | 0 | 0 | 0 | 0 | 0 | 5.2575 | 66.6253 | 145.8437 | 124.1348 | 0 | 0 | 0 | 0 | 0 | 0 | 0 | 99.7482 | 1295.3361 | 2225.2363 | 1447.4028 | 0 | 0 | 0% | 0% | 0% | 0% | 0% | 0% | 72% | 28% | 0% | 0% | 100% | [10 empty] | 0 | 0 | 0 | 0 | 0 | 0 | 3402.6207 | 1323.2414 | 0 | 0 | 0 | 0 | 0 | 0 | 0 | 0 | 0 | 0 | 0 | 0 | 0 | 0 | 0 | 0 | 0 | 0 | 217.7265 | 124.1348 | 0 | 0 | 0 | 0 | 0 | 0 | 0 | 0 | 3620.3472 | 1447.3762 | 0 | 0 | 0
242 | KTS A4 500/220kV Transformer Replacement | Replacement - Major Station | Major Station | TRUE | Establishment | Network | Labour - Internal | 10% | 0 | 0 | 0 | 0 | 0 | 0 | 23.6227 | 307.1777 | 519.8481 | 330.817 | 0 | 0 | 0 | 0 | 0 | 0 | 0 | 0.47727 | 8.6498 | 20.5222 | 16.8453 | 0 | 0 | 0 | 0 | 0 | 0 | 0 | 1.3409 | 17.1253 | 37.9003 | 32.614 | 0 | 0 | 0 | 0 | 0 | 0 | 0 | 25.4409 | 332.9529 | 578.2707 | 380.2763 | 0 | 0 | 0% | 0% | 0% | 0% | 0% | 0% | 72% | 28% | 0% | 0% | 100% | [10 empty] | 0 | 0 | 0 | 0 | 0 | 0 | 850.6552 | 330.8103 | 0 | 0 | 0 | 0 | 0 | 0 | 0 | 0 | 29.6493 | 16.8453 | 0 | 0 | 0 | 0 | 0 | 0 | 0 | 0 | 56.3666 | 32.614 | 0 | 0 | 0 | 0 | 0 | 0 | 0 | 0 | 936.6711 | 380.2696 | 0 | 0 | 0
243 | KTS A4 500/220kV Transformer Replacement | Replacement - Major Station | Major Station | TRUE | Establishment | Network | Labour - External | 50% | 0 | 0 | 0 | 0 | 0 | 0 | 118.1133 | 1535.8885 | 2599.2407 | 1654.085 | 0 | 0 | 0 | 0 | 0 | 0 | [5 empty] | 0 | 0 | 0 | 0 | 0 | 0 | 0 | 6.5719 | 83.2816 | 182.3047 | 155.1685 | 0 | 0 | 0 | 0 | 0 | 0 | 0 | 124.6852 | 1619.1702 | 2781.5454 | 1809.2535 | 0 | 0 | 0% | 0% | 0% | 0% | 0% | 0% | 72% | 28% | 0% | 0% | 100% | [10 empty] | 0 | 0 | 0 | 0 | 0 | 0 | 4253.2758 | 1654.0517 | 0 | 0 | 0 | 0 | 0 | 0 | 0 | 0 | 0 | 0 | 0 | 0 | 0 | 0 | 0 | 0 | 0 | 0 | 272.1582 | 155.1685 | 0 | 0 | 0 | 0 | 0 | 0 | 0 | 0 | 4525.434 | 1809.2202 | 0 | 0 | 0
244 | DDTS H3 330/220kV Transformer and 330kV Circuit Breaker Replacement | Replacement - Major Station | Major Station | TRUE | Secondary | Network | Materials | 40% | 0 | 0 | 0 | 0 | 0 | 0 | 0 | 0 | 0 | 0 | 0 | 0 | 0 | 0 | 0 | 0 | 0 | 0 | 0 | 0 | 0 | 0 | 0 | 0 | 0 | 0 | 0 | 0 | 0 | 0 | 0 | 0 | 0 | 0 | 0 | 0 | 0 | 0 | 0 | 0 | 0 | 0 | 0 | 0 | 0 | 0% | 0% | 0% | 0% | 0% | 0% | 0% | 0% | 0% | 0% | 0% | [10 empty] | 0 | 0 | 0 | 0 | 0 | 0 | 0 | 0 | 0 | 0 | 0 | 0 | 0 | 0 | 0 | 0 | 0 | 0 | 0 | 0 | 0 | 0 | 0 | 0 | 0 | 0 | 0 | 0 | 0 | 0 | 0 | 0 | 0 | 0 | 0 | 0 | 0 | 0 | 0 | 0 | 0
245 | DDTS H3 330/220kV Transformer and 330kV Circuit Breaker Replacement | Replacement - Major Station | Major Station | TRUE | Secondary | Network | Labour - Internal | 10% | 0 | 0 | 0 | 0 | 0 | 0 | 0 | 0 | 0 | 0 | 0 | 0 | 0 | 0 | 0 | 0 | 0 | 0 | 0 | 0 | 0 | 0 | 0 | 0 | 0 | 0 | 0 | 0 | 0 | 0 | 0 | 0 | 0 | 0 | 0 | 0 | 0 | 0 | 0 | 0 | 0 | 0 | 0 | 0 | 0 | 0% | 0% | 0% | 0% | 0% | 0% | 0% | 0% | 0% | 0% | 0% | [10 empty] | 0 | 0 | 0 | 0 | 0 | 0 | 0 | 0 | 0 | 0 | 0 | 0 | 0 | 0 | 0 | 0 | 0 | 0 | 0 | 0 | 0 | 0 | 0 | 0 | 0 | 0 | 0 | 0 | 0 | 0 | 0 | 0 | 0 | 0 | 0 | 0 | 0 | 0 | 0 | 0 | 0
246 | DDTS H3 330/220kV Transformer and 330kV Circuit Breaker Replacement | Replacement - Major Station | Major Station | TRUE | Secondary | Network | Labour - External | 50% | 0 | 0 | 0 | 0 | 0 | 0 | 0 | 0 | 0 | 0 | 0 | 0 | 0 | 0 | 0 | 0 | [5 empty] | 0 | 0 | 0 | 0 | 0 | 0 | 0 | 0 | 0 | 0 | 0 | 0 | 0 | 0 | 0 | 0 | 0 | 0 | 0 | 0 | 0 | 0 | 0 | 0 | 0% | 0% | 0% | 0% | 0% | 0% | 0% | 0% | 0% | 0% | 0% | [10 empty] | 0 | 0 | 0 | 0 | 0 | 0 | 0 | 0 | 0 | 0 | 0 | 0 | 0 | 0 | 0 | 0 | 0 | 0 | 0 | 0 | 0 | 0 | 0 | 0 | 0 | 0 | 0 | 0 | 0 | 0 | 0 | 0 | 0 | 0 | 0 | 0 | 0 | 0 | 0 | 0 | 0
247 | DDTS H3 330/220kV Transformer and 330kV Circuit Breaker Replacement | Replacement - Major Station | Major Station | TRUE | Switchgear | Network | Materials | 40% | 0 | 0 | 0 | 0 | 0 | 0 | 0 | 0 | 0 | 0 | 0 | 0 | 0 | 0 | 0 | 0 | 0 | 0 | 0 | 0 | 0 | 0 | 0 | 0 | 0 | 0 | 0 | 0 | 0 | 0 | 0 | 0 | 0 | 0 | 0 | 0 | 0 | 0 | 0 | 0 | 0 | 0 | 0 | 0 | 0 | 0% | 0% | 0% | 0% | 0% | 0% | 0% | 0% | 0% | 0% | 0% | [10 empty] | 0 | 0 | 0 | 0 | 0 | 0 | 0 | 0 | 0 | 0 | 0 | 0 | 0 | 0 | 0 | 0 | 0 | 0 | 0 | 0 | 0 | 0 | 0 | 0 | 0 | 0 | 0 | 0 | 0 | 0 | 0 | 0 | 0 | 0 | 0 | 0 | 0 | 0 | 0 | 0 | 0
248 | DDTS H3 330/220kV Transformer and 330kV Circuit Breaker Replacement | Replacement - Major Station | Major Station | TRUE | Switchgear | Network | Labour - Internal | 10% | 0 | 0 | 0 | 0 | 0 | 0 | 0 | 0 | 0 | 0 | 0 | 0 | 0 | 0 | 0 | 0 | 0 | 0 | 0 | 0 | 0 | 0 | 0 | 0 | 0 | 0 | 0 | 0 | 0 | 0 | 0 | 0 | 0 | 0 | 0 | 0 | 0 | 0 | 0 | 0 | 0 | 0 | 0 | 0 | 0 | 0% | 0% | 0% | 0% | 0% | 0% | 0% | 0% | 0% | 0% | 0% | [10 empty] | 0 | 0 | 0 | 0 | 0 | 0 | 0 | 0 | 0 | 0 | 0 | 0 | 0 | 0 | 0 | 0 | 0 | 0 | 0 | 0 | 0 | 0 | 0 | 0 | 0 | 0 | 0 | 0 | 0 | 0 | 0 | 0 | 0 | 0 | 0 | 0 | 0 | 0 | 0 | 0 | 0
249 | DDTS H3 330/220kV Transformer and 330kV Circuit Breaker Replacement | Replacement - Major Station | Major Station | TRUE | Switchgear | Network | Labour - External | 50% | 0 | 0 | 0 | 0 | 0 | 0 | 0 | 0 | 0 | 0 | 0 | 0 | 0 | 0 | 0 | 0 | [5 empty] | 0 | 0 | 0 | 0 | 0 | 0 | 0 | 0 | 0 | 0 | 0 | 0 | 0 | 0 | 0 | 0 | 0 | 0 | 0 | 0 | 0 | 0 | 0 | 0 | 0% | 0% | 0% | 0% | 0% | 0% | 0% | 0% | 0% | 0% | 0% | [10 empty] | 0 | 0 | 0 | 0 | 0 | 0 | 0 | 0 | 0 | 0 | 0 | 0 | 0 | 0 | 0 | 0 | 0 | 0 | 0 | 0 | 0 | 0 | 0 | 0 | 0 | 0 | 0 | 0 | 0 | 0 | 0 | 0 | 0 | 0 | 0 | 0 | 0 | 0 | 0 | 0 | 0
250 | DDTS H3 330/220kV Transformer and 330kV Circuit Breaker Replacement | Replacement - Major Station | Major Station | TRUE | Transformers | Network | Materials | 40% | 0 | 0 | 0 | 0 | 0 | 0 | 0 | 0 | 0 | 0 | 0 | 0 | 0 | 0 | 0 | 0 | 0 | 0 | 0 | 0 | 0 | 0 | 0 | 0 | 0 | 0 | 0 | 0 | 0 | 0 | 0 | 0 | 0 | 0 | 0 | 0 | 0 | 0 | 0 | 0 | 0 | 0 | 0 | 0 | 0 | 0% | 0% | 0% | 0% | 0% | 0% | 0% | 0% | 0% | 0% | 0% | [10 empty] | 0 | 0 | 0 | 0 | 0 | 0 | 0 | 0 | 0 | 0 | 0 | 0 | 0 | 0 | 0 | 0 | 0 | 0 | 0 | 0 | 0 | 0 | 0 | 0 | 0 | 0 | 0 | 0 | 0 | 0 | 0 | 0 | 0 | 0 | 0 | 0 | 0 | 0 | 0 | 0 | 0
251 | DDTS H3 330/220kV Transformer and 330kV Circuit Breaker Replacement | Replacement - Major Station | Major Station | TRUE | Transformers | Network | Labour - Internal | 10% | 0 | 0 | 0 | 0 | 0 | 0 | 0 | 0 | 0 | 0 | 0 | 0 | 0 | 0 | 0 | 0 | 0 | 0 | 0 | 0 | 0 | 0 | 0 | 0 | 0 | 0 | 0 | 0 | 0 | 0 | 0 | 0 | 0 | 0 | 0 | 0 | 0 | 0 | 0 | 0 | 0 | 0 | 0 | 0 | 0 | 0% | 0% | 0% | 0% | 0% | 0% | 0% | 0% | 0% | 0% | 0% | [10 empty] | 0 | 0 | 0 | 0 | 0 | 0 | 0 | 0 | 0 | 0 | 0 | 0 | 0 | 0 | 0 | 0 | 0 | 0 | 0 | 0 | 0 | 0 | 0 | 0 | 0 | 0 | 0 | 0 | 0 | 0 | 0 | 0 | 0 | 0 | 0 | 0 | 0 | 0 | 0 | 0 | 0
252 | DDTS H3 330/220kV Transformer and 330kV Circuit Breaker Replacement | Replacement - Major Station | Major Station | TRUE | Transformers | Network | Labour - External | 50% | 0 | 0 | 0 | 0 | 0 | 0 | 0 | 0 | 0 | 0 | 0 | 0 | 0 | 0 | 0 | 0 | [5 empty] | 0 | 0 | 0 | 0 | 0 | 0 | 0 | 0 | 0 | 0 | 0 | 0 | 0 | 0 | 0 | 0 | 0 | 0 | 0 | 0 | 0 | 0 | 0 | 0 | 0% | 0% | 0% | 0% | 0% | 0% | 0% | 0% | 0% | 0% | 0% | [10 empty] | 0 | 0 | 0 | 0 | 0 | 0 | 0 | 0 | 0 | 0 | 0 | 0 | 0 | 0 | 0 | 0 | 0 | 0 | 0 | 0 | 0 | 0 | 0 | 0 | 0 | 0 | 0 | 0 | 0 | 0 | 0 | 0 | 0 | 0 | 0 | 0 | 0 | 0 | 0 | 0 | 0
253 | DDTS H3 330/220kV Transformer and 330kV Circuit Breaker Replacement | Replacement - Major Station | Major Station | TRUE | Towers and Conductor | Network | Materials | 40% | 0 | 0 | 0 | 0 | 0 | 0 | 0 | 0 | 0 | 0 | 0 | 0 | 0 | 0 | 0 | 0 | 0 | 0 | 0 | 0 | 0 | 0 | 0 | 0 | 0 | 0 | 0 | 0 | 0 | 0 | 0 | 0 | 0 | 0 | 0 | 0 | 0 | 0 | 0 | 0 | 0 | 0 | 0 | 0 | 0 | 0% | 0% | 0% | 0% | 0% | 0% | 0% | 0% | 0% | 0% | 0% | [10 empty] | 0 | 0 | 0 | 0 | 0 | 0 | 0 | 0 | 0 | 0 | 0 | 0 | 0 | 0 | 0 | 0 | 0 | 0 | 0 | 0 | 0 | 0 | 0 | 0 | 0 | 0 | 0 | 0 | 0 | 0 | 0 | 0 | 0 | 0 | 0 | 0 | 0 | 0 | 0 | 0 | 0
254 | DDTS H3 330/220kV Transformer and 330kV Circuit Breaker Replacement | Replacement - Major Station | Major Station | TRUE | Towers and Conductor | Network | Labour - Internal | 10% | 0 | 0 | 0 | 0 | 0 | 0 | 0 | 0 | 0 | 0 | 0 | 0 | 0 | 0 | 0 | 0 | 0 | 0 | 0 | 0 | 0 | 0 | 0 | 0 | 0 | 0 | 0 | 0 | 0 | 0 | 0 | 0 | 0 | 0 | 0 | 0 | 0 | 0 | 0 | 0 | 0 | 0 | 0 | 0 | 0 | 0% | 0% | 0% | 0% | 0% | 0% | 0% | 0% | 0% | 0% | 0% | [10 empty] | 0 | 0 | 0 | 0 | 0 | 0 | 0 | 0 | 0 | 0 | 0 | 0 | 0 | 0 | 0 | 0 | 0 | 0 | 0 | 0 | 0 | 0 | 0 | 0 | 0 | 0 | 0 | 0 | 0 | 0 | 0 | 0 | 0 | 0 | 0 | 0 | 0 | 0 | 0 | 0 | 0
255 | DDTS H3 330/220kV Transformer and 330kV Circuit Breaker Replacement | Replacement - Major Station | Major Station | TRUE | Towers and Conductor | Network | Labour - External | 50% | 0 | 0 | 0 | 0 | 0 | 0 | 0 | 0 | 0 | 0 | 0 | 0 | 0 | 0 | 0 | 0 | [5 empty] | 0 | 0 | 0 | 0 | 0 | 0 | 0 | 0 | 0 | 0 | 0 | 0 | 0 | 0 | 0 | 0 | 0 | 0 | 0 | 0 | 0 | 0 | 0 | 0 | 0% | 0% | 0% | 0% | 0% | 0% | 0% | 0% | 0% | 0% | 0% | [10 empty] | 0 | 0 | 0 | 0 | 0 | 0 | 0 | 0 | 0 | 0 | 0 | 0 | 0 | 0 | 0 | 0 | 0 | 0 | 0 | 0 | 0 | 0 | 0 | 0 | 0 | 0 | 0 | 0 | 0 | 0 | 0 | 0 | 0 | 0 | 0 | 0 | 0 | 0 | 0 | 0 | 0
256 | DDTS H3 330/220kV Transformer and 330kV Circuit Breaker Replacement | Replacement - Major Station | Major Station | TRUE | Establishment | Network | Materials | 40% | 0 | 0 | 0 | 0 | 0 | 0 | 0 | 0 | 0 | 0 | 0 | 0 | 0 | 0 | 0 | 0 | 0 | 0 | 0 | 0 | 0 | 0 | 0 | 0 | 0 | 0 | 0 | 0 | 0 | 0 | 0 | 0 | 0 | 0 | 0 | 0 | 0 | 0 | 0 | 0 | 0 | 0 | 0 | 0 | 0 | 0% | 0% | 0% | 0% | 0% | 0% | 0% | 0% | 0% | 0% | 0% | [10 empty] | 0 | 0 | 0 | 0 | 0 | 0 | 0 | 0 | 0 | 0 | 0 | 0 | 0 | 0 | 0 | 0 | 0 | 0 | 0 | 0 | 0 | 0 | 0 | 0 | 0 | 0 | 0 | 0 | 0 | 0 | 0 | 0 | 0 | 0 | 0 | 0 | 0 | 0 | 0 | 0 | 0
257 | DDTS H3 330/220kV Transformer and 330kV Circuit Breaker Replacement | Replacement - Major Station | Major Station | TRUE | Establishment | Network | Labour - Internal | 10% | 0 | 0 | 0 | 0 | 0 | 0 | 0 | 0 | 0 | 0 | 0 | 0 | 0 | 0 | 0 | 0 | 0 | 0 | 0 | 0 | 0 | 0 | 0 | 0 | 0 | 0 | 0 | 0 | 0 | 0 | 0 | 0 | 0 | 0 | 0 | 0 | 0 | 0 | 0 | 0 | 0 | 0 | 0 | 0 | 0 | 0% | 0% | 0% | 0% | 0% | 0% | 0% | 0% | 0% | 0% | 0% | [10 empty] | 0 | 0 | 0 | 0 | 0 | 0 | 0 | 0 | 0 | 0 | 0 | 0 | 0 | 0 | 0 | 0 | 0 | 0 | 0 | 0 | 0 | 0 | 0 | 0 | 0 | 0 | 0 | 0 | 0 | 0 | 0 | 0 | 0 | 0 | 0 | 0 | 0 | 0 | 0 | 0 | 0
258 | DDTS H3 330/220kV Transformer and 330kV Circuit Breaker Replacement | Replacement - Major Station | Major Station | TRUE | Establishment | Network | Labour - External | 50% | 0 | 0 | 0 | 0 | 0 | 0 | 0 | 0 | 0 | 0 | 0 | 0 | 0 | 0 | 0 | 0 | [5 empty] | 0 | 0 | 0 | 0 | 0 | 0 | 0 | 0 | 0 | 0 | 0 | 0 | 0 | 0 | 0 | 0 | 0 | 0 | 0 | 0 | 0 | 0 | 0 | 0 | 0% | 0% | 0% | 0% | 0% | 0% | 0% | 0% | 0% | 0% | 0% | [10 empty] | 0 | 0 | 0 | 0 | 0 | 0 | 0 | 0 | 0 | 0 | 0 | 0 | 0 | 0 | 0 | 0 | 0 | 0 | 0 | 0 | 0 | 0 | 0 | 0 | 0 | 0 | 0 | 0 | 0 | 0 | 0 | 0 | 0 | 0 | 0 | 0 | 0 | 0 | 0 | 0 | 0
259 | WMTS Redevelopment Project | Replacement - Major Station CBD | Major Station | TRUE | Secondary | Network | Materials | 40% | 0 | 1337.9858 | 795.8848 | 575.8371 | 221.2476 | 340.5546 | 0 | 0 | 0 | 0 | 0 | 0 | 0 | 0 | 0 | 0 | 0 | 0 | 0 | 0 | 0 | 0 | 0 | 0 | 37.9368 | 39.0769 | 13.4624 | 18.453 | 0 | 0 | 0 | 0 | 0 | 0 | 1337.9858 | 833.8216 | 614.914 | 234.71 | 359.0076 | 0 | 0 | 0 | 0 | 0 | 0 | 14% | 25.13% | 31.84% | 11.69% | 17.34% | 0% | 0% | 0% | 0% | 0% | 100% | [10 empty] | 458.0114 | 822.0988 | 1041.6065 | 382.5556 | 567.2376 | 0 | 0 | 0 | 0 | 0 | 0 | 0 | 0 | 0 | 0 | 0 | 0 | 0 | 0 | 0 | 37.9368 | -1.5543 | 35.2869 | 18.3728 | 18.8869 | 0 | 0 | 0 | 0 | 0 | 495.9482 | 820.5445 | 1076.8934 | 400.9284 | 586.1245 | 0 | 0 | 0 | 0 | 0 | 0
260 | WMTS Redevelopment Project | Replacement - Major Station CBD | Major Station | TRUE | Secondary | Network | Labour - Internal | 10% | 0 | 334.4965 | 198.9712 | 143.9593 | 55.3119 | 85.1386 | 0 | 0 | 0 | 0 | 0 | 0 | 0 | 1.154 | 0.52675 | 0.54609 | 1.2873 | 0 | 0 | 0 | 0 | 0 | 0 | 0 | 9.5392 | 9.805 | 3.3988 | 4.683 | 0 | 0 | 0 | 0 | 0 | 0 | 334.4965 | 209.6644 | 154.291 | 59.2568 | 91.1089 | 0 | 0 | 0 | 0 | 0 | 0 | 14% | 25.13% | 31.84% | 11.69% | 17.34% | 0% | 0% | 0% | 0% | 0% | 100% | [10 empty] | 114.5028 | 205.5247 | 260.4016 | 95.6389 | 141.8094 | 0 | 0 | 0 | 0 | 0 | 1.154 | -0.36 | 0.96996 | 1.1409 | 0.60931 | 0 | 0 | 0 | 0 | 0 | 9.5392 | -0.4007 | 8.877 | 4.6551 | 4.7553 | 0 | 0 | 0 | 0 | 0 | 125.1961 | 204.764 | 270.2486 | 101.4349 | 147.174 | 0 | 0 | 0 | 0 | 0 | 0
261 | WMTS Redevelopment Project | Replacement - Major Station CBD | Major Station | TRUE | Secondary | Network | Labour - External | 50% | 0 | 1672.4823 | 994.856 | 719.7964 | 276.5595 | 425.6932 | 0 | 0 | 0 | 0 | 0 | 0 | 0 | 5.7702 | -1.8921 | -0.40327 | [5 empty] | 0 | 0 | 0 | 47.696 | 48.7177 | 16.8034 | 23.0662 | 0 | 0 | 0 | 0 | 0 | 0 | 1672.4823 | 1048.3222 | 766.622 | 292.9596 | 448.7595 | 0 | 0 | 0 | 0 | 0 | 0 | 14% | 25.13% | 31.84% | 11.69% | 17.34% | 0% | 0% | 0% | 0% | 0% | 100% | [10 empty] | 572.5142 | 1027.6235 | 1302.0082 | 478.1945 | 709.047 | 0 | 0 | 0 | 0 | 0 | 5.7702 | -3.9381 | 0.92046 | 0.1198 | 0.60249 | 0 | 0 | 0 | 0 | 0 | 47.696 | -2.1486 | 44.136 | 22.9702 | 23.6298 | 0 | 0 | 0 | 0 | 0 | 625.9804 | 1021.5368 | 1347.0646 | 501.2845 | 733.2793 | 0 | 0 | 0 | 0 | 0 | 0
262 | WMTS Redevelopment Project | Replacement - Major Station CBD | Major Station | TRUE | Switchgear | Network | Materials | 40% | 0 | 7806.1544 | 4643.3972 | 3359.5822 | 1290.8157 | 1986.8832 | 0 | 0 | 0 | 0 | 0 | 0 | 0 | 0 | 0 | 0 | 0 | 0 | 0 | 0 | 0 | 0 | 0 | 0 | 221.3331 | 227.9847 | 78.5428 | 107.6595 | 0 | 0 | 0 | 0 | 0 | 0 | 7806.1544 | 4864.7303 | 3587.5669 | 1369.3585 | 2094.5427 | 0 | 0 | 0 | 0 | 0 | 0 | 14% | 25.13% | 31.84% | 11.69% | 17.34% | 0% | 0% | 0% | 0% | 0% | 100% | [10 empty] | 2672.1566 | 4796.3364 | 6077.0013 | 2231.928 | 3309.4105 | 0 | 0 | 0 | 0 | 0 | 0 | 0 | 0 | 0 | 0 | 0 | 0 | 0 | 0 | 0 | 221.3331 | -9.068 | 205.8726 | 107.1915 | 110.191 | 0 | 0 | 0 | 0 | 0 | 2893.4897 | 4787.2683 | 6282.8739 | 2339.1195 | 3419.6015 | 0 | 0 | 0 | 0 | 0 | 0
263 | WMTS Redevelopment Project | Replacement - Major Station CBD | Major Station | TRUE | Switchgear | Network | Labour - Internal | 10% | 0 | 1951.5386 | 1160.8493 | 839.8956 | 322.7039 | 496.7208 | 0 | 0 | 0 | 0 | 0 | 0 | 0 | 6.7329 | 3.0732 | 3.186 | 7.5105 | 0 | 0 | 0 | 0 | 0 | 0 | 0 | 55.6542 | 57.2047 | 19.8296 | 27.3218 | 0 | 0 | 0 | 0 | 0 | 0 | 1951.5386 | 1223.2364 | 900.1735 | 345.7195 | 531.5531 | 0 | 0 | 0 | 0 | 0 | 0 | 14% | 25.13% | 31.84% | 11.69% | 17.34% | 0% | 0% | 0% | 0% | 0% | 100% | [10 empty] | 668.0391 | 1199.0841 | 1519.2503 | 557.982 | 827.3526 | 0 | 0 | 0 | 0 | 0 | 6.7329 | -2.1003 | 5.659 | 6.6562 | 3.5549 | 0 | 0 | 0 | 0 | 0 | 55.6542 | -2.3378 | 51.791 | 27.1592 | 27.7437 | 0 | 0 | 0 | 0 | 0 | 730.4263 | 1194.6459 | 1576.7003 | 591.7974 | 858.6512 | 0 | 0 | 0 | 0 | 0 | 0
264 | WMTS Redevelopment Project | Replacement - Major Station CBD | Major Station | TRUE | Switchgear | Network | Labour - External | 50% | 0 | 9757.693 | 5804.2465 | 4199.4778 | 1613.5196 | 2483.604 | 0 | 0 | 0 | 0 | 0 | 0 | 0 | 33.6646 | -11.0389 | -2.3528 | [5 empty] | 0 | 0 | 0 | 278.271 | 284.2317 | 98.0354 | 134.5744 | 0 | 0 | 0 | 0 | 0 | 0 | 9757.693 | 6116.1821 | 4472.6707 | 1709.2021 | 2618.1784 | 0 | 0 | 0 | 0 | 0 | 0 | 14% | 25.13% | 31.84% | 11.69% | 17.34% | 0% | 0% | 0% | 0% | 0% | 100% | [10 empty] | 3340.1957 | 5995.4204 | 7596.2516 | 2789.91 | 4136.7631 | 0 | 0 | 0 | 0 | 0 | 33.6646 | -22.9758 | 5.3702 | 0.69894 | 3.5151 | 0 | 0 | 0 | 0 | 0 | 278.271 | -12.5355 | 257.5009 | 134.0139 | 137.8622 | 0 | 0 | 0 | 0 | 0 | 3652.1314 | 5959.9091 | 7859.1226 | 2924.6229 | 4278.1405 | 0 | 0 | 0 | 0 | 0 | 0
265 | WMTS Redevelopment Project | Replacement - Major Station CBD | Major Station | TRUE | Transformers | Network | Materials | 40% | 0 | 2520.4105 | 1499.2359 | 1084.7244 | 416.7718 | 641.5145 | 0 | 0 | 0 | 0 | 0 | 0 | 0 | 0 | 0 | 0 | 0 | 0 | 0 | 0 | 0 | 0 | 0 | 0 | 71.4629 | 73.6105 | 25.3595 | 34.7605 | 0 | 0 | 0 | 0 | 0 | 0 | 2520.4105 | 1570.6988 | 1158.3349 | 442.1313 | 676.2751 | 0 | 0 | 0 | 0 | 0 | 0 | 14% | 25.13% | 31.84% | 11.69% | 17.34% | 0% | 0% | 0% | 0% | 0% | 100% | [10 empty] | 862.772 | 1548.6161 | 1962.1106 | 720.6333 | 1068.5253 | 0 | 0 | 0 | 0 | 0 | 0 | 0 | 0 | 0 | 0 | 0 | 0 | 0 | 0 | 0 | 71.4629 | -2.9278 | 66.4711 | 34.6094 | 35.5779 | 0 | 0 | 0 | 0 | 0 | 934.2349 | 1545.6883 | 2028.5816 | 755.2427 | 1104.1032 | 0 | 0 | 0 | 0 | 0 | 0
266 | WMTS Redevelopment Project | Replacement - Major Station CBD | Major Station | TRUE | Transformers | Network | Labour - Internal | 10% | 0 | 630.1026 | 374.809 | 271.1811 | 104.193 | 160.3786 | 0 | 0 | 0 | 0 | 0 | 0 | 0 | 2.1739 | 0.99227 | 1.0287 | 2.4249 | 0 | 0 | 0 | 0 | 0 | 0 | 0 | 17.9693 | 18.47 | 6.4025 | 8.8215 | 0 | 0 | 0 | 0 | 0 | 0 | 630.1026 | 394.9522 | 290.6433 | 111.6241 | 171.6251 | 0 | 0 | 0 | 0 | 0 | 0 | 14% | 25.13% | 31.84% | 11.69% | 17.34% | 0% | 0% | 0% | 0% | 0% | 100% | [10 empty] | 215.693 | 387.154 | 490.5276 | 180.1583 | 267.1313 | 0 | 0 | 0 | 0 | 0 | 2.1739 | -0.67815 | 1.8271 | 2.1491 | 1.1478 | 0 | 0 | 0 | 0 | 0 | 17.9693 | -0.75482 | 16.722 | 8.769 | 8.9577 | 0 | 0 | 0 | 0 | 0 | 235.8362 | 385.7211 | 509.0768 | 191.0765 | 277.2368 | 0 | 0 | 0 | 0 | 0 | 0
267 | WMTS Redevelopment Project | Replacement - Major Station CBD | Major Station | TRUE | Transformers | Network | Labour - External | 50% | 0 | 3150.5132 | 1874.0449 | 1355.9055 | 520.9648 | 801.8932 | 0 | 0 | 0 | 0 | 0 | 0 | 0 | 10.8695 | -3.5642 | -0.75966 | [5 empty] | 0 | 0 | 0 | 89.8467 | 91.7713 | 31.6532 | 43.4507 | 0 | 0 | 0 | 0 | 0 | 0 | 3150.5132 | 1974.7611 | 1444.1126 | 551.8583 | 845.3438 | 0 | 0 | 0 | 0 | 0 | 0 | 14% | 25.13% | 31.84% | 11.69% | 17.34% | 0% | 0% | 0% | 0% | 0% | 100% | [10 empty] | 1078.465 | 1935.7702 | 2452.6382 | 900.7916 | 1335.6566 | 0 | 0 | 0 | 0 | 0 | 10.8695 | -7.4183 | 1.7339 | 0.22567 | 1.1349 | 0 | 0 | 0 | 0 | 0 | 89.8467 | -4.0474 | 83.1405 | 43.2697 | 44.5122 | 0 | 0 | 0 | 0 | 0 | 1179.1812 | 1924.3045 | 2537.5126 | 944.287 | 1381.3037 | 0 | 0 | 0 | 0 | 0 | 0
268 | WMTS Redevelopment Project | Replacement - Major Station CBD | Major Station | TRUE | Establishment | Network | Materials | 40% | 0 | 3994.4682 | 2376.0614 | 1719.1236 | 660.5201 | 1016.7032 | 0 | 0 | 0 | 0 | 0 | 0 | 0 | 0 | 0 | 0 | 0 | 0 | 0 | 0 | 0 | 0 | 0 | 0 | 113.2578 | 116.6615 | 40.191 | 55.0902 | 0 | 0 | 0 | 0 | 0 | 0 | 3994.4682 | 2489.3192 | 1835.7851 | 700.7111 | 1071.7933 | 0 | 0 | 0 | 0 | 0 | 0 | 14% | 25.13% | 31.84% | 11.69% | 17.34% | 0% | 0% | 0% | 0% | 0% | 100% | [10 empty] | 1367.3627 | 2454.3215 | 3109.6474 | 1142.0944 | 1693.4504 | 0 | 0 | 0 | 0 | 0 | 0 | 0 | 0 | 0 | 0 | 0 | 0 | 0 | 0 | 0 | 113.2578 | -4.6402 | 105.3466 | 54.8507 | 56.3856 | 0 | 0 | 0 | 0 | 0 | 1480.6205 | 2449.6814 | 3214.994 | 1196.9451 | 1749.8359 | 0 | 0 | 0 | 0 | 0 | 0
269 | WMTS Redevelopment Project | Replacement - Major Station CBD | Major Station | TRUE | Establishment | Network | Labour - Internal | 10% | 0 | 998.617 | 594.0154 | 429.7809 | 165.13 | 254.1758 | 0 | 0 | 0 | 0 | 0 | 0 | 0 | 3.4453 | 1.5726 | 1.6303 | 3.8432 | 0 | 0 | 0 | 0 | 0 | 0 | 0 | 28.4787 | 29.2721 | 10.1469 | 13.9808 | 0 | 0 | 0 | 0 | 0 | 0 | 998.617 | 625.9393 | 460.6256 | 176.9073 | 271.9997 | 0 | 0 | 0 | 0 | 0 | 0 | 14% | 25.13% | 31.84% | 11.69% | 17.34% | 0% | 0% | 0% | 0% | 0% | 100% | [10 empty] | 341.8407 | 613.5804 | 777.4119 | 285.5236 | 423.3626 | 0 | 0 | 0 | 0 | 0 | 3.4453 | -1.0748 | 2.8957 | 3.406 | 1.8191 | 0 | 0 | 0 | 0 | 0 | 28.4787 | -1.1963 | 26.5018 | 13.8976 | 14.1967 | 0 | 0 | 0 | 0 | 0 | 373.7646 | 611.3094 | 806.8094 | 302.8272 | 439.3783 | 0 | 0 | 0 | 0 | 0 | 0
270 | WMTS Redevelopment Project | Replacement - Major Station CBD | Major Station | TRUE | Establishment | Network | Labour - External | 50% | 0 | 4993.0852 | 2970.0768 | 2148.9045 | 825.6502 | 1270.8789 | 0 | 0 | 0 | 0 | 0 | 0 | 0 | 17.2264 | -5.6487 | -1.2039 | [5 empty] | 0 | 0 | 0 | 142.3934 | 145.4435 | 50.1654 | 68.8627 | 0 | 0 | 0 | 0 | 0 | 0 | 4993.0852 | 3129.6966 | 2288.6994 | 874.6116 | 1339.7417 | 0 | 0 | 0 | 0 | 0 | 0 | 14% | 25.13% | 31.84% | 11.69% | 17.34% | 0% | 0% | 0% | 0% | 0% | 100% | [10 empty] | 1709.2034 | 3067.9019 | 3887.0593 | 1427.618 | 2116.8129 | 0 | 0 | 0 | 0 | 0 | 17.2264 | -11.7569 | 2.748 | 0.35765 | 1.7987 | 0 | 0 | 0 | 0 | 0 | 142.3934 | -6.4145 | 131.7651 | 68.5759 | 70.5452 | 0 | 0 | 0 | 0 | 0 | 1868.8232 | 3049.7305 | 4021.5724 | 1496.5516 | 2189.1568 | 0 | 0 | 0 | 0 | 0 | 0
271 | LYPS & HWTS 500kV CB Replacement Stage 1 | Replacement - Major Station | Major Station | TRUE | Switchgear | Network | Materials | 40% | 0 | 7738.2103 | 2548.5341 | 1833.765 | 1209.7759 | 0 | 0 | 0 | 0 | 0 | 0 | 0 | 0 | 0 | 0 | 0 | 0 | 0 | 0 | 0 | 0 | 0 | 0 | 0 | 121.4789 | 124.4412 | 73.6118 | 0 | 0 | 0 | 0 | 0 | 0 | 0 | 7738.2103 | 2670.013 | 1958.2062 | 1283.3877 | 0 | 0 | 0 | 0 | 0 | 0 | 0 | 0% | 96.8% | 3.197% | 0% | 0% | 0% | 0% | 0% | 0% | 0% | 100% | [10 empty] | 0 | 12904.1106 | 426.1747 | 0 | 0 | 0 | 0 | 0 | 0 | 0 | 0 | 0 | 0 | 0 | 0 | 0 | 0 | 0 | 0 | 0 | 0 | 245.9201 | 73.6118 | 0 | 0 | 0 | 0 | 0 | 0 | 0 | 0 | 13150.0307 | 499.7864 | 0 | 0 | 0 | 0 | 0 | 0 | 0 | 0
272 | LYPS & HWTS 500kV CB Replacement Stage 1 | Replacement - Major Station | Major Station | TRUE | Switchgear | Network | Labour - Internal | 10% | 0 | 1934.5526 | 637.1335 | 458.4413 | 302.444 | 0 | 0 | 0 | 0 | 0 | 0 | 0 | 0 | 3.6954 | 1.6775 | 2.986 | 0 | 0 | 0 | 0 | 0 | 0 | 0 | 0 | 30.5459 | 31.2241 | 18.5846 | 0 | 0 | 0 | 0 | 0 | 0 | 0 | 1934.5526 | 671.3748 | 491.3428 | 324.0146 | 0 | 0 | 0 | 0 | 0 | 0 | 0 | 0% | 96.8% | 3.197% | 0% | 0% | 0% | 0% | 0% | 0% | 0% | 100% | [10 empty] | 0 | 3226.0277 | 106.5437 | 0 | 0 | 0 | 0 | 0 | 0 | 0 | 0 | 5.3728 | 2.986 | 0 | 0 | 0 | 0 | 0 | 0 | 0 | 0 | 61.77 | 18.5846 | 0 | 0 | 0 | 0 | 0 | 0 | 0 | 0 | 3293.1705 | 128.1143 | 0 | 0 | 0 | 0 | 0 | 0 | 0 | 0
273 | LYPS & HWTS 500kV CB Replacement Stage 1 | Replacement - Major Station | Major Station | TRUE | Switchgear | Network | Labour - External | 50% | 0 | 9672.7629 | 3185.6676 | 2292.2063 | 1512.2199 | 0 | 0 | 0 | 0 | 0 | 0 | 0 | 0 | 18.4769 | -6.0254 | -2.2051 | [5 empty] | 0 | 0 | 0 | 152.7294 | 155.1426 | 91.8805 | 0 | 0 | 0 | 0 | 0 | 0 | 0 | 9672.7629 | 3356.8739 | 2441.3235 | 1601.8953 | 0 | 0 | 0 | 0 | 0 | 0 | 0 | 0% | 96.8% | 3.197% | 0% | 0% | 0% | 0% | 0% | 0% | 0% | 100% | [10 empty] | 0 | 16130.1383 | 532.7183 | 0 | 0 | 0 | 0 | 0 | 0 | 0 | 0 | 12.4515 | -2.2051 | 0 | 0 | 0 | 0 | 0 | 0 | 0 | 0 | 307.8719 | 91.8805 | 0 | 0 | 0 | 0 | 0 | 0 | 0 | 0 | 16450.4618 | 622.3938 | 0 | 0 | 0 | 0 | 0 | 0 | 0 | 0
274 | ERTS Redevelopment - Stage 1 | Replacement - Major Station | Major Station | TRUE | Secondary | Network | Materials | 40% | 0 | 262.4447 | 211.249 | 286.215 | 392.918 | 0 | 0 | 0 | 0 | 0 | 0 | 0 | 0 | 0 | 0 | 0 | 0 | 0 | 0 | 0 | 0 | 0 | 0 | 0 | 10.0694 | 19.4228 | 23.9081 | 0 | 0 | 0 | 0 | 0 | 0 | 0 | 262.4447 | 221.3185 | 305.6379 | 416.826 | 0 | 0 | 0 | 0 | 0 | 0 | 0 | 20% | 80% | 0% | 0% | 0% | 0% | 0% | 0% | 0% | 0% | 100% | [10 empty] | 230.5653 | 922.2614 | 0 | 0 | 0 | 0 | 0 | 0 | 0 | 0 | 0 | 0 | 0 | 0 | 0 | 0 | 0 | 0 | 0 | 0 | 10.0694 | 34.6721 | 0 | 0 | 0 | 0 | 0 | 0 | 0 | 0 | 240.6348 | 956.9335 | 0 | 0 | 0 | 0 | 0 | 0 | 0 | 0 | -8.6588
275 | ERTS Redevelopment - Stage 1 | Replacement - Major Station | Major Station | TRUE | Secondary | Network | Labour - Internal | 10% | 0 | 65.6112 | 52.8123 | 71.5538 | 98.2295 | 0 | 0 | 0 | 0 | 0 | 0 | 0 | 0 | 0.30631 | 0.26182 | 0.96981 | 0 | 0 | 0 | 0 | 0 | 0 | 0 | 0 | 2.532 | 4.8735 | 6.036 | 0 | 0 | 0 | 0 | 0 | 0 | 0 | 65.6112 | 55.6505 | 76.6891 | 105.2353 | 0 | 0 | 0 | 0 | 0 | 0 | 0 | 20% | 80% | 0% | 0% | 0% | 0% | 0% | 0% | 0% | 0% | 100% | [10 empty] | 57.6413 | 230.5653 | 0 | 0 | 0 | 0 | 0 | 0 | 0 | 0 | 0.30631 | 0.55558 | 0 | 0 | 0 | 0 | 0 | 0 | 0 | 0 | 2.532 | 8.7025 | 0 | 0 | 0 | 0 | 0 | 0 | 0 | 0 | 60.4796 | 239.8235 | 0 | 0 | 0 | 0 | 0 | 0 | 0 | 0 | -2.883
276 | ERTS Redevelopment - Stage 1 | Replacement - Major Station | Major Station | TRUE | Secondary | Network | Labour - External | 50% | 0 | 328.0559 | 264.0613 | 357.7688 | 491.1475 | 0 | 0 | 0 | 0 | 0 | 0 | 0 | 0 | 1.5316 | -0.94044 | -0.71618 | [5 empty] | 0 | 0 | 0 | 12.6598 | 24.2147 | 29.8415 | 0 | 0 | 0 | 0 | 0 | 0 | 0 | 328.0559 | 278.2526 | 381.0431 | 520.2728 | 0 | 0 | 0 | 0 | 0 | 0 | 0 | 20% | 80% | 0% | 0% | 0% | 0% | 0% | 0% | 0% | 0% | 100% | [10 empty] | 288.2067 | 1152.8267 | 0 | 0 | 0 | 0 | 0 | 0 | 0 | 0 | 1.5316 | -0.6348 | 0 | 0 | 0 | 0 | 0 | 0 | 0 | 0 | 12.6598 | 43.2811 | 0 | 0 | 0 | 0 | 0 | 0 | 0 | 0 | 302.398 | 1195.473 | 0 | 0 | 0 | 0 | 0 | 0 | 0 | 0 | -9.7533
277 | ERTS Redevelopment - Stage 1 | Replacement - Major Station | Major Station | TRUE | Switchgear | Network | Materials | 40% | 0 | 472.4614 | 380.2973 | 515.2535 | 707.3435 | 0 | 0 | 0 | 0 | 0 | 0 | 0 | 0 | 0 | 0 | 0 | 0 | 0 | 0 | 0 | 0 | 0 | 0 | 0 | 18.1273 | 34.9656 | 43.04 | 0 | 0 | 0 | 0 | 0 | 0 | 0 | 472.4614 | 398.4246 | 550.2191 | 750.3836 | 0 | 0 | 0 | 0 | 0 | 0 | 0 | 20% | 80% | 0% | 0% | 0% | 0% | 0% | 0% | 0% | 0% | 100% | [10 empty] | 415.0711 | 1660.2845 | 0 | 0 | 0 | 0 | 0 | 0 | 0 | 0 | 0 | 0 | 0 | 0 | 0 | 0 | 0 | 0 | 0 | 0 | 18.1273 | 62.4178 | 0 | 0 | 0 | 0 | 0 | 0 | 0 | 0 | 433.1984 | 1722.7023 | 0 | 0 | 0 | 0 | 0 | 0 | 0 | 0 | -15.5878
278 | ERTS Redevelopment - Stage 1 | Replacement - Major Station | Major Station | TRUE | Switchgear | Network | Labour - Internal | 10% | 0 | 118.1153 | 95.0743 | 128.8134 | 176.8359 | 0 | 0 | 0 | 0 | 0 | 0 | 0 | 0 | 0.55143 | 0.47133 | 1.7459 | 0 | 0 | 0 | 0 | 0 | 0 | 0 | 0 | 4.5581 | 8.7734 | 10.8662 | 0 | 0 | 0 | 0 | 0 | 0 | 0 | 118.1153 | 100.1839 | 138.0581 | 189.448 | 0 | 0 | 0 | 0 | 0 | 0 | 0 | 20% | 80% | 0% | 0% | 0% | 0% | 0% | 0% | 0% | 0% | 100% | [10 empty] | 103.7678 | 415.0711 | 0 | 0 | 0 | 0 | 0 | 0 | 0 | 0 | 0.55143 | 1.0002 | 0 | 0 | 0 | 0 | 0 | 0 | 0 | 0 | 4.5581 | 15.6666 | 0 | 0 | 0 | 0 | 0 | 0 | 0 | 0 | 108.8773 | 431.7379 | 0 | 0 | 0 | 0 | 0 | 0 | 0 | 0 | -5.1901
279 | ERTS Redevelopment - Stage 1 | Replacement - Major Station | Major Station | TRUE | Switchgear | Network | Labour - External | 50% | 0 | 590.5767 | 475.3716 | 644.0668 | 884.1794 | 0 | 0 | 0 | 0 | 0 | 0 | 0 | 0 | 2.7572 | -1.693 | -1.2893 | [5 empty] | 0 | 0 | 0 | 22.7906 | 43.5921 | 53.7216 | 0 | 0 | 0 | 0 | 0 | 0 | 0 | 590.5767 | 500.9193 | 685.966 | 936.6117 | 0 | 0 | 0 | 0 | 0 | 0 | 0 | 20% | 80% | 0% | 0% | 0% | 0% | 0% | 0% | 0% | 0% | 100% | [10 empty] | 518.8389 | 2075.3556 | 0 | 0 | 0 | 0 | 0 | 0 | 0 | 0 | 2.7572 | -1.1428 | 0 | 0 | 0 | 0 | 0 | 0 | 0 | 0 | 22.7906 | 77.916 | 0 | 0 | 0 | 0 | 0 | 0 | 0 | 0 | 544.3866 | 2152.1288 | 0 | 0 | 0 | 0 | 0 | 0 | 0 | 0 | -17.5583
280 | ERTS Redevelopment - Stage 1 | Replacement - Major Station | Major Station | TRUE | Transformers | Network | Materials | 40% | 0 | 672.1378 | 541.0224 | 733.0152 | 1006.2883 | 0 | 0 | 0 | 0 | 0 | 0 | 0 | 0 | 0 | 0 | 0 | 0 | 0 | 0 | 0 | 0 | 0 | 0 | 0 | 25.7885 | 49.7432 | 61.2301 | 0 | 0 | 0 | 0 | 0 | 0 | 0 | 672.1378 | 566.8108 | 782.7583 | 1067.5184 | 0 | 0 | 0 | 0 | 0 | 0 | 0 | 20% | 80% | 0% | 0% | 0% | 0% | 0% | 0% | 0% | 0% | 100% | [10 empty] | 590.4927 | 2361.9709 | 0 | 0 | 0 | 0 | 0 | 0 | 0 | 0 | 0 | 0 | 0 | 0 | 0 | 0 | 0 | 0 | 0 | 0 | 25.7885 | 88.7975 | 0 | 0 | 0 | 0 | 0 | 0 | 0 | 0 | 616.2812 | 2450.7684 | 0 | 0 | 0 | 0 | 0 | 0 | 0 | 0 | -22.1757
281 | ERTS Redevelopment - Stage 1 | Replacement - Major Station | Major Station | TRUE | Transformers | Network | Labour - Internal | 10% | 0 | 168.0344 | 135.2556 | 183.2538 | 251.5721 | 0 | 0 | 0 | 0 | 0 | 0 | 0 | 0 | 0.78448 | 0.67053 | 2.4837 | 0 | 0 | 0 | 0 | 0 | 0 | 0 | 0 | 6.4845 | 12.4813 | 15.4586 | 0 | 0 | 0 | 0 | 0 | 0 | 0 | 168.0344 | 142.5246 | 196.4056 | 269.5145 | 0 | 0 | 0 | 0 | 0 | 0 | 0 | 20% | 80% | 0% | 0% | 0% | 0% | 0% | 0% | 0% | 0% | 100% | [10 empty] | 147.6232 | 590.4927 | 0 | 0 | 0 | 0 | 0 | 0 | 0 | 0 | 0.78448 | 1.4229 | 0 | 0 | 0 | 0 | 0 | 0 | 0 | 0 | 6.4845 | 22.2877 | 0 | 0 | 0 | 0 | 0 | 0 | 0 | 0 | 154.8922 | 614.2033 | 0 | 0 | 0 | 0 | 0 | 0 | 0 | 0 | -7.3836
282 | ERTS Redevelopment - Stage 1 | Replacement - Major Station | Major Station | TRUE | Transformers | Network | Labour - External | 50% | 0 | 840.1722 | 676.278 | 916.269 | 1257.8604 | 0 | 0 | 0 | 0 | 0 | 0 | 0 | 0 | 3.9224 | -2.4085 | -1.8342 | [5 empty] | 0 | 0 | 0 | 32.4226 | 62.0155 | 76.426 | 0 | 0 | 0 | 0 | 0 | 0 | 0 | 840.1722 | 712.6229 | 975.8759 | 1332.4521 | 0 | 0 | 0 | 0 | 0 | 0 | 0 | 20% | 80% | 0% | 0% | 0% | 0% | 0% | 0% | 0% | 0% | 100% | [10 empty] | 738.1159 | 2952.4636 | 0 | 0 | 0 | 0 | 0 | 0 | 0 | 0 | 3.9224 | -1.6258 | 0 | 0 | 0 | 0 | 0 | 0 | 0 | 0 | 32.4226 | 110.8456 | 0 | 0 | 0 | 0 | 0 | 0 | 0 | 0 | 774.4609 | 3061.6835 | 0 | 0 | 0 | 0 | 0 | 0 | 0 | 0 | -24.9789
283 | ERTS Redevelopment - Stage 1 | Replacement - Major Station | Major Station | TRUE | Establishment | Network | Materials | 40% | 0 | 120.6023 | 97.0762 | 131.5256 | 180.5593 | 0 | 0 | 0 | 0 | 0 | 0 | 0 | 0 | 0 | 0 | 0 | 0 | 0 | 0 | 0 | 0 | 0 | 0 | 0 | 4.6273 | 8.9255 | 10.9866 | 0 | 0 | 0 | 0 | 0 | 0 | 0 | 120.6023 | 101.7034 | 140.4511 | 191.5458 | 0 | 0 | 0 | 0 | 0 | 0 | 0 | 20% | 80% | 0% | 0% | 0% | 0% | 0% | 0% | 0% | 0% | 100% | [10 empty] | 105.9527 | 423.8107 | 0 | 0 | 0 | 0 | 0 | 0 | 0 | 0 | 0 | 0 | 0 | 0 | 0 | 0 | 0 | 0 | 0 | 0 | 4.6273 | 15.933 | 0 | 0 | 0 | 0 | 0 | 0 | 0 | 0 | 110.5799 | 439.7437 | 0 | 0 | 0 | 0 | 0 | 0 | 0 | 0 | -3.979
284 | ERTS Redevelopment - Stage 1 | Replacement - Major Station | Major Station | TRUE | Establishment | Network | Labour - Internal | 10% | 0 | 30.1506 | 24.269 | 32.8814 | 45.1398 | 0 | 0 | 0 | 0 | 0 | 0 | 0 | 0 | 0.14076 | 0.12031 | 0.44566 | 0 | 0 | 0 | 0 | 0 | 0 | 0 | 0 | 1.1635 | 2.2395 | 2.7738 | 0 | 0 | 0 | 0 | 0 | 0 | 0 | 30.1506 | 25.5733 | 35.2412 | 48.3592 | 0 | 0 | 0 | 0 | 0 | 0 | 0 | 20% | 80% | 0% | 0% | 0% | 0% | 0% | 0% | 0% | 0% | 100% | [10 empty] | 26.4882 | 105.9527 | 0 | 0 | 0 | 0 | 0 | 0 | 0 | 0 | 0.14076 | 0.25531 | 0 | 0 | 0 | 0 | 0 | 0 | 0 | 0 | 1.1635 | 3.9991 | 0 | 0 | 0 | 0 | 0 | 0 | 0 | 0 | 27.7925 | 110.2071 | 0 | 0 | 0 | 0 | 0 | 0 | 0 | 0 | -1.3248
285 | ERTS Redevelopment - Stage 1 | Replacement - Major Station | Major Station | TRUE | Establishment | Network | Labour - External | 50% | 0 | 150.7529 | 121.3452 | 164.407 | 225.6991 | 0 | 0 | 0 | 0 | 0 | 0 | 0 | 0 | 0.7038 | -0.43216 | -0.32911 | [5 empty] | 0 | 0 | 0 | 5.8176 | 11.1275 | 13.7132 | 0 | 0 | 0 | 0 | 0 | 0 | 0 | 150.7529 | 127.8666 | 175.1024 | 239.0832 | 0 | 0 | 0 | 0 | 0 | 0 | 0 | 20% | 80% | 0% | 0% | 0% | 0% | 0% | 0% | 0% | 0% | 100% | [10 empty] | 132.4408 | 529.7634 | 0 | 0 | 0 | 0 | 0 | 0 | 0 | 0 | 0.7038 | -0.29171 | 0 | 0 | 0 | 0 | 0 | 0 | 0 | 0 | 5.8176 | 19.8891 | 0 | 0 | 0 | 0 | 0 | 0 | 0 | 0 | 138.9623 | 549.3608 | 0 | 0 | 0 | 0 | 0 | 0 | 0 | 0 | -4.482
286 | SVTS Redevelopment Project | Replacement - Major Station | Major Station | TRUE | Secondary | Network | Materials | 40% | 0 | 317.4075 | 771.7984 | 526.1653 | 257.6072 | 849.8264 | 0 | 0 | 0 | 0 | 0 | 0 | 0 | 0 | 0 | 0 | 0 | 0 | 0 | 0 | 0 | 0 | 0 | 0 | 36.7887 | 35.7061 | 15.6747 | 46.0479 | 0 | 0 | 0 | 0 | 0 | 0 | 317.4075 | 808.5871 | 561.8714 | 273.2819 | 895.8743 | 0 | 0 | 0 | 0 | 0 | 0 | 0% | 38.46% | 28.85% | 19.23% | 13.46% | 0% | 0% | 0% | 0% | 0% | 100% | [10 empty] | 0 | 1047.2326 | 785.4245 | 523.6163 | 366.5314 | 0 | 0 | 0 | 0 | 0 | 0 | 0 | 0 | 0 | 0 | 0 | 0 | 0 | 0 | 0 | 0 | 72.4948 | 13.7766 | 29.8783 | 18.0677 | 0 | 0 | 0 | 0 | 0 | 0 | 1119.7274 | 799.2011 | 553.4946 | 384.5992 | 0 | 0 | 0 | 0 | 0 | 0
287 | SVTS Redevelopment Project | Replacement - Major Station | Major Station | TRUE | Secondary | Network | Labour - Internal | 10% | 0 | 79.3519 | 192.9496 | 131.5413 | 64.4018 | 212.4566 | 0 | 0 | 0 | 0 | 0 | 0 | 0 | 1.1191 | 0.48132 | 0.63583 | 3.2124 | 0 | 0 | 0 | 0 | 0 | 0 | 0 | 9.2505 | 8.9592 | 3.9574 | 11.686 | 0 | 0 | 0 | 0 | 0 | 0 | 79.3519 | 203.3192 | 140.9818 | 68.995 | 227.355 | 0 | 0 | 0 | 0 | 0 | 0 | 0% | 38.46% | 28.85% | 19.23% | 13.46% | 0% | 0% | 0% | 0% | 0% | 100% | [10 empty] | 0 | 261.8082 | 196.3561 | 130.9041 | 91.6329 | 0 | 0 | 0 | 0 | 0 | 0 | 1.6004 | 0.58769 | 2.527 | 0.73347 | 0 | 0 | 0 | 0 | 0 | 0 | 18.2097 | 3.4802 | 7.6061 | 4.5572 | 0 | 0 | 0 | 0 | 0 | 0 | 281.6183 | 200.424 | 141.0372 | 96.9235 | 0 | 0 | 0 | 0 | 0 | 0
288 | SVTS Redevelopment Project | Replacement - Major Station | Major Station | TRUE | Secondary | Network | Labour - External | 50% | 0 | 396.7594 | 964.748 | 657.7066 | 322.009 | 1062.283 | 0 | 0 | 0 | 0 | 0 | 0 | 0 | 5.5955 | -1.7289 | -0.46955 | [5 empty] | 0 | 0 | 0 | 46.2526 | 44.5153 | 19.5649 | 57.5599 | 0 | 0 | 0 | 0 | 0 | 0 | 396.7594 | 1016.5962 | 700.4931 | 341.1043 | 1119.8429 | 0 | 0 | 0 | 0 | 0 | 0 | 0% | 38.46% | 28.85% | 19.23% | 13.46% | 0% | 0% | 0% | 0% | 0% | 100% | [10 empty] | 0 | 1309.0408 | 981.7806 | 654.5204 | 458.1643 | 0 | 0 | 0 | 0 | 0 | 0 | 3.8667 | -0.54268 | -0.38417 | 0.45731 | 0 | 0 | 0 | 0 | 0 | 0 | 90.7679 | 17.1896 | 37.3342 | 22.6009 | 0 | 0 | 0 | 0 | 0 | 0 | 1403.6754 | 998.4275 | 691.4705 | 481.2225 | 0 | 0 | 0 | 0 | 0 | 0
289 | SVTS Redevelopment Project | Replacement - Major Station | Major Station | TRUE | Switchgear | Network | Materials | 40% | 0 | 995.047 | 2419.5258 | 1649.4858 | 807.5778 | 2664.1372 | 0 | 0 | 0 | 0 | 0 | 0 | 0 | 0 | 0 | 0 | 0 | 0 | 0 | 0 | 0 | 0 | 0 | 0 | 115.3296 | 111.9358 | 49.139 | 144.3566 | 0 | 0 | 0 | 0 | 0 | 0 | 995.047 | 2534.8554 | 1761.4216 | 856.7168 | 2808.4938 | 0 | 0 | 0 | 0 | 0 | 0 | 0% | 38.46% | 28.85% | 19.23% | 13.46% | 0% | 0% | 0% | 0% | 0% | 100% | [10 empty] | 0 | 3282.9898 | 2462.2424 | 1641.4949 | 1149.0464 | 0 | 0 | 0 | 0 | 0 | 0 | 0 | 0 | 0 | 0 | 0 | 0 | 0 | 0 | 0 | 0 | 227.2654 | 43.1886 | 93.6661 | 56.6409 | 0 | 0 | 0 | 0 | 0 | 0 | 3510.2552 | 2505.431 | 1735.161 | 1205.6874 | 0 | 0 | 0 | 0 | 0 | 0
290 | SVTS Redevelopment Project | Replacement - Major Station | Major Station | TRUE | Switchgear | Network | Labour - Internal | 10% | 0 | 248.7618 | 604.8815 | 412.3715 | 201.8944 | 666.0343 | 0 | 0 | 0 | 0 | 0 | 0 | 0 | 3.5083 | 1.5089 | 1.9933 | 10.0705 | 0 | 0 | 0 | 0 | 0 | 0 | 0 | 28.9996 | 28.0863 | 12.406 | 36.6348 | 0 | 0 | 0 | 0 | 0 | 0 | 248.7618 | 637.3894 | 441.9667 | 216.2938 | 712.7396 | 0 | 0 | 0 | 0 | 0 | 0 | 0% | 38.46% | 28.85% | 19.23% | 13.46% | 0% | 0% | 0% | 0% | 0% | 100% | [10 empty] | 0 | 820.7475 | 615.5606 | 410.3737 | 287.2616 | 0 | 0 | 0 | 0 | 0 | 0 | 5.0172 | 1.8424 | 7.9221 | 2.2994 | 0 | 0 | 0 | 0 | 0 | 0 | 57.086 | 10.91 | 23.8445 | 14.2863 | 0 | 0 | 0 | 0 | 0 | 0 | 882.8506 | 628.313 | 442.1403 | 303.8473 | 0 | 0 | 0 | 0 | 0 | 0
291 | SVTS Redevelopment Project | Replacement - Major Station | Major Station | TRUE | Switchgear | Network | Labour - External | 50% | 0 | 1243.8088 | 3024.4073 | 2061.8573 | 1009.4722 | 3330.1715 | 0 | 0 | 0 | 0 | 0 | 0 | 0 | 17.5416 | -5.4199 | -1.472 | [5 empty] | 0 | 0 | 0 | 144.9981 | 139.5519 | 61.3342 | 180.4457 | 0 | 0 | 0 | 0 | 0 | 0 | 1243.8088 | 3186.947 | 2195.9893 | 1069.3344 | 3510.6172 | 0 | 0 | 0 | 0 | 0 | 0 | 0% | 38.46% | 28.85% | 19.23% | 13.46% | 0% | 0% | 0% | 0% | 0% | 100% | [10 empty] | 0 | 4103.7373 | 3077.803 | 2051.8687 | 1436.3081 | 0 | 0 | 0 | 0 | 0 | 0 | 12.1217 | -1.7013 | -1.2043 | 1.4336 | 0 | 0 | 0 | 0 | 0 | 0 | 284.5501 | 53.8881 | 117.0398 | 70.8521 | 0 | 0 | 0 | 0 | 0 | 0 | 4400.4091 | 3129.9898 | 2167.7041 | 1508.5938 | 0 | 0 | 0 | 0 | 0 | 0
292 | SVTS Redevelopment Project | Replacement - Major Station | Major Station | TRUE | Transformers | Network | Materials | 40% | 0 | 798.9204 | 1942.6304 | 1324.3674 | 648.4019 | 2139.0281 | 0 | 0 | 0 | 0 | 0 | 0 | 0 | 0 | 0 | 0 | 0 | 0 | 0 | 0 | 0 | 0 | 0 | 0 | 92.5978 | 89.8729 | 39.4536 | 115.9035 | 0 | 0 | 0 | 0 | 0 | 0 | 798.9204 | 2035.2282 | 1414.2404 | 687.8555 | 2254.9316 | 0 | 0 | 0 | 0 | 0 | 0 | 0% | 38.46% | 28.85% | 19.23% | 13.46% | 0% | 0% | 0% | 0% | 0% | 100% | [10 empty] | 0 | 2635.9032 | 1976.9274 | 1317.9516 | 922.5661 | 0 | 0 | 0 | 0 | 0 | 0 | 0 | 0 | 0 | 0 | 0 | 0 | 0 | 0 | 0 | 0 | 182.4707 | 34.676 | 75.2043 | 45.4768 | 0 | 0 | 0 | 0 | 0 | 0 | 2818.3739 | 2011.6034 | 1393.1558 | 968.0429 | 0 | 0 | 0 | 0 | 0 | 0
293 | SVTS Redevelopment Project | Replacement - Major Station | Major Station | TRUE | Transformers | Network | Labour - Internal | 10% | 0 | 199.7301 | 485.6576 | 331.0919 | 162.1005 | 534.757 | 0 | 0 | 0 | 0 | 0 | 0 | 0 | 2.8168 | 1.2115 | 1.6004 | 8.0856 | 0 | 0 | 0 | 0 | 0 | 0 | 0 | 23.2837 | 22.5504 | 9.9608 | 29.414 | 0 | 0 | 0 | 0 | 0 | 0 | 199.7301 | 511.7581 | 354.8538 | 173.6616 | 572.2566 | 0 | 0 | 0 | 0 | 0 | 0 | 0% | 38.46% | 28.85% | 19.23% | 13.46% | 0% | 0% | 0% | 0% | 0% | 100% | [10 empty] | 0 | 658.9758 | 494.2318 | 329.4879 | 230.6415 | 0 | 0 | 0 | 0 | 0 | 0 | 4.0283 | 1.4792 | 6.3606 | 1.8462 | 0 | 0 | 0 | 0 | 0 | 0 | 45.8342 | 8.7596 | 19.1447 | 11.4704 | 0 | 0 | 0 | 0 | 0 | 0 | 708.8383 | 504.4707 | 354.9932 | 243.9581 | 0 | 0 | 0 | 0 | 0 | 0
294 | SVTS Redevelopment Project | Replacement - Major Station | Major Station | TRUE | Transformers | Network | Labour - External | 50% | 0 | 998.6505 | 2428.288 | 1655.4593 | 810.5024 | 2673.7852 | 0 | 0 | 0 | 0 | 0 | 0 | 0 | 14.0841 | -4.3516 | -1.1819 | [5 empty] | 0 | 0 | 0 | 116.4186 | 112.0459 | 49.2451 | 144.8794 | 0 | 0 | 0 | 0 | 0 | 0 | 998.6505 | 2558.7906 | 1763.1536 | 858.5656 | 2818.6645 | 0 | 0 | 0 | 0 | 0 | 0 | 0% | 38.46% | 28.85% | 19.23% | 13.46% | 0% | 0% | 0% | 0% | 0% | 100% | [10 empty] | 0 | 3294.879 | 2471.1592 | 1647.4395 | 1153.2076 | 0 | 0 | 0 | 0 | 0 | 0 | 9.7325 | -1.3659 | -0.96697 | 1.151 | 0 | 0 | 0 | 0 | 0 | 0 | 228.4644 | 43.2666 | 93.9709 | 56.887 | 0 | 0 | 0 | 0 | 0 | 0 | 3533.0759 | 2513.0599 | 1740.4434 | 1211.2457 | 0 | 0 | 0 | 0 | 0 | 0
295 | SVTS Redevelopment Project | Replacement - Major Station | Major Station | TRUE | Towers and Conductor | Network | Materials | 40% | 0 | 34.4225 | 83.7007 | 57.062 | 27.9372 | 92.1627 | 0 | 0 | 0 | 0 | 0 | 0 | 0 | 0 | 0 | 0 | 0 | 0 | 0 | 0 | 0 | 0 | 0 | 0 | 3.9897 | 3.8723 | 1.6999 | 4.9938 | 0 | 0 | 0 | 0 | 0 | 0 | 34.4225 | 87.6904 | 60.9343 | 29.6371 | 97.1566 | 0 | 0 | 0 | 0 | 0 | 0 | 0% | 38.46% | 28.85% | 19.23% | 13.46% | 0% | 0% | 0% | 0% | 0% | 100% | [10 empty] | 0 | 113.5712 | 85.1784 | 56.7856 | 39.7499 | 0 | 0 | 0 | 0 | 0 | 0 | 0 | 0 | 0 | 0 | 0 | 0 | 0 | 0 | 0 | 0 | 7.862 | 1.4941 | 3.2403 | 1.9594 | 0 | 0 | 0 | 0 | 0 | 0 | 121.4332 | 86.6725 | 60.0259 | 41.7094 | 0 | 0 | 0 | 0 | 0 | 0
296 | SVTS Redevelopment Project | Replacement - Major Station | Major Station | TRUE | Towers and Conductor | Network | Labour - Internal | 10% | 0 | 8.6056 | 20.9252 | 14.2655 | 6.9843 | 23.0407 | 0 | 0 | 0 | 0 | 0 | 0 | 0 | 0.12137 | 0.052198 | 0.068955 | 0.34838 | 0 | 0 | 0 | 0 | 0 | 0 | 0 | 1.0032 | 0.97161 | 0.42917 | 1.2673 | 0 | 0 | 0 | 0 | 0 | 0 | 8.6056 | 22.0497 | 15.2893 | 7.4824 | 24.6564 | 0 | 0 | 0 | 0 | 0 | 0 | 0% | 38.46% | 28.85% | 19.23% | 13.46% | 0% | 0% | 0% | 0% | 0% | 100% | [10 empty] | 0 | 28.3928 | 21.2946 | 14.1964 | 9.9375 | 0 | 0 | 0 | 0 | 0 | 0 | 0.17356 | 0.063734 | 0.27405 | 0.079544 | 0 | 0 | 0 | 0 | 0 | 0 | 1.9748 | 0.37742 | 0.82487 | 0.49422 | 0 | 0 | 0 | 0 | 0 | 0 | 30.5412 | 21.7358 | 15.2953 | 10.5112 | 0 | 0 | 0 | 0 | 0 | 0
297 | SVTS Redevelopment Project | Replacement - Major Station | Major Station | TRUE | Towers and Conductor | Network | Labour - External | 50% | 0 | 43.0281 | 104.6259 | 71.3276 | 34.9215 | 115.2034 | 0 | 0 | 0 | 0 | 0 | 0 | 0 | 0.60683 | -0.18749 | -0.050922 | [5 empty] | 0 | 0 | 0 | 5.016 | 4.8276 | 2.1218 | 6.2423 | 0 | 0 | 0 | 0 | 0 | 0 | 43.0281 | 110.2487 | 75.9677 | 36.9924 | 121.4457 | 0 | 0 | 0 | 0 | 0 | 0 | 0% | 38.46% | 28.85% | 19.23% | 13.46% | 0% | 0% | 0% | 0% | 0% | 100% | [10 empty] | 0 | 141.964 | 106.473 | 70.982 | 49.6874 | 0 | 0 | 0 | 0 | 0 | 0 | 0.41934 | -0.058853 | -0.041663 | 0.049594 | 0 | 0 | 0 | 0 | 0 | 0 | 9.8437 | 1.8642 | 4.0489 | 2.451 | 0 | 0 | 0 | 0 | 0 | 0 | 152.227 | 108.2784 | 74.9892 | 52.188 | 0 | 0 | 0 | 0 | 0 | 0
298 | SVTS Redevelopment Project | Replacement - Major Station | Major Station | TRUE | Establishment | Network | Materials | 40% | 0 | 275.8737 | 670.8061 | 457.3149 | 223.8984 | 738.6238 | 0 | 0 | 0 | 0 | 0 | 0 | 0 | 0 | 0 | 0 | 0 | 0 | 0 | 0 | 0 | 0 | 0 | 0 | 31.9748 | 31.0339 | 13.6236 | 40.0224 | 0 | 0 | 0 | 0 | 0 | 0 | 275.8737 | 702.7809 | 488.3487 | 237.5221 | 778.6462 | 0 | 0 | 0 | 0 | 0 | 0 | 0% | 38.46% | 28.85% | 19.23% | 13.46% | 0% | 0% | 0% | 0% | 0% | 100% | [10 empty] | 0 | 910.1988 | 682.6491 | 455.0994 | 318.5696 | 0 | 0 | 0 | 0 | 0 | 0 | 0 | 0 | 0 | 0 | 0 | 0 | 0 | 0 | 0 | 0 | 63.0086 | 11.9739 | 25.9686 | 15.7035 | 0 | 0 | 0 | 0 | 0 | 0 | 973.2074 | 694.623 | 481.068 | 334.2731 | 0 | 0 | 0 | 0 | 0 | 0
299 | SVTS Redevelopment Project | Replacement - Major Station | Major Station | TRUE | Establishment | Network | Labour - Internal | 10% | 0 | 68.9684 | 167.7015 | 114.3287 | 55.9746 | 184.656 | 0 | 0 | 0 | 0 | 0 | 0 | 0 | 0.97267 | 0.41833 | 0.55263 | 2.792 | 0 | 0 | 0 | 0 | 0 | 0 | 0 | 8.0401 | 7.7869 | 3.4395 | 10.1569 | 0 | 0 | 0 | 0 | 0 | 0 | 68.9684 | 176.7142 | 122.5339 | 59.9668 | 197.6049 | 0 | 0 | 0 | 0 | 0 | 0 | 0% | 38.46% | 28.85% | 19.23% | 13.46% | 0% | 0% | 0% | 0% | 0% | 100% | [10 empty] | 0 | 227.5497 | 170.6623 | 113.7749 | 79.6424 | 0 | 0 | 0 | 0 | 0 | 0 | 1.391 | 0.51079 | 2.1964 | 0.63749 | 0 | 0 | 0 | 0 | 0 | 0 | 15.8269 | 3.0248 | 6.6108 | 3.9608 | 0 | 0 | 0 | 0 | 0 | 0 | 244.7676 | 174.1978 | 122.582 | 84.2407 | 0 | 0 | 0 | 0 | 0 | 0
300 | SVTS Redevelopment Project | Replacement - Major Station | Major Station | TRUE | Establishment | Network | Labour - External | 50% | 0 | 344.8422 | 838.5076 | 571.6436 | 279.8731 | 923.2798 | 0 | 0 | 0 | 0 | 0 | 0 | 0 | 4.8633 | -1.5026 | -0.40811 | [5 empty] | 0 | 0 | 0 | 40.2003 | 38.6903 | 17.0047 | 50.028 | 0 | 0 | 0 | 0 | 0 | 0 | 344.8422 | 883.5712 | 608.8313 | 296.4697 | 973.3078 | 0 | 0 | 0 | 0 | 0 | 0 | 0% | 38.46% | 28.85% | 19.23% | 13.46% | 0% | 0% | 0% | 0% | 0% | 100% | [10 empty] | 0 | 1137.7485 | 853.3114 | 568.8743 | 398.212 | 0 | 0 | 0 | 0 | 0 | 0 | 3.3607 | -0.47167 | -0.3339 | 0.39747 | 0 | 0 | 0 | 0 | 0 | 0 | 78.8906 | 14.9403 | 32.4489 | 19.6435 | 0 | 0 | 0 | 0 | 0 | 0 | 1219.9999 | 867.78 | 600.9893 | 418.253 | 0 | 0 | 0 | 0 | 0 | 0
301 | SVTS Redevelopment Project | Replacement - Major Station | Major Station | TRUE | Communications | Network | Materials | 40% | 0 | 8.0908 | 19.6733 | 13.412 | 6.5665 | 21.6622 | 0 | 0 | 0 | 0 | 0 | 0 | 0 | 0 | 0 | 0 | 0 | 0 | 0 | 0 | 0 | 0 | 0 | 0 | 0.93775 | 0.91016 | 0.39955 | 1.1738 | 0 | 0 | 0 | 0 | 0 | 0 | 8.0908 | 20.611 | 14.3222 | 6.966 | 22.836 | 0 | 0 | 0 | 0 | 0 | 0 | 0% | 38.46% | 28.85% | 19.23% | 13.46% | 0% | 0% | 0% | 0% | 0% | 100% | [10 empty] | 0 | 26.6942 | 20.0206 | 13.3471 | 9.343 | 0 | 0 | 0 | 0 | 0 | 0 | 0 | 0 | 0 | 0 | 0 | 0 | 0 | 0 | 0 | 0 | 1.8479 | 0.35117 | 0.7616 | 0.46055 | 0 | 0 | 0 | 0 | 0 | 0 | 28.5421 | 20.3718 | 14.1087 | 9.8035 | 0 | 0 | 0 | 0 | 0 | 0
302 | SVTS Redevelopment Project | Replacement - Major Station | Major Station | TRUE | Communications | Network | Labour - Internal | 10% | 0 | 2.0227 | 4.9183 | 3.353 | 1.6416 | 5.4156 | 0 | 0 | 0 | 0 | 0 | 0 | 0 | 0.028526 | 0.012269 | 0.016207 | 0.081884 | 0 | 0 | 0 | 0 | 0 | 0 | 0 | 0.2358 | 0.22837 | 0.10087 | 0.29788 | 0 | 0 | 0 | 0 | 0 | 0 | 2.0227 | 5.1826 | 3.5937 | 1.7587 | 5.7953 | 0 | 0 | 0 | 0 | 0 | 0 | 0% | 38.46% | 28.85% | 19.23% | 13.46% | 0% | 0% | 0% | 0% | 0% | 100% | [10 empty] | 0 | 6.6735 | 5.0052 | 3.3368 | 2.3357 | 0 | 0 | 0 | 0 | 0 | 0 | 0.040795 | 0.01498 | 0.064415 | 0.018696 | 0 | 0 | 0 | 0 | 0 | 0 | 0.46417 | 0.08871 | 0.19388 | 0.11616 | 0 | 0 | 0 | 0 | 0 | 0 | 7.1785 | 5.1088 | 3.5951 | 2.4706 | 0 | 0 | 0 | 0 | 0 | 0
303 | SVTS Redevelopment Project | Replacement - Major Station | Major Station | TRUE | Communications | Network | Labour - External | 50% | 0 | 10.1135 | 24.5916 | 16.7651 | 8.2081 | 27.0778 | 0 | 0 | 0 | 0 | 0 | 0 | 0 | 0.14263 | -0.044069 | -0.011969 | [5 empty] | 0 | 0 | 0 | 1.179 | 1.1347 | 0.49871 | 1.4672 | 0 | 0 | 0 | 0 | 0 | 0 | 10.1135 | 25.9132 | 17.8557 | 8.6948 | 28.545 | 0 | 0 | 0 | 0 | 0 | 0 | 0% | 38.46% | 28.85% | 19.23% | 13.46% | 0% | 0% | 0% | 0% | 0% | 100% | [10 empty] | 0 | 33.3677 | 25.0258 | 16.6838 | 11.6787 | 0 | 0 | 0 | 0 | 0 | 0 | 0.098562 | -0.013833 | -0.0097926 | 0.011657 | 0 | 0 | 0 | 0 | 0 | 0 | 2.3137 | 0.43817 | 0.95166 | 0.5761 | 0 | 0 | 0 | 0 | 0 | 0 | 35.7799 | 25.4501 | 17.6257 | 12.2664 | 0 | 0 | 0 | 0 | 0 | 0
304 | XA09 - RTS Redevelopment Project | Replacement - Major Station CBD | Major Station | TRUE | Secondary | Network | Materials | 40% | 0 | 796.0174 | -276.1242 | 0 | 0 | 0 | 0 | 0 | 0 | 0 | 0 | 0 | 0 | 0 | 0 | 0 | 0 | 0 | 0 | 0 | 0 | 0 | 0 | 0 | -13.1618 | 0 | 0 | 0 | 0 | 0 | 0 | 0 | 0 | 0 | 796.0174 | -289.286 | 0 | 0 | 0 | 0 | 0 | 0 | 0 | 0 | 0 | 0% | 0% | 0% | 0% | 0% | 0% | 0% | 0% | 0% | 0% | 0% | [10 empty] | 0 | 0 | 0 | 0 | 0 | 0 | 0 | 0 | 0 | 0 | 0 | 0 | 0 | 0 | 0 | 0 | 0 | 0 | 0 | 0 | 0 | 0 | 0 | 0 | 0 | 0 | 0 | 0 | 0 | 0 | 0 | 0 | 0 | 0 | 0 | 0 | 0 | 0 | 0 | 0 | -506.7313
305 | XA09 - RTS Redevelopment Project | Replacement - Major Station CBD | Major Station | TRUE | Secondary | Network | Labour - Internal | 10% | 0 | 199.0043 | -69.0311 | 0 | 0 | 0 | 0 | 0 | 0 | 0 | 0 | 0 | 0 | -0.40038 | 0 | 0 | 0 | 0 | 0 | 0 | 0 | 0 | 0 | 0 | -3.3095 | 0 | 0 | 0 | 0 | 0 | 0 | 0 | 0 | 0 | 199.0043 | -72.741 | 0 | 0 | 0 | 0 | 0 | 0 | 0 | 0 | 0 | 0% | 0% | 0% | 0% | 0% | 0% | 0% | 0% | 0% | 0% | 0% | [10 empty] | 0 | 0 | 0 | 0 | 0 | 0 | 0 | 0 | 0 | 0 | 0 | 0 | 0 | 0 | 0 | 0 | 0 | 0 | 0 | 0 | 0 | 0 | 0 | 0 | 0 | 0 | 0 | 0 | 0 | 0 | 0 | 0 | 0 | 0 | 0 | 0 | 0 | 0 | 0 | 0 | -126.2634
306 | XA09 - RTS Redevelopment Project | Replacement - Major Station CBD | Major Station | TRUE | Secondary | Network | Labour - External | 50% | 0 | 995.0217 | -345.1553 | 0 | 0 | 0 | 0 | 0 | 0 | 0 | 0 | 0 | 0 | -2.0019 | 0 | 0 | [5 empty] | 0 | 0 | 0 | -16.5477 | 0 | 0 | 0 | 0 | 0 | 0 | 0 | 0 | 0 | 995.0217 | -363.7049 | 0 | 0 | 0 | 0 | 0 | 0 | 0 | 0 | 0 | 0% | 0% | 0% | 0% | 0% | 0% | 0% | 0% | 0% | 0% | 0% | [10 empty] | 0 | 0 | 0 | 0 | 0 | 0 | 0 | 0 | 0 | 0 | 0 | 0 | 0 | 0 | 0 | 0 | 0 | 0 | 0 | 0 | 0 | 0 | 0 | 0 | 0 | 0 | 0 | 0 | 0 | 0 | 0 | 0 | 0 | 0 | 0 | 0 | 0 | 0 | 0 | 0 | -631.3168
307 | XA09 - RTS Redevelopment Project | Replacement - Major Station CBD | Major Station | TRUE | Switchgear | Network | Materials | 40% | 0 | 5418.9122 | -1879.7241 | 0 | 0 | 0 | 0 | 0 | 0 | 0 | 0 | 0 | 0 | 0 | 0 | 0 | 0 | 0 | 0 | 0 | 0 | 0 | 0 | 0 | -89.5993 | 0 | 0 | 0 | 0 | 0 | 0 | 0 | 0 | 0 | 5418.9122 | -1969.3234 | 0 | 0 | 0 | 0 | 0 | 0 | 0 | 0 | 0 | 0% | 0% | 0% | 0% | 0% | 0% | 0% | 0% | 0% | 0% | 0% | [10 empty] | 0 | 0 | 0 | 0 | 0 | 0 | 0 | 0 | 0 | 0 | 0 | 0 | 0 | 0 | 0 | 0 | 0 | 0 | 0 | 0 | 0 | 0 | 0 | 0 | 0 | 0 | 0 | 0 | 0 | 0 | 0 | 0 | 0 | 0 | 0 | 0 | 0 | 0 | 0 | 0 | -3449.5888
308 | XA09 - RTS Redevelopment Project | Replacement - Major Station CBD | Major Station | TRUE | Switchgear | Network | Labour - Internal | 10% | 0 | 1354.728 | -469.931 | 0 | 0 | 0 | 0 | 0 | 0 | 0 | 0 | 0 | 0 | -2.7256 | 0 | 0 | 0 | 0 | 0 | 0 | 0 | 0 | 0 | 0 | -22.5297 | 0 | 0 | 0 | 0 | 0 | 0 | 0 | 0 | 0 | 1354.728 | -495.1864 | 0 | 0 | 0 | 0 | 0 | 0 | 0 | 0 | 0 | 0% | 0% | 0% | 0% | 0% | 0% | 0% | 0% | 0% | 0% | 0% | [10 empty] | 0 | 0 | 0 | 0 | 0 | 0 | 0 | 0 | 0 | 0 | 0 | 0 | 0 | 0 | 0 | 0 | 0 | 0 | 0 | 0 | 0 | 0 | 0 | 0 | 0 | 0 | 0 | 0 | 0 | 0 | 0 | 0 | 0 | 0 | 0 | 0 | 0 | 0 | 0 | 0 | -859.5417
309 | XA09 - RTS Redevelopment Project | Replacement - Major Station CBD | Major Station | TRUE | Switchgear | Network | Labour - External | 50% | 0 | 6773.6402 | -2349.6551 | 0 | 0 | 0 | 0 | 0 | 0 | 0 | 0 | 0 | 0 | -13.628 | 0 | 0 | [5 empty] | 0 | 0 | 0 | -112.6487 | 0 | 0 | 0 | 0 | 0 | 0 | 0 | 0 | 0 | 6773.6402 | -2475.9318 | 0 | 0 | 0 | 0 | 0 | 0 | 0 | 0 | 0 | 0% | 0% | 0% | 0% | 0% | 0% | 0% | 0% | 0% | 0% | 0% | [10 empty] | 0 | 0 | 0 | 0 | 0 | 0 | 0 | 0 | 0 | 0 | 0 | 0 | 0 | 0 | 0 | 0 | 0 | 0 | 0 | 0 | 0 | 0 | 0 | 0 | 0 | 0 | 0 | 0 | 0 | 0 | 0 | 0 | 0 | 0 | 0 | 0 | 0 | 0 | 0 | 0 | -4297.7084
310 | XA09 - RTS Redevelopment Project | Replacement - Major Station CBD | Major Station | TRUE | Transformers | Network | Materials | 40% | 0 | 4275.8983 | -1483.233 | 0 | 0 | 0 | 0 | 0 | 0 | 0 | 0 | 0 | 0 | 0 | 0 | 0 | 0 | 0 | 0 | 0 | 0 | 0 | 0 | 0 | -70.7001 | 0 | 0 | 0 | 0 | 0 | 0 | 0 | 0 | 0 | 4275.8983 | -1553.933 | 0 | 0 | 0 | 0 | 0 | 0 | 0 | 0 | 0 | 0% | 0% | 0% | 0% | 0% | 0% | 0% | 0% | 0% | 0% | 0% | [10 empty] | 0 | 0 | 0 | 0 | 0 | 0 | 0 | 0 | 0 | 0 | 0 | 0 | 0 | 0 | 0 | 0 | 0 | 0 | 0 | 0 | 0 | 0 | 0 | 0 | 0 | 0 | 0 | 0 | 0 | 0 | 0 | 0 | 0 | 0 | 0 | 0 | 0 | 0 | 0 | 0 | -2721.9653
311 | XA09 - RTS Redevelopment Project | Replacement - Major Station CBD | Major Station | TRUE | Transformers | Network | Labour - Internal | 10% | 0 | 1068.9746 | -370.8082 | 0 | 0 | 0 | 0 | 0 | 0 | 0 | 0 | 0 | 0 | -2.1507 | 0 | 0 | 0 | 0 | 0 | 0 | 0 | 0 | 0 | 0 | -17.7775 | 0 | 0 | 0 | 0 | 0 | 0 | 0 | 0 | 0 | 1068.9746 | -390.7365 | 0 | 0 | 0 | 0 | 0 | 0 | 0 | 0 | 0 | 0% | 0% | 0% | 0% | 0% | 0% | 0% | 0% | 0% | 0% | 0% | [10 empty] | 0 | 0 | 0 | 0 | 0 | 0 | 0 | 0 | 0 | 0 | 0 | 0 | 0 | 0 | 0 | 0 | 0 | 0 | 0 | 0 | 0 | 0 | 0 | 0 | 0 | 0 | 0 | 0 | 0 | 0 | 0 | 0 | 0 | 0 | 0 | 0 | 0 | 0 | 0 | 0 | -678.2381
312 | XA09 - RTS Redevelopment Project | Replacement - Major Station CBD | Major Station | TRUE | Transformers | Network | Labour - External | 50% | 0 | 5344.8729 | -1854.0412 | 0 | 0 | 0 | 0 | 0 | 0 | 0 | 0 | 0 | 0 | -10.7534 | 0 | 0 | [5 empty] | 0 | 0 | 0 | -88.8877 | 0 | 0 | 0 | 0 | 0 | 0 | 0 | 0 | 0 | 5344.8729 | -1953.6823 | 0 | 0 | 0 | 0 | 0 | 0 | 0 | 0 | 0 | 0% | 0% | 0% | 0% | 0% | 0% | 0% | 0% | 0% | 0% | 0% | [10 empty] | 0 | 0 | 0 | 0 | 0 | 0 | 0 | 0 | 0 | 0 | 0 | 0 | 0 | 0 | 0 | 0 | 0 | 0 | 0 | 0 | 0 | 0 | 0 | 0 | 0 | 0 | 0 | 0 | 0 | 0 | 0 | 0 | 0 | 0 | 0 | 0 | 0 | 0 | 0 | 0 | -3391.1906
313 | XA09 - RTS Redevelopment Project | Replacement - Major Station CBD | Major Station | TRUE | Towers and Conductor | Network | Materials | 40% | 0 | 1243.2645 | -431.2663 | 0 | 0 | 0 | 0 | 0 | 0 | 0 | 0 | 0 | 0 | 0 | 0 | 0 | 0 | 0 | 0 | 0 | 0 | 0 | 0 | 0 | -20.5568 | 0 | 0 | 0 | 0 | 0 | 0 | 0 | 0 | 0 | 1243.2645 | -451.8231 | 0 | 0 | 0 | 0 | 0 | 0 | 0 | 0 | 0 | 0% | 0% | 0% | 0% | 0% | 0% | 0% | 0% | 0% | 0% | 0% | [10 empty] | 0 | 0 | 0 | 0 | 0 | 0 | 0 | 0 | 0 | 0 | 0 | 0 | 0 | 0 | 0 | 0 | 0 | 0 | 0 | 0 | 0 | 0 | 0 | 0 | 0 | 0 | 0 | 0 | 0 | 0 | 0 | 0 | 0 | 0 | 0 | 0 | 0 | 0 | 0 | 0 | -791.4414
314 | XA09 - RTS Redevelopment Project | Replacement - Major Station CBD | Major Station | TRUE | Towers and Conductor | Network | Labour - Internal | 10% | 0 | 310.8161 | -107.8166 | 0 | 0 | 0 | 0 | 0 | 0 | 0 | 0 | 0 | 0 | -0.62534 | 0 | 0 | 0 | 0 | 0 | 0 | 0 | 0 | 0 | 0 | -5.169 | 0 | 0 | 0 | 0 | 0 | 0 | 0 | 0 | 0 | 310.8161 | -113.6109 | 0 | 0 | 0 | 0 | 0 | 0 | 0 | 0 | 0 | 0% | 0% | 0% | 0% | 0% | 0% | 0% | 0% | 0% | 0% | 0% | [10 empty] | 0 | 0 | 0 | 0 | 0 | 0 | 0 | 0 | 0 | 0 | 0 | 0 | 0 | 0 | 0 | 0 | 0 | 0 | 0 | 0 | 0 | 0 | 0 | 0 | 0 | 0 | 0 | 0 | 0 | 0 | 0 | 0 | 0 | 0 | 0 | 0 | 0 | 0 | 0 | 0 | -197.2052
315 | XA09 - RTS Redevelopment Project | Replacement - Major Station CBD | Major Station | TRUE | Towers and Conductor | Network | Labour - External | 50% | 0 | 1554.0806 | -539.0829 | 0 | 0 | 0 | 0 | 0 | 0 | 0 | 0 | 0 | 0 | -3.1267 | 0 | 0 | [5 empty] | 0 | 0 | 0 | -25.8451 | 0 | 0 | 0 | 0 | 0 | 0 | 0 | 0 | 0 | 1554.0806 | -568.0546 | 0 | 0 | 0 | 0 | 0 | 0 | 0 | 0 | 0 | 0% | 0% | 0% | 0% | 0% | 0% | 0% | 0% | 0% | 0% | 0% | [10 empty] | 0 | 0 | 0 | 0 | 0 | 0 | 0 | 0 | 0 | 0 | 0 | 0 | 0 | 0 | 0 | 0 | 0 | 0 | 0 | 0 | 0 | 0 | 0 | 0 | 0 | 0 | 0 | 0 | 0 | 0 | 0 | 0 | 0 | 0 | 0 | 0 | 0 | 0 | 0 | 0 | -986.026
316 | XA09 - RTS Redevelopment Project | Replacement - Major Station CBD | Major Station | TRUE | Establishment | Network | Materials | 40% | 0 | 802.7125 | -278.4467 | 0 | 0 | 0 | 0 | 0 | 0 | 0 | 0 | 0 | 0 | 0 | 0 | 0 | 0 | 0 | 0 | 0 | 0 | 0 | 0 | 0 | -13.2725 | 0 | 0 | 0 | 0 | 0 | 0 | 0 | 0 | 0 | 802.7125 | -291.7192 | 0 | 0 | 0 | 0 | 0 | 0 | 0 | 0 | 0 | 0% | 0% | 0% | 0% | 0% | 0% | 0% | 0% | 0% | 0% | 0% | [10 empty] | 0 | 0 | 0 | 0 | 0 | 0 | 0 | 0 | 0 | 0 | 0 | 0 | 0 | 0 | 0 | 0 | 0 | 0 | 0 | 0 | 0 | 0 | 0 | 0 | 0 | 0 | 0 | 0 | 0 | 0 | 0 | 0 | 0 | 0 | 0 | 0 | 0 | 0 | 0 | 0 | -510.9934
317 | XA09 - RTS Redevelopment Project | Replacement - Major Station CBD | Major Station | TRUE | Establishment | Network | Labour - Internal | 10% | 0 | 200.6781 | -69.6117 | 0 | 0 | 0 | 0 | 0 | 0 | 0 | 0 | 0 | 0 | -0.40375 | 0 | 0 | 0 | 0 | 0 | 0 | 0 | 0 | 0 | 0 | -3.3374 | 0 | 0 | 0 | 0 | 0 | 0 | 0 | 0 | 0 | 200.6781 | -73.3528 | 0 | 0 | 0 | 0 | 0 | 0 | 0 | 0 | 0 | 0% | 0% | 0% | 0% | 0% | 0% | 0% | 0% | 0% | 0% | 0% | [10 empty] | 0 | 0 | 0 | 0 | 0 | 0 | 0 | 0 | 0 | 0 | 0 | 0 | 0 | 0 | 0 | 0 | 0 | 0 | 0 | 0 | 0 | 0 | 0 | 0 | 0 | 0 | 0 | 0 | 0 | 0 | 0 | 0 | 0 | 0 | 0 | 0 | 0 | 0 | 0 | 0 | -127.3253
318 | XA09 - RTS Redevelopment Project | Replacement - Major Station CBD | Major Station | TRUE | Establishment | Network | Labour - External | 50% | 0 | 1003.3907 | -348.0583 | 0 | 0 | 0 | 0 | 0 | 0 | 0 | 0 | 0 | 0 | -2.0187 | 0 | 0 | [5 empty] | 0 | 0 | 0 | -16.6868 | 0 | 0 | 0 | 0 | 0 | 0 | 0 | 0 | 0 | 1003.3907 | -366.7639 | 0 | 0 | 0 | 0 | 0 | 0 | 0 | 0 | 0 | 0% | 0% | 0% | 0% | 0% | 0% | 0% | 0% | 0% | 0% | 0% | [10 empty] | 0 | 0 | 0 | 0 | 0 | 0 | 0 | 0 | 0 | 0 | 0 | 0 | 0 | 0 | 0 | 0 | 0 | 0 | 0 | 0 | 0 | 0 | 0 | 0 | 0 | 0 | 0 | 0 | 0 | 0 | 0 | 0 | 0 | 0 | 0 | 0 | 0 | 0 | 0 | 0 | -636.6267
319 | XA09 - RTS Redevelopment - Part II | Replacement - Major Station CBD | Major Station | TRUE | Secondary | Network | Materials | 40% | 0 | 0 | 520.4831 | 0 | 0 | 0 | 0 | 0 | 0 | 0 | 0 | 0 | 0 | 0 | 0 | 0 | 0 | 0 | 0 | 0 | 0 | 0 | 0 | 0 | 24.8095 | 0 | 0 | 0 | 0 | 0 | 0 | 0 | 0 | 0 | 0 | 545.2926 | 0 | 0 | 0 | 0 | 0 | 0 | 0 | 0 | 0 | 0% | 0% | 0% | 0% | 0% | 0% | 0% | 0% | 0% | 0% | 0% | [10 empty] | 0 | 0 | 0 | 0 | 0 | 0 | 0 | 0 | 0 | 0 | 0 | 0 | 0 | 0 | 0 | 0 | 0 | 0 | 0 | 0 | 0 | 0 | 0 | 0 | 0 | 0 | 0 | 0 | 0 | 0 | 0 | 0 | 0 | 0 | 0 | 0 | 0 | 0 | 0 | 0 | -545.2926
320 | XA09 - RTS Redevelopment - Part II | Replacement - Major Station CBD | Major Station | TRUE | Secondary | Network | Labour - Internal | 10% | 0 | 0 | 130.1208 | 0 | 0 | 0 | 0 | 0 | 0 | 0 | 0 | 0 | 0 | 0.7547 | 0 | 0 | 0 | 0 | 0 | 0 | 0 | 0 | 0 | 0 | 6.2383 | 0 | 0 | 0 | 0 | 0 | 0 | 0 | 0 | 0 | 0 | 137.1138 | 0 | 0 | 0 | 0 | 0 | 0 | 0 | 0 | 0 | 0% | 0% | 0% | 0% | 0% | 0% | 0% | 0% | 0% | 0% | 0% | [10 empty] | 0 | 0 | 0 | 0 | 0 | 0 | 0 | 0 | 0 | 0 | 0 | 0 | 0 | 0 | 0 | 0 | 0 | 0 | 0 | 0 | 0 | 0 | 0 | 0 | 0 | 0 | 0 | 0 | 0 | 0 | 0 | 0 | 0 | 0 | 0 | 0 | 0 | 0 | 0 | 0 | -137.1138
321 | XA09 - RTS Redevelopment - Part II | Replacement - Major Station CBD | Major Station | TRUE | Secondary | Network | Labour - External | 50% | 0 | 0 | 650.6039 | 0 | 0 | 0 | 0 | 0 | 0 | 0 | 0 | 0 | 0 | 3.7735 | 0 | 0 | [5 empty] | 0 | 0 | 0 | 31.1917 | 0 | 0 | 0 | 0 | 0 | 0 | 0 | 0 | 0 | 0 | 685.5691 | 0 | 0 | 0 | 0 | 0 | 0 | 0 | 0 | 0 | 0% | 0% | 0% | 0% | 0% | 0% | 0% | 0% | 0% | 0% | 0% | [10 empty] | 0 | 0 | 0 | 0 | 0 | 0 | 0 | 0 | 0 | 0 | 0 | 0 | 0 | 0 | 0 | 0 | 0 | 0 | 0 | 0 | 0 | 0 | 0 | 0 | 0 | 0 | 0 | 0 | 0 | 0 | 0 | 0 | 0 | 0 | 0 | 0 | 0 | 0 | 0 | 0 | -685.5691
322 | XA09 - RTS Redevelopment - Part II | Replacement - Major Station CBD | Major Station | TRUE | Switchgear | Network | Materials | 40% | 0 | 0 | 3543.2047 | 0 | 0 | 0 | 0 | 0 | 0 | 0 | 0 | 0 | 0 | 0 | 0 | 0 | 0 | 0 | 0 | 0 | 0 | 0 | 0 | 0 | 168.8911 | 0 | 0 | 0 | 0 | 0 | 0 | 0 | 0 | 0 | 0 | 3712.0958 | 0 | 0 | 0 | 0 | 0 | 0 | 0 | 0 | 0 | 0% | 0% | 0% | 0% | 0% | 0% | 0% | 0% | 0% | 0% | 0% | [10 empty] | 0 | 0 | 0 | 0 | 0 | 0 | 0 | 0 | 0 | 0 | 0 | 0 | 0 | 0 | 0 | 0 | 0 | 0 | 0 | 0 | 0 | 0 | 0 | 0 | 0 | 0 | 0 | 0 | 0 | 0 | 0 | 0 | 0 | 0 | 0 | 0 | 0 | 0 | 0 | 0 | -3712.0958
323 | XA09 - RTS Redevelopment - Part II | Replacement - Major Station CBD | Major Station | TRUE | Switchgear | Network | Labour - Internal | 10% | 0 | 0 | 885.8012 | 0 | 0 | 0 | 0 | 0 | 0 | 0 | 0 | 0 | 0 | 5.1376 | 0 | 0 | 0 | 0 | 0 | 0 | 0 | 0 | 0 | 0 | 42.4677 | 0 | 0 | 0 | 0 | 0 | 0 | 0 | 0 | 0 | 0 | 933.4065 | 0 | 0 | 0 | 0 | 0 | 0 | 0 | 0 | 0 | 0% | 0% | 0% | 0% | 0% | 0% | 0% | 0% | 0% | 0% | 0% | [10 empty] | 0 | 0 | 0 | 0 | 0 | 0 | 0 | 0 | 0 | 0 | 0 | 0 | 0 | 0 | 0 | 0 | 0 | 0 | 0 | 0 | 0 | 0 | 0 | 0 | 0 | 0 | 0 | 0 | 0 | 0 | 0 | 0 | 0 | 0 | 0 | 0 | 0 | 0 | 0 | 0 | -933.4065
324 | XA09 - RTS Redevelopment - Part II | Replacement - Major Station CBD | Major Station | TRUE | Switchgear | Network | Labour - External | 50% | 0 | 0 | 4429.0059 | 0 | 0 | 0 | 0 | 0 | 0 | 0 | 0 | 0 | 0 | 25.6882 | 0 | 0 | [5 empty] | 0 | 0 | 0 | 212.3383 | 0 | 0 | 0 | 0 | 0 | 0 | 0 | 0 | 0 | 0 | 4667.0325 | 0 | 0 | 0 | 0 | 0 | 0 | 0 | 0 | 0 | 0% | 0% | 0% | 0% | 0% | 0% | 0% | 0% | 0% | 0% | 0% | [10 empty] | 0 | 0 | 0 | 0 | 0 | 0 | 0 | 0 | 0 | 0 | 0 | 0 | 0 | 0 | 0 | 0 | 0 | 0 | 0 | 0 | 0 | 0 | 0 | 0 | 0 | 0 | 0 | 0 | 0 | 0 | 0 | 0 | 0 | 0 | 0 | 0 | 0 | 0 | 0 | 0 | -4667.0325
325 | XA09 - RTS Redevelopment - Part II | Replacement - Major Station CBD | Major Station | TRUE | Transformers | Network | Materials | 40% | 0 | 0 | 2795.8348 | 0 | 0 | 0 | 0 | 0 | 0 | 0 | 0 | 0 | 0 | 0 | 0 | 0 | 0 | 0 | 0 | 0 | 0 | 0 | 0 | 0 | 133.2668 | 0 | 0 | 0 | 0 | 0 | 0 | 0 | 0 | 0 | 0 | 2929.1016 | 0 | 0 | 0 | 0 | 0 | 0 | 0 | 0 | 0 | 0% | 0% | 0% | 0% | 0% | 0% | 0% | 0% | 0% | 0% | 0% | [10 empty] | 0 | 0 | 0 | 0 | 0 | 0 | 0 | 0 | 0 | 0 | 0 | 0 | 0 | 0 | 0 | 0 | 0 | 0 | 0 | 0 | 0 | 0 | 0 | 0 | 0 | 0 | 0 | 0 | 0 | 0 | 0 | 0 | 0 | 0 | 0 | 0 | 0 | 0 | 0 | 0 | -2929.1016
326 | XA09 - RTS Redevelopment - Part II | Replacement - Major Station CBD | Major Station | TRUE | Transformers | Network | Labour - Internal | 10% | 0 | 0 | 698.9587 | 0 | 0 | 0 | 0 | 0 | 0 | 0 | 0 | 0 | 0 | 4.054 | 0 | 0 | 0 | 0 | 0 | 0 | 0 | 0 | 0 | 0 | 33.5099 | 0 | 0 | 0 | 0 | 0 | 0 | 0 | 0 | 0 | 0 | 736.5226 | 0 | 0 | 0 | 0 | 0 | 0 | 0 | 0 | 0 | 0% | 0% | 0% | 0% | 0% | 0% | 0% | 0% | 0% | 0% | 0% | [10 empty] | 0 | 0 | 0 | 0 | 0 | 0 | 0 | 0 | 0 | 0 | 0 | 0 | 0 | 0 | 0 | 0 | 0 | 0 | 0 | 0 | 0 | 0 | 0 | 0 | 0 | 0 | 0 | 0 | 0 | 0 | 0 | 0 | 0 | 0 | 0 | 0 | 0 | 0 | 0 | 0 | -736.5226
327 | XA09 - RTS Redevelopment - Part II | Replacement - Major Station CBD | Major Station | TRUE | Transformers | Network | Labour - External | 50% | 0 | 0 | 3494.7935 | 0 | 0 | 0 | 0 | 0 | 0 | 0 | 0 | 0 | 0 | 20.2698 | 0 | 0 | [5 empty] | 0 | 0 | 0 | 167.5497 | 0 | 0 | 0 | 0 | 0 | 0 | 0 | 0 | 0 | 0 | 3682.613 | 0 | 0 | 0 | 0 | 0 | 0 | 0 | 0 | 0 | 0% | 0% | 0% | 0% | 0% | 0% | 0% | 0% | 0% | 0% | 0% | [10 empty] | 0 | 0 | 0 | 0 | 0 | 0 | 0 | 0 | 0 | 0 | 0 | 0 | 0 | 0 | 0 | 0 | 0 | 0 | 0 | 0 | 0 | 0 | 0 | 0 | 0 | 0 | 0 | 0 | 0 | 0 | 0 | 0 | 0 | 0 | 0 | 0 | 0 | 0 | 0 | 0 | -3682.613
328 | XA09 - RTS Redevelopment - Part II | Replacement - Major Station CBD | Major Station | TRUE | Towers and Conductor | Network | Materials | 40% | 0 | 0 | 812.9197 | 0 | 0 | 0 | 0 | 0 | 0 | 0 | 0 | 0 | 0 | 0 | 0 | 0 | 0 | 0 | 0 | 0 | 0 | 0 | 0 | 0 | 38.7488 | 0 | 0 | 0 | 0 | 0 | 0 | 0 | 0 | 0 | 0 | 851.6685 | 0 | 0 | 0 | 0 | 0 | 0 | 0 | 0 | 0 | 0% | 0% | 0% | 0% | 0% | 0% | 0% | 0% | 0% | 0% | 0% | [10 empty] | 0 | 0 | 0 | 0 | 0 | 0 | 0 | 0 | 0 | 0 | 0 | 0 | 0 | 0 | 0 | 0 | 0 | 0 | 0 | 0 | 0 | 0 | 0 | 0 | 0 | 0 | 0 | 0 | 0 | 0 | 0 | 0 | 0 | 0 | 0 | 0 | 0 | 0 | 0 | 0 | -851.6685
329 | XA09 - RTS Redevelopment - Part II | Replacement - Major Station CBD | Major Station | TRUE | Towers and Conductor | Network | Labour - Internal | 10% | 0 | 0 | 203.2299 | 0 | 0 | 0 | 0 | 0 | 0 | 0 | 0 | 0 | 0 | 1.1787 | 0 | 0 | 0 | 0 | 0 | 0 | 0 | 0 | 0 | 0 | 9.7434 | 0 | 0 | 0 | 0 | 0 | 0 | 0 | 0 | 0 | 0 | 214.1521 | 0 | 0 | 0 | 0 | 0 | 0 | 0 | 0 | 0 | 0% | 0% | 0% | 0% | 0% | 0% | 0% | 0% | 0% | 0% | 0% | [10 empty] | 0 | 0 | 0 | 0 | 0 | 0 | 0 | 0 | 0 | 0 | 0 | 0 | 0 | 0 | 0 | 0 | 0 | 0 | 0 | 0 | 0 | 0 | 0 | 0 | 0 | 0 | 0 | 0 | 0 | 0 | 0 | 0 | 0 | 0 | 0 | 0 | 0 | 0 | 0 | 0 | -214.1521
330 | XA09 - RTS Redevelopment - Part II | Replacement - Major Station CBD | Major Station | TRUE | Towers and Conductor | Network | Labour - External | 50% | 0 | 0 | 1016.1497 | 0 | 0 | 0 | 0 | 0 | 0 | 0 | 0 | 0 | 0 | 5.8937 | 0 | 0 | [5 empty] | 0 | 0 | 0 | 48.7169 | 0 | 0 | 0 | 0 | 0 | 0 | 0 | 0 | 0 | 0 | 1070.7603 | 0 | 0 | 0 | 0 | 0 | 0 | 0 | 0 | 0 | 0% | 0% | 0% | 0% | 0% | 0% | 0% | 0% | 0% | 0% | 0% | [10 empty] | 0 | 0 | 0 | 0 | 0 | 0 | 0 | 0 | 0 | 0 | 0 | 0 | 0 | 0 | 0 | 0 | 0 | 0 | 0 | 0 | 0 | 0 | 0 | 0 | 0 | 0 | 0 | 0 | 0 | 0 | 0 | 0 | 0 | 0 | 0 | 0 | 0 | 0 | 0 | 0 | -1070.7603
331 | XA09 - RTS Redevelopment - Part II | Replacement - Major Station CBD | Major Station | TRUE | Establishment | Network | Materials | 40% | 0 | 0 | 524.8609 | 0 | 0 | 0 | 0 | 0 | 0 | 0 | 0 | 0 | 0 | 0 | 0 | 0 | 0 | 0 | 0 | 0 | 0 | 0 | 0 | 0 | 25.0181 | 0 | 0 | 0 | 0 | 0 | 0 | 0 | 0 | 0 | 0 | 549.879 | 0 | 0 | 0 | 0 | 0 | 0 | 0 | 0 | 0 | 0% | 0% | 0% | 0% | 0% | 0% | 0% | 0% | 0% | 0% | 0% | [10 empty] | 0 | 0 | 0 | 0 | 0 | 0 | 0 | 0 | 0 | 0 | 0 | 0 | 0 | 0 | 0 | 0 | 0 | 0 | 0 | 0 | 0 | 0 | 0 | 0 | 0 | 0 | 0 | 0 | 0 | 0 | 0 | 0 | 0 | 0 | 0 | 0 | 0 | 0 | 0 | 0 | -549.879
332 | XA09 - RTS Redevelopment - Part II | Replacement - Major Station CBD | Major Station | TRUE | Establishment | Network | Labour - Internal | 10% | 0 | 0 | 131.2152 | 0 | 0 | 0 | 0 | 0 | 0 | 0 | 0 | 0 | 0 | 0.76105 | 0 | 0 | 0 | 0 | 0 | 0 | 0 | 0 | 0 | 0 | 6.2908 | 0 | 0 | 0 | 0 | 0 | 0 | 0 | 0 | 0 | 0 | 138.2671 | 0 | 0 | 0 | 0 | 0 | 0 | 0 | 0 | 0 | 0% | 0% | 0% | 0% | 0% | 0% | 0% | 0% | 0% | 0% | 0% | [10 empty] | 0 | 0 | 0 | 0 | 0 | 0 | 0 | 0 | 0 | 0 | 0 | 0 | 0 | 0 | 0 | 0 | 0 | 0 | 0 | 0 | 0 | 0 | 0 | 0 | 0 | 0 | 0 | 0 | 0 | 0 | 0 | 0 | 0 | 0 | 0 | 0 | 0 | 0 | 0 | 0 | -138.2671
333 | XA09 - RTS Redevelopment - Part II | Replacement - Major Station CBD | Major Station | TRUE | Establishment | Network | Labour - External | 50% | 0 | 0 | 656.0761 | 0 | 0 | 0 | 0 | 0 | 0 | 0 | 0 | 0 | 0 | 3.8052 | 0 | 0 | [5 empty] | 0 | 0 | 0 | 31.454 | 0 | 0 | 0 | 0 | 0 | 0 | 0 | 0 | 0 | 0 | 691.3353 | 0 | 0 | 0 | 0 | 0 | 0 | 0 | 0 | 0 | 0% | 0% | 0% | 0% | 0% | 0% | 0% | 0% | 0% | 0% | 0% | [10 empty] | 0 | 0 | 0 | 0 | 0 | 0 | 0 | 0 | 0 | 0 | 0 | 0 | 0 | 0 | 0 | 0 | 0 | 0 | 0 | 0 | 0 | 0 | 0 | 0 | 0 | 0 | 0 | 0 | 0 | 0 | 0 | 0 | 0 | 0 | 0 | 0 | 0 | 0 | 0 | 0 | -691.3353
334 | FBTS 220 & 66 kV CB Replacement Stage 1 | Replacement - Major Station | Major Station | TRUE | Switchgear | Network | Materials | 40% | 0 | 1963.5262 | 1044.5695 | 2264.4774 | 793.9145 | 0 | 0 | 0 | 0 | 0 | 0 | 0 | 0 | 0 | 0 | 0 | 0 | 0 | 0 | 0 | 0 | 0 | 0 | 0 | 49.7907 | 153.6697 | 48.3077 | 0 | 0 | 0 | 0 | 0 | 0 | 0 | 1963.5262 | 1094.3602 | 2418.1471 | 842.2222 | 0 | 0 | 0 | 0 | 0 | 0 | 0 | 0% | 90% | 10% | 0% | 0% | 0% | 0% | 0% | 0% | 0% | 100% | [10 empty] | 0 | 5459.8389 | 606.6488 | 0 | 0 | 0 | 0 | 0 | 0 | 0 | 0 | 0 | 0 | 0 | 0 | 0 | 0 | 0 | 0 | 0 | 0 | 203.4604 | 48.3077 | 0 | 0 | 0 | 0 | 0 | 0 | 0 | 0 | 5663.2993 | 654.9564 | 0 | 0 | 0 | 0 | 0 | 0 | 0 | 0
335 | FBTS 220 & 66 kV CB Replacement Stage 1 | Replacement - Major Station | Major Station | TRUE | Switchgear | Network | Labour - Internal | 10% | 0 | 490.8816 | 261.1424 | 566.1193 | 198.4786 | 0 | 0 | 0 | 0 | 0 | 0 | 0 | 0 | 1.5146 | 2.0715 | 1.9596 | 0 | 0 | 0 | 0 | 0 | 0 | 0 | 0 | 12.5199 | 38.558 | 12.1961 | 0 | 0 | 0 | 0 | 0 | 0 | 0 | 490.8816 | 275.1769 | 606.7488 | 212.6343 | 0 | 0 | 0 | 0 | 0 | 0 | 0 | 0% | 90% | 10% | 0% | 0% | 0% | 0% | 0% | 0% | 0% | 100% | [10 empty] | 0 | 1364.9597 | 151.6622 | 0 | 0 | 0 | 0 | 0 | 0 | 0 | 0 | 3.5861 | 1.9596 | 0 | 0 | 0 | 0 | 0 | 0 | 0 | 0 | 51.0779 | 12.1961 | 0 | 0 | 0 | 0 | 0 | 0 | 0 | 0 | 1419.6237 | 165.8179 | 0 | 0 | 0 | 0 | 0 | 0 | 0 | 0
336 | FBTS 220 & 66 kV CB Replacement Stage 1 | Replacement - Major Station | Major Station | TRUE | Switchgear | Network | Labour - External | 50% | 0 | 2454.4078 | 1305.7119 | 2830.5967 | 992.3931 | 0 | 0 | 0 | 0 | 0 | 0 | 0 | 0 | 7.5731 | -7.4406 | -1.4471 | [5 empty] | 0 | 0 | 0 | 62.5993 | 191.5823 | 60.2965 | 0 | 0 | 0 | 0 | 0 | 0 | 0 | 2454.4078 | 1375.8844 | 3014.7384 | 1051.2426 | 0 | 0 | 0 | 0 | 0 | 0 | 0 | 0% | 90% | 10% | 0% | 0% | 0% | 0% | 0% | 0% | 0% | 100% | [10 empty] | 0 | 6824.7986 | 758.311 | 0 | 0 | 0 | 0 | 0 | 0 | 0 | 0 | 0.13255 | -1.4471 | 0 | 0 | 0 | 0 | 0 | 0 | 0 | 0 | 254.1816 | 60.2965 | 0 | 0 | 0 | 0 | 0 | 0 | 0 | 0 | 7079.1127 | 817.1604 | 0 | 0 | 0 | 0 | 0 | 0 | 0 | 0
337 | HWPS 220kV CB Replacement - Stage 4 | Replacement - Major Station | Major Station | TRUE | Switchgear | Network | Materials | 40% | 0 | 3644.3891 | 449.8813 | 968.7026 | 790.4506 | 1013.5658 | 0 | 0 | 0 | 0 | 0 | 0 | 0 | 0 | 0 | 0 | 0 | 0 | 0 | 0 | 0 | 0 | 0 | 0 | 21.4441 | 65.7371 | 48.0969 | 54.9202 | 0 | 0 | 0 | 0 | 0 | 0 | 3644.3891 | 471.3255 | 1034.4397 | 838.5475 | 1068.486 | 0 | 0 | 0 | 0 | 0 | 0 | 20% | 40% | 30% | 10% | 0% | 0% | 0% | 0% | 0% | 0% | 100% | [10 empty] | 1373.3979 | 2746.7957 | 2060.0968 | 686.6989 | 0 | 0 | 0 | 0 | 0 | 0 | 0 | 0 | 0 | 0 | 0 | 0 | 0 | 0 | 0 | 0 | 21.4441 | 49.5031 | 71.8852 | 47.366 | 0 | 0 | 0 | 0 | 0 | 0 | 1394.842 | 2796.2988 | 2131.982 | 734.0649 | 0 | 0 | 0 | 0 | 0 | 0 | 0
338 | HWPS 220kV CB Replacement - Stage 4 | Replacement - Major Station | Major Station | TRUE | Switchgear | Network | Labour - Internal | 10% | 0 | 911.0973 | 112.4703 | 242.1756 | 197.6126 | 253.3915 | 0 | 0 | 0 | 0 | 0 | 0 | 0 | 0.65233 | 0.88613 | 1.951 | 3.8313 | 0 | 0 | 0 | 0 | 0 | 0 | 0 | 5.3921 | 16.4944 | 12.1429 | 13.9376 | 0 | 0 | 0 | 0 | 0 | 0 | 911.0973 | 118.5148 | 259.5562 | 211.7066 | 271.1604 | 0 | 0 | 0 | 0 | 0 | 0 | 20% | 40% | 30% | 10% | 0% | 0% | 0% | 0% | 0% | 0% | 100% | [10 empty] | 343.3495 | 686.6989 | 515.0242 | 171.6747 | 0 | 0 | 0 | 0 | 0 | 0 | 0.65233 | 0.59966 | 2.4323 | 3.6364 | 0 | 0 | 0 | 0 | 0 | 0 | 5.3921 | 12.4189 | 18.1187 | 12.0374 | 0 | 0 | 0 | 0 | 0 | 0 | 349.3939 | 699.7175 | 535.5753 | 187.3486 | 0 | 0 | 0 | 0 | 0 | 0 | 0
339 | HWPS 220kV CB Replacement - Stage 4 | Replacement - Major Station | Major Station | TRUE | Switchgear | Network | Labour - External | 50% | 0 | 4555.4863 | 562.3517 | 1210.8782 | 988.0632 | 1266.9573 | 0 | 0 | 0 | 0 | 0 | 0 | 0 | 3.2616 | -3.1829 | -1.4408 | [5 empty] | 0 | 0 | 0 | 26.9606 | 81.9554 | 60.0334 | 68.6502 | 0 | 0 | 0 | 0 | 0 | 0 | 4555.4863 | 592.5739 | 1289.6507 | 1046.6559 | 1335.6075 | 0 | 0 | 0 | 0 | 0 | 0 | 20% | 40% | 30% | 10% | 0% | 0% | 0% | 0% | 0% | 0% | 100% | [10 empty] | 1716.7473 | 3433.4947 | 2575.121 | 858.3737 | 0 | 0 | 0 | 0 | 0 | 0 | 3.2616 | -3.1976 | -1.5022 | 0.076061 | 0 | 0 | 0 | 0 | 0 | 0 | 26.9606 | 61.6741 | 89.7493 | 59.2158 | 0 | 0 | 0 | 0 | 0 | 0 | 1746.9696 | 3491.9712 | 2663.3681 | 917.6655 | 0 | 0 | 0 | 0 | 0 | 0 | 0
340 | FBTS Transformer and CB Replacement | Replacement - Major Station | Major Station | TRUE | Secondary | Network | Materials | 40% | 0 | 233.549 | 181.346 | 208.5075 | 103.0994 | 0 | 0 | 0 | 0 | 0 | 0 | 0 | 0 | 0 | 0 | 0 | 0 | 0 | 0 | 0 | 0 | 0 | 0 | 0 | 8.6441 | 14.1495 | 6.2733 | 0 | 0 | 0 | 0 | 0 | 0 | 0 | 233.549 | 189.99 | 222.6571 | 109.3727 | 0 | 0 | 0 | 0 | 0 | 0 | 0 | 0% | 83% | 17% | 0% | 0% | 0% | 0% | 0% | 0% | 0% | 100% | [10 empty] | 0 | 602.9965 | 123.5053 | 0 | 0 | 0 | 0 | 0 | 0 | 0 | 0 | 0 | 0 | 0 | 0 | 0 | 0 | 0 | 0 | 0 | 0 | 22.7936 | 6.2733 | 0 | 0 | 0 | 0 | 0 | 0 | 0 | 0 | 625.7901 | 129.7786 | 0 | 0 | 0 | 0 | 0 | 0 | 0 | 0
341 | FBTS Transformer and CB Replacement | Replacement - Major Station | Major Station | TRUE | Secondary | Network | Labour - Internal | 10% | 0 | 58.3872 | 45.3365 | 52.1269 | 25.7748 | 0 | 0 | 0 | 0 | 0 | 0 | 0 | 0 | 0.26295 | 0.19073 | 0.25447 | 0 | 0 | 0 | 0 | 0 | 0 | 0 | 0 | 2.1736 | 3.5503 | 1.5838 | 0 | 0 | 0 | 0 | 0 | 0 | 0 | 58.3872 | 47.773 | 55.8679 | 27.6131 | 0 | 0 | 0 | 0 | 0 | 0 | 0 | 0% | 83% | 17% | 0% | 0% | 0% | 0% | 0% | 0% | 0% | 100% | [10 empty] | 0 | 150.7491 | 30.8763 | 0 | 0 | 0 | 0 | 0 | 0 | 0 | 0 | 0.45369 | 0.25447 | 0 | 0 | 0 | 0 | 0 | 0 | 0 | 0 | 5.7239 | 1.5838 | 0 | 0 | 0 | 0 | 0 | 0 | 0 | 0 | 156.9267 | 32.7146 | 0 | 0 | 0 | 0 | 0 | 0 | 0 | 0
342 | FBTS Transformer and CB Replacement | Replacement - Major Station | Major Station | TRUE | Secondary | Network | Labour - External | 50% | 0 | 291.9362 | 226.6825 | 260.6344 | 128.8742 | 0 | 0 | 0 | 0 | 0 | 0 | 0 | 0 | 1.3148 | -0.68511 | -0.18792 | [5 empty] | 0 | 0 | 0 | 10.8678 | 17.6404 | 7.8302 | 0 | 0 | 0 | 0 | 0 | 0 | 0 | 291.9362 | 238.865 | 277.5897 | 136.5165 | 0 | 0 | 0 | 0 | 0 | 0 | 0 | 0% | 83% | 17% | 0% | 0% | 0% | 0% | 0% | 0% | 0% | 100% | [10 empty] | 0 | 753.7457 | 154.3816 | 0 | 0 | 0 | 0 | 0 | 0 | 0 | 0 | 0.62965 | -0.18792 | 0 | 0 | 0 | 0 | 0 | 0 | 0 | 0 | 28.5082 | 7.8302 | 0 | 0 | 0 | 0 | 0 | 0 | 0 | 0 | 782.8835 | 162.024 | 0 | 0 | 0 | 0 | 0 | 0 | 0 | 0
343 | FBTS Transformer and CB Replacement | Replacement - Major Station | Major Station | TRUE | Switchgear | Network | Materials | 40% | 0 | 732.1572 | 568.505 | 653.6543 | 323.2082 | 0 | 0 | 0 | 0 | 0 | 0 | 0 | 0 | 0 | 0 | 0 | 0 | 0 | 0 | 0 | 0 | 0 | 0 | 0 | 27.0985 | 44.3576 | 19.6664 | 0 | 0 | 0 | 0 | 0 | 0 | 0 | 732.1572 | 595.6035 | 698.0119 | 342.8746 | 0 | 0 | 0 | 0 | 0 | 0 | 0 | 0% | 83% | 17% | 0% | 0% | 0% | 0% | 0% | 0% | 0% | 100% | [10 empty] | 0 | 1890.3455 | 387.1792 | 0 | 0 | 0 | 0 | 0 | 0 | 0 | 0 | 0 | 0 | 0 | 0 | 0 | 0 | 0 | 0 | 0 | 0 | 71.4561 | 19.6664 | 0 | 0 | 0 | 0 | 0 | 0 | 0 | 0 | 1961.8016 | 406.8456 | 0 | 0 | 0 | 0 | 0 | 0 | 0 | 0
344 | FBTS Transformer and CB Replacement | Replacement - Major Station | Major Station | TRUE | Switchgear | Network | Labour - Internal | 10% | 0 | 183.0393 | 142.1262 | 163.4136 | 80.8021 | 0 | 0 | 0 | 0 | 0 | 0 | 0 | 0 | 0.82433 | 0.59794 | 0.79775 | 0 | 0 | 0 | 0 | 0 | 0 | 0 | 0 | 6.8139 | 11.13 | 4.9651 | 0 | 0 | 0 | 0 | 0 | 0 | 0 | 183.0393 | 149.7645 | 175.1415 | 86.5649 | 0 | 0 | 0 | 0 | 0 | 0 | 0 | 0% | 83% | 17% | 0% | 0% | 0% | 0% | 0% | 0% | 0% | 100% | [10 empty] | 0 | 472.5864 | 96.7948 | 0 | 0 | 0 | 0 | 0 | 0 | 0 | 0 | 1.4223 | 0.79775 | 0 | 0 | 0 | 0 | 0 | 0 | 0 | 0 | 17.9439 | 4.9651 | 0 | 0 | 0 | 0 | 0 | 0 | 0 | 0 | 491.9526 | 102.5577 | 0 | 0 | 0 | 0 | 0 | 0 | 0 | 0
345 | FBTS Transformer and CB Replacement | Replacement - Major Station | Major Station | TRUE | Switchgear | Network | Labour - External | 50% | 0 | 915.1966 | 710.6312 | 817.0678 | 404.0103 | 0 | 0 | 0 | 0 | 0 | 0 | 0 | 0 | 4.1217 | -2.1478 | -0.58912 | [5 empty] | 0 | 0 | 0 | 34.0695 | 55.3013 | 24.5471 | 0 | 0 | 0 | 0 | 0 | 0 | 0 | 915.1966 | 748.8224 | 870.2214 | 427.9683 | 0 | 0 | 0 | 0 | 0 | 0 | 0 | 0% | 83% | 17% | 0% | 0% | 0% | 0% | 0% | 0% | 0% | 100% | [10 empty] | 0 | 2362.9319 | 483.974 | 0 | 0 | 0 | 0 | 0 | 0 | 0 | 0 | 1.9739 | -0.58912 | 0 | 0 | 0 | 0 | 0 | 0 | 0 | 0 | 89.3709 | 24.5471 | 0 | 0 | 0 | 0 | 0 | 0 | 0 | 0 | 2454.2767 | 507.932 | 0 | 0 | 0 | 0 | 0 | 0 | 0 | 0
346 | FBTS Transformer and CB Replacement | Replacement - Major Station | Major Station | TRUE | Transformers | Network | Materials | 40% | 0 | 587.847 | 456.451 | 524.8171 | 259.503 | 0 | 0 | 0 | 0 | 0 | 0 | 0 | 0 | 0 | 0 | 0 | 0 | 0 | 0 | 0 | 0 | 0 | 0 | 0 | 21.7573 | 35.6146 | 15.7901 | 0 | 0 | 0 | 0 | 0 | 0 | 0 | 587.847 | 478.2083 | 560.4318 | 275.2931 | 0 | 0 | 0 | 0 | 0 | 0 | 0 | 0% | 83% | 17% | 0% | 0% | 0% | 0% | 0% | 0% | 0% | 100% | [10 empty] | 0 | 1517.753 | 310.8651 | 0 | 0 | 0 | 0 | 0 | 0 | 0 | 0 | 0 | 0 | 0 | 0 | 0 | 0 | 0 | 0 | 0 | 0 | 57.3719 | 15.7901 | 0 | 0 | 0 | 0 | 0 | 0 | 0 | 0 | 1575.1249 | 326.6552 | 0 | 0 | 0 | 0 | 0 | 0 | 0 | 0
347 | FBTS Transformer and CB Replacement | Replacement - Major Station | Major Station | TRUE | Transformers | Network | Labour - Internal | 10% | 0 | 146.9617 | 114.1128 | 131.2043 | 64.8757 | 0 | 0 | 0 | 0 | 0 | 0 | 0 | 0 | 0.66185 | 0.48008 | 0.64051 | 0 | 0 | 0 | 0 | 0 | 0 | 0 | 0 | 5.4709 | 8.9362 | 3.9865 | 0 | 0 | 0 | 0 | 0 | 0 | 0 | 146.9617 | 120.2455 | 140.6206 | 69.5028 | 0 | 0 | 0 | 0 | 0 | 0 | 0 | 0% | 83% | 17% | 0% | 0% | 0% | 0% | 0% | 0% | 0% | 100% | [10 empty] | 0 | 379.4383 | 77.7163 | 0 | 0 | 0 | 0 | 0 | 0 | 0 | 0 | 1.1419 | 0.64051 | 0 | 0 | 0 | 0 | 0 | 0 | 0 | 0 | 14.4071 | 3.9865 | 0 | 0 | 0 | 0 | 0 | 0 | 0 | 0 | 394.9873 | 82.3433 | 0 | 0 | 0 | 0 | 0 | 0 | 0 | 0
348 | FBTS Transformer and CB Replacement | Replacement - Major Station | Major Station | TRUE | Transformers | Network | Labour - External | 50% | 0 | 734.8087 | 570.5638 | 656.0214 | 324.3787 | 0 | 0 | 0 | 0 | 0 | 0 | 0 | 0 | 3.3093 | -1.7244 | -0.473 | [5 empty] | 0 | 0 | 0 | 27.3543 | 44.4013 | 19.7088 | 0 | 0 | 0 | 0 | 0 | 0 | 0 | 734.8087 | 601.2274 | 698.6983 | 343.6145 | 0 | 0 | 0 | 0 | 0 | 0 | 0 | 0% | 83% | 17% | 0% | 0% | 0% | 0% | 0% | 0% | 0% | 100% | [10 empty] | 0 | 1897.1913 | 388.5813 | 0 | 0 | 0 | 0 | 0 | 0 | 0 | 0 | 1.5848 | -0.473 | 0 | 0 | 0 | 0 | 0 | 0 | 0 | 0 | 71.7556 | 19.7088 | 0 | 0 | 0 | 0 | 0 | 0 | 0 | 0 | 1970.5317 | 407.8172 | 0 | 0 | 0 | 0 | 0 | 0 | 0 | 0
349 | FBTS Transformer and CB Replacement | Replacement - Major Station | Major Station | TRUE | Towers and Conductor | Network | Materials | 40% | 0 | 25.3281 | 19.6668 | 22.6124 | 11.181 | 0 | 0 | 0 | 0 | 0 | 0 | 0 | 0 | 0 | 0 | 0 | 0 | 0 | 0 | 0 | 0 | 0 | 0 | 0 | 0.93744 | 1.5345 | 0.68034 | 0 | 0 | 0 | 0 | 0 | 0 | 0 | 25.3281 | 20.6042 | 24.1469 | 11.8613 | 0 | 0 | 0 | 0 | 0 | 0 | 0 | 0% | 83% | 17% | 0% | 0% | 0% | 0% | 0% | 0% | 0% | 100% | [10 empty] | 0 | 65.3943 | 13.394 | 0 | 0 | 0 | 0 | 0 | 0 | 0 | 0 | 0 | 0 | 0 | 0 | 0 | 0 | 0 | 0 | 0 | 0 | 2.4719 | 0.68034 | 0 | 0 | 0 | 0 | 0 | 0 | 0 | 0 | 67.8662 | 14.0744 | 0 | 0 | 0 | 0 | 0 | 0 | 0 | 0
350 | FBTS Transformer and CB Replacement | Replacement - Major Station | Major Station | TRUE | Towers and Conductor | Network | Labour - Internal | 10% | 0 | 6.332 | 4.9167 | 5.6531 | 2.7953 | 0 | 0 | 0 | 0 | 0 | 0 | 0 | 0 | 0.028517 | 0.020685 | 0.027597 | 0 | 0 | 0 | 0 | 0 | 0 | 0 | 0 | 0.23572 | 0.38503 | 0.17176 | 0 | 0 | 0 | 0 | 0 | 0 | 0 | 6.332 | 5.1809 | 6.0588 | 2.9946 | 0 | 0 | 0 | 0 | 0 | 0 | 0 | 0% | 83% | 17% | 0% | 0% | 0% | 0% | 0% | 0% | 0% | 100% | [10 empty] | 0 | 16.3486 | 3.3485 | 0 | 0 | 0 | 0 | 0 | 0 | 0 | 0 | 0.049202 | 0.027597 | 0 | 0 | 0 | 0 | 0 | 0 | 0 | 0 | 0.62075 | 0.17176 | 0 | 0 | 0 | 0 | 0 | 0 | 0 | 0 | 17.0185 | 3.5479 | 0 | 0 | 0 | 0 | 0 | 0 | 0 | 0
351 | FBTS Transformer and CB Replacement | Replacement - Major Station | Major Station | TRUE | Towers and Conductor | Network | Labour - External | 50% | 0 | 31.6602 | 24.5835 | 28.2655 | 13.9763 | 0 | 0 | 0 | 0 | 0 | 0 | 0 | 0 | 0.14258 | -0.074299 | -0.02038 | [5 empty] | 0 | 0 | 0 | 1.1786 | 1.9131 | 0.84918 | 0 | 0 | 0 | 0 | 0 | 0 | 0 | 31.6602 | 25.9046 | 30.1043 | 14.8051 | 0 | 0 | 0 | 0 | 0 | 0 | 0 | 0% | 83% | 17% | 0% | 0% | 0% | 0% | 0% | 0% | 0% | 100% | [10 empty] | 0 | 81.7429 | 16.7425 | 0 | 0 | 0 | 0 | 0 | 0 | 0 | 0 | 0.068285 | -0.02038 | 0 | 0 | 0 | 0 | 0 | 0 | 0 | 0 | 3.0917 | 0.84918 | 0 | 0 | 0 | 0 | 0 | 0 | 0 | 0 | 84.9028 | 17.5713 | 0 | 0 | 0 | 0 | 0 | 0 | 0 | 0
352 | FBTS Transformer and CB Replacement | Replacement - Major Station | Major Station | TRUE | Establishment | Network | Materials | 40% | 0 | 202.9883 | 157.6163 | 181.2236 | 89.6085 | 0 | 0 | 0 | 0 | 0 | 0 | 0 | 0 | 0 | 0 | 0 | 0 | 0 | 0 | 0 | 0 | 0 | 0 | 0 | 7.513 | 12.298 | 5.4524 | 0 | 0 | 0 | 0 | 0 | 0 | 0 | 202.9883 | 165.1292 | 193.5216 | 95.0609 | 0 | 0 | 0 | 0 | 0 | 0 | 0 | 0% | 83% | 17% | 0% | 0% | 0% | 0% | 0% | 0% | 0% | 100% | [10 empty] | 0 | 524.0925 | 107.3442 | 0 | 0 | 0 | 0 | 0 | 0 | 0 | 0 | 0 | 0 | 0 | 0 | 0 | 0 | 0 | 0 | 0 | 0 | 19.811 | 5.4524 | 0 | 0 | 0 | 0 | 0 | 0 | 0 | 0 | 543.9035 | 112.7967 | 0 | 0 | 0 | 0 | 0 | 0 | 0 | 0
353 | FBTS Transformer and CB Replacement | Replacement - Major Station | Major Station | TRUE | Establishment | Network | Labour - Internal | 10% | 0 | 50.7471 | 39.4041 | 45.3059 | 22.4021 | 0 | 0 | 0 | 0 | 0 | 0 | 0 | 0 | 0.22854 | 0.16578 | 0.22117 | 0 | 0 | 0 | 0 | 0 | 0 | 0 | 0 | 1.8891 | 3.0858 | 1.3766 | 0 | 0 | 0 | 0 | 0 | 0 | 0 | 50.7471 | 41.5217 | 48.5574 | 23.9999 | 0 | 0 | 0 | 0 | 0 | 0 | 0 | 0% | 83% | 17% | 0% | 0% | 0% | 0% | 0% | 0% | 0% | 100% | [10 empty] | 0 | 131.0231 | 26.8361 | 0 | 0 | 0 | 0 | 0 | 0 | 0 | 0 | 0.39432 | 0.22117 | 0 | 0 | 0 | 0 | 0 | 0 | 0 | 0 | 4.9749 | 1.3766 | 0 | 0 | 0 | 0 | 0 | 0 | 0 | 0 | 136.3923 | 28.4338 | 0 | 0 | 0 | 0 | 0 | 0 | 0 | 0
354 | FBTS Transformer and CB Replacement | Replacement - Major Station | Major Station | TRUE | Establishment | Network | Labour - External | 50% | 0 | 253.7354 | 197.0203 | 226.5295 | 112.0106 | 0 | 0 | 0 | 0 | 0 | 0 | 0 | 0 | 1.1427 | -0.59546 | -0.16333 | [5 empty] | 0 | 0 | 0 | 9.4457 | 15.3321 | 6.8056 | 0 | 0 | 0 | 0 | 0 | 0 | 0 | 253.7354 | 207.6087 | 241.2662 | 118.6529 | 0 | 0 | 0 | 0 | 0 | 0 | 0 | 0% | 83% | 17% | 0% | 0% | 0% | 0% | 0% | 0% | 0% | 100% | [10 empty] | 0 | 655.1156 | 134.1803 | 0 | 0 | 0 | 0 | 0 | 0 | 0 | 0 | 0.54726 | -0.16333 | 0 | 0 | 0 | 0 | 0 | 0 | 0 | 0 | 24.7778 | 6.8056 | 0 | 0 | 0 | 0 | 0 | 0 | 0 | 0 | 680.4406 | 140.8226 | 0 | 0 | 0 | 0 | 0 | 0 | 0 | 0
355 | FBTS Transformer and CB Replacement | Replacement - Major Station | Major Station | TRUE | Communications | Network | Materials | 40% | 0 | 5.9532 | 4.6225 | 5.3149 | 2.628 | 0 | 0 | 0 | 0 | 0 | 0 | 0 | 0 | 0 | 0 | 0 | 0 | 0 | 0 | 0 | 0 | 0 | 0 | 0 | 0.22034 | 0.36067 | 0.15991 | 0 | 0 | 0 | 0 | 0 | 0 | 0 | 5.9532 | 4.8429 | 5.6756 | 2.7879 | 0 | 0 | 0 | 0 | 0 | 0 | 0 | 0% | 83% | 17% | 0% | 0% | 0% | 0% | 0% | 0% | 0% | 100% | [10 empty] | 0 | 15.3705 | 3.1482 | 0 | 0 | 0 | 0 | 0 | 0 | 0 | 0 | 0 | 0 | 0 | 0 | 0 | 0 | 0 | 0 | 0 | 0 | 0.58101 | 0.15991 | 0 | 0 | 0 | 0 | 0 | 0 | 0 | 0 | 15.9515 | 3.3081 | 0 | 0 | 0 | 0 | 0 | 0 | 0 | 0
356 | FBTS Transformer and CB Replacement | Replacement - Major Station | Major Station | TRUE | Communications | Network | Labour - Internal | 10% | 0 | 1.4883 | 1.1556 | 1.3287 | 0.65701 | 0 | 0 | 0 | 0 | 0 | 0 | 0 | 0 | 0.0067027 | 0.0048619 | 0.0064865 | 0 | 0 | 0 | 0 | 0 | 0 | 0 | 0 | 0.055404 | 0.090498 | 0.040372 | 0 | 0 | 0 | 0 | 0 | 0 | 0 | 1.4883 | 1.2177 | 1.4241 | 0.70386 | 0 | 0 | 0 | 0 | 0 | 0 | 0 | 0% | 83% | 17% | 0% | 0% | 0% | 0% | 0% | 0% | 0% | 100% | [10 empty] | 0 | 3.8426 | 0.78704 | 0 | 0 | 0 | 0 | 0 | 0 | 0 | 0 | 0.011565 | 0.0064865 | 0 | 0 | 0 | 0 | 0 | 0 | 0 | 0 | 0.1459 | 0.040372 | 0 | 0 | 0 | 0 | 0 | 0 | 0 | 0 | 4.0001 | 0.8339 | 0 | 0 | 0 | 0 | 0 | 0 | 0 | 0
357 | FBTS Transformer and CB Replacement | Replacement - Major Station | Major Station | TRUE | Communications | Network | Labour - External | 50% | 0 | 7.4415 | 5.7782 | 6.6436 | 3.285 | 0 | 0 | 0 | 0 | 0 | 0 | 0 | 0 | 0.033513 | -0.017464 | -0.0047902 | [5 empty] | 0 | 0 | 0 | 0.27702 | 0.44966 | 0.19959 | 0 | 0 | 0 | 0 | 0 | 0 | 0 | 7.4415 | 6.0887 | 7.0758 | 3.4798 | 0 | 0 | 0 | 0 | 0 | 0 | 0 | 0% | 83% | 17% | 0% | 0% | 0% | 0% | 0% | 0% | 0% | 100% | [10 empty] | 0 | 19.2131 | 3.9352 | 0 | 0 | 0 | 0 | 0 | 0 | 0 | 0 | 0.01605 | -0.0047902 | 0 | 0 | 0 | 0 | 0 | 0 | 0 | 0 | 0.72668 | 0.19959 | 0 | 0 | 0 | 0 | 0 | 0 | 0 | 0 | 19.9558 | 4.13 | 0 | 0 | 0 | 0 | 0 | 0 | 0 | 0
358 | HYTS 500kV CB Replacement | Replacement - Major Station | Major Station | TRUE | Switchgear | Network | Materials | 40% | 0 | 1985.6571 | 418.5497 | 2389.1509 | 373.5369 | 0 | 0 | 0 | 0 | 0 | 0 | 0 | 0 | 0 | 0 | 0 | 0 | 0 | 0 | 0 | 0 | 0 | 0 | 0 | 19.9507 | 162.1302 | 22.7288 | 0 | 0 | 0 | 0 | 0 | 0 | 0 | 1985.6571 | 438.5003 | 2551.2811 | 396.2657 | 0 | 0 | 0 | 0 | 0 | 0 | 0 | 0% | 100% | 0% | 0% | 0% | 0% | 0% | 0% | 0% | 0% | 100% | [10 empty] | 0 | 5166.8946 | 0 | 0 | 0 | 0 | 0 | 0 | 0 | 0 | 0 | 0 | 0 | 0 | 0 | 0 | 0 | 0 | 0 | 0 | 0 | 182.0809 | 0 | 0 | 0 | 0 | 0 | 0 | 0 | 0 | 0 | 5348.9755 | 0 | 0 | 0 | 0 | 0 | 0 | 0 | 0 | -22.7288
359 | HYTS 500kV CB Replacement | Replacement - Major Station | Major Station | TRUE | Switchgear | Network | Labour - Internal | 10% | 0 | 496.4143 | 104.6374 | 597.2877 | 93.3842 | 0 | 0 | 0 | 0 | 0 | 0 | 0 | 0 | 0.6069 | 2.1855 | 0.92197 | 0 | 0 | 0 | 0 | 0 | 0 | 0 | 0 | 5.0166 | 40.6809 | 5.7383 | 0 | 0 | 0 | 0 | 0 | 0 | 0 | 496.4143 | 110.2609 | 640.1541 | 100.0445 | 0 | 0 | 0 | 0 | 0 | 0 | 0 | 0% | 100% | 0% | 0% | 0% | 0% | 0% | 0% | 0% | 0% | 100% | [10 empty] | 0 | 1291.7237 | 0 | 0 | 0 | 0 | 0 | 0 | 0 | 0 | 0 | 2.7924 | 0 | 0 | 0 | 0 | 0 | 0 | 0 | 0 | 0 | 45.6975 | 0 | 0 | 0 | 0 | 0 | 0 | 0 | 0 | 0 | 1340.2135 | 0 | 0 | 0 | 0 | 0 | 0 | 0 | 0 | -6.6603
360 | HYTS 500kV CB Replacement | Replacement - Major Station | Major Station | TRUE | Switchgear | Network | Labour - External | 50% | 0 | 2482.0714 | 523.1871 | 2986.4386 | 466.9212 | 0 | 0 | 0 | 0 | 0 | 0 | 0 | 0 | 3.0345 | -7.8502 | -0.68086 | [5 empty] | 0 | 0 | 0 | 25.083 | 202.1301 | 28.3695 | 0 | 0 | 0 | 0 | 0 | 0 | 0 | 2482.0714 | 551.3046 | 3180.7185 | 494.6098 | 0 | 0 | 0 | 0 | 0 | 0 | 0 | 0% | 100% | 0% | 0% | 0% | 0% | 0% | 0% | 0% | 0% | 100% | [10 empty] | 0 | 6458.6183 | 0 | 0 | 0 | 0 | 0 | 0 | 0 | 0 | 0 | -4.8157 | 0 | 0 | 0 | 0 | 0 | 0 | 0 | 0 | 0 | 227.213 | 0 | 0 | 0 | 0 | 0 | 0 | 0 | 0 | 0 | 6681.0156 | 0 | 0 | 0 | 0 | 0 | 0 | 0 | 0 | -27.6887
361 | SMTS H2 Transformer Replacement Stage 1 | Replacement - Major Station | Major Station | TRUE | Transformers | Network | Materials | 40% | 0 | 329.2512 | 261.8406 | 2.307 | 0 | 0 | 0 | 0 | 0 | 0 | 0 | 0 | 0 | 0 | 0 | 0 | 0 | 0 | 0 | 0 | 0 | 0 | 0 | 0 | 12.4809 | 0.15656 | 0 | 0 | 0 | 0 | 0 | 0 | 0 | 0 | 329.2512 | 274.3215 | 2.4636 | 0 | 0 | 0 | 0 | 0 | 0 | 0 | 0 | 90% | 10% | 0% | 0% | 0% | 0% | 0% | 0% | 0% | 0% | 100% | [10 empty] | 534.0589 | 59.3399 | 0 | 0 | 0 | 0 | 0 | 0 | 0 | 0 | 0 | 0 | 0 | 0 | 0 | 0 | 0 | 0 | 0 | 0 | 12.4809 | 0.15656 | 0 | 0 | 0 | 0 | 0 | 0 | 0 | 0 | 546.5398 | 59.4964 | 0 | 0 | 0 | 0 | 0 | 0 | 0 | 0 | 0
362 | SMTS H2 Transformer Replacement Stage 1 | Replacement - Major Station | Major Station | TRUE | Transformers | Network | Labour - Internal | 10% | 0 | 82.3128 | 65.4601 | 0.57676 | 0 | 0 | 0 | 0 | 0 | 0 | 0 | 0 | 0 | 0.37967 | 0.0021104 | 0 | 0 | 0 | 0 | 0 | 0 | 0 | 0 | 0 | 3.1383 | 0.039283 | 0 | 0 | 0 | 0 | 0 | 0 | 0 | 0 | 82.3128 | 68.9781 | 0.61815 | 0 | 0 | 0 | 0 | 0 | 0 | 0 | 0 | 90% | 10% | 0% | 0% | 0% | 0% | 0% | 0% | 0% | 0% | 100% | [10 empty] | 133.5147 | 14.835 | 0 | 0 | 0 | 0 | 0 | 0 | 0 | 0 | 0.37967 | 0.0021104 | 0 | 0 | 0 | 0 | 0 | 0 | 0 | 0 | 3.1383 | 0.039283 | 0 | 0 | 0 | 0 | 0 | 0 | 0 | 0 | 137.0327 | 14.8764 | 0 | 0 | 0 | 0 | 0 | 0 | 0 | 0 | 0
363 | SMTS H2 Transformer Replacement Stage 1 | Replacement - Major Station | Major Station | TRUE | Transformers | Network | Labour - External | 50% | 0 | 411.5639 | 327.3007 | 2.8838 | 0 | 0 | 0 | 0 | 0 | 0 | 0 | 0 | 0 | 1.8983 | -0.0075804 | 0 | [5 empty] | 0 | 0 | 0 | 15.6917 | 0.19518 | 0 | 0 | 0 | 0 | 0 | 0 | 0 | 0 | 411.5639 | 344.8907 | 3.0714 | 0 | 0 | 0 | 0 | 0 | 0 | 0 | 0 | 90% | 10% | 0% | 0% | 0% | 0% | 0% | 0% | 0% | 0% | 100% | [10 empty] | 667.5736 | 74.1748 | 0 | 0 | 0 | 0 | 0 | 0 | 0 | 0 | 1.8983 | -0.0075804 | 0 | 0 | 0 | 0 | 0 | 0 | 0 | 0 | 15.6917 | 0.19518 | 0 | 0 | 0 | 0 | 0 | 0 | 0 | 0 | 685.1636 | 74.3625 | 0 | 0 | 0 | 0 | 0 | 0 | 0 | 0 | 0
364 | L1 & L2 DDTS & SMTS Disconn/E SW Repl. | Replacement - Major Station | Major Station | TRUE | Switchgear | Network | Materials | 40% | 0 | 0 | 32.0673 | 520.8599 | 610.3892 | 1135.8511 | 0 | 0 | 0 | 0 | 0 | 0 | 0 | 0 | 0 | 0 | 0 | 0 | 0 | 0 | 0 | 0 | 0 | 0 | 1.5285 | 35.3461 | 37.1406 | 61.5462 | 0 | 0 | 0 | 0 | 0 | 0 | 0 | 33.5958 | 556.206 | 647.5298 | 1197.3973 | 0 | 0 | 0 | 0 | 0 | 0 | 0% | 0% | 50% | 50% | 0% | 0% | 0% | 0% | 0% | 0% | 100% | [10 empty] | 0 | 0 | 1149.5837 | 1149.5837 | 0 | 0 | 0 | 0 | 0 | 0 | 0 | 0 | 0 | 0 | 0 | 0 | 0 | 0 | 0 | 0 | 0 | 0 | 74.0152 | 61.5462 | 0 | 0 | 0 | 0 | 0 | 0 | 0 | 0 | 1223.599 | 1211.13 | 0 | 0 | 0 | 0 | 0 | 0 | 0
365 | L1 & L2 DDTS & SMTS Disconn/E SW Repl. | Replacement - Major Station | Major Station | TRUE | Switchgear | Network | Labour - Internal | 10% | 0 | 0 | 8.0168 | 130.215 | 152.5973 | 283.9628 | 0 | 0 | 0 | 0 | 0 | 0 | 0 | 0.046498 | 0.47646 | 1.5066 | 4.2935 | 0 | 0 | 0 | 0 | 0 | 0 | 0 | 0.38435 | 8.8689 | 9.3768 | 15.6192 | 0 | 0 | 0 | 0 | 0 | 0 | 0 | 8.4477 | 139.5603 | 163.4807 | 303.8755 | 0 | 0 | 0 | 0 | 0 | 0 | 0% | 0% | 50% | 50% | 0% | 0% | 0% | 0% | 0% | 0% | 100% | [10 empty] | 0 | 0 | 287.3959 | 287.3959 | 0 | 0 | 0 | 0 | 0 | 0 | 0 | 0 | 2.0295 | 4.2935 | 0 | 0 | 0 | 0 | 0 | 0 | 0 | 0 | 18.63 | 15.6192 | 0 | 0 | 0 | 0 | 0 | 0 | 0 | 0 | 308.0555 | 307.3087 | 0 | 0 | 0 | 0 | 0 | 0 | 0
366 | L1 & L2 DDTS & SMTS Disconn/E SW Repl. | Replacement - Major Station | Major Station | TRUE | Switchgear | Network | Labour - External | 50% | 0 | 0 | 40.0841 | 651.0749 | 762.9865 | 1419.8139 | 0 | 0 | 0 | 0 | 0 | 0 | 0 | 0.23249 | -1.7114 | -1.1126 | [5 empty] | 0 | 0 | 0 | 1.9217 | 44.0665 | 46.3581 | 76.9328 | 0 | 0 | 0 | 0 | 0 | 0 | 0 | 42.2383 | 693.4299 | 808.232 | 1496.7466 | 0 | 0 | 0 | 0 | 0 | 0 | 0% | 0% | 50% | 50% | 0% | 0% | 0% | 0% | 0% | 0% | 100% | [10 empty] | 0 | 0 | 1436.9797 | 1436.9797 | 0 | 0 | 0 | 0 | 0 | 0 | 0 | 0 | -2.5915 | 0 | 0 | 0 | 0 | 0 | 0 | 0 | 0 | 0 | 92.3463 | 76.9328 | 0 | 0 | 0 | 0 | 0 | 0 | 0 | 0 | 1526.7344 | 1513.9125 | 0 | 0 | 0 | 0 | 0 | 0 | 0
367 | GNTS 66 kV CB Replacement | Replacement - Major Station | Major Station | TRUE | Switchgear | Network | Materials | 40% | 0 | 0 | 0 | 0 | 0 | 0 | 137.9808 | 620.9138 | 620.9138 | 0 | 0 | 0 | 0 | 0 | 0 | 0 | 0 | 0 | 0 | 0 | 0 | 0 | 0 | 0 | 0 | 0 | 0 | 0 | 7.6773 | 33.6683 | 43.5494 | 0 | 0 | 0 | 0 | 0 | 0 | 0 | 0 | 145.6582 | 654.582 | 664.4632 | 0 | 0 | 0 | 0% | 0% | 0% | 0% | 0% | 50% | 50% | 0% | 0% | 0% | 100% | [10 empty] | 0 | 0 | 0 | 0 | 0 | 689.9042 | 689.9042 | 0 | 0 | 0 | 0 | 0 | 0 | 0 | 0 | 0 | 0 | 0 | 0 | 0 | 0 | 0 | 0 | 0 | 0 | 41.3456 | 43.5494 | 0 | 0 | 0 | 0 | 0 | 0 | 0 | 0 | 731.2498 | 733.4536 | 0 | 0 | 0 | 0
368 | GNTS 66 kV CB Replacement | Replacement - Major Station | Major Station | TRUE | Switchgear | Network | Labour - Internal | 10% | 0 | 0 | 0 | 0 | 0 | 0 | 34.4952 | 155.2284 | 155.2284 | 0 | 0 | 0 | 0 | 0 | 0 | 0 | 0 | 0.69694 | 4.3711 | 6.128 | 0 | 0 | 0 | 0 | 0 | 0 | 0 | 0 | 1.9581 | 8.6541 | 11.3172 | 0 | 0 | 0 | 0 | 0 | 0 | 0 | 0 | 37.1503 | 168.2536 | 172.6736 | 0 | 0 | 0 | 0% | 0% | 0% | 0% | 0% | 50% | 50% | 0% | 0% | 0% | 100% | [10 empty] | 0 | 0 | 0 | 0 | 0 | 172.476 | 172.476 | 0 | 0 | 0 | 0 | 0 | 0 | 0 | 0 | 5.068 | 6.128 | 0 | 0 | 0 | 0 | 0 | 0 | 0 | 0 | 10.6122 | 11.3172 | 0 | 0 | 0 | 0 | 0 | 0 | 0 | 0 | 188.1563 | 189.9212 | 0 | 0 | 0 | 0
369 | GNTS 66 kV CB Replacement | Replacement - Major Station | Major Station | TRUE | Switchgear | Network | Labour - External | 50% | 0 | 0 | 0 | 0 | 0 | 0 | 172.476 | 776.1422 | 776.1422 | 0 | 0 | 0 | 0 | 0 | 0 | 0 | [5 empty] | 0 | 0 | 0 | 0 | 0 | 0 | 0 | 9.5967 | 42.0853 | 54.4368 | 0 | 0 | 0 | 0 | 0 | 0 | 0 | 0 | 182.0727 | 818.2276 | 830.579 | 0 | 0 | 0 | 0% | 0% | 0% | 0% | 0% | 50% | 50% | 0% | 0% | 0% | 100% | [10 empty] | 0 | 0 | 0 | 0 | 0 | 862.3802 | 862.3802 | 0 | 0 | 0 | 0 | 0 | 0 | 0 | 0 | 0 | 0 | 0 | 0 | 0 | 0 | 0 | 0 | 0 | 0 | 51.682 | 54.4368 | 0 | 0 | 0 | 0 | 0 | 0 | 0 | 0 | 914.0622 | 916.817 | 0 | 0 | 0 | 0
370 | HOTS 66kV Circuit Breaker Replacement | Replacement - Major Station | Major Station | TRUE | Switchgear | Network | Materials | 40% | 0 | 0 | 0 | 0 | 0 | 0 | 0 | 137.9808 | 620.9138 | 620.9138 | 0 | 0 | 0 | 0 | 0 | 0 | 0 | 0 | 0 | 0 | 0 | 0 | 0 | 0 | 0 | 0 | 0 | 0 | 0 | 7.4818 | 43.5494 | 58.2475 | 0 | 0 | 0 | 0 | 0 | 0 | 0 | 0 | 145.4627 | 664.4632 | 679.1612 | 0 | 0 | 0% | 0% | 0% | 0% | 0% | 0% | 50% | 50% | 0% | 0% | 100% | [10 empty] | 0 | 0 | 0 | 0 | 0 | 0 | 689.9042 | 689.9042 | 0 | 0 | 0 | 0 | 0 | 0 | 0 | 0 | 0 | 0 | 0 | 0 | 0 | 0 | 0 | 0 | 0 | 0 | 51.0313 | 58.2475 | 0 | 0 | 0 | 0 | 0 | 0 | 0 | 0 | 740.9355 | 748.1517 | 0 | 0 | 0
371 | HOTS 66kV Circuit Breaker Replacement | Replacement - Major Station | Major Station | TRUE | Switchgear | Network | Labour - Internal | 10% | 0 | 0 | 0 | 0 | 0 | 0 | 0 | 34.4952 | 155.2284 | 155.2284 | 0 | 0 | 0 | 0 | 0 | 0 | 0 | 0 | 0.97135 | 6.128 | 7.9043 | 0 | 0 | 0 | 0 | 0 | 0 | 0 | 0 | 1.9231 | 11.3172 | 15.3034 | 0 | 0 | 0 | 0 | 0 | 0 | 0 | 0 | 37.3897 | 172.6736 | 178.4361 | 0 | 0 | 0% | 0% | 0% | 0% | 0% | 0% | 50% | 50% | 0% | 0% | 100% | [10 empty] | 0 | 0 | 0 | 0 | 0 | 0 | 172.476 | 172.476 | 0 | 0 | 0 | 0 | 0 | 0 | 0 | 0 | 7.0994 | 7.9043 | 0 | 0 | 0 | 0 | 0 | 0 | 0 | 0 | 13.2403 | 15.3034 | 0 | 0 | 0 | 0 | 0 | 0 | 0 | 0 | 192.8157 | 195.6837 | 0 | 0 | 0
372 | HOTS 66kV Circuit Breaker Replacement | Replacement - Major Station | Major Station | TRUE | Switchgear | Network | Labour - External | 50% | 0 | 0 | 0 | 0 | 0 | 0 | 0 | 172.476 | 776.1422 | 776.1422 | 0 | 0 | 0 | 0 | 0 | 0 | [5 empty] | 0 | 0 | 0 | 0 | 0 | 0 | 0 | 0 | 9.3523 | 54.4368 | 72.8093 | 0 | 0 | 0 | 0 | 0 | 0 | 0 | 0 | 181.8283 | 830.579 | 848.9516 | 0 | 0 | 0% | 0% | 0% | 0% | 0% | 0% | 50% | 50% | 0% | 0% | 100% | [10 empty] | 0 | 0 | 0 | 0 | 0 | 0 | 862.3802 | 862.3802 | 0 | 0 | 0 | 0 | 0 | 0 | 0 | 0 | 0 | 0 | 0 | 0 | 0 | 0 | 0 | 0 | 0 | 0 | 63.7891 | 72.8093 | 0 | 0 | 0 | 0 | 0 | 0 | 0 | 0 | 926.1693 | 935.1896 | 0 | 0 | 0
373 | FTS 66kV Circuit Breaker Replacement | Replacement - Major Station | Major Station | TRUE | Switchgear | Network | Materials | 40% | 0 | 0 | 0 | 0 | 0 | 0 | 0 | 0 | 193.1732 | 869.2793 | 869.2793 | 0 | 0 | 0 | 0 | 0 | 0 | 0 | 0 | 0 | 0 | 0 | 0 | 0 | 0 | 0 | 0 | 0 | 0 | 0 | 13.5487 | 81.5465 | 54.8049 | 0 | 0 | 0 | 0 | 0 | 0 | 0 | 0 | 206.7219 | 950.8257 | 924.0842 | 0 | 0% | 0% | 0% | 0% | 0% | 0% | 0% | 50% | 50% | 0% | 100% | [10 empty] | 0 | 0 | 0 | 0 | 0 | 0 | 0 | 965.8659 | 965.8659 | 0 | 0 | 0 | 0 | 0 | 0 | 0 | 0 | 0 | 0 | 0 | 0 | 0 | 0 | 0 | 0 | 0 | 0 | 95.0952 | 54.8049 | 0 | 0 | 0 | 0 | 0 | 0 | 0 | 0 | 1060.9611 | 1020.6708 | 0 | 0
374 | FTS 66kV Circuit Breaker Replacement | Replacement - Major Station | Major Station | TRUE | Switchgear | Network | Labour - Internal | 10% | 0 | 0 | 0 | 0 | 0 | 0 | 0 | 0 | 48.2933 | 217.3198 | 217.3198 | 0 | 0 | 0 | 0 | 0 | 0 | 0 | 0 | 1.9065 | 11.066 | 13.5802 | 0 | 0 | 0 | 0 | 0 | 0 | 0 | 0 | 3.5209 | 21.4247 | 14.5574 | 0 | 0 | 0 | 0 | 0 | 0 | 0 | 0 | 53.7207 | 249.8105 | 245.4574 | 0 | 0% | 0% | 0% | 0% | 0% | 0% | 0% | 50% | 50% | 0% | 100% | [10 empty] | 0 | 0 | 0 | 0 | 0 | 0 | 0 | 241.4665 | 241.4665 | 0 | 0 | 0 | 0 | 0 | 0 | 0 | 0 | 12.9725 | 13.5802 | 0 | 0 | 0 | 0 | 0 | 0 | 0 | 0 | 24.9456 | 14.5574 | 0 | 0 | 0 | 0 | 0 | 0 | 0 | 0 | 279.3846 | 269.6041 | 0 | 0
375 | FTS 66kV Circuit Breaker Replacement | Replacement - Major Station | Major Station | TRUE | Switchgear | Network | Labour - External | 50% | 0 | 0 | 0 | 0 | 0 | 0 | 0 | 0 | 241.4665 | 1086.5991 | 1086.5991 | 0 | 0 | 0 | 0 | 0 | [5 empty] | 62.1002 | 0 | 0 | 0 | 0 | 0 | 0 | 0 | 0 | 16.9359 | 101.9331 | 72.4213 | 0 | 0 | 0 | 0 | 0 | 0 | 0 | 0 | 258.4024 | 1188.5322 | 1221.1206 | 0 | 0% | 0% | 0% | 0% | 0% | 0% | 0% | 50% | 50% | 0% | 100% | [10 empty] | 0 | 0 | 0 | 0 | 0 | 0 | 0 | 1207.3323 | 1207.3323 | 0 | 0 | 0 | 0 | 0 | 0 | 0 | 0 | 0 | 31.0501 | 0 | 0 | 0 | 0 | 0 | 0 | 0 | 0 | 118.869 | 72.4213 | 0 | 0 | 0 | 0 | 0 | 0 | 0 | 0 | 1326.2013 | 1310.8038 | 0 | -31.0501
376 | BETS Replace RTU, Prot and Control | Replacement - Major Station | Major Station | TRUE | Secondary | Network | Materials | 40% | 0 | 0 | 0 | 0 | 0 | 0 | 0 | 0 | 0 | 0 | 0 | 0 | 0 | 0 | 0 | 0 | 0 | 0 | 0 | 0 | 0 | 0 | 0 | 0 | 0 | 0 | 0 | 0 | 0 | 0 | 0 | 0 | 0 | 0 | 0 | 0 | 0 | 0 | 0 | 0 | 0 | 0 | 0 | 0 | 0 | 0% | 0% | 0% | 0% | 0% | 0% | 0% | 0% | 0% | 0% | 0% | [10 empty] | 0 | 0 | 0 | 0 | 0 | 0 | 0 | 0 | 0 | 0 | 0 | 0 | 0 | 0 | 0 | 0 | 0 | 0 | 0 | 0 | 0 | 0 | 0 | 0 | 0 | 0 | 0 | 0 | 0 | 0 | 0 | 0 | 0 | 0 | 0 | 0 | 0 | 0 | 0 | 0 | 0
377 | BETS Replace RTU, Prot and Control | Replacement - Major Station | Major Station | TRUE | Secondary | Network | Labour - Internal | 10% | 0 | 0 | 0 | 0 | 0 | 0 | 0 | 0 | 0 | 0 | 0 | 0 | 0 | 0 | 0 | 0 | 0 | 0 | 0 | 0 | 0 | 0 | 0 | 0 | 0 | 0 | 0 | 0 | 0 | 0 | 0 | 0 | 0 | 0 | 0 | 0 | 0 | 0 | 0 | 0 | 0 | 0 | 0 | 0 | 0 | 0% | 0% | 0% | 0% | 0% | 0% | 0% | 0% | 0% | 0% | 0% | [10 empty] | 0 | 0 | 0 | 0 | 0 | 0 | 0 | 0 | 0 | 0 | 0 | 0 | 0 | 0 | 0 | 0 | 0 | 0 | 0 | 0 | 0 | 0 | 0 | 0 | 0 | 0 | 0 | 0 | 0 | 0 | 0 | 0 | 0 | 0 | 0 | 0 | 0 | 0 | 0 | 0 | 0
378 | BETS Replace RTU, Prot and Control | Replacement - Major Station | Major Station | TRUE | Secondary | Network | Labour - External | 50% | 0 | 0 | 0 | 0 | 0 | 0 | 0 | 0 | 0 | 0 | 0 | 0 | 0 | 0 | 0 | 0 | [5 empty] | 0 | 0 | 0 | 0 | 0 | 0 | 0 | 0 | 0 | 0 | 0 | 0 | 0 | 0 | 0 | 0 | 0 | 0 | 0 | 0 | 0 | 0 | 0 | 0 | 0% | 0% | 0% | 0% | 0% | 0% | 0% | 0% | 0% | 0% | 0% | [10 empty] | 0 | 0 | 0 | 0 | 0 | 0 | 0 | 0 | 0 | 0 | 0 | 0 | 0 | 0 | 0 | 0 | 0 | 0 | 0 | 0 | 0 | 0 | 0 | 0 | 0 | 0 | 0 | 0 | 0 | 0 | 0 | 0 | 0 | 0 | 0 | 0 | 0 | 0 | 0 | 0 | 0
379 | REFCL T2 ZS WORK - WOTS (Tx Component) | Security and Compliance | Stations | TRUE | Secondary | Network | Materials | 40% | 0 | 0 | 0 | 0 | 0 | 0 | 0 | 0 | 0 | 0 | 0 | 0 | 0 | 0 | 0 | 0 | 0 | 0 | 0 | 0 | 0 | 0 | 0 | 0 | 0 | 0 | 0 | 0 | 0 | 0 | 0 | 0 | 0 | 0 | 0 | 0 | 0 | 0 | 0 | 0 | 0 | 0 | 0 | 0 | 0 | 0% | 0% | 0% | 0% | 0% | 0% | 0% | 0% | 0% | 0% | 0% | [10 empty] | 0 | 0 | 0 | 0 | 0 | 0 | 0 | 0 | 0 | 0 | 0 | 0 | 0 | 0 | 0 | 0 | 0 | 0 | 0 | 0 | 0 | 0 | 0 | 0 | 0 | 0 | 0 | 0 | 0 | 0 | 0 | 0 | 0 | 0 | 0 | 0 | 0 | 0 | 0 | 0 | 0
380 | REFCL T2 ZS WORK - WOTS (Tx Component) | Security and Compliance | Stations | TRUE | Secondary | Network | Labour - Internal | 10% | 0 | 0 | 0 | 0 | 0 | 0 | 0 | 0 | 0 | 0 | 0 | 0 | 0 | 0 | 0 | 0 | 0 | 0 | 0 | 0 | 0 | 0 | 0 | 0 | 0 | 0 | 0 | 0 | 0 | 0 | 0 | 0 | 0 | 0 | 0 | 0 | 0 | 0 | 0 | 0 | 0 | 0 | 0 | 0 | 0 | 0% | 0% | 0% | 0% | 0% | 0% | 0% | 0% | 0% | 0% | 0% | [10 empty] | 0 | 0 | 0 | 0 | 0 | 0 | 0 | 0 | 0 | 0 | 0 | 0 | 0 | 0 | 0 | 0 | 0 | 0 | 0 | 0 | 0 | 0 | 0 | 0 | 0 | 0 | 0 | 0 | 0 | 0 | 0 | 0 | 0 | 0 | 0 | 0 | 0 | 0 | 0 | 0 | 0
381 | REFCL T2 ZS WORK - WOTS (Tx Component) | Security and Compliance | Stations | TRUE | Secondary | Network | Labour - External | 50% | 0 | 0 | 0 | 0 | 0 | 0 | 0 | 0 | 0 | 0 | 0 | 0 | 0 | 0 | 0 | 0 | [5 empty] | 0 | 0 | 0 | 0 | 0 | 0 | 0 | 0 | 0 | 0 | 0 | 0 | 0 | 0 | 0 | 0 | 0 | 0 | 0 | 0 | 0 | 0 | 0 | 0 | 0% | 0% | 0% | 0% | 0% | 0% | 0% | 0% | 0% | 0% | 0% | [10 empty] | 0 | 0 | 0 | 0 | 0 | 0 | 0 | 0 | 0 | 0 | 0 | 0 | 0 | 0 | 0 | 0 | 0 | 0 | 0 | 0 | 0 | 0 | 0 | 0 | 0 | 0 | 0 | 0 | 0 | 0 | 0 | 0 | 0 | 0 | 0 | 0 | 0 | 0 | 0 | 0 | 0
382 | REFCL T2 ZS WORK - WOTS (Tx Component) | Security and Compliance | Stations | TRUE | Switchgear | Network | Materials | 40% | 0 | 0 | 0 | 0 | 0 | 0 | 0 | 0 | 0 | 0 | 0 | 0 | 0 | 0 | 0 | 0 | 0 | 0 | 0 | 0 | 0 | 0 | 0 | 0 | 0 | 0 | 0 | 0 | 0 | 0 | 0 | 0 | 0 | 0 | 0 | 0 | 0 | 0 | 0 | 0 | 0 | 0 | 0 | 0 | 0 | 0% | 0% | 0% | 0% | 0% | 0% | 0% | 0% | 0% | 0% | 0% | [10 empty] | 0 | 0 | 0 | 0 | 0 | 0 | 0 | 0 | 0 | 0 | 0 | 0 | 0 | 0 | 0 | 0 | 0 | 0 | 0 | 0 | 0 | 0 | 0 | 0 | 0 | 0 | 0 | 0 | 0 | 0 | 0 | 0 | 0 | 0 | 0 | 0 | 0 | 0 | 0 | 0 | 0
383 | REFCL T2 ZS WORK - WOTS (Tx Component) | Security and Compliance | Stations | TRUE | Switchgear | Network | Labour - Internal | 10% | 0 | 0 | 0 | 0 | 0 | 0 | 0 | 0 | 0 | 0 | 0 | 0 | 0 | 0 | 0 | 0 | 0 | 0 | 0 | 0 | 0 | 0 | 0 | 0 | 0 | 0 | 0 | 0 | 0 | 0 | 0 | 0 | 0 | 0 | 0 | 0 | 0 | 0 | 0 | 0 | 0 | 0 | 0 | 0 | 0 | 0% | 0% | 0% | 0% | 0% | 0% | 0% | 0% | 0% | 0% | 0% | [10 empty] | 0 | 0 | 0 | 0 | 0 | 0 | 0 | 0 | 0 | 0 | 0 | 0 | 0 | 0 | 0 | 0 | 0 | 0 | 0 | 0 | 0 | 0 | 0 | 0 | 0 | 0 | 0 | 0 | 0 | 0 | 0 | 0 | 0 | 0 | 0 | 0 | 0 | 0 | 0 | 0 | 0
384 | REFCL T2 ZS WORK - WOTS (Tx Component) | Security and Compliance | Stations | TRUE | Switchgear | Network | Labour - External | 50% | 0 | 0 | 0 | 0 | 0 | 0 | 0 | 0 | 0 | 0 | 0 | 0 | 0 | 0 | 0 | 0 | [5 empty] | 0 | 0 | 0 | 0 | 0 | 0 | 0 | 0 | 0 | 0 | 0 | 0 | 0 | 0 | 0 | 0 | 0 | 0 | 0 | 0 | 0 | 0 | 0 | 0 | 0% | 0% | 0% | 0% | 0% | 0% | 0% | 0% | 0% | 0% | 0% | [10 empty] | 0 | 0 | 0 | 0 | 0 | 0 | 0 | 0 | 0 | 0 | 0 | 0 | 0 | 0 | 0 | 0 | 0 | 0 | 0 | 0 | 0 | 0 | 0 | 0 | 0 | 0 | 0 | 0 | 0 | 0 | 0 | 0 | 0 | 0 | 0 | 0 | 0 | 0 | 0 | 0 | 0
385 | REFCL T2 ZS WORK - WOTS (Tx Component) | Security and Compliance | Stations | TRUE | Transformers | Network | Materials | 40% | 0 | 0 | 0 | 0 | 0 | 0 | 0 | 0 | 0 | 0 | 0 | 0 | 0 | 0 | 0 | 0 | 0 | 0 | 0 | 0 | 0 | 0 | 0 | 0 | 0 | 0 | 0 | 0 | 0 | 0 | 0 | 0 | 0 | 0 | 0 | 0 | 0 | 0 | 0 | 0 | 0 | 0 | 0 | 0 | 0 | 0% | 0% | 0% | 0% | 0% | 0% | 0% | 0% | 0% | 0% | 0% | [10 empty] | 0 | 0 | 0 | 0 | 0 | 0 | 0 | 0 | 0 | 0 | 0 | 0 | 0 | 0 | 0 | 0 | 0 | 0 | 0 | 0 | 0 | 0 | 0 | 0 | 0 | 0 | 0 | 0 | 0 | 0 | 0 | 0 | 0 | 0 | 0 | 0 | 0 | 0 | 0 | 0 | 0
386 | REFCL T2 ZS WORK - WOTS (Tx Component) | Security and Compliance | Stations | TRUE | Transformers | Network | Labour - Internal | 10% | 0 | 0 | 0 | 0 | 0 | 0 | 0 | 0 | 0 | 0 | 0 | 0 | 0 | 0 | 0 | 0 | 0 | 0 | 0 | 0 | 0 | 0 | 0 | 0 | 0 | 0 | 0 | 0 | 0 | 0 | 0 | 0 | 0 | 0 | 0 | 0 | 0 | 0 | 0 | 0 | 0 | 0 | 0 | 0 | 0 | 0% | 0% | 0% | 0% | 0% | 0% | 0% | 0% | 0% | 0% | 0% | [10 empty] | 0 | 0 | 0 | 0 | 0 | 0 | 0 | 0 | 0 | 0 | 0 | 0 | 0 | 0 | 0 | 0 | 0 | 0 | 0 | 0 | 0 | 0 | 0 | 0 | 0 | 0 | 0 | 0 | 0 | 0 | 0 | 0 | 0 | 0 | 0 | 0 | 0 | 0 | 0 | 0 | 0
387 | REFCL T2 ZS WORK - WOTS (Tx Component) | Security and Compliance | Stations | TRUE | Transformers | Network | Labour - External | 50% | 0 | 0 | 0 | 0 | 0 | 0 | 0 | 0 | 0 | 0 | 0 | 0 | 0 | 0 | 0 | 0 | [5 empty] | 0 | 0 | 0 | 0 | 0 | 0 | 0 | 0 | 0 | 0 | 0 | 0 | 0 | 0 | 0 | 0 | 0 | 0 | 0 | 0 | 0 | 0 | 0 | 0 | 0% | 0% | 0% | 0% | 0% | 0% | 0% | 0% | 0% | 0% | 0% | [10 empty] | 0 | 0 | 0 | 0 | 0 | 0 | 0 | 0 | 0 | 0 | 0 | 0 | 0 | 0 | 0 | 0 | 0 | 0 | 0 | 0 | 0 | 0 | 0 | 0 | 0 | 0 | 0 | 0 | 0 | 0 | 0 | 0 | 0 | 0 | 0 | 0 | 0 | 0 | 0 | 0 | 0
388 | REFCL T2 ZS WORK - WOTS (Tx Component) | Security and Compliance | Stations | TRUE | Towers and Conductor | Network | Materials | 40% | 0 | 0 | 0 | 0 | 0 | 0 | 0 | 0 | 0 | 0 | 0 | 0 | 0 | 0 | 0 | 0 | 0 | 0 | 0 | 0 | 0 | 0 | 0 | 0 | 0 | 0 | 0 | 0 | 0 | 0 | 0 | 0 | 0 | 0 | 0 | 0 | 0 | 0 | 0 | 0 | 0 | 0 | 0 | 0 | 0 | 0% | 0% | 0% | 0% | 0% | 0% | 0% | 0% | 0% | 0% | 0% | [10 empty] | 0 | 0 | 0 | 0 | 0 | 0 | 0 | 0 | 0 | 0 | 0 | 0 | 0 | 0 | 0 | 0 | 0 | 0 | 0 | 0 | 0 | 0 | 0 | 0 | 0 | 0 | 0 | 0 | 0 | 0 | 0 | 0 | 0 | 0 | 0 | 0 | 0 | 0 | 0 | 0 | 0
389 | REFCL T2 ZS WORK - WOTS (Tx Component) | Security and Compliance | Stations | TRUE | Towers and Conductor | Network | Labour - Internal | 10% | 0 | 0 | 0 | 0 | 0 | 0 | 0 | 0 | 0 | 0 | 0 | 0 | 0 | 0 | 0 | 0 | 0 | 0 | 0 | 0 | 0 | 0 | 0 | 0 | 0 | 0 | 0 | 0 | 0 | 0 | 0 | 0 | 0 | 0 | 0 | 0 | 0 | 0 | 0 | 0 | 0 | 0 | 0 | 0 | 0 | 0% | 0% | 0% | 0% | 0% | 0% | 0% | 0% | 0% | 0% | 0% | [10 empty] | 0 | 0 | 0 | 0 | 0 | 0 | 0 | 0 | 0 | 0 | 0 | 0 | 0 | 0 | 0 | 0 | 0 | 0 | 0 | 0 | 0 | 0 | 0 | 0 | 0 | 0 | 0 | 0 | 0 | 0 | 0 | 0 | 0 | 0 | 0 | 0 | 0 | 0 | 0 | 0 | 0
390 | REFCL T2 ZS WORK - WOTS (Tx Component) | Security and Compliance | Stations | TRUE | Towers and Conductor | Network | Labour - External | 50% | 0 | 0 | 0 | 0 | 0 | 0 | 0 | 0 | 0 | 0 | 0 | 0 | 0 | 0 | 0 | 0 | [5 empty] | 0 | 0 | 0 | 0 | 0 | 0 | 0 | 0 | 0 | 0 | 0 | 0 | 0 | 0 | 0 | 0 | 0 | 0 | 0 | 0 | 0 | 0 | 0 | 0 | 0% | 0% | 0% | 0% | 0% | 0% | 0% | 0% | 0% | 0% | 0% | [10 empty] | 0 | 0 | 0 | 0 | 0 | 0 | 0 | 0 | 0 | 0 | 0 | 0 | 0 | 0 | 0 | 0 | 0 | 0 | 0 | 0 | 0 | 0 | 0 | 0 | 0 | 0 | 0 | 0 | 0 | 0 | 0 | 0 | 0 | 0 | 0 | 0 | 0 | 0 | 0 | 0 | 0
391 | REFCL T2 ZS WORK - WOTS (Tx Component) | Security and Compliance | Stations | TRUE | Establishment | Network | Materials | 40% | 0 | 0 | 0 | 0 | 0 | 0 | 0 | 0 | 0 | 0 | 0 | 0 | 0 | 0 | 0 | 0 | 0 | 0 | 0 | 0 | 0 | 0 | 0 | 0 | 0 | 0 | 0 | 0 | 0 | 0 | 0 | 0 | 0 | 0 | 0 | 0 | 0 | 0 | 0 | 0 | 0 | 0 | 0 | 0 | 0 | 0% | 0% | 0% | 0% | 0% | 0% | 0% | 0% | 0% | 0% | 0% | [10 empty] | 0 | 0 | 0 | 0 | 0 | 0 | 0 | 0 | 0 | 0 | 0 | 0 | 0 | 0 | 0 | 0 | 0 | 0 | 0 | 0 | 0 | 0 | 0 | 0 | 0 | 0 | 0 | 0 | 0 | 0 | 0 | 0 | 0 | 0 | 0 | 0 | 0 | 0 | 0 | 0 | 0
392 | REFCL T2 ZS WORK - WOTS (Tx Component) | Security and Compliance | Stations | TRUE | Establishment | Network | Labour - Internal | 10% | 0 | 0 | 0 | 0 | 0 | 0 | 0 | 0 | 0 | 0 | 0 | 0 | 0 | 0 | 0 | 0 | 0 | 0 | 0 | 0 | 0 | 0 | 0 | 0 | 0 | 0 | 0 | 0 | 0 | 0 | 0 | 0 | 0 | 0 | 0 | 0 | 0 | 0 | 0 | 0 | 0 | 0 | 0 | 0 | 0 | 0% | 0% | 0% | 0% | 0% | 0% | 0% | 0% | 0% | 0% | 0% | [10 empty] | 0 | 0 | 0 | 0 | 0 | 0 | 0 | 0 | 0 | 0 | 0 | 0 | 0 | 0 | 0 | 0 | 0 | 0 | 0 | 0 | 0 | 0 | 0 | 0 | 0 | 0 | 0 | 0 | 0 | 0 | 0 | 0 | 0 | 0 | 0 | 0 | 0 | 0 | 0 | 0 | 0
393 | REFCL T2 ZS WORK - WOTS (Tx Component) | Security and Compliance | Stations | TRUE | Establishment | Network | Labour - External | 50% | 0 | 0 | 0 | 0 | 0 | 0 | 0 | 0 | 0 | 0 | 0 | 0 | 0 | 0 | 0 | 0 | [5 empty] | 0 | 0 | 0 | 0 | 0 | 0 | 0 | 0 | 0 | 0 | 0 | 0 | 0 | 0 | 0 | 0 | 0 | 0 | 0 | 0 | 0 | 0 | 0 | 0 | 0% | 0% | 0% | 0% | 0% | 0% | 0% | 0% | 0% | 0% | 0% | [10 empty] | 0 | 0 | 0 | 0 | 0 | 0 | 0 | 0 | 0 | 0 | 0 | 0 | 0 | 0 | 0 | 0 | 0 | 0 | 0 | 0 | 0 | 0 | 0 | 0 | 0 | 0 | 0 | 0 | 0 | 0 | 0 | 0 | 0 | 0 | 0 | 0 | 0 | 0 | 0 | 0 | 0
394 | Other station transformer replacement | Replacement - Major Station | Major Station | FALSE | Transformers | Network | Materials | 40% | 0 | 0 | 0 | 0 | 0 | 0 | 0 | 0 | 0 | 0 | 0 | 0 | 0 | 0 | 0 | 0 | 0 | 0 | 0 | 0 | 0 | 0 | 0 | 0 | 0 | 0 | 0 | 0 | 0 | 0 | 0 | 0 | 0 | 0 | 0 | 0 | 0 | 0 | 0 | 0 | 0 | 0 | 0 | 0 | 0 | 0% | 0% | 0% | 0% | 0% | 0% | 0% | 0% | 0% | 0% | 0% | x | x | x | x | x | x | x | x | x | x | 0 | 0 | 0 | 0 | 0 | 0 | 0 | 0 | 0 | 0 | 0 | 0 | 0 | 0 | 0 | 0 | 0 | 0 | 0 | 0 | 0 | 0 | 0 | 0 | 0 | 0 | 0 | 0 | 0 | 0 | 0 | 0 | 0 | 0 | 0 | 0 | 0 | 0 | 0 | 0 | 0
395 | Other station transformer replacement | Replacement - Major Station | Major Station | FALSE | Transformers | Network | Labour - Internal | 10% | 0 | 0 | 0 | 0 | 0 | 0 | 0 | 0 | 0 | 0 | 0 | 0 | 0 | 0 | 0 | 0 | 0 | 0 | 0 | 0 | 0 | 0 | 0 | 0 | 0 | 0 | 0 | 0 | 0 | 0 | 0 | 0 | 0 | 0 | 0 | 0 | 0 | 0 | 0 | 0 | 0 | 0 | 0 | 0 | 0 | 0% | 0% | 0% | 0% | 0% | 0% | 0% | 0% | 0% | 0% | 0% | x | x | x | x | x | x | x | x | x | x | 0 | 0 | 0 | 0 | 0 | 0 | 0 | 0 | 0 | 0 | 0 | 0 | 0 | 0 | 0 | 0 | 0 | 0 | 0 | 0 | 0 | 0 | 0 | 0 | 0 | 0 | 0 | 0 | 0 | 0 | 0 | 0 | 0 | 0 | 0 | 0 | 0 | 0 | 0 | 0 | 0
396 | Other station transformer replacement | Replacement - Major Station | Major Station | FALSE | Transformers | Network | Labour - External | 50% | 0 | 0 | 0 | 0 | 0 | 0 | 0 | 0 | 0 | 0 | 0 | 0 | 0 | 0 | 0 | 0 | [5 empty] | 0 | 0 | 0 | 0 | 0 | 0 | 0 | 0 | 0 | 0 | 0 | 0 | 0 | 0 | 0 | 0 | 0 | 0 | 0 | 0 | 0 | 0 | 0 | 0 | 0% | 0% | 0% | 0% | 0% | 0% | 0% | 0% | 0% | 0% | 0% | x | x | x | x | x | x | x | x | x | x | 0 | 0 | 0 | 0 | 0 | 0 | 0 | 0 | 0 | 0 | 0 | 0 | 0 | 0 | 0 | 0 | 0 | 0 | 0 | 0 | 0 | 0 | 0 | 0 | 0 | 0 | 0 | 0 | 0 | 0 | 0 | 0 | 0 | 0 | 0 | 0 | 0 | 0 | 0 | 0 | 0
397 | Power Transformers | Replacement - Other | Stations | FALSE | Transformers | Network | Materials | 40% | 0 | 0 | 0 | 25.9264 | 2150.5029 | 996.2838 | 996.2838 | 996.2838 | 996.2838 | 996.2838 | 0 | 0 | 0 | 0 | 0 | 0 | 0 | 0 | 0 | 0 | 0 | 0 | 0 | 0 | 0 | 1.7594 | 130.8526 | 53.9838 | 55.4337 | 54.0222 | 69.877 | 93.4607 | 0 | 0 | 0 | 0 | 27.6858 | 2281.3555 | 1050.2675 | 1051.7175 | 1050.306 | 1066.1608 | 1089.7444 | 0 | 0 | 0% | 0% | 0% | 0% | 0% | 0% | 0% | 0% | 0% | 0% | 0% | x | x | x | x | x | x | x | x | x | x | 0 | 25.9264 | 2150.5029 | 996.2838 | 996.2838 | 996.2838 | 996.2838 | 996.2838 | 0 | 0 | 0 | 0 | 0 | 0 | 0 | 0 | 0 | 0 | 0 | 0 | 0 | 1.7594 | 130.8526 | 53.9838 | 55.4337 | 54.0222 | 69.877 | 93.4607 | 0 | 0 | 0 | 27.6858 | 2281.3555 | 1050.2675 | 1051.7175 | 1050.306 | 1066.1608 | 1089.7444 | 0 | 0 | 0
398 | Power Transformers | Replacement - Other | Stations | FALSE | Transformers | Network | Labour - Internal | 10% | 0 | 0 | 0 | 6.4816 | 537.6257 | 249.0709 | 249.0709 | 249.0709 | 249.0709 | 249.0709 | 0 | 0 | 0 | 0 | 0.023716 | 5.3079 | 3.766 | 5.0322 | 7.0136 | 9.8327 | 12.6828 | 0 | 0 | 0 | 0 | 0.44146 | 33.0361 | 13.7 | 14.1384 | 13.8859 | 18.1589 | 24.5549 | 0 | 0 | 0 | 0 | 6.9468 | 575.9698 | 266.5369 | 268.2416 | 269.9704 | 277.0625 | 286.3087 | 0 | 0 | 0% | 0% | 0% | 0% | 0% | 0% | 0% | 0% | 0% | 0% | 0% | x | x | x | x | x | x | x | x | x | x | 0 | 6.4816 | 537.6257 | 249.0709 | 249.0709 | 249.0709 | 249.0709 | 249.0709 | 0 | 0 | 0 | 0.023716 | 5.3079 | 3.766 | 5.0322 | 7.0136 | 9.8327 | 12.6828 | 0 | 0 | 0 | 0.44146 | 33.0361 | 13.7 | 14.1384 | 13.8859 | 18.1589 | 24.5549 | 0 | 0 | 0 | 6.9468 | 575.9698 | 266.5369 | 268.2416 | 269.9704 | 277.0625 | 286.3087 | 0 | 0 | 0
399 | Power Transformers | Replacement - Other | Stations | FALSE | Transformers | Network | Labour - External | 50% | 0 | 0 | 0 | 32.408 | 2688.1286 | 1245.3547 | 1245.3547 | 1245.3547 | 1245.3547 | 1245.3547 | 0 | 0 | 0 | 0 | -0.085188 | -3.9198 | [5 empty] | 0 | 0 | 0 | 0 | 2.1935 | 163.3272 | 67.4797 | 69.2922 | 67.5278 | 87.3463 | 116.8258 | 0 | 0 | 0 | 0 | 34.5163 | 2847.5361 | 1312.8344 | 1314.6469 | 1312.8825 | 1332.701 | 1362.1806 | 0 | 0 | 0% | 0% | 0% | 0% | 0% | 0% | 0% | 0% | 0% | 0% | 0% | x | x | x | x | x | x | x | x | x | x | 0 | 32.408 | 2688.1286 | 1245.3547 | 1245.3547 | 1245.3547 | 1245.3547 | 1245.3547 | 0 | 0 | 0 | -0.085188 | -3.9198 | 0 | 0 | 0 | 0 | 0 | 0 | 0 | 0 | 2.1935 | 163.3272 | 67.4797 | 69.2922 | 67.5278 | 87.3463 | 116.8258 | 0 | 0 | 0 | 34.5163 | 2847.5361 | 1312.8344 | 1314.6469 | 1312.8825 | 1332.701 | 1362.1806 | 0 | 0 | 0
400 | Power transformers - Bushings replacement | Replacement - Other | Stations | FALSE | Transformers | Network | Materials | 40% | 0 | 0 | 0 | 336.0384 | 560.3054 | 0 | 0 | 0 | 0 | 0 | 0 | 0 | 0 | 0 | 0 | 0 | 0 | 0 | 0 | 0 | 0 | 0 | 0 | 0 | 0 | 22.8039 | 34.0931 | 0 | 0 | 0 | 0 | 0 | 0 | 0 | 0 | 0 | 358.8423 | 594.3985 | 0 | 0 | 0 | 0 | 0 | 0 | 0 | 0% | 0% | 0% | 0% | 0% | 0% | 0% | 0% | 0% | 0% | 0% | x | x | x | x | x | x | x | x | x | x | 0 | 336.0384 | 560.3054 | 0 | 0 | 0 | 0 | 0 | 0 | 0 | 0 | 0 | 0 | 0 | 0 | 0 | 0 | 0 | 0 | 0 | 0 | 22.8039 | 34.0931 | 0 | 0 | 0 | 0 | 0 | 0 | 0 | 0 | 358.8423 | 594.3985 | 0 | 0 | 0 | 0 | 0 | 0 | 0 | 0
401 | Power transformers - Bushings replacement | Replacement - Other | Stations | FALSE | Transformers | Network | Labour - Internal | 10% | 0 | 0 | 0 | 84.0096 | 140.0763 | 0 | 0 | 0 | 0 | 0 | 0 | 0 | 0 | 0 | 0.3074 | 1.383 | 0 | 0 | 0 | 0 | 0 | 0 | 0 | 0 | 0 | 5.7218 | 8.6074 | 0 | 0 | 0 | 0 | 0 | 0 | 0 | 0 | 0 | 90.0388 | 150.0667 | 0 | 0 | 0 | 0 | 0 | 0 | 0 | 0% | 0% | 0% | 0% | 0% | 0% | 0% | 0% | 0% | 0% | 0% | x | x | x | x | x | x | x | x | x | x | 0 | 84.0096 | 140.0763 | 0 | 0 | 0 | 0 | 0 | 0 | 0 | 0 | 0.3074 | 1.383 | 0 | 0 | 0 | 0 | 0 | 0 | 0 | 0 | 5.7218 | 8.6074 | 0 | 0 | 0 | 0 | 0 | 0 | 0 | 0 | 90.0388 | 150.0667 | 0 | 0 | 0 | 0 | 0 | 0 | 0 | 0
402 | Power transformers - Bushings replacement | Replacement - Other | Stations | FALSE | Transformers | Network | Labour - External | 50% | 0 | 0 | 0 | 420.048 | 700.3817 | 0 | 0 | 0 | 0 | 0 | 0 | 0 | 0 | 0 | -1.1041 | -1.0213 | [5 empty] | 0 | 0 | 0 | 0 | 28.43 | 42.5543 | 0 | 0 | 0 | 0 | 0 | 0 | 0 | 0 | 0 | 447.3738 | 741.9147 | 0 | 0 | 0 | 0 | 0 | 0 | 0 | 0% | 0% | 0% | 0% | 0% | 0% | 0% | 0% | 0% | 0% | 0% | x | x | x | x | x | x | x | x | x | x | 0 | 420.048 | 700.3817 | 0 | 0 | 0 | 0 | 0 | 0 | 0 | 0 | -1.1041 | -1.0213 | 0 | 0 | 0 | 0 | 0 | 0 | 0 | 0 | 28.43 | 42.5543 | 0 | 0 | 0 | 0 | 0 | 0 | 0 | 0 | 447.3738 | 741.9147 | 0 | 0 | 0 | 0 | 0 | 0 | 0 | 0
403 | Power transformers - improved safe access | Replacement - Other | Stations | FALSE | Transformers | Network | Materials | 40% | 0 | 0 | 0 | 61.76 | 0 | 0 | 0 | 0 | 0 | 0 | 0 | 0 | 0 | 0 | 0 | 0 | 0 | 0 | 0 | 0 | 0 | 0 | 0 | 0 | 0 | 4.1911 | 0 | 0 | 0 | 0 | 0 | 0 | 0 | 0 | 0 | 0 | 65.9511 | 0 | 0 | 0 | 0 | 0 | 0 | 0 | 0 | 0% | 0% | 0% | 0% | 0% | 0% | 0% | 0% | 0% | 0% | 0% | x | x | x | x | x | x | x | x | x | x | 0 | 61.76 | 0 | 0 | 0 | 0 | 0 | 0 | 0 | 0 | 0 | 0 | 0 | 0 | 0 | 0 | 0 | 0 | 0 | 0 | 0 | 4.1911 | 0 | 0 | 0 | 0 | 0 | 0 | 0 | 0 | 0 | 65.9511 | 0 | 0 | 0 | 0 | 0 | 0 | 0 | 0 | 0
404 | Power transformers - improved safe access | Replacement - Other | Stations | FALSE | Transformers | Network | Labour - Internal | 10% | 0 | 0 | 0 | 15.44 | 0 | 0 | 0 | 0 | 0 | 0 | 0 | 0 | 0 | 0 | 0.056496 | 0 | 0 | 0 | 0 | 0 | 0 | 0 | 0 | 0 | 0 | 1.0516 | 0 | 0 | 0 | 0 | 0 | 0 | 0 | 0 | 0 | 0 | 16.5481 | 0 | 0 | 0 | 0 | 0 | 0 | 0 | 0 | 0% | 0% | 0% | 0% | 0% | 0% | 0% | 0% | 0% | 0% | 0% | x | x | x | x | x | x | x | x | x | x | 0 | 15.44 | 0 | 0 | 0 | 0 | 0 | 0 | 0 | 0 | 0 | 0.056496 | 0 | 0 | 0 | 0 | 0 | 0 | 0 | 0 | 0 | 1.0516 | 0 | 0 | 0 | 0 | 0 | 0 | 0 | 0 | 0 | 16.5481 | 0 | 0 | 0 | 0 | 0 | 0 | 0 | 0 | 0
405 | Power transformers - improved safe access | Replacement - Other | Stations | FALSE | Transformers | Network | Labour - External | 50% | 0 | 0 | 0 | 77.2 | 0 | 0 | 0 | 0 | 0 | 0 | 0 | 0 | 0 | 0 | -0.20293 | 0 | [5 empty] | 0 | 0 | 0 | 0 | 5.2251 | 0 | 0 | 0 | 0 | 0 | 0 | 0 | 0 | 0 | 0 | 82.2222 | 0 | 0 | 0 | 0 | 0 | 0 | 0 | 0 | 0% | 0% | 0% | 0% | 0% | 0% | 0% | 0% | 0% | 0% | 0% | x | x | x | x | x | x | x | x | x | x | 0 | 77.2 | 0 | 0 | 0 | 0 | 0 | 0 | 0 | 0 | 0 | -0.20293 | 0 | 0 | 0 | 0 | 0 | 0 | 0 | 0 | 0 | 5.2251 | 0 | 0 | 0 | 0 | 0 | 0 | 0 | 0 | 0 | 82.2222 | 0 | 0 | 0 | 0 | 0 | 0 | 0 | 0 | 0
406 | Circuit breakers | Replacement - Other | Stations | FALSE | Switchgear | Network | Materials | 40% | 0 | 0 | 0 | 567.3893 | 1262.3348 | 948.2209 | 392.5981 | 392.5981 | 392.5981 | 392.5981 | 0 | 0 | 0 | 0 | 0 | 0 | 0 | 0 | 0 | 0 | 0 | 0 | 0 | 0 | 0 | 38.5036 | 76.8098 | 51.3795 | 21.8444 | 21.2881 | 27.5359 | 36.8293 | 0 | 0 | 0 | 0 | 605.893 | 1339.1446 | 999.6003 | 414.4424 | 413.8862 | 420.134 | 429.4274 | 0 | 0 | 0% | 0% | 0% | 0% | 0% | 0% | 0% | 0% | 0% | 0% | 0% | x | x | x | x | x | x | x | x | x | x | 0 | 567.3893 | 1262.3348 | 948.2209 | 392.5981 | 392.5981 | 392.5981 | 392.5981 | 0 | 0 | 0 | 0 | 0 | 0 | 0 | 0 | 0 | 0 | 0 | 0 | 0 | 38.5036 | 76.8098 | 51.3795 | 21.8444 | 21.2881 | 27.5359 | 36.8293 | 0 | 0 | 0 | 605.893 | 1339.1446 | 999.6003 | 414.4424 | 413.8862 | 420.134 | 429.4274 | 0 | 0 | 0
407 | Circuit breakers | Replacement - Other | Stations | FALSE | Switchgear | Network | Labour - Internal | 10% | 0 | 0 | 0 | 141.8473 | 315.5837 | 237.0552 | 98.1495 | 98.1495 | 98.1495 | 98.1495 | 0 | 0 | 0 | 0 | 0.51903 | 3.1157 | 3.5843 | 1.983 | 2.7638 | 3.8747 | 4.9978 | 0 | 0 | 0 | 0 | 9.6611 | 19.392 | 13.0391 | 5.5714 | 5.4719 | 7.1557 | 9.6762 | 0 | 0 | 0 | 0 | 152.0275 | 338.0915 | 253.6786 | 105.704 | 106.3852 | 109.1799 | 112.8235 | 0 | 0 | 0% | 0% | 0% | 0% | 0% | 0% | 0% | 0% | 0% | 0% | 0% | x | x | x | x | x | x | x | x | x | x | 0 | 141.8473 | 315.5837 | 237.0552 | 98.1495 | 98.1495 | 98.1495 | 98.1495 | 0 | 0 | 0 | 0.51903 | 3.1157 | 3.5843 | 1.983 | 2.7638 | 3.8747 | 4.9978 | 0 | 0 | 0 | 9.6611 | 19.392 | 13.0391 | 5.5714 | 5.4719 | 7.1557 | 9.6762 | 0 | 0 | 0 | 152.0275 | 338.0915 | 253.6786 | 105.704 | 106.3852 | 109.1799 | 112.8235 | 0 | 0 | 0
408 | Circuit breakers | Replacement - Other | Stations | FALSE | Switchgear | Network | Labour - External | 50% | 0 | 0 | 0 | 709.2367 | 1577.9185 | 1185.2761 | 490.7476 | 490.7476 | 490.7476 | 490.7476 | 0 | 0 | 0 | 0 | -1.8643 | -2.3009 | [5 empty] | 0 | 0 | 0 | 0 | 48.003 | 95.8723 | 64.2243 | 27.3054 | 26.6102 | 34.4199 | 46.0367 | 0 | 0 | 0 | 0 | 755.3754 | 1671.4899 | 1249.5004 | 518.0531 | 517.3578 | 525.1675 | 536.7843 | 0 | 0 | 0% | 0% | 0% | 0% | 0% | 0% | 0% | 0% | 0% | 0% | 0% | x | x | x | x | x | x | x | x | x | x | 0 | 709.2367 | 1577.9185 | 1185.2761 | 490.7476 | 490.7476 | 490.7476 | 490.7476 | 0 | 0 | 0 | -1.8643 | -2.3009 | 0 | 0 | 0 | 0 | 0 | 0 | 0 | 0 | 48.003 | 95.8723 | 64.2243 | 27.3054 | 26.6102 | 34.4199 | 46.0367 | 0 | 0 | 0 | 755.3754 | 1671.4899 | 1249.5004 | 518.0531 | 517.3578 | 525.1675 | 536.7843 | 0 | 0 | 0
409 | Instrument transformers (Pre FY23) | Replacement - Other | Stations | FALSE | Switchgear | Network | Materials | 40% | 0 | 0 | 0 | 0 | 0 | 0 | 0 | 0 | 0 | 0 | 0 | 0 | 0 | 0 | 0 | 0 | 0 | 0 | 0 | 0 | 0 | 0 | 0 | 0 | 0 | 0 | 0 | 0 | 0 | 0 | 0 | 0 | 0 | 0 | 0 | 0 | 0 | 0 | 0 | 0 | 0 | 0 | 0 | 0 | 0 | 0% | 0% | 0% | 0% | 0% | 0% | 0% | 0% | 0% | 0% | 0% | x | x | x | x | x | x | x | x | x | x | 0 | 0 | 0 | 0 | 0 | 0 | 0 | 0 | 0 | 0 | 0 | 0 | 0 | 0 | 0 | 0 | 0 | 0 | 0 | 0 | 0 | 0 | 0 | 0 | 0 | 0 | 0 | 0 | 0 | 0 | 0 | 0 | 0 | 0 | 0 | 0 | 0 | 0 | 0 | 0 | 0
410 | Instrument transformers (Pre FY23) | Replacement - Other | Stations | FALSE | Switchgear | Network | Labour - Internal | 10% | 0 | 0 | 0 | 0 | 0 | 0 | 0 | 0 | 0 | 0 | 0 | 0 | 0 | 0 | 0 | 0 | 0 | 0 | 0 | 0 | 0 | 0 | 0 | 0 | 0 | 0 | 0 | 0 | 0 | 0 | 0 | 0 | 0 | 0 | 0 | 0 | 0 | 0 | 0 | 0 | 0 | 0 | 0 | 0 | 0 | 0% | 0% | 0% | 0% | 0% | 0% | 0% | 0% | 0% | 0% | 0% | x | x | x | x | x | x | x | x | x | x | 0 | 0 | 0 | 0 | 0 | 0 | 0 | 0 | 0 | 0 | 0 | 0 | 0 | 0 | 0 | 0 | 0 | 0 | 0 | 0 | 0 | 0 | 0 | 0 | 0 | 0 | 0 | 0 | 0 | 0 | 0 | 0 | 0 | 0 | 0 | 0 | 0 | 0 | 0 | 0 | 0
411 | Instrument transformers (Pre FY23) | Replacement - Other | Stations | FALSE | Switchgear | Network | Labour - External | 50% | 0 | 0 | 0 | 0 | 0 | 0 | 0 | 0 | 0 | 0 | 0 | 0 | 0 | 0 | 0 | 0 | [5 empty] | 0 | 0 | 0 | 0 | 0 | 0 | 0 | 0 | 0 | 0 | 0 | 0 | 0 | 0 | 0 | 0 | 0 | 0 | 0 | 0 | 0 | 0 | 0 | 0 | 0% | 0% | 0% | 0% | 0% | 0% | 0% | 0% | 0% | 0% | 0% | x | x | x | x | x | x | x | x | x | x | 0 | 0 | 0 | 0 | 0 | 0 | 0 | 0 | 0 | 0 | 0 | 0 | 0 | 0 | 0 | 0 | 0 | 0 | 0 | 0 | 0 | 0 | 0 | 0 | 0 | 0 | 0 | 0 | 0 | 0 | 0 | 0 | 0 | 0 | 0 | 0 | 0 | 0 | 0 | 0 | 0
412 | Instrument transformers (Post FY22) | Replacement - Other | Stations | FALSE | Instrument Transformers | Network | Materials | 40% | 0 | 0 | 0 | 0 | 0 | 599.327 | 599.327 | 599.327 | 599.327 | 599.327 | 0 | 0 | 0 | 0 | 0 | 0 | 0 | 0 | 0 | 0 | 0 | 0 | 0 | 0 | 0 | 0 | 0 | 32.4746 | 33.3469 | 32.4978 | 42.0354 | 56.2224 | 0 | 0 | 0 | 0 | 0 | 0 | 631.8016 | 632.6738 | 631.8247 | 641.3624 | 655.5494 | 0 | 0 | 0% | 0% | 0% | 0% | 0% | 0% | 0% | 0% | 0% | 0% | 0% | x | x | x | x | x | x | x | x | x | x | 0 | 0 | 0 | 599.327 | 599.327 | 599.327 | 599.327 | 599.327 | 0 | 0 | 0 | 0 | 0 | 0 | 0 | 0 | 0 | 0 | 0 | 0 | 0 | 0 | 0 | 32.4746 | 33.3469 | 32.4978 | 42.0354 | 56.2224 | 0 | 0 | 0 | 0 | 0 | 631.8016 | 632.6738 | 631.8247 | 641.3624 | 655.5494 | 0 | 0 | 0
413 | Instrument transformers (Post FY22) | Replacement - Other | Stations | FALSE | Instrument Transformers | Network | Labour - Internal | 10% | 0 | 0 | 0 | 0 | 0 | 149.8317 | 149.8317 | 149.8317 | 149.8317 | 149.8317 | 0 | 0 | 0 | 0 | 0 | 0 | 2.2655 | 3.0272 | 4.2191 | 5.915 | 7.6295 | 0 | 0 | 0 | 0 | 0 | 0 | 8.2414 | 8.5052 | 8.3532 | 10.9237 | 14.7713 | 0 | 0 | 0 | 0 | 0 | 0 | 160.3386 | 161.3641 | 162.4041 | 166.6704 | 172.2326 | 0 | 0 | 0% | 0% | 0% | 0% | 0% | 0% | 0% | 0% | 0% | 0% | 0% | x | x | x | x | x | x | x | x | x | x | 0 | 0 | 0 | 149.8317 | 149.8317 | 149.8317 | 149.8317 | 149.8317 | 0 | 0 | 0 | 0 | 0 | 2.2655 | 3.0272 | 4.2191 | 5.915 | 7.6295 | 0 | 0 | 0 | 0 | 0 | 8.2414 | 8.5052 | 8.3532 | 10.9237 | 14.7713 | 0 | 0 | 0 | 0 | 0 | 160.3386 | 161.3641 | 162.4041 | 166.6704 | 172.2326 | 0 | 0 | 0
414 | Instrument transformers (Post FY22) | Replacement - Other | Stations | FALSE | Instrument Transformers | Network | Labour - External | 50% | 0 | 0 | 0 | 0 | 0 | 749.1587 | 749.1587 | 749.1587 | 749.1587 | 749.1587 | 0 | 0 | 0 | 0 | 0 | 0 | [5 empty] | 0 | 0 | 0 | 0 | 0 | 0 | 40.5933 | 41.6836 | 40.6222 | 52.5442 | 70.278 | 0 | 0 | 0 | 0 | 0 | 0 | 789.752 | 790.8423 | 789.7809 | 801.7029 | 819.4367 | 0 | 0 | 0% | 0% | 0% | 0% | 0% | 0% | 0% | 0% | 0% | 0% | 0% | x | x | x | x | x | x | x | x | x | x | 0 | 0 | 0 | 749.1587 | 749.1587 | 749.1587 | 749.1587 | 749.1587 | 0 | 0 | 0 | 0 | 0 | 0 | 0 | 0 | 0 | 0 | 0 | 0 | 0 | 0 | 0 | 40.5933 | 41.6836 | 40.6222 | 52.5442 | 70.278 | 0 | 0 | 0 | 0 | 0 | 789.752 | 790.8423 | 789.7809 | 801.7029 | 819.4367 | 0 | 0 | 0
415 | Current transformers | Replacement - Other | Stations | FALSE | Switchgear | Network | Materials | 40% | 0 | 0 | 0 | 614.1129 | 384.9152 | 0 | 0 | 0 | 0 | 0 | 0 | 0 | 0 | 0 | 0 | 0 | 0 | 0 | 0 | 0 | 0 | 0 | 0 | 0 | 0 | 41.6743 | 23.4211 | 0 | 0 | 0 | 0 | 0 | 0 | 0 | 0 | 0 | 655.7873 | 408.3363 | 0 | 0 | 0 | 0 | 0 | 0 | 0 | 0% | 0% | 0% | 0% | 0% | 0% | 0% | 0% | 0% | 0% | 0% | x | x | x | x | x | x | x | x | x | x | 0 | 614.1129 | 384.9152 | 0 | 0 | 0 | 0 | 0 | 0 | 0 | 0 | 0 | 0 | 0 | 0 | 0 | 0 | 0 | 0 | 0 | 0 | 41.6743 | 23.4211 | 0 | 0 | 0 | 0 | 0 | 0 | 0 | 0 | 655.7873 | 408.3363 | 0 | 0 | 0 | 0 | 0 | 0 | 0 | 0
416 | Current transformers | Replacement - Other | Stations | FALSE | Switchgear | Network | Labour - Internal | 10% | 0 | 0 | 0 | 153.5282 | 96.2288 | 0 | 0 | 0 | 0 | 0 | 0 | 0 | 0 | 0 | 0.56177 | 0.95006 | 0 | 0 | 0 | 0 | 0 | 0 | 0 | 0 | 0 | 10.4567 | 5.9131 | 0 | 0 | 0 | 0 | 0 | 0 | 0 | 0 | 0 | 164.5467 | 103.0919 | 0 | 0 | 0 | 0 | 0 | 0 | 0 | 0% | 0% | 0% | 0% | 0% | 0% | 0% | 0% | 0% | 0% | 0% | x | x | x | x | x | x | x | x | x | x | 0 | 153.5282 | 96.2288 | 0 | 0 | 0 | 0 | 0 | 0 | 0 | 0 | 0.56177 | 0.95006 | 0 | 0 | 0 | 0 | 0 | 0 | 0 | 0 | 10.4567 | 5.9131 | 0 | 0 | 0 | 0 | 0 | 0 | 0 | 0 | 164.5467 | 103.0919 | 0 | 0 | 0 | 0 | 0 | 0 | 0 | 0
417 | Current transformers | Replacement - Other | Stations | FALSE | Switchgear | Network | Labour - External | 50% | 0 | 0 | 0 | 767.6412 | 481.144 | 0 | 0 | 0 | 0 | 0 | 0 | 0 | 0 | 0 | -2.0178 | -0.7016 | [5 empty] | 0 | 0 | 0 | 0 | 51.956 | 29.2337 | 0 | 0 | 0 | 0 | 0 | 0 | 0 | 0 | 0 | 817.5793 | 509.6761 | 0 | 0 | 0 | 0 | 0 | 0 | 0 | 0% | 0% | 0% | 0% | 0% | 0% | 0% | 0% | 0% | 0% | 0% | x | x | x | x | x | x | x | x | x | x | 0 | 767.6412 | 481.144 | 0 | 0 | 0 | 0 | 0 | 0 | 0 | 0 | -2.0178 | -0.7016 | 0 | 0 | 0 | 0 | 0 | 0 | 0 | 0 | 51.956 | 29.2337 | 0 | 0 | 0 | 0 | 0 | 0 | 0 | 0 | 817.5793 | 509.6761 | 0 | 0 | 0 | 0 | 0 | 0 | 0 | 0
418 | Disconnectors | Replacement - Other | Stations | FALSE | Switchgear | Network | Materials | 40% | 0 | 0 | 0 | 37.6425 | 0 | 99.317 | 99.317 | 99.317 | 99.317 | 99.317 | 0 | 0 | 0 | 0 | 0 | 0 | 0 | 0 | 0 | 0 | 0 | 0 | 0 | 0 | 0 | 2.5545 | 0 | 5.3815 | 5.5261 | 5.3853 | 6.9659 | 9.3169 | 0 | 0 | 0 | 0 | 40.1969 | 0 | 104.6985 | 104.8431 | 104.7024 | 106.2829 | 108.6339 | 0 | 0 | 0% | 0% | 0% | 0% | 0% | 0% | 0% | 0% | 0% | 0% | 0% | x | x | x | x | x | x | x | x | x | x | 0 | 37.6425 | 0 | 99.317 | 99.317 | 99.317 | 99.317 | 99.317 | 0 | 0 | 0 | 0 | 0 | 0 | 0 | 0 | 0 | 0 | 0 | 0 | 0 | 2.5545 | 0 | 5.3815 | 5.5261 | 5.3853 | 6.9659 | 9.3169 | 0 | 0 | 0 | 40.1969 | 0 | 104.6985 | 104.8431 | 104.7024 | 106.2829 | 108.6339 | 0 | 0 | 0
419 | Disconnectors | Replacement - Other | Stations | FALSE | Switchgear | Network | Labour - Internal | 10% | 0 | 0 | 0 | 9.4106 | 0 | 24.8293 | 24.8293 | 24.8293 | 24.8293 | 24.8293 | 0 | 0 | 0 | 0 | 0.034434 | 0 | 0.37542 | 0.50165 | 0.69917 | 0.98019 | 1.2643 | 0 | 0 | 0 | 0 | 0.64095 | 0 | 1.3657 | 1.4094 | 1.3842 | 1.8102 | 2.4478 | 0 | 0 | 0 | 0 | 10.086 | 0 | 26.5704 | 26.7403 | 26.9127 | 27.6197 | 28.5414 | 0 | 0 | 0% | 0% | 0% | 0% | 0% | 0% | 0% | 0% | 0% | 0% | 0% | x | x | x | x | x | x | x | x | x | x | 0 | 9.4106 | 0 | 24.8293 | 24.8293 | 24.8293 | 24.8293 | 24.8293 | 0 | 0 | 0 | 0.034434 | 0 | 0.37542 | 0.50165 | 0.69917 | 0.98019 | 1.2643 | 0 | 0 | 0 | 0.64095 | 0 | 1.3657 | 1.4094 | 1.3842 | 1.8102 | 2.4478 | 0 | 0 | 0 | 10.086 | 0 | 26.5704 | 26.7403 | 26.9127 | 27.6197 | 28.5414 | 0 | 0 | 0
420 | Disconnectors | Replacement - Other | Stations | FALSE | Switchgear | Network | Labour - External | 50% | 0 | 0 | 0 | 47.0531 | 0 | 124.1463 | 124.1463 | 124.1463 | 124.1463 | 124.1463 | 0 | 0 | 0 | 0 | -0.12368 | 0 | [5 empty] | 0 | 0 | 0 | 0 | 3.1847 | 0 | 6.7269 | 6.9076 | 6.7317 | 8.7073 | 11.6461 | 0 | 0 | 0 | 0 | 50.1141 | 0 | 130.8732 | 131.0539 | 130.878 | 132.8536 | 135.7924 | 0 | 0 | 0% | 0% | 0% | 0% | 0% | 0% | 0% | 0% | 0% | 0% | 0% | x | x | x | x | x | x | x | x | x | x | 0 | 47.0531 | 0 | 124.1463 | 124.1463 | 124.1463 | 124.1463 | 124.1463 | 0 | 0 | 0 | -0.12368 | 0 | 0 | 0 | 0 | 0 | 0 | 0 | 0 | 0 | 3.1847 | 0 | 6.7269 | 6.9076 | 6.7317 | 8.7073 | 11.6461 | 0 | 0 | 0 | 50.1141 | 0 | 130.8732 | 131.0539 | 130.878 | 132.8536 | 135.7924 | 0 | 0 | 0
421 | Reactive plant | Replacement - Other | Stations | FALSE | Reactive | Network | Materials | 40% | 0 | 0 | 0 | 3696.3372 | 95.6255 | 0 | 0 | 0 | 0 | 0 | 0 | 0 | 0 | 0 | 0 | 0 | 0 | 0 | 0 | 0 | 0 | 0 | 0 | 0 | 0 | 250.8372 | 5.8186 | 0 | 0 | 0 | 0 | 0 | 0 | 0 | 0 | 0 | 3947.1744 | 101.444 | 0 | 0 | 0 | 0 | 0 | 0 | 0 | 0% | 0% | 0% | 0% | 0% | 0% | 0% | 0% | 0% | 0% | 0% | x | x | x | x | x | x | x | x | x | x | 0 | 3696.3372 | 95.6255 | 0 | 0 | 0 | 0 | 0 | 0 | 0 | 0 | 0 | 0 | 0 | 0 | 0 | 0 | 0 | 0 | 0 | 0 | 250.8372 | 5.8186 | 0 | 0 | 0 | 0 | 0 | 0 | 0 | 0 | 3947.1744 | 101.444 | 0 | 0 | 0 | 0 | 0 | 0 | 0 | 0
422 | Reactive plant | Replacement - Other | Stations | FALSE | Reactive | Network | Labour - Internal | 10% | 0 | 0 | 0 | 924.0843 | 23.9064 | 0 | 0 | 0 | 0 | 0 | 0 | 0 | 0 | 0 | 3.3813 | 0.23602 | 0 | 0 | 0 | 0 | 0 | 0 | 0 | 0 | 0 | 62.9388 | 1.469 | 0 | 0 | 0 | 0 | 0 | 0 | 0 | 0 | 0 | 990.4043 | 25.6114 | 0 | 0 | 0 | 0 | 0 | 0 | 0 | 0% | 0% | 0% | 0% | 0% | 0% | 0% | 0% | 0% | 0% | 0% | x | x | x | x | x | x | x | x | x | x | 0 | 924.0843 | 23.9064 | 0 | 0 | 0 | 0 | 0 | 0 | 0 | 0 | 3.3813 | 0.23602 | 0 | 0 | 0 | 0 | 0 | 0 | 0 | 0 | 62.9388 | 1.469 | 0 | 0 | 0 | 0 | 0 | 0 | 0 | 0 | 990.4043 | 25.6114 | 0 | 0 | 0 | 0 | 0 | 0 | 0 | 0
423 | Reactive plant | Replacement - Other | Stations | FALSE | Reactive | Network | Labour - External | 50% | 0 | 0 | 0 | 4620.4215 | 119.5318 | 0 | 0 | 0 | 0 | 0 | 0 | 0 | 0 | 0 | -12.1454 | -0.1743 | [5 empty] | 0 | 0 | 0 | 0 | 312.7223 | 7.2626 | 0 | 0 | 0 | 0 | 0 | 0 | 0 | 0 | 0 | 4920.9985 | 126.6201 | 0 | 0 | 0 | 0 | 0 | 0 | 0 | 0% | 0% | 0% | 0% | 0% | 0% | 0% | 0% | 0% | 0% | 0% | x | x | x | x | x | x | x | x | x | x | 0 | 4620.4215 | 119.5318 | 0 | 0 | 0 | 0 | 0 | 0 | 0 | 0 | -12.1454 | -0.1743 | 0 | 0 | 0 | 0 | 0 | 0 | 0 | 0 | 312.7223 | 7.2626 | 0 | 0 | 0 | 0 | 0 | 0 | 0 | 0 | 4920.9985 | 126.6201 | 0 | 0 | 0 | 0 | 0 | 0 | 0 | 0
424 | On-line monitoring | Replacement - Other | Stations | FALSE | Establishment | Network | Materials | 40% | 0 | 0 | 0 | 0 | 0 | 0 | 0 | 0 | 0 | 0 | 0 | 0 | 0 | 0 | 0 | 0 | 0 | 0 | 0 | 0 | 0 | 0 | 0 | 0 | 0 | 0 | 0 | 0 | 0 | 0 | 0 | 0 | 0 | 0 | 0 | 0 | 0 | 0 | 0 | 0 | 0 | 0 | 0 | 0 | 0 | 0% | 0% | 0% | 0% | 0% | 0% | 0% | 0% | 0% | 0% | 0% | x | x | x | x | x | x | x | x | x | x | 0 | 0 | 0 | 0 | 0 | 0 | 0 | 0 | 0 | 0 | 0 | 0 | 0 | 0 | 0 | 0 | 0 | 0 | 0 | 0 | 0 | 0 | 0 | 0 | 0 | 0 | 0 | 0 | 0 | 0 | 0 | 0 | 0 | 0 | 0 | 0 | 0 | 0 | 0 | 0 | 0
425 | On-line monitoring | Replacement - Other | Stations | FALSE | Establishment | Network | Labour - Internal | 10% | 0 | 0 | 0 | 0 | 0 | 0 | 0 | 0 | 0 | 0 | 0 | 0 | 0 | 0 | 0 | 0 | 0 | 0 | 0 | 0 | 0 | 0 | 0 | 0 | 0 | 0 | 0 | 0 | 0 | 0 | 0 | 0 | 0 | 0 | 0 | 0 | 0 | 0 | 0 | 0 | 0 | 0 | 0 | 0 | 0 | 0% | 0% | 0% | 0% | 0% | 0% | 0% | 0% | 0% | 0% | 0% | x | x | x | x | x | x | x | x | x | x | 0 | 0 | 0 | 0 | 0 | 0 | 0 | 0 | 0 | 0 | 0 | 0 | 0 | 0 | 0 | 0 | 0 | 0 | 0 | 0 | 0 | 0 | 0 | 0 | 0 | 0 | 0 | 0 | 0 | 0 | 0 | 0 | 0 | 0 | 0 | 0 | 0 | 0 | 0 | 0 | 0
426 | On-line monitoring | Replacement - Other | Stations | FALSE | Establishment | Network | Labour - External | 50% | 0 | 0 | 0 | 0 | 0 | 0 | 0 | 0 | 0 | 0 | 0 | 0 | 0 | 0 | 0 | 0 | [5 empty] | 0 | 0 | 0 | 0 | 0 | 0 | 0 | 0 | 0 | 0 | 0 | 0 | 0 | 0 | 0 | 0 | 0 | 0 | 0 | 0 | 0 | 0 | 0 | 0 | 0% | 0% | 0% | 0% | 0% | 0% | 0% | 0% | 0% | 0% | 0% | x | x | x | x | x | x | x | x | x | x | 0 | 0 | 0 | 0 | 0 | 0 | 0 | 0 | 0 | 0 | 0 | 0 | 0 | 0 | 0 | 0 | 0 | 0 | 0 | 0 | 0 | 0 | 0 | 0 | 0 | 0 | 0 | 0 | 0 | 0 | 0 | 0 | 0 | 0 | 0 | 0 | 0 | 0 | 0 | 0 | 0
427 | Fire protection systems | Security and Compliance | Fire protection systems | FALSE | Establishment | Network | Materials | 40% | 0 | 0 | 0 | 388.222 | 0 | 196.6298 | 196.6298 | 196.6298 | 196.6298 | 196.6298 | 0 | 0 | 0 | 0 | 0 | 0 | 0 | 0 | 0 | 0 | 0 | 0 | 0 | 0 | 0 | 26.3451 | 0 | 10.6544 | 10.9406 | 10.662 | 13.7912 | 18.4457 | 0 | 0 | 0 | 0 | 414.5671 | 0 | 207.2842 | 207.5704 | 207.2918 | 210.421 | 215.0755 | 0 | 0 | 0% | 0% | 0% | 0% | 0% | 0% | 0% | 0% | 0% | 0% | 0% | x | x | x | x | x | x | x | x | x | x | 0 | 388.222 | 0 | 196.6298 | 196.6298 | 196.6298 | 196.6298 | 196.6298 | 0 | 0 | 0 | 0 | 0 | 0 | 0 | 0 | 0 | 0 | 0 | 0 | 0 | 26.3451 | 0 | 10.6544 | 10.9406 | 10.662 | 13.7912 | 18.4457 | 0 | 0 | 0 | 414.5671 | 0 | 207.2842 | 207.5704 | 207.2918 | 210.421 | 215.0755 | 0 | 0 | 0
428 | Fire protection systems | Security and Compliance | Fire protection systems | FALSE | Establishment | Network | Labour - Internal | 10% | 0 | 0 | 0 | 97.0555 | 0 | 49.1575 | 49.1575 | 49.1575 | 49.1575 | 49.1575 | 0 | 0 | 0 | 0 | 0.35513 | 0 | 0.74327 | 0.99318 | 1.3842 | 1.9406 | 2.5031 | 0 | 0 | 0 | 0 | 6.6104 | 0 | 2.7039 | 2.7904 | 2.7406 | 3.5839 | 4.8462 | 0 | 0 | 0 | 0 | 104.021 | 0 | 52.6046 | 52.941 | 53.2822 | 54.682 | 56.5068 | 0 | 0 | 0% | 0% | 0% | 0% | 0% | 0% | 0% | 0% | 0% | 0% | 0% | x | x | x | x | x | x | x | x | x | x | 0 | 97.0555 | 0 | 49.1575 | 49.1575 | 49.1575 | 49.1575 | 49.1575 | 0 | 0 | 0 | 0.35513 | 0 | 0.74327 | 0.99318 | 1.3842 | 1.9406 | 2.5031 | 0 | 0 | 0 | 6.6104 | 0 | 2.7039 | 2.7904 | 2.7406 | 3.5839 | 4.8462 | 0 | 0 | 0 | 104.021 | 0 | 52.6046 | 52.941 | 53.2822 | 54.682 | 56.5068 | 0 | 0 | 0
429 | Fire protection systems | Security and Compliance | Fire protection systems | FALSE | Establishment | Network | Labour - External | 50% | 0 | 0 | 0 | 485.2775 | 0 | 245.7873 | 245.7873 | 245.7873 | 245.7873 | 245.7873 | 0 | 0 | 0 | 0 | -1.2756 | 0 | [5 empty] | 0 | 0 | 0 | 0 | 32.8449 | 0 | 13.318 | 13.6757 | 13.3275 | 17.2389 | 23.0571 | 0 | 0 | 0 | 0 | 516.8467 | 0 | 259.1053 | 259.463 | 259.1148 | 263.0262 | 268.8444 | 0 | 0 | 0% | 0% | 0% | 0% | 0% | 0% | 0% | 0% | 0% | 0% | 0% | x | x | x | x | x | x | x | x | x | x | 0 | 485.2775 | 0 | 245.7873 | 245.7873 | 245.7873 | 245.7873 | 245.7873 | 0 | 0 | 0 | -1.2756 | 0 | 0 | 0 | 0 | 0 | 0 | 0 | 0 | 0 | 32.8449 | 0 | 13.318 | 13.6757 | 13.3275 | 17.2389 | 23.0571 | 0 | 0 | 0 | 516.8467 | 0 | 259.1053 | 259.463 | 259.1148 | 263.0262 | 268.8444 | 0 | 0 | 0
430 | Civils | Replacement - Other | Stations | FALSE | Establishment | Network | Materials | 40% | 0 | 0 | 0 | 0 | 10.459 | 793.9136 | 793.9136 | 793.9136 | 793.9136 | 793.9136 | 0 | 0 | 0 | 0 | 0 | 0 | 0 | 0 | 0 | 0 | 0 | 0 | 0 | 0 | 0 | 0 | 0.63641 | 43.0183 | 44.1738 | 43.049 | 55.6832 | 74.4765 | 0 | 0 | 0 | 0 | 0 | 11.0954 | 836.932 | 838.0874 | 836.9626 | 849.5969 | 868.3901 | 0 | 0 | 0% | 0% | 0% | 0% | 0% | 0% | 0% | 0% | 0% | 0% | 0% | x | x | x | x | x | x | x | x | x | x | 0 | 0 | 10.459 | 793.9136 | 793.9136 | 793.9136 | 793.9136 | 793.9136 | 0 | 0 | 0 | 0 | 0 | 0 | 0 | 0 | 0 | 0 | 0 | 0 | 0 | 0 | 0.63641 | 43.0183 | 44.1738 | 43.049 | 55.6832 | 74.4765 | 0 | 0 | 0 | 0 | 11.0954 | 836.932 | 838.0874 | 836.9626 | 849.5969 | 868.3901 | 0 | 0 | 0
431 | Civils | Replacement - Other | Stations | FALSE | Establishment | Network | Labour - Internal | 10% | 0 | 0 | 0 | 0 | 2.6148 | 198.4784 | 198.4784 | 198.4784 | 198.4784 | 198.4784 | 0 | 0 | 0 | 0 | 0 | 0.025815 | 3.001 | 4.0101 | 5.5889 | 7.8354 | 10.1066 | 0 | 0 | 0 | 0 | 0 | 0.16067 | 10.9172 | 11.2666 | 11.0653 | 14.4704 | 19.5672 | 0 | 0 | 0 | 0 | 0 | 2.8012 | 212.3966 | 213.755 | 215.1327 | 220.7842 | 228.1522 | 0 | 0 | 0% | 0% | 0% | 0% | 0% | 0% | 0% | 0% | 0% | 0% | 0% | x | x | x | x | x | x | x | x | x | x | 0 | 0 | 2.6148 | 198.4784 | 198.4784 | 198.4784 | 198.4784 | 198.4784 | 0 | 0 | 0 | 0 | 0.025815 | 3.001 | 4.0101 | 5.5889 | 7.8354 | 10.1066 | 0 | 0 | 0 | 0 | 0.16067 | 10.9172 | 11.2666 | 11.0653 | 14.4704 | 19.5672 | 0 | 0 | 0 | 0 | 2.8012 | 212.3966 | 213.755 | 215.1327 | 220.7842 | 228.1522 | 0 | 0 | 0
432 | Civils | Replacement - Other | Stations | FALSE | Establishment | Network | Labour - External | 50% | 0 | 0 | 0 | 0 | 13.0738 | 992.3921 | 992.3921 | 992.3921 | 992.3921 | 992.3921 | 0 | 0 | 0 | 0 | 0 | -0.019064 | [5 empty] | 0 | 0 | 0 | 0 | 0 | 0.79435 | 53.7729 | 55.2172 | 53.8112 | 69.6041 | 93.0956 | 0 | 0 | 0 | 0 | 0 | 13.8491 | 1046.1649 | 1047.6093 | 1046.2033 | 1061.9961 | 1085.4876 | 0 | 0 | 0% | 0% | 0% | 0% | 0% | 0% | 0% | 0% | 0% | 0% | 0% | x | x | x | x | x | x | x | x | x | x | 0 | 0 | 13.0738 | 992.3921 | 992.3921 | 992.3921 | 992.3921 | 992.3921 | 0 | 0 | 0 | 0 | -0.019064 | 0 | 0 | 0 | 0 | 0 | 0 | 0 | 0 | 0 | 0.79435 | 53.7729 | 55.2172 | 53.8112 | 69.6041 | 93.0956 | 0 | 0 | 0 | 0 | 13.8491 | 1046.1649 | 1047.6093 | 1046.2033 | 1061.9961 | 1085.4876 | 0 | 0 | 0
433 | Infrastructure security | Security and Compliance | Infrastructure security | FALSE | Establishment | Network | Materials | 40% | 0 | 0 | 0 | 142.2936 | 345.55 | 522.9517 | 522.9517 | 522.9517 | 522.9517 | 522.9517 | 0 | 0 | 0 | 0 | 0 | 0 | 0 | 0 | 0 | 0 | 0 | 0 | 0 | 0 | 0 | 9.6562 | 21.0258 | 28.3362 | 29.0973 | 28.3564 | 36.6786 | 49.0577 | 0 | 0 | 0 | 0 | 151.9498 | 366.5759 | 551.2879 | 552.049 | 551.3081 | 559.6303 | 572.0094 | 0 | 0 | 0% | 0% | 0% | 0% | 0% | 0% | 0% | 0% | 0% | 0% | 0% | x | x | x | x | x | x | x | x | x | x | 0 | 142.2936 | 345.55 | 522.9517 | 522.9517 | 522.9517 | 522.9517 | 522.9517 | 0 | 0 | 0 | 0 | 0 | 0 | 0 | 0 | 0 | 0 | 0 | 0 | 0 | 9.6562 | 21.0258 | 28.3362 | 29.0973 | 28.3564 | 36.6786 | 49.0577 | 0 | 0 | 0 | 151.9498 | 366.5759 | 551.2879 | 552.049 | 551.3081 | 559.6303 | 572.0094 | 0 | 0 | 0
434 | Infrastructure security | Security and Compliance | Infrastructure security | FALSE | Establishment | Network | Labour - Internal | 10% | 0 | 0 | 0 | 35.5734 | 86.3875 | 130.7379 | 130.7379 | 130.7379 | 130.7379 | 130.7379 | 0 | 0 | 0 | 0 | 0.13016 | 0.85289 | 1.9768 | 2.6414 | 3.6814 | 5.1612 | 6.6572 | 0 | 0 | 0 | 0 | 2.4229 | 5.3084 | 7.1912 | 7.4213 | 7.2887 | 9.5316 | 12.8889 | 0 | 0 | 0 | 0 | 38.1265 | 92.5488 | 139.9059 | 140.8007 | 141.7081 | 145.4308 | 150.2841 | 0 | 0 | 0% | 0% | 0% | 0% | 0% | 0% | 0% | 0% | 0% | 0% | 0% | x | x | x | x | x | x | x | x | x | x | 0 | 35.5734 | 86.3875 | 130.7379 | 130.7379 | 130.7379 | 130.7379 | 130.7379 | 0 | 0 | 0 | 0.13016 | 0.85289 | 1.9768 | 2.6414 | 3.6814 | 5.1612 | 6.6572 | 0 | 0 | 0 | 2.4229 | 5.3084 | 7.1912 | 7.4213 | 7.2887 | 9.5316 | 12.8889 | 0 | 0 | 0 | 38.1265 | 92.5488 | 139.9059 | 140.8007 | 141.7081 | 145.4308 | 150.2841 | 0 | 0 | 0
435 | Infrastructure security | Security and Compliance | Infrastructure security | FALSE | Establishment | Network | Labour - External | 50% | 0 | 0 | 0 | 177.8671 | 431.9376 | 653.6896 | 653.6896 | 653.6896 | 653.6896 | 653.6896 | 0 | 0 | 0 | 0 | -0.46755 | -0.62984 | [5 empty] | 0 | 0 | 0 | 0 | 12.0385 | 26.244 | 35.4203 | 36.3716 | 35.4455 | 45.8483 | 61.3221 | 0 | 0 | 0 | 0 | 189.438 | 457.5517 | 689.1099 | 690.0612 | 689.1351 | 699.5379 | 715.0118 | 0 | 0 | 0% | 0% | 0% | 0% | 0% | 0% | 0% | 0% | 0% | 0% | 0% | x | x | x | x | x | x | x | x | x | x | 0 | 177.8671 | 431.9376 | 653.6896 | 653.6896 | 653.6896 | 653.6896 | 653.6896 | 0 | 0 | 0 | -0.46755 | -0.62984 | 0 | 0 | 0 | 0 | 0 | 0 | 0 | 0 | 12.0385 | 26.244 | 35.4203 | 36.3716 | 35.4455 | 45.8483 | 61.3221 | 0 | 0 | 0 | 189.438 | 457.5517 | 689.1099 | 690.0612 | 689.1351 | 699.5379 | 715.0118 | 0 | 0 | 0
436 | Structure fall arrests | Security and Compliance | Structure Fall Arrests | FALSE | Towers and Conductor | Network | Materials | 40% | 0 | 0 | 0 | 0 | 694.4799 | 216.3765 | 216.3765 | 216.3765 | 216.3765 | 216.3765 | 0 | 0 | 0 | 0 | 0 | 0 | 0 | 0 | 0 | 0 | 0 | 0 | 0 | 0 | 0 | 0 | 42.2573 | 11.7244 | 12.0393 | 11.7327 | 15.1761 | 20.2981 | 0 | 0 | 0 | 0 | 0 | 736.7372 | 228.1009 | 228.4158 | 228.1092 | 231.5526 | 236.6746 | 0 | 0 | 0% | 0% | 0% | 0% | 0% | 0% | 0% | 0% | 0% | 0% | 0% | x | x | x | x | x | x | x | x | x | x | 0 | 0 | 694.4799 | 216.3765 | 216.3765 | 216.3765 | 216.3765 | 216.3765 | 0 | 0 | 0 | 0 | 0 | 0 | 0 | 0 | 0 | 0 | 0 | 0 | 0 | 0 | 42.2573 | 11.7244 | 12.0393 | 11.7327 | 15.1761 | 20.2981 | 0 | 0 | 0 | 0 | 736.7372 | 228.1009 | 228.4158 | 228.1092 | 231.5526 | 236.6746 | 0 | 0 | 0
437 | Structure fall arrests | Security and Compliance | Structure Fall Arrests | FALSE | Towers and Conductor | Network | Labour - Internal | 10% | 0 | 0 | 0 | 0 | 173.62 | 54.0941 | 54.0941 | 54.0941 | 54.0941 | 54.0941 | 0 | 0 | 0 | 0 | 0 | 1.7141 | 0.81791 | 1.0929 | 1.5232 | 2.1355 | 2.7545 | 0 | 0 | 0 | 0 | 0 | 10.6686 | 2.9754 | 3.0706 | 3.0158 | 3.9438 | 5.3329 | 0 | 0 | 0 | 0 | 0 | 186.0027 | 57.8874 | 58.2577 | 58.6331 | 60.1734 | 62.1815 | 0 | 0 | 0% | 0% | 0% | 0% | 0% | 0% | 0% | 0% | 0% | 0% | 0% | x | x | x | x | x | x | x | x | x | x | 0 | 0 | 173.62 | 54.0941 | 54.0941 | 54.0941 | 54.0941 | 54.0941 | 0 | 0 | 0 | 0 | 1.7141 | 0.81791 | 1.0929 | 1.5232 | 2.1355 | 2.7545 | 0 | 0 | 0 | 0 | 10.6686 | 2.9754 | 3.0706 | 3.0158 | 3.9438 | 5.3329 | 0 | 0 | 0 | 0 | 186.0027 | 57.8874 | 58.2577 | 58.6331 | 60.1734 | 62.1815 | 0 | 0 | 0
438 | Structure fall arrests | Security and Compliance | Structure Fall Arrests | FALSE | Towers and Conductor | Network | Labour - External | 50% | 0 | 0 | 0 | 0 | 868.0998 | 270.4706 | 270.4706 | 270.4706 | 270.4706 | 270.4706 | 0 | 0 | 0 | 0 | 0 | -1.2658 | [5 empty] | 0 | 0 | 0 | 0 | 0 | 52.7446 | 14.6555 | 15.0491 | 14.6659 | 18.9702 | 25.3727 | 0 | 0 | 0 | 0 | 0 | 919.5786 | 285.1261 | 285.5197 | 285.1365 | 289.4408 | 295.8433 | 0 | 0 | 0% | 0% | 0% | 0% | 0% | 0% | 0% | 0% | 0% | 0% | 0% | x | x | x | x | x | x | x | x | x | x | 0 | 0 | 868.0998 | 270.4706 | 270.4706 | 270.4706 | 270.4706 | 270.4706 | 0 | 0 | 0 | 0 | -1.2658 | 0 | 0 | 0 | 0 | 0 | 0 | 0 | 0 | 0 | 52.7446 | 14.6555 | 15.0491 | 14.6659 | 18.9702 | 25.3727 | 0 | 0 | 0 | 0 | 919.5786 | 285.1261 | 285.5197 | 285.1365 | 289.4408 | 295.8433 | 0 | 0 | 0
439 | Earth wires (incl. OPGW) | Replacement - Other | Lines | FALSE | Towers and Conductor | Network | Materials | 40% | 0 | 0 | 0 | 1393.5109 | 0 | 2549.8638 | 2549.8638 | 2549.8638 | 2549.8638 | 2549.8638 | 0 | 0 | 0 | 0 | 0 | 0 | 0 | 0 | 0 | 0 | 0 | 0 | 0 | 0 | 0 | 94.5651 | 0 | 138.1647 | 141.8757 | 138.2632 | 178.8415 | 239.2009 | 0 | 0 | 0 | 0 | 1488.076 | 0 | 2688.0285 | 2691.7396 | 2688.127 | 2728.7053 | 2789.0647 | 0 | 0 | 0% | 0% | 0% | 0% | 0% | 0% | 0% | 0% | 0% | 0% | 0% | x | x | x | x | x | x | x | x | x | x | 0 | 1393.5109 | 0 | 2549.8638 | 2549.8638 | 2549.8638 | 2549.8638 | 2549.8638 | 0 | 0 | 0 | 0 | 0 | 0 | 0 | 0 | 0 | 0 | 0 | 0 | 0 | 94.5651 | 0 | 138.1647 | 141.8757 | 138.2632 | 178.8415 | 239.2009 | 0 | 0 | 0 | 1488.076 | 0 | 2688.0285 | 2691.7396 | 2688.127 | 2728.7053 | 2789.0647 | 0 | 0 | 0
440 | Earth wires (incl. OPGW) | Replacement - Other | Lines | FALSE | Towers and Conductor | Network | Labour - Internal | 10% | 0 | 0 | 0 | 348.3777 | 0 | 637.466 | 637.466 | 637.466 | 637.466 | 637.466 | 0 | 0 | 0 | 0 | 1.2747 | 0 | 9.6386 | 12.8794 | 17.9504 | 25.1655 | 32.46 | 0 | 0 | 0 | 0 | 23.7278 | 0 | 35.0634 | 36.1856 | 35.5391 | 46.4754 | 62.8453 | 0 | 0 | 0 | 0 | 373.3802 | 0 | 682.168 | 686.5309 | 690.9555 | 709.1069 | 732.7713 | 0 | 0 | 0% | 0% | 0% | 0% | 0% | 0% | 0% | 0% | 0% | 0% | 0% | x | x | x | x | x | x | x | x | x | x | 0 | 348.3777 | 0 | 637.466 | 637.466 | 637.466 | 637.466 | 637.466 | 0 | 0 | 0 | 1.2747 | 0 | 9.6386 | 12.8794 | 17.9504 | 25.1655 | 32.46 | 0 | 0 | 0 | 23.7278 | 0 | 35.0634 | 36.1856 | 35.5391 | 46.4754 | 62.8453 | 0 | 0 | 0 | 373.3802 | 0 | 682.168 | 686.5309 | 690.9555 | 709.1069 | 732.7713 | 0 | 0 | 0
441 | Earth wires (incl. OPGW) | Replacement - Other | Lines | FALSE | Towers and Conductor | Network | Labour - External | 50% | 0 | 0 | 0 | 1741.8887 | 0 | 3187.3298 | 3187.3298 | 3187.3298 | 3187.3298 | 3187.3298 | 0 | 0 | 0 | 0 | -4.5788 | 0 | [5 empty] | 0 | 0 | 0 | 0 | 117.8956 | 0 | 172.7059 | 177.3447 | 172.8289 | 223.5518 | 299.0011 | 0 | 0 | 0 | 0 | 1855.2055 | 0 | 3360.0356 | 3364.6745 | 3360.1587 | 3410.8816 | 3486.3309 | 0 | 0 | 0% | 0% | 0% | 0% | 0% | 0% | 0% | 0% | 0% | 0% | 0% | x | x | x | x | x | x | x | x | x | x | 0 | 1741.8887 | 0 | 3187.3298 | 3187.3298 | 3187.3298 | 3187.3298 | 3187.3298 | 0 | 0 | 0 | -4.5788 | 0 | 0 | 0 | 0 | 0 | 0 | 0 | 0 | 0 | 117.8956 | 0 | 172.7059 | 177.3447 | 172.8289 | 223.5518 | 299.0011 | 0 | 0 | 0 | 1855.2055 | 0 | 3360.0356 | 3364.6745 | 3360.1587 | 3410.8816 | 3486.3309 | 0 | 0 | 0
442 | Other Station works | Replacement - Other | Stations | FALSE | Secondary | Network | Materials | 40% | 0 | 0 | 0 | 346.6608 | 227.7401 | 34.0071 | 28.3481 | 28.3481 | 28.3481 | 28.3481 | 0 | 0 | 0 | 0 | 0 | 0 | 0 | 0 | 0 | 0 | 0 | 0 | 0 | 0 | 0 | 23.5248 | 13.8574 | 1.8427 | 1.5773 | 1.5371 | 1.9883 | 2.6593 | 0 | 0 | 0 | 0 | 370.1856 | 241.5975 | 35.8498 | 29.9254 | 29.8852 | 30.3364 | 31.0074 | 0 | 0 | 0% | 0% | 0% | 0% | 0% | 0% | 0% | 0% | 0% | 0% | 0% | x | x | x | x | x | x | x | x | x | x | 0 | 346.6608 | 227.7401 | 34.0071 | 28.3481 | 28.3481 | 28.3481 | 28.3481 | 0 | 0 | 0 | 0 | 0 | 0 | 0 | 0 | 0 | 0 | 0 | 0 | 0 | 23.5248 | 13.8574 | 1.8427 | 1.5773 | 1.5371 | 1.9883 | 2.6593 | 0 | 0 | 0 | 370.1856 | 241.5975 | 35.8498 | 29.9254 | 29.8852 | 30.3364 | 31.0074 | 0 | 0 | 0
443 | Other Station works | Replacement - Other | Stations | FALSE | Secondary | Network | Labour - Internal | 10% | 0 | 0 | 0 | 86.6652 | 56.935 | 8.5018 | 7.087 | 7.087 | 7.087 | 7.087 | 0 | 0 | 0 | 0 | 0.31711 | 0.56211 | 0.12855 | 0.14319 | 0.19956 | 0.27978 | 0.36087 | 0 | 0 | 0 | 0 | 5.9027 | 3.4986 | 0.46764 | 0.40229 | 0.39511 | 0.51669 | 0.69868 | 0 | 0 | 0 | 0 | 92.885 | 60.9957 | 9.098 | 7.6325 | 7.6817 | 7.8835 | 8.1466 | 0 | 0 | 0% | 0% | 0% | 0% | 0% | 0% | 0% | 0% | 0% | 0% | 0% | x | x | x | x | x | x | x | x | x | x | 0 | 86.6652 | 56.935 | 8.5018 | 7.087 | 7.087 | 7.087 | 7.087 | 0 | 0 | 0 | 0.31711 | 0.56211 | 0.12855 | 0.14319 | 0.19956 | 0.27978 | 0.36087 | 0 | 0 | 0 | 5.9027 | 3.4986 | 0.46764 | 0.40229 | 0.39511 | 0.51669 | 0.69868 | 0 | 0 | 0 | 92.885 | 60.9957 | 9.098 | 7.6325 | 7.6817 | 7.8835 | 8.1466 | 0 | 0 | 0
444 | Other Station works | Replacement - Other | Stations | FALSE | Secondary | Network | Labour - External | 50% | 0 | 0 | 0 | 433.3261 | 284.6752 | 42.5089 | 35.4351 | 35.4351 | 35.4351 | 35.4351 | 0 | 0 | 0 | 0 | -1.1391 | -0.41511 | [5 empty] | 0 | 0 | 0 | 0 | 29.3287 | 17.2965 | 2.3034 | 1.9716 | 1.9214 | 2.4853 | 3.3241 | 0 | 0 | 0 | 0 | 461.5157 | 301.5565 | 44.8123 | 37.4068 | 37.3566 | 37.9205 | 38.7593 | 0 | 0 | 0% | 0% | 0% | 0% | 0% | 0% | 0% | 0% | 0% | 0% | 0% | x | x | x | x | x | x | x | x | x | x | 0 | 433.3261 | 284.6752 | 42.5089 | 35.4351 | 35.4351 | 35.4351 | 35.4351 | 0 | 0 | 0 | -1.1391 | -0.41511 | 0 | 0 | 0 | 0 | 0 | 0 | 0 | 0 | 29.3287 | 17.2965 | 2.3034 | 1.9716 | 1.9214 | 2.4853 | 3.3241 | 0 | 0 | 0 | 461.5157 | 301.5565 | 44.8123 | 37.4068 | 37.3566 | 37.9205 | 38.7593 | 0 | 0 | 0
445 | Other Station works | Replacement - Other | Stations | FALSE | Switchgear | Network | Materials | 40% | 0 | 0 | 0 | 624.07 | 409.9851 | 61.2208 | 51.0332 | 51.0332 | 51.0332 | 51.0332 | 0 | 0 | 0 | 0 | 0 | 0 | 0 | 0 | 0 | 0 | 0 | 0 | 0 | 0 | 0 | 42.35 | 24.9465 | 3.3173 | 2.8395 | 2.7672 | 3.5793 | 4.7874 | 0 | 0 | 0 | 0 | 666.42 | 434.9316 | 64.538 | 53.8727 | 53.8004 | 54.6125 | 55.8205 | 0 | 0 | 0% | 0% | 0% | 0% | 0% | 0% | 0% | 0% | 0% | 0% | 0% | x | x | x | x | x | x | x | x | x | x | 0 | 624.07 | 409.9851 | 61.2208 | 51.0332 | 51.0332 | 51.0332 | 51.0332 | 0 | 0 | 0 | 0 | 0 | 0 | 0 | 0 | 0 | 0 | 0 | 0 | 0 | 42.35 | 24.9465 | 3.3173 | 2.8395 | 2.7672 | 3.5793 | 4.7874 | 0 | 0 | 0 | 666.42 | 434.9316 | 64.538 | 53.8727 | 53.8004 | 54.6125 | 55.8205 | 0 | 0 | 0
446 | Other Station works | Replacement - Other | Stations | FALSE | Switchgear | Network | Labour - Internal | 10% | 0 | 0 | 0 | 156.0175 | 102.4963 | 15.3052 | 12.7583 | 12.7583 | 12.7583 | 12.7583 | 0 | 0 | 0 | 0 | 0.57088 | 1.0119 | 0.23142 | 0.25777 | 0.35926 | 0.50366 | 0.64966 | 0 | 0 | 0 | 0 | 10.6262 | 6.2982 | 0.84185 | 0.72422 | 0.71128 | 0.93016 | 1.2578 | 0 | 0 | 0 | 0 | 167.2146 | 109.8064 | 16.3785 | 13.7403 | 13.8288 | 14.1921 | 14.6657 | 0 | 0 | 0% | 0% | 0% | 0% | 0% | 0% | 0% | 0% | 0% | 0% | 0% | x | x | x | x | x | x | x | x | x | x | 0 | 156.0175 | 102.4963 | 15.3052 | 12.7583 | 12.7583 | 12.7583 | 12.7583 | 0 | 0 | 0 | 0.57088 | 1.0119 | 0.23142 | 0.25777 | 0.35926 | 0.50366 | 0.64966 | 0 | 0 | 0 | 10.6262 | 6.2982 | 0.84185 | 0.72422 | 0.71128 | 0.93016 | 1.2578 | 0 | 0 | 0 | 167.2146 | 109.8064 | 16.3785 | 13.7403 | 13.8288 | 14.1921 | 14.6657 | 0 | 0 | 0
447 | Other Station works | Replacement - Other | Stations | FALSE | Switchgear | Network | Labour - External | 50% | 0 | 0 | 0 | 780.0875 | 512.4813 | 76.5259 | 63.7915 | 63.7915 | 63.7915 | 63.7915 | 0 | 0 | 0 | 0 | -2.0506 | -0.74729 | [5 empty] | 0 | 0 | 0 | 0 | 52.7984 | 31.1377 | 4.1466 | 3.5494 | 3.459 | 4.4742 | 5.9842 | 0 | 0 | 0 | 0 | 830.8353 | 542.8717 | 80.6725 | 67.3408 | 67.2505 | 68.2656 | 69.7757 | 0 | 0 | 0% | 0% | 0% | 0% | 0% | 0% | 0% | 0% | 0% | 0% | 0% | x | x | x | x | x | x | x | x | x | x | 0 | 780.0875 | 512.4813 | 76.5259 | 63.7915 | 63.7915 | 63.7915 | 63.7915 | 0 | 0 | 0 | -2.0506 | -0.74729 | 0 | 0 | 0 | 0 | 0 | 0 | 0 | 0 | 52.7984 | 31.1377 | 4.1466 | 3.5494 | 3.459 | 4.4742 | 5.9842 | 0 | 0 | 0 | 830.8353 | 542.8717 | 80.6725 | 67.3408 | 67.2505 | 68.2656 | 69.7757 | 0 | 0 | 0
448 | Other Station works | Replacement - Other | Stations | FALSE | Transformers | Network | Materials | 40% | 0 | 0 | 0 | 887.8208 | 583.2571 | 87.0945 | 72.6013 | 72.6013 | 72.6013 | 72.6013 | 0 | 0 | 0 | 0 | 0 | 0 | 0 | 0 | 0 | 0 | 0 | 0 | 0 | 0 | 0 | 60.2484 | 35.4897 | 4.7192 | 4.0396 | 3.9367 | 5.0921 | 6.8107 | 0 | 0 | 0 | 0 | 948.0692 | 618.7468 | 91.8137 | 76.6409 | 76.538 | 77.6934 | 79.412 | 0 | 0 | 0% | 0% | 0% | 0% | 0% | 0% | 0% | 0% | 0% | 0% | 0% | x | x | x | x | x | x | x | x | x | x | 0 | 887.8208 | 583.2571 | 87.0945 | 72.6013 | 72.6013 | 72.6013 | 72.6013 | 0 | 0 | 0 | 0 | 0 | 0 | 0 | 0 | 0 | 0 | 0 | 0 | 0 | 60.2484 | 35.4897 | 4.7192 | 4.0396 | 3.9367 | 5.0921 | 6.8107 | 0 | 0 | 0 | 948.0692 | 618.7468 | 91.8137 | 76.6409 | 76.538 | 77.6934 | 79.412 | 0 | 0 | 0
449 | Other Station works | Replacement - Other | Stations | FALSE | Transformers | Network | Labour - Internal | 10% | 0 | 0 | 0 | 221.9552 | 145.8143 | 21.7736 | 18.1503 | 18.1503 | 18.1503 | 18.1503 | 0 | 0 | 0 | 0 | 0.81215 | 1.4396 | 0.32922 | 0.36671 | 0.51109 | 0.71653 | 0.92422 | 0 | 0 | 0 | 0 | 15.1172 | 8.96 | 1.1976 | 1.0303 | 1.0119 | 1.3233 | 1.7894 | 0 | 0 | 0 | 0 | 237.8846 | 156.2139 | 23.3005 | 19.5473 | 19.6733 | 20.1901 | 20.8639 | 0 | 0 | 0% | 0% | 0% | 0% | 0% | 0% | 0% | 0% | 0% | 0% | 0% | x | x | x | x | x | x | x | x | x | x | 0 | 221.9552 | 145.8143 | 21.7736 | 18.1503 | 18.1503 | 18.1503 | 18.1503 | 0 | 0 | 0 | 0.81215 | 1.4396 | 0.32922 | 0.36671 | 0.51109 | 0.71653 | 0.92422 | 0 | 0 | 0 | 15.1172 | 8.96 | 1.1976 | 1.0303 | 1.0119 | 1.3233 | 1.7894 | 0 | 0 | 0 | 237.8846 | 156.2139 | 23.3005 | 19.5473 | 19.6733 | 20.1901 | 20.8639 | 0 | 0 | 0
450 | Other Station works | Replacement - Other | Stations | FALSE | Transformers | Network | Labour - External | 50% | 0 | 0 | 0 | 1109.776 | 729.0714 | 108.8681 | 90.7516 | 90.7516 | 90.7516 | 90.7516 | 0 | 0 | 0 | 0 | -2.9172 | -1.0631 | [5 empty] | 0 | 0 | 0 | 0 | 75.1126 | 44.2974 | 5.899 | 5.0495 | 4.9209 | 6.3651 | 8.5133 | 0 | 0 | 0 | 0 | 1181.9714 | 772.3058 | 114.7672 | 95.8011 | 95.6725 | 97.1168 | 99.265 | 0 | 0 | 0% | 0% | 0% | 0% | 0% | 0% | 0% | 0% | 0% | 0% | 0% | x | x | x | x | x | x | x | x | x | x | 0 | 1109.776 | 729.0714 | 108.8681 | 90.7516 | 90.7516 | 90.7516 | 90.7516 | 0 | 0 | 0 | -2.9172 | -1.0631 | 0 | 0 | 0 | 0 | 0 | 0 | 0 | 0 | 75.1126 | 44.2974 | 5.899 | 5.0495 | 4.9209 | 6.3651 | 8.5133 | 0 | 0 | 0 | 1181.9714 | 772.3058 | 114.7672 | 95.8011 | 95.6725 | 97.1168 | 99.265 | 0 | 0 | 0
451 | Other Station works | Replacement - Other | Stations | FALSE | Establishment | Network | Materials | 40% | 0 | 0 | 0 | 159.3025 | 104.6544 | 15.6274 | 13.0269 | 13.0269 | 13.0269 | 13.0269 | 0 | 0 | 0 | 0 | 0 | 0 | 0 | 0 | 0 | 0 | 0 | 0 | 0 | 0 | 0 | 10.8104 | 6.368 | 0.84678 | 0.72482 | 0.70637 | 0.91368 | 1.222 | 0 | 0 | 0 | 0 | 170.113 | 111.0223 | 16.4742 | 13.7517 | 13.7333 | 13.9406 | 14.249 | 0 | 0 | 0% | 0% | 0% | 0% | 0% | 0% | 0% | 0% | 0% | 0% | 0% | x | x | x | x | x | x | x | x | x | x | 0 | 159.3025 | 104.6544 | 15.6274 | 13.0269 | 13.0269 | 13.0269 | 13.0269 | 0 | 0 | 0 | 0 | 0 | 0 | 0 | 0 | 0 | 0 | 0 | 0 | 0 | 10.8104 | 6.368 | 0.84678 | 0.72482 | 0.70637 | 0.91368 | 1.222 | 0 | 0 | 0 | 170.113 | 111.0223 | 16.4742 | 13.7517 | 13.7333 | 13.9406 | 14.249 | 0 | 0 | 0
452 | Other Station works | Replacement - Other | Stations | FALSE | Establishment | Network | Labour - Internal | 10% | 0 | 0 | 0 | 39.8256 | 26.1636 | 3.9069 | 3.2567 | 3.2567 | 3.2567 | 3.2567 | 0 | 0 | 0 | 0 | 0.14572 | 0.25831 | 0.059072 | 0.065799 | 0.091706 | 0.12857 | 0.16583 | 0 | 0 | 0 | 0 | 2.7125 | 1.6077 | 0.21489 | 0.18487 | 0.18156 | 0.23744 | 0.32107 | 0 | 0 | 0 | 0 | 42.6839 | 28.0296 | 4.1808 | 3.5074 | 3.53 | 3.6227 | 3.7436 | 0 | 0 | 0% | 0% | 0% | 0% | 0% | 0% | 0% | 0% | 0% | 0% | 0% | x | x | x | x | x | x | x | x | x | x | 0 | 39.8256 | 26.1636 | 3.9069 | 3.2567 | 3.2567 | 3.2567 | 3.2567 | 0 | 0 | 0 | 0.14572 | 0.25831 | 0.059072 | 0.065799 | 0.091706 | 0.12857 | 0.16583 | 0 | 0 | 0 | 2.7125 | 1.6077 | 0.21489 | 0.18487 | 0.18156 | 0.23744 | 0.32107 | 0 | 0 | 0 | 42.6839 | 28.0296 | 4.1808 | 3.5074 | 3.53 | 3.6227 | 3.7436 | 0 | 0 | 0
453 | Other Station works | Replacement - Other | Stations | FALSE | Establishment | Network | Labour - External | 50% | 0 | 0 | 0 | 199.1282 | 130.818 | 19.5343 | 16.2837 | 16.2837 | 16.2837 | 16.2837 | 0 | 0 | 0 | 0 | -0.52343 | -0.19076 | [5 empty] | 0 | 0 | 0 | 0 | 13.4775 | 7.9483 | 1.0585 | 0.90603 | 0.88296 | 1.1421 | 1.5276 | 0 | 0 | 0 | 0 | 212.0823 | 138.5756 | 20.5928 | 17.1897 | 17.1666 | 17.4258 | 17.8112 | 0 | 0 | 0% | 0% | 0% | 0% | 0% | 0% | 0% | 0% | 0% | 0% | 0% | x | x | x | x | x | x | x | x | x | x | 0 | 199.1282 | 130.818 | 19.5343 | 16.2837 | 16.2837 | 16.2837 | 16.2837 | 0 | 0 | 0 | -0.52343 | -0.19076 | 0 | 0 | 0 | 0 | 0 | 0 | 0 | 0 | 13.4775 | 7.9483 | 1.0585 | 0.90603 | 0.88296 | 1.1421 | 1.5276 | 0 | 0 | 0 | 212.0823 | 138.5756 | 20.5928 | 17.1897 | 17.1666 | 17.4258 | 17.8112 | 0 | 0 | 0
454 | Conductor | Replacement - Other | Lines | FALSE | Towers and Conductor | Network | Materials | 40% | 0 | 0 | 0 | 0 | 2091.8068 | 412.5238 | 412.5238 | 412.5238 | 412.5238 | 412.5238 | 0 | 0 | 0 | 0 | 0 | 0 | 0 | 0 | 0 | 0 | 0 | 0 | 0 | 0 | 0 | 0 | 127.2811 | 22.3526 | 22.953 | 22.3686 | 28.9335 | 38.6986 | 0 | 0 | 0 | 0 | 0 | 2219.0879 | 434.8764 | 435.4768 | 434.8923 | 441.4572 | 451.2223 | 0 | 0 | 0% | 0% | 0% | 0% | 0% | 0% | 0% | 0% | 0% | 0% | 0% | x | x | x | x | x | x | x | x | x | x | 0 | 0 | 2091.8068 | 412.5238 | 412.5238 | 412.5238 | 412.5238 | 412.5238 | 0 | 0 | 0 | 0 | 0 | 0 | 0 | 0 | 0 | 0 | 0 | 0 | 0 | 0 | 127.2811 | 22.3526 | 22.953 | 22.3686 | 28.9335 | 38.6986 | 0 | 0 | 0 | 0 | 2219.0879 | 434.8764 | 435.4768 | 434.8923 | 441.4572 | 451.2223 | 0 | 0 | 0
455 | Conductor | Replacement - Other | Lines | FALSE | Towers and Conductor | Network | Labour - Internal | 10% | 0 | 0 | 0 | 0 | 522.9517 | 103.1309 | 103.1309 | 103.1309 | 103.1309 | 103.1309 | 0 | 0 | 0 | 0 | 0 | 5.163 | 1.5594 | 2.0837 | 2.9041 | 4.0713 | 5.2515 | 0 | 0 | 0 | 0 | 0 | 32.1344 | 5.6727 | 5.8542 | 5.7496 | 7.5189 | 10.1673 | 0 | 0 | 0 | 0 | 0 | 560.2492 | 110.3629 | 111.0688 | 111.7846 | 114.7212 | 118.5497 | 0 | 0 | 0% | 0% | 0% | 0% | 0% | 0% | 0% | 0% | 0% | 0% | 0% | x | x | x | x | x | x | x | x | x | x | 0 | 0 | 522.9517 | 103.1309 | 103.1309 | 103.1309 | 103.1309 | 103.1309 | 0 | 0 | 0 | 0 | 5.163 | 1.5594 | 2.0837 | 2.9041 | 4.0713 | 5.2515 | 0 | 0 | 0 | 0 | 32.1344 | 5.6727 | 5.8542 | 5.7496 | 7.5189 | 10.1673 | 0 | 0 | 0 | 0 | 560.2492 | 110.3629 | 111.0688 | 111.7846 | 114.7212 | 118.5497 | 0 | 0 | 0
456 | Conductor | Replacement - Other | Lines | FALSE | Towers and Conductor | Network | Labour - External | 50% | 0 | 0 | 0 | 0 | 2614.7585 | 515.6547 | 515.6547 | 515.6547 | 515.6547 | 515.6547 | 0 | 0 | 0 | 0 | 0 | -3.8128 | [5 empty] | 0 | 0 | 0 | 0 | 0 | 158.8694 | 27.9408 | 28.6913 | 27.9607 | 36.1668 | 48.3732 | 0 | 0 | 0 | 0 | 0 | 2769.815 | 543.5955 | 544.346 | 543.6154 | 551.8215 | 564.0279 | 0 | 0 | 0% | 0% | 0% | 0% | 0% | 0% | 0% | 0% | 0% | 0% | 0% | x | x | x | x | x | x | x | x | x | x | 0 | 0 | 2614.7585 | 515.6547 | 515.6547 | 515.6547 | 515.6547 | 515.6547 | 0 | 0 | 0 | 0 | -3.8128 | 0 | 0 | 0 | 0 | 0 | 0 | 0 | 0 | 0 | 158.8694 | 27.9408 | 28.6913 | 27.9607 | 36.1668 | 48.3732 | 0 | 0 | 0 | 0 | 2769.815 | 543.5955 | 544.346 | 543.6154 | 551.8215 | 564.0279 | 0 | 0 | 0
457 | Power cables | Replacement - Other | Lines | FALSE | Towers and Conductor | Network | Materials | 40% | 0 | 0 | 0 | 443.0492 | 0 | 172.2481 | 172.2481 | 172.2481 | 172.2481 | 172.2481 | 0 | 0 | 0 | 0 | 0 | 0 | 0 | 0 | 0 | 0 | 0 | 0 | 0 | 0 | 0 | 30.0658 | 0 | 9.3333 | 9.584 | 9.3399 | 12.0811 | 16.1585 | 0 | 0 | 0 | 0 | 473.1149 | 0 | 181.5814 | 181.8321 | 181.5881 | 184.3292 | 188.4066 | 0 | 0 | 0% | 0% | 0% | 0% | 0% | 0% | 0% | 0% | 0% | 0% | 0% | x | x | x | x | x | x | x | x | x | x | 0 | 443.0492 | 0 | 172.2481 | 172.2481 | 172.2481 | 172.2481 | 172.2481 | 0 | 0 | 0 | 0 | 0 | 0 | 0 | 0 | 0 | 0 | 0 | 0 | 0 | 30.0658 | 0 | 9.3333 | 9.584 | 9.3399 | 12.0811 | 16.1585 | 0 | 0 | 0 | 473.1149 | 0 | 181.5814 | 181.8321 | 181.5881 | 184.3292 | 188.4066 | 0 | 0 | 0
458 | Power cables | Replacement - Other | Lines | FALSE | Towers and Conductor | Network | Labour - Internal | 10% | 0 | 0 | 0 | 110.7623 | 0 | 43.062 | 43.062 | 43.062 | 43.062 | 43.062 | 0 | 0 | 0 | 0 | 0.40528 | 0 | 0.6511 | 0.87003 | 1.2126 | 1.7 | 2.1927 | 0 | 0 | 0 | 0 | 7.5439 | 0 | 2.3686 | 2.4444 | 2.4007 | 3.1395 | 4.2453 | 0 | 0 | 0 | 0 | 118.7115 | 0 | 46.0817 | 46.3765 | 46.6753 | 47.9015 | 49.5001 | 0 | 0 | 0% | 0% | 0% | 0% | 0% | 0% | 0% | 0% | 0% | 0% | 0% | x | x | x | x | x | x | x | x | x | x | 0 | 110.7623 | 0 | 43.062 | 43.062 | 43.062 | 43.062 | 43.062 | 0 | 0 | 0 | 0.40528 | 0 | 0.6511 | 0.87003 | 1.2126 | 1.7 | 2.1927 | 0 | 0 | 0 | 7.5439 | 0 | 2.3686 | 2.4444 | 2.4007 | 3.1395 | 4.2453 | 0 | 0 | 0 | 118.7115 | 0 | 46.0817 | 46.3765 | 46.6753 | 47.9015 | 49.5001 | 0 | 0 | 0
459 | Power cables | Replacement - Other | Lines | FALSE | Towers and Conductor | Network | Labour - External | 50% | 0 | 0 | 0 | 553.8115 | 0 | 215.3102 | 215.3102 | 215.3102 | 215.3102 | 215.3102 | 0 | 0 | 0 | 0 | -1.4558 | 0 | [5 empty] | 0 | 0 | 0 | 0 | 37.4834 | 0 | 11.6666 | 11.98 | 11.6749 | 15.1014 | 20.1981 | 0 | 0 | 0 | 0 | 589.8391 | 0 | 226.9768 | 227.2901 | 226.9851 | 230.4115 | 235.5082 | 0 | 0 | 0% | 0% | 0% | 0% | 0% | 0% | 0% | 0% | 0% | 0% | 0% | x | x | x | x | x | x | x | x | x | x | 0 | 553.8115 | 0 | 215.3102 | 215.3102 | 215.3102 | 215.3102 | 215.3102 | 0 | 0 | 0 | -1.4558 | 0 | 0 | 0 | 0 | 0 | 0 | 0 | 0 | 0 | 37.4834 | 0 | 11.6666 | 11.98 | 11.6749 | 15.1014 | 20.1981 | 0 | 0 | 0 | 589.8391 | 0 | 226.9768 | 227.2901 | 226.9851 | 230.4115 | 235.5082 | 0 | 0 | 0
460 | Insulators (Pre FY23) | Security and Compliance | Insulators | FALSE | Towers and Conductor | Network | Materials | 40% | 0 | 0 | 0 | 280.1527 | 2091.8068 | 0 | 0 | 0 | 0 | 0 | 0 | 0 | 0 | 0 | 0 | 0 | 0 | 0 | 0 | 0 | 0 | 0 | 0 | 0 | 0 | 19.0114 | 127.2811 | 0 | 0 | 0 | 0 | 0 | 0 | 0 | 0 | 0 | 299.1641 | 2219.0879 | 0 | 0 | 0 | 0 | 0 | 0 | 0 | 0% | 0% | 0% | 0% | 0% | 0% | 0% | 0% | 0% | 0% | 0% | x | x | x | x | x | x | x | x | x | x | 0 | 280.1527 | 2091.8068 | 0 | 0 | 0 | 0 | 0 | 0 | 0 | 0 | 0 | 0 | 0 | 0 | 0 | 0 | 0 | 0 | 0 | 0 | 19.0114 | 127.2811 | 0 | 0 | 0 | 0 | 0 | 0 | 0 | 0 | 299.1641 | 2219.0879 | 0 | 0 | 0 | 0 | 0 | 0 | 0 | 0
461 | Insulators (Pre FY23) | Security and Compliance | Insulators | FALSE | Towers and Conductor | Network | Labour - Internal | 10% | 0 | 0 | 0 | 70.0382 | 522.9517 | 0 | 0 | 0 | 0 | 0 | 0 | 0 | 0 | 0 | 0.25627 | 5.163 | 0 | 0 | 0 | 0 | 0 | 0 | 0 | 0 | 0 | 4.7703 | 32.1344 | 0 | 0 | 0 | 0 | 0 | 0 | 0 | 0 | 0 | 75.0647 | 560.2492 | 0 | 0 | 0 | 0 | 0 | 0 | 0 | 0% | 0% | 0% | 0% | 0% | 0% | 0% | 0% | 0% | 0% | 0% | x | x | x | x | x | x | x | x | x | x | 0 | 70.0382 | 522.9517 | 0 | 0 | 0 | 0 | 0 | 0 | 0 | 0 | 0.25627 | 5.163 | 0 | 0 | 0 | 0 | 0 | 0 | 0 | 0 | 4.7703 | 32.1344 | 0 | 0 | 0 | 0 | 0 | 0 | 0 | 0 | 75.0647 | 560.2492 | 0 | 0 | 0 | 0 | 0 | 0 | 0 | 0
462 | Insulators (Pre FY23) | Security and Compliance | Insulators | FALSE | Towers and Conductor | Network | Labour - External | 50% | 0 | 0 | 0 | 350.1909 | 2614.7585 | 0 | 0 | 0 | 0 | 0 | 0 | 0 | 0 | 0 | -0.92052 | -3.8128 | [5 empty] | 0 | 0 | 0 | 0 | 23.7018 | 158.8694 | 0 | 0 | 0 | 0 | 0 | 0 | 0 | 0 | 0 | 372.9722 | 2769.815 | 0 | 0 | 0 | 0 | 0 | 0 | 0 | 0% | 0% | 0% | 0% | 0% | 0% | 0% | 0% | 0% | 0% | 0% | x | x | x | x | x | x | x | x | x | x | 0 | 350.1909 | 2614.7585 | 0 | 0 | 0 | 0 | 0 | 0 | 0 | 0 | -0.92052 | -3.8128 | 0 | 0 | 0 | 0 | 0 | 0 | 0 | 0 | 23.7018 | 158.8694 | 0 | 0 | 0 | 0 | 0 | 0 | 0 | 0 | 372.9722 | 2769.815 | 0 | 0 | 0 | 0 | 0 | 0 | 0 | 0
463 | Insulators (Post FY22) | Security and Compliance | Insulators | FALSE | Insulators | Network | Materials | 40% | 0 | 0 | 0 | 0 | 0 | 2133.6429 | 2133.6429 | 2133.6429 | 2133.6429 | 2133.6429 | 0 | 0 | 0 | 0 | 0 | 0 | 0 | 0 | 0 | 0 | 0 | 0 | 0 | 0 | 0 | 0 | 0 | 115.6117 | 118.717 | 115.6941 | 149.6487 | 200.1555 | 0 | 0 | 0 | 0 | 0 | 0 | 2249.2546 | 2252.3599 | 2249.337 | 2283.2916 | 2333.7984 | 0 | 0 | 0% | 0% | 0% | 0% | 0% | 0% | 0% | 0% | 0% | 0% | 0% | x | x | x | x | x | x | x | x | x | x | 0 | 0 | 0 | 2133.6429 | 2133.6429 | 2133.6429 | 2133.6429 | 2133.6429 | 0 | 0 | 0 | 0 | 0 | 0 | 0 | 0 | 0 | 0 | 0 | 0 | 0 | 0 | 0 | 115.6117 | 118.717 | 115.6941 | 149.6487 | 200.1555 | 0 | 0 | 0 | 0 | 0 | 2249.2546 | 2252.3599 | 2249.337 | 2283.2916 | 2333.7984 | 0 | 0 | 0
464 | Insulators (Post FY22) | Security and Compliance | Insulators | FALSE | Insulators | Network | Labour - Internal | 10% | 0 | 0 | 0 | 0 | 0 | 533.4107 | 533.4107 | 533.4107 | 533.4107 | 533.4107 | 0 | 0 | 0 | 0 | 0 | 0 | 8.0652 | 10.7771 | 15.0203 | 21.0577 | 27.1615 | 0 | 0 | 0 | 0 | 0 | 0 | 29.3399 | 30.2789 | 29.738 | 38.8891 | 52.5869 | 0 | 0 | 0 | 0 | 0 | 0 | 570.8159 | 574.4667 | 578.169 | 593.3575 | 613.1591 | 0 | 0 | 0% | 0% | 0% | 0% | 0% | 0% | 0% | 0% | 0% | 0% | 0% | x | x | x | x | x | x | x | x | x | x | 0 | 0 | 0 | 533.4107 | 533.4107 | 533.4107 | 533.4107 | 533.4107 | 0 | 0 | 0 | 0 | 0 | 8.0652 | 10.7771 | 15.0203 | 21.0577 | 27.1615 | 0 | 0 | 0 | 0 | 0 | 29.3399 | 30.2789 | 29.738 | 38.8891 | 52.5869 | 0 | 0 | 0 | 0 | 0 | 570.8159 | 574.4667 | 578.169 | 593.3575 | 613.1591 | 0 | 0 | 0
465 | Insulators (Post FY22) | Security and Compliance | Insulators | FALSE | Insulators | Network | Labour - External | 50% | 0 | 0 | 0 | 0 | 0 | 2667.0537 | 2667.0537 | 2667.0537 | 2667.0537 | 2667.0537 | 0 | 0 | 0 | 0 | 0 | 0 | [5 empty] | 0 | 0 | 0 | 0 | 0 | 0 | 144.5146 | 148.3962 | 144.6176 | 187.0609 | 250.1944 | 0 | 0 | 0 | 0 | 0 | 0 | 2811.5683 | 2815.4499 | 2811.6713 | 2854.1146 | 2917.248 | 0 | 0 | 0% | 0% | 0% | 0% | 0% | 0% | 0% | 0% | 0% | 0% | 0% | x | x | x | x | x | x | x | x | x | x | 0 | 0 | 0 | 2667.0537 | 2667.0537 | 2667.0537 | 2667.0537 | 2667.0537 | 0 | 0 | 0 | 0 | 0 | 0 | 0 | 0 | 0 | 0 | 0 | 0 | 0 | 0 | 0 | 144.5146 | 148.3962 | 144.6176 | 187.0609 | 250.1944 | 0 | 0 | 0 | 0 | 0 | 2811.5683 | 2815.4499 | 2811.6713 | 2854.1146 | 2917.248 | 0 | 0 | 0
466 | Towers | Replacement - Other | Lines | FALSE | Towers and Conductor | Network | Materials | 40% | 0 | 0 | 0 | 6342.2063 | 640.0929 | 292.6584 | 292.6584 | 292.6584 | 292.6584 | 292.6584 | 0 | 0 | 0 | 0 | 0 | 0 | 0 | 0 | 0 | 0 | 0 | 0 | 0 | 0 | 0 | 430.3886 | 38.948 | 15.8577 | 16.2837 | 15.869 | 20.5264 | 27.4541 | 0 | 0 | 0 | 0 | 6772.5949 | 679.0409 | 308.5161 | 308.942 | 308.5274 | 313.1847 | 320.1124 | 0 | 0 | 0% | 0% | 0% | 0% | 0% | 0% | 0% | 0% | 0% | 0% | 0% | x | x | x | x | x | x | x | x | x | x | 0 | 6342.2063 | 640.0929 | 292.6584 | 292.6584 | 292.6584 | 292.6584 | 292.6584 | 0 | 0 | 0 | 0 | 0 | 0 | 0 | 0 | 0 | 0 | 0 | 0 | 0 | 430.3886 | 38.948 | 15.8577 | 16.2837 | 15.869 | 20.5264 | 27.4541 | 0 | 0 | 0 | 6772.5949 | 679.0409 | 308.5161 | 308.942 | 308.5274 | 313.1847 | 320.1124 | 0 | 0 | 0
467 | Towers | Replacement - Other | Lines | FALSE | Towers and Conductor | Network | Labour - Internal | 10% | 0 | 0 | 0 | 1585.5516 | 160.0232 | 73.1646 | 73.1646 | 73.1646 | 73.1646 | 73.1646 | 0 | 0 | 0 | 0 | 5.8016 | 1.5799 | 1.1063 | 1.4782 | 2.0602 | 2.8883 | 3.7256 | 0 | 0 | 0 | 0 | 107.9909 | 9.8331 | 4.0244 | 4.1532 | 4.079 | 5.3342 | 7.213 | 0 | 0 | 0 | 0 | 1699.344 | 171.4362 | 78.2952 | 78.796 | 79.3038 | 81.3871 | 84.1032 | 0 | 0 | 0% | 0% | 0% | 0% | 0% | 0% | 0% | 0% | 0% | 0% | 0% | x | x | x | x | x | x | x | x | x | x | 0 | 1585.5516 | 160.0232 | 73.1646 | 73.1646 | 73.1646 | 73.1646 | 73.1646 | 0 | 0 | 0 | 5.8016 | 1.5799 | 1.1063 | 1.4782 | 2.0602 | 2.8883 | 3.7256 | 0 | 0 | 0 | 107.9909 | 9.8331 | 4.0244 | 4.1532 | 4.079 | 5.3342 | 7.213 | 0 | 0 | 0 | 1699.344 | 171.4362 | 78.2952 | 78.796 | 79.3038 | 81.3871 | 84.1032 | 0 | 0 | 0
468 | Towers | Replacement - Other | Lines | FALSE | Towers and Conductor | Network | Labour - External | 50% | 0 | 0 | 0 | 7927.7578 | 800.1161 | 365.823 | 365.823 | 365.823 | 365.823 | 365.823 | 0 | 0 | 0 | 0 | -20.8391 | -1.1667 | [5 empty] | 0 | 0 | 0 | 0 | 536.5716 | 48.614 | 19.8222 | 20.3546 | 19.8363 | 25.658 | 34.3176 | 0 | 0 | 0 | 0 | 8443.4903 | 847.5634 | 385.6451 | 386.1775 | 385.6592 | 391.4809 | 400.1405 | 0 | 0 | 0% | 0% | 0% | 0% | 0% | 0% | 0% | 0% | 0% | 0% | 0% | x | x | x | x | x | x | x | x | x | x | 0 | 7927.7578 | 800.1161 | 365.823 | 365.823 | 365.823 | 365.823 | 365.823 | 0 | 0 | 0 | -20.8391 | -1.1667 | 0 | 0 | 0 | 0 | 0 | 0 | 0 | 0 | 536.5716 | 48.614 | 19.8222 | 20.3546 | 19.8363 | 25.658 | 34.3176 | 0 | 0 | 0 | 8443.4903 | 847.5634 | 385.6451 | 386.1775 | 385.6592 | 391.4809 | 400.1405 | 0 | 0 | 0
469 | Secondary & Protection program | Replacement - Other | Secondary & Protection | FALSE | Secondary | Network | Materials | 40% | 0 | 0 | 0 | 3322.6063 | 4488.7324 | 2232.2984 | 2232.2984 | 2232.2984 | 2232.2984 | 2232.2984 | 0 | 0 | 0 | 0 | 0 | 0 | 0 | 0 | 0 | 0 | 0 | 0 | 0 | 0 | 0 | 225.4755 | 273.1279 | 120.9574 | 124.2062 | 121.0436 | 156.5682 | 209.4103 | 0 | 0 | 0 | 0 | 3548.0818 | 4761.8602 | 2353.2557 | 2356.5046 | 2353.3419 | 2388.8666 | 2441.7087 | 0 | 0 | 0% | 0% | 0% | 0% | 0% | 0% | 0% | 0% | 0% | 0% | 0% | x | x | x | x | x | x | x | x | x | x | 0 | 3322.6063 | 4488.7324 | 2232.2984 | 2232.2984 | 2232.2984 | 2232.2984 | 2232.2984 | 0 | 0 | 0 | 0 | 0 | 0 | 0 | 0 | 0 | 0 | 0 | 0 | 0 | 225.4755 | 273.1279 | 120.9574 | 124.2062 | 121.0436 | 156.5682 | 209.4103 | 0 | 0 | 0 | 3548.0818 | 4761.8602 | 2353.2557 | 2356.5046 | 2353.3419 | 2388.8666 | 2441.7087 | 0 | 0 | 0
470 | Secondary & Protection program | Replacement - Other | Secondary & Protection | FALSE | Secondary | Network | Labour - Internal | 10% | 0 | 0 | 0 | 830.6516 | 1122.1831 | 558.0746 | 558.0746 | 558.0746 | 558.0746 | 558.0746 | 0 | 0 | 0 | 0 | 3.0394 | 11.0792 | 8.4382 | 11.2754 | 15.7148 | 22.0313 | 28.4174 | 0 | 0 | 0 | 0 | 56.5751 | 68.9561 | 30.6966 | 31.6789 | 31.113 | 40.6873 | 55.0184 | 0 | 0 | 0 | 0 | 890.2661 | 1202.2184 | 597.2093 | 601.0289 | 604.9024 | 620.7932 | 641.5104 | 0 | 0 | 0% | 0% | 0% | 0% | 0% | 0% | 0% | 0% | 0% | 0% | 0% | x | x | x | x | x | x | x | x | x | x | 0 | 830.6516 | 1122.1831 | 558.0746 | 558.0746 | 558.0746 | 558.0746 | 558.0746 | 0 | 0 | 0 | 3.0394 | 11.0792 | 8.4382 | 11.2754 | 15.7148 | 22.0313 | 28.4174 | 0 | 0 | 0 | 56.5751 | 68.9561 | 30.6966 | 31.6789 | 31.113 | 40.6873 | 55.0184 | 0 | 0 | 0 | 890.2661 | 1202.2184 | 597.2093 | 601.0289 | 604.9024 | 620.7932 | 641.5104 | 0 | 0 | 0
471 | Secondary & Protection program | Replacement - Other | Secondary & Protection | FALSE | Secondary | Network | Labour - External | 50% | 0 | 0 | 0 | 4153.2579 | 5610.9154 | 2790.373 | 2790.373 | 2790.373 | 2790.373 | 2790.373 | 0 | 0 | 0 | 0 | -10.9174 | -8.1817 | [5 empty] | 0 | 0 | 0 | 0 | 281.1035 | 340.912 | 151.1967 | 155.2578 | 151.3045 | 195.7102 | 261.7629 | 0 | 0 | 0 | 0 | 4423.444 | 5943.6457 | 2941.5697 | 2945.6308 | 2941.6774 | 2986.0832 | 3052.1358 | 0 | 0 | 0% | 0% | 0% | 0% | 0% | 0% | 0% | 0% | 0% | 0% | 0% | x | x | x | x | x | x | x | x | x | x | 0 | 4153.2579 | 5610.9154 | 2790.373 | 2790.373 | 2790.373 | 2790.373 | 2790.373 | 0 | 0 | 0 | -10.9174 | -8.1817 | 0 | 0 | 0 | 0 | 0 | 0 | 0 | 0 | 281.1035 | 340.912 | 151.1967 | 155.2578 | 151.3045 | 195.7102 | 261.7629 | 0 | 0 | 0 | 4423.444 | 5943.6457 | 2941.5697 | 2945.6308 | 2941.6774 | 2986.0832 | 3052.1358 | 0 | 0 | 0
472 | Comms program | Replacement - Other | Communications | FALSE | Communications | Network | Materials | 40% | 0 | 0 | 0 | 4293.8203 | 5890.6659 | -4104.2549 | 1576.4669 | 4332.7002 | 3984.3568 | 6092.1197 | 0 | 0 | 0 | 0 | 0 | 0 | 0 | 0 | 0 | 0 | 0 | 0 | 0 | 0 | 0 | 291.383 | 358.4319 | 62.1037 | 229.4264 | 284.0003 | 279.4535 | 571.4973 | 0 | 0 | 0 | 0 | 4585.2034 | 6249.0978 | 1208.2439 | 4352.7958 | 5521.5646 | 4263.8103 | 6663.617 | 0 | 0 | 0% | 0% | 0% | 0% | 0% | 0% | 0% | 0% | 0% | 0% | 0% | x | x | x | x | x | x | x | x | x | x | 0 | 4293.8203 | 5890.6659 | 1146.1402 | 4123.3694 | 5237.5642 | 3984.3568 | 6092.1197 | 0 | 0 | 0 | 0 | 0 | 0 | 0 | 0 | 0 | 0 | 0 | 0 | 0 | 291.383 | 358.4319 | 62.1037 | 229.4264 | 284.0003 | 279.4535 | 571.4973 | 0 | 0 | 0 | 4585.2034 | 6249.0978 | 1208.2439 | 4352.7958 | 5521.5646 | 4263.8103 | 6663.617 | 0 | 0 | 0
473 | Comms program | Replacement - Other | Communications | FALSE | Communications | Network | Labour - Internal | 10% | 0 | 0 | 0 | 1073.4551 | 1472.6665 | -1026.0637 | 394.1167 | 1083.1751 | 996.0892 | 1523.0299 | 0 | 0 | 0 | 0 | 3.9278 | 14.5395 | 4.3324 | 20.8272 | 36.8711 | 39.323 | 77.5533 | 0 | 0 | 0 | 0 | 73.1123 | 90.4927 | 15.7607 | 58.5154 | 72.9994 | 72.6214 | 150.1496 | 0 | 0 | 0 | 0 | 1150.4952 | 1577.6986 | 306.6282 | 1110.185 | 1419.2615 | 1108.0336 | 1750.7328 | 0 | 0 | 0% | 0% | 0% | 0% | 0% | 0% | 0% | 0% | 0% | 0% | 0% | x | x | x | x | x | x | x | x | x | x | 0 | 1073.4551 | 1472.6665 | 286.535 | 1030.8423 | 1309.3911 | 996.0892 | 1523.0299 | 0 | 0 | 0 | 3.9278 | 14.5395 | 4.3324 | 20.8272 | 36.8711 | 39.323 | 77.5533 | 0 | 0 | 0 | 73.1123 | 90.4927 | 15.7607 | 58.5154 | 72.9994 | 72.6214 | 150.1496 | 0 | 0 | 0 | 1150.4952 | 1577.6986 | 306.6282 | 1110.185 | 1419.2615 | 1108.0336 | 1750.7328 | 0 | 0 | 0
474 | Comms program | Replacement - Other | Communications | FALSE | Communications | Network | Labour - External | 50% | 0 | 0 | 0 | 5367.2754 | 7363.3324 | -5130.3186 | 1970.5836 | 5415.8753 | 4980.446 | 7615.1496 | 0 | 0 | 0 | 0 | -14.1086 | -10.7371 | [5 empty] | 0 | 0 | 0 | 0 | 363.2714 | 447.3866 | 77.6297 | 286.783 | 355.0004 | 349.3168 | 714.3717 | 0 | 0 | 0 | 0 | 5716.4382 | 7799.9819 | 1510.3049 | 5440.9947 | 6901.9557 | 5329.7628 | 8329.5213 | 0 | 0 | 0% | 0% | 0% | 0% | 0% | 0% | 0% | 0% | 0% | 0% | 0% | x | x | x | x | x | x | x | x | x | x | 0 | 5367.2754 | 7363.3324 | 1432.6752 | 5154.2117 | 6546.9553 | 4980.446 | 7615.1496 | 0 | 0 | 0 | -14.1086 | -10.7371 | 0 | 0 | 0 | 0 | 0 | 0 | 0 | 0 | 363.2714 | 447.3866 | 77.6297 | 286.783 | 355.0004 | 349.3168 | 714.3717 | 0 | 0 | 0 | 5716.4382 | 7799.9819 | 1510.3049 | 5440.9947 | 6901.9557 | 5329.7628 | 8329.5213 | 0 | 0 | 0
475 | Comms program - safety and security | Security and Compliance | Communications (S&C) | FALSE | Communications | Network | Materials | 40% | 0 | 0 | 0 | 292.853 | 1895.0724 | 312.4113 | 12.5508 | 832.5391 | 2824.3575 | 740.4996 | 0 | 0 | 0 | 0 | 0 | 0 | 0 | 0 | 0 | 0 | 0 | 0 | 0 | 0 | 0 | 19.8733 | 115.3103 | 16.928 | 0.69834 | 45.1434 | 198.0938 | 69.4657 | 0 | 0 | 0 | 0 | 312.7263 | 2010.3827 | 329.3394 | 13.2492 | 877.6825 | 3022.4513 | 809.9653 | 0 | 0 | 0% | 0% | 0% | 0% | 0% | 0% | 0% | 0% | 0% | 0% | 0% | x | x | x | x | x | x | x | x | x | x | 0 | 292.853 | 1895.0724 | 312.4113 | 12.5508 | 832.5391 | 2824.3575 | 740.4996 | 0 | 0 | 0 | 0 | 0 | 0 | 0 | 0 | 0 | 0 | 0 | 0 | 0 | 19.8733 | 115.3103 | 16.928 | 0.69834 | 45.1434 | 198.0938 | 69.4657 | 0 | 0 | 0 | 312.7263 | 2010.3827 | 329.3394 | 13.2492 | 877.6825 | 3022.4513 | 809.9653 | 0 | 0 | 0
476 | Comms program - safety and security | Security and Compliance | Communications (S&C) | FALSE | Communications | Network | Labour - Internal | 10% | 0 | 0 | 0 | 73.2132 | 473.7681 | 78.1028 | 3.1377 | 208.1348 | 706.0894 | 185.1249 | 0 | 0 | 0 | 0 | 0.26789 | 4.6775 | 1.1809 | 0.063395 | 5.8609 | 27.8746 | 9.4266 | 0 | 0 | 0 | 0 | 4.9865 | 29.1122 | 4.296 | 0.17811 | 11.6036 | 51.4785 | 18.2507 | 0 | 0 | 0 | 0 | 78.4676 | 507.5577 | 83.5798 | 3.3792 | 225.5993 | 785.4425 | 212.8023 | 0 | 0 | 0% | 0% | 0% | 0% | 0% | 0% | 0% | 0% | 0% | 0% | 0% | x | x | x | x | x | x | x | x | x | x | 0 | 73.2132 | 473.7681 | 78.1028 | 3.1377 | 208.1348 | 706.0894 | 185.1249 | 0 | 0 | 0 | 0.26789 | 4.6775 | 1.1809 | 0.063395 | 5.8609 | 27.8746 | 9.4266 | 0 | 0 | 0 | 4.9865 | 29.1122 | 4.296 | 0.17811 | 11.6036 | 51.4785 | 18.2507 | 0 | 0 | 0 | 78.4676 | 507.5577 | 83.5798 | 3.3792 | 225.5993 | 785.4425 | 212.8023 | 0 | 0 | 0
477 | Comms program - safety and security | Security and Compliance | Communications (S&C) | FALSE | Communications | Network | Labour - External | 50% | 0 | 0 | 0 | 366.0662 | 2368.8404 | 390.5142 | 15.6886 | 1040.6739 | 3530.4469 | 925.6245 | 0 | 0 | 0 | 0 | -0.96225 | -3.4542 | [5 empty] | 0 | 0 | 0 | 0 | 24.7763 | 143.9277 | 21.1601 | 0.87292 | 56.4292 | 247.6173 | 86.8322 | 0 | 0 | 0 | 0 | 389.8803 | 2509.3139 | 411.6742 | 16.5615 | 1097.1031 | 3778.0642 | 1012.4567 | 0 | 0 | 0% | 0% | 0% | 0% | 0% | 0% | 0% | 0% | 0% | 0% | 0% | x | x | x | x | x | x | x | x | x | x | 0 | 366.0662 | 2368.8404 | 390.5142 | 15.6886 | 1040.6739 | 3530.4469 | 925.6245 | 0 | 0 | 0 | -0.96225 | -3.4542 | 0 | 0 | 0 | 0 | 0 | 0 | 0 | 0 | 24.7763 | 143.9277 | 21.1601 | 0.87292 | 56.4292 | 247.6173 | 86.8322 | 0 | 0 | 0 | 389.8803 | 2509.3139 | 411.6742 | 16.5615 | 1097.1031 | 3778.0642 | 1012.4567 | 0 | 0 | 0
478 | Non-System - Motor Vehicles | Non Network - Vehicles | Vehicles | FALSE | Vehicles | Other (Non-Network) | Materials | 40% | 0 | 0 | 0 | 163.1609 | 899.4769 | 485.2992 | 633.8175 | 732.1324 | 481.1156 | 495.7582 | 307.5451 | 307.5451 | 0 | 0 | 0 | 0 | 0 | 0 | 0 | 0 | 0 | 0 | 0 | 0 | 0 | 0 | 0 | 0 | 0 | 0 | 0 | 0 | 0 | 0 | 0 | 0 | 163.1609 | 899.4769 | 485.2992 | 633.8175 | 732.1324 | 481.1156 | 495.7582 | 307.5451 | 307.5451 | 0% | 0% | 0% | 0% | 0% | 0% | 0% | 0% | 0% | 0% | 0% | x | x | x | x | x | x | x | x | x | x | 0 | 163.1609 | 899.4769 | 485.2992 | 633.8175 | 732.1324 | 481.1156 | 495.7582 | 307.5451 | 307.5451 | 0 | 0 | 0 | 0 | 0 | 0 | 0 | 0 | 0 | 0 | 0 | 0 | 0 | 0 | 0 | 0 | 0 | 0 | 0 | 0 | 0 | 163.1609 | 899.4769 | 485.2992 | 633.8175 | 732.1324 | 481.1156 | 495.7582 | 307.5451 | 307.5451 | 0
479 | Non-System - Motor Vehicles | Non Network - Vehicles | Vehicles | FALSE | Vehicles | Other (Non-Network) | Labour - Internal | 10% | 0 | 0 | 0 | 40.7902 | 224.8692 | 121.3248 | 158.4544 | 183.0331 | 120.2789 | 123.9396 | 76.8863 | 76.8863 | 0 | 0 | 0.14925 | 2.2201 | 1.8344 | 3.2014 | 5.154 | 4.7483 | 6.3111 | 4.8046 | 5.7039 | 0 | 0 | 0 | 0 | 0 | 0 | 0 | 0 | 0 | 0 | 0 | 0 | 0 | 40.9395 | 227.0893 | 123.1592 | 161.6558 | 188.1871 | 125.0272 | 130.2506 | 81.6909 | 82.5902 | 0% | 0% | 0% | 0% | 0% | 0% | 0% | 0% | 0% | 0% | 0% | x | x | x | x | x | x | x | x | x | x | 0 | 40.7902 | 224.8692 | 121.3248 | 158.4544 | 183.0331 | 120.2789 | 123.9396 | 76.8863 | 76.8863 | 0 | 0.14925 | 2.2201 | 1.8344 | 3.2014 | 5.154 | 4.7483 | 6.3111 | 4.8046 | 5.7039 | 0 | 0 | 0 | 0 | 0 | 0 | 0 | 0 | 0 | 0 | 0 | 40.9395 | 227.0893 | 123.1592 | 161.6558 | 188.1871 | 125.0272 | 130.2506 | 81.6909 | 82.5902 | 0
480 | Non-System - Motor Vehicles | Non Network - Vehicles | Vehicles | FALSE | Vehicles | Other (Non-Network) | Labour - External | 50% | 0 | 0 | 0 | 203.9512 | 1124.3461 | 606.624 | 792.2718 | 915.1655 | 601.3945 | 619.6978 | 384.4314 | 384.4314 | 0 | 0 | -0.53611 | -1.6395 | [5 empty] | 21.9706 | 27.0319 | 0 | 0 | 0 | 0 | 0 | 0 | 0 | 0 | 0 | 0 | 0 | 0 | 0 | 203.4151 | 1122.7066 | 606.624 | 792.2718 | 915.1655 | 601.3945 | 619.6978 | 406.402 | 411.4633 | 0% | 0% | 0% | 0% | 0% | 0% | 0% | 0% | 0% | 0% | 0% | x | x | x | x | x | x | x | x | x | x | 0 | 203.9512 | 1124.3461 | 606.624 | 792.2718 | 915.1655 | 601.3945 | 619.6978 | 384.4314 | 384.4314 | 0 | -0.53611 | -1.6395 | 0 | 0 | 0 | 0 | 0 | 21.9706 | 27.0319 | 0 | 0 | 0 | 0 | 0 | 0 | 0 | 0 | 0 | 0 | 0 | 203.4151 | 1122.7066 | 606.624 | 792.2718 | 915.1655 | 601.3945 | 619.6978 | 406.402 | 411.4633 | 0
481 | Non-System - Premises | Non Network - Premises | Premises | FALSE | Premises | Other (Non-Network) | Materials | 40% | 0 | 0 | 0 | 664.8674 | 664.8674 | 770.5116 | 828.4956 | 944.1014 | 774.5687 | 796.5089 | 643.4434 | 643.4434 | 0 | 0 | 0 | 0 | 0 | 0 | 0 | 0 | 0 | 0 | 0 | 0 | 0 | 0 | 0 | 0 | 0 | 0 | 0 | 0 | 0 | 0 | 0 | 0 | 664.8674 | 664.8674 | 770.5116 | 828.4956 | 944.1014 | 774.5687 | 796.5089 | 643.4434 | 643.4434 | 0% | 0% | 0% | 0% | 0% | 0% | 0% | 0% | 0% | 0% | 0% | x | x | x | x | x | x | x | x | x | x | 0 | 664.8674 | 664.8674 | 770.5116 | 828.4956 | 944.1014 | 774.5687 | 796.5089 | 643.4434 | 643.4434 | 0 | 0 | 0 | 0 | 0 | 0 | 0 | 0 | 0 | 0 | 0 | 0 | 0 | 0 | 0 | 0 | 0 | 0 | 0 | 0 | 0 | 664.8674 | 664.8674 | 770.5116 | 828.4956 | 944.1014 | 774.5687 | 796.5089 | 643.4434 | 643.4434 | 0
482 | Non-System - Premises | Non Network - Premises | Premises | FALSE | Premises | Other (Non-Network) | Labour - Internal | 10% | 0 | 0 | 0 | 166.2168 | 166.2168 | 192.6279 | 207.1239 | 236.0254 | 193.6422 | 199.1272 | 160.8609 | 160.8609 | 0 | 0 | 0.6082 | 1.641 | 2.9126 | 4.1847 | 6.6462 | 7.6445 | 10.1396 | 10.0521 | 11.9336 | 0 | 0 | 0 | 0 | 0 | 0 | 0 | 0 | 0 | 0 | 0 | 0 | 0 | 166.825 | 167.8579 | 195.5405 | 211.3086 | 242.6716 | 201.2867 | 209.2669 | 170.913 | 172.7944 | 0% | 0% | 0% | 0% | 0% | 0% | 0% | 0% | 0% | 0% | 0% | x | x | x | x | x | x | x | x | x | x | 0 | 166.2168 | 166.2168 | 192.6279 | 207.1239 | 236.0254 | 193.6422 | 199.1272 | 160.8609 | 160.8609 | 0 | 0.6082 | 1.641 | 2.9126 | 4.1847 | 6.6462 | 7.6445 | 10.1396 | 10.0521 | 11.9336 | 0 | 0 | 0 | 0 | 0 | 0 | 0 | 0 | 0 | 0 | 0 | 166.825 | 167.8579 | 195.5405 | 211.3086 | 242.6716 | 201.2867 | 209.2669 | 170.913 | 172.7944 | 0
483 | Non-System - Premises | Non Network - Premises | Premises | FALSE | Premises | Other (Non-Network) | Labour - External | 50% | 0 | 0 | 0 | 831.0842 | 831.0842 | 963.1395 | 1035.6194 | 1180.1268 | 968.2108 | 995.6362 | 804.3043 | 804.3043 | 0 | 0 | -2.1846 | -1.2119 | [5 empty] | 45.9668 | 56.5559 | 0 | 0 | 0 | 0 | 0 | 0 | 0 | 0 | 0 | 0 | 0 | 0 | 0 | 828.8996 | 829.8724 | 963.1395 | 1035.6194 | 1180.1268 | 968.2108 | 995.6362 | 850.271 | 860.8602 | 0% | 0% | 0% | 0% | 0% | 0% | 0% | 0% | 0% | 0% | 0% | x | x | x | x | x | x | x | x | x | x | 0 | 831.0842 | 831.0842 | 963.1395 | 1035.6194 | 1180.1268 | 968.2108 | 995.6362 | 804.3043 | 804.3043 | 0 | -2.1846 | -1.2119 | 0 | 0 | 0 | 0 | 0 | 45.9668 | 56.5559 | 0 | 0 | 0 | 0 | 0 | 0 | 0 | 0 | 0 | 0 | 0 | 828.8996 | 829.8724 | 963.1395 | 1035.6194 | 1180.1268 | 968.2108 | 995.6362 | 850.271 | 860.8602 | 0
484 | Non-System - Other | Non Network - Other | Other (Non-Network) | FALSE | Other (Non-Network) | Other (Non-Network) | Materials | 40% | 0 | 0 | 0 | 218.2411 | 232.8831 | 234.9273 | 231.5679 | 256.9227 | 234.9084 | 238.2419 | 201.0658 | 201.0658 | 0 | 0 | 0 | 0 | 0 | 0 | 0 | 0 | 0 | 0 | 0 | 0 | 0 | 0 | 0 | 0 | 0 | 0 | 0 | 0 | 0 | 0 | 0 | 0 | 218.2411 | 232.8831 | 234.9273 | 231.5679 | 256.9227 | 234.9084 | 238.2419 | 201.0658 | 201.0658 | 0% | 0% | 0% | 0% | 0% | 0% | 0% | 0% | 0% | 0% | 0% | x | x | x | x | x | x | x | x | x | x | 0 | 218.2411 | 232.8831 | 234.9273 | 231.5679 | 256.9227 | 234.9084 | 238.2419 | 201.0658 | 201.0658 | 0 | 0 | 0 | 0 | 0 | 0 | 0 | 0 | 0 | 0 | 0 | 0 | 0 | 0 | 0 | 0 | 0 | 0 | 0 | 0 | 0 | 218.2411 | 232.8831 | 234.9273 | 231.5679 | 256.9227 | 234.9084 | 238.2419 | 201.0658 | 201.0658 | 0
485 | Non-System - Other | Non Network - Other | Other (Non-Network) | FALSE | Other (Non-Network) | Other (Non-Network) | Labour - Internal | 10% | 0 | 0 | 0 | 54.5603 | 58.2208 | 58.7318 | 57.892 | 64.2307 | 58.7271 | 59.5605 | 50.2664 | 50.2664 | 0 | 0 | 0.19964 | 0.57481 | 0.88803 | 1.1697 | 1.8087 | 2.3184 | 3.0328 | 3.1411 | 3.7291 | 0 | 0 | 0 | 0 | 0 | 0 | 0 | 0 | 0 | 0 | 0 | 0 | 0 | 54.7599 | 58.7956 | 59.6199 | 59.0616 | 66.0393 | 61.0455 | 62.5933 | 53.4076 | 53.9955 | 0% | 0% | 0% | 0% | 0% | 0% | 0% | 0% | 0% | 0% | 0% | x | x | x | x | x | x | x | x | x | x | 0 | 54.5603 | 58.2208 | 58.7318 | 57.892 | 64.2307 | 58.7271 | 59.5605 | 50.2664 | 50.2664 | 0 | 0.19964 | 0.57481 | 0.88803 | 1.1697 | 1.8087 | 2.3184 | 3.0328 | 3.1411 | 3.7291 | 0 | 0 | 0 | 0 | 0 | 0 | 0 | 0 | 0 | 0 | 0 | 54.7599 | 58.7956 | 59.6199 | 59.0616 | 66.0393 | 61.0455 | 62.5933 | 53.4076 | 53.9955 | 0
486 | Non-System - Other | Non Network - Other | Other (Non-Network) | FALSE | Other (Non-Network) | Other (Non-Network) | Labour - External | 50% | 0 | 0 | 0 | 272.8014 | 291.1039 | 293.6592 | 289.4598 | 321.1534 | 293.6355 | 297.8024 | 251.3322 | 251.3322 | 0 | 0 | -0.71709 | -0.42448 | [5 empty] | 14.3639 | 17.6728 | 0 | 0 | 0 | 0 | 0 | 0 | 0 | 0 | 0 | 0 | 0 | 0 | 0 | 272.0843 | 290.6794 | 293.6592 | 289.4598 | 321.1534 | 293.6355 | 297.8024 | 265.6961 | 269.0051 | 0% | 0% | 0% | 0% | 0% | 0% | 0% | 0% | 0% | 0% | 0% | x | x | x | x | x | x | x | x | x | x | 0 | 272.8014 | 291.1039 | 293.6592 | 289.4598 | 321.1534 | 293.6355 | 297.8024 | 251.3322 | 251.3322 | 0 | -0.71709 | -0.42448 | 0 | 0 | 0 | 0 | 0 | 14.3639 | 17.6728 | 0 | 0 | 0 | 0 | 0 | 0 | 0 | 0 | 0 | 0 | 0 | 272.0843 | 290.6794 | 293.6592 | 289.4598 | 321.1534 | 293.6355 | 297.8024 | 265.6961 | 269.0051 | 0
487 | IT Program - Current Period | Non Network - IT | IT | FALSE | IT | IT | Materials | 40% | 0 | 0 | 0 | 7840.768 | 7011.4611 | 0 | 0 | 0 | 0 | 0 | 0 | 0 | 0 | 0 | 0 | 0 | 0 | 0 | 0 | 0 | 0 | 0 | 0 | 0 | 0 | 153.8871 | 159.1817 | 0 | 0 | 0 | 0 | 0 | 0 | 0 | 0 | 0 | 7994.655 | 7170.6429 | 0 | 0 | 0 | 0 | 0 | 0 | 0 | 0% | 0% | 0% | 0% | 0% | 0% | 0% | 0% | 0% | 0% | 0% | x | x | x | x | x | x | x | x | x | x | 0 | 7840.768 | 7011.4611 | 0 | 0 | 0 | 0 | 0 | 0 | 0 | 0 | 0 | 0 | 0 | 0 | 0 | 0 | 0 | 0 | 0 | 0 | 153.8871 | 159.1817 | 0 | 0 | 0 | 0 | 0 | 0 | 0 | 0 | 7994.655 | 7170.6429 | 0 | 0 | 0 | 0 | 0 | 0 | 0 | 0
488 | IT Program - Current Period | Non Network - IT | IT | FALSE | IT | IT | Labour - Internal | 10% | 0 | 0 | 0 | 1960.192 | 1752.8653 | 0 | 0 | 0 | 0 | 0 | 0 | 0 | 0 | 0 | 7.1724 | 17.3058 | 0 | 0 | 0 | 0 | 0 | 0 | 0 | 0 | 0 | 38.6125 | 40.1883 | 0 | 0 | 0 | 0 | 0 | 0 | 0 | 0 | 0 | 2005.977 | 1810.3595 | 0 | 0 | 0 | 0 | 0 | 0 | 0 | 0% | 0% | 0% | 0% | 0% | 0% | 0% | 0% | 0% | 0% | 0% | x | x | x | x | x | x | x | x | x | x | 0 | 1960.192 | 1752.8653 | 0 | 0 | 0 | 0 | 0 | 0 | 0 | 0 | 7.1724 | 17.3058 | 0 | 0 | 0 | 0 | 0 | 0 | 0 | 0 | 38.6125 | 40.1883 | 0 | 0 | 0 | 0 | 0 | 0 | 0 | 0 | 2005.977 | 1810.3595 | 0 | 0 | 0 | 0 | 0 | 0 | 0 | 0
489 | IT Program - Current Period | Non Network - IT | IT | FALSE | IT | IT | Labour - External | 50% | 0 | 0 | 0 | 9800.96 | 8764.3264 | 0 | 0 | 0 | 0 | 0 | 0 | 0 | 0 | 0 | -25.7631 | -12.78 | [5 empty] | 0 | 0 | 0 | 0 | 191.8532 | 198.687 | 0 | 0 | 0 | 0 | 0 | 0 | 0 | 0 | 0 | 9967.0501 | 8950.2334 | 0 | 0 | 0 | 0 | 0 | 0 | 0 | 0% | 0% | 0% | 0% | 0% | 0% | 0% | 0% | 0% | 0% | 0% | x | x | x | x | x | x | x | x | x | x | 0 | 9800.96 | 8764.3264 | 0 | 0 | 0 | 0 | 0 | 0 | 0 | 0 | -25.7631 | -12.78 | 0 | 0 | 0 | 0 | 0 | 0 | 0 | 0 | 191.8532 | 198.687 | 0 | 0 | 0 | 0 | 0 | 0 | 0 | 0 | 9967.0501 | 8950.2334 | 0 | 0 | 0 | 0 | 0 | 0 | 0 | 0
490 | Corporate Enablement | Non Network - IT | IT | FALSE | IT | IT | Materials | 40% | 0 | 0 | 0 | 0 | 0 | 119.233 | 95.3864 | 119.233 | 71.5398 | 71.5398 | 0 | 0 | 0 | 0 | 0 | 0 | 0 | 0 | 0 | 0 | 0 | 0 | 0 | 0 | 0 | 0 | 0 | 2.5861 | 1.9602 | 2.3787 | 1.8852 | 2.2437 | 0 | 0 | 0 | 0 | 0 | 0 | 121.8191 | 97.3466 | 121.6117 | 73.425 | 73.7835 | 0 | 0 | 0% | 0% | 0% | 0% | 0% | 0% | 0% | 0% | 0% | 0% | 0% | x | x | x | x | x | x | x | x | x | x | 0 | 0 | 0 | 119.233 | 95.3864 | 119.233 | 71.5398 | 71.5398 | 0 | 0 | 0 | 0 | 0 | 0 | 0 | 0 | 0 | 0 | 0 | 0 | 0 | 0 | 0 | 2.5861 | 1.9602 | 2.3787 | 1.8852 | 2.2437 | 0 | 0 | 0 | 0 | 0 | 121.8191 | 97.3466 | 121.6117 | 73.425 | 73.7835 | 0 | 0 | 0
491 | Corporate Enablement | Non Network - IT | IT | FALSE | IT | IT | Labour - Internal | 10% | 0 | 0 | 0 | 0 | 0 | 29.8082 | 23.8466 | 29.8082 | 17.8849 | 17.8849 | 0 | 0 | 0 | 0 | 0 | 0 | 0.4507 | 0.4818 | 0.83937 | 0.70605 | 0.91071 | 0 | 0 | 0 | 0 | 0 | 0 | 0.65631 | 0.49995 | 0.61143 | 0.4899 | 0.58948 | 0 | 0 | 0 | 0 | 0 | 0 | 30.9153 | 24.8283 | 31.259 | 19.0809 | 19.3851 | 0 | 0 | 0% | 0% | 0% | 0% | 0% | 0% | 0% | 0% | 0% | 0% | 0% | x | x | x | x | x | x | x | x | x | x | 0 | 0 | 0 | 29.8082 | 23.8466 | 29.8082 | 17.8849 | 17.8849 | 0 | 0 | 0 | 0 | 0 | 0.4507 | 0.4818 | 0.83937 | 0.70605 | 0.91071 | 0 | 0 | 0 | 0 | 0 | 0.65631 | 0.49995 | 0.61143 | 0.4899 | 0.58948 | 0 | 0 | 0 | 0 | 0 | 30.9153 | 24.8283 | 31.259 | 19.0809 | 19.3851 | 0 | 0 | 0
492 | Corporate Enablement | Non Network - IT | IT | FALSE | IT | IT | Labour - External | 50% | 0 | 0 | 0 | 0 | 0 | 149.0412 | 119.233 | 149.0412 | 89.4247 | 89.4247 | 0 | 0 | 0 | 0 | 0 | 0 | [5 empty] | 0 | 0 | 0 | 0 | 0 | 0 | 3.2326 | 2.4503 | 2.9734 | 2.3565 | 2.8046 | 0 | 0 | 0 | 0 | 0 | 0 | 152.2739 | 121.6832 | 152.0147 | 91.7812 | 92.2293 | 0 | 0 | 0% | 0% | 0% | 0% | 0% | 0% | 0% | 0% | 0% | 0% | 0% | x | x | x | x | x | x | x | x | x | x | 0 | 0 | 0 | 149.0412 | 119.233 | 149.0412 | 89.4247 | 89.4247 | 0 | 0 | 0 | 0 | 0 | 0 | 0 | 0 | 0 | 0 | 0 | 0 | 0 | 0 | 0 | 3.2326 | 2.4503 | 2.9734 | 2.3565 | 2.8046 | 0 | 0 | 0 | 0 | 0 | 152.2739 | 121.6832 | 152.0147 | 91.7812 | 92.2293 | 0 | 0 | 0
493 | Corporate Enablement | Non Network - IT | IT | FALSE | In-house software | IT | Materials | 40% | 0 | 0 | 0 | 0 | 0 | 476.9319 | 381.5456 | 476.9319 | 286.1592 | 286.1592 | 0 | 0 | 0 | 0 | 0 | 0 | 0 | 0 | 0 | 0 | 0 | 0 | 0 | 0 | 0 | 0 | 0 | 10.3445 | 7.8408 | 9.515 | 7.5407 | 8.9747 | 0 | 0 | 0 | 0 | 0 | 0 | 487.2764 | 389.3864 | 486.4469 | 293.6999 | 295.1339 | 0 | 0 | 0% | 0% | 0% | 0% | 0% | 0% | 0% | 0% | 0% | 0% | 0% | x | x | x | x | x | x | x | x | x | x | 0 | 0 | 0 | 476.9319 | 381.5456 | 476.9319 | 286.1592 | 286.1592 | 0 | 0 | 0 | 0 | 0 | 0 | 0 | 0 | 0 | 0 | 0 | 0 | 0 | 0 | 0 | 10.3445 | 7.8408 | 9.515 | 7.5407 | 8.9747 | 0 | 0 | 0 | 0 | 0 | 487.2764 | 389.3864 | 486.4469 | 293.6999 | 295.1339 | 0 | 0 | 0
494 | Corporate Enablement | Non Network - IT | IT | FALSE | In-house software | IT | Labour - Internal | 10% | 0 | 0 | 0 | 0 | 0 | 119.233 | 95.3864 | 119.233 | 71.5398 | 71.5398 | 0 | 0 | 0 | 0 | 0 | 0 | 1.8028 | 1.9272 | 3.3575 | 2.8242 | 3.6428 | 0 | 0 | 0 | 0 | 0 | 0 | 2.6252 | 1.9998 | 2.4457 | 1.9596 | 2.3579 | 0 | 0 | 0 | 0 | 0 | 0 | 123.661 | 99.3134 | 125.0362 | 76.3236 | 77.5406 | 0 | 0 | 0% | 0% | 0% | 0% | 0% | 0% | 0% | 0% | 0% | 0% | 0% | x | x | x | x | x | x | x | x | x | x | 0 | 0 | 0 | 119.233 | 95.3864 | 119.233 | 71.5398 | 71.5398 | 0 | 0 | 0 | 0 | 0 | 1.8028 | 1.9272 | 3.3575 | 2.8242 | 3.6428 | 0 | 0 | 0 | 0 | 0 | 2.6252 | 1.9998 | 2.4457 | 1.9596 | 2.3579 | 0 | 0 | 0 | 0 | 0 | 123.661 | 99.3134 | 125.0362 | 76.3236 | 77.5406 | 0 | 0 | 0
495 | Corporate Enablement | Non Network - IT | IT | FALSE | In-house software | IT | Labour - External | 50% | 0 | 0 | 0 | 0 | 0 | 596.1649 | 476.9319 | 596.1649 | 357.699 | 357.699 | 0 | 0 | 0 | 0 | 0 | 0 | [5 empty] | 0 | 0 | 0 | 0 | 0 | 0 | 12.9306 | 9.801 | 11.8937 | 9.4259 | 11.2184 | 0 | 0 | 0 | 0 | 0 | 0 | 609.0955 | 486.733 | 608.0586 | 367.1249 | 368.9174 | 0 | 0 | 0% | 0% | 0% | 0% | 0% | 0% | 0% | 0% | 0% | 0% | 0% | x | x | x | x | x | x | x | x | x | x | 0 | 0 | 0 | 596.1649 | 476.9319 | 596.1649 | 357.699 | 357.699 | 0 | 0 | 0 | 0 | 0 | 0 | 0 | 0 | 0 | 0 | 0 | 0 | 0 | 0 | 0 | 12.9306 | 9.801 | 11.8937 | 9.4259 | 11.2184 | 0 | 0 | 0 | 0 | 0 | 609.0955 | 486.733 | 608.0586 | 367.1249 | 368.9174 | 0 | 0 | 0
496 | Workforce Collaboration | Non Network - IT | IT | FALSE | IT | IT | Materials | 40% | 0 | 0 | 0 | 0 | 0 | 68.7549 | 68.7549 | 68.7549 | 68.7549 | 68.7549 | 0 | 0 | 0 | 0 | 0 | 0 | 0 | 0 | 0 | 0 | 0 | 0 | 0 | 0 | 0 | 0 | 0 | 1.4913 | 1.4129 | 1.3717 | 1.8118 | 2.1563 | 0 | 0 | 0 | 0 | 0 | 0 | 70.2462 | 70.1678 | 70.1266 | 70.5667 | 70.9113 | 0 | 0 | 0% | 0% | 0% | 0% | 0% | 0% | 0% | 0% | 0% | 0% | 0% | x | x | x | x | x | x | x | x | x | x | 0 | 0 | 0 | 68.7549 | 68.7549 | 68.7549 | 68.7549 | 68.7549 | 0 | 0 | 0 | 0 | 0 | 0 | 0 | 0 | 0 | 0 | 0 | 0 | 0 | 0 | 0 | 1.4913 | 1.4129 | 1.3717 | 1.8118 | 2.1563 | 0 | 0 | 0 | 0 | 0 | 70.2462 | 70.1678 | 70.1266 | 70.5667 | 70.9113 | 0 | 0 | 0
497 | Workforce Collaboration | Non Network - IT | IT | FALSE | IT | IT | Labour - Internal | 10% | 0 | 0 | 0 | 0 | 0 | 17.1887 | 17.1887 | 17.1887 | 17.1887 | 17.1887 | 0 | 0 | 0 | 0 | 0 | 0 | 0.2599 | 0.34728 | 0.48402 | 0.67857 | 0.87526 | 0 | 0 | 0 | 0 | 0 | 0 | 0.37845 | 0.36037 | 0.35258 | 0.47083 | 0.56654 | 0 | 0 | 0 | 0 | 0 | 0 | 17.8271 | 17.8964 | 18.0253 | 18.3381 | 18.6305 | 0 | 0 | 0% | 0% | 0% | 0% | 0% | 0% | 0% | 0% | 0% | 0% | 0% | x | x | x | x | x | x | x | x | x | x | 0 | 0 | 0 | 17.1887 | 17.1887 | 17.1887 | 17.1887 | 17.1887 | 0 | 0 | 0 | 0 | 0 | 0.2599 | 0.34728 | 0.48402 | 0.67857 | 0.87526 | 0 | 0 | 0 | 0 | 0 | 0.37845 | 0.36037 | 0.35258 | 0.47083 | 0.56654 | 0 | 0 | 0 | 0 | 0 | 17.8271 | 17.8964 | 18.0253 | 18.3381 | 18.6305 | 0 | 0 | 0
498 | Workforce Collaboration | Non Network - IT | IT | FALSE | IT | IT | Labour - External | 50% | 0 | 0 | 0 | 0 | 0 | 85.9436 | 85.9436 | 85.9436 | 85.9436 | 85.9436 | 0 | 0 | 0 | 0 | 0 | 0 | [5 empty] | 0 | 0 | 0 | 0 | 0 | 0 | 1.8641 | 1.7662 | 1.7146 | 2.2647 | 2.6954 | 0 | 0 | 0 | 0 | 0 | 0 | 87.8077 | 87.7098 | 87.6582 | 88.2084 | 88.6391 | 0 | 0 | 0% | 0% | 0% | 0% | 0% | 0% | 0% | 0% | 0% | 0% | 0% | x | x | x | x | x | x | x | x | x | x | 0 | 0 | 0 | 85.9436 | 85.9436 | 85.9436 | 85.9436 | 85.9436 | 0 | 0 | 0 | 0 | 0 | 0 | 0 | 0 | 0 | 0 | 0 | 0 | 0 | 0 | 0 | 1.8641 | 1.7662 | 1.7146 | 2.2647 | 2.6954 | 0 | 0 | 0 | 0 | 0 | 87.8077 | 87.7098 | 87.6582 | 88.2084 | 88.6391 | 0 | 0 | 0
499 | Workforce Collaboration | Non Network - IT | IT | FALSE | In-house software | IT | Materials | 40% | 0 | 0 | 0 | 0 | 0 | 275.0196 | 275.0196 | 275.0196 | 275.0196 | 275.0196 | 0 | 0 | 0 | 0 | 0 | 0 | 0 | 0 | 0 | 0 | 0 | 0 | 0 | 0 | 0 | 0 | 0 | 5.9651 | 5.6517 | 5.4867 | 7.2472 | 8.6254 | 0 | 0 | 0 | 0 | 0 | 0 | 280.9847 | 280.6713 | 280.5064 | 282.2668 | 283.645 | 0 | 0 | 0% | 0% | 0% | 0% | 0% | 0% | 0% | 0% | 0% | 0% | 0% | x | x | x | x | x | x | x | x | x | x | 0 | 0 | 0 | 275.0196 | 275.0196 | 275.0196 | 275.0196 | 275.0196 | 0 | 0 | 0 | 0 | 0 | 0 | 0 | 0 | 0 | 0 | 0 | 0 | 0 | 0 | 0 | 5.9651 | 5.6517 | 5.4867 | 7.2472 | 8.6254 | 0 | 0 | 0 | 0 | 0 | 280.9847 | 280.6713 | 280.5064 | 282.2668 | 283.645 | 0 | 0 | 0
500 | Workforce Collaboration | Non Network - IT | IT | FALSE | In-house software | IT | Labour - Internal | 10% | 0 | 0 | 0 | 0 | 0 | 68.7549 | 68.7549 | 68.7549 | 68.7549 | 68.7549 | 0 | 0 | 0 | 0 | 0 | 0 | 1.0396 | 1.3891 | 1.9361 | 2.7143 | 3.501 | 0 | 0 | 0 | 0 | 0 | 0 | 1.5138 | 1.4415 | 1.4103 | 1.8833 | 2.2661 | 0 | 0 | 0 | 0 | 0 | 0 | 71.3083 | 71.5855 | 72.1013 | 73.3525 | 74.5221 | 0 | 0 | 0% | 0% | 0% | 0% | 0% | 0% | 0% | 0% | 0% | 0% | 0% | x | x | x | x | x | x | x | x | x | x | 0 | 0 | 0 | 68.7549 | 68.7549 | 68.7549 | 68.7549 | 68.7549 | 0 | 0 | 0 | 0 | 0 | 1.0396 | 1.3891 | 1.9361 | 2.7143 | 3.501 | 0 | 0 | 0 | 0 | 0 | 1.5138 | 1.4415 | 1.4103 | 1.8833 | 2.2661 | 0 | 0 | 0 | 0 | 0 | 71.3083 | 71.5855 | 72.1013 | 73.3525 | 74.5221 | 0 | 0 | 0
501 | Workforce Collaboration | Non Network - IT | IT | FALSE | In-house software | IT | Labour - External | 50% | 0 | 0 | 0 | 0 | 0 | 343.7746 | 343.7746 | 343.7746 | 343.7746 | 343.7746 | 0 | 0 | 0 | 0 | 0 | 0 | [5 empty] | 0 | 0 | 0 | 0 | 0 | 0 | 7.4563 | 7.0646 | 6.8584 | 9.059 | 10.7817 | 0 | 0 | 0 | 0 | 0 | 0 | 351.2309 | 350.8392 | 350.633 | 352.8335 | 354.5563 | 0 | 0 | 0% | 0% | 0% | 0% | 0% | 0% | 0% | 0% | 0% | 0% | 0% | x | x | x | x | x | x | x | x | x | x | 0 | 0 | 0 | 343.7746 | 343.7746 | 343.7746 | 343.7746 | 343.7746 | 0 | 0 | 0 | 0 | 0 | 0 | 0 | 0 | 0 | 0 | 0 | 0 | 0 | 0 | 0 | 7.4563 | 7.0646 | 6.8584 | 9.059 | 10.7817 | 0 | 0 | 0 | 0 | 0 | 351.2309 | 350.8392 | 350.633 | 352.8335 | 354.5563 | 0 | 0 | 0
502 | Information Management | Non Network - IT | IT | FALSE | IT | IT | Materials | 40% | 0 | 0 | 0 | 0 | 0 | 142.1085 | 113.6868 | 113.6868 | 85.2651 | 113.6868 | 0 | 0 | 0 | 0 | 0 | 0 | 0 | 0 | 0 | 0 | 0 | 0 | 0 | 0 | 0 | 0 | 0 | 3.0823 | 2.3363 | 2.2681 | 2.2469 | 3.5655 | 0 | 0 | 0 | 0 | 0 | 0 | 145.1908 | 116.0231 | 115.9549 | 87.512 | 117.2523 | 0 | 0 | 0% | 0% | 0% | 0% | 0% | 0% | 0% | 0% | 0% | 0% | 0% | x | x | x | x | x | x | x | x | x | x | 0 | 0 | 0 | 142.1085 | 113.6868 | 113.6868 | 85.2651 | 113.6868 | 0 | 0 | 0 | 0 | 0 | 0 | 0 | 0 | 0 | 0 | 0 | 0 | 0 | 0 | 0 | 3.0823 | 2.3363 | 2.2681 | 2.2469 | 3.5655 | 0 | 0 | 0 | 0 | 0 | 145.1908 | 116.0231 | 115.9549 | 87.512 | 117.2523 | 0 | 0 | 0
503 | Information Management | Non Network - IT | IT | FALSE | IT | IT | Labour - Internal | 10% | 0 | 0 | 0 | 0 | 0 | 35.5271 | 28.4217 | 28.4217 | 21.3163 | 28.4217 | 0 | 0 | 0 | 0 | 0 | 0 | 0.53717 | 0.57423 | 0.80033 | 0.84151 | 1.4472 | 0 | 0 | 0 | 0 | 0 | 0 | 0.78222 | 0.59587 | 0.58299 | 0.58389 | 0.93677 | 0 | 0 | 0 | 0 | 0 | 0 | 36.8465 | 29.5918 | 29.805 | 22.7417 | 30.8057 | 0 | 0 | 0% | 0% | 0% | 0% | 0% | 0% | 0% | 0% | 0% | 0% | 0% | x | x | x | x | x | x | x | x | x | x | 0 | 0 | 0 | 35.5271 | 28.4217 | 28.4217 | 21.3163 | 28.4217 | 0 | 0 | 0 | 0 | 0 | 0.53717 | 0.57423 | 0.80033 | 0.84151 | 1.4472 | 0 | 0 | 0 | 0 | 0 | 0.78222 | 0.59587 | 0.58299 | 0.58389 | 0.93677 | 0 | 0 | 0 | 0 | 0 | 36.8465 | 29.5918 | 29.805 | 22.7417 | 30.8057 | 0 | 0 | 0
504 | Information Management | Non Network - IT | IT | FALSE | IT | IT | Labour - External | 50% | 0 | 0 | 0 | 0 | 0 | 177.6356 | 142.1085 | 142.1085 | 106.5814 | 142.1085 | 0 | 0 | 0 | 0 | 0 | 0 | [5 empty] | 0 | 0 | 0 | 0 | 0 | 0 | 3.8529 | 2.9204 | 2.8351 | 2.8086 | 4.4569 | 0 | 0 | 0 | 0 | 0 | 0 | 181.4885 | 145.0289 | 144.9436 | 109.39 | 146.5654 | 0 | 0 | 0% | 0% | 0% | 0% | 0% | 0% | 0% | 0% | 0% | 0% | 0% | x | x | x | x | x | x | x | x | x | x | 0 | 0 | 0 | 177.6356 | 142.1085 | 142.1085 | 106.5814 | 142.1085 | 0 | 0 | 0 | 0 | 0 | 0 | 0 | 0 | 0 | 0 | 0 | 0 | 0 | 0 | 0 | 3.8529 | 2.9204 | 2.8351 | 2.8086 | 4.4569 | 0 | 0 | 0 | 0 | 0 | 181.4885 | 145.0289 | 144.9436 | 109.39 | 146.5654 | 0 | 0 | 0
505 | Information Management | Non Network - IT | IT | FALSE | In-house software | IT | Materials | 40% | 0 | 0 | 0 | 0 | 0 | 568.4341 | 454.7472 | 454.7472 | 341.0604 | 454.7472 | 0 | 0 | 0 | 0 | 0 | 0 | 0 | 0 | 0 | 0 | 0 | 0 | 0 | 0 | 0 | 0 | 0 | 12.3291 | 9.3451 | 9.0724 | 8.9874 | 14.2621 | 0 | 0 | 0 | 0 | 0 | 0 | 580.7632 | 464.0924 | 463.8196 | 350.0479 | 469.0094 | 0 | 0 | 0% | 0% | 0% | 0% | 0% | 0% | 0% | 0% | 0% | 0% | 0% | x | x | x | x | x | x | x | x | x | x | 0 | 0 | 0 | 568.4341 | 454.7472 | 454.7472 | 341.0604 | 454.7472 | 0 | 0 | 0 | 0 | 0 | 0 | 0 | 0 | 0 | 0 | 0 | 0 | 0 | 0 | 0 | 12.3291 | 9.3451 | 9.0724 | 8.9874 | 14.2621 | 0 | 0 | 0 | 0 | 0 | 580.7632 | 464.0924 | 463.8196 | 350.0479 | 469.0094 | 0 | 0 | 0
506 | Information Management | Non Network - IT | IT | FALSE | In-house software | IT | Labour - Internal | 10% | 0 | 0 | 0 | 0 | 0 | 142.1085 | 113.6868 | 113.6868 | 85.2651 | 113.6868 | 0 | 0 | 0 | 0 | 0 | 0 | 2.1487 | 2.2969 | 3.2013 | 3.366 | 5.789 | 0 | 0 | 0 | 0 | 0 | 0 | 3.1289 | 2.3835 | 2.332 | 2.3356 | 3.7471 | 0 | 0 | 0 | 0 | 0 | 0 | 147.3861 | 118.3672 | 119.2201 | 90.9667 | 123.2229 | 0 | 0 | 0% | 0% | 0% | 0% | 0% | 0% | 0% | 0% | 0% | 0% | 0% | x | x | x | x | x | x | x | x | x | x | 0 | 0 | 0 | 142.1085 | 113.6868 | 113.6868 | 85.2651 | 113.6868 | 0 | 0 | 0 | 0 | 0 | 2.1487 | 2.2969 | 3.2013 | 3.366 | 5.789 | 0 | 0 | 0 | 0 | 0 | 3.1289 | 2.3835 | 2.332 | 2.3356 | 3.7471 | 0 | 0 | 0 | 0 | 0 | 147.3861 | 118.3672 | 119.2201 | 90.9667 | 123.2229 | 0 | 0 | 0
507 | Information Management | Non Network - IT | IT | FALSE | In-house software | IT | Labour - External | 50% | 0 | 0 | 0 | 0 | 0 | 710.5426 | 568.4341 | 568.4341 | 426.3255 | 568.4341 | 0 | 0 | 0 | 0 | 0 | 0 | [5 empty] | 0 | 0 | 0 | 0 | 0 | 0 | 15.4114 | 11.6814 | 11.3405 | 11.2343 | 17.8277 | 0 | 0 | 0 | 0 | 0 | 0 | 725.954 | 580.1155 | 579.7745 | 437.5598 | 586.2617 | 0 | 0 | 0% | 0% | 0% | 0% | 0% | 0% | 0% | 0% | 0% | 0% | 0% | x | x | x | x | x | x | x | x | x | x | 0 | 0 | 0 | 710.5426 | 568.4341 | 568.4341 | 426.3255 | 568.4341 | 0 | 0 | 0 | 0 | 0 | 0 | 0 | 0 | 0 | 0 | 0 | 0 | 0 | 0 | 0 | 15.4114 | 11.6814 | 11.3405 | 11.2343 | 17.8277 | 0 | 0 | 0 | 0 | 0 | 725.954 | 580.1155 | 579.7745 | 437.5598 | 586.2617 | 0 | 0 | 0
508 | Cyber Security | Non Network - IT | IT | FALSE | IT | IT | Materials | 40% | 0 | 0 | 0 | 0 | 0 | 349.5177 | 297.7373 | 233.0118 | 220.0667 | 194.1765 | 0 | 0 | 0 | 0 | 0 | 0 | 0 | 0 | 0 | 0 | 0 | 0 | 0 | 0 | 0 | 0 | 0 | 7.5809 | 6.1186 | 4.6487 | 5.7991 | 6.0899 | 0 | 0 | 0 | 0 | 0 | 0 | 357.0986 | 303.8558 | 237.6604 | 225.8658 | 200.2664 | 0 | 0 | 0% | 0% | 0% | 0% | 0% | 0% | 0% | 0% | 0% | 0% | 0% | x | x | x | x | x | x | x | x | x | x | 0 | 0 | 0 | 349.5177 | 297.7373 | 233.0118 | 220.0667 | 194.1765 | 0 | 0 | 0 | 0 | 0 | 0 | 0 | 0 | 0 | 0 | 0 | 0 | 0 | 0 | 0 | 7.5809 | 6.1186 | 4.6487 | 5.7991 | 6.0899 | 0 | 0 | 0 | 0 | 0 | 357.0986 | 303.8558 | 237.6604 | 225.8658 | 200.2664 | 0 | 0 | 0
509 | Cyber Security | Non Network - IT | IT | FALSE | IT | IT | Labour - Internal | 10% | 0 | 0 | 0 | 0 | 0 | 87.3794 | 74.4343 | 58.2529 | 55.0167 | 48.5441 | 0 | 0 | 0 | 0 | 0 | 0 | 1.3212 | 1.5039 | 1.6403 | 2.1719 | 2.4719 | 0 | 0 | 0 | 0 | 0 | 0 | 1.9239 | 1.5605 | 1.1949 | 1.507 | 1.6 | 0 | 0 | 0 | 0 | 0 | 0 | 90.6245 | 77.4987 | 61.0882 | 58.6956 | 52.616 | 0 | 0 | 0% | 0% | 0% | 0% | 0% | 0% | 0% | 0% | 0% | 0% | 0% | x | x | x | x | x | x | x | x | x | x | 0 | 0 | 0 | 87.3794 | 74.4343 | 58.2529 | 55.0167 | 48.5441 | 0 | 0 | 0 | 0 | 0 | 1.3212 | 1.5039 | 1.6403 | 2.1719 | 2.4719 | 0 | 0 | 0 | 0 | 0 | 1.9239 | 1.5605 | 1.1949 | 1.507 | 1.6 | 0 | 0 | 0 | 0 | 0 | 90.6245 | 77.4987 | 61.0882 | 58.6956 | 52.616 | 0 | 0 | 0
510 | Cyber Security | Non Network - IT | IT | FALSE | IT | IT | Labour - External | 50% | 0 | 0 | 0 | 0 | 0 | 436.8971 | 372.1716 | 291.2647 | 275.0834 | 242.7206 | 0 | 0 | 0 | 0 | 0 | 0 | [5 empty] | 0 | 0 | 0 | 0 | 0 | 0 | 9.4761 | 7.6482 | 5.8108 | 7.2489 | 7.6124 | 0 | 0 | 0 | 0 | 0 | 0 | 446.3732 | 379.8198 | 297.0756 | 282.3322 | 250.333 | 0 | 0 | 0% | 0% | 0% | 0% | 0% | 0% | 0% | 0% | 0% | 0% | 0% | x | x | x | x | x | x | x | x | x | x | 0 | 0 | 0 | 436.8971 | 372.1716 | 291.2647 | 275.0834 | 242.7206 | 0 | 0 | 0 | 0 | 0 | 0 | 0 | 0 | 0 | 0 | 0 | 0 | 0 | 0 | 0 | 9.4761 | 7.6482 | 5.8108 | 7.2489 | 7.6124 | 0 | 0 | 0 | 0 | 0 | 446.3732 | 379.8198 | 297.0756 | 282.3322 | 250.333 | 0 | 0 | 0
511 | Cyber Security | Non Network - IT | IT | FALSE | In-house software | IT | Materials | 40% | 0 | 0 | 0 | 0 | 0 | 1398.0707 | 1190.9491 | 932.0471 | 880.2667 | 776.7059 | 0 | 0 | 0 | 0 | 0 | 0 | 0 | 0 | 0 | 0 | 0 | 0 | 0 | 0 | 0 | 0 | 0 | 30.3236 | 24.4742 | 18.5947 | 23.1963 | 24.3596 | 0 | 0 | 0 | 0 | 0 | 0 | 1428.3943 | 1215.4233 | 950.6418 | 903.4631 | 801.0656 | 0 | 0 | 0% | 0% | 0% | 0% | 0% | 0% | 0% | 0% | 0% | 0% | 0% | x | x | x | x | x | x | x | x | x | x | 0 | 0 | 0 | 1398.0707 | 1190.9491 | 932.0471 | 880.2667 | 776.7059 | 0 | 0 | 0 | 0 | 0 | 0 | 0 | 0 | 0 | 0 | 0 | 0 | 0 | 0 | 0 | 30.3236 | 24.4742 | 18.5947 | 23.1963 | 24.3596 | 0 | 0 | 0 | 0 | 0 | 1428.3943 | 1215.4233 | 950.6418 | 903.4631 | 801.0656 | 0 | 0 | 0
512 | Cyber Security | Non Network - IT | IT | FALSE | In-house software | IT | Labour - Internal | 10% | 0 | 0 | 0 | 0 | 0 | 349.5177 | 297.7373 | 233.0118 | 220.0667 | 194.1765 | 0 | 0 | 0 | 0 | 0 | 0 | 5.2847 | 6.0155 | 6.5614 | 8.6877 | 9.8875 | 0 | 0 | 0 | 0 | 0 | 0 | 7.6955 | 6.2422 | 4.7796 | 6.028 | 6.4 | 0 | 0 | 0 | 0 | 0 | 0 | 362.498 | 309.995 | 244.3527 | 234.7824 | 210.464 | 0 | 0 | 0% | 0% | 0% | 0% | 0% | 0% | 0% | 0% | 0% | 0% | 0% | x | x | x | x | x | x | x | x | x | x | 0 | 0 | 0 | 349.5177 | 297.7373 | 233.0118 | 220.0667 | 194.1765 | 0 | 0 | 0 | 0 | 0 | 5.2847 | 6.0155 | 6.5614 | 8.6877 | 9.8875 | 0 | 0 | 0 | 0 | 0 | 7.6955 | 6.2422 | 4.7796 | 6.028 | 6.4 | 0 | 0 | 0 | 0 | 0 | 362.498 | 309.995 | 244.3527 | 234.7824 | 210.464 | 0 | 0 | 0
513 | Cyber Security | Non Network - IT | IT | FALSE | In-house software | IT | Labour - External | 50% | 0 | 0 | 0 | 0 | 0 | 1747.5884 | 1488.6864 | 1165.0589 | 1100.3334 | 970.8824 | 0 | 0 | 0 | 0 | 0 | 0 | [5 empty] | 0 | 0 | 0 | 0 | 0 | 0 | 37.9045 | 30.5928 | 23.2433 | 28.9954 | 30.4496 | 0 | 0 | 0 | 0 | 0 | 0 | 1785.4929 | 1519.2792 | 1188.3022 | 1129.3288 | 1001.332 | 0 | 0 | 0% | 0% | 0% | 0% | 0% | 0% | 0% | 0% | 0% | 0% | 0% | x | x | x | x | x | x | x | x | x | x | 0 | 0 | 0 | 1747.5884 | 1488.6864 | 1165.0589 | 1100.3334 | 970.8824 | 0 | 0 | 0 | 0 | 0 | 0 | 0 | 0 | 0 | 0 | 0 | 0 | 0 | 0 | 0 | 37.9045 | 30.5928 | 23.2433 | 28.9954 | 30.4496 | 0 | 0 | 0 | 0 | 0 | 1785.4929 | 1519.2792 | 1188.3022 | 1129.3288 | 1001.332 | 0 | 0 | 0
514 | Corporate Communications | Non Network - IT | IT | FALSE | IT | IT | Materials | 40% | 0 | 0 | 0 | 0 | 0 | 209.599 | 104.4857 | 104.4857 | 104.4857 | 104.4857 | 0 | 0 | 0 | 0 | 0 | 0 | 0 | 0 | 0 | 0 | 0 | 0 | 0 | 0 | 0 | 0 | 0 | 4.5461 | 2.1472 | 2.0845 | 2.7534 | 3.277 | 0 | 0 | 0 | 0 | 0 | 0 | 214.1452 | 106.6329 | 106.5703 | 107.2391 | 107.7627 | 0 | 0 | 0% | 0% | 0% | 0% | 0% | 0% | 0% | 0% | 0% | 0% | 0% | x | x | x | x | x | x | x | x | x | x | 0 | 0 | 0 | 209.599 | 104.4857 | 104.4857 | 104.4857 | 104.4857 | 0 | 0 | 0 | 0 | 0 | 0 | 0 | 0 | 0 | 0 | 0 | 0 | 0 | 0 | 0 | 4.5461 | 2.1472 | 2.0845 | 2.7534 | 3.277 | 0 | 0 | 0 | 0 | 0 | 214.1452 | 106.6329 | 106.5703 | 107.2391 | 107.7627 | 0 | 0 | 0
515 | Corporate Communications | Non Network - IT | IT | FALSE | IT | IT | Labour - Internal | 10% | 0 | 0 | 0 | 0 | 0 | 52.3998 | 26.1214 | 26.1214 | 26.1214 | 26.1214 | 0 | 0 | 0 | 0 | 0 | 0 | 0.79229 | 0.52776 | 0.73555 | 1.0312 | 1.3301 | 0 | 0 | 0 | 0 | 0 | 0 | 1.1537 | 0.54765 | 0.53581 | 0.71551 | 0.86096 | 0 | 0 | 0 | 0 | 0 | 0 | 54.3458 | 27.1968 | 27.3928 | 27.8682 | 28.3125 | 0 | 0 | 0% | 0% | 0% | 0% | 0% | 0% | 0% | 0% | 0% | 0% | 0% | x | x | x | x | x | x | x | x | x | x | 0 | 0 | 0 | 52.3998 | 26.1214 | 26.1214 | 26.1214 | 26.1214 | 0 | 0 | 0 | 0 | 0 | 0.79229 | 0.52776 | 0.73555 | 1.0312 | 1.3301 | 0 | 0 | 0 | 0 | 0 | 1.1537 | 0.54765 | 0.53581 | 0.71551 | 0.86096 | 0 | 0 | 0 | 0 | 0 | 54.3458 | 27.1968 | 27.3928 | 27.8682 | 28.3125 | 0 | 0 | 0
516 | Corporate Communications | Non Network - IT | IT | FALSE | IT | IT | Labour - External | 50% | 0 | 0 | 0 | 0 | 0 | 261.9988 | 130.6072 | 130.6072 | 130.6072 | 130.6072 | 0 | 0 | 0 | 0 | 0 | 0 | [5 empty] | 0 | 0 | 0 | 0 | 0 | 0 | 5.6827 | 2.684 | 2.6057 | 3.4417 | 4.0962 | 0 | 0 | 0 | 0 | 0 | 0 | 267.6815 | 133.2912 | 133.2128 | 134.0489 | 134.7034 | 0 | 0 | 0% | 0% | 0% | 0% | 0% | 0% | 0% | 0% | 0% | 0% | 0% | x | x | x | x | x | x | x | x | x | x | 0 | 0 | 0 | 261.9988 | 130.6072 | 130.6072 | 130.6072 | 130.6072 | 0 | 0 | 0 | 0 | 0 | 0 | 0 | 0 | 0 | 0 | 0 | 0 | 0 | 0 | 0 | 5.6827 | 2.684 | 2.6057 | 3.4417 | 4.0962 | 0 | 0 | 0 | 0 | 0 | 267.6815 | 133.2912 | 133.2128 | 134.0489 | 134.7034 | 0 | 0 | 0
517 | Corporate Communications | Non Network - IT | IT | FALSE | In-house software | IT | Materials | 40% | 0 | 0 | 0 | 0 | 0 | 838.3962 | 417.943 | 417.943 | 417.943 | 417.943 | 0 | 0 | 0 | 0 | 0 | 0 | 0 | 0 | 0 | 0 | 0 | 0 | 0 | 0 | 0 | 0 | 0 | 18.1845 | 8.5888 | 8.3381 | 11.0134 | 13.1078 | 0 | 0 | 0 | 0 | 0 | 0 | 856.5807 | 426.5318 | 426.2811 | 428.9564 | 431.0508 | 0 | 0 | 0% | 0% | 0% | 0% | 0% | 0% | 0% | 0% | 0% | 0% | 0% | x | x | x | x | x | x | x | x | x | x | 0 | 0 | 0 | 838.3962 | 417.943 | 417.943 | 417.943 | 417.943 | 0 | 0 | 0 | 0 | 0 | 0 | 0 | 0 | 0 | 0 | 0 | 0 | 0 | 0 | 0 | 18.1845 | 8.5888 | 8.3381 | 11.0134 | 13.1078 | 0 | 0 | 0 | 0 | 0 | 856.5807 | 426.5318 | 426.2811 | 428.9564 | 431.0508 | 0 | 0 | 0
518 | Corporate Communications | Non Network - IT | IT | FALSE | In-house software | IT | Labour - Internal | 10% | 0 | 0 | 0 | 0 | 0 | 209.599 | 104.4857 | 104.4857 | 104.4857 | 104.4857 | 0 | 0 | 0 | 0 | 0 | 0 | 3.1692 | 2.111 | 2.9422 | 4.1248 | 5.3205 | 0 | 0 | 0 | 0 | 0 | 0 | 4.6149 | 2.1906 | 2.1432 | 2.862 | 3.4438 | 0 | 0 | 0 | 0 | 0 | 0 | 217.3831 | 108.7874 | 109.5712 | 111.4726 | 113.25 | 0 | 0 | 0% | 0% | 0% | 0% | 0% | 0% | 0% | 0% | 0% | 0% | 0% | x | x | x | x | x | x | x | x | x | x | 0 | 0 | 0 | 209.599 | 104.4857 | 104.4857 | 104.4857 | 104.4857 | 0 | 0 | 0 | 0 | 0 | 3.1692 | 2.111 | 2.9422 | 4.1248 | 5.3205 | 0 | 0 | 0 | 0 | 0 | 4.6149 | 2.1906 | 2.1432 | 2.862 | 3.4438 | 0 | 0 | 0 | 0 | 0 | 217.3831 | 108.7874 | 109.5712 | 111.4726 | 113.25 | 0 | 0 | 0
519 | Corporate Communications | Non Network - IT | IT | FALSE | In-house software | IT | Labour - External | 50% | 0 | 0 | 0 | 0 | 0 | 1047.9952 | 522.4287 | 522.4287 | 522.4287 | 522.4287 | 0 | 0 | 0 | 0 | 0 | 0 | [5 empty] | 0 | 0 | 0 | 0 | 0 | 0 | 22.7306 | 10.736 | 10.4226 | 13.7668 | 16.3848 | 0 | 0 | 0 | 0 | 0 | 0 | 1070.7258 | 533.1647 | 532.8514 | 536.1955 | 538.8136 | 0 | 0 | 0% | 0% | 0% | 0% | 0% | 0% | 0% | 0% | 0% | 0% | 0% | x | x | x | x | x | x | x | x | x | x | 0 | 0 | 0 | 1047.9952 | 522.4287 | 522.4287 | 522.4287 | 522.4287 | 0 | 0 | 0 | 0 | 0 | 0 | 0 | 0 | 0 | 0 | 0 | 0 | 0 | 0 | 0 | 22.7306 | 10.736 | 10.4226 | 13.7668 | 16.3848 | 0 | 0 | 0 | 0 | 0 | 1070.7258 | 533.1647 | 532.8514 | 536.1955 | 538.8136 | 0 | 0 | 0
520 | Intelligent Network Ops | Non Network - IT | IT | FALSE | IT | IT | Materials | 40% | 0 | 0 | 0 | 0 | 0 | 246.3312 | 369.4968 | 369.4968 | 123.1656 | 123.1656 | 0 | 0 | 0 | 0 | 0 | 0 | 0 | 0 | 0 | 0 | 0 | 0 | 0 | 0 | 0 | 0 | 0 | 5.3428 | 7.5932 | 7.3716 | 3.2456 | 3.8628 | 0 | 0 | 0 | 0 | 0 | 0 | 251.674 | 377.09 | 376.8683 | 126.4112 | 127.0284 | 0 | 0 | 0% | 0% | 0% | 0% | 0% | 0% | 0% | 0% | 0% | 0% | 0% | x | x | x | x | x | x | x | x | x | x | 0 | 0 | 0 | 246.3312 | 369.4968 | 369.4968 | 123.1656 | 123.1656 | 0 | 0 | 0 | 0 | 0 | 0 | 0 | 0 | 0 | 0 | 0 | 0 | 0 | 0 | 0 | 5.3428 | 7.5932 | 7.3716 | 3.2456 | 3.8628 | 0 | 0 | 0 | 0 | 0 | 251.674 | 377.09 | 376.8683 | 126.4112 | 127.0284 | 0 | 0 | 0
521 | Intelligent Network Ops | Non Network - IT | IT | FALSE | IT | IT | Labour - Internal | 10% | 0 | 0 | 0 | 0 | 0 | 61.5828 | 92.3742 | 92.3742 | 30.7914 | 30.7914 | 0 | 0 | 0 | 0 | 0 | 0 | 0.93114 | 1.8663 | 2.6012 | 1.2156 | 1.5679 | 0 | 0 | 0 | 0 | 0 | 0 | 1.3559 | 1.9367 | 1.8948 | 0.84343 | 1.0149 | 0 | 0 | 0 | 0 | 0 | 0 | 63.8698 | 96.1772 | 96.8701 | 32.8504 | 33.3742 | 0 | 0 | 0% | 0% | 0% | 0% | 0% | 0% | 0% | 0% | 0% | 0% | 0% | x | x | x | x | x | x | x | x | x | x | 0 | 0 | 0 | 61.5828 | 92.3742 | 92.3742 | 30.7914 | 30.7914 | 0 | 0 | 0 | 0 | 0 | 0.93114 | 1.8663 | 2.6012 | 1.2156 | 1.5679 | 0 | 0 | 0 | 0 | 0 | 1.3559 | 1.9367 | 1.8948 | 0.84343 | 1.0149 | 0 | 0 | 0 | 0 | 0 | 63.8698 | 96.1772 | 96.8701 | 32.8504 | 33.3742 | 0 | 0 | 0
522 | Intelligent Network Ops | Non Network - IT | IT | FALSE | IT | IT | Labour - External | 50% | 0 | 0 | 0 | 0 | 0 | 307.914 | 461.8709 | 461.8709 | 153.957 | 153.957 | 0 | 0 | 0 | 0 | 0 | 0 | [5 empty] | 0 | 0 | 0 | 0 | 0 | 0 | 6.6785 | 9.4915 | 9.2145 | 4.057 | 4.8285 | 0 | 0 | 0 | 0 | 0 | 0 | 314.5925 | 471.3625 | 471.0854 | 158.014 | 158.7855 | 0 | 0 | 0% | 0% | 0% | 0% | 0% | 0% | 0% | 0% | 0% | 0% | 0% | x | x | x | x | x | x | x | x | x | x | 0 | 0 | 0 | 307.914 | 461.8709 | 461.8709 | 153.957 | 153.957 | 0 | 0 | 0 | 0 | 0 | 0 | 0 | 0 | 0 | 0 | 0 | 0 | 0 | 0 | 0 | 6.6785 | 9.4915 | 9.2145 | 4.057 | 4.8285 | 0 | 0 | 0 | 0 | 0 | 314.5925 | 471.3625 | 471.0854 | 158.014 | 158.7855 | 0 | 0 | 0
523 | Intelligent Network Ops | Non Network - IT | IT | FALSE | In-house software | IT | Materials | 40% | 0 | 0 | 0 | 0 | 0 | 985.3247 | 1477.987 | 1477.987 | 492.6623 | 492.6623 | 0 | 0 | 0 | 0 | 0 | 0 | 0 | 0 | 0 | 0 | 0 | 0 | 0 | 0 | 0 | 0 | 0 | 21.3713 | 30.3729 | 29.4863 | 12.9824 | 15.4513 | 0 | 0 | 0 | 0 | 0 | 0 | 1006.696 | 1508.3599 | 1507.4734 | 505.6447 | 508.1136 | 0 | 0 | 0% | 0% | 0% | 0% | 0% | 0% | 0% | 0% | 0% | 0% | 0% | x | x | x | x | x | x | x | x | x | x | 0 | 0 | 0 | 985.3247 | 1477.987 | 1477.987 | 492.6623 | 492.6623 | 0 | 0 | 0 | 0 | 0 | 0 | 0 | 0 | 0 | 0 | 0 | 0 | 0 | 0 | 0 | 21.3713 | 30.3729 | 29.4863 | 12.9824 | 15.4513 | 0 | 0 | 0 | 0 | 0 | 1006.696 | 1508.3599 | 1507.4734 | 505.6447 | 508.1136 | 0 | 0 | 0
524 | Intelligent Network Ops | Non Network - IT | IT | FALSE | In-house software | IT | Labour - Internal | 10% | 0 | 0 | 0 | 0 | 0 | 246.3312 | 369.4968 | 369.4968 | 123.1656 | 123.1656 | 0 | 0 | 0 | 0 | 0 | 0 | 3.7246 | 7.4653 | 10.4046 | 4.8623 | 6.2716 | 0 | 0 | 0 | 0 | 0 | 0 | 5.4236 | 7.7466 | 7.5792 | 3.3737 | 4.0595 | 0 | 0 | 0 | 0 | 0 | 0 | 255.4793 | 384.7087 | 387.4806 | 131.4016 | 133.4967 | 0 | 0 | 0% | 0% | 0% | 0% | 0% | 0% | 0% | 0% | 0% | 0% | 0% | x | x | x | x | x | x | x | x | x | x | 0 | 0 | 0 | 246.3312 | 369.4968 | 369.4968 | 123.1656 | 123.1656 | 0 | 0 | 0 | 0 | 0 | 3.7246 | 7.4653 | 10.4046 | 4.8623 | 6.2716 | 0 | 0 | 0 | 0 | 0 | 5.4236 | 7.7466 | 7.5792 | 3.3737 | 4.0595 | 0 | 0 | 0 | 0 | 0 | 255.4793 | 384.7087 | 387.4806 | 131.4016 | 133.4967 | 0 | 0 | 0
525 | Intelligent Network Ops | Non Network - IT | IT | FALSE | In-house software | IT | Labour - External | 50% | 0 | 0 | 0 | 0 | 0 | 1231.6558 | 1847.4838 | 1847.4838 | 615.8279 | 615.8279 | 0 | 0 | 0 | 0 | 0 | 0 | [5 empty] | 0 | 0 | 0 | 0 | 0 | 0 | 26.7142 | 37.9661 | 36.8579 | 16.228 | 19.3141 | 0 | 0 | 0 | 0 | 0 | 0 | 1258.37 | 1885.4499 | 1884.3417 | 632.0559 | 635.142 | 0 | 0 | 0% | 0% | 0% | 0% | 0% | 0% | 0% | 0% | 0% | 0% | 0% | x | x | x | x | x | x | x | x | x | x | 0 | 0 | 0 | 1231.6558 | 1847.4838 | 1847.4838 | 615.8279 | 615.8279 | 0 | 0 | 0 | 0 | 0 | 0 | 0 | 0 | 0 | 0 | 0 | 0 | 0 | 0 | 0 | 26.7142 | 37.9661 | 36.8579 | 16.228 | 19.3141 | 0 | 0 | 0 | 0 | 0 | 1258.37 | 1885.4499 | 1884.3417 | 632.0559 | 635.142 | 0 | 0 | 0
526 | TAM- Apps | Non Network - IT | IT | FALSE | IT | IT | Materials | 40% | 0 | 0 | 0 | 0 | 0 | 59.0773 | 59.0773 | 59.0773 | 59.0773 | 59.0773 | 0 | 0 | 0 | 0 | 0 | 0 | 0 | 0 | 0 | 0 | 0 | 0 | 0 | 0 | 0 | 0 | 0 | 1.2814 | 1.214 | 1.1786 | 1.5568 | 1.8528 | 0 | 0 | 0 | 0 | 0 | 0 | 60.3587 | 60.2914 | 60.2559 | 60.6341 | 60.9301 | 0 | 0 | 0% | 0% | 0% | 0% | 0% | 0% | 0% | 0% | 0% | 0% | 0% | x | x | x | x | x | x | x | x | x | x | 0 | 0 | 0 | 59.0773 | 59.0773 | 59.0773 | 59.0773 | 59.0773 | 0 | 0 | 0 | 0 | 0 | 0 | 0 | 0 | 0 | 0 | 0 | 0 | 0 | 0 | 0 | 1.2814 | 1.214 | 1.1786 | 1.5568 | 1.8528 | 0 | 0 | 0 | 0 | 0 | 60.3587 | 60.2914 | 60.2559 | 60.6341 | 60.9301 | 0 | 0 | 0
527 | TAM- Apps | Non Network - IT | IT | FALSE | IT | IT | Labour - Internal | 10% | 0 | 0 | 0 | 0 | 0 | 14.7693 | 14.7693 | 14.7693 | 14.7693 | 14.7693 | 0 | 0 | 0 | 0 | 0 | 0 | 0.22331 | 0.2984 | 0.41589 | 0.58305 | 0.75206 | 0 | 0 | 0 | 0 | 0 | 0 | 0.32518 | 0.30964 | 0.30295 | 0.40456 | 0.48679 | 0 | 0 | 0 | 0 | 0 | 0 | 15.3178 | 15.3774 | 15.4882 | 15.7569 | 16.0082 | 0 | 0 | 0% | 0% | 0% | 0% | 0% | 0% | 0% | 0% | 0% | 0% | 0% | x | x | x | x | x | x | x | x | x | x | 0 | 0 | 0 | 14.7693 | 14.7693 | 14.7693 | 14.7693 | 14.7693 | 0 | 0 | 0 | 0 | 0 | 0.22331 | 0.2984 | 0.41589 | 0.58305 | 0.75206 | 0 | 0 | 0 | 0 | 0 | 0.32518 | 0.30964 | 0.30295 | 0.40456 | 0.48679 | 0 | 0 | 0 | 0 | 0 | 15.3178 | 15.3774 | 15.4882 | 15.7569 | 16.0082 | 0 | 0 | 0
528 | TAM- Apps | Non Network - IT | IT | FALSE | IT | IT | Labour - External | 50% | 0 | 0 | 0 | 0 | 0 | 73.8466 | 73.8466 | 73.8466 | 73.8466 | 73.8466 | 0 | 0 | 0 | 0 | 0 | 0 | [5 empty] | 0 | 0 | 0 | 0 | 0 | 0 | 1.6017 | 1.5176 | 1.4733 | 1.946 | 2.316 | 0 | 0 | 0 | 0 | 0 | 0 | 75.4483 | 75.3642 | 75.3199 | 75.7926 | 76.1627 | 0 | 0 | 0% | 0% | 0% | 0% | 0% | 0% | 0% | 0% | 0% | 0% | 0% | x | x | x | x | x | x | x | x | x | x | 0 | 0 | 0 | 73.8466 | 73.8466 | 73.8466 | 73.8466 | 73.8466 | 0 | 0 | 0 | 0 | 0 | 0 | 0 | 0 | 0 | 0 | 0 | 0 | 0 | 0 | 0 | 1.6017 | 1.5176 | 1.4733 | 1.946 | 2.316 | 0 | 0 | 0 | 0 | 0 | 75.4483 | 75.3642 | 75.3199 | 75.7926 | 76.1627 | 0 | 0 | 0
529 | TAM- Apps | Non Network - IT | IT | FALSE | In-house software | IT | Materials | 40% | 0 | 0 | 0 | 0 | 0 | 236.3092 | 236.3092 | 236.3092 | 236.3092 | 236.3092 | 0 | 0 | 0 | 0 | 0 | 0 | 0 | 0 | 0 | 0 | 0 | 0 | 0 | 0 | 0 | 0 | 0 | 5.1255 | 4.8562 | 4.7145 | 6.2271 | 7.4113 | 0 | 0 | 0 | 0 | 0 | 0 | 241.4347 | 241.1654 | 241.0237 | 242.5363 | 243.7205 | 0 | 0 | 0% | 0% | 0% | 0% | 0% | 0% | 0% | 0% | 0% | 0% | 0% | x | x | x | x | x | x | x | x | x | x | 0 | 0 | 0 | 236.3092 | 236.3092 | 236.3092 | 236.3092 | 236.3092 | 0 | 0 | 0 | 0 | 0 | 0 | 0 | 0 | 0 | 0 | 0 | 0 | 0 | 0 | 0 | 5.1255 | 4.8562 | 4.7145 | 6.2271 | 7.4113 | 0 | 0 | 0 | 0 | 0 | 241.4347 | 241.1654 | 241.0237 | 242.5363 | 243.7205 | 0 | 0 | 0
530 | TAM- Apps | Non Network - IT | IT | FALSE | In-house software | IT | Labour - Internal | 10% | 0 | 0 | 0 | 0 | 0 | 59.0773 | 59.0773 | 59.0773 | 59.0773 | 59.0773 | 0 | 0 | 0 | 0 | 0 | 0 | 0.89326 | 1.1936 | 1.6636 | 2.3322 | 3.0082 | 0 | 0 | 0 | 0 | 0 | 0 | 1.3007 | 1.2386 | 1.2118 | 1.6182 | 1.9472 | 0 | 0 | 0 | 0 | 0 | 0 | 61.2713 | 61.5095 | 61.9527 | 63.0278 | 64.0327 | 0 | 0 | 0% | 0% | 0% | 0% | 0% | 0% | 0% | 0% | 0% | 0% | 0% | x | x | x | x | x | x | x | x | x | x | 0 | 0 | 0 | 59.0773 | 59.0773 | 59.0773 | 59.0773 | 59.0773 | 0 | 0 | 0 | 0 | 0 | 0.89326 | 1.1936 | 1.6636 | 2.3322 | 3.0082 | 0 | 0 | 0 | 0 | 0 | 1.3007 | 1.2386 | 1.2118 | 1.6182 | 1.9472 | 0 | 0 | 0 | 0 | 0 | 61.2713 | 61.5095 | 61.9527 | 63.0278 | 64.0327 | 0 | 0 | 0
531 | TAM- Apps | Non Network - IT | IT | FALSE | In-house software | IT | Labour - External | 50% | 0 | 0 | 0 | 0 | 0 | 295.3865 | 295.3865 | 295.3865 | 295.3865 | 295.3865 | 0 | 0 | 0 | 0 | 0 | 0 | [5 empty] | 0 | 0 | 0 | 0 | 0 | 0 | 6.4068 | 6.0702 | 5.8931 | 7.7839 | 9.2641 | 0 | 0 | 0 | 0 | 0 | 0 | 301.7934 | 301.4568 | 301.2796 | 303.1704 | 304.6507 | 0 | 0 | 0% | 0% | 0% | 0% | 0% | 0% | 0% | 0% | 0% | 0% | 0% | x | x | x | x | x | x | x | x | x | x | 0 | 0 | 0 | 295.3865 | 295.3865 | 295.3865 | 295.3865 | 295.3865 | 0 | 0 | 0 | 0 | 0 | 0 | 0 | 0 | 0 | 0 | 0 | 0 | 0 | 0 | 0 | 6.4068 | 6.0702 | 5.8931 | 7.7839 | 9.2641 | 0 | 0 | 0 | 0 | 0 | 301.7934 | 301.4568 | 301.2796 | 303.1704 | 304.6507 | 0 | 0 | 0
532 | TAM- Infra | Non Network - IT | IT | FALSE | IT | IT | Materials | 40% | 0 | 0 | 0 | 0 | 0 | 212.5209 | 326.9553 | 433.2157 | 416.868 | 245.2164 | 0 | 0 | 0 | 0 | 0 | 0 | 0 | 0 | 0 | 0 | 0 | 0 | 0 | 0 | 0 | 0 | 0 | 4.6095 | 6.719 | 8.6428 | 10.9851 | 7.6907 | 0 | 0 | 0 | 0 | 0 | 0 | 217.1304 | 333.6742 | 441.8585 | 427.853 | 252.9071 | 0 | 0 | 0% | 0% | 0% | 0% | 0% | 0% | 0% | 0% | 0% | 0% | 0% | x | x | x | x | x | x | x | x | x | x | 0 | 0 | 0 | 212.5209 | 326.9553 | 433.2157 | 416.868 | 245.2164 | 0 | 0 | 0 | 0 | 0 | 0 | 0 | 0 | 0 | 0 | 0 | 0 | 0 | 0 | 0 | 4.6095 | 6.719 | 8.6428 | 10.9851 | 7.6907 | 0 | 0 | 0 | 0 | 0 | 217.1304 | 333.6742 | 441.8585 | 427.853 | 252.9071 | 0 | 0 | 0
533 | TAM- Infra | Non Network - IT | IT | FALSE | IT | IT | Labour - Internal | 10% | 0 | 0 | 0 | 0 | 0 | 53.1302 | 81.7388 | 108.3039 | 104.217 | 61.3041 | 0 | 0 | 0 | 0 | 0 | 0 | 0.80334 | 1.6515 | 3.0497 | 4.1142 | 3.1216 | 0 | 0 | 0 | 0 | 0 | 0 | 1.1698 | 1.7137 | 2.2215 | 2.8547 | 2.0206 | 0 | 0 | 0 | 0 | 0 | 0 | 55.1034 | 85.104 | 113.5752 | 111.1859 | 66.4463 | 0 | 0 | 0% | 0% | 0% | 0% | 0% | 0% | 0% | 0% | 0% | 0% | 0% | x | x | x | x | x | x | x | x | x | x | 0 | 0 | 0 | 53.1302 | 81.7388 | 108.3039 | 104.217 | 61.3041 | 0 | 0 | 0 | 0 | 0 | 0.80334 | 1.6515 | 3.0497 | 4.1142 | 3.1216 | 0 | 0 | 0 | 0 | 0 | 1.1698 | 1.7137 | 2.2215 | 2.8547 | 2.0206 | 0 | 0 | 0 | 0 | 0 | 55.1034 | 85.104 | 113.5752 | 111.1859 | 66.4463 | 0 | 0 | 0
534 | TAM- Infra | Non Network - IT | IT | FALSE | IT | IT | Labour - External | 50% | 0 | 0 | 0 | 0 | 0 | 265.6511 | 408.6941 | 541.5196 | 521.0849 | 306.5206 | 0 | 0 | 0 | 0 | 0 | 0 | [5 empty] | 0 | 0 | 0 | 0 | 0 | 0 | 5.7619 | 8.3987 | 10.8035 | 13.7314 | 9.6133 | 0 | 0 | 0 | 0 | 0 | 0 | 271.413 | 417.0928 | 552.3231 | 534.8163 | 316.1339 | 0 | 0 | 0% | 0% | 0% | 0% | 0% | 0% | 0% | 0% | 0% | 0% | 0% | x | x | x | x | x | x | x | x | x | x | 0 | 0 | 0 | 265.6511 | 408.6941 | 541.5196 | 521.0849 | 306.5206 | 0 | 0 | 0 | 0 | 0 | 0 | 0 | 0 | 0 | 0 | 0 | 0 | 0 | 0 | 0 | 5.7619 | 8.3987 | 10.8035 | 13.7314 | 9.6133 | 0 | 0 | 0 | 0 | 0 | 271.413 | 417.0928 | 552.3231 | 534.8163 | 316.1339 | 0 | 0 | 0
535 | TAM- Infra | Non Network - IT | IT | FALSE | In-house software | IT | Materials | 40% | 0 | 0 | 0 | 0 | 0 | 850.0837 | 1307.821 | 1732.8629 | 1667.4718 | 980.8658 | 0 | 0 | 0 | 0 | 0 | 0 | 0 | 0 | 0 | 0 | 0 | 0 | 0 | 0 | 0 | 0 | 0 | 18.438 | 26.876 | 34.5712 | 43.9403 | 30.7627 | 0 | 0 | 0 | 0 | 0 | 0 | 868.5217 | 1334.697 | 1767.4341 | 1711.4121 | 1011.6284 | 0 | 0 | 0% | 0% | 0% | 0% | 0% | 0% | 0% | 0% | 0% | 0% | 0% | x | x | x | x | x | x | x | x | x | x | 0 | 0 | 0 | 850.0837 | 1307.821 | 1732.8629 | 1667.4718 | 980.8658 | 0 | 0 | 0 | 0 | 0 | 0 | 0 | 0 | 0 | 0 | 0 | 0 | 0 | 0 | 0 | 18.438 | 26.876 | 34.5712 | 43.9403 | 30.7627 | 0 | 0 | 0 | 0 | 0 | 868.5217 | 1334.697 | 1767.4341 | 1711.4121 | 1011.6284 | 0 | 0 | 0
536 | TAM- Infra | Non Network - IT | IT | FALSE | In-house software | IT | Labour - Internal | 10% | 0 | 0 | 0 | 0 | 0 | 212.5209 | 326.9553 | 433.2157 | 416.868 | 245.2164 | 0 | 0 | 0 | 0 | 0 | 0 | 3.2133 | 6.6058 | 12.1989 | 16.4569 | 12.4865 | 0 | 0 | 0 | 0 | 0 | 0 | 4.6792 | 6.8547 | 8.8862 | 11.4187 | 8.0823 | 0 | 0 | 0 | 0 | 0 | 0 | 220.4135 | 340.4158 | 454.3008 | 444.7436 | 265.7852 | 0 | 0 | 0% | 0% | 0% | 0% | 0% | 0% | 0% | 0% | 0% | 0% | 0% | x | x | x | x | x | x | x | x | x | x | 0 | 0 | 0 | 212.5209 | 326.9553 | 433.2157 | 416.868 | 245.2164 | 0 | 0 | 0 | 0 | 0 | 3.2133 | 6.6058 | 12.1989 | 16.4569 | 12.4865 | 0 | 0 | 0 | 0 | 0 | 4.6792 | 6.8547 | 8.8862 | 11.4187 | 8.0823 | 0 | 0 | 0 | 0 | 0 | 220.4135 | 340.4158 | 454.3008 | 444.7436 | 265.7852 | 0 | 0 | 0
537 | TAM- Infra | Non Network - IT | IT | FALSE | In-house software | IT | Labour - External | 50% | 0 | 0 | 0 | 0 | 0 | 1062.6046 | 1634.7763 | 2166.0786 | 2084.3398 | 1226.0822 | 0 | 0 | 0 | 0 | 0 | 0 | [5 empty] | 0 | 0 | 0 | 0 | 0 | 0 | 23.0475 | 33.5949 | 43.214 | 54.9254 | 38.4533 | 0 | 0 | 0 | 0 | 0 | 0 | 1085.6521 | 1668.3712 | 2209.2926 | 2139.2652 | 1264.5355 | 0 | 0 | 0% | 0% | 0% | 0% | 0% | 0% | 0% | 0% | 0% | 0% | 0% | x | x | x | x | x | x | x | x | x | x | 0 | 0 | 0 | 1062.6046 | 1634.7763 | 2166.0786 | 2084.3398 | 1226.0822 | 0 | 0 | 0 | 0 | 0 | 0 | 0 | 0 | 0 | 0 | 0 | 0 | 0 | 0 | 0 | 23.0475 | 33.5949 | 43.214 | 54.9254 | 38.4533 | 0 | 0 | 0 | 0 | 0 | 1085.6521 | 1668.3712 | 2209.2926 | 2139.2652 | 1264.5355 | 0 | 0 | 0
[7 empty] | Total |  |  |  | 66245.5853 | 138807.2779 | 125850.2744 | 139559.6538 | 154838.96 | 161970.4456 | 131268.0305 | 100435.632 |  |  |  | 230.5346 | -131.6459 | 32.4943 | 230.8624 | 325.7021 | 462.4617 | 518.2118 | 511.4224 |  |  |  | 3168.6635 | 8288.7443 | 6717.3897 | 7511.1179 | 8120.6624 | 8022.7384 | 8349.2956 | 8340.0565 |  |  |  | 69644.7834 | 146964.3762 | 132600.1584 | 160427.6217 | 169652.5807 | 172717.8059 | 140135.5379 | 109287.1109 | [23 empty] | 21524.6033 | 217755.0871 | 140318.558 | 81677.4918 | 254242.3963 | 141925.2656 | 165241.2476 | 100848.8387 |  |  | 97.9267 | -62.2859 | 45.7713 | 123.6446 | 426.6655 | 391.8925 | 611.3895 | 513.3289 |  |  | 1345.988 | 8480.8553 | 6125.6973 | 3641.1733 | 12884.8299 | 6830.8669 | 10192.1854 | 8374.062 |  |  | 22968.5181 | 226173.6565 | 146490.0266 | 85442.3097 | 267553.8917 | 149148.025 | 176044.8225 | 109736.2296
[13 empty] | Repex | 42817.6552 | 41638.0416 | 40016.8914 | 34105.4454 | 39770.0582 | 198348.0918 |  |  |  |  | External | 212.3217 | 694.9155 | 1576.8388 | 2091.8199 | 2278.2266 | 6854.1225
[13 empty] | Draft decision | 39830.377 | 38733.062 | 37225.0152 | 31725.9957 | 36995.403 | 184509.8529 |  |  |  |  | Draft decision | 0 | 0 | 0 | 0 | 0 | 0
[14 empty] | 7.5% | 7.5% | 7.5% | 7.5% | 7.5% | 7.5% | [5 empty] | -212.3217 | -694.9155 | -1576.8388 | -2091.8199 | -2278.2266 | -6854.1225
[14 empty] | -2987.2783 | -2904.9796 | -2791.8761 | -2379.4497 | -2774.6552 | -13838.239
[13 empty] | Comms upgrade (nom) | 13986 | 6937 | 2520 | 0 | 0 | 23443
[13 empty] | Comms upgrade (FY22) | 13856.6594 | 6784.4377 | 2441.7867 | 0 | 0 | 23082.8839

## Calc¦Project Details-$Nom
Back to contents
AusNet Services Forecast Transmission Capex Model (FY20 to FY29) v9
#VALUE!
[8 empty] | Subtotal |  | 116370.7611 | 63338.1493 | 134936.8639 | 124686.4289 | 154110.8367 | 164831.2752 | 169493.1682 | 137238.0811 | 105983.5506 | 7399.6674 | 29320.1561 | 0 | 220.4168 | -127.9752 | 32.1938 | 233.0173 | 333.0262 | 477.2749 | 541.78 | 539.6726 | 257.6892 | 1248.3607 | 0 | 3029.5949 | 8057.6262 | 6655.2682 | 8303.2724 | 8303.2724 | 8279.7161 | 8729.0203 | 8800.7491 | 281.8994 | 1722.9711 | 116370.7611 | 66588.1609 | 142866.515 | 131373.8909 | 161925.0819 | 173467.5738 | 178250.1593 | 146508.8815 | 115323.9724 | 7939.2559 | 32291.4879 | [21 empty] | 20579.9154 | 211683.3427 | 139020.9118 | 82439.8842 | 259959.5683 | 146471.2979 | 172756.3952 | 106419.5822 | 5660.087 | 31336.5086 | 93.6288 | -60.5492 | 45.348 | 124.7988 | 436.2599 | 404.4452 | 639.1954 | 541.6845 | 154.928 | 1318.579 | 1286.9143 | 8244.3805 | 6069.0477 | 3675.1606 | 13174.5723 | 7049.6676 | 10655.7245 | 8836.633 | 151.5652 | 1854.5218 | 21960.4585 | 219867.174 | 145135.3075 | 86239.8436 | 273570.4005 | 153925.4107 | 184051.315 | 115797.8997 | 5966.5802 | 34509.6094
| Project Title | Project Driver | Driver Project Name | Apply as commissioned percentages | Asset Class | Overheads Driver | By Cost | Cost Weight | Project Number | WIP | Forecast Capex, As Incurred (unescalated) | [9 empty] | Escalation | Escalation, As Incurred | [9 empty] | Overheads | Overheads, As Incurred | [9 empty] | Total | Total Capex, As Incurred | [9 empty] | As Commission Percentages | [10 empty] | Manual Commissioning | [9 empty] | Forecast Capex, As Commissioned (unescalated) | [9 empty] | Escalation, As Commissioned | [9 empty] | Overheads, As Commissioned | [9 empty] | Total Capex, As Commissioned
[10 empty] | LTD | FY20 | FY21 | FY22 | FY23 | FY24 | FY25 | FY26 | FY27 | FY28 | FY29 | LTD | FY20 | FY21 | FY22 | FY23 | FY24 | FY25 | FY26 | FY27 | FY28 | FY29 | LTD | FY20 | FY21 | FY22 | FY23 | FY24 | FY25 | FY26 | FY27 | FY28 | FY29 | LTD | FY20 | FY21 | FY22 | FY23 | FY24 | FY25 | FY26 | FY27 | FY28 | FY29 | FY20 | FY21 | FY22 | FY23 | FY24 | FY25 | FY26 | FY27 | FY28 | FY29 | Allocation percentage total check | FY20 | FY21 | FY22 | FY23 | FY24 | FY25 | FY26 | FY27 | FY28 | FY29 | FY20 | FY21 | FY22 | FY23 | FY24 | FY25 | FY26 | FY27 | FY28 | FY29 | FY20 | FY21 | FY22 | FY23 | FY24 | FY25 | FY26 | FY27 | FY28 | FY29 | FY20 | FY21 | FY22 | FY23 | FY24 | FY25 | FY26 | FY27 | FY28 | FY29 | FY20 | FY21 | FY22 | FY23 | FY24 | FY25 | FY26 | FY27 | FY28 | FY29
1 | HOTS SVC Replacement | Replacement - Major Station | Major Station | TRUE | Secondary | Network | Materials | 40% | 0 | 0 | 1.7437 | 20.8997 | 276.9042 | 477.3961 | 307.7564 | 0 | 0 | 0 | 0 | 0 | 0 | 0 | 0 | 0 | 0 | 0 | 0 | 0 | 0 | 0 | 0 | 0 | 0.083114 | 1.4183 | 16.8489 | 25.8678 | 17.1237 | 0 | 0 | 0 | 0 | 0 | 0 | 1.8268 | 22.318 | 293.7531 | 503.2639 | 324.8801 | 0 | 0 | 0 | 0 | 0 | 0% | 0% | 0% | 0% | 100% | 0% | 0% | 0% | 0% | 0% | 100% | [10 empty] | 0 | 0 | 0 | 0 | 1100.9947 | 0 | 0 | 0 | 0 | 0 | 0 | 0 | 0 | 0 | 0 | 0 | 0 | 0 | 0 | 0 | 0 | 0 | 0 | 0 | 62.2978 | 0 | 0 | 0 | 0 | 0 | 0 | 0 | 0 | 0 | 1163.2925 | 0 | 0 | 0 | 0 | 0
2 | HOTS SVC Replacement | Replacement - Major Station | Major Station | TRUE | Secondary | Network | Labour - Internal | 10% | 0 | 0 | 0.43592 | 5.2249 | 69.2261 | 119.349 | 76.9391 | 0 | 0 | 0 | 0 | 0 | 0 | 0.0025283 | 0.019118 | 0.68346 | 1.8046 | 1.5545 | 0 | 0 | 0 | 0 | 0 | 0 | 0.020899 | 0.35587 | 4.2538 | 6.5647 | 4.3674 | 0 | 0 | 0 | 0 | 0 | 0 | 0.45934 | 5.5999 | 74.1633 | 127.7183 | 82.861 | 0 | 0 | 0 | 0 | 0 | 0% | 0% | 0% | 0% | 100% | 0% | 0% | 0% | 0% | 0% | 100% | [10 empty] | 0 | 0 | 0 | 0 | 275.2487 | 0 | 0 | 0 | 0 | 0 | 0 | 0 | 0 | 0 | 4.1107 | 0 | 0 | 0 | 0 | 0 | 0 | 0 | 0 | 0 | 15.8044 | 0 | 0 | 0 | 0 | 0 | 0 | 0 | 0 | 0 | 295.1638 | 0 | 0 | 0 | 0 | 0
3 | HOTS SVC Replacement | Replacement - Major Station | Major Station | TRUE | Secondary | Network | Labour - External | 50% | 0 | 0 | 2.1796 | 26.1246 | 346.1303 | 596.7451 | 384.6955 | 0 | 0 | 0 | 0 | 0 | 0 | 0.012642 | -0.068672 | -0.50472 | 0 | 0 | 0 | 0 | 0 | 0 | 0 | 0 | 0.10449 | 1.7682 | 21.0304 | 32.3347 | 21.4047 | 0 | 0 | 0 | 0 | 0 | 0 | 2.2967 | 27.8241 | 366.656 | 629.0798 | 406.1001 | 0 | 0 | 0 | 0 | 0 | 0% | 0% | 0% | 0% | 100% | 0% | 0% | 0% | 0% | 0% | 100% | [10 empty] | 0 | 0 | 0 | 0 | 1376.2433 | 0 | 0 | 0 | 0 | 0 | 0 | 0 | 0 | 0 | -0.5796 | 0 | 0 | 0 | 0 | 0 | 0 | 0 | 0 | 0 | 77.8363 | 0 | 0 | 0 | 0 | 0 | 0 | 0 | 0 | 0 | 1453.5001 | 0 | 0 | 0 | 0 | 0
4 | HOTS SVC Replacement | Replacement - Major Station | Major Station | TRUE | Switchgear | Network | Materials | 40% | 0 | 0 | 9.4661 | 113.4615 | 1503.2752 | 2591.7183 | 1670.7674 | 0 | 0 | 0 | 0 | 0 | 0 | 0 | 0 | 0 | 0 | 0 | 0 | 0 | 0 | 0 | 0 | 0 | 0.45121 | 7.6996 | 91.4704 | 140.4326 | 92.9624 | 0 | 0 | 0 | 0 | 0 | 0 | 9.9173 | 121.1611 | 1594.7457 | 2732.1509 | 1763.7298 | 0 | 0 | 0 | 0 | 0 | 0% | 0% | 0% | 0% | 100% | 0% | 0% | 0% | 0% | 0% | 100% | [10 empty] | 0 | 0 | 0 | 0 | 5977.1499 | 0 | 0 | 0 | 0 | 0 | 0 | 0 | 0 | 0 | 0 | 0 | 0 | 0 | 0 | 0 | 0 | 0 | 0 | 0 | 338.2064 | 0 | 0 | 0 | 0 | 0 | 0 | 0 | 0 | 0 | 6315.3563 | 0 | 0 | 0 | 0 | 0
5 | HOTS SVC Replacement | Replacement - Major Station | Major Station | TRUE | Switchgear | Network | Labour - Internal | 10% | 0 | 0 | 2.3665 | 28.3654 | 375.8188 | 647.9296 | 417.6919 | 0 | 0 | 0 | 0 | 0 | 0 | 0.013726 | 0.10379 | 3.7104 | 9.7968 | 8.4391 | 0 | 0 | 0 | 0 | 0 | 0 | 0.11346 | 1.9319 | 23.0934 | 35.639 | 23.7101 | 0 | 0 | 0 | 0 | 0 | 0 | 2.4937 | 30.4011 | 402.6226 | 693.3653 | 449.8411 | 0 | 0 | 0 | 0 | 0 | 0% | 0% | 0% | 0% | 100% | 0% | 0% | 0% | 0% | 0% | 100% | [10 empty] | 0 | 0 | 0 | 0 | 1494.2875 | 0 | 0 | 0 | 0 | 0 | 0 | 0 | 0 | 0 | 22.3166 | 0 | 0 | 0 | 0 | 0 | 0 | 0 | 0 | 0 | 85.8 | 0 | 0 | 0 | 0 | 0 | 0 | 0 | 0 | 0 | 1602.4041 | 0 | 0 | 0 | 0 | 0
6 | HOTS SVC Replacement | Replacement - Major Station | Major Station | TRUE | Switchgear | Network | Labour - External | 50% | 0 | 0 | 11.8327 | 141.8269 | 1879.0941 | 3239.6479 | 2088.4593 | 0 | 0 | 0 | 0 | 0 | 0 | 0.068629 | -0.37281 | -2.7401 | 0 | 0 | 0 | 0 | 0 | 0 | 0 | 0 | 0.56729 | 9.5992 | 114.1713 | 175.5407 | 116.203 | 0 | 0 | 0 | 0 | 0 | 0 | 12.4686 | 151.0533 | 1990.5253 | 3415.1886 | 2204.6623 | 0 | 0 | 0 | 0 | 0 | 0% | 0% | 0% | 0% | 100% | 0% | 0% | 0% | 0% | 0% | 100% | [10 empty] | 0 | 0 | 0 | 0 | 7471.4373 | 0 | 0 | 0 | 0 | 0 | 0 | 0 | 0 | 0 | -3.1466 | 0 | 0 | 0 | 0 | 0 | 0 | 0 | 0 | 0 | 422.5628 | 0 | 0 | 0 | 0 | 0 | 0 | 0 | 0 | 0 | 7890.8536 | 0 | 0 | 0 | 0 | 0
7 | HOTS SVC Replacement | Replacement - Major Station | Major Station | TRUE | Transformers | Network | Materials | 40% | 0 | 0 | 10.128 | 121.3948 | 1608.3856 | 2772.9336 | 1787.589 | 0 | 0 | 0 | 0 | 0 | 0 | 0 | 0 | 0 | 0 | 0 | 0 | 0 | 0 | 0 | 0 | 0 | 0.48276 | 8.238 | 97.8661 | 150.2517 | 99.4624 | 0 | 0 | 0 | 0 | 0 | 0 | 10.6108 | 129.6328 | 1706.2518 | 2923.1854 | 1887.0514 | 0 | 0 | 0 | 0 | 0 | 0% | 0% | 0% | 0% | 100% | 0% | 0% | 0% | 0% | 0% | 100% | [10 empty] | 0 | 0 | 0 | 0 | 6395.0777 | 0 | 0 | 0 | 0 | 0 | 0 | 0 | 0 | 0 | 0 | 0 | 0 | 0 | 0 | 0 | 0 | 0 | 0 | 0 | 361.8541 | 0 | 0 | 0 | 0 | 0 | 0 | 0 | 0 | 0 | 6756.9318 | 0 | 0 | 0 | 0 | 0
8 | HOTS SVC Replacement | Replacement - Major Station | Major Station | TRUE | Transformers | Network | Labour - Internal | 10% | 0 | 0 | 2.532 | 30.3487 | 402.0964 | 693.2334 | 446.8973 | 0 | 0 | 0 | 0 | 0 | 0 | 0.014686 | 0.11105 | 3.9699 | 10.4818 | 9.0291 | 0 | 0 | 0 | 0 | 0 | 0 | 0.12139 | 2.067 | 24.7081 | 38.1309 | 25.368 | 0 | 0 | 0 | 0 | 0 | 0 | 2.6681 | 32.5268 | 430.7744 | 741.8461 | 481.2944 | 0 | 0 | 0 | 0 | 0 | 0% | 0% | 0% | 0% | 100% | 0% | 0% | 0% | 0% | 0% | 100% | [10 empty] | 0 | 0 | 0 | 0 | 1598.7694 | 0 | 0 | 0 | 0 | 0 | 0 | 0 | 0 | 0 | 23.877 | 0 | 0 | 0 | 0 | 0 | 0 | 0 | 0 | 0 | 91.7992 | 0 | 0 | 0 | 0 | 0 | 0 | 0 | 0 | 0 | 1714.4457 | 0 | 0 | 0 | 0 | 0
9 | HOTS SVC Replacement | Replacement - Major Station | Major Station | TRUE | Transformers | Network | Labour - External | 50% | 0 | 0 | 12.66 | 151.7435 | 2010.482 | 3466.167 | 2234.4863 | 0 | 0 | 0 | 0 | 0 | 0 | 0.073428 | -0.39888 | -2.9316 | 0 | 0 | 0 | 0 | 0 | 0 | 0 | 0 | 0.60695 | 10.2704 | 122.1543 | 187.8147 | 124.328 | 0 | 0 | 0 | 0 | 0 | 0 | 13.3404 | 161.6151 | 2129.7047 | 3653.9817 | 2358.8143 | 0 | 0 | 0 | 0 | 0 | 0% | 0% | 0% | 0% | 100% | 0% | 0% | 0% | 0% | 0% | 100% | [10 empty] | 0 | 0 | 0 | 0 | 7993.8471 | 0 | 0 | 0 | 0 | 0 | 0 | 0 | 0 | 0 | -3.3666 | 0 | 0 | 0 | 0 | 0 | 0 | 0 | 0 | 0 | 452.1088 | 0 | 0 | 0 | 0 | 0 | 0 | 0 | 0 | 0 | 8442.5894 | 0 | 0 | 0 | 0 | 0
10 | HOTS SVC Replacement | Replacement - Major Station | Major Station | TRUE | Towers and Conductor | Network | Materials | 40% | 0 | 0 | 0.66586 | 7.981 | 105.7419 | 182.3042 | 117.5235 | 0 | 0 | 0 | 0 | 0 | 0 | 0 | 0 | 0 | 0 | 0 | 0 | 0 | 0 | 0 | 0 | 0 | 0.031739 | 0.5416 | 6.4341 | 9.8782 | 6.5391 | 0 | 0 | 0 | 0 | 0 | 0 | 0.6976 | 8.5226 | 112.1761 | 192.1823 | 124.0626 | 0 | 0 | 0 | 0 | 0 | 0% | 0% | 0% | 0% | 100% | 0% | 0% | 0% | 0% | 0% | 100% | [10 empty] | 0 | 0 | 0 | 0 | 420.439 | 0 | 0 | 0 | 0 | 0 | 0 | 0 | 0 | 0 | 0 | 0 | 0 | 0 | 0 | 0 | 0 | 0 | 0 | 0 | 23.7898 | 0 | 0 | 0 | 0 | 0 | 0 | 0 | 0 | 0 | 444.2288 | 0 | 0 | 0 | 0 | 0
11 | HOTS SVC Replacement | Replacement - Major Station | Major Station | TRUE | Towers and Conductor | Network | Labour - Internal | 10% | 0 | 0 | 0.16646 | 1.9953 | 26.4355 | 45.576 | 29.3809 | 0 | 0 | 0 | 0 | 0 | 0 | 0.00096549 | 0.0073007 | 0.26099 | 0.68911 | 0.59361 | 0 | 0 | 0 | 0 | 0 | 0 | 0.0079807 | 0.1359 | 1.6244 | 2.5069 | 1.6678 | 0 | 0 | 0 | 0 | 0 | 0 | 0.17541 | 2.1384 | 28.3209 | 48.772 | 31.6423 | 0 | 0 | 0 | 0 | 0 | 0% | 0% | 0% | 0% | 100% | 0% | 0% | 0% | 0% | 0% | 100% | [10 empty] | 0 | 0 | 0 | 0 | 105.1097 | 0 | 0 | 0 | 0 | 0 | 0 | 0 | 0 | 0 | 1.5698 | 0 | 0 | 0 | 0 | 0 | 0 | 0 | 0 | 0 | 6.0353 | 0 | 0 | 0 | 0 | 0 | 0 | 0 | 0 | 0 | 112.7148 | 0 | 0 | 0 | 0 | 0
12 | HOTS SVC Replacement | Replacement - Major Station | Major Station | TRUE | Towers and Conductor | Network | Labour - External | 50% | 0 | 0 | 0.83232 | 9.9763 | 132.1774 | 227.8802 | 146.9044 | 0 | 0 | 0 | 0 | 0 | 0 | 0.0048275 | -0.026224 | -0.19274 | 0 | 0 | 0 | 0 | 0 | 0 | 0 | 0 | 0.039904 | 0.67522 | 8.0309 | 12.3477 | 8.1738 | 0 | 0 | 0 | 0 | 0 | 0 | 0.87705 | 10.6252 | 140.0156 | 240.2279 | 155.0782 | 0 | 0 | 0 | 0 | 0 | 0% | 0% | 0% | 0% | 100% | 0% | 0% | 0% | 0% | 0% | 100% | [10 empty] | 0 | 0 | 0 | 0 | 525.5487 | 0 | 0 | 0 | 0 | 0 | 0 | 0 | 0 | 0 | -0.22133 | 0 | 0 | 0 | 0 | 0 | 0 | 0 | 0 | 0 | 29.7235 | 0 | 0 | 0 | 0 | 0 | 0 | 0 | 0 | 0 | 555.0509 | 0 | 0 | 0 | 0 | 0
13 | HOTS SVC Replacement | Replacement - Major Station | Major Station | TRUE | Establishment | Network | Materials | 40% | 0 | 0 | 4.8538 | 58.1776 | 770.8069 | 1328.9079 | 856.6888 | 0 | 0 | 0 | 0 | 0 | 0 | 0 | 0 | 0 | 0 | 0 | 0 | 0 | 0 | 0 | 0 | 0 | 0.23136 | 3.948 | 46.9016 | 72.007 | 47.6666 | 0 | 0 | 0 | 0 | 0 | 0 | 5.0851 | 62.1256 | 817.7085 | 1400.915 | 904.3554 | 0 | 0 | 0 | 0 | 0 | 0% | 0% | 0% | 0% | 100% | 0% | 0% | 0% | 0% | 0% | 100% | [10 empty] | 0 | 0 | 0 | 0 | 3064.7937 | 0 | 0 | 0 | 0 | 0 | 0 | 0 | 0 | 0 | 0 | 0 | 0 | 0 | 0 | 0 | 0 | 0 | 0 | 0 | 173.4159 | 0 | 0 | 0 | 0 | 0 | 0 | 0 | 0 | 0 | 3238.2096 | 0 | 0 | 0 | 0 | 0
14 | HOTS SVC Replacement | Replacement - Major Station | Major Station | TRUE | Establishment | Network | Labour - Internal | 10% | 0 | 0 | 1.2134 | 14.5444 | 192.7017 | 332.227 | 214.1722 | 0 | 0 | 0 | 0 | 0 | 0 | 0.007038 | 0.053219 | 1.9025 | 5.0233 | 4.3271 | 0 | 0 | 0 | 0 | 0 | 0 | 0.058176 | 0.99061 | 11.8412 | 18.2739 | 12.1574 | 0 | 0 | 0 | 0 | 0 | 0 | 1.2787 | 15.5882 | 206.4454 | 355.5242 | 230.6568 | 0 | 0 | 0 | 0 | 0 | 0% | 0% | 0% | 0% | 100% | 0% | 0% | 0% | 0% | 0% | 100% | [10 empty] | 0 | 0 | 0 | 0 | 766.1984 | 0 | 0 | 0 | 0 | 0 | 0 | 0 | 0 | 0 | 11.4429 | 0 | 0 | 0 | 0 | 0 | 0 | 0 | 0 | 0 | 43.9941 | 0 | 0 | 0 | 0 | 0 | 0 | 0 | 0 | 0 | 821.6354 | 0 | 0 | 0 | 0 | 0
15 | HOTS SVC Replacement | Replacement - Major Station | Major Station | TRUE | Establishment | Network | Labour - External | 50% | 0 | 0 | 6.0672 | 72.722 | 963.5086 | 1661.1349 | 1070.861 | 0 | 0 | 0 | 0 | 0 | 0 | 0.03519 | -0.19116 | -1.405 | 0 | 0 | 0 | 0 | 0 | 0 | 0 | 0 | 0.29088 | 4.922 | 58.5415 | 90.0088 | 59.5833 | 0 | 0 | 0 | 0 | 0 | 0 | 6.3933 | 77.4528 | 1020.6452 | 1751.1437 | 1130.4443 | 0 | 0 | 0 | 0 | 0 | 0% | 0% | 0% | 0% | 100% | 0% | 0% | 0% | 0% | 0% | 100% | [10 empty] | 0 | 0 | 0 | 0 | 3830.9921 | 0 | 0 | 0 | 0 | 0 | 0 | 0 | 0 | 0 | -1.6134 | 0 | 0 | 0 | 0 | 0 | 0 | 0 | 0 | 0 | 216.6698 | 0 | 0 | 0 | 0 | 0 | 0 | 0 | 0 | 0 | 4046.0485 | 0 | 0 | 0 | 0 | 0
16 | Moorabool Terminal Station Circuit Breaker Replacement | Replacement - Major Station | Major Station | TRUE | Secondary | Network | Materials | 40% | 0 | 0 | 0 | 0 | 8.9935 | 119.1079 | 204.1939 | 131.1545 | 0 | 0 | 0 | 0 | 0 | 0 | 0 | 0 | 0 | 0 | 0 | 0 | 0 | 0 | 0 | 0 | 0 | 0 | 0.54723 | 6.4539 | 11.3615 | 7.1117 | 0 | 0 | 0 | 0 | 0 | 0 | 0 | 9.5407 | 125.5618 | 215.5554 | 138.2662 | 0 | 0 | 0 | 0 | 0% | 0% | 0% | 0% | 72% | 28% | 0% | 0% | 0% | 0% | 100% | [10 empty] | 0 | 0 | 0 | 0 | 334.1355 | 131.1545 | 0 | 0 | 0 | 0 | 0 | 0 | 0 | 0 | 0 | 0 | 0 | 0 | 0 | 0 | 0 | 0 | 0 | 0 | 18.4642 | 7.1117 | 0 | 0 | 0 | 0 | 0 | 0 | 0 | 0 | 352.5997 | 138.2662 | 0 | 0 | 0 | 0
17 | Moorabool Terminal Station Circuit Breaker Replacement | Replacement - Major Station | Major Station | TRUE | Secondary | Network | Labour - Internal | 10% | 0 | 0 | 0 | 0 | 2.2484 | 29.777 | 51.0485 | 32.7886 | 0 | 0 | 0 | 0 | 0 | 0 | 0 | 0.022198 | 0.45023 | 1.0314 | 0.92329 | 0 | 0 | 0 | 0 | 0 | 0 | 0 | 0.13816 | 1.6379 | 2.8978 | 1.828 | 0 | 0 | 0 | 0 | 0 | 0 | 0 | 2.4087 | 31.8651 | 54.9776 | 35.5399 | 0 | 0 | 0 | 0 | 0% | 0% | 0% | 0% | 72% | 28% | 0% | 0% | 0% | 0% | 100% | [10 empty] | 0 | 0 | 0 | 0 | 83.5339 | 32.7886 | 0 | 0 | 0 | 0 | 0 | 0 | 0 | 0 | 1.5104 | 0.92329 | 0 | 0 | 0 | 0 | 0 | 0 | 0 | 0 | 4.6995 | 1.828 | 0 | 0 | 0 | 0 | 0 | 0 | 0 | 0 | 89.7438 | 35.5399 | 0 | 0 | 0 | 0
18 | Moorabool Terminal Station Circuit Breaker Replacement | Replacement - Major Station | Major Station | TRUE | Secondary | Network | Labour - External | 50% | 0 | 0 | 0 | 0 | 11.2418 | 148.8849 | 255.2424 | 163.9431 | 0 | 0 | 0 | 0 | 0 | 0 | 0 | -0.016393 | 0 | 0 | 0 | 0 | 0 | 0 | 0 | 0 | 0 | 0 | 0.68304 | 8.0673 | 14.2018 | 8.8896 | 0 | 0 | 0 | 0 | 0 | 0 | 0 | 11.9085 | 156.9522 | 269.4442 | 172.8327 | 0 | 0 | 0 | 0 | 0% | 0% | 0% | 0% | 72% | 28% | 0% | 0% | 0% | 0% | 100% | [10 empty] | 0 | 0 | 0 | 0 | 417.6694 | 163.9431 | 0 | 0 | 0 | 0 | 0 | 0 | 0 | 0 | -0.016918 | 0 | 0 | 0 | 0 | 0 | 0 | 0 | 0 | 0 | 23.0792 | 8.8896 | 0 | 0 | 0 | 0 | 0 | 0 | 0 | 0 | 440.7317 | 172.8327 | 0 | 0 | 0 | 0
19 | Moorabool Terminal Station Circuit Breaker Replacement | Replacement - Major Station | Major Station | TRUE | Switchgear | Network | Materials | 40% | 0 | 0 | 0 | 0 | 48.8243 | 646.6206 | 1108.5409 | 712.0198 | 0 | 0 | 0 | 0 | 0 | 0 | 0 | 0 | 0 | 0 | 0 | 0 | 0 | 0 | 0 | 0 | 0 | 0 | 2.9708 | 35.0372 | 61.6798 | 38.6084 | 0 | 0 | 0 | 0 | 0 | 0 | 0 | 51.7952 | 681.6578 | 1170.2207 | 750.6282 | 0 | 0 | 0 | 0 | 0% | 0% | 0% | 0% | 72% | 28% | 0% | 0% | 0% | 0% | 100% | [10 empty] | 0 | 0 | 0 | 0 | 1813.9761 | 712.0198 | 0 | 0 | 0 | 0 | 0 | 0 | 0 | 0 | 0 | 0 | 0 | 0 | 0 | 0 | 0 | 0 | 0 | 0 | 100.2396 | 38.6084 | 0 | 0 | 0 | 0 | 0 | 0 | 0 | 0 | 1914.2157 | 750.6282 | 0 | 0 | 0 | 0
20 | Moorabool Terminal Station Circuit Breaker Replacement | Replacement - Major Station | Major Station | TRUE | Switchgear | Network | Labour - Internal | 10% | 0 | 0 | 0 | 0 | 12.2061 | 161.6552 | 277.1352 | 178.005 | 0 | 0 | 0 | 0 | 0 | 0 | 0 | 0.12051 | 2.4442 | 5.5993 | 5.0124 | 0 | 0 | 0 | 0 | 0 | 0 | 0 | 0.75004 | 8.8917 | 15.7315 | 9.9239 | 0 | 0 | 0 | 0 | 0 | 0 | 0 | 13.0766 | 172.9911 | 298.466 | 192.9413 | 0 | 0 | 0 | 0 | 0% | 0% | 0% | 0% | 72% | 28% | 0% | 0% | 0% | 0% | 100% | [10 empty] | 0 | 0 | 0 | 0 | 453.494 | 178.005 | 0 | 0 | 0 | 0 | 0 | 0 | 0 | 0 | 8.1997 | 5.0124 | 0 | 0 | 0 | 0 | 0 | 0 | 0 | 0 | 25.5132 | 9.9239 | 0 | 0 | 0 | 0 | 0 | 0 | 0 | 0 | 487.2069 | 192.9413 | 0 | 0 | 0 | 0
21 | Moorabool Terminal Station Circuit Breaker Replacement | Replacement - Major Station | Major Station | TRUE | Switchgear | Network | Labour - External | 50% | 0 | 0 | 0 | 0 | 61.0304 | 808.2758 | 1385.6762 | 890.0248 | 0 | 0 | 0 | 0 | 0 | 0 | 0 | -0.088993 | 0 | 0 | 0 | 0 | 0 | 0 | 0 | 0 | 0 | 0 | 3.7081 | 43.7965 | 77.0997 | 48.2605 | 0 | 0 | 0 | 0 | 0 | 0 | 0 | 64.6495 | 852.0723 | 1462.7759 | 938.2852 | 0 | 0 | 0 | 0 | 0% | 0% | 0% | 0% | 72% | 28% | 0% | 0% | 0% | 0% | 100% | [10 empty] | 0 | 0 | 0 | 0 | 2267.4701 | 890.0248 | 0 | 0 | 0 | 0 | 0 | 0 | 0 | 0 | -0.091844 | 0 | 0 | 0 | 0 | 0 | 0 | 0 | 0 | 0 | 125.2939 | 48.2605 | 0 | 0 | 0 | 0 | 0 | 0 | 0 | 0 | 2392.6722 | 938.2852 | 0 | 0 | 0 | 0
22 | Moorabool Terminal Station Circuit Breaker Replacement | Replacement - Major Station | Major Station | TRUE | Transformers | Network | Materials | 40% | 0 | 0 | 0 | 0 | 52.2382 | 691.8329 | 1186.0511 | 761.8049 | 0 | 0 | 0 | 0 | 0 | 0 | 0 | 0 | 0 | 0 | 0 | 0 | 0 | 0 | 0 | 0 | 0 | 0 | 3.1786 | 37.4871 | 65.9925 | 41.3079 | 0 | 0 | 0 | 0 | 0 | 0 | 0 | 55.4167 | 729.32 | 1252.0436 | 803.1128 | 0 | 0 | 0 | 0 | 0% | 0% | 0% | 0% | 72% | 28% | 0% | 0% | 0% | 0% | 100% | [10 empty] | 0 | 0 | 0 | 0 | 1940.811 | 761.8049 | 0 | 0 | 0 | 0 | 0 | 0 | 0 | 0 | 0 | 0 | 0 | 0 | 0 | 0 | 0 | 0 | 0 | 0 | 107.2484 | 41.3079 | 0 | 0 | 0 | 0 | 0 | 0 | 0 | 0 | 2048.0594 | 803.1128 | 0 | 0 | 0 | 0
23 | Moorabool Terminal Station Circuit Breaker Replacement | Replacement - Major Station | Major Station | TRUE | Transformers | Network | Labour - Internal | 10% | 0 | 0 | 0 | 0 | 13.0595 | 172.9582 | 296.5128 | 190.4512 | 0 | 0 | 0 | 0 | 0 | 0 | 0 | 0.12894 | 2.6151 | 5.9908 | 5.3629 | 0 | 0 | 0 | 0 | 0 | 0 | 0 | 0.80249 | 9.5135 | 16.8315 | 10.6178 | 0 | 0 | 0 | 0 | 0 | 0 | 0 | 13.991 | 185.0868 | 319.335 | 206.4319 | 0 | 0 | 0 | 0 | 0% | 0% | 0% | 0% | 72% | 28% | 0% | 0% | 0% | 0% | 100% | [10 empty] | 0 | 0 | 0 | 0 | 485.2027 | 190.4512 | 0 | 0 | 0 | 0 | 0 | 0 | 0 | 0 | 8.7731 | 5.3629 | 0 | 0 | 0 | 0 | 0 | 0 | 0 | 0 | 27.2971 | 10.6178 | 0 | 0 | 0 | 0 | 0 | 0 | 0 | 0 | 521.2729 | 206.4319 | 0 | 0 | 0 | 0
24 | Moorabool Terminal Station Circuit Breaker Replacement | Replacement - Major Station | Major Station | TRUE | Transformers | Network | Labour - External | 50% | 0 | 0 | 0 | 0 | 65.2977 | 864.7912 | 1482.5639 | 952.2561 | 0 | 0 | 0 | 0 | 0 | 0 | 0 | -0.095216 | 0 | 0 | 0 | 0 | 0 | 0 | 0 | 0 | 0 | 0 | 3.9674 | 46.8588 | 82.4906 | 51.6349 | 0 | 0 | 0 | 0 | 0 | 0 | 0 | 69.1699 | 911.65 | 1565.0545 | 1003.891 | 0 | 0 | 0 | 0 | 0% | 0% | 0% | 0% | 72% | 28% | 0% | 0% | 0% | 0% | 100% | [10 empty] | 0 | 0 | 0 | 0 | 2426.0137 | 952.2561 | 0 | 0 | 0 | 0 | 0 | 0 | 0 | 0 | -0.098266 | 0 | 0 | 0 | 0 | 0 | 0 | 0 | 0 | 0 | 134.0546 | 51.6349 | 0 | 0 | 0 | 0 | 0 | 0 | 0 | 0 | 2559.97 | 1003.891 | 0 | 0 | 0 | 0
25 | Moorabool Terminal Station Circuit Breaker Replacement | Replacement - Major Station | Major Station | TRUE | Towers and Conductor | Network | Materials | 40% | 0 | 0 | 0 | 0 | 3.4344 | 45.484 | 77.9759 | 50.0842 | 0 | 0 | 0 | 0 | 0 | 0 | 0 | 0 | 0 | 0 | 0 | 0 | 0 | 0 | 0 | 0 | 0 | 0 | 0.20897 | 2.4646 | 4.3386 | 2.7158 | 0 | 0 | 0 | 0 | 0 | 0 | 0 | 3.6433 | 47.9485 | 82.3145 | 52.8 | 0 | 0 | 0 | 0 | 0% | 0% | 0% | 0% | 72% | 28% | 0% | 0% | 0% | 0% | 100% | [10 empty] | 0 | 0 | 0 | 0 | 127.597 | 50.0842 | 0 | 0 | 0 | 0 | 0 | 0 | 0 | 0 | 0 | 0 | 0 | 0 | 0 | 0 | 0 | 0 | 0 | 0 | 7.051 | 2.7158 | 0 | 0 | 0 | 0 | 0 | 0 | 0 | 0 | 134.6479 | 52.8 | 0 | 0 | 0 | 0
26 | Moorabool Terminal Station Circuit Breaker Replacement | Replacement - Major Station | Major Station | TRUE | Towers and Conductor | Network | Labour - Internal | 10% | 0 | 0 | 0 | 0 | 0.85859 | 11.371 | 19.494 | 12.5211 | 0 | 0 | 0 | 0 | 0 | 0 | 0 | 0.0084767 | 0.17193 | 0.39386 | 0.35258 | 0 | 0 | 0 | 0 | 0 | 0 | 0 | 0.052759 | 0.62545 | 1.1066 | 0.69806 | 0 | 0 | 0 | 0 | 0 | 0 | 0 | 0.91982 | 12.1684 | 20.9944 | 13.5717 | 0 | 0 | 0 | 0 | 0% | 0% | 0% | 0% | 72% | 28% | 0% | 0% | 0% | 0% | 100% | [10 empty] | 0 | 0 | 0 | 0 | 31.8992 | 12.5211 | 0 | 0 | 0 | 0 | 0 | 0 | 0 | 0 | 0.57678 | 0.35258 | 0 | 0 | 0 | 0 | 0 | 0 | 0 | 0 | 1.7946 | 0.69806 | 0 | 0 | 0 | 0 | 0 | 0 | 0 | 0 | 34.2706 | 13.5717 | 0 | 0 | 0 | 0
27 | Moorabool Terminal Station Circuit Breaker Replacement | Replacement - Major Station | Major Station | TRUE | Towers and Conductor | Network | Labour - External | 50% | 0 | 0 | 0 | 0 | 4.2929 | 56.855 | 97.4699 | 62.6053 | 0 | 0 | 0 | 0 | 0 | 0 | 0 | -0.0062599 | 0 | 0 | 0 | 0 | 0 | 0 | 0 | 0 | 0 | 0 | 0.26083 | 3.0807 | 5.4233 | 3.3947 | 0 | 0 | 0 | 0 | 0 | 0 | 0 | 4.5475 | 59.9357 | 102.8932 | 66 | 0 | 0 | 0 | 0 | 0% | 0% | 0% | 0% | 72% | 28% | 0% | 0% | 0% | 0% | 100% | [10 empty] | 0 | 0 | 0 | 0 | 159.4962 | 62.6053 | 0 | 0 | 0 | 0 | 0 | 0 | 0 | 0 | -0.0064604 | 0 | 0 | 0 | 0 | 0 | 0 | 0 | 0 | 0 | 8.8133 | 3.3947 | 0 | 0 | 0 | 0 | 0 | 0 | 0 | 0 | 168.3031 | 66 | 0 | 0 | 0 | 0
28 | Moorabool Terminal Station Circuit Breaker Replacement | Replacement - Major Station | Major Station | TRUE | Establishment | Network | Materials | 40% | 0 | 0 | 0 | 0 | 25.0348 | 331.5558 | 568.4062 | 365.0894 | 0 | 0 | 0 | 0 | 0 | 0 | 0 | 0 | 0 | 0 | 0 | 0 | 0 | 0 | 0 | 0 | 0 | 0 | 1.5233 | 17.9654 | 31.6264 | 19.7965 | 0 | 0 | 0 | 0 | 0 | 0 | 0 | 26.5581 | 349.5212 | 600.0327 | 384.8859 | 0 | 0 | 0 | 0 | 0% | 0% | 0% | 0% | 72% | 28% | 0% | 0% | 0% | 0% | 100% | [10 empty] | 0 | 0 | 0 | 0 | 930.1193 | 365.0894 | 0 | 0 | 0 | 0 | 0 | 0 | 0 | 0 | 0 | 0 | 0 | 0 | 0 | 0 | 0 | 0 | 0 | 0 | 51.398 | 19.7965 | 0 | 0 | 0 | 0 | 0 | 0 | 0 | 0 | 981.5173 | 384.8859 | 0 | 0 | 0 | 0
29 | Moorabool Terminal Station Circuit Breaker Replacement | Replacement - Major Station | Major Station | TRUE | Establishment | Network | Labour - Internal | 10% | 0 | 0 | 0 | 0 | 6.2587 | 82.889 | 142.1016 | 91.2723 | 0 | 0 | 0 | 0 | 0 | 0 | 0 | 0.061791 | 1.2533 | 2.871 | 2.5701 | 0 | 0 | 0 | 0 | 0 | 0 | 0 | 0.38459 | 4.5593 | 8.0663 | 5.0885 | 0 | 0 | 0 | 0 | 0 | 0 | 0 | 6.7051 | 88.7015 | 153.0389 | 98.931 | 0 | 0 | 0 | 0 | 0% | 0% | 0% | 0% | 72% | 28% | 0% | 0% | 0% | 0% | 100% | [10 empty] | 0 | 0 | 0 | 0 | 232.5298 | 91.2723 | 0 | 0 | 0 | 0 | 0 | 0 | 0 | 0 | 4.2044 | 2.5701 | 0 | 0 | 0 | 0 | 0 | 0 | 0 | 0 | 13.0819 | 5.0885 | 0 | 0 | 0 | 0 | 0 | 0 | 0 | 0 | 249.8162 | 98.931 | 0 | 0 | 0 | 0
30 | Moorabool Terminal Station Circuit Breaker Replacement | Replacement - Major Station | Major Station | TRUE | Establishment | Network | Labour - External | 50% | 0 | 0 | 0 | 0 | 31.2934 | 414.4448 | 710.5078 | 456.3617 | 0 | 0 | 0 | 0 | 0 | 0 | 0 | -0.045632 | 0 | 0 | 0 | 0 | 0 | 0 | 0 | 0 | 0 | 0 | 1.9013 | 22.4567 | 39.533 | 24.7456 | 0 | 0 | 0 | 0 | 0 | 0 | 0 | 33.1492 | 436.9015 | 750.0408 | 481.1073 | 0 | 0 | 0 | 0 | 0% | 0% | 0% | 0% | 72% | 28% | 0% | 0% | 0% | 0% | 100% | [10 empty] | 0 | 0 | 0 | 0 | 1162.6491 | 456.3617 | 0 | 0 | 0 | 0 | 0 | 0 | 0 | 0 | -0.047093 | 0 | 0 | 0 | 0 | 0 | 0 | 0 | 0 | 0 | 64.2447 | 24.7456 | 0 | 0 | 0 | 0 | 0 | 0 | 0 | 0 | 1226.8467 | 481.1073 | 0 | 0 | 0 | 0
31 | RCTS Transformer and Switchgear Replacement | Replacement - Major Station | Major Station | TRUE | Secondary | Network | Materials | 40% | 0 | 0 | 0 | 0 | 0 | 11.0428 | 145.3538 | 248.306 | 160.0607 | 0 | 0 | 0 | 0 | 0 | 0 | 0 | 0 | 0 | 0 | 0 | 0 | 0 | 0 | 0 | 0 | 0 | 0 | 0.59836 | 8.0876 | 13.4641 | 11.2263 | 0 | 0 | 0 | 0 | 0 | 0 | 0 | 11.6412 | 153.4414 | 261.7701 | 171.287 | 0 | 0 | 0 | 0% | 0% | 0% | 0% | 0% | 72% | 28% | 0% | 0% | 0% | 100% | [10 empty] | 0 | 0 | 0 | 0 | 0 | 406.3028 | 160.0657 | 0 | 0 | 0 | 0 | 0 | 0 | 0 | 0 | 0 | 0 | 0 | 0 | 0 | 0 | 0 | 0 | 0 | 0 | 22.2389 | 11.2263 | 0 | 0 | 0 | 0 | 0 | 0 | 0 | 0 | 428.5417 | 171.2919 | 0 | 0 | 0
32 | RCTS Transformer and Switchgear Replacement | Replacement - Major Station | Major Station | TRUE | Secondary | Network | Labour - Internal | 10% | 0 | 0 | 0 | 0 | 0 | 2.7607 | 36.3385 | 62.0765 | 40.0152 | 0 | 0 | 0 | 0 | 0 | 0 | 0 | 0.041742 | 0.73418 | 1.748 | 1.5797 | 0 | 0 | 0 | 0 | 0 | 0 | 0 | 0.15185 | 2.0627 | 3.4608 | 2.9174 | 0 | 0 | 0 | 0 | 0 | 0 | 0 | 2.9543 | 39.1354 | 67.2853 | 44.5122 | 0 | 0 | 0 | 0% | 0% | 0% | 0% | 0% | 72% | 28% | 0% | 0% | 0% | 100% | [10 empty] | 0 | 0 | 0 | 0 | 0 | 101.5757 | 40.0164 | 0 | 0 | 0 | 0 | 0 | 0 | 0 | 0 | 2.5317 | 1.5797 | 0 | 0 | 0 | 0 | 0 | 0 | 0 | 0 | 5.6981 | 2.9174 | 0 | 0 | 0 | 0 | 0 | 0 | 0 | 0 | 109.8055 | 44.5135 | 0 | 0 | 0
33 | RCTS Transformer and Switchgear Replacement | Replacement - Major Station | Major Station | TRUE | Secondary | Network | Labour - External | 50% | 0 | 0 | 0 | 0 | 0 | 13.8035 | 181.6923 | 310.3825 | 200.0758 | 0 | 0 | 0 | 0 | 0 | 0 | 0 | 0 | 0 | 0 | 0 | 0 | 0 | 0 | 0 | 0 | 0 | 0 | 0.74794 | 10.1095 | 16.8301 | 14.0329 | 0 | 0 | 0 | 0 | 0 | 0 | 0 | 14.5514 | 191.8017 | 327.2126 | 214.1087 | 0 | 0 | 0 | 0% | 0% | 0% | 0% | 0% | 72% | 28% | 0% | 0% | 0% | 100% | [10 empty] | 0 | 0 | 0 | 0 | 0 | 507.8785 | 200.0821 | 0 | 0 | 0 | 0 | 0 | 0 | 0 | 0 | 0 | 0 | 0 | 0 | 0 | 0 | 0 | 0 | 0 | 0 | 27.7987 | 14.0329 | 0 | 0 | 0 | 0 | 0 | 0 | 0 | 0 | 535.6772 | 214.1149 | 0 | 0 | 0
34 | RCTS Transformer and Switchgear Replacement | Replacement - Major Station | Major Station | TRUE | Switchgear | Network | Materials | 40% | 0 | 0 | 0 | 0 | 0 | 59.9498 | 789.1061 | 1348.0194 | 868.9476 | 0 | 0 | 0 | 0 | 0 | 0 | 0 | 0 | 0 | 0 | 0 | 0 | 0 | 0 | 0 | 0 | 0 | 0 | 3.2484 | 43.9063 | 73.0947 | 60.9459 | 0 | 0 | 0 | 0 | 0 | 0 | 0 | 63.1982 | 833.0124 | 1421.1141 | 929.8935 | 0 | 0 | 0 | 0% | 0% | 0% | 0% | 0% | 72% | 28% | 0% | 0% | 0% | 100% | [10 empty] | 0 | 0 | 0 | 0 | 0 | 2205.7624 | 868.9747 | 0 | 0 | 0 | 0 | 0 | 0 | 0 | 0 | 0 | 0 | 0 | 0 | 0 | 0 | 0 | 0 | 0 | 0 | 120.7322 | 60.9459 | 0 | 0 | 0 | 0 | 0 | 0 | 0 | 0 | 2326.4946 | 929.9206 | 0 | 0 | 0
35 | RCTS Transformer and Switchgear Replacement | Replacement - Major Station | Major Station | TRUE | Switchgear | Network | Labour - Internal | 10% | 0 | 0 | 0 | 0 | 0 | 14.9875 | 197.2765 | 337.0049 | 217.2369 | 0 | 0 | 0 | 0 | 0 | 0 | 0 | 0.22661 | 3.9858 | 9.4897 | 8.5759 | 0 | 0 | 0 | 0 | 0 | 0 | 0 | 0.82438 | 11.1983 | 18.7882 | 15.838 | 0 | 0 | 0 | 0 | 0 | 0 | 0 | 16.0385 | 212.4607 | 365.2828 | 241.6508 | 0 | 0 | 0 | 0% | 0% | 0% | 0% | 0% | 72% | 28% | 0% | 0% | 0% | 100% | [10 empty] | 0 | 0 | 0 | 0 | 0 | 551.4406 | 217.2437 | 0 | 0 | 0 | 0 | 0 | 0 | 0 | 0 | 13.7444 | 8.5759 | 0 | 0 | 0 | 0 | 0 | 0 | 0 | 0 | 30.934 | 15.838 | 0 | 0 | 0 | 0 | 0 | 0 | 0 | 0 | 596.119 | 241.6576 | 0 | 0 | 0
36 | RCTS Transformer and Switchgear Replacement | Replacement - Major Station | Major Station | TRUE | Switchgear | Network | Labour - External | 50% | 0 | 0 | 0 | 0 | 0 | 74.9373 | 986.3826 | 1685.0243 | 1086.1844 | 0 | 0 | 0 | 0 | 0 | 0 | 0 | 0 | 0 | 0 | 0 | 0 | 0 | 0 | 0 | 0 | 0 | 0 | 4.0605 | 54.8828 | 91.3683 | 76.1824 | 0 | 0 | 0 | 0 | 0 | 0 | 0 | 78.9978 | 1041.2655 | 1776.3926 | 1162.3669 | 0 | 0 | 0 | 0% | 0% | 0% | 0% | 0% | 72% | 28% | 0% | 0% | 0% | 100% | [10 empty] | 0 | 0 | 0 | 0 | 0 | 2757.203 | 1086.2183 | 0 | 0 | 0 | 0 | 0 | 0 | 0 | 0 | 0 | 0 | 0 | 0 | 0 | 0 | 0 | 0 | 0 | 0 | 150.9152 | 76.1824 | 0 | 0 | 0 | 0 | 0 | 0 | 0 | 0 | 2908.1182 | 1162.4008 | 0 | 0 | 0
37 | RCTS Transformer and Switchgear Replacement | Replacement - Major Station | Major Station | TRUE | Transformers | Network | Materials | 40% | 0 | 0 | 0 | 0 | 0 | 64.1416 | 844.2811 | 1442.2742 | 929.7052 | 0 | 0 | 0 | 0 | 0 | 0 | 0 | 0 | 0 | 0 | 0 | 0 | 0 | 0 | 0 | 0 | 0 | 0 | 3.4755 | 46.9762 | 78.2055 | 65.2073 | 0 | 0 | 0 | 0 | 0 | 0 | 0 | 67.6171 | 891.2574 | 1520.4797 | 994.9125 | 0 | 0 | 0 | 0% | 0% | 0% | 0% | 0% | 72% | 28% | 0% | 0% | 0% | 100% | [10 empty] | 0 | 0 | 0 | 0 | 0 | 2359.9913 | 929.7342 | 0 | 0 | 0 | 0 | 0 | 0 | 0 | 0 | 0 | 0 | 0 | 0 | 0 | 0 | 0 | 0 | 0 | 0 | 129.1739 | 65.2073 | 0 | 0 | 0 | 0 | 0 | 0 | 0 | 0 | 2489.1652 | 994.9415 | 0 | 0 | 0
38 | RCTS Transformer and Switchgear Replacement | Replacement - Major Station | Major Station | TRUE | Transformers | Network | Labour - Internal | 10% | 0 | 0 | 0 | 0 | 0 | 16.0354 | 211.0703 | 360.5686 | 232.4263 | 0 | 0 | 0 | 0 | 0 | 0 | 0 | 0.24246 | 4.2645 | 10.1532 | 9.1756 | 0 | 0 | 0 | 0 | 0 | 0 | 0 | 0.88202 | 11.9813 | 20.1019 | 16.9454 | 0 | 0 | 0 | 0 | 0 | 0 | 0 | 17.1599 | 227.3161 | 390.8237 | 258.5473 | 0 | 0 | 0 | 0% | 0% | 0% | 0% | 0% | 72% | 28% | 0% | 0% | 0% | 100% | [10 empty] | 0 | 0 | 0 | 0 | 0 | 589.9978 | 232.4335 | 0 | 0 | 0 | 0 | 0 | 0 | 0 | 0 | 14.7054 | 9.1756 | 0 | 0 | 0 | 0 | 0 | 0 | 0 | 0 | 33.0969 | 16.9454 | 0 | 0 | 0 | 0 | 0 | 0 | 0 | 0 | 637.8002 | 258.5545 | 0 | 0 | 0
39 | RCTS Transformer and Switchgear Replacement | Replacement - Major Station | Major Station | TRUE | Transformers | Network | Labour - External | 50% | 0 | 0 | 0 | 0 | 0 | 80.177 | 1055.3514 | 1802.8428 | 1162.1315 | 0 | 0 | 0 | 0 | 0 | 0 | 0 | 0 | 0 | 0 | 0 | 0 | 0 | 0 | 0 | 0 | 0 | 0 | 4.3444 | 58.7203 | 97.7569 | 81.5092 | 0 | 0 | 0 | 0 | 0 | 0 | 0 | 84.5214 | 1114.0717 | 1900.5996 | 1243.6406 | 0 | 0 | 0 | 0% | 0% | 0% | 0% | 0% | 72% | 28% | 0% | 0% | 0% | 100% | [10 empty] | 0 | 0 | 0 | 0 | 0 | 2949.9892 | 1162.1677 | 0 | 0 | 0 | 0 | 0 | 0 | 0 | 0 | 0 | 0 | 0 | 0 | 0 | 0 | 0 | 0 | 0 | 0 | 161.4674 | 81.5092 | 0 | 0 | 0 | 0 | 0 | 0 | 0 | 0 | 3111.4565 | 1243.6769 | 0 | 0 | 0
40 | RCTS Transformer and Switchgear Replacement | Replacement - Major Station | Major Station | TRUE | Towers and Conductor | Network | Materials | 40% | 0 | 0 | 0 | 0 | 0 | 4.2169 | 55.5065 | 94.8211 | 61.1227 | 0 | 0 | 0 | 0 | 0 | 0 | 0 | 0 | 0 | 0 | 0 | 0 | 0 | 0 | 0 | 0 | 0 | 0 | 0.2285 | 3.0884 | 5.1416 | 4.287 | 0 | 0 | 0 | 0 | 0 | 0 | 0 | 4.4454 | 58.595 | 99.9626 | 65.4097 | 0 | 0 | 0 | 0% | 0% | 0% | 0% | 0% | 72% | 28% | 0% | 0% | 0% | 100% | [10 empty] | 0 | 0 | 0 | 0 | 0 | 155.1556 | 61.1246 | 0 | 0 | 0 | 0 | 0 | 0 | 0 | 0 | 0 | 0 | 0 | 0 | 0 | 0 | 0 | 0 | 0 | 0 | 8.4924 | 4.287 | 0 | 0 | 0 | 0 | 0 | 0 | 0 | 0 | 163.6481 | 65.4116 | 0 | 0 | 0
41 | RCTS Transformer and Switchgear Replacement | Replacement - Major Station | Major Station | TRUE | Towers and Conductor | Network | Labour - Internal | 10% | 0 | 0 | 0 | 0 | 0 | 1.0542 | 13.8766 | 23.7053 | 15.2807 | 0 | 0 | 0 | 0 | 0 | 0 | 0 | 0.01594 | 0.28036 | 0.66752 | 0.60324 | 0 | 0 | 0 | 0 | 0 | 0 | 0 | 0.057987 | 0.7877 | 1.3216 | 1.1141 | 0 | 0 | 0 | 0 | 0 | 0 | 0 | 1.1282 | 14.9447 | 25.6944 | 16.998 | 0 | 0 | 0 | 0% | 0% | 0% | 0% | 0% | 72% | 28% | 0% | 0% | 0% | 100% | [10 empty] | 0 | 0 | 0 | 0 | 0 | 38.7889 | 15.2811 | 0 | 0 | 0 | 0 | 0 | 0 | 0 | 0 | 0.9668 | 0.60324 | 0 | 0 | 0 | 0 | 0 | 0 | 0 | 0 | 2.1759 | 1.1141 | 0 | 0 | 0 | 0 | 0 | 0 | 0 | 0 | 41.9316 | 16.9984 | 0 | 0 | 0
42 | RCTS Transformer and Switchgear Replacement | Replacement - Major Station | Major Station | TRUE | Towers and Conductor | Network | Labour - External | 50% | 0 | 0 | 0 | 0 | 0 | 5.2712 | 69.3832 | 118.5264 | 76.4033 | 0 | 0 | 0 | 0 | 0 | 0 | 0 | 0 | 0 | 0 | 0 | 0 | 0 | 0 | 0 | 0 | 0 | 0 | 0.28562 | 3.8605 | 6.4269 | 5.3588 | 0 | 0 | 0 | 0 | 0 | 0 | 0 | 5.5568 | 73.2437 | 124.9533 | 81.7621 | 0 | 0 | 0 | 0% | 0% | 0% | 0% | 0% | 72% | 28% | 0% | 0% | 0% | 100% | [10 empty] | 0 | 0 | 0 | 0 | 0 | 193.9445 | 76.4057 | 0 | 0 | 0 | 0 | 0 | 0 | 0 | 0 | 0 | 0 | 0 | 0 | 0 | 0 | 0 | 0 | 0 | 0 | 10.6155 | 5.3588 | 0 | 0 | 0 | 0 | 0 | 0 | 0 | 0 | 204.5601 | 81.7645 | 0 | 0 | 0
43 | RCTS Transformer and Switchgear Replacement | Replacement - Major Station | Major Station | TRUE | Establishment | Network | Materials | 40% | 0 | 0 | 0 | 0 | 0 | 30.7394 | 404.6155 | 691.1992 | 445.5543 | 0 | 0 | 0 | 0 | 0 | 0 | 0 | 0 | 0 | 0 | 0 | 0 | 0 | 0 | 0 | 0 | 0 | 0 | 1.6656 | 22.513 | 37.4794 | 31.2501 | 0 | 0 | 0 | 0 | 0 | 0 | 0 | 32.405 | 427.1285 | 728.6787 | 476.8045 | 0 | 0 | 0 | 0% | 0% | 0% | 0% | 0% | 72% | 28% | 0% | 0% | 0% | 100% | [10 empty] | 0 | 0 | 0 | 0 | 0 | 1131.0084 | 445.5682 | 0 | 0 | 0 | 0 | 0 | 0 | 0 | 0 | 0 | 0 | 0 | 0 | 0 | 0 | 0 | 0 | 0 | 0 | 61.9056 | 31.2501 | 0 | 0 | 0 | 0 | 0 | 0 | 0 | 0 | 1192.914 | 476.8184 | 0 | 0 | 0
44 | RCTS Transformer and Switchgear Replacement | Replacement - Major Station | Major Station | TRUE | Establishment | Network | Labour - Internal | 10% | 0 | 0 | 0 | 0 | 0 | 7.6848 | 101.1539 | 172.7998 | 111.3886 | 0 | 0 | 0 | 0 | 0 | 0 | 0 | 0.1162 | 2.0437 | 4.8659 | 4.3973 | 0 | 0 | 0 | 0 | 0 | 0 | 0 | 0.4227 | 5.742 | 9.6337 | 8.121 | 0 | 0 | 0 | 0 | 0 | 0 | 0 | 8.2237 | 108.9396 | 187.2994 | 123.9069 | 0 | 0 | 0 | 0% | 0% | 0% | 0% | 0% | 72% | 28% | 0% | 0% | 0% | 100% | [10 empty] | 0 | 0 | 0 | 0 | 0 | 282.7521 | 111.3921 | 0 | 0 | 0 | 0 | 0 | 0 | 0 | 0 | 7.0475 | 4.3973 | 0 | 0 | 0 | 0 | 0 | 0 | 0 | 0 | 15.8615 | 8.121 | 0 | 0 | 0 | 0 | 0 | 0 | 0 | 0 | 305.661 | 123.9103 | 0 | 0 | 0
45 | RCTS Transformer and Switchgear Replacement | Replacement - Major Station | Major Station | TRUE | Establishment | Network | Labour - External | 50% | 0 | 0 | 0 | 0 | 0 | 38.4242 | 505.7694 | 863.9991 | 556.9429 | 0 | 0 | 0 | 0 | 0 | 0 | 0 | 0 | 0 | 0 | 0 | 0 | 0 | 0 | 0 | 0 | 0 | 0 | 2.082 | 28.1413 | 46.8493 | 39.0627 | 0 | 0 | 0 | 0 | 0 | 0 | 0 | 40.5063 | 533.9106 | 910.8483 | 596.0056 | 0 | 0 | 0 | 0% | 0% | 0% | 0% | 0% | 72% | 28% | 0% | 0% | 0% | 100% | [10 empty] | 0 | 0 | 0 | 0 | 0 | 1413.7605 | 556.9603 | 0 | 0 | 0 | 0 | 0 | 0 | 0 | 0 | 0 | 0 | 0 | 0 | 0 | 0 | 0 | 0 | 0 | 0 | 77.382 | 39.0627 | 0 | 0 | 0 | 0 | 0 | 0 | 0 | 0 | 1491.1425 | 596.023 | 0 | 0 | 0
46 | LYPS and HWTS 500kV Circuit Breaker Replacement Stage 2 | Replacement - Major Station | Major Station | TRUE | Secondary | Network | Materials | 40% | 0 | 0 | 0 | 0 | 0 | 0 | 0 | 0 | 0 | 0 | 42.7421 | 560.8337 | 0 | 0 | 0 | 0 | 0 | 0 | 0 | 0 | 0 | 0 | 0 | 0 | 0 | 0 | 0 | 0 | 0 | 0 | 0 | 0 | 2.6947 | 35.3585 | 0 | 0 | 0 | 0 | 0 | 0 | 0 | 0 | 0 | 45.4368 | 596.1922 | 0% | 0% | 0% | 0% | 0% | 0% | 0% | 0% | 0% | 100% | 100% | [10 empty] | 0 | 0 | 0 | 0 | 0 | 0 | 0 | 0 | 0 | 603.9747 | 0 | 0 | 0 | 0 | 0 | 0 | 0 | 0 | 0 | 0 | 0 | 0 | 0 | 0 | 0 | 0 | 0 | 0 | 0 | 38.0784 | 0 | 0 | 0 | 0 | 0 | 0 | 0 | 0 | 0 | 642.0532
47 | LYPS and HWTS 500kV Circuit Breaker Replacement Stage 2 | Replacement - Major Station | Major Station | TRUE | Secondary | Network | Labour - Internal | 10% | 0 | 0 | 0 | 0 | 0 | 0 | 0 | 0 | 0 | 0 | 10.6855 | 140.2084 | 0 | 0 | 0 | 0 | 0 | 0 | 0 | 0 | 0 | 0.66773 | 10.4015 | 0 | 0 | 0 | 0 | 0 | 0 | 0 | 0 | 0 | 0.71578 | 9.4954 | 0 | 0 | 0 | 0 | 0 | 0 | 0 | 0 | 0 | 12.069 | 160.1053 | 0% | 0% | 0% | 0% | 0% | 0% | 0% | 0% | 0% | 100% | 100% | [10 empty] | 0 | 0 | 0 | 0 | 0 | 0 | 0 | 0 | 0 | 150.9937 | 0 | 0 | 0 | 0 | 0 | 0 | 0 | 0 | 0 | 11.0754 | 0 | 0 | 0 | 0 | 0 | 0 | 0 | 0 | 0 | 10.2179 | 0 | 0 | 0 | 0 | 0 | 0 | 0 | 0 | 0 | 172.287
48 | LYPS and HWTS 500kV Circuit Breaker Replacement Stage 2 | Replacement - Major Station | Major Station | TRUE | Secondary | Network | Labour - External | 50% | 0 | 0 | 0 | 0 | 0 | 0 | 0 | 0 | 0 | 0 | 53.4276 | 701.0421 | 0 | 0 | 0 | 0 | 0 | 0 | 0 | 0 | 0 | 3.0534 | 49.2949 | 0 | 0 | 0 | 0 | 0 | 0 | 0 | 0 | 0 | 3.5609 | 47.306 | 0 | 0 | 0 | 0 | 0 | 0 | 0 | 0 | 0 | 60.042 | 797.643 | 0% | 0% | 0% | 0% | 0% | 0% | 0% | 0% | 0% | 100% | 100% | [10 empty] | 0 | 0 | 0 | 0 | 0 | 0 | 0 | 0 | 0 | 754.9684 | 0 | 0 | 0 | 0 | 0 | 0 | 0 | 0 | 0 | 52.3768 | 0 | 0 | 0 | 0 | 0 | 0 | 0 | 0 | 0 | 50.9002 | 0 | 0 | 0 | 0 | 0 | 0 | 0 | 0 | 0 | 858.2455
49 | LYPS and HWTS 500kV Circuit Breaker Replacement Stage 2 | Replacement - Major Station | Major Station | TRUE | Switchgear | Network | Materials | 40% | 0 | 0 | 0 | 0 | 0 | 0 | 0 | 0 | 0 | 0 | 232.041 | 3044.6896 | 0 | 0 | 0 | 0 | 0 | 0 | 0 | 0 | 0 | 0 | 0 | 0 | 0 | 0 | 0 | 0 | 0 | 0 | 0 | 0 | 14.6293 | 191.9566 | 0 | 0 | 0 | 0 | 0 | 0 | 0 | 0 | 0 | 246.6703 | 3236.6462 | 0% | 0% | 0% | 0% | 0% | 0% | 0% | 0% | 0% | 100% | 100% | [10 empty] | 0 | 0 | 0 | 0 | 0 | 0 | 0 | 0 | 0 | 3278.8965 | 0 | 0 | 0 | 0 | 0 | 0 | 0 | 0 | 0 | 0 | 0 | 0 | 0 | 0 | 0 | 0 | 0 | 0 | 0 | 206.7225 | 0 | 0 | 0 | 0 | 0 | 0 | 0 | 0 | 0 | 3485.619
50 | LYPS and HWTS 500kV Circuit Breaker Replacement Stage 2 | Replacement - Major Station | Major Station | TRUE | Switchgear | Network | Labour - Internal | 10% | 0 | 0 | 0 | 0 | 0 | 0 | 0 | 0 | 0 | 0 | 58.0102 | 761.1724 | 0 | 0 | 0 | 0 | 0 | 0 | 0 | 0 | 0 | 3.625 | 56.4682 | 0 | 0 | 0 | 0 | 0 | 0 | 0 | 0 | 0 | 3.8859 | 51.5493 | 0 | 0 | 0 | 0 | 0 | 0 | 0 | 0 | 0 | 65.5212 | 869.1898 | 0% | 0% | 0% | 0% | 0% | 0% | 0% | 0% | 0% | 100% | 100% | [10 empty] | 0 | 0 | 0 | 0 | 0 | 0 | 0 | 0 | 0 | 819.7241 | 0 | 0 | 0 | 0 | 0 | 0 | 0 | 0 | 0 | 60.127 | 0 | 0 | 0 | 0 | 0 | 0 | 0 | 0 | 0 | 55.4714 | 0 | 0 | 0 | 0 | 0 | 0 | 0 | 0 | 0 | 935.3226
51 | LYPS and HWTS 500kV Circuit Breaker Replacement Stage 2 | Replacement - Major Station | Major Station | TRUE | Switchgear | Network | Labour - External | 50% | 0 | 0 | 0 | 0 | 0 | 0 | 0 | 0 | 0 | 0 | 290.0512 | 3805.862 | 0 | 0 | 0 | 0 | 0 | 0 | 0 | 0 | 0 | 16.5767 | 267.6153 | 0 | 0 | 0 | 0 | 0 | 0 | 0 | 0 | 0 | 19.3318 | 256.818 | 0 | 0 | 0 | 0 | 0 | 0 | 0 | 0 | 0 | 325.9597 | 4330.2952 | 0% | 0% | 0% | 0% | 0% | 0% | 0% | 0% | 0% | 100% | 100% | [10 empty] | 0 | 0 | 0 | 0 | 0 | 0 | 0 | 0 | 0 | 4098.6206 | 0 | 0 | 0 | 0 | 0 | 0 | 0 | 0 | 0 | 284.3467 | 0 | 0 | 0 | 0 | 0 | 0 | 0 | 0 | 0 | 276.3302 | 0 | 0 | 0 | 0 | 0 | 0 | 0 | 0 | 0 | 4659.2975
52 | LYPS and HWTS 500kV Circuit Breaker Replacement Stage 2 | Replacement - Major Station | Major Station | TRUE | Transformers | Network | Materials | 40% | 0 | 0 | 0 | 0 | 0 | 0 | 0 | 0 | 0 | 0 | 248.2655 | 3257.5771 | 0 | 0 | 0 | 0 | 0 | 0 | 0 | 0 | 0 | 0 | 0 | 0 | 0 | 0 | 0 | 0 | 0 | 0 | 0 | 0 | 15.6522 | 205.3784 | 0 | 0 | 0 | 0 | 0 | 0 | 0 | 0 | 0 | 263.9177 | 3462.9555 | 0% | 0% | 0% | 0% | 0% | 0% | 0% | 0% | 0% | 100% | 100% | [10 empty] | 0 | 0 | 0 | 0 | 0 | 0 | 0 | 0 | 0 | 3508.1599 | 0 | 0 | 0 | 0 | 0 | 0 | 0 | 0 | 0 | 0 | 0 | 0 | 0 | 0 | 0 | 0 | 0 | 0 | 0 | 221.1768 | 0 | 0 | 0 | 0 | 0 | 0 | 0 | 0 | 0 | 3729.3367
53 | LYPS and HWTS 500kV Circuit Breaker Replacement Stage 2 | Replacement - Major Station | Major Station | TRUE | Transformers | Network | Labour - Internal | 10% | 0 | 0 | 0 | 0 | 0 | 0 | 0 | 0 | 0 | 0 | 62.0664 | 814.3943 | 0 | 0 | 0 | 0 | 0 | 0 | 0 | 0 | 0 | 3.8785 | 60.4165 | 0 | 0 | 0 | 0 | 0 | 0 | 0 | 0 | 0 | 4.1576 | 55.1536 | 0 | 0 | 0 | 0 | 0 | 0 | 0 | 0 | 0 | 70.1025 | 929.9644 | 0% | 0% | 0% | 0% | 0% | 0% | 0% | 0% | 0% | 100% | 100% | [10 empty] | 0 | 0 | 0 | 0 | 0 | 0 | 0 | 0 | 0 | 877.04 | 0 | 0 | 0 | 0 | 0 | 0 | 0 | 0 | 0 | 64.3312 | 0 | 0 | 0 | 0 | 0 | 0 | 0 | 0 | 0 | 59.35 | 0 | 0 | 0 | 0 | 0 | 0 | 0 | 0 | 0 | 1000.7212
54 | LYPS and HWTS 500kV Circuit Breaker Replacement Stage 2 | Replacement - Major Station | Major Station | TRUE | Transformers | Network | Labour - External | 50% | 0 | 0 | 0 | 0 | 0 | 0 | 0 | 0 | 0 | 0 | 310.3319 | 4071.9714 | 0 | 0 | 0 | 0 | 0 | 0 | 0 | 0 | 0 | 17.7358 | 286.3272 | 0 | 0 | 0 | 0 | 0 | 0 | 0 | 0 | 0 | 20.6835 | 274.7749 | 0 | 0 | 0 | 0 | 0 | 0 | 0 | 0 | 0 | 348.7511 | 4633.0735 | 0% | 0% | 0% | 0% | 0% | 0% | 0% | 0% | 0% | 100% | 100% | [10 empty] | 0 | 0 | 0 | 0 | 0 | 0 | 0 | 0 | 0 | 4385.1999 | 0 | 0 | 0 | 0 | 0 | 0 | 0 | 0 | 0 | 304.2285 | 0 | 0 | 0 | 0 | 0 | 0 | 0 | 0 | 0 | 295.6514 | 0 | 0 | 0 | 0 | 0 | 0 | 0 | 0 | 0 | 4985.0799
55 | LYPS and HWTS 500kV Circuit Breaker Replacement Stage 2 | Replacement - Major Station | Major Station | TRUE | Towers and Conductor | Network | Materials | 40% | 0 | 0 | 0 | 0 | 0 | 0 | 0 | 0 | 0 | 0 | 16.322 | 214.1666 | 0 | 0 | 0 | 0 | 0 | 0 | 0 | 0 | 0 | 0 | 0 | 0 | 0 | 0 | 0 | 0 | 0 | 0 | 0 | 0 | 1.029 | 13.5024 | 0 | 0 | 0 | 0 | 0 | 0 | 0 | 0 | 0 | 17.351 | 227.6691 | 0% | 0% | 0% | 0% | 0% | 0% | 0% | 0% | 0% | 100% | 100% | [10 empty] | 0 | 0 | 0 | 0 | 0 | 0 | 0 | 0 | 0 | 230.641 | 0 | 0 | 0 | 0 | 0 | 0 | 0 | 0 | 0 | 0 | 0 | 0 | 0 | 0 | 0 | 0 | 0 | 0 | 0 | 14.5411 | 0 | 0 | 0 | 0 | 0 | 0 | 0 | 0 | 0 | 245.1821
56 | LYPS and HWTS 500kV Circuit Breaker Replacement Stage 2 | Replacement - Major Station | Major Station | TRUE | Towers and Conductor | Network | Labour - Internal | 10% | 0 | 0 | 0 | 0 | 0 | 0 | 0 | 0 | 0 | 0 | 4.0805 | 53.5417 | 0 | 0 | 0 | 0 | 0 | 0 | 0 | 0 | 0 | 0.25499 | 3.972 | 0 | 0 | 0 | 0 | 0 | 0 | 0 | 0 | 0 | 0.27334 | 3.626 | 0 | 0 | 0 | 0 | 0 | 0 | 0 | 0 | 0 | 4.6088 | 61.1397 | 0% | 0% | 0% | 0% | 0% | 0% | 0% | 0% | 0% | 100% | 100% | [10 empty] | 0 | 0 | 0 | 0 | 0 | 0 | 0 | 0 | 0 | 57.6603 | 0 | 0 | 0 | 0 | 0 | 0 | 0 | 0 | 0 | 4.2294 | 0 | 0 | 0 | 0 | 0 | 0 | 0 | 0 | 0 | 3.9019 | 0 | 0 | 0 | 0 | 0 | 0 | 0 | 0 | 0 | 65.7916
57 | LYPS and HWTS 500kV Circuit Breaker Replacement Stage 2 | Replacement - Major Station | Major Station | TRUE | Towers and Conductor | Network | Labour - External | 50% | 0 | 0 | 0 | 0 | 0 | 0 | 0 | 0 | 0 | 0 | 20.4025 | 267.7083 | 0 | 0 | 0 | 0 | 0 | 0 | 0 | 0 | 0 | 1.166 | 18.8243 | 0 | 0 | 0 | 0 | 0 | 0 | 0 | 0 | 0 | 1.3598 | 18.0648 | 0 | 0 | 0 | 0 | 0 | 0 | 0 | 0 | 0 | 22.9283 | 304.5975 | 0% | 0% | 0% | 0% | 0% | 0% | 0% | 0% | 0% | 100% | 100% | [10 empty] | 0 | 0 | 0 | 0 | 0 | 0 | 0 | 0 | 0 | 288.3013 | 0 | 0 | 0 | 0 | 0 | 0 | 0 | 0 | 0 | 20.0012 | 0 | 0 | 0 | 0 | 0 | 0 | 0 | 0 | 0 | 19.4374 | 0 | 0 | 0 | 0 | 0 | 0 | 0 | 0 | 0 | 327.7398
58 | LYPS and HWTS 500kV Circuit Breaker Replacement Stage 2 | Replacement - Major Station | Major Station | TRUE | Establishment | Network | Materials | 40% | 0 | 0 | 0 | 0 | 0 | 0 | 0 | 0 | 0 | 0 | 118.9794 | 1561.1697 | 0 | 0 | 0 | 0 | 0 | 0 | 0 | 0 | 0 | 0 | 0 | 0 | 0 | 0 | 0 | 0 | 0 | 0 | 0 | 0 | 7.5012 | 98.4261 | 0 | 0 | 0 | 0 | 0 | 0 | 0 | 0 | 0 | 126.4806 | 1659.5958 | 0% | 0% | 0% | 0% | 0% | 0% | 0% | 0% | 0% | 100% | 100% | [10 empty] | 0 | 0 | 0 | 0 | 0 | 0 | 0 | 0 | 0 | 1681.2597 | 0 | 0 | 0 | 0 | 0 | 0 | 0 | 0 | 0 | 0 | 0 | 0 | 0 | 0 | 0 | 0 | 0 | 0 | 0 | 105.9973 | 0 | 0 | 0 | 0 | 0 | 0 | 0 | 0 | 0 | 1787.257
59 | LYPS and HWTS 500kV Circuit Breaker Replacement Stage 2 | Replacement - Major Station | Major Station | TRUE | Establishment | Network | Labour - Internal | 10% | 0 | 0 | 0 | 0 | 0 | 0 | 0 | 0 | 0 | 0 | 29.7449 | 390.2924 | 0 | 0 | 0 | 0 | 0 | 0 | 0 | 0 | 0 | 1.8587 | 28.9541 | 0 | 0 | 0 | 0 | 0 | 0 | 0 | 0 | 0 | 1.9925 | 26.432 | 0 | 0 | 0 | 0 | 0 | 0 | 0 | 0 | 0 | 33.5961 | 445.6786 | 0% | 0% | 0% | 0% | 0% | 0% | 0% | 0% | 0% | 100% | 100% | [10 empty] | 0 | 0 | 0 | 0 | 0 | 0 | 0 | 0 | 0 | 420.3149 | 0 | 0 | 0 | 0 | 0 | 0 | 0 | 0 | 0 | 30.8302 | 0 | 0 | 0 | 0 | 0 | 0 | 0 | 0 | 0 | 28.4431 | 0 | 0 | 0 | 0 | 0 | 0 | 0 | 0 | 0 | 479.5882
60 | LYPS and HWTS 500kV Circuit Breaker Replacement Stage 2 | Replacement - Major Station | Major Station | TRUE | Establishment | Network | Labour - External | 50% | 0 | 0 | 0 | 0 | 0 | 0 | 0 | 0 | 0 | 0 | 148.7243 | 1951.4622 | 0 | 0 | 0 | 0 | 0 | 0 | 0 | 0 | 0 | 8.4997 | 137.2202 | 0 | 0 | 0 | 0 | 0 | 0 | 0 | 0 | 0 | 9.9124 | 131.6838 | 0 | 0 | 0 | 0 | 0 | 0 | 0 | 0 | 0 | 167.1364 | 2220.3662 | 0% | 0% | 0% | 0% | 0% | 0% | 0% | 0% | 0% | 100% | 100% | [10 empty] | 0 | 0 | 0 | 0 | 0 | 0 | 0 | 0 | 0 | 2101.5746 | 0 | 0 | 0 | 0 | 0 | 0 | 0 | 0 | 0 | 145.7993 | 0 | 0 | 0 | 0 | 0 | 0 | 0 | 0 | 0 | 141.6888 | 0 | 0 | 0 | 0 | 0 | 0 | 0 | 0 | 0 | 2389.0627
61 | SMTS 330/220kV Transformer Replacement - Stage 2 | Replacement - Major Station | Major Station | TRUE | Secondary | Network | Materials | 40% | 0 | 0 | 0 | 0 | 0 | 0 | 21.2743 | 279.147 | 478.5587 | 307.38 | 0 | 0 | 0 | 0 | 0 | 0 | 0 | 0 | 0 | 0 | 0 | 0 | 0 | 0 | 0 | 0 | 0 | 0 | 1.1837 | 15.1364 | 33.565 | 28.8351 | 0 | 0 | 0 | 0 | 0 | 0 | 0 | 22.458 | 294.2834 | 512.1237 | 336.215 | 0 | 0 | 0% | 0% | 0% | 0% | 0% | 0% | 72% | 28% | 0% | 0% | 100% | [10 empty] | 0 | 0 | 0 | 0 | 0 | 0 | 783.096 | 307.38 | 0 | 0 | 0 | 0 | 0 | 0 | 0 | 0 | 0 | 0 | 0 | 0 | 0 | 0 | 0 | 0 | 0 | 0 | 50.109 | 28.8351 | 0 | 0 | 0 | 0 | 0 | 0 | 0 | 0 | 833.205 | 336.215 | 0 | 0
62 | SMTS 330/220kV Transformer Replacement - Stage 2 | Replacement - Major Station | Major Station | TRUE | Secondary | Network | Labour - Internal | 10% | 0 | 0 | 0 | 0 | 0 | 0 | 5.3186 | 69.7868 | 119.6397 | 76.845 | 0 | 0 | 0 | 0 | 0 | 0 | 0 | 0.10746 | 1.9651 | 4.7231 | 3.913 | 0 | 0 | 0 | 0 | 0 | 0 | 0 | 0.30191 | 3.8907 | 8.7225 | 7.5758 | 0 | 0 | 0 | 0 | 0 | 0 | 0 | 5.7279 | 75.6425 | 133.0852 | 88.3338 | 0 | 0 | 0% | 0% | 0% | 0% | 0% | 0% | 72% | 28% | 0% | 0% | 100% | [10 empty] | 0 | 0 | 0 | 0 | 0 | 0 | 195.774 | 76.845 | 0 | 0 | 0 | 0 | 0 | 0 | 0 | 0 | 6.8237 | 3.913 | 0 | 0 | 0 | 0 | 0 | 0 | 0 | 0 | 12.9726 | 7.5758 | 0 | 0 | 0 | 0 | 0 | 0 | 0 | 0 | 215.5702 | 88.3338 | 0 | 0
63 | SMTS 330/220kV Transformer Replacement - Stage 2 | Replacement - Major Station | Major Station | TRUE | Secondary | Network | Labour - External | 50% | 0 | 0 | 0 | 0 | 0 | 0 | 26.5928 | 348.9338 | 598.1984 | 384.2249 | 0 | 0 | 0 | 0 | 0 | 0 | 0 | 0 | 0 | 0 | 0 | 0 | 0 | 0 | 0 | 0 | 0 | 0 | 1.4796 | 18.9205 | 41.9562 | 36.0439 | 0 | 0 | 0 | 0 | 0 | 0 | 0 | 28.0725 | 367.8543 | 640.1546 | 420.2688 | 0 | 0 | 0% | 0% | 0% | 0% | 0% | 0% | 72% | 28% | 0% | 0% | 100% | [10 empty] | 0 | 0 | 0 | 0 | 0 | 0 | 978.87 | 384.2249 | 0 | 0 | 0 | 0 | 0 | 0 | 0 | 0 | 0 | 0 | 0 | 0 | 0 | 0 | 0 | 0 | 0 | 0 | 62.6362 | 36.0439 | 0 | 0 | 0 | 0 | 0 | 0 | 0 | 0 | 1041.5062 | 420.2688 | 0 | 0
64 | SMTS 330/220kV Transformer Replacement - Stage 2 | Replacement - Major Station | Major Station | TRUE | Switchgear | Network | Materials | 40% | 0 | 0 | 0 | 0 | 0 | 0 | 115.4951 | 1515.4512 | 2598.0298 | 1668.7238 | 0 | 0 | 0 | 0 | 0 | 0 | 0 | 0 | 0 | 0 | 0 | 0 | 0 | 0 | 0 | 0 | 0 | 0 | 6.4262 | 82.1734 | 182.2197 | 156.5418 | 0 | 0 | 0 | 0 | 0 | 0 | 0 | 121.9213 | 1597.6246 | 2780.2495 | 1825.2656 | 0 | 0 | 0% | 0% | 0% | 0% | 0% | 0% | 72% | 28% | 0% | 0% | 100% | [10 empty] | 0 | 0 | 0 | 0 | 0 | 0 | 4251.3215 | 1668.7238 | 0 | 0 | 0 | 0 | 0 | 0 | 0 | 0 | 0 | 0 | 0 | 0 | 0 | 0 | 0 | 0 | 0 | 0 | 272.0347 | 156.5418 | 0 | 0 | 0 | 0 | 0 | 0 | 0 | 0 | 4523.3562 | 1825.2656 | 0 | 0
65 | SMTS 330/220kV Transformer Replacement - Stage 2 | Replacement - Major Station | Major Station | TRUE | Switchgear | Network | Labour - Internal | 10% | 0 | 0 | 0 | 0 | 0 | 0 | 28.8738 | 378.8628 | 649.5075 | 417.181 | 0 | 0 | 0 | 0 | 0 | 0 | 0 | 0.58337 | 10.6684 | 25.6409 | 21.243 | 0 | 0 | 0 | 0 | 0 | 0 | 0 | 1.639 | 21.1218 | 47.3533 | 41.1282 | 0 | 0 | 0 | 0 | 0 | 0 | 0 | 31.0962 | 410.653 | 722.5016 | 479.5522 | 0 | 0 | 0% | 0% | 0% | 0% | 0% | 0% | 72% | 28% | 0% | 0% | 100% | [10 empty] | 0 | 0 | 0 | 0 | 0 | 0 | 1062.8304 | 417.181 | 0 | 0 | 0 | 0 | 0 | 0 | 0 | 0 | 37.0447 | 21.243 | 0 | 0 | 0 | 0 | 0 | 0 | 0 | 0 | 70.4263 | 41.1282 | 0 | 0 | 0 | 0 | 0 | 0 | 0 | 0 | 1170.3014 | 479.5522 | 0 | 0
66 | SMTS 330/220kV Transformer Replacement - Stage 2 | Replacement - Major Station | Major Station | TRUE | Switchgear | Network | Labour - External | 50% | 0 | 0 | 0 | 0 | 0 | 0 | 144.3689 | 1894.314 | 3247.5373 | 2085.9048 | 0 | 0 | 0 | 0 | 0 | 0 | 0 | 0 | 0 | 0 | 0 | 0 | 0 | 0 | 0 | 0 | 0 | 0 | 8.0328 | 102.7168 | 227.7747 | 195.6772 | 0 | 0 | 0 | 0 | 0 | 0 | 0 | 152.4017 | 1997.0308 | 3475.3119 | 2281.582 | 0 | 0 | 0% | 0% | 0% | 0% | 0% | 0% | 72% | 28% | 0% | 0% | 100% | [10 empty] | 0 | 0 | 0 | 0 | 0 | 0 | 5314.1519 | 2085.9048 | 0 | 0 | 0 | 0 | 0 | 0 | 0 | 0 | 0 | 0 | 0 | 0 | 0 | 0 | 0 | 0 | 0 | 0 | 340.0434 | 195.6772 | 0 | 0 | 0 | 0 | 0 | 0 | 0 | 0 | 5654.1953 | 2281.582 | 0 | 0
67 | SMTS 330/220kV Transformer Replacement - Stage 2 | Replacement - Major Station | Major Station | TRUE | Transformers | Network | Materials | 40% | 0 | 0 | 0 | 0 | 0 | 0 | 123.5706 | 1621.4129 | 2779.6864 | 1785.4025 | 0 | 0 | 0 | 0 | 0 | 0 | 0 | 0 | 0 | 0 | 0 | 0 | 0 | 0 | 0 | 0 | 0 | 0 | 6.8755 | 87.9191 | 194.9607 | 167.4873 | 0 | 0 | 0 | 0 | 0 | 0 | 0 | 130.4462 | 1709.332 | 2974.6471 | 1952.8898 | 0 | 0 | 0% | 0% | 0% | 0% | 0% | 0% | 72% | 28% | 0% | 0% | 100% | [10 empty] | 0 | 0 | 0 | 0 | 0 | 0 | 4548.5778 | 1785.4025 | 0 | 0 | 0 | 0 | 0 | 0 | 0 | 0 | 0 | 0 | 0 | 0 | 0 | 0 | 0 | 0 | 0 | 0 | 291.0556 | 167.4873 | 0 | 0 | 0 | 0 | 0 | 0 | 0 | 0 | 4839.6334 | 1952.8898 | 0 | 0
68 | SMTS 330/220kV Transformer Replacement - Stage 2 | Replacement - Major Station | Major Station | TRUE | Transformers | Network | Labour - Internal | 10% | 0 | 0 | 0 | 0 | 0 | 0 | 30.8927 | 405.3532 | 694.9216 | 446.3506 | 0 | 0 | 0 | 0 | 0 | 0 | 0 | 0.62416 | 11.4143 | 27.4337 | 22.7284 | 0 | 0 | 0 | 0 | 0 | 0 | 0 | 1.7536 | 22.5987 | 50.6643 | 44.004 | 0 | 0 | 0 | 0 | 0 | 0 | 0 | 33.2704 | 439.3662 | 773.0196 | 513.0829 | 0 | 0 | 0% | 0% | 0% | 0% | 0% | 0% | 72% | 28% | 0% | 0% | 100% | [10 empty] | 0 | 0 | 0 | 0 | 0 | 0 | 1137.1445 | 446.3506 | 0 | 0 | 0 | 0 | 0 | 0 | 0 | 0 | 39.6349 | 22.7284 | 0 | 0 | 0 | 0 | 0 | 0 | 0 | 0 | 75.3505 | 44.004 | 0 | 0 | 0 | 0 | 0 | 0 | 0 | 0 | 1252.1299 | 513.0829 | 0 | 0
69 | SMTS 330/220kV Transformer Replacement - Stage 2 | Replacement - Major Station | Major Station | TRUE | Transformers | Network | Labour - External | 50% | 0 | 0 | 0 | 0 | 0 | 0 | 154.4633 | 2026.7661 | 3474.608 | 2231.7532 | 0 | 0 | 0 | 0 | 0 | 0 | 0 | 0 | 0 | 0 | 0 | 0 | 0 | 0 | 0 | 0 | 0 | 0 | 8.5944 | 109.8988 | 243.7009 | 209.3591 | 0 | 0 | 0 | 0 | 0 | 0 | 0 | 163.0577 | 2136.665 | 3718.3089 | 2441.1123 | 0 | 0 | 0% | 0% | 0% | 0% | 0% | 0% | 72% | 28% | 0% | 0% | 100% | [10 empty] | 0 | 0 | 0 | 0 | 0 | 0 | 5685.7223 | 2231.7532 | 0 | 0 | 0 | 0 | 0 | 0 | 0 | 0 | 0 | 0 | 0 | 0 | 0 | 0 | 0 | 0 | 0 | 0 | 363.8195 | 209.3591 | 0 | 0 | 0 | 0 | 0 | 0 | 0 | 0 | 6049.5418 | 2441.1123 | 0 | 0
70 | SMTS 330/220kV Transformer Replacement - Stage 2 | Replacement - Major Station | Major Station | TRUE | Towers and Conductor | Network | Materials | 40% | 0 | 0 | 0 | 0 | 0 | 0 | 8.124 | 106.5984 | 182.7481 | 117.3798 | 0 | 0 | 0 | 0 | 0 | 0 | 0 | 0 | 0 | 0 | 0 | 0 | 0 | 0 | 0 | 0 | 0 | 0 | 0.45203 | 5.7802 | 12.8175 | 11.0113 | 0 | 0 | 0 | 0 | 0 | 0 | 0 | 8.5761 | 112.3786 | 195.5657 | 128.3911 | 0 | 0 | 0% | 0% | 0% | 0% | 0% | 0% | 72% | 28% | 0% | 0% | 100% | [10 empty] | 0 | 0 | 0 | 0 | 0 | 0 | 299.0424 | 117.3798 | 0 | 0 | 0 | 0 | 0 | 0 | 0 | 0 | 0 | 0 | 0 | 0 | 0 | 0 | 0 | 0 | 0 | 0 | 19.1352 | 11.0113 | 0 | 0 | 0 | 0 | 0 | 0 | 0 | 0 | 318.1776 | 128.3911 | 0 | 0
71 | SMTS 330/220kV Transformer Replacement - Stage 2 | Replacement - Major Station | Major Station | TRUE | Towers and Conductor | Network | Labour - Internal | 10% | 0 | 0 | 0 | 0 | 0 | 0 | 2.031 | 26.6496 | 45.687 | 29.3449 | 0 | 0 | 0 | 0 | 0 | 0 | 0 | 0.041035 | 0.75042 | 1.8036 | 1.4943 | 0 | 0 | 0 | 0 | 0 | 0 | 0 | 0.11529 | 1.4857 | 3.3309 | 2.893 | 0 | 0 | 0 | 0 | 0 | 0 | 0 | 2.1873 | 28.8858 | 50.8215 | 33.7322 | 0 | 0 | 0% | 0% | 0% | 0% | 0% | 0% | 72% | 28% | 0% | 0% | 100% | [10 empty] | 0 | 0 | 0 | 0 | 0 | 0 | 74.7606 | 29.3449 | 0 | 0 | 0 | 0 | 0 | 0 | 0 | 0 | 2.6058 | 1.4943 | 0 | 0 | 0 | 0 | 0 | 0 | 0 | 0 | 4.9539 | 2.893 | 0 | 0 | 0 | 0 | 0 | 0 | 0 | 0 | 82.3202 | 33.7322 | 0 | 0
72 | SMTS 330/220kV Transformer Replacement - Stage 2 | Replacement - Major Station | Major Station | TRUE | Towers and Conductor | Network | Labour - External | 50% | 0 | 0 | 0 | 0 | 0 | 0 | 10.1551 | 133.248 | 228.4352 | 146.7247 | 0 | 0 | 0 | 0 | 0 | 0 | 0 | 0 | 0 | 0 | 0 | 0 | 0 | 0 | 0 | 0 | 0 | 0 | 0.56503 | 7.2252 | 16.0219 | 13.7641 | 0 | 0 | 0 | 0 | 0 | 0 | 0 | 10.7201 | 140.4732 | 244.4571 | 160.4889 | 0 | 0 | 0% | 0% | 0% | 0% | 0% | 0% | 72% | 28% | 0% | 0% | 100% | [10 empty] | 0 | 0 | 0 | 0 | 0 | 0 | 373.803 | 146.7247 | 0 | 0 | 0 | 0 | 0 | 0 | 0 | 0 | 0 | 0 | 0 | 0 | 0 | 0 | 0 | 0 | 0 | 0 | 23.919 | 13.7641 | 0 | 0 | 0 | 0 | 0 | 0 | 0 | 0 | 397.722 | 160.4889 | 0 | 0
73 | SMTS 330/220kV Transformer Replacement - Stage 2 | Replacement - Major Station | Major Station | TRUE | Establishment | Network | Materials | 40% | 0 | 0 | 0 | 0 | 0 | 0 | 59.2203 | 777.0501 | 1332.1442 | 855.641 | 0 | 0 | 0 | 0 | 0 | 0 | 0 | 0 | 0 | 0 | 0 | 0 | 0 | 0 | 0 | 0 | 0 | 0 | 3.295 | 42.1346 | 93.4335 | 80.2671 | 0 | 0 | 0 | 0 | 0 | 0 | 0 | 62.5154 | 819.1847 | 1425.5776 | 935.908 | 0 | 0 | 0% | 0% | 0% | 0% | 0% | 0% | 72% | 28% | 0% | 0% | 100% | [10 empty] | 0 | 0 | 0 | 0 | 0 | 0 | 2179.8723 | 855.641 | 0 | 0 | 0 | 0 | 0 | 0 | 0 | 0 | 0 | 0 | 0 | 0 | 0 | 0 | 0 | 0 | 0 | 0 | 139.4863 | 80.2671 | 0 | 0 | 0 | 0 | 0 | 0 | 0 | 0 | 2319.3585 | 935.908 | 0 | 0
74 | SMTS 330/220kV Transformer Replacement - Stage 2 | Replacement - Major Station | Major Station | TRUE | Establishment | Network | Labour - Internal | 10% | 0 | 0 | 0 | 0 | 0 | 0 | 14.8051 | 194.2625 | 333.036 | 213.9102 | 0 | 0 | 0 | 0 | 0 | 0 | 0 | 0.29912 | 5.4702 | 13.1474 | 10.8924 | 0 | 0 | 0 | 0 | 0 | 0 | 0 | 0.84041 | 10.8303 | 24.2805 | 21.0886 | 0 | 0 | 0 | 0 | 0 | 0 | 0 | 15.9446 | 210.563 | 370.4639 | 245.8912 | 0 | 0 | 0% | 0% | 0% | 0% | 0% | 0% | 72% | 28% | 0% | 0% | 100% | [10 empty] | 0 | 0 | 0 | 0 | 0 | 0 | 544.9681 | 213.9102 | 0 | 0 | 0 | 0 | 0 | 0 | 0 | 0 | 18.9948 | 10.8924 | 0 | 0 | 0 | 0 | 0 | 0 | 0 | 0 | 36.1112 | 21.0886 | 0 | 0 | 0 | 0 | 0 | 0 | 0 | 0 | 600.074 | 245.8912 | 0 | 0
75 | SMTS 330/220kV Transformer Replacement - Stage 2 | Replacement - Major Station | Major Station | TRUE | Establishment | Network | Labour - External | 50% | 0 | 0 | 0 | 0 | 0 | 0 | 74.0254 | 971.3127 | 1665.1802 | 1069.5512 | 0 | 0 | 0 | 0 | 0 | 0 | 0 | 0 | 0 | 0 | 0 | 0 | 0 | 0 | 0 | 0 | 0 | 0 | 4.1188 | 52.6682 | 116.7918 | 100.3338 | 0 | 0 | 0 | 0 | 0 | 0 | 0 | 78.1442 | 1023.9809 | 1781.972 | 1169.885 | 0 | 0 | 0% | 0% | 0% | 0% | 0% | 0% | 72% | 28% | 0% | 0% | 100% | [10 empty] | 0 | 0 | 0 | 0 | 0 | 0 | 2724.8403 | 1069.5512 | 0 | 0 | 0 | 0 | 0 | 0 | 0 | 0 | 0 | 0 | 0 | 0 | 0 | 0 | 0 | 0 | 0 | 0 | 174.3578 | 100.3338 | 0 | 0 | 0 | 0 | 0 | 0 | 0 | 0 | 2899.1982 | 1169.885 | 0 | 0
76 | ERTS Redevelopment - Stage 2 | Replacement - Major Station | Major Station | TRUE | Secondary | Network | Materials | 40% | 0 | 0 | 0.75135 | 0 | 11.4312 | 151.3442 | 259.4679 | 166.6549 | 0 | 0 | 0 | 0 | 0 | 0 | 0 | 0 | 0 | 0 | 0 | 0 | 0 | 0 | 0 | 0 | 0.035814 | 0 | 0.69556 | 8.2006 | 14.4369 | 9.0367 | 0 | 0 | 0 | 0 | 0 | 0.78716 | 0 | 12.1267 | 159.5448 | 273.9049 | 175.6916 | 0 | 0 | 0 | 0 | 0% | 0% | 0% | 0% | 72% | 28% | 0% | 0% | 0% | 0% | 100% | [10 empty] | 0 | 0 | 0 | 0 | 425.1592 | 166.883 | 0 | 0 | 0 | 0 | 0 | 0 | 0 | 0 | 0 | 0 | 0 | 0 | 0 | 0 | 0 | 0 | 0 | 0 | 23.5005 | 9.0367 | 0 | 0 | 0 | 0 | 0 | 0 | 0 | 0 | 448.6598 | 175.9197 | 0 | 0 | 0 | 0
77 | ERTS Redevelopment - Stage 2 | Replacement - Major Station | Major Station | TRUE | Secondary | Network | Labour - Internal | 10% | 0 | 0 | 0.18784 | 0 | 2.8578 | 37.8361 | 64.867 | 41.6637 | 0 | 0 | 0 | 0 | 0 | 0.0010895 | 0 | 0.028215 | 0.57209 | 1.3106 | 1.1732 | 0 | 0 | 0 | 0 | 0 | 0.0090054 | 0 | 0.17561 | 2.0811 | 3.6822 | 2.3228 | 0 | 0 | 0 | 0 | 0 | 0.19793 | 0 | 3.0616 | 40.4893 | 69.8597 | 45.1597 | 0 | 0 | 0 | 0 | 0% | 0% | 0% | 0% | 72% | 28% | 0% | 0% | 0% | 0% | 100% | [10 empty] | 0 | 0 | 0 | 0 | 106.2898 | 41.7208 | 0 | 0 | 0 | 0 | 0 | 0 | 0 | 0 | 1.9204 | 1.1732 | 0 | 0 | 0 | 0 | 0 | 0 | 0 | 0 | 5.9813 | 2.3228 | 0 | 0 | 0 | 0 | 0 | 0 | 0 | 0 | 114.1915 | 45.2167 | 0 | 0 | 0 | 0
78 | ERTS Redevelopment - Stage 2 | Replacement - Major Station | Major Station | TRUE | Secondary | Network | Labour - External | 50% | 0 | 0 | 0.93918 | 0 | 14.289 | 189.1803 | 324.3349 | 208.3187 | 0 | 0 | 0 | 0 | 0 | 0.0054473 | 0 | -0.020836 | 0 | 0 | 0 | 0 | 0 | 0 | 0 | 0 | 0.045027 | 0 | 0.86818 | 10.2508 | 18.0462 | 11.2958 | 0 | 0 | 0 | 0 | 0 | 0.98966 | 0 | 15.1363 | 199.431 | 342.3811 | 219.6145 | 0 | 0 | 0 | 0 | 0% | 0% | 0% | 0% | 72% | 28% | 0% | 0% | 0% | 0% | 100% | [10 empty] | 0 | 0 | 0 | 0 | 531.449 | 208.6038 | 0 | 0 | 0 | 0 | 0 | 0 | 0 | 0 | -0.015678 | 0 | 0 | 0 | 0 | 0 | 0 | 0 | 0 | 0 | 29.3746 | 11.2958 | 0 | 0 | 0 | 0 | 0 | 0 | 0 | 0 | 560.808 | 219.8996 | 0 | 0 | 0 | 0
79 | ERTS Redevelopment - Stage 2 | Replacement - Major Station | Major Station | TRUE | Switchgear | Network | Materials | 40% | 0 | 0 | 4.079 | 0 | 62.0583 | 821.6271 | 1408.6161 | 904.747 | 0 | 0 | 0 | 0 | 0 | 0 | 0 | 0 | 0 | 0 | 0 | 0 | 0 | 0 | 0 | 0 | 0.19443 | 0 | 3.7761 | 44.52 | 78.3761 | 49.0588 | 0 | 0 | 0 | 0 | 0 | 4.2734 | 0 | 65.8344 | 866.147 | 1486.9922 | 953.8057 | 0 | 0 | 0 | 0 | 0% | 0% | 0% | 0% | 72% | 28% | 0% | 0% | 0% | 0% | 100% | [10 empty] | 0 | 0 | 0 | 0 | 2308.1315 | 905.9851 | 0 | 0 | 0 | 0 | 0 | 0 | 0 | 0 | 0 | 0 | 0 | 0 | 0 | 0 | 0 | 0 | 0 | 0 | 127.5812 | 49.0588 | 0 | 0 | 0 | 0 | 0 | 0 | 0 | 0 | 2435.7127 | 955.0439 | 0 | 0 | 0 | 0
80 | ERTS Redevelopment - Stage 2 | Replacement - Major Station | Major Station | TRUE | Switchgear | Network | Labour - Internal | 10% | 0 | 0 | 1.0197 | 0 | 15.5146 | 205.4068 | 352.154 | 226.1867 | 0 | 0 | 0 | 0 | 0 | 0.0059145 | 0 | 0.15317 | 3.1058 | 7.1149 | 6.3692 | 0 | 0 | 0 | 0 | 0 | 0.048889 | 0 | 0.95334 | 11.2983 | 19.9899 | 12.6101 | 0 | 0 | 0 | 0 | 0 | 1.0745 | 0 | 16.6211 | 219.8108 | 379.2589 | 245.166 | 0 | 0 | 0 | 0 | 0% | 0% | 0% | 0% | 72% | 28% | 0% | 0% | 0% | 0% | 100% | [10 empty] | 0 | 0 | 0 | 0 | 577.0329 | 226.4963 | 0 | 0 | 0 | 0 | 0 | 0 | 0 | 0 | 10.4256 | 6.3692 | 0 | 0 | 0 | 0 | 0 | 0 | 0 | 0 | 32.4716 | 12.6101 | 0 | 0 | 0 | 0 | 0 | 0 | 0 | 0 | 619.9301 | 245.4755 | 0 | 0 | 0 | 0
81 | ERTS Redevelopment - Stage 2 | Replacement - Major Station | Major Station | TRUE | Switchgear | Network | Labour - External | 50% | 0 | 0 | 5.0987 | 0 | 77.5729 | 1027.0338 | 1760.7701 | 1130.9337 | 0 | 0 | 0 | 0 | 0 | 0.029572 | 0 | -0.11312 | 0 | 0 | 0 | 0 | 0 | 0 | 0 | 0 | 0.24445 | 0 | 4.7132 | 55.65 | 97.9702 | 61.3235 | 0 | 0 | 0 | 0 | 0 | 5.3727 | 0 | 82.173 | 1082.6838 | 1858.7403 | 1192.2572 | 0 | 0 | 0 | 0 | 0% | 0% | 0% | 0% | 72% | 28% | 0% | 0% | 0% | 0% | 100% | [10 empty] | 0 | 0 | 0 | 0 | 2885.1644 | 1132.4814 | 0 | 0 | 0 | 0 | 0 | 0 | 0 | 0 | -0.085113 | 0 | 0 | 0 | 0 | 0 | 0 | 0 | 0 | 0 | 159.4709 | 61.3235 | 0 | 0 | 0 | 0 | 0 | 0 | 0 | 0 | 3044.5502 | 1193.8049 | 0 | 0 | 0 | 0
82 | ERTS Redevelopment - Stage 2 | Replacement - Major Station | Major Station | TRUE | Transformers | Network | Materials | 40% | 0 | 0 | 4.3642 | 0 | 66.3975 | 879.076 | 1507.1078 | 968.0077 | 0 | 0 | 0 | 0 | 0 | 0 | 0 | 0 | 0 | 0 | 0 | 0 | 0 | 0 | 0 | 0 | 0.20802 | 0 | 4.0401 | 47.6328 | 83.8563 | 52.489 | 0 | 0 | 0 | 0 | 0 | 4.5722 | 0 | 70.4376 | 926.7088 | 1590.9641 | 1020.4967 | 0 | 0 | 0 | 0 | 0% | 0% | 0% | 0% | 72% | 28% | 0% | 0% | 0% | 0% | 100% | [10 empty] | 0 | 0 | 0 | 0 | 2469.5182 | 969.3324 | 0 | 0 | 0 | 0 | 0 | 0 | 0 | 0 | 0 | 0 | 0 | 0 | 0 | 0 | 0 | 0 | 0 | 0 | 136.5018 | 52.489 | 0 | 0 | 0 | 0 | 0 | 0 | 0 | 0 | 2606.02 | 1021.8214 | 0 | 0 | 0 | 0
83 | ERTS Redevelopment - Stage 2 | Replacement - Major Station | Major Station | TRUE | Transformers | Network | Labour - Internal | 10% | 0 | 0 | 1.091 | 0 | 16.5994 | 219.769 | 376.777 | 242.0019 | 0 | 0 | 0 | 0 | 0 | 0.006328 | 0 | 0.16388 | 3.3229 | 7.6124 | 6.8145 | 0 | 0 | 0 | 0 | 0 | 0.052307 | 0 | 1.02 | 12.0883 | 21.3876 | 13.4918 | 0 | 0 | 0 | 0 | 0 | 1.1497 | 0 | 17.7832 | 235.1802 | 405.777 | 262.3082 | 0 | 0 | 0 | 0 | 0% | 0% | 0% | 0% | 72% | 28% | 0% | 0% | 0% | 0% | 100% | [10 empty] | 0 | 0 | 0 | 0 | 617.3795 | 242.3331 | 0 | 0 | 0 | 0 | 0 | 0 | 0 | 0 | 11.1546 | 6.8145 | 0 | 0 | 0 | 0 | 0 | 0 | 0 | 0 | 34.742 | 13.4918 | 0 | 0 | 0 | 0 | 0 | 0 | 0 | 0 | 663.2761 | 262.6394 | 0 | 0 | 0 | 0
84 | ERTS Redevelopment - Stage 2 | Replacement - Major Station | Major Station | TRUE | Transformers | Network | Labour - External | 50% | 0 | 0 | 5.4552 | 0 | 82.9968 | 1098.845 | 1883.8848 | 1210.0096 | 0 | 0 | 0 | 0 | 0 | 0.03164 | 0 | -0.12102 | 0 | 0 | 0 | 0 | 0 | 0 | 0 | 0 | 0.26154 | 0 | 5.0428 | 59.541 | 104.8203 | 65.6113 | 0 | 0 | 0 | 0 | 0 | 5.7484 | 0 | 87.9186 | 1158.386 | 1988.7051 | 1275.6209 | 0 | 0 | 0 | 0 | 0% | 0% | 0% | 0% | 72% | 28% | 0% | 0% | 0% | 0% | 100% | [10 empty] | 0 | 0 | 0 | 0 | 3086.8977 | 1211.6655 | 0 | 0 | 0 | 0 | 0 | 0 | 0 | 0 | -0.091064 | 0 | 0 | 0 | 0 | 0 | 0 | 0 | 0 | 0 | 170.6213 | 65.6113 | 0 | 0 | 0 | 0 | 0 | 0 | 0 | 0 | 3257.4279 | 1277.2768 | 0 | 0 | 0 | 0
85 | ERTS Redevelopment - Stage 2 | Replacement - Major Station | Major Station | TRUE | Towers and Conductor | Network | Materials | 40% | 0 | 0 | 0.28692 | 0 | 4.3652 | 57.7941 | 99.0835 | 63.6408 | 0 | 0 | 0 | 0 | 0 | 0 | 0 | 0 | 0 | 0 | 0 | 0 | 0 | 0 | 0 | 0 | 0.013676 | 0 | 0.26561 | 3.1316 | 5.5131 | 3.4508 | 0 | 0 | 0 | 0 | 0 | 0.30059 | 0 | 4.6309 | 60.9257 | 104.5966 | 67.0917 | 0 | 0 | 0 | 0 | 0% | 0% | 0% | 0% | 72% | 28% | 0% | 0% | 0% | 0% | 100% | [10 empty] | 0 | 0 | 0 | 0 | 162.3564 | 63.7279 | 0 | 0 | 0 | 0 | 0 | 0 | 0 | 0 | 0 | 0 | 0 | 0 | 0 | 0 | 0 | 0 | 0 | 0 | 8.9742 | 3.4508 | 0 | 0 | 0 | 0 | 0 | 0 | 0 | 0 | 171.3306 | 67.1788 | 0 | 0 | 0 | 0
86 | ERTS Redevelopment - Stage 2 | Replacement - Major Station | Major Station | TRUE | Towers and Conductor | Network | Labour - Internal | 10% | 0 | 0 | 0.07173 | 0 | 1.0913 | 14.4485 | 24.7709 | 15.9102 | 0 | 0 | 0 | 0 | 0 | 0.00041603 | 0 | 0.010774 | 0.21846 | 0.50047 | 0.44801 | 0 | 0 | 0 | 0 | 0 | 0.0034389 | 0 | 0.067059 | 0.79473 | 1.4061 | 0.887 | 0 | 0 | 0 | 0 | 0 | 0.075585 | 0 | 1.1691 | 15.4617 | 26.6775 | 17.2452 | 0 | 0 | 0 | 0 | 0% | 0% | 0% | 0% | 72% | 28% | 0% | 0% | 0% | 0% | 100% | [10 empty] | 0 | 0 | 0 | 0 | 40.5891 | 15.932 | 0 | 0 | 0 | 0 | 0 | 0 | 0 | 0 | 0.73335 | 0.44801 | 0 | 0 | 0 | 0 | 0 | 0 | 0 | 0 | 2.2841 | 0.887 | 0 | 0 | 0 | 0 | 0 | 0 | 0 | 0 | 43.6065 | 17.267 | 0 | 0 | 0 | 0
87 | ERTS Redevelopment - Stage 2 | Replacement - Major Station | Major Station | TRUE | Towers and Conductor | Network | Labour - External | 50% | 0 | 0 | 0.35865 | 0 | 5.4566 | 72.2426 | 123.8544 | 79.5511 | 0 | 0 | 0 | 0 | 0 | 0.0020802 | 0 | -0.0079566 | 0 | 0 | 0 | 0 | 0 | 0 | 0 | 0 | 0.017195 | 0 | 0.33153 | 3.9145 | 6.8913 | 4.3136 | 0 | 0 | 0 | 0 | 0 | 0.37792 | 0 | 5.7801 | 76.1571 | 130.7457 | 83.8646 | 0 | 0 | 0 | 0 | 0% | 0% | 0% | 0% | 72% | 28% | 0% | 0% | 0% | 0% | 100% | [10 empty] | 0 | 0 | 0 | 0 | 202.9455 | 79.6599 | 0 | 0 | 0 | 0 | 0 | 0 | 0 | 0 | -0.0059869 | 0 | 0 | 0 | 0 | 0 | 0 | 0 | 0 | 0 | 11.2174 | 4.3136 | 0 | 0 | 0 | 0 | 0 | 0 | 0 | 0 | 214.1568 | 83.9735 | 0 | 0 | 0 | 0
88 | ERTS Redevelopment - Stage 2 | Replacement - Major Station | Major Station | TRUE | Establishment | Network | Materials | 40% | 0 | 0 | 2.0915 | 0 | 31.8205 | 421.2907 | 722.2703 | 463.9105 | 0 | 0 | 0 | 0 | 0 | 0 | 0 | 0 | 0 | 0 | 0 | 0 | 0 | 0 | 0 | 0 | 0.099694 | 0 | 1.9362 | 22.8277 | 40.1875 | 25.155 | 0 | 0 | 0 | 0 | 0 | 2.1912 | 0 | 33.7567 | 444.1183 | 762.4578 | 489.0655 | 0 | 0 | 0 | 0 | 0% | 0% | 0% | 0% | 72% | 28% | 0% | 0% | 0% | 0% | 100% | [10 empty] | 0 | 0 | 0 | 0 | 1183.4983 | 464.5454 | 0 | 0 | 0 | 0 | 0 | 0 | 0 | 0 | 0 | 0 | 0 | 0 | 0 | 0 | 0 | 0 | 0 | 0 | 65.4175 | 25.155 | 0 | 0 | 0 | 0 | 0 | 0 | 0 | 0 | 1248.9158 | 489.7004 | 0 | 0 | 0 | 0
89 | ERTS Redevelopment - Stage 2 | Replacement - Major Station | Major Station | TRUE | Establishment | Network | Labour - Internal | 10% | 0 | 0 | 0.52287 | 0 | 7.9551 | 105.3227 | 180.5676 | 115.9776 | 0 | 0 | 0 | 0 | 0 | 0.0030327 | 0 | 0.07854 | 1.5925 | 3.6482 | 3.2658 | 0 | 0 | 0 | 0 | 0 | 0.025068 | 0 | 0.48883 | 5.7932 | 10.2499 | 6.4658 | 0 | 0 | 0 | 0 | 0 | 0.55097 | 0 | 8.5225 | 112.7084 | 194.4656 | 125.7093 | 0 | 0 | 0 | 0 | 0% | 0% | 0% | 0% | 72% | 28% | 0% | 0% | 0% | 0% | 100% | [10 empty] | 0 | 0 | 0 | 0 | 295.8746 | 116.1363 | 0 | 0 | 0 | 0 | 0 | 0 | 0 | 0 | 5.3457 | 3.2658 | 0 | 0 | 0 | 0 | 0 | 0 | 0 | 0 | 16.6499 | 6.4658 | 0 | 0 | 0 | 0 | 0 | 0 | 0 | 0 | 317.8702 | 125.868 | 0 | 0 | 0 | 0
90 | ERTS Redevelopment - Stage 2 | Replacement - Major Station | Major Station | TRUE | Establishment | Network | Labour - External | 50% | 0 | 0 | 2.6144 | 0 | 39.7756 | 526.6133 | 902.8378 | 579.8882 | 0 | 0 | 0 | 0 | 0 | 0.015163 | 0 | -0.058 | 0 | 0 | 0 | 0 | 0 | 0 | 0 | 0 | 0.12534 | 0 | 2.4167 | 28.5346 | 50.2344 | 31.4437 | 0 | 0 | 0 | 0 | 0 | 2.7549 | 0 | 42.1343 | 555.1479 | 953.0722 | 611.3319 | 0 | 0 | 0 | 0 | 0% | 0% | 0% | 0% | 72% | 28% | 0% | 0% | 0% | 0% | 100% | [10 empty] | 0 | 0 | 0 | 0 | 1479.3729 | 580.6817 | 0 | 0 | 0 | 0 | 0 | 0 | 0 | 0 | -0.043642 | 0 | 0 | 0 | 0 | 0 | 0 | 0 | 0 | 0 | 81.769 | 31.4437 | 0 | 0 | 0 | 0 | 0 | 0 | 0 | 0 | 1561.0982 | 612.1255 | 0 | 0 | 0 | 0
91 | Purchase a spare transformer for WOTS | Replacement - Major Station | Major Station | TRUE | Secondary | Network | Materials | 40% | 0 | 0 | 0.20887 | 2.5544 | 33.8438 | 58.3484 | 37.6147 | 0 | 0 | 0 | 0 | 0 | 0 | 0 | 0 | 0 | 0 | 0 | 0 | 0 | 0 | 0 | 0 | 0 | 0.0099561 | 0.17334 | 2.0593 | 3.1616 | 2.0929 | 0 | 0 | 0 | 0 | 0 | 0 | 0.21883 | 2.7277 | 35.9032 | 61.51 | 39.7076 | 0 | 0 | 0 | 0 | 0 | 0% | 0% | 0% | 0% | 100% | 0% | 0% | 0% | 0% | 0% | 100% | [10 empty] | 0 | 0 | 0 | 0 | 134.5615 | 0 | 0 | 0 | 0 | 0 | 0 | 0 | 0 | 0 | 0 | 0 | 0 | 0 | 0 | 0 | 0 | 0 | 0 | 0 | 7.614 | 0 | 0 | 0 | 0 | 0 | 0 | 0 | 0 | 0 | 142.1754 | 0 | 0 | 0 | 0 | 0
92 | Purchase a spare transformer for WOTS | Replacement - Major Station | Major Station | TRUE | Secondary | Network | Labour - Internal | 10% | 0 | 0 | 0.052218 | 0.6386 | 8.461 | 14.5871 | 9.4037 | 0 | 0 | 0 | 0 | 0 | 0 | 0.00030286 | 0.0023367 | 0.083534 | 0.22056 | 0.18999 | 0 | 0 | 0 | 0 | 0 | 0 | 0.0025035 | 0.043495 | 0.51991 | 0.80235 | 0.5338 | 0 | 0 | 0 | 0 | 0 | 0 | 0.055024 | 0.68443 | 9.0644 | 15.61 | 10.1275 | 0 | 0 | 0 | 0 | 0 | 0% | 0% | 0% | 0% | 100% | 0% | 0% | 0% | 0% | 0% | 100% | [10 empty] | 0 | 0 | 0 | 0 | 33.6404 | 0 | 0 | 0 | 0 | 0 | 0 | 0 | 0 | 0 | 0.50242 | 0 | 0 | 0 | 0 | 0 | 0 | 0 | 0 | 0 | 1.9316 | 0 | 0 | 0 | 0 | 0 | 0 | 0 | 0 | 0 | 36.0744 | 0 | 0 | 0 | 0 | 0
93 | Purchase a spare transformer for WOTS | Replacement - Major Station | Major Station | TRUE | Secondary | Network | Labour - External | 50% | 0 | 0 | 0.26109 | 3.193 | 42.3048 | 72.9355 | 47.0183 | 0 | 0 | 0 | 0 | 0 | 0 | 0.0015143 | -0.0083932 | -0.061688 | 0 | 0 | 0 | 0 | 0 | 0 | 0 | 0 | 0.012517 | 0.21611 | 2.5704 | 3.952 | 2.6161 | 0 | 0 | 0 | 0 | 0 | 0 | 0.27512 | 3.4007 | 44.8135 | 76.8875 | 49.6345 | 0 | 0 | 0 | 0 | 0 | 0% | 0% | 0% | 0% | 100% | 0% | 0% | 0% | 0% | 0% | 100% | [10 empty] | 0 | 0 | 0 | 0 | 168.2018 | 0 | 0 | 0 | 0 | 0 | 0 | 0 | 0 | 0 | -0.070873 | 0 | 0 | 0 | 0 | 0 | 0 | 0 | 0 | 0 | 9.5131 | 0 | 0 | 0 | 0 | 0 | 0 | 0 | 0 | 0 | 177.644 | 0 | 0 | 0 | 0 | 0
94 | Purchase a spare transformer for WOTS | Replacement - Major Station | Major Station | TRUE | Switchgear | Network | Materials | 40% | 0 | 0 | 1.1339 | 13.8675 | 183.7336 | 316.7656 | 204.2049 | 0 | 0 | 0 | 0 | 0 | 0 | 0 | 0 | 0 | 0 | 0 | 0 | 0 | 0 | 0 | 0 | 0 | 0.05405 | 0.94106 | 11.1797 | 17.164 | 11.3621 | 0 | 0 | 0 | 0 | 0 | 0 | 1.188 | 14.8086 | 194.9134 | 333.9296 | 215.567 | 0 | 0 | 0 | 0 | 0 | 0% | 0% | 0% | 0% | 100% | 0% | 0% | 0% | 0% | 0% | 100% | [10 empty] | 0 | 0 | 0 | 0 | 730.5159 | 0 | 0 | 0 | 0 | 0 | 0 | 0 | 0 | 0 | 0 | 0 | 0 | 0 | 0 | 0 | 0 | 0 | 0 | 0 | 41.3352 | 0 | 0 | 0 | 0 | 0 | 0 | 0 | 0 | 0 | 771.8511 | 0 | 0 | 0 | 0 | 0
95 | Purchase a spare transformer for WOTS | Replacement - Major Station | Major Station | TRUE | Switchgear | Network | Labour - Internal | 10% | 0 | 0 | 0.28348 | 3.4669 | 45.9334 | 79.1914 | 51.0512 | 0 | 0 | 0 | 0 | 0 | 0 | 0.0016442 | 0.012685 | 0.4535 | 1.1974 | 1.0314 | 0 | 0 | 0 | 0 | 0 | 0 | 0.013591 | 0.23613 | 2.8225 | 4.3559 | 2.8979 | 0 | 0 | 0 | 0 | 0 | 0 | 0.29872 | 3.7157 | 49.2094 | 84.7447 | 54.9806 | 0 | 0 | 0 | 0 | 0 | 0% | 0% | 0% | 0% | 100% | 0% | 0% | 0% | 0% | 0% | 100% | [10 empty] | 0 | 0 | 0 | 0 | 182.629 | 0 | 0 | 0 | 0 | 0 | 0 | 0 | 0 | 0 | 2.7276 | 0 | 0 | 0 | 0 | 0 | 0 | 0 | 0 | 0 | 10.4864 | 0 | 0 | 0 | 0 | 0 | 0 | 0 | 0 | 0 | 195.8429 | 0 | 0 | 0 | 0 | 0
96 | Purchase a spare transformer for WOTS | Replacement - Major Station | Major Station | TRUE | Switchgear | Network | Labour - External | 50% | 0 | 0 | 1.4174 | 17.3344 | 229.6671 | 395.957 | 255.2561 | 0 | 0 | 0 | 0 | 0 | 0 | 0.008221 | -0.045566 | -0.3349 | 0 | 0 | 0 | 0 | 0 | 0 | 0 | 0 | 0.067955 | 1.1732 | 13.9543 | 21.455 | 14.2026 | 0 | 0 | 0 | 0 | 0 | 0 | 1.4936 | 18.4621 | 243.2864 | 417.4119 | 269.4587 | 0 | 0 | 0 | 0 | 0 | 0% | 0% | 0% | 0% | 100% | 0% | 0% | 0% | 0% | 0% | 100% | [10 empty] | 0 | 0 | 0 | 0 | 913.1449 | 0 | 0 | 0 | 0 | 0 | 0 | 0 | 0 | 0 | -0.38476 | 0 | 0 | 0 | 0 | 0 | 0 | 0 | 0 | 0 | 51.6451 | 0 | 0 | 0 | 0 | 0 | 0 | 0 | 0 | 0 | 964.4052 | 0 | 0 | 0 | 0 | 0
97 | Purchase a spare transformer for WOTS | Replacement - Major Station | Major Station | TRUE | Transformers | Network | Materials | 40% | 0 | 0 | 1.2132 | 14.8371 | 196.5805 | 338.9141 | 218.4831 | 0 | 0 | 0 | 0 | 0 | 0 | 0 | 0 | 0 | 0 | 0 | 0 | 0 | 0 | 0 | 0 | 0 | 0.05783 | 1.0069 | 11.9614 | 18.3641 | 12.1565 | 0 | 0 | 0 | 0 | 0 | 0 | 1.2711 | 15.844 | 208.5419 | 357.2782 | 230.6396 | 0 | 0 | 0 | 0 | 0 | 0% | 0% | 0% | 0% | 100% | 0% | 0% | 0% | 0% | 0% | 100% | [10 empty] | 0 | 0 | 0 | 0 | 781.5943 | 0 | 0 | 0 | 0 | 0 | 0 | 0 | 0 | 0 | 0 | 0 | 0 | 0 | 0 | 0 | 0 | 0 | 0 | 0 | 44.2254 | 0 | 0 | 0 | 0 | 0 | 0 | 0 | 0 | 0 | 825.8196 | 0 | 0 | 0 | 0 | 0
98 | Purchase a spare transformer for WOTS | Replacement - Major Station | Major Station | TRUE | Transformers | Network | Labour - Internal | 10% | 0 | 0 | 0.30331 | 3.7093 | 49.1451 | 84.7285 | 54.6208 | 0 | 0 | 0 | 0 | 0 | 0 | 0.0017592 | 0.013572 | 0.4852 | 1.2811 | 1.1036 | 0 | 0 | 0 | 0 | 0 | 0 | 0.014541 | 0.25264 | 3.0199 | 4.6604 | 3.1005 | 0 | 0 | 0 | 0 | 0 | 0 | 0.31961 | 3.9755 | 52.6502 | 90.6701 | 58.8249 | 0 | 0 | 0 | 0 | 0 | 0% | 0% | 0% | 0% | 100% | 0% | 0% | 0% | 0% | 0% | 100% | [10 empty] | 0 | 0 | 0 | 0 | 195.3986 | 0 | 0 | 0 | 0 | 0 | 0 | 0 | 0 | 0 | 2.9183 | 0 | 0 | 0 | 0 | 0 | 0 | 0 | 0 | 0 | 11.2196 | 0 | 0 | 0 | 0 | 0 | 0 | 0 | 0 | 0 | 209.5364 | 0 | 0 | 0 | 0 | 0
99 | Purchase a spare transformer for WOTS | Replacement - Major Station | Major Station | TRUE | Transformers | Network | Labour - External | 50% | 0 | 0 | 1.5165 | 18.5464 | 245.7256 | 423.6426 | 273.1039 | 0 | 0 | 0 | 0 | 0 | 0 | 0.0087959 | -0.048752 | -0.35831 | 0 | 0 | 0 | 0 | 0 | 0 | 0 | 0 | 0.072706 | 1.2553 | 14.93 | 22.9551 | 15.1956 | 0 | 0 | 0 | 0 | 0 | 0 | 1.598 | 19.753 | 260.2972 | 446.5978 | 288.2995 | 0 | 0 | 0 | 0 | 0 | 0% | 0% | 0% | 0% | 100% | 0% | 0% | 0% | 0% | 0% | 100% | [10 empty] | 0 | 0 | 0 | 0 | 976.9928 | 0 | 0 | 0 | 0 | 0 | 0 | 0 | 0 | 0 | -0.41166 | 0 | 0 | 0 | 0 | 0 | 0 | 0 | 0 | 0 | 55.2562 | 0 | 0 | 0 | 0 | 0 | 0 | 0 | 0 | 0 | 1031.8373 | 0 | 0 | 0 | 0 | 0
100 | Purchase a spare transformer for WOTS | Replacement - Major Station | Major Station | TRUE | Towers and Conductor | Network | Materials | 40% | 0 | 0 | 0.079762 | 0.97546 | 12.924 | 22.2816 | 14.364 | 0 | 0 | 0 | 0 | 0 | 0 | 0 | 0 | 0 | 0 | 0 | 0 | 0 | 0 | 0 | 0 | 0 | 0.003802 | 0.066195 | 0.78639 | 1.2073 | 0.79922 | 0 | 0 | 0 | 0 | 0 | 0 | 0.083564 | 1.0417 | 13.7104 | 23.489 | 15.1632 | 0 | 0 | 0 | 0 | 0 | 0% | 0% | 0% | 0% | 100% | 0% | 0% | 0% | 0% | 0% | 100% | [10 empty] | 0 | 0 | 0 | 0 | 51.3853 | 0 | 0 | 0 | 0 | 0 | 0 | 0 | 0 | 0 | 0 | 0 | 0 | 0 | 0 | 0 | 0 | 0 | 0 | 0 | 2.9076 | 0 | 0 | 0 | 0 | 0 | 0 | 0 | 0 | 0 | 54.2928 | 0 | 0 | 0 | 0 | 0
101 | Purchase a spare transformer for WOTS | Replacement - Major Station | Major Station | TRUE | Towers and Conductor | Network | Labour - Internal | 10% | 0 | 0 | 0.019941 | 0.24386 | 3.231 | 5.5704 | 3.591 | 0 | 0 | 0 | 0 | 0 | 0 | 0.00011566 | 0.00089231 | 0.031899 | 0.084225 | 0.072553 | 0 | 0 | 0 | 0 | 0 | 0 | 0.000956 | 0.016609 | 0.19854 | 0.3064 | 0.20384 | 0 | 0 | 0 | 0 | 0 | 0 | 0.021012 | 0.26137 | 3.4614 | 5.961 | 3.8674 | 0 | 0 | 0 | 0 | 0 | 0% | 0% | 0% | 0% | 100% | 0% | 0% | 0% | 0% | 0% | 100% | [10 empty] | 0 | 0 | 0 | 0 | 12.8463 | 0 | 0 | 0 | 0 | 0 | 0 | 0 | 0 | 0 | 0.19186 | 0 | 0 | 0 | 0 | 0 | 0 | 0 | 0 | 0 | 0.73762 | 0 | 0 | 0 | 0 | 0 | 0 | 0 | 0 | 0 | 13.7758 | 0 | 0 | 0 | 0 | 0
102 | Purchase a spare transformer for WOTS | Replacement - Major Station | Major Station | TRUE | Towers and Conductor | Network | Labour - External | 50% | 0 | 0 | 0.099703 | 1.2193 | 16.155 | 27.852 | 17.955 | 0 | 0 | 0 | 0 | 0 | 0 | 0.00057828 | -0.0032051 | -0.023557 | 0 | 0 | 0 | 0 | 0 | 0 | 0 | 0 | 0.00478 | 0.082527 | 0.98156 | 1.5092 | 0.99902 | 0 | 0 | 0 | 0 | 0 | 0 | 0.10506 | 1.2986 | 17.113 | 29.3612 | 18.954 | 0 | 0 | 0 | 0 | 0 | 0% | 0% | 0% | 0% | 100% | 0% | 0% | 0% | 0% | 0% | 100% | [10 empty] | 0 | 0 | 0 | 0 | 64.2316 | 0 | 0 | 0 | 0 | 0 | 0 | 0 | 0 | 0 | -0.027064 | 0 | 0 | 0 | 0 | 0 | 0 | 0 | 0 | 0 | 3.6328 | 0 | 0 | 0 | 0 | 0 | 0 | 0 | 0 | 0 | 67.8373 | 0 | 0 | 0 | 0 | 0
103 | Purchase a spare transformer for WOTS | Replacement - Major Station | Major Station | TRUE | Establishment | Network | Materials | 40% | 0 | 0 | 0.58143 | 7.1106 | 94.2097 | 162.4221 | 104.7064 | 0 | 0 | 0 | 0 | 0 | 0 | 0 | 0 | 0 | 0 | 0 | 0 | 0 | 0 | 0 | 0 | 0 | 0.027714 | 0.48253 | 5.7324 | 8.8009 | 5.8259 | 0 | 0 | 0 | 0 | 0 | 0 | 0.60914 | 7.5931 | 99.9422 | 171.2229 | 110.5323 | 0 | 0 | 0 | 0 | 0 | 0% | 0% | 0% | 0% | 100% | 0% | 0% | 0% | 0% | 0% | 100% | [10 empty] | 0 | 0 | 0 | 0 | 374.5733 | 0 | 0 | 0 | 0 | 0 | 0 | 0 | 0 | 0 | 0 | 0 | 0 | 0 | 0 | 0 | 0 | 0 | 0 | 0 | 21.1947 | 0 | 0 | 0 | 0 | 0 | 0 | 0 | 0 | 0 | 395.7679 | 0 | 0 | 0 | 0 | 0
104 | Purchase a spare transformer for WOTS | Replacement - Major Station | Major Station | TRUE | Establishment | Network | Labour - Internal | 10% | 0 | 0 | 0.14536 | 1.7776 | 23.5524 | 40.6055 | 26.1766 | 0 | 0 | 0 | 0 | 0 | 0 | 0.00084307 | 0.0065045 | 0.23253 | 0.61396 | 0.52887 | 0 | 0 | 0 | 0 | 0 | 0 | 0.0069688 | 0.12107 | 1.4473 | 2.2335 | 1.4859 | 0 | 0 | 0 | 0 | 0 | 0 | 0.15317 | 1.9052 | 25.2322 | 43.453 | 28.1914 | 0 | 0 | 0 | 0 | 0 | 0% | 0% | 0% | 0% | 100% | 0% | 0% | 0% | 0% | 0% | 100% | [10 empty] | 0 | 0 | 0 | 0 | 93.6433 | 0 | 0 | 0 | 0 | 0 | 0 | 0 | 0 | 0 | 1.3986 | 0 | 0 | 0 | 0 | 0 | 0 | 0 | 0 | 0 | 5.3769 | 0 | 0 | 0 | 0 | 0 | 0 | 0 | 0 | 0 | 100.4188 | 0 | 0 | 0 | 0 | 0
105 | Purchase a spare transformer for WOTS | Replacement - Major Station | Major Station | TRUE | Establishment | Network | Labour - External | 50% | 0 | 0 | 0.72678 | 8.8882 | 117.7622 | 203.0276 | 130.883 | 0 | 0 | 0 | 0 | 0 | 0 | 0.0042154 | -0.023364 | -0.17172 | 0 | 0 | 0 | 0 | 0 | 0 | 0 | 0 | 0.034844 | 0.60158 | 7.1551 | 11.0011 | 7.2824 | 0 | 0 | 0 | 0 | 0 | 0 | 0.76584 | 9.4665 | 124.7455 | 214.0287 | 138.1654 | 0 | 0 | 0 | 0 | 0 | 0% | 0% | 0% | 0% | 100% | 0% | 0% | 0% | 0% | 0% | 100% | [10 empty] | 0 | 0 | 0 | 0 | 468.2166 | 0 | 0 | 0 | 0 | 0 | 0 | 0 | 0 | 0 | -0.19729 | 0 | 0 | 0 | 0 | 0 | 0 | 0 | 0 | 0 | 26.4811 | 0 | 0 | 0 | 0 | 0 | 0 | 0 | 0 | 0 | 494.5004 | 0 | 0 | 0 | 0 | 0
106 | TSTS Transformer and 66kV Circuit Breaker Replacement | Replacement - Major Station | Major Station | TRUE | Secondary | Network | Materials | 40% | 0 | 0.08603 | 0.52467 | 0 | 40.5254 | 536.6633 | 920.0193 | 590.9452 | 0 | 0 | 0 | 0 | 0 | 0 | 0 | 0 | 0 | 0 | 0 | 0 | 0 | 0 | 0 | 0 | 0.025009 | 0 | 2.4659 | 29.0792 | 51.1903 | 32.0433 | 0 | 0 | 0 | 0 | 0.08603 | 0.54968 | 0 | 42.9913 | 565.7425 | 971.2097 | 622.9885 | 0 | 0 | 0 | 0 | 0% | 0% | 0% | 0% | 72% | 28% | 0% | 0% | 0% | 0% | 100% | [10 empty] | 0 | 0 | 0 | 0 | 1505.9769 | 591.1243 | 0 | 0 | 0 | 0 | 0 | 0 | 0 | 0 | 0 | 0 | 0 | 0 | 0 | 0 | 0 | 0 | 0 | 0 | 83.2201 | 32.0433 | 0 | 0 | 0 | 0 | 0 | 0 | 0 | 0 | 1589.197 | 623.1676 | 0 | 0 | 0 | 0
107 | TSTS Transformer and 66kV Circuit Breaker Replacement | Replacement - Major Station | Major Station | TRUE | Secondary | Network | Labour - Internal | 10% | 0 | 0.021507 | 0.13117 | 0 | 10.1314 | 134.1658 | 230.0048 | 147.7363 | 0 | 0 | 0 | 0 | 0 | 0.00076077 | 0 | 0.10003 | 2.0286 | 4.647 | 4.1601 | 0 | 0 | 0 | 0 | 0 | 0.0062885 | 0 | 0.62255 | 7.3797 | 13.0562 | 8.2364 | 0 | 0 | 0 | 0 | 0.021507 | 0.13822 | 0 | 10.8539 | 143.5741 | 247.708 | 160.1328 | 0 | 0 | 0 | 0 | 0% | 0% | 0% | 0% | 72% | 28% | 0% | 0% | 0% | 0% | 100% | [10 empty] | 0 | 0 | 0 | 0 | 376.4942 | 147.7811 | 0 | 0 | 0 | 0 | 0 | 0 | 0 | 0 | 6.8061 | 4.1601 | 0 | 0 | 0 | 0 | 0 | 0 | 0 | 0 | 21.1812 | 8.2364 | 0 | 0 | 0 | 0 | 0 | 0 | 0 | 0 | 404.4816 | 160.1776 | 0 | 0 | 0 | 0
108 | TSTS Transformer and 66kV Circuit Breaker Replacement | Replacement - Major Station | Major Station | TRUE | Secondary | Network | Labour - External | 50% | 0 | 0.10754 | 0.65584 | 0 | 50.6568 | 670.8291 | 1150.0241 | 738.6815 | 0 | 0 | 0 | 0 | 0 | 0.0038039 | 0 | -0.073867 | 0 | 0 | 0 | 0 | 0 | 0 | 0 | 0 | 0.031443 | 0 | 3.0778 | 36.349 | 63.9879 | 40.0541 | 0 | 0 | 0 | 0 | 0.10754 | 0.69109 | 0 | 53.6608 | 707.1781 | 1214.0121 | 778.7356 | 0 | 0 | 0 | 0 | 0% | 0% | 0% | 0% | 72% | 28% | 0% | 0% | 0% | 0% | 100% | [10 empty] | 0 | 0 | 0 | 0 | 1882.4711 | 738.9054 | 0 | 0 | 0 | 0 | 0 | 0 | 0 | 0 | -0.072165 | 0 | 0 | 0 | 0 | 0 | 0 | 0 | 0 | 0 | 104.0206 | 40.0541 | 0 | 0 | 0 | 0 | 0 | 0 | 0 | 0 | 1986.4196 | 778.9595 | 0 | 0 | 0 | 0
109 | TSTS Transformer and 66kV Circuit Breaker Replacement | Replacement - Major Station | Major Station | TRUE | Switchgear | Network | Materials | 40% | 0 | 0.2697 | 1.6448 | 0 | 127.044 | 1682.3962 | 2884.1863 | 1852.5656 | 0 | 0 | 0 | 0 | 0 | 0 | 0 | 0 | 0 | 0 | 0 | 0 | 0 | 0 | 0 | 0 | 0.078401 | 0 | 7.7303 | 91.1608 | 160.4776 | 100.453 | 0 | 0 | 0 | 0 | 0.2697 | 1.7232 | 0 | 134.7743 | 1773.557 | 3044.6639 | 1953.0186 | 0 | 0 | 0 | 0 | 0% | 0% | 0% | 0% | 72% | 28% | 0% | 0% | 0% | 0% | 100% | [10 empty] | 0 | 0 | 0 | 0 | 4721.1162 | 1853.1271 | 0 | 0 | 0 | 0 | 0 | 0 | 0 | 0 | 0 | 0 | 0 | 0 | 0 | 0 | 0 | 0 | 0 | 0 | 260.8882 | 100.453 | 0 | 0 | 0 | 0 | 0 | 0 | 0 | 0 | 4982.0043 | 1953.5801 | 0 | 0 | 0 | 0
110 | TSTS Transformer and 66kV Circuit Breaker Replacement | Replacement - Major Station | Major Station | TRUE | Switchgear | Network | Labour - Internal | 10% | 0 | 0.067424 | 0.4112 | 0 | 31.761 | 420.599 | 721.0466 | 463.1414 | 0 | 0 | 0 | 0 | 0 | 0.002385 | 0 | 0.31357 | 6.3595 | 14.5681 | 13.0416 | 0 | 0 | 0 | 0 | 0 | 0.019714 | 0 | 1.9517 | 23.1348 | 40.93 | 25.8204 | 0 | 0 | 0 | 0 | 0.067424 | 0.4333 | 0 | 34.0262 | 450.0933 | 776.5446 | 502.0034 | 0 | 0 | 0 | 0 | 0% | 0% | 0% | 0% | 72% | 28% | 0% | 0% | 0% | 0% | 100% | [10 empty] | 0 | 0 | 0 | 0 | 1180.279 | 463.2818 | 0 | 0 | 0 | 0 | 0 | 0 | 0 | 0 | 21.3366 | 13.0416 | 0 | 0 | 0 | 0 | 0 | 0 | 0 | 0 | 66.4015 | 25.8204 | 0 | 0 | 0 | 0 | 0 | 0 | 0 | 0 | 1268.0172 | 502.1438 | 0 | 0 | 0 | 0
111 | TSTS Transformer and 66kV Circuit Breaker Replacement | Replacement - Major Station | Major Station | TRUE | Switchgear | Network | Labour - External | 50% | 0 | 0.33712 | 2.056 | 0 | 158.805 | 2102.9952 | 3605.2329 | 2315.707 | 0 | 0 | 0 | 0 | 0 | 0.011925 | 0 | -0.23157 | 0 | 0 | 0 | 0 | 0 | 0 | 0 | 0 | 0.09857 | 0 | 9.6488 | 113.9511 | 200.597 | 125.5663 | 0 | 0 | 0 | 0 | 0.33712 | 2.1665 | 0 | 168.2222 | 2216.9463 | 3805.8299 | 2441.2733 | 0 | 0 | 0 | 0 | 0% | 0% | 0% | 0% | 72% | 28% | 0% | 0% | 0% | 0% | 100% | [10 empty] | 0 | 0 | 0 | 0 | 5901.3952 | 2316.4089 | 0 | 0 | 0 | 0 | 0 | 0 | 0 | 0 | -0.22623 | 0 | 0 | 0 | 0 | 0 | 0 | 0 | 0 | 0 | 326.0963 | 125.5663 | 0 | 0 | 0 | 0 | 0 | 0 | 0 | 0 | 6227.2653 | 2441.9752 | 0 | 0 | 0 | 0
112 | TSTS Transformer and 66kV Circuit Breaker Replacement | Replacement - Major Station | Major Station | TRUE | Transformers | Network | Materials | 40% | 0 | 0.21654 | 1.3206 | 0 | 102.0033 | 1350.7911 | 2315.705 | 1487.4196 | 0 | 0 | 0 | 0 | 0 | 0 | 0 | 0 | 0 | 0 | 0 | 0 | 0 | 0 | 0 | 0 | 0.062948 | 0 | 6.2066 | 73.1928 | 128.847 | 80.6535 | 0 | 0 | 0 | 0 | 0.21654 | 1.3836 | 0 | 108.2099 | 1423.9839 | 2444.552 | 1568.0731 | 0 | 0 | 0 | 0 | 0% | 0% | 0% | 0% | 72% | 28% | 0% | 0% | 0% | 0% | 100% | [10 empty] | 0 | 0 | 0 | 0 | 3790.5707 | 1487.8705 | 0 | 0 | 0 | 0 | 0 | 0 | 0 | 0 | 0 | 0 | 0 | 0 | 0 | 0 | 0 | 0 | 0 | 0 | 209.4664 | 80.6535 | 0 | 0 | 0 | 0 | 0 | 0 | 0 | 0 | 4000.0371 | 1568.5239 | 0 | 0 | 0 | 0
113 | TSTS Transformer and 66kV Circuit Breaker Replacement | Replacement - Major Station | Major Station | TRUE | Transformers | Network | Labour - Internal | 10% | 0 | 0.054135 | 0.33015 | 0 | 25.5008 | 337.6978 | 578.9262 | 371.8549 | 0 | 0 | 0 | 0 | 0 | 0.0019149 | 0 | 0.25177 | 5.106 | 11.6967 | 10.471 | 0 | 0 | 0 | 0 | 0 | 0.015828 | 0 | 1.567 | 18.5749 | 32.8626 | 20.7311 | 0 | 0 | 0 | 0 | 0.054135 | 0.34789 | 0 | 27.3196 | 361.3787 | 623.4855 | 403.0571 | 0 | 0 | 0 | 0 | 0% | 0% | 0% | 0% | 72% | 28% | 0% | 0% | 0% | 0% | 100% | [10 empty] | 0 | 0 | 0 | 0 | 947.6427 | 371.9676 | 0 | 0 | 0 | 0 | 0 | 0 | 0 | 0 | 17.1311 | 10.471 | 0 | 0 | 0 | 0 | 0 | 0 | 0 | 0 | 53.3136 | 20.7311 | 0 | 0 | 0 | 0 | 0 | 0 | 0 | 0 | 1018.0874 | 403.1698 | 0 | 0 | 0 | 0
114 | TSTS Transformer and 66kV Circuit Breaker Replacement | Replacement - Major Station | Major Station | TRUE | Transformers | Network | Labour - External | 50% | 0 | 0.27067 | 1.6508 | 0 | 127.5041 | 1688.4889 | 2894.6312 | 1859.2745 | 0 | 0 | 0 | 0 | 0 | 0.0095744 | 0 | -0.18592 | 0 | 0 | 0 | 0 | 0 | 0 | 0 | 0 | 0.079142 | 0 | 7.747 | 91.491 | 161.0588 | 100.8168 | 0 | 0 | 0 | 0 | 0.27067 | 1.7395 | 0 | 135.0652 | 1779.9798 | 3055.69 | 1960.0914 | 0 | 0 | 0 | 0 | 0% | 0% | 0% | 0% | 72% | 28% | 0% | 0% | 0% | 0% | 100% | [10 empty] | 0 | 0 | 0 | 0 | 4738.2134 | 1859.8381 | 0 | 0 | 0 | 0 | 0 | 0 | 0 | 0 | -0.18164 | 0 | 0 | 0 | 0 | 0 | 0 | 0 | 0 | 0 | 261.8218 | 100.8168 | 0 | 0 | 0 | 0 | 0 | 0 | 0 | 0 | 4999.8535 | 1960.6549 | 0 | 0 | 0 | 0
115 | TSTS Transformer and 66kV Circuit Breaker Replacement | Replacement - Major Station | Major Station | TRUE | Towers and Conductor | Network | Materials | 40% | 0 | 0.0093298 | 0.0569 | 0 | 4.3949 | 58.2005 | 99.7751 | 64.0874 | 0 | 0 | 0 | 0 | 0 | 0 | 0 | 0 | 0 | 0 | 0 | 0 | 0 | 0 | 0 | 0 | 0.0027122 | 0 | 0.26742 | 3.1536 | 5.5515 | 3.4751 | 0 | 0 | 0 | 0 | 0.0093298 | 0.059612 | 0 | 4.6624 | 61.3541 | 105.3266 | 67.5624 | 0 | 0 | 0 | 0 | 0% | 0% | 0% | 0% | 72% | 28% | 0% | 0% | 0% | 0% | 100% | [10 empty] | 0 | 0 | 0 | 0 | 163.3215 | 64.1068 | 0 | 0 | 0 | 0 | 0 | 0 | 0 | 0 | 0 | 0 | 0 | 0 | 0 | 0 | 0 | 0 | 0 | 0 | 9.0251 | 3.4751 | 0 | 0 | 0 | 0 | 0 | 0 | 0 | 0 | 172.3467 | 67.5818 | 0 | 0 | 0 | 0
116 | TSTS Transformer and 66kV Circuit Breaker Replacement | Replacement - Major Station | Major Station | TRUE | Towers and Conductor | Network | Labour - Internal | 10% | 0 | 0.0023325 | 0.014225 | 0 | 1.0987 | 14.5501 | 24.9438 | 16.0218 | 0 | 0 | 0 | 0 | 0 | 8.2505e-05 | 0 | 0.010848 | 0.22 | 0.50397 | 0.45116 | 0 | 0 | 0 | 0 | 0 | 0.00068198 | 0 | 0.067515 | 0.80032 | 1.4159 | 0.89323 | 0 | 0 | 0 | 0 | 0.0023325 | 0.014989 | 0 | 1.1771 | 15.5705 | 26.8637 | 17.3662 | 0 | 0 | 0 | 0 | 0% | 0% | 0% | 0% | 72% | 28% | 0% | 0% | 0% | 0% | 100% | [10 empty] | 0 | 0 | 0 | 0 | 40.8304 | 16.0267 | 0 | 0 | 0 | 0 | 0 | 0 | 0 | 0 | 0.73812 | 0.45116 | 0 | 0 | 0 | 0 | 0 | 0 | 0 | 0 | 2.2971 | 0.89323 | 0 | 0 | 0 | 0 | 0 | 0 | 0 | 0 | 43.8656 | 17.3711 | 0 | 0 | 0 | 0
117 | TSTS Transformer and 66kV Circuit Breaker Replacement | Replacement - Major Station | Major Station | TRUE | Towers and Conductor | Network | Labour - External | 50% | 0 | 0.011662 | 0.071125 | 0 | 5.4937 | 72.7507 | 124.7188 | 80.1092 | 0 | 0 | 0 | 0 | 0 | 0.00041252 | 0 | -0.0080108 | 0 | 0 | 0 | 0 | 0 | 0 | 0 | 0 | 0.0034099 | 0 | 0.33379 | 3.942 | 6.9394 | 4.3438 | 0 | 0 | 0 | 0 | 0.011662 | 0.074947 | 0 | 5.8195 | 76.6927 | 131.6583 | 84.453 | 0 | 0 | 0 | 0 | 0% | 0% | 0% | 0% | 72% | 28% | 0% | 0% | 0% | 0% | 100% | [10 empty] | 0 | 0 | 0 | 0 | 204.1519 | 80.1335 | 0 | 0 | 0 | 0 | 0 | 0 | 0 | 0 | -0.0078262 | 0 | 0 | 0 | 0 | 0 | 0 | 0 | 0 | 0 | 11.2809 | 4.3438 | 0 | 0 | 0 | 0 | 0 | 0 | 0 | 0 | 215.425 | 84.4773 | 0 | 0 | 0 | 0
118 | TSTS Transformer and 66kV Circuit Breaker Replacement | Replacement - Major Station | Major Station | TRUE | Establishment | Network | Materials | 40% | 0 | 0.074773 | 0.45602 | 0 | 35.2226 | 466.4392 | 799.6318 | 513.6181 | 0 | 0 | 0 | 0 | 0 | 0 | 0 | 0 | 0 | 0 | 0 | 0 | 0 | 0 | 0 | 0 | 0.021737 | 0 | 2.1432 | 25.2741 | 44.4919 | 27.8503 | 0 | 0 | 0 | 0 | 0.074773 | 0.47775 | 0 | 37.3658 | 491.7132 | 844.1237 | 541.4684 | 0 | 0 | 0 | 0 | 0% | 0% | 0% | 0% | 72% | 28% | 0% | 0% | 0% | 0% | 100% | [10 empty] | 0 | 0 | 0 | 0 | 1308.9149 | 513.7738 | 0 | 0 | 0 | 0 | 0 | 0 | 0 | 0 | 0 | 0 | 0 | 0 | 0 | 0 | 0 | 0 | 0 | 0 | 72.3304 | 27.8503 | 0 | 0 | 0 | 0 | 0 | 0 | 0 | 0 | 1381.2453 | 541.6241 | 0 | 0 | 0 | 0
119 | TSTS Transformer and 66kV Circuit Breaker Replacement | Replacement - Major Station | Major Station | TRUE | Establishment | Network | Labour - Internal | 10% | 0 | 0.018693 | 0.114 | 0 | 8.8056 | 116.6098 | 199.9079 | 128.4045 | 0 | 0 | 0 | 0 | 0 | 0.00066122 | 0 | 0.086937 | 1.7632 | 4.039 | 3.6157 | 0 | 0 | 0 | 0 | 0 | 0.0054657 | 0 | 0.54109 | 6.4141 | 11.3477 | 7.1586 | 0 | 0 | 0 | 0 | 0.018693 | 0.12013 | 0 | 9.4337 | 124.787 | 215.2946 | 139.1789 | 0 | 0 | 0 | 0 | 0% | 0% | 0% | 0% | 72% | 28% | 0% | 0% | 0% | 0% | 100% | [10 empty] | 0 | 0 | 0 | 0 | 327.2287 | 128.4434 | 0 | 0 | 0 | 0 | 0 | 0 | 0 | 0 | 5.9155 | 3.6157 | 0 | 0 | 0 | 0 | 0 | 0 | 0 | 0 | 18.4096 | 7.1586 | 0 | 0 | 0 | 0 | 0 | 0 | 0 | 0 | 351.5539 | 139.2178 | 0 | 0 | 0 | 0
120 | TSTS Transformer and 66kV Circuit Breaker Replacement | Replacement - Major Station | Major Station | TRUE | Establishment | Network | Labour - External | 50% | 0 | 0.093466 | 0.57002 | 0 | 44.0282 | 583.0489 | 999.5397 | 642.0226 | 0 | 0 | 0 | 0 | 0 | 0.0033061 | 0 | -0.064201 | 0 | 0 | 0 | 0 | 0 | 0 | 0 | 0 | 0.027328 | 0 | 2.6751 | 31.5926 | 55.6149 | 34.8129 | 0 | 0 | 0 | 0 | 0.093466 | 0.60065 | 0 | 46.6391 | 614.6415 | 1055.1546 | 676.8355 | 0 | 0 | 0 | 0 | 0% | 0% | 0% | 0% | 72% | 28% | 0% | 0% | 0% | 0% | 100% | [10 empty] | 0 | 0 | 0 | 0 | 1636.1436 | 642.2172 | 0 | 0 | 0 | 0 | 0 | 0 | 0 | 0 | -0.062722 | 0 | 0 | 0 | 0 | 0 | 0 | 0 | 0 | 0 | 90.4092 | 34.8129 | 0 | 0 | 0 | 0 | 0 | 0 | 0 | 0 | 1726.4901 | 677.0301 | 0 | 0 | 0 | 0
121 | TSTS Transformer and 66kV Circuit Breaker Replacement | Replacement - Major Station | Major Station | TRUE | Communications | Network | Materials | 40% | 0 | 0.0021929 | 0.013374 | 0 | 1.033 | 13.6796 | 23.4515 | 15.0633 | 0 | 0 | 0 | 0 | 0 | 0 | 0 | 0 | 0 | 0 | 0 | 0 | 0 | 0 | 0 | 0 | 0.00063749 | 0 | 0.062855 | 0.74123 | 1.3049 | 0.81679 | 0 | 0 | 0 | 0 | 0.0021929 | 0.014011 | 0 | 1.0959 | 14.4209 | 24.7563 | 15.8801 | 0 | 0 | 0 | 0 | 0% | 0% | 0% | 0% | 72% | 28% | 0% | 0% | 0% | 0% | 100% | [10 empty] | 0 | 0 | 0 | 0 | 38.3876 | 15.0679 | 0 | 0 | 0 | 0 | 0 | 0 | 0 | 0 | 0 | 0 | 0 | 0 | 0 | 0 | 0 | 0 | 0 | 0 | 2.1213 | 0.81679 | 0 | 0 | 0 | 0 | 0 | 0 | 0 | 0 | 40.5089 | 15.8847 | 0 | 0 | 0 | 0
122 | TSTS Transformer and 66kV Circuit Breaker Replacement | Replacement - Major Station | Major Station | TRUE | Communications | Network | Labour - Internal | 10% | 0 | 0.00054823 | 0.0033435 | 0 | 0.25825 | 3.4199 | 5.8629 | 3.7658 | 0 | 0 | 0 | 0 | 0 | 1.9392e-05 | 0 | 0.0025497 | 0.051709 | 0.11845 | 0.10604 | 0 | 0 | 0 | 0 | 0 | 0.0001603 | 0 | 0.015869 | 0.18811 | 0.3328 | 0.20995 | 0 | 0 | 0 | 0 | 0.00054823 | 0.0035232 | 0 | 0.27667 | 3.6597 | 6.3141 | 4.0818 | 0 | 0 | 0 | 0 | 0% | 0% | 0% | 0% | 72% | 28% | 0% | 0% | 0% | 0% | 100% | [10 empty] | 0 | 0 | 0 | 0 | 9.5969 | 3.767 | 0 | 0 | 0 | 0 | 0 | 0 | 0 | 0 | 0.17349 | 0.10604 | 0 | 0 | 0 | 0 | 0 | 0 | 0 | 0 | 0.53991 | 0.20995 | 0 | 0 | 0 | 0 | 0 | 0 | 0 | 0 | 10.3103 | 4.083 | 0 | 0 | 0 | 0
123 | TSTS Transformer and 66kV Circuit Breaker Replacement | Replacement - Major Station | Major Station | TRUE | Communications | Network | Labour - External | 50% | 0 | 0.0027411 | 0.016717 | 0 | 1.2913 | 17.0996 | 29.3143 | 18.8291 | 0 | 0 | 0 | 0 | 0 | 9.6961e-05 | 0 | -0.0018829 | 0 | 0 | 0 | 0 | 0 | 0 | 0 | 0 | 0.00080148 | 0 | 0.078455 | 0.92654 | 1.6311 | 1.021 | 0 | 0 | 0 | 0 | 0.0027411 | 0.017616 | 0 | 1.3678 | 18.0261 | 30.9454 | 19.8501 | 0 | 0 | 0 | 0 | 0% | 0% | 0% | 0% | 72% | 28% | 0% | 0% | 0% | 0% | 100% | [10 empty] | 0 | 0 | 0 | 0 | 47.9845 | 18.8348 | 0 | 0 | 0 | 0 | 0 | 0 | 0 | 0 | -0.0018395 | 0 | 0 | 0 | 0 | 0 | 0 | 0 | 0 | 0 | 2.6515 | 1.021 | 0 | 0 | 0 | 0 | 0 | 0 | 0 | 0 | 50.6342 | 19.8558 | 0 | 0 | 0 | 0
124 | GTS 220 kV and 66kV Circuit Breaker Replacement | Replacement - Major Station | Major Station | TRUE | Secondary | Network | Materials | 40% | 0 | 0 | 0 | 0 | 0 | 0 | 0 | 0 | 0 | 0 | 9.1368 | 119.8867 | 0 | 0 | 0 | 0 | 0 | 0 | 0 | 0 | 0 | 0 | 0 | 0 | 0 | 0 | 0 | 0 | 0 | 0 | 0 | 0 | 0.57604 | 7.5584 | 0 | 0 | 0 | 0 | 0 | 0 | 0 | 0 | 0 | 9.7128 | 127.4451 | 0% | 0% | 0% | 0% | 0% | 0% | 0% | 0% | 0% | 100% | 100% | [10 empty] | 0 | 0 | 0 | 0 | 0 | 0 | 0 | 0 | 0 | 129.1087 | 0 | 0 | 0 | 0 | 0 | 0 | 0 | 0 | 0 | 0 | 0 | 0 | 0 | 0 | 0 | 0 | 0 | 0 | 0 | 8.1398 | 0 | 0 | 0 | 0 | 0 | 0 | 0 | 0 | 0 | 137.2485
125 | GTS 220 kV and 66kV Circuit Breaker Replacement | Replacement - Major Station | Major Station | TRUE | Secondary | Network | Labour - Internal | 10% | 0 | 0 | 0 | 0 | 0 | 0 | 0 | 0 | 0 | 0 | 2.2842 | 29.9717 | 0 | 0 | 0 | 0 | 0 | 0 | 0 | 0 | 0 | 0.14274 | 2.2235 | 0 | 0 | 0 | 0 | 0 | 0 | 0 | 0 | 0 | 0.15301 | 2.0298 | 0 | 0 | 0 | 0 | 0 | 0 | 0 | 0 | 0 | 2.5799 | 34.2249 | 0% | 0% | 0% | 0% | 0% | 0% | 0% | 0% | 0% | 100% | 100% | [10 empty] | 0 | 0 | 0 | 0 | 0 | 0 | 0 | 0 | 0 | 32.2772 | 0 | 0 | 0 | 0 | 0 | 0 | 0 | 0 | 0 | 2.3675 | 0 | 0 | 0 | 0 | 0 | 0 | 0 | 0 | 0 | 2.1842 | 0 | 0 | 0 | 0 | 0 | 0 | 0 | 0 | 0 | 36.8289
126 | GTS 220 kV and 66kV Circuit Breaker Replacement | Replacement - Major Station | Major Station | TRUE | Secondary | Network | Labour - External | 50% | 0 | 0 | 0 | 0 | 0 | 0 | 0 | 0 | 0 | 0 | 11.421 | 149.8583 | 0 | 0 | 0 | 0 | 0 | 0 | 0 | 0 | 0 | 0.65272 | 10.5375 | 0 | 0 | 0 | 0 | 0 | 0 | 0 | 0 | 0 | 0.7612 | 10.1124 | 0 | 0 | 0 | 0 | 0 | 0 | 0 | 0 | 0 | 12.8349 | 170.5082 | 0% | 0% | 0% | 0% | 0% | 0% | 0% | 0% | 0% | 100% | 100% | [10 empty] | 0 | 0 | 0 | 0 | 0 | 0 | 0 | 0 | 0 | 161.3859 | 0 | 0 | 0 | 0 | 0 | 0 | 0 | 0 | 0 | 11.1963 | 0 | 0 | 0 | 0 | 0 | 0 | 0 | 0 | 0 | 10.8807 | 0 | 0 | 0 | 0 | 0 | 0 | 0 | 0 | 0 | 183.4629
127 | GTS 220 kV and 66kV Circuit Breaker Replacement | Replacement - Major Station | Major Station | TRUE | Switchgear | Network | Materials | 40% | 0 | 0 | 0 | 0 | 0 | 0 | 0 | 0 | 0 | 0 | 49.6023 | 650.8483 | 0 | 0 | 0 | 0 | 0 | 0 | 0 | 0 | 0 | 0 | 0 | 0 | 0 | 0 | 0 | 0 | 0 | 0 | 0 | 0 | 3.1272 | 41.0336 | 0 | 0 | 0 | 0 | 0 | 0 | 0 | 0 | 0 | 52.7295 | 691.882 | 0% | 0% | 0% | 0% | 0% | 0% | 0% | 0% | 0% | 100% | 100% | [10 empty] | 0 | 0 | 0 | 0 | 0 | 0 | 0 | 0 | 0 | 700.9136 | 0 | 0 | 0 | 0 | 0 | 0 | 0 | 0 | 0 | 0 | 0 | 0 | 0 | 0 | 0 | 0 | 0 | 0 | 0 | 44.1901 | 0 | 0 | 0 | 0 | 0 | 0 | 0 | 0 | 0 | 745.1036
128 | GTS 220 kV and 66kV Circuit Breaker Replacement | Replacement - Major Station | Major Station | TRUE | Switchgear | Network | Labour - Internal | 10% | 0 | 0 | 0 | 0 | 0 | 0 | 0 | 0 | 0 | 0 | 12.4006 | 162.7121 | 0 | 0 | 0 | 0 | 0 | 0 | 0 | 0 | 0 | 0.7749 | 12.0709 | 0 | 0 | 0 | 0 | 0 | 0 | 0 | 0 | 0 | 0.83067 | 11.0194 | 0 | 0 | 0 | 0 | 0 | 0 | 0 | 0 | 0 | 14.0061 | 185.8024 | 0% | 0% | 0% | 0% | 0% | 0% | 0% | 0% | 0% | 100% | 100% | [10 empty] | 0 | 0 | 0 | 0 | 0 | 0 | 0 | 0 | 0 | 175.2284 | 0 | 0 | 0 | 0 | 0 | 0 | 0 | 0 | 0 | 12.8531 | 0 | 0 | 0 | 0 | 0 | 0 | 0 | 0 | 0 | 11.8579 | 0 | 0 | 0 | 0 | 0 | 0 | 0 | 0 | 0 | 199.9393
129 | GTS 220 kV and 66kV Circuit Breaker Replacement | Replacement - Major Station | Major Station | TRUE | Switchgear | Network | Labour - External | 50% | 0 | 0 | 0 | 0 | 0 | 0 | 0 | 0 | 0 | 0 | 62.0028 | 813.5604 | 0 | 0 | 0 | 0 | 0 | 0 | 0 | 0 | 0 | 3.5435 | 57.2068 | 0 | 0 | 0 | 0 | 0 | 0 | 0 | 0 | 0 | 4.1325 | 54.8987 | 0 | 0 | 0 | 0 | 0 | 0 | 0 | 0 | 0 | 69.6788 | 925.6659 | 0% | 0% | 0% | 0% | 0% | 0% | 0% | 0% | 0% | 100% | 100% | [10 empty] | 0 | 0 | 0 | 0 | 0 | 0 | 0 | 0 | 0 | 876.142 | 0 | 0 | 0 | 0 | 0 | 0 | 0 | 0 | 0 | 60.7834 | 0 | 0 | 0 | 0 | 0 | 0 | 0 | 0 | 0 | 59.0697 | 0 | 0 | 0 | 0 | 0 | 0 | 0 | 0 | 0 | 995.9951
130 | GTS 220 kV and 66kV Circuit Breaker Replacement | Replacement - Major Station | Major Station | TRUE | Transformers | Network | Materials | 40% | 0 | 0 | 0 | 0 | 0 | 0 | 0 | 0 | 0 | 0 | 53.0705 | 696.3562 | 0 | 0 | 0 | 0 | 0 | 0 | 0 | 0 | 0 | 0 | 0 | 0 | 0 | 0 | 0 | 0 | 0 | 0 | 0 | 0 | 3.3459 | 43.9027 | 0 | 0 | 0 | 0 | 0 | 0 | 0 | 0 | 0 | 56.4164 | 740.259 | 0% | 0% | 0% | 0% | 0% | 0% | 0% | 0% | 0% | 100% | 100% | [10 empty] | 0 | 0 | 0 | 0 | 0 | 0 | 0 | 0 | 0 | 749.9221 | 0 | 0 | 0 | 0 | 0 | 0 | 0 | 0 | 0 | 0 | 0 | 0 | 0 | 0 | 0 | 0 | 0 | 0 | 0 | 47.2799 | 0 | 0 | 0 | 0 | 0 | 0 | 0 | 0 | 0 | 797.202
131 | GTS 220 kV and 66kV Circuit Breaker Replacement | Replacement - Major Station | Major Station | TRUE | Transformers | Network | Labour - Internal | 10% | 0 | 0 | 0 | 0 | 0 | 0 | 0 | 0 | 0 | 0 | 13.2676 | 174.0891 | 0 | 0 | 0 | 0 | 0 | 0 | 0 | 0 | 0 | 0.82909 | 12.9149 | 0 | 0 | 0 | 0 | 0 | 0 | 0 | 0 | 0 | 0.88875 | 11.7899 | 0 | 0 | 0 | 0 | 0 | 0 | 0 | 0 | 0 | 14.9855 | 198.7939 | 0% | 0% | 0% | 0% | 0% | 0% | 0% | 0% | 0% | 100% | 100% | [10 empty] | 0 | 0 | 0 | 0 | 0 | 0 | 0 | 0 | 0 | 187.4805 | 0 | 0 | 0 | 0 | 0 | 0 | 0 | 0 | 0 | 13.7518 | 0 | 0 | 0 | 0 | 0 | 0 | 0 | 0 | 0 | 12.687 | 0 | 0 | 0 | 0 | 0 | 0 | 0 | 0 | 0 | 213.9193
132 | GTS 220 kV and 66kV Circuit Breaker Replacement | Replacement - Major Station | Major Station | TRUE | Transformers | Network | Labour - External | 50% | 0 | 0 | 0 | 0 | 0 | 0 | 0 | 0 | 0 | 0 | 66.3381 | 870.4453 | 0 | 0 | 0 | 0 | 0 | 0 | 0 | 0 | 0 | 3.7913 | 61.2068 | 0 | 0 | 0 | 0 | 0 | 0 | 0 | 0 | 0 | 4.4214 | 58.7373 | 0 | 0 | 0 | 0 | 0 | 0 | 0 | 0 | 0 | 74.5508 | 990.3893 | 0% | 0% | 0% | 0% | 0% | 0% | 0% | 0% | 0% | 100% | 100% | [10 empty] | 0 | 0 | 0 | 0 | 0 | 0 | 0 | 0 | 0 | 937.4026 | 0 | 0 | 0 | 0 | 0 | 0 | 0 | 0 | 0 | 65.0334 | 0 | 0 | 0 | 0 | 0 | 0 | 0 | 0 | 0 | 63.2 | 0 | 0 | 0 | 0 | 0 | 0 | 0 | 0 | 0 | 1065.636
133 | GTS 220 kV and 66kV Circuit Breaker Replacement | Replacement - Major Station | Major Station | TRUE | Towers and Conductor | Network | Materials | 40% | 0 | 0 | 0 | 0 | 0 | 0 | 0 | 0 | 0 | 0 | 3.4891 | 45.7814 | 0 | 0 | 0 | 0 | 0 | 0 | 0 | 0 | 0 | 0 | 0 | 0 | 0 | 0 | 0 | 0 | 0 | 0 | 0 | 0 | 0.21997 | 2.8863 | 0 | 0 | 0 | 0 | 0 | 0 | 0 | 0 | 0 | 3.709 | 48.6677 | 0% | 0% | 0% | 0% | 0% | 0% | 0% | 0% | 0% | 100% | 100% | [10 empty] | 0 | 0 | 0 | 0 | 0 | 0 | 0 | 0 | 0 | 49.303 | 0 | 0 | 0 | 0 | 0 | 0 | 0 | 0 | 0 | 0 | 0 | 0 | 0 | 0 | 0 | 0 | 0 | 0 | 0 | 3.1084 | 0 | 0 | 0 | 0 | 0 | 0 | 0 | 0 | 0 | 52.4114
134 | GTS 220 kV and 66kV Circuit Breaker Replacement | Replacement - Major Station | Major Station | TRUE | Towers and Conductor | Network | Labour - Internal | 10% | 0 | 0 | 0 | 0 | 0 | 0 | 0 | 0 | 0 | 0 | 0.87227 | 11.4453 | 0 | 0 | 0 | 0 | 0 | 0 | 0 | 0 | 0 | 0.054508 | 0.84908 | 0 | 0 | 0 | 0 | 0 | 0 | 0 | 0 | 0 | 0.05843 | 0.77512 | 0 | 0 | 0 | 0 | 0 | 0 | 0 | 0 | 0 | 0.98521 | 13.0695 | 0% | 0% | 0% | 0% | 0% | 0% | 0% | 0% | 0% | 100% | 100% | [10 empty] | 0 | 0 | 0 | 0 | 0 | 0 | 0 | 0 | 0 | 12.3257 | 0 | 0 | 0 | 0 | 0 | 0 | 0 | 0 | 0 | 0.9041 | 0 | 0 | 0 | 0 | 0 | 0 | 0 | 0 | 0 | 0.83409 | 0 | 0 | 0 | 0 | 0 | 0 | 0 | 0 | 0 | 14.0639
135 | GTS 220 kV and 66kV Circuit Breaker Replacement | Replacement - Major Station | Major Station | TRUE | Towers and Conductor | Network | Labour - External | 50% | 0 | 0 | 0 | 0 | 0 | 0 | 0 | 0 | 0 | 0 | 4.3613 | 57.2267 | 0 | 0 | 0 | 0 | 0 | 0 | 0 | 0 | 0 | 0.24925 | 4.024 | 0 | 0 | 0 | 0 | 0 | 0 | 0 | 0 | 0 | 0.29068 | 3.8616 | 0 | 0 | 0 | 0 | 0 | 0 | 0 | 0 | 0 | 4.9013 | 65.1123 | 0% | 0% | 0% | 0% | 0% | 0% | 0% | 0% | 0% | 100% | 100% | [10 empty] | 0 | 0 | 0 | 0 | 0 | 0 | 0 | 0 | 0 | 61.6287 | 0 | 0 | 0 | 0 | 0 | 0 | 0 | 0 | 0 | 4.2756 | 0 | 0 | 0 | 0 | 0 | 0 | 0 | 0 | 0 | 4.155 | 0 | 0 | 0 | 0 | 0 | 0 | 0 | 0 | 0 | 70.0593
136 | GTS 220 kV and 66kV Circuit Breaker Replacement | Replacement - Major Station | Major Station | TRUE | Establishment | Network | Materials | 40% | 0 | 0 | 0 | 0 | 0 | 0 | 0 | 0 | 0 | 0 | 25.4336 | 333.7236 | 0 | 0 | 0 | 0 | 0 | 0 | 0 | 0 | 0 | 0 | 0 | 0 | 0 | 0 | 0 | 0 | 0 | 0 | 0 | 0 | 1.6035 | 21.0401 | 0 | 0 | 0 | 0 | 0 | 0 | 0 | 0 | 0 | 27.0371 | 354.7636 | 0% | 0% | 0% | 0% | 0% | 0% | 0% | 0% | 0% | 100% | 100% | [10 empty] | 0 | 0 | 0 | 0 | 0 | 0 | 0 | 0 | 0 | 359.3946 | 0 | 0 | 0 | 0 | 0 | 0 | 0 | 0 | 0 | 0 | 0 | 0 | 0 | 0 | 0 | 0 | 0 | 0 | 0 | 22.6585 | 0 | 0 | 0 | 0 | 0 | 0 | 0 | 0 | 0 | 382.0532
137 | GTS 220 kV and 66kV Circuit Breaker Replacement | Replacement - Major Station | Major Station | TRUE | Establishment | Network | Labour - Internal | 10% | 0 | 0 | 0 | 0 | 0 | 0 | 0 | 0 | 0 | 0 | 6.3584 | 83.4309 | 0 | 0 | 0 | 0 | 0 | 0 | 0 | 0 | 0 | 0.39733 | 6.1894 | 0 | 0 | 0 | 0 | 0 | 0 | 0 | 0 | 0 | 0.42593 | 5.6502 | 0 | 0 | 0 | 0 | 0 | 0 | 0 | 0 | 0 | 7.1817 | 95.2705 | 0% | 0% | 0% | 0% | 0% | 0% | 0% | 0% | 0% | 100% | 100% | [10 empty] | 0 | 0 | 0 | 0 | 0 | 0 | 0 | 0 | 0 | 89.8487 | 0 | 0 | 0 | 0 | 0 | 0 | 0 | 0 | 0 | 6.5904 | 0 | 0 | 0 | 0 | 0 | 0 | 0 | 0 | 0 | 6.0801 | 0 | 0 | 0 | 0 | 0 | 0 | 0 | 0 | 0 | 102.5192
138 | GTS 220 kV and 66kV Circuit Breaker Replacement | Replacement - Major Station | Major Station | TRUE | Establishment | Network | Labour - External | 50% | 0 | 0 | 0 | 0 | 0 | 0 | 0 | 0 | 0 | 0 | 31.7921 | 417.1545 | 0 | 0 | 0 | 0 | 0 | 0 | 0 | 0 | 0 | 1.8169 | 29.3329 | 0 | 0 | 0 | 0 | 0 | 0 | 0 | 0 | 0 | 2.1189 | 28.1494 | 0 | 0 | 0 | 0 | 0 | 0 | 0 | 0 | 0 | 35.7279 | 474.6368 | 0% | 0% | 0% | 0% | 0% | 0% | 0% | 0% | 0% | 100% | 100% | [10 empty] | 0 | 0 | 0 | 0 | 0 | 0 | 0 | 0 | 0 | 449.2433 | 0 | 0 | 0 | 0 | 0 | 0 | 0 | 0 | 0 | 31.1668 | 0 | 0 | 0 | 0 | 0 | 0 | 0 | 0 | 0 | 30.2881 | 0 | 0 | 0 | 0 | 0 | 0 | 0 | 0 | 0 | 510.6982
139 | SYTS 500kV GIS Replacement | Replacement - Major Station | Major Station | TRUE | Secondary | Network | Materials | 40% | 0 | 0 | 0 | 0 | 31.3351 | 415.1176 | 711.6744 | 457.1178 | 0 | 0 | 0 | 0 | 0 | 0 | 0 | 0 | 0 | 0 | 0 | 0 | 0 | 0 | 0 | 0 | 0 | 0 | 1.9067 | 22.4932 | 39.5979 | 24.7866 | 0 | 0 | 0 | 0 | 0 | 0 | 0 | 33.2418 | 437.6108 | 751.2724 | 481.9044 | 0 | 0 | 0 | 0 | 0% | 0% | 0% | 0% | 72% | 28% | 0% | 0% | 0% | 0% | 100% | [10 empty] | 0 | 0 | 0 | 0 | 1164.5502 | 457.1079 | 0 | 0 | 0 | 0 | 0 | 0 | 0 | 0 | 0 | 0 | 0 | 0 | 0 | 0 | 0 | 0 | 0 | 0 | 64.352 | 24.7866 | 0 | 0 | 0 | 0 | 0 | 0 | 0 | 0 | 1228.9022 | 481.8945 | 0 | 0 | 0 | 0
140 | SYTS 500kV GIS Replacement | Replacement - Major Station | Major Station | TRUE | Secondary | Network | Labour - Internal | 10% | 0 | 0 | 0 | 0 | 7.8338 | 103.7794 | 177.9186 | 114.2794 | 0 | 0 | 0 | 0 | 0 | 0 | 0 | 0.077342 | 1.5692 | 3.5947 | 3.218 | 0 | 0 | 0 | 0 | 0 | 0 | 0 | 0.48137 | 5.7083 | 10.0995 | 6.3712 | 0 | 0 | 0 | 0 | 0 | 0 | 0 | 8.3925 | 111.0569 | 191.6128 | 123.8686 | 0 | 0 | 0 | 0 | 0% | 0% | 0% | 0% | 72% | 28% | 0% | 0% | 0% | 0% | 100% | [10 empty] | 0 | 0 | 0 | 0 | 291.1375 | 114.277 | 0 | 0 | 0 | 0 | 0 | 0 | 0 | 0 | 5.2641 | 3.218 | 0 | 0 | 0 | 0 | 0 | 0 | 0 | 0 | 16.379 | 6.3712 | 0 | 0 | 0 | 0 | 0 | 0 | 0 | 0 | 312.7806 | 123.8661 | 0 | 0 | 0 | 0
141 | SYTS 500kV GIS Replacement | Replacement - Major Station | Major Station | TRUE | Secondary | Network | Labour - External | 50% | 0 | 0 | 0 | 0 | 39.1689 | 518.897 | 889.593 | 571.3972 | 0 | 0 | 0 | 0 | 0 | 0 | 0 | -0.057115 | 0 | 0 | 0 | 0 | 0 | 0 | 0 | 0 | 0 | 0 | 2.3799 | 28.1165 | 49.4974 | 30.9833 | 0 | 0 | 0 | 0 | 0 | 0 | 0 | 41.4917 | 547.0135 | 939.0905 | 602.3805 | 0 | 0 | 0 | 0 | 0% | 0% | 0% | 0% | 72% | 28% | 0% | 0% | 0% | 0% | 100% | [10 empty] | 0 | 0 | 0 | 0 | 1455.6877 | 571.3849 | 0 | 0 | 0 | 0 | 0 | 0 | 0 | 0 | -0.058945 | 0 | 0 | 0 | 0 | 0 | 0 | 0 | 0 | 0 | 80.4364 | 30.9833 | 0 | 0 | 0 | 0 | 0 | 0 | 0 | 0 | 1536.0652 | 602.3682 | 0 | 0 | 0 | 0
142 | SYTS 500kV GIS Replacement | Replacement - Major Station | Major Station | TRUE | Switchgear | Network | Materials | 40% | 0 | 0 | 0 | 0 | 170.1142 | 2253.6169 | 3863.5834 | 2481.6299 | 0 | 0 | 0 | 0 | 0 | 0 | 0 | 0 | 0 | 0 | 0 | 0 | 0 | 0 | 0 | 0 | 0 | 0 | 10.351 | 122.1125 | 214.9718 | 134.5633 | 0 | 0 | 0 | 0 | 0 | 0 | 0 | 180.4652 | 2375.7294 | 4078.5552 | 2616.1932 | 0 | 0 | 0 | 0 | 0% | 0% | 0% | 0% | 72% | 28% | 0% | 0% | 0% | 0% | 100% | [10 empty] | 0 | 0 | 0 | 0 | 6322.184 | 2481.5764 | 0 | 0 | 0 | 0 | 0 | 0 | 0 | 0 | 0 | 0 | 0 | 0 | 0 | 0 | 0 | 0 | 0 | 0 | 349.3581 | 134.5633 | 0 | 0 | 0 | 0 | 0 | 0 | 0 | 0 | 6671.5421 | 2616.1396 | 0 | 0 | 0 | 0
143 | SYTS 500kV GIS Replacement | Replacement - Major Station | Major Station | TRUE | Switchgear | Network | Labour - Internal | 10% | 0 | 0 | 0 | 0 | 42.5286 | 563.4042 | 965.8959 | 620.4075 | 0 | 0 | 0 | 0 | 0 | 0 | 0 | 0.41988 | 8.5187 | 19.515 | 17.47 | 0 | 0 | 0 | 0 | 0 | 0 | 0 | 2.6133 | 30.9897 | 54.8288 | 34.5881 | 0 | 0 | 0 | 0 | 0 | 0 | 0 | 45.5617 | 602.9127 | 1040.2396 | 672.4656 | 0 | 0 | 0 | 0 | 0% | 0% | 0% | 0% | 72% | 28% | 0% | 0% | 0% | 0% | 100% | [10 empty] | 0 | 0 | 0 | 0 | 1580.546 | 620.3941 | 0 | 0 | 0 | 0 | 0 | 0 | 0 | 0 | 28.5781 | 17.47 | 0 | 0 | 0 | 0 | 0 | 0 | 0 | 0 | 88.9193 | 34.5881 | 0 | 0 | 0 | 0 | 0 | 0 | 0 | 0 | 1698.0434 | 672.4522 | 0 | 0 | 0 | 0
144 | SYTS 500kV GIS Replacement | Replacement - Major Station | Major Station | TRUE | Switchgear | Network | Labour - External | 50% | 0 | 0 | 0 | 0 | 212.6428 | 2817.0211 | 4829.4793 | 3102.0374 | 0 | 0 | 0 | 0 | 0 | 0 | 0 | -0.31007 | 0 | 0 | 0 | 0 | 0 | 0 | 0 | 0 | 0 | 0 | 12.9199 | 152.6406 | 268.7147 | 168.2041 | 0 | 0 | 0 | 0 | 0 | 0 | 0 | 225.2526 | 2969.6617 | 5098.194 | 3270.2415 | 0 | 0 | 0 | 0 | 0% | 0% | 0% | 0% | 72% | 28% | 0% | 0% | 0% | 0% | 100% | [10 empty] | 0 | 0 | 0 | 0 | 7902.73 | 3101.9705 | 0 | 0 | 0 | 0 | 0 | 0 | 0 | 0 | -0.32 | 0 | 0 | 0 | 0 | 0 | 0 | 0 | 0 | 0 | 436.6782 | 168.2041 | 0 | 0 | 0 | 0 | 0 | 0 | 0 | 0 | 8339.0882 | 3270.1746 | 0 | 0 | 0 | 0
145 | SYTS 500kV GIS Replacement | Replacement - Major Station | Major Station | TRUE | Transformers | Network | Materials | 40% | 0 | 0 | 0 | 0 | 182.0088 | 2411.1918 | 4133.7287 | 2655.1478 | 0 | 0 | 0 | 0 | 0 | 0 | 0 | 0 | 0 | 0 | 0 | 0 | 0 | 0 | 0 | 0 | 0 | 0 | 11.0748 | 130.6507 | 230.0028 | 143.972 | 0 | 0 | 0 | 0 | 0 | 0 | 0 | 193.0835 | 2541.8426 | 4363.7315 | 2799.1198 | 0 | 0 | 0 | 0 | 0% | 0% | 0% | 0% | 72% | 28% | 0% | 0% | 0% | 0% | 100% | [10 empty] | 0 | 0 | 0 | 0 | 6764.2369 | 2655.0905 | 0 | 0 | 0 | 0 | 0 | 0 | 0 | 0 | 0 | 0 | 0 | 0 | 0 | 0 | 0 | 0 | 0 | 0 | 373.7856 | 143.972 | 0 | 0 | 0 | 0 | 0 | 0 | 0 | 0 | 7138.0225 | 2799.0625 | 0 | 0 | 0 | 0
146 | SYTS 500kV GIS Replacement | Replacement - Major Station | Major Station | TRUE | Transformers | Network | Labour - Internal | 10% | 0 | 0 | 0 | 0 | 45.5022 | 602.798 | 1033.4322 | 663.7869 | 0 | 0 | 0 | 0 | 0 | 0 | 0 | 0.44924 | 9.1144 | 20.8795 | 18.6915 | 0 | 0 | 0 | 0 | 0 | 0 | 0 | 2.796 | 33.1565 | 58.6624 | 37.0065 | 0 | 0 | 0 | 0 | 0 | 0 | 0 | 48.7475 | 645.0689 | 1112.9742 | 719.485 | 0 | 0 | 0 | 0 | 0% | 0% | 0% | 0% | 72% | 28% | 0% | 0% | 0% | 0% | 100% | [10 empty] | 0 | 0 | 0 | 0 | 1691.0592 | 663.7726 | 0 | 0 | 0 | 0 | 0 | 0 | 0 | 0 | 30.5763 | 18.6915 | 0 | 0 | 0 | 0 | 0 | 0 | 0 | 0 | 95.1367 | 37.0065 | 0 | 0 | 0 | 0 | 0 | 0 | 0 | 0 | 1816.7722 | 719.4707 | 0 | 0 | 0 | 0
147 | SYTS 500kV GIS Replacement | Replacement - Major Station | Major Station | TRUE | Transformers | Network | Labour - External | 50% | 0 | 0 | 0 | 0 | 227.511 | 3013.9898 | 5167.1609 | 3318.9347 | 0 | 0 | 0 | 0 | 0 | 0 | 0 | -0.33175 | 0 | 0 | 0 | 0 | 0 | 0 | 0 | 0 | 0 | 0 | 13.8233 | 163.3134 | 287.5035 | 179.9651 | 0 | 0 | 0 | 0 | 0 | 0 | 0 | 241.0025 | 3177.3032 | 5454.6644 | 3498.8998 | 0 | 0 | 0 | 0 | 0% | 0% | 0% | 0% | 72% | 28% | 0% | 0% | 0% | 0% | 100% | [10 empty] | 0 | 0 | 0 | 0 | 8455.2962 | 3318.8631 | 0 | 0 | 0 | 0 | 0 | 0 | 0 | 0 | -0.34238 | 0 | 0 | 0 | 0 | 0 | 0 | 0 | 0 | 0 | 467.2111 | 179.9651 | 0 | 0 | 0 | 0 | 0 | 0 | 0 | 0 | 8922.1649 | 3498.8282 | 0 | 0 | 0 | 0
148 | SYTS 500kV GIS Replacement | Replacement - Major Station | Major Station | TRUE | Towers and Conductor | Network | Materials | 40% | 0 | 0 | 0 | 0 | 11.966 | 158.5218 | 271.7685 | 174.5604 | 0 | 0 | 0 | 0 | 0 | 0 | 0 | 0 | 0 | 0 | 0 | 0 | 0 | 0 | 0 | 0 | 0 | 0 | 0.7281 | 8.5895 | 15.1213 | 9.4653 | 0 | 0 | 0 | 0 | 0 | 0 | 0 | 12.6941 | 167.1113 | 286.8898 | 184.0258 | 0 | 0 | 0 | 0 | 0% | 0% | 0% | 0% | 72% | 28% | 0% | 0% | 0% | 0% | 100% | [10 empty] | 0 | 0 | 0 | 0 | 444.709 | 174.5567 | 0 | 0 | 0 | 0 | 0 | 0 | 0 | 0 | 0 | 0 | 0 | 0 | 0 | 0 | 0 | 0 | 0 | 0 | 24.5742 | 9.4653 | 0 | 0 | 0 | 0 | 0 | 0 | 0 | 0 | 469.2832 | 184.022 | 0 | 0 | 0 | 0
149 | SYTS 500kV GIS Replacement | Replacement - Major Station | Major Station | TRUE | Towers and Conductor | Network | Labour - Internal | 10% | 0 | 0 | 0 | 0 | 2.9915 | 39.6304 | 67.9421 | 43.6401 | 0 | 0 | 0 | 0 | 0 | 0 | 0 | 0.029535 | 0.59922 | 1.3727 | 1.2289 | 0 | 0 | 0 | 0 | 0 | 0 | 0 | 0.18382 | 2.1798 | 3.8567 | 2.433 | 0 | 0 | 0 | 0 | 0 | 0 | 0 | 3.2049 | 42.4095 | 73.1715 | 47.3019 | 0 | 0 | 0 | 0 | 0% | 0% | 0% | 0% | 72% | 28% | 0% | 0% | 0% | 0% | 100% | [10 empty] | 0 | 0 | 0 | 0 | 111.1773 | 43.6392 | 0 | 0 | 0 | 0 | 0 | 0 | 0 | 0 | 2.0102 | 1.2289 | 0 | 0 | 0 | 0 | 0 | 0 | 0 | 0 | 6.2547 | 2.433 | 0 | 0 | 0 | 0 | 0 | 0 | 0 | 0 | 119.4421 | 47.301 | 0 | 0 | 0 | 0
150 | SYTS 500kV GIS Replacement | Replacement - Major Station | Major Station | TRUE | Towers and Conductor | Network | Labour - External | 50% | 0 | 0 | 0 | 0 | 14.9575 | 198.1522 | 339.7106 | 218.2005 | 0 | 0 | 0 | 0 | 0 | 0 | 0 | -0.021811 | 0 | 0 | 0 | 0 | 0 | 0 | 0 | 0 | 0 | 0 | 0.9088 | 10.7369 | 18.9017 | 11.8317 | 0 | 0 | 0 | 0 | 0 | 0 | 0 | 15.8445 | 208.8891 | 358.6123 | 230.0322 | 0 | 0 | 0 | 0 | 0% | 0% | 0% | 0% | 72% | 28% | 0% | 0% | 0% | 0% | 100% | [10 empty] | 0 | 0 | 0 | 0 | 555.8863 | 218.1958 | 0 | 0 | 0 | 0 | 0 | 0 | 0 | 0 | -0.022509 | 0 | 0 | 0 | 0 | 0 | 0 | 0 | 0 | 0 | 30.7164 | 11.8317 | 0 | 0 | 0 | 0 | 0 | 0 | 0 | 0 | 586.5802 | 230.0275 | 0 | 0 | 0 | 0
151 | SYTS 500kV GIS Replacement | Replacement - Major Station | Major Station | TRUE | Establishment | Network | Materials | 40% | 0 | 0 | 0 | 0 | 87.2264 | 1155.5459 | 1981.0589 | 1272.4599 | 0 | 0 | 0 | 0 | 0 | 0 | 0 | 0 | 0 | 0 | 0 | 0 | 0 | 0 | 0 | 0 | 0 | 0 | 5.3075 | 62.6134 | 110.2271 | 68.9975 | 0 | 0 | 0 | 0 | 0 | 0 | 0 | 92.5339 | 1218.1592 | 2091.2861 | 1341.4575 | 0 | 0 | 0 | 0 | 0% | 0% | 0% | 0% | 72% | 28% | 0% | 0% | 0% | 0% | 100% | [10 empty] | 0 | 0 | 0 | 0 | 3241.7105 | 1272.4325 | 0 | 0 | 0 | 0 | 0 | 0 | 0 | 0 | 0 | 0 | 0 | 0 | 0 | 0 | 0 | 0 | 0 | 0 | 179.134 | 68.9975 | 0 | 0 | 0 | 0 | 0 | 0 | 0 | 0 | 3420.8445 | 1341.43 | 0 | 0 | 0 | 0
152 | SYTS 500kV GIS Replacement | Replacement - Major Station | Major Station | TRUE | Establishment | Network | Labour - Internal | 10% | 0 | 0 | 0 | 0 | 21.8066 | 288.8865 | 495.2647 | 318.115 | 0 | 0 | 0 | 0 | 0 | 0 | 0 | 0.21529 | 4.368 | 10.0064 | 8.9578 | 0 | 0 | 0 | 0 | 0 | 0 | 0 | 1.34 | 15.89 | 28.1135 | 17.7351 | 0 | 0 | 0 | 0 | 0 | 0 | 0 | 23.3619 | 309.1445 | 533.3846 | 344.8079 | 0 | 0 | 0 | 0 | 0% | 0% | 0% | 0% | 72% | 28% | 0% | 0% | 0% | 0% | 100% | [10 empty] | 0 | 0 | 0 | 0 | 810.4276 | 318.1081 | 0 | 0 | 0 | 0 | 0 | 0 | 0 | 0 | 14.6535 | 8.9578 | 0 | 0 | 0 | 0 | 0 | 0 | 0 | 0 | 45.5935 | 17.7351 | 0 | 0 | 0 | 0 | 0 | 0 | 0 | 0 | 870.6746 | 344.801 | 0 | 0 | 0 | 0
153 | SYTS 500kV GIS Replacement | Replacement - Major Station | Major Station | TRUE | Establishment | Network | Labour - External | 50% | 0 | 0 | 0 | 0 | 109.0329 | 1444.4323 | 2476.3236 | 1590.5749 | 0 | 0 | 0 | 0 | 0 | 0 | 0 | -0.15899 | 0 | 0 | 0 | 0 | 0 | 0 | 0 | 0 | 0 | 0 | 6.6247 | 78.2667 | 137.7839 | 86.2469 | 0 | 0 | 0 | 0 | 0 | 0 | 0 | 115.4987 | 1522.6991 | 2614.1076 | 1676.8218 | 0 | 0 | 0 | 0 | 0% | 0% | 0% | 0% | 72% | 28% | 0% | 0% | 0% | 0% | 100% | [10 empty] | 0 | 0 | 0 | 0 | 4052.1381 | 1590.5406 | 0 | 0 | 0 | 0 | 0 | 0 | 0 | 0 | -0.16408 | 0 | 0 | 0 | 0 | 0 | 0 | 0 | 0 | 0 | 223.9075 | 86.2469 | 0 | 0 | 0 | 0 | 0 | 0 | 0 | 0 | 4275.8815 | 1676.7875 | 0 | 0 | 0 | 0
154 | BLTS 66kV and 22kV Circuit Breaker Replacement | Replacement - Major Station | Major Station | TRUE | Secondary | Network | Materials | 40% | 0 | 0 | 0.2438 | 0 | 6.9108 | 91.525 | 156.9069 | 100.7819 | 0 | 0 | 0 | 0 | 0 | 0 | 0 | 0 | 0 | 0 | 0 | 0 | 0 | 0 | 0 | 0 | 0.011621 | 0 | 0.4205 | 4.9593 | 8.7304 | 5.4648 | 0 | 0 | 0 | 0 | 0 | 0.25542 | 0 | 7.3313 | 96.4843 | 165.6373 | 106.2466 | 0 | 0 | 0 | 0 | 0% | 0% | 0% | 0% | 72% | 28% | 0% | 0% | 0% | 0% | 100% | [10 empty] | 0 | 0 | 0 | 0 | 256.9445 | 100.8556 | 0 | 0 | 0 | 0 | 0 | 0 | 0 | 0 | 0 | 0 | 0 | 0 | 0 | 0 | 0 | 0 | 0 | 0 | 14.2007 | 5.4648 | 0 | 0 | 0 | 0 | 0 | 0 | 0 | 0 | 271.1452 | 106.3203 | 0 | 0 | 0 | 0
155 | BLTS 66kV and 22kV Circuit Breaker Replacement | Replacement - Major Station | Major Station | TRUE | Secondary | Network | Labour - Internal | 10% | 0 | 0 | 0.06095 | 0 | 1.7277 | 22.8813 | 39.2267 | 25.1955 | 0 | 0 | 0 | 0 | 0 | 0.00035351 | 0 | 0.017057 | 0.34597 | 0.79254 | 0.70948 | 0 | 0 | 0 | 0 | 0 | 0.0029221 | 0 | 0.10616 | 1.2586 | 2.2267 | 1.4047 | 0 | 0 | 0 | 0 | 0 | 0.064226 | 0 | 1.8509 | 24.4858 | 42.246 | 27.3096 | 0 | 0 | 0 | 0 | 0% | 0% | 0% | 0% | 72% | 28% | 0% | 0% | 0% | 0% | 100% | [10 empty] | 0 | 0 | 0 | 0 | 64.2361 | 25.2139 | 0 | 0 | 0 | 0 | 0 | 0 | 0 | 0 | 1.161 | 0.70948 | 0 | 0 | 0 | 0 | 0 | 0 | 0 | 0 | 3.6144 | 1.4047 | 0 | 0 | 0 | 0 | 0 | 0 | 0 | 0 | 69.0115 | 27.328 | 0 | 0 | 0 | 0
156 | BLTS 66kV and 22kV Circuit Breaker Replacement | Replacement - Major Station | Major Station | TRUE | Secondary | Network | Labour - External | 50% | 0 | 0 | 0.30475 | 0 | 8.6385 | 114.4063 | 196.1336 | 125.9773 | 0 | 0 | 0 | 0 | 0 | 0.0017676 | 0 | -0.012596 | 0 | 0 | 0 | 0 | 0 | 0 | 0 | 0 | 0.014611 | 0 | 0.52486 | 6.1991 | 10.913 | 6.831 | 0 | 0 | 0 | 0 | 0 | 0.32113 | 0 | 9.1507 | 120.6054 | 207.0466 | 132.8083 | 0 | 0 | 0 | 0 | 0% | 0% | 0% | 0% | 72% | 28% | 0% | 0% | 0% | 0% | 100% | [10 empty] | 0 | 0 | 0 | 0 | 321.1806 | 126.0694 | 0 | 0 | 0 | 0 | 0 | 0 | 0 | 0 | -0.01111 | 0 | 0 | 0 | 0 | 0 | 0 | 0 | 0 | 0 | 17.7502 | 6.831 | 0 | 0 | 0 | 0 | 0 | 0 | 0 | 0 | 338.9197 | 132.9004 | 0 | 0 | 0 | 0
157 | BLTS 66kV and 22kV Circuit Breaker Replacement | Replacement - Major Station | Major Station | TRUE | Switchgear | Network | Materials | 40% | 0 | 0 | 1.3236 | 0 | 37.5176 | 496.8769 | 851.8262 | 547.131 | 0 | 0 | 0 | 0 | 0 | 0 | 0 | 0 | 0 | 0 | 0 | 0 | 0 | 0 | 0 | 0 | 0.063089 | 0 | 2.2829 | 26.9233 | 47.396 | 29.6675 | 0 | 0 | 0 | 0 | 0 | 1.3866 | 0 | 39.8005 | 523.8002 | 899.2222 | 576.7985 | 0 | 0 | 0 | 0 | 0% | 0% | 0% | 0% | 72% | 28% | 0% | 0% | 0% | 0% | 100% | [10 empty] | 0 | 0 | 0 | 0 | 1394.9165 | 547.531 | 0 | 0 | 0 | 0 | 0 | 0 | 0 | 0 | 0 | 0 | 0 | 0 | 0 | 0 | 0 | 0 | 0 | 0 | 77.0937 | 29.6675 | 0 | 0 | 0 | 0 | 0 | 0 | 0 | 0 | 1472.0102 | 577.1985 | 0 | 0 | 0 | 0
158 | BLTS 66kV and 22kV Circuit Breaker Replacement | Replacement - Major Station | Major Station | TRUE | Switchgear | Network | Labour - Internal | 10% | 0 | 0 | 0.33089 | 0 | 9.3794 | 124.2192 | 212.9565 | 136.7828 | 0 | 0 | 0 | 0 | 0 | 0.0019192 | 0 | 0.092602 | 1.8782 | 4.3026 | 3.8517 | 0 | 0 | 0 | 0 | 0 | 0.015864 | 0 | 0.57635 | 6.8326 | 12.0884 | 7.6257 | 0 | 0 | 0 | 0 | 0 | 0.34867 | 0 | 10.0484 | 132.93 | 229.3475 | 148.2601 | 0 | 0 | 0 | 0 | 0% | 0% | 0% | 0% | 72% | 28% | 0% | 0% | 0% | 0% | 100% | [10 empty] | 0 | 0 | 0 | 0 | 348.7291 | 136.8828 | 0 | 0 | 0 | 0 | 0 | 0 | 0 | 0 | 6.3029 | 3.8517 | 0 | 0 | 0 | 0 | 0 | 0 | 0 | 0 | 19.6218 | 7.6257 | 0 | 0 | 0 | 0 | 0 | 0 | 0 | 0 | 374.6539 | 148.3601 | 0 | 0 | 0 | 0
159 | BLTS 66kV and 22kV Circuit Breaker Replacement | Replacement - Major Station | Major Station | TRUE | Switchgear | Network | Labour - External | 50% | 0 | 0 | 1.6544 | 0 | 46.897 | 621.0961 | 1064.7827 | 683.9138 | 0 | 0 | 0 | 0 | 0 | 0.0095958 | 0 | -0.068384 | 0 | 0 | 0 | 0 | 0 | 0 | 0 | 0 | 0.079319 | 0 | 2.8494 | 33.6542 | 59.2451 | 37.0844 | 0 | 0 | 0 | 0 | 0 | 1.7434 | 0 | 49.6781 | 654.7503 | 1124.0278 | 720.9981 | 0 | 0 | 0 | 0 | 0% | 0% | 0% | 0% | 72% | 28% | 0% | 0% | 0% | 0% | 100% | [10 empty] | 0 | 0 | 0 | 0 | 1743.6457 | 684.4138 | 0 | 0 | 0 | 0 | 0 | 0 | 0 | 0 | -0.060313 | 0 | 0 | 0 | 0 | 0 | 0 | 0 | 0 | 0 | 96.3633 | 37.0844 | 0 | 0 | 0 | 0 | 0 | 0 | 0 | 0 | 1839.9486 | 721.4982 | 0 | 0 | 0 | 0
160 | BLTS 66kV and 22kV Circuit Breaker Replacement | Replacement - Major Station | Major Station | TRUE | Transformers | Network | Materials | 40% | 0 | 0 | 1.4161 | 0 | 40.1409 | 531.619 | 911.3867 | 585.3869 | 0 | 0 | 0 | 0 | 0 | 0 | 0 | 0 | 0 | 0 | 0 | 0 | 0 | 0 | 0 | 0 | 0.0675 | 0 | 2.4425 | 28.8058 | 50.71 | 31.7419 | 0 | 0 | 0 | 0 | 0 | 1.4836 | 0 | 42.5834 | 560.4248 | 962.0967 | 617.1288 | 0 | 0 | 0 | 0 | 0% | 0% | 0% | 0% | 72% | 28% | 0% | 0% | 0% | 0% | 100% | [10 empty] | 0 | 0 | 0 | 0 | 1492.4504 | 585.8149 | 0 | 0 | 0 | 0 | 0 | 0 | 0 | 0 | 0 | 0 | 0 | 0 | 0 | 0 | 0 | 0 | 0 | 0 | 82.4841 | 31.7419 | 0 | 0 | 0 | 0 | 0 | 0 | 0 | 0 | 1574.9345 | 617.5568 | 0 | 0 | 0 | 0
161 | BLTS 66kV and 22kV Circuit Breaker Replacement | Replacement - Major Station | Major Station | TRUE | Transformers | Network | Labour - Internal | 10% | 0 | 0 | 0.35403 | 0 | 10.0352 | 132.9047 | 227.8467 | 146.3467 | 0 | 0 | 0 | 0 | 0 | 0.0020533 | 0 | 0.099077 | 2.0095 | 4.6034 | 4.121 | 0 | 0 | 0 | 0 | 0 | 0.016973 | 0 | 0.61665 | 7.3103 | 12.9336 | 8.1589 | 0 | 0 | 0 | 0 | 0 | 0.37305 | 0 | 10.7509 | 142.2246 | 245.3837 | 158.6266 | 0 | 0 | 0 | 0 | 0% | 0% | 0% | 0% | 72% | 28% | 0% | 0% | 0% | 0% | 100% | [10 empty] | 0 | 0 | 0 | 0 | 373.1126 | 146.4537 | 0 | 0 | 0 | 0 | 0 | 0 | 0 | 0 | 6.7436 | 4.121 | 0 | 0 | 0 | 0 | 0 | 0 | 0 | 0 | 20.9938 | 8.1589 | 0 | 0 | 0 | 0 | 0 | 0 | 0 | 0 | 400.85 | 158.7336 | 0 | 0 | 0 | 0
162 | BLTS 66kV and 22kV Circuit Breaker Replacement | Replacement - Major Station | Major Station | TRUE | Transformers | Network | Labour - External | 50% | 0 | 0 | 1.7701 | 0 | 50.1761 | 664.5237 | 1139.2333 | 731.7336 | 0 | 0 | 0 | 0 | 0 | 0.010267 | 0 | -0.073166 | 0 | 0 | 0 | 0 | 0 | 0 | 0 | 0 | 0.084865 | 0 | 3.0486 | 36.0073 | 63.3875 | 39.6773 | 0 | 0 | 0 | 0 | 0 | 1.8653 | 0 | 53.1516 | 700.531 | 1202.6209 | 771.411 | 0 | 0 | 0 | 0 | 0% | 0% | 0% | 0% | 72% | 28% | 0% | 0% | 0% | 0% | 100% | [10 empty] | 0 | 0 | 0 | 0 | 1865.563 | 732.2686 | 0 | 0 | 0 | 0 | 0 | 0 | 0 | 0 | -0.06453 | 0 | 0 | 0 | 0 | 0 | 0 | 0 | 0 | 0 | 103.1011 | 39.6773 | 0 | 0 | 0 | 0 | 0 | 0 | 0 | 0 | 1968.5995 | 771.946 | 0 | 0 | 0 | 0
163 | BLTS 66kV and 22kV Circuit Breaker Replacement | Replacement - Major Station | Major Station | TRUE | Towers and Conductor | Network | Materials | 40% | 0 | 0 | 0.093101 | 0 | 2.639 | 34.9508 | 59.9183 | 38.4858 | 0 | 0 | 0 | 0 | 0 | 0 | 0 | 0 | 0 | 0 | 0 | 0 | 0 | 0 | 0 | 0 | 0.0044377 | 0 | 0.16058 | 1.8938 | 3.3339 | 2.0868 | 0 | 0 | 0 | 0 | 0 | 0.097538 | 0 | 2.7996 | 36.8447 | 63.2522 | 40.5726 | 0 | 0 | 0 | 0 | 0% | 0% | 0% | 0% | 72% | 28% | 0% | 0% | 0% | 0% | 100% | [10 empty] | 0 | 0 | 0 | 0 | 98.1199 | 38.5139 | 0 | 0 | 0 | 0 | 0 | 0 | 0 | 0 | 0 | 0 | 0 | 0 | 0 | 0 | 0 | 0 | 0 | 0 | 5.4228 | 2.0868 | 0 | 0 | 0 | 0 | 0 | 0 | 0 | 0 | 103.5427 | 40.6007 | 0 | 0 | 0 | 0
164 | BLTS 66kV and 22kV Circuit Breaker Replacement | Replacement - Major Station | Major Station | TRUE | Towers and Conductor | Network | Labour - Internal | 10% | 0 | 0 | 0.023275 | 0 | 0.65976 | 8.7377 | 14.9796 | 9.6214 | 0 | 0 | 0 | 0 | 0 | 0.000135 | 0 | 0.0065137 | 0.13212 | 0.30265 | 0.27093 | 0 | 0 | 0 | 0 | 0 | 0.0011159 | 0 | 0.040541 | 0.48061 | 0.85031 | 0.5364 | 0 | 0 | 0 | 0 | 0 | 0.024526 | 0 | 0.70681 | 9.3504 | 16.1325 | 10.4288 | 0 | 0 | 0 | 0 | 0% | 0% | 0% | 0% | 72% | 28% | 0% | 0% | 0% | 0% | 100% | [10 empty] | 0 | 0 | 0 | 0 | 24.53 | 9.6285 | 0 | 0 | 0 | 0 | 0 | 0 | 0 | 0 | 0.44335 | 0.27093 | 0 | 0 | 0 | 0 | 0 | 0 | 0 | 0 | 1.3802 | 0.5364 | 0 | 0 | 0 | 0 | 0 | 0 | 0 | 0 | 26.3535 | 10.4358 | 0 | 0 | 0 | 0
165 | BLTS 66kV and 22kV Circuit Breaker Replacement | Replacement - Major Station | Major Station | TRUE | Towers and Conductor | Network | Labour - External | 50% | 0 | 0 | 0.11638 | 0 | 3.2988 | 43.6885 | 74.8979 | 48.1072 | 0 | 0 | 0 | 0 | 0 | 0.00067498 | 0 | -0.0048102 | 0 | 0 | 0 | 0 | 0 | 0 | 0 | 0 | 0.0055794 | 0 | 0.20043 | 2.3673 | 4.1674 | 2.6086 | 0 | 0 | 0 | 0 | 0 | 0.12263 | 0 | 3.4944 | 46.0558 | 79.0653 | 50.7158 | 0 | 0 | 0 | 0 | 0% | 0% | 0% | 0% | 72% | 28% | 0% | 0% | 0% | 0% | 100% | [10 empty] | 0 | 0 | 0 | 0 | 122.6499 | 48.1424 | 0 | 0 | 0 | 0 | 0 | 0 | 0 | 0 | -0.0042425 | 0 | 0 | 0 | 0 | 0 | 0 | 0 | 0 | 0 | 6.7783 | 2.6086 | 0 | 0 | 0 | 0 | 0 | 0 | 0 | 0 | 129.4239 | 50.7509 | 0 | 0 | 0 | 0
166 | BLTS 66kV and 22kV Circuit Breaker Replacement | Replacement - Major Station | Major Station | TRUE | Establishment | Network | Materials | 40% | 0 | 0 | 0.67866 | 0 | 19.2372 | 254.7745 | 436.7753 | 280.5423 | 0 | 0 | 0 | 0 | 0 | 0 | 0 | 0 | 0 | 0 | 0 | 0 | 0 | 0 | 0 | 0 | 0.032349 | 0 | 1.1705 | 13.805 | 24.3024 | 15.2121 | 0 | 0 | 0 | 0 | 0 | 0.71101 | 0 | 20.4078 | 268.5795 | 461.0777 | 295.7544 | 0 | 0 | 0 | 0 | 0% | 0% | 0% | 0% | 72% | 28% | 0% | 0% | 0% | 0% | 100% | [10 empty] | 0 | 0 | 0 | 0 | 715.2458 | 280.7475 | 0 | 0 | 0 | 0 | 0 | 0 | 0 | 0 | 0 | 0 | 0 | 0 | 0 | 0 | 0 | 0 | 0 | 0 | 39.5299 | 15.2121 | 0 | 0 | 0 | 0 | 0 | 0 | 0 | 0 | 754.7757 | 295.9595 | 0 | 0 | 0 | 0
167 | BLTS 66kV and 22kV Circuit Breaker Replacement | Replacement - Major Station | Major Station | TRUE | Establishment | Network | Labour - Internal | 10% | 0 | 0 | 0.16966 | 0 | 4.8093 | 63.6936 | 109.1938 | 70.1356 | 0 | 0 | 0 | 0 | 0 | 0.00098405 | 0 | 0.047482 | 0.96305 | 2.2062 | 1.9749 | 0 | 0 | 0 | 0 | 0 | 0.0081342 | 0 | 0.29552 | 3.5034 | 6.1984 | 3.9101 | 0 | 0 | 0 | 0 | 0 | 0.17878 | 0 | 5.1523 | 68.1601 | 117.5983 | 76.0206 | 0 | 0 | 0 | 0 | 0% | 0% | 0% | 0% | 72% | 28% | 0% | 0% | 0% | 0% | 100% | [10 empty] | 0 | 0 | 0 | 0 | 178.8115 | 70.1869 | 0 | 0 | 0 | 0 | 0 | 0 | 0 | 0 | 3.2318 | 1.9749 | 0 | 0 | 0 | 0 | 0 | 0 | 0 | 0 | 10.0611 | 3.9101 | 0 | 0 | 0 | 0 | 0 | 0 | 0 | 0 | 192.1044 | 76.0719 | 0 | 0 | 0 | 0
168 | BLTS 66kV and 22kV Circuit Breaker Replacement | Replacement - Major Station | Major Station | TRUE | Establishment | Network | Labour - External | 50% | 0 | 0 | 0.84832 | 0 | 24.0465 | 318.4681 | 545.9691 | 350.6779 | 0 | 0 | 0 | 0 | 0 | 0.0049203 | 0 | -0.035064 | 0 | 0 | 0 | 0 | 0 | 0 | 0 | 0 | 0.040671 | 0 | 1.461 | 17.2562 | 30.378 | 19.0151 | 0 | 0 | 0 | 0 | 0 | 0.89391 | 0 | 25.4725 | 335.7243 | 576.3472 | 369.693 | 0 | 0 | 0 | 0 | 0% | 0% | 0% | 0% | 72% | 28% | 0% | 0% | 0% | 0% | 100% | [10 empty] | 0 | 0 | 0 | 0 | 894.0573 | 350.9343 | 0 | 0 | 0 | 0 | 0 | 0 | 0 | 0 | -0.030926 | 0 | 0 | 0 | 0 | 0 | 0 | 0 | 0 | 0 | 49.4104 | 19.0151 | 0 | 0 | 0 | 0 | 0 | 0 | 0 | 0 | 943.4368 | 369.9494 | 0 | 0 | 0 | 0
169 | SMTS 500kV GIS Replacement | Replacement - Major Station | Major Station | TRUE | Secondary | Network | Materials | 40% | 0 | 0 | 0 | 0 | 0 | 0 | 8.6953 | 114.2178 | 195.824 | 125.7853 | 0 | 0 | 0 | 0 | 0 | 0 | 0 | 0 | 0 | 0 | 0 | 0 | 0 | 0 | 0 | 0 | 0 | 0 | 0.48381 | 6.1933 | 13.7346 | 11.7998 | 0 | 0 | 0 | 0 | 0 | 0 | 0 | 9.1792 | 120.4111 | 209.5586 | 137.5851 | 0 | 0 | 0% | 0% | 0% | 0% | 0% | 0% | 72% | 28% | 0% | 0% | 100% | [10 empty] | 0 | 0 | 0 | 0 | 0 | 0 | 320.431 | 125.7752 | 0 | 0 | 0 | 0 | 0 | 0 | 0 | 0 | 0 | 0 | 0 | 0 | 0 | 0 | 0 | 0 | 0 | 0 | 20.5034 | 11.7998 | 0 | 0 | 0 | 0 | 0 | 0 | 0 | 0 | 340.9344 | 137.575 | 0 | 0
170 | SMTS 500kV GIS Replacement | Replacement - Major Station | Major Station | TRUE | Secondary | Network | Labour - Internal | 10% | 0 | 0 | 0 | 0 | 0 | 0 | 2.1738 | 28.5545 | 48.956 | 31.4463 | 0 | 0 | 0 | 0 | 0 | 0 | 0 | 0.04392 | 0.80406 | 1.9327 | 1.6013 | 0 | 0 | 0 | 0 | 0 | 0 | 0 | 0.1234 | 1.5919 | 3.5692 | 3.1002 | 0 | 0 | 0 | 0 | 0 | 0 | 0 | 2.3412 | 30.9504 | 54.4579 | 36.1478 | 0 | 0 | 0% | 0% | 0% | 0% | 0% | 0% | 72% | 28% | 0% | 0% | 100% | [10 empty] | 0 | 0 | 0 | 0 | 0 | 0 | 80.1078 | 31.4438 | 0 | 0 | 0 | 0 | 0 | 0 | 0 | 0 | 2.7921 | 1.6013 | 0 | 0 | 0 | 0 | 0 | 0 | 0 | 0 | 5.3081 | 3.1002 | 0 | 0 | 0 | 0 | 0 | 0 | 0 | 0 | 88.2079 | 36.1452 | 0 | 0
171 | SMTS 500kV GIS Replacement | Replacement - Major Station | Major Station | TRUE | Secondary | Network | Labour - External | 50% | 0 | 0 | 0 | 0 | 0 | 0 | 10.8692 | 142.7723 | 244.7799 | 157.2316 | 0 | 0 | 0 | 0 | 0 | 0 | 0 | 0 | 0 | 0 | 0 | 0 | 0 | 0 | 0 | 0 | 0 | 0 | 0.60477 | 7.7416 | 17.1683 | 14.7498 | 0 | 0 | 0 | 0 | 0 | 0 | 0 | 11.4739 | 150.5139 | 261.9482 | 171.9814 | 0 | 0 | 0% | 0% | 0% | 0% | 0% | 0% | 72% | 28% | 0% | 0% | 100% | [10 empty] | 0 | 0 | 0 | 0 | 0 | 0 | 400.5388 | 157.219 | 0 | 0 | 0 | 0 | 0 | 0 | 0 | 0 | 0 | 0 | 0 | 0 | 0 | 0 | 0 | 0 | 0 | 0 | 25.6292 | 14.7498 | 0 | 0 | 0 | 0 | 0 | 0 | 0 | 0 | 426.168 | 171.9688 | 0 | 0
172 | SMTS 500kV GIS Replacement | Replacement - Major Station | Major Station | TRUE | Switchgear | Network | Materials | 40% | 0 | 0 | 0 | 0 | 0 | 0 | 47.2058 | 620.0729 | 1063.1015 | 682.8712 | 0 | 0 | 0 | 0 | 0 | 0 | 0 | 0 | 0 | 0 | 0 | 0 | 0 | 0 | 0 | 0 | 0 | 0 | 2.6266 | 33.6227 | 74.5635 | 64.0597 | 0 | 0 | 0 | 0 | 0 | 0 | 0 | 49.8324 | 653.6956 | 1137.665 | 746.9309 | 0 | 0 | 0% | 0% | 0% | 0% | 0% | 0% | 72% | 28% | 0% | 0% | 100% | [10 empty] | 0 | 0 | 0 | 0 | 0 | 0 | 1739.5763 | 682.8165 | 0 | 0 | 0 | 0 | 0 | 0 | 0 | 0 | 0 | 0 | 0 | 0 | 0 | 0 | 0 | 0 | 0 | 0 | 111.3099 | 64.0597 | 0 | 0 | 0 | 0 | 0 | 0 | 0 | 0 | 1850.8862 | 746.8762 | 0 | 0
173 | SMTS 500kV GIS Replacement | Replacement - Major Station | Major Station | TRUE | Switchgear | Network | Labour - Internal | 10% | 0 | 0 | 0 | 0 | 0 | 0 | 11.8015 | 155.0182 | 265.7754 | 170.7178 | 0 | 0 | 0 | 0 | 0 | 0 | 0 | 0.23844 | 4.3652 | 10.4921 | 8.693 | 0 | 0 | 0 | 0 | 0 | 0 | 0 | 0.66991 | 8.6424 | 19.3768 | 16.8304 | 0 | 0 | 0 | 0 | 0 | 0 | 0 | 12.7098 | 168.0257 | 295.6443 | 196.2412 | 0 | 0 | 0% | 0% | 0% | 0% | 0% | 0% | 72% | 28% | 0% | 0% | 100% | [10 empty] | 0 | 0 | 0 | 0 | 0 | 0 | 434.8941 | 170.7041 | 0 | 0 | 0 | 0 | 0 | 0 | 0 | 0 | 15.1579 | 8.693 | 0 | 0 | 0 | 0 | 0 | 0 | 0 | 0 | 28.8167 | 16.8304 | 0 | 0 | 0 | 0 | 0 | 0 | 0 | 0 | 478.8687 | 196.2275 | 0 | 0
174 | SMTS 500kV GIS Replacement | Replacement - Major Station | Major Station | TRUE | Switchgear | Network | Labour - External | 50% | 0 | 0 | 0 | 0 | 0 | 0 | 59.0073 | 775.0911 | 1328.8769 | 853.589 | 0 | 0 | 0 | 0 | 0 | 0 | 0 | 0 | 0 | 0 | 0 | 0 | 0 | 0 | 0 | 0 | 0 | 0 | 3.2832 | 42.0283 | 93.2043 | 80.0746 | 0 | 0 | 0 | 0 | 0 | 0 | 0 | 62.2905 | 817.1194 | 1422.0812 | 933.6636 | 0 | 0 | 0% | 0% | 0% | 0% | 0% | 0% | 72% | 28% | 0% | 0% | 100% | [10 empty] | 0 | 0 | 0 | 0 | 0 | 0 | 2174.4704 | 853.5206 | 0 | 0 | 0 | 0 | 0 | 0 | 0 | 0 | 0 | 0 | 0 | 0 | 0 | 0 | 0 | 0 | 0 | 0 | 139.1374 | 80.0746 | 0 | 0 | 0 | 0 | 0 | 0 | 0 | 0 | 2313.6078 | 933.5952 | 0 | 0
175 | SMTS 500kV GIS Replacement | Replacement - Major Station | Major Station | TRUE | Transformers | Network | Materials | 40% | 0 | 0 | 0 | 0 | 0 | 0 | 50.5065 | 663.429 | 1137.4346 | 730.6182 | 0 | 0 | 0 | 0 | 0 | 0 | 0 | 0 | 0 | 0 | 0 | 0 | 0 | 0 | 0 | 0 | 0 | 0 | 2.8102 | 35.9736 | 79.777 | 68.5388 | 0 | 0 | 0 | 0 | 0 | 0 | 0 | 53.3167 | 699.4026 | 1217.2116 | 799.157 | 0 | 0 | 0% | 0% | 0% | 0% | 0% | 0% | 72% | 28% | 0% | 0% | 100% | [10 empty] | 0 | 0 | 0 | 0 | 0 | 0 | 1861.2091 | 730.5597 | 0 | 0 | 0 | 0 | 0 | 0 | 0 | 0 | 0 | 0 | 0 | 0 | 0 | 0 | 0 | 0 | 0 | 0 | 119.0928 | 68.5388 | 0 | 0 | 0 | 0 | 0 | 0 | 0 | 0 | 1980.3019 | 799.0984 | 0 | 0
176 | SMTS 500kV GIS Replacement | Replacement - Major Station | Major Station | TRUE | Transformers | Network | Labour - Internal | 10% | 0 | 0 | 0 | 0 | 0 | 0 | 12.6266 | 165.8572 | 284.3586 | 182.6546 | 0 | 0 | 0 | 0 | 0 | 0 | 0 | 0.25511 | 4.6704 | 11.2257 | 9.3008 | 0 | 0 | 0 | 0 | 0 | 0 | 0 | 0.71675 | 9.2466 | 20.7316 | 18.0072 | 0 | 0 | 0 | 0 | 0 | 0 | 0 | 13.5985 | 179.7742 | 316.316 | 209.9626 | 0 | 0 | 0% | 0% | 0% | 0% | 0% | 0% | 72% | 28% | 0% | 0% | 100% | [10 empty] | 0 | 0 | 0 | 0 | 0 | 0 | 465.3023 | 182.6399 | 0 | 0 | 0 | 0 | 0 | 0 | 0 | 0 | 16.2178 | 9.3008 | 0 | 0 | 0 | 0 | 0 | 0 | 0 | 0 | 30.8316 | 18.0072 | 0 | 0 | 0 | 0 | 0 | 0 | 0 | 0 | 512.3517 | 209.948 | 0 | 0
177 | SMTS 500kV GIS Replacement | Replacement - Major Station | Major Station | TRUE | Transformers | Network | Labour - External | 50% | 0 | 0 | 0 | 0 | 0 | 0 | 63.1331 | 829.2862 | 1421.7932 | 913.2728 | 0 | 0 | 0 | 0 | 0 | 0 | 0 | 0 | 0 | 0 | 0 | 0 | 0 | 0 | 0 | 0 | 0 | 0 | 3.5128 | 44.967 | 99.7212 | 85.6735 | 0 | 0 | 0 | 0 | 0 | 0 | 0 | 66.6459 | 874.2532 | 1521.5145 | 998.9462 | 0 | 0 | 0% | 0% | 0% | 0% | 0% | 0% | 72% | 28% | 0% | 0% | 100% | [10 empty] | 0 | 0 | 0 | 0 | 0 | 0 | 2326.5114 | 913.1996 | 0 | 0 | 0 | 0 | 0 | 0 | 0 | 0 | 0 | 0 | 0 | 0 | 0 | 0 | 0 | 0 | 0 | 0 | 148.866 | 85.6735 | 0 | 0 | 0 | 0 | 0 | 0 | 0 | 0 | 2475.3774 | 998.873 | 0 | 0
178 | SMTS 500kV GIS Replacement | Replacement - Major Station | Major Station | TRUE | Towers and Conductor | Network | Materials | 40% | 0 | 0 | 0 | 0 | 0 | 0 | 3.3205 | 43.6166 | 74.7797 | 48.0339 | 0 | 0 | 0 | 0 | 0 | 0 | 0 | 0 | 0 | 0 | 0 | 0 | 0 | 0 | 0 | 0 | 0 | 0 | 0.18475 | 2.3651 | 5.2449 | 4.506 | 0 | 0 | 0 | 0 | 0 | 0 | 0 | 3.5053 | 45.9816 | 80.0245 | 52.5399 | 0 | 0 | 0% | 0% | 0% | 0% | 0% | 0% | 72% | 28% | 0% | 0% | 100% | [10 empty] | 0 | 0 | 0 | 0 | 0 | 0 | 122.3636 | 48.03 | 0 | 0 | 0 | 0 | 0 | 0 | 0 | 0 | 0 | 0 | 0 | 0 | 0 | 0 | 0 | 0 | 0 | 0 | 7.8297 | 4.506 | 0 | 0 | 0 | 0 | 0 | 0 | 0 | 0 | 130.1933 | 52.536 | 0 | 0
179 | SMTS 500kV GIS Replacement | Replacement - Major Station | Major Station | TRUE | Towers and Conductor | Network | Labour - Internal | 10% | 0 | 0 | 0 | 0 | 0 | 0 | 0.83013 | 10.9041 | 18.6949 | 12.0085 | 0 | 0 | 0 | 0 | 0 | 0 | 0 | 0.016772 | 0.30705 | 0.73803 | 0.61148 | 0 | 0 | 0 | 0 | 0 | 0 | 0 | 0.047122 | 0.60791 | 1.363 | 1.1839 | 0 | 0 | 0 | 0 | 0 | 0 | 0 | 0.89402 | 11.8191 | 20.7959 | 13.8038 | 0 | 0 | 0% | 0% | 0% | 0% | 0% | 0% | 72% | 28% | 0% | 0% | 100% | [10 empty] | 0 | 0 | 0 | 0 | 0 | 0 | 30.5909 | 12.0075 | 0 | 0 | 0 | 0 | 0 | 0 | 0 | 0 | 1.0662 | 0.61148 | 0 | 0 | 0 | 0 | 0 | 0 | 0 | 0 | 2.027 | 1.1839 | 0 | 0 | 0 | 0 | 0 | 0 | 0 | 0 | 33.6841 | 13.8029 | 0 | 0
180 | SMTS 500kV GIS Replacement | Replacement - Major Station | Major Station | TRUE | Towers and Conductor | Network | Labour - External | 50% | 0 | 0 | 0 | 0 | 0 | 0 | 4.1506 | 54.5207 | 93.4746 | 60.0423 | 0 | 0 | 0 | 0 | 0 | 0 | 0 | 0 | 0 | 0 | 0 | 0 | 0 | 0 | 0 | 0 | 0 | 0 | 0.23094 | 2.9563 | 6.5561 | 5.6325 | 0 | 0 | 0 | 0 | 0 | 0 | 0 | 4.3816 | 57.477 | 100.0307 | 65.6749 | 0 | 0 | 0% | 0% | 0% | 0% | 0% | 0% | 72% | 28% | 0% | 0% | 100% | [10 empty] | 0 | 0 | 0 | 0 | 0 | 0 | 152.9545 | 60.0375 | 0 | 0 | 0 | 0 | 0 | 0 | 0 | 0 | 0 | 0 | 0 | 0 | 0 | 0 | 0 | 0 | 0 | 0 | 9.7871 | 5.6325 | 0 | 0 | 0 | 0 | 0 | 0 | 0 | 0 | 162.7416 | 65.6701 | 0 | 0
181 | SMTS 500kV GIS Replacement | Replacement - Major Station | Major Station | TRUE | Establishment | Network | Materials | 40% | 0 | 0 | 0 | 0 | 0 | 0 | 24.2049 | 317.9434 | 545.1071 | 350.1434 | 0 | 0 | 0 | 0 | 0 | 0 | 0 | 0 | 0 | 0 | 0 | 0 | 0 | 0 | 0 | 0 | 0 | 0 | 1.3468 | 17.2401 | 38.2325 | 32.8467 | 0 | 0 | 0 | 0 | 0 | 0 | 0 | 25.5516 | 335.1835 | 583.3396 | 382.9901 | 0 | 0 | 0% | 0% | 0% | 0% | 0% | 0% | 72% | 28% | 0% | 0% | 100% | [10 empty] | 0 | 0 | 0 | 0 | 0 | 0 | 891.9707 | 350.1153 | 0 | 0 | 0 | 0 | 0 | 0 | 0 | 0 | 0 | 0 | 0 | 0 | 0 | 0 | 0 | 0 | 0 | 0 | 57.0743 | 32.8467 | 0 | 0 | 0 | 0 | 0 | 0 | 0 | 0 | 949.045 | 382.962 | 0 | 0
182 | SMTS 500kV GIS Replacement | Replacement - Major Station | Major Station | TRUE | Establishment | Network | Labour - Internal | 10% | 0 | 0 | 0 | 0 | 0 | 0 | 6.0512 | 79.4859 | 136.2768 | 87.5358 | 0 | 0 | 0 | 0 | 0 | 0 | 0 | 0.12226 | 2.2382 | 5.3799 | 4.4574 | 0 | 0 | 0 | 0 | 0 | 0 | 0 | 0.3435 | 4.4314 | 9.9355 | 8.6298 | 0 | 0 | 0 | 0 | 0 | 0 | 0 | 6.517 | 86.1555 | 151.5921 | 100.623 | 0 | 0 | 0% | 0% | 0% | 0% | 0% | 0% | 72% | 28% | 0% | 0% | 100% | [10 empty] | 0 | 0 | 0 | 0 | 0 | 0 | 222.9927 | 87.5288 | 0 | 0 | 0 | 0 | 0 | 0 | 0 | 0 | 7.7723 | 4.4574 | 0 | 0 | 0 | 0 | 0 | 0 | 0 | 0 | 14.7758 | 8.6298 | 0 | 0 | 0 | 0 | 0 | 0 | 0 | 0 | 245.5408 | 100.616 | 0 | 0
183 | SMTS 500kV GIS Replacement | Replacement - Major Station | Major Station | TRUE | Establishment | Network | Labour - External | 50% | 0 | 0 | 0 | 0 | 0 | 0 | 30.2561 | 397.4293 | 681.3839 | 437.6792 | 0 | 0 | 0 | 0 | 0 | 0 | 0 | 0 | 0 | 0 | 0 | 0 | 0 | 0 | 0 | 0 | 0 | 0 | 1.6835 | 21.5501 | 47.7907 | 41.0584 | 0 | 0 | 0 | 0 | 0 | 0 | 0 | 31.9395 | 418.9794 | 729.1746 | 478.7376 | 0 | 0 | 0% | 0% | 0% | 0% | 0% | 0% | 72% | 28% | 0% | 0% | 100% | [10 empty] | 0 | 0 | 0 | 0 | 0 | 0 | 1114.9634 | 437.6441 | 0 | 0 | 0 | 0 | 0 | 0 | 0 | 0 | 0 | 0 | 0 | 0 | 0 | 0 | 0 | 0 | 0 | 0 | 71.3429 | 41.0584 | 0 | 0 | 0 | 0 | 0 | 0 | 0 | 0 | 1186.3063 | 478.7025 | 0 | 0
184 | KGTS transformer and Switchgear Replacement | Replacement - Major Station | Major Station | TRUE | Secondary | Network | Materials | 40% | 0 | 0 | 0 | 0 | 0 | 0 | 0 | 0 | 0 | 0 | 0 | 0 | 0 | 0 | 0 | 0 | 0 | 0 | 0 | 0 | 0 | 0 | 0 | 0 | 0 | 0 | 0 | 0 | 0 | 0 | 0 | 0 | 0 | 0 | 0 | 0 | 0 | 0 | 0 | 0 | 0 | 0 | 0 | 0 | 0 | 0% | 0% | 0% | 0% | 0% | 0% | 0% | 0% | 0% | 0% | 0% | [10 empty] | 0 | 0 | 0 | 0 | 0 | 0 | 0 | 0 | 0 | 0 | 0 | 0 | 0 | 0 | 0 | 0 | 0 | 0 | 0 | 0 | 0 | 0 | 0 | 0 | 0 | 0 | 0 | 0 | 0 | 0 | 0 | 0 | 0 | 0 | 0 | 0 | 0 | 0 | 0 | 0
185 | KGTS transformer and Switchgear Replacement | Replacement - Major Station | Major Station | TRUE | Secondary | Network | Labour - Internal | 10% | 0 | 0 | 0 | 0 | 0 | 0 | 0 | 0 | 0 | 0 | 0 | 0 | 0 | 0 | 0 | 0 | 0 | 0 | 0 | 0 | 0 | 0 | 0 | 0 | 0 | 0 | 0 | 0 | 0 | 0 | 0 | 0 | 0 | 0 | 0 | 0 | 0 | 0 | 0 | 0 | 0 | 0 | 0 | 0 | 0 | 0% | 0% | 0% | 0% | 0% | 0% | 0% | 0% | 0% | 0% | 0% | [10 empty] | 0 | 0 | 0 | 0 | 0 | 0 | 0 | 0 | 0 | 0 | 0 | 0 | 0 | 0 | 0 | 0 | 0 | 0 | 0 | 0 | 0 | 0 | 0 | 0 | 0 | 0 | 0 | 0 | 0 | 0 | 0 | 0 | 0 | 0 | 0 | 0 | 0 | 0 | 0 | 0
186 | KGTS transformer and Switchgear Replacement | Replacement - Major Station | Major Station | TRUE | Secondary | Network | Labour - External | 50% | 0 | 0 | 0 | 0 | 0 | 0 | 0 | 0 | 0 | 0 | 0 | 0 | 0 | 0 | 0 | 0 | 0 | 0 | 0 | 0 | 0 | 0 | 0 | 0 | 0 | 0 | 0 | 0 | 0 | 0 | 0 | 0 | 0 | 0 | 0 | 0 | 0 | 0 | 0 | 0 | 0 | 0 | 0 | 0 | 0 | 0% | 0% | 0% | 0% | 0% | 0% | 0% | 0% | 0% | 0% | 0% | [10 empty] | 0 | 0 | 0 | 0 | 0 | 0 | 0 | 0 | 0 | 0 | 0 | 0 | 0 | 0 | 0 | 0 | 0 | 0 | 0 | 0 | 0 | 0 | 0 | 0 | 0 | 0 | 0 | 0 | 0 | 0 | 0 | 0 | 0 | 0 | 0 | 0 | 0 | 0 | 0 | 0
187 | KGTS transformer and Switchgear Replacement | Replacement - Major Station | Major Station | TRUE | Switchgear | Network | Materials | 40% | 0 | 0 | 0 | 0 | 0 | 0 | 0 | 0 | 0 | 0 | 0 | 0 | 0 | 0 | 0 | 0 | 0 | 0 | 0 | 0 | 0 | 0 | 0 | 0 | 0 | 0 | 0 | 0 | 0 | 0 | 0 | 0 | 0 | 0 | 0 | 0 | 0 | 0 | 0 | 0 | 0 | 0 | 0 | 0 | 0 | 0% | 0% | 0% | 0% | 0% | 0% | 0% | 0% | 0% | 0% | 0% | [10 empty] | 0 | 0 | 0 | 0 | 0 | 0 | 0 | 0 | 0 | 0 | 0 | 0 | 0 | 0 | 0 | 0 | 0 | 0 | 0 | 0 | 0 | 0 | 0 | 0 | 0 | 0 | 0 | 0 | 0 | 0 | 0 | 0 | 0 | 0 | 0 | 0 | 0 | 0 | 0 | 0
188 | KGTS transformer and Switchgear Replacement | Replacement - Major Station | Major Station | TRUE | Switchgear | Network | Labour - Internal | 10% | 0 | 0 | 0 | 0 | 0 | 0 | 0 | 0 | 0 | 0 | 0 | 0 | 0 | 0 | 0 | 0 | 0 | 0 | 0 | 0 | 0 | 0 | 0 | 0 | 0 | 0 | 0 | 0 | 0 | 0 | 0 | 0 | 0 | 0 | 0 | 0 | 0 | 0 | 0 | 0 | 0 | 0 | 0 | 0 | 0 | 0% | 0% | 0% | 0% | 0% | 0% | 0% | 0% | 0% | 0% | 0% | [10 empty] | 0 | 0 | 0 | 0 | 0 | 0 | 0 | 0 | 0 | 0 | 0 | 0 | 0 | 0 | 0 | 0 | 0 | 0 | 0 | 0 | 0 | 0 | 0 | 0 | 0 | 0 | 0 | 0 | 0 | 0 | 0 | 0 | 0 | 0 | 0 | 0 | 0 | 0 | 0 | 0
189 | KGTS transformer and Switchgear Replacement | Replacement - Major Station | Major Station | TRUE | Switchgear | Network | Labour - External | 50% | 0 | 0 | 0 | 0 | 0 | 0 | 0 | 0 | 0 | 0 | 0 | 0 | 0 | 0 | 0 | 0 | 0 | 0 | 0 | 0 | 0 | 0 | 0 | 0 | 0 | 0 | 0 | 0 | 0 | 0 | 0 | 0 | 0 | 0 | 0 | 0 | 0 | 0 | 0 | 0 | 0 | 0 | 0 | 0 | 0 | 0% | 0% | 0% | 0% | 0% | 0% | 0% | 0% | 0% | 0% | 0% | [10 empty] | 0 | 0 | 0 | 0 | 0 | 0 | 0 | 0 | 0 | 0 | 0 | 0 | 0 | 0 | 0 | 0 | 0 | 0 | 0 | 0 | 0 | 0 | 0 | 0 | 0 | 0 | 0 | 0 | 0 | 0 | 0 | 0 | 0 | 0 | 0 | 0 | 0 | 0 | 0 | 0
190 | KGTS transformer and Switchgear Replacement | Replacement - Major Station | Major Station | TRUE | Transformers | Network | Materials | 40% | 0 | 0 | 0 | 0 | 0 | 0 | 0 | 0 | 0 | 0 | 0 | 0 | 0 | 0 | 0 | 0 | 0 | 0 | 0 | 0 | 0 | 0 | 0 | 0 | 0 | 0 | 0 | 0 | 0 | 0 | 0 | 0 | 0 | 0 | 0 | 0 | 0 | 0 | 0 | 0 | 0 | 0 | 0 | 0 | 0 | 0% | 0% | 0% | 0% | 0% | 0% | 0% | 0% | 0% | 0% | 0% | [10 empty] | 0 | 0 | 0 | 0 | 0 | 0 | 0 | 0 | 0 | 0 | 0 | 0 | 0 | 0 | 0 | 0 | 0 | 0 | 0 | 0 | 0 | 0 | 0 | 0 | 0 | 0 | 0 | 0 | 0 | 0 | 0 | 0 | 0 | 0 | 0 | 0 | 0 | 0 | 0 | 0
191 | KGTS transformer and Switchgear Replacement | Replacement - Major Station | Major Station | TRUE | Transformers | Network | Labour - Internal | 10% | 0 | 0 | 0 | 0 | 0 | 0 | 0 | 0 | 0 | 0 | 0 | 0 | 0 | 0 | 0 | 0 | 0 | 0 | 0 | 0 | 0 | 0 | 0 | 0 | 0 | 0 | 0 | 0 | 0 | 0 | 0 | 0 | 0 | 0 | 0 | 0 | 0 | 0 | 0 | 0 | 0 | 0 | 0 | 0 | 0 | 0% | 0% | 0% | 0% | 0% | 0% | 0% | 0% | 0% | 0% | 0% | [10 empty] | 0 | 0 | 0 | 0 | 0 | 0 | 0 | 0 | 0 | 0 | 0 | 0 | 0 | 0 | 0 | 0 | 0 | 0 | 0 | 0 | 0 | 0 | 0 | 0 | 0 | 0 | 0 | 0 | 0 | 0 | 0 | 0 | 0 | 0 | 0 | 0 | 0 | 0 | 0 | 0
192 | KGTS transformer and Switchgear Replacement | Replacement - Major Station | Major Station | TRUE | Transformers | Network | Labour - External | 50% | 0 | 0 | 0 | 0 | 0 | 0 | 0 | 0 | 0 | 0 | 0 | 0 | 0 | 0 | 0 | 0 | 0 | 0 | 0 | 0 | 0 | 0 | 0 | 0 | 0 | 0 | 0 | 0 | 0 | 0 | 0 | 0 | 0 | 0 | 0 | 0 | 0 | 0 | 0 | 0 | 0 | 0 | 0 | 0 | 0 | 0% | 0% | 0% | 0% | 0% | 0% | 0% | 0% | 0% | 0% | 0% | [10 empty] | 0 | 0 | 0 | 0 | 0 | 0 | 0 | 0 | 0 | 0 | 0 | 0 | 0 | 0 | 0 | 0 | 0 | 0 | 0 | 0 | 0 | 0 | 0 | 0 | 0 | 0 | 0 | 0 | 0 | 0 | 0 | 0 | 0 | 0 | 0 | 0 | 0 | 0 | 0 | 0
193 | KGTS transformer and Switchgear Replacement | Replacement - Major Station | Major Station | TRUE | Towers and Conductor | Network | Materials | 40% | 0 | 0 | 0 | 0 | 0 | 0 | 0 | 0 | 0 | 0 | 0 | 0 | 0 | 0 | 0 | 0 | 0 | 0 | 0 | 0 | 0 | 0 | 0 | 0 | 0 | 0 | 0 | 0 | 0 | 0 | 0 | 0 | 0 | 0 | 0 | 0 | 0 | 0 | 0 | 0 | 0 | 0 | 0 | 0 | 0 | 0% | 0% | 0% | 0% | 0% | 0% | 0% | 0% | 0% | 0% | 0% | [10 empty] | 0 | 0 | 0 | 0 | 0 | 0 | 0 | 0 | 0 | 0 | 0 | 0 | 0 | 0 | 0 | 0 | 0 | 0 | 0 | 0 | 0 | 0 | 0 | 0 | 0 | 0 | 0 | 0 | 0 | 0 | 0 | 0 | 0 | 0 | 0 | 0 | 0 | 0 | 0 | 0
194 | KGTS transformer and Switchgear Replacement | Replacement - Major Station | Major Station | TRUE | Towers and Conductor | Network | Labour - Internal | 10% | 0 | 0 | 0 | 0 | 0 | 0 | 0 | 0 | 0 | 0 | 0 | 0 | 0 | 0 | 0 | 0 | 0 | 0 | 0 | 0 | 0 | 0 | 0 | 0 | 0 | 0 | 0 | 0 | 0 | 0 | 0 | 0 | 0 | 0 | 0 | 0 | 0 | 0 | 0 | 0 | 0 | 0 | 0 | 0 | 0 | 0% | 0% | 0% | 0% | 0% | 0% | 0% | 0% | 0% | 0% | 0% | [10 empty] | 0 | 0 | 0 | 0 | 0 | 0 | 0 | 0 | 0 | 0 | 0 | 0 | 0 | 0 | 0 | 0 | 0 | 0 | 0 | 0 | 0 | 0 | 0 | 0 | 0 | 0 | 0 | 0 | 0 | 0 | 0 | 0 | 0 | 0 | 0 | 0 | 0 | 0 | 0 | 0
195 | KGTS transformer and Switchgear Replacement | Replacement - Major Station | Major Station | TRUE | Towers and Conductor | Network | Labour - External | 50% | 0 | 0 | 0 | 0 | 0 | 0 | 0 | 0 | 0 | 0 | 0 | 0 | 0 | 0 | 0 | 0 | 0 | 0 | 0 | 0 | 0 | 0 | 0 | 0 | 0 | 0 | 0 | 0 | 0 | 0 | 0 | 0 | 0 | 0 | 0 | 0 | 0 | 0 | 0 | 0 | 0 | 0 | 0 | 0 | 0 | 0% | 0% | 0% | 0% | 0% | 0% | 0% | 0% | 0% | 0% | 0% | [10 empty] | 0 | 0 | 0 | 0 | 0 | 0 | 0 | 0 | 0 | 0 | 0 | 0 | 0 | 0 | 0 | 0 | 0 | 0 | 0 | 0 | 0 | 0 | 0 | 0 | 0 | 0 | 0 | 0 | 0 | 0 | 0 | 0 | 0 | 0 | 0 | 0 | 0 | 0 | 0 | 0
196 | KGTS transformer and Switchgear Replacement | Replacement - Major Station | Major Station | TRUE | Establishment | Network | Materials | 40% | 0 | 0 | 0 | 0 | 0 | 0 | 0 | 0 | 0 | 0 | 0 | 0 | 0 | 0 | 0 | 0 | 0 | 0 | 0 | 0 | 0 | 0 | 0 | 0 | 0 | 0 | 0 | 0 | 0 | 0 | 0 | 0 | 0 | 0 | 0 | 0 | 0 | 0 | 0 | 0 | 0 | 0 | 0 | 0 | 0 | 0% | 0% | 0% | 0% | 0% | 0% | 0% | 0% | 0% | 0% | 0% | [10 empty] | 0 | 0 | 0 | 0 | 0 | 0 | 0 | 0 | 0 | 0 | 0 | 0 | 0 | 0 | 0 | 0 | 0 | 0 | 0 | 0 | 0 | 0 | 0 | 0 | 0 | 0 | 0 | 0 | 0 | 0 | 0 | 0 | 0 | 0 | 0 | 0 | 0 | 0 | 0 | 0
197 | KGTS transformer and Switchgear Replacement | Replacement - Major Station | Major Station | TRUE | Establishment | Network | Labour - Internal | 10% | 0 | 0 | 0 | 0 | 0 | 0 | 0 | 0 | 0 | 0 | 0 | 0 | 0 | 0 | 0 | 0 | 0 | 0 | 0 | 0 | 0 | 0 | 0 | 0 | 0 | 0 | 0 | 0 | 0 | 0 | 0 | 0 | 0 | 0 | 0 | 0 | 0 | 0 | 0 | 0 | 0 | 0 | 0 | 0 | 0 | 0% | 0% | 0% | 0% | 0% | 0% | 0% | 0% | 0% | 0% | 0% | [10 empty] | 0 | 0 | 0 | 0 | 0 | 0 | 0 | 0 | 0 | 0 | 0 | 0 | 0 | 0 | 0 | 0 | 0 | 0 | 0 | 0 | 0 | 0 | 0 | 0 | 0 | 0 | 0 | 0 | 0 | 0 | 0 | 0 | 0 | 0 | 0 | 0 | 0 | 0 | 0 | 0
198 | KGTS transformer and Switchgear Replacement | Replacement - Major Station | Major Station | TRUE | Establishment | Network | Labour - External | 50% | 0 | 0 | 0 | 0 | 0 | 0 | 0 | 0 | 0 | 0 | 0 | 0 | 0 | 0 | 0 | 0 | 0 | 0 | 0 | 0 | 0 | 0 | 0 | 0 | 0 | 0 | 0 | 0 | 0 | 0 | 0 | 0 | 0 | 0 | 0 | 0 | 0 | 0 | 0 | 0 | 0 | 0 | 0 | 0 | 0 | 0% | 0% | 0% | 0% | 0% | 0% | 0% | 0% | 0% | 0% | 0% | [10 empty] | 0 | 0 | 0 | 0 | 0 | 0 | 0 | 0 | 0 | 0 | 0 | 0 | 0 | 0 | 0 | 0 | 0 | 0 | 0 | 0 | 0 | 0 | 0 | 0 | 0 | 0 | 0 | 0 | 0 | 0 | 0 | 0 | 0 | 0 | 0 | 0 | 0 | 0 | 0 | 0
199 | SHTS B2 and B3 Transformer Replacement | Replacement - Major Station | Major Station | TRUE | Secondary | Network | Materials | 40% | 0 | 0 | 0.12592 | 0 | 8.4491 | 111.8988 | 191.8348 | 123.2162 | 0 | 0 | 0 | 0 | 0 | 0 | 0 | 0 | 0 | 0 | 0 | 0 | 0 | 0 | 0 | 0 | 0.0060021 | 0 | 0.51411 | 6.0632 | 10.6738 | 6.6812 | 0 | 0 | 0 | 0 | 0 | 0.13192 | 0 | 8.9632 | 117.962 | 202.5086 | 129.8974 | 0 | 0 | 0 | 0 | 0% | 0% | 0% | 0% | 72% | 28% | 0% | 0% | 0% | 0% | 100% | [10 empty] | 0 | 0 | 0 | 0 | 314.0085 | 123.2542 | 0 | 0 | 0 | 0 | 0 | 0 | 0 | 0 | 0 | 0 | 0 | 0 | 0 | 0 | 0 | 0 | 0 | 0 | 17.353 | 6.6812 | 0 | 0 | 0 | 0 | 0 | 0 | 0 | 0 | 331.3615 | 129.9355 | 0 | 0 | 0 | 0
200 | SHTS B2 and B3 Transformer Replacement | Replacement - Major Station | Major Station | TRUE | Secondary | Network | Labour - Internal | 10% | 0 | 0 | 0.03148 | 0 | 2.1123 | 27.9747 | 47.9587 | 30.804 | 0 | 0 | 0 | 0 | 0 | 0.00018258 | 0 | 0.020854 | 0.42298 | 0.96896 | 0.86741 | 0 | 0 | 0 | 0 | 0 | 0.0015092 | 0 | 0.1298 | 1.5387 | 2.7224 | 1.7173 | 0 | 0 | 0 | 0 | 0 | 0.033171 | 0 | 2.2629 | 29.9364 | 51.65 | 33.3888 | 0 | 0 | 0 | 0 | 0% | 0% | 0% | 0% | 72% | 28% | 0% | 0% | 0% | 0% | 100% | [10 empty] | 0 | 0 | 0 | 0 | 78.5021 | 30.8136 | 0 | 0 | 0 | 0 | 0 | 0 | 0 | 0 | 1.4192 | 0.86741 | 0 | 0 | 0 | 0 | 0 | 0 | 0 | 0 | 4.4167 | 1.7173 | 0 | 0 | 0 | 0 | 0 | 0 | 0 | 0 | 84.338 | 33.3983 | 0 | 0 | 0 | 0
201 | SHTS B2 and B3 Transformer Replacement | Replacement - Major Station | Major Station | TRUE | Secondary | Network | Labour - External | 50% | 0 | 0 | 0.1574 | 0 | 10.5614 | 139.8734 | 239.7935 | 154.0202 | 0 | 0 | 0 | 0 | 0 | 0.00091291 | 0 | -0.0154 | 0 | 0 | 0 | 0 | 0 | 0 | 0 | 0 | 0.0075461 | 0 | 0.6417 | 7.5791 | 13.3422 | 8.3516 | 0 | 0 | 0 | 0 | 0 | 0.16586 | 0 | 11.1877 | 147.4525 | 253.1358 | 162.3718 | 0 | 0 | 0 | 0 | 0% | 0% | 0% | 0% | 72% | 28% | 0% | 0% | 0% | 0% | 100% | [10 empty] | 0 | 0 | 0 | 0 | 392.5106 | 154.0678 | 0 | 0 | 0 | 0 | 0 | 0 | 0 | 0 | -0.014917 | 0 | 0 | 0 | 0 | 0 | 0 | 0 | 0 | 0 | 21.6904 | 8.3516 | 0 | 0 | 0 | 0 | 0 | 0 | 0 | 0 | 414.1861 | 162.4194 | 0 | 0 | 0 | 0
202 | SHTS B2 and B3 Transformer Replacement | Replacement - Major Station | Major Station | TRUE | Switchgear | Network | Materials | 40% | 0 | 0 | 0.6836 | 0 | 45.8692 | 607.4831 | 1041.445 | 668.9239 | 0 | 0 | 0 | 0 | 0 | 0 | 0 | 0 | 0 | 0 | 0 | 0 | 0 | 0 | 0 | 0 | 0.032584 | 0 | 2.791 | 32.9165 | 57.9465 | 36.2716 | 0 | 0 | 0 | 0 | 0 | 0.71618 | 0 | 48.6602 | 640.3996 | 1099.3916 | 705.1954 | 0 | 0 | 0 | 0 | 0% | 0% | 0% | 0% | 72% | 28% | 0% | 0% | 0% | 0% | 100% | [10 empty] | 0 | 0 | 0 | 0 | 1704.7092 | 669.1305 | 0 | 0 | 0 | 0 | 0 | 0 | 0 | 0 | 0 | 0 | 0 | 0 | 0 | 0 | 0 | 0 | 0 | 0 | 94.2073 | 36.2716 | 0 | 0 | 0 | 0 | 0 | 0 | 0 | 0 | 1798.9164 | 705.402 | 0 | 0 | 0 | 0
203 | SHTS B2 and B3 Transformer Replacement | Replacement - Major Station | Major Station | TRUE | Switchgear | Network | Labour - Internal | 10% | 0 | 0 | 0.1709 | 0 | 11.4673 | 151.8708 | 260.3613 | 167.231 | 0 | 0 | 0 | 0 | 0 | 0.00099121 | 0 | 0.11322 | 2.2963 | 5.2604 | 4.709 | 0 | 0 | 0 | 0 | 0 | 0.0081934 | 0 | 0.70464 | 8.3536 | 14.7793 | 9.3232 | 0 | 0 | 0 | 0 | 0 | 0.18008 | 0 | 12.2852 | 162.5206 | 280.4009 | 181.2632 | 0 | 0 | 0 | 0 | 0% | 0% | 0% | 0% | 72% | 28% | 0% | 0% | 0% | 0% | 100% | [10 empty] | 0 | 0 | 0 | 0 | 426.1773 | 167.2826 | 0 | 0 | 0 | 0 | 0 | 0 | 0 | 0 | 7.7045 | 4.709 | 0 | 0 | 0 | 0 | 0 | 0 | 0 | 0 | 23.9777 | 9.3232 | 0 | 0 | 0 | 0 | 0 | 0 | 0 | 0 | 457.8595 | 181.3149 | 0 | 0 | 0 | 0
204 | SHTS B2 and B3 Transformer Replacement | Replacement - Major Station | Major Station | TRUE | Switchgear | Network | Labour - External | 50% | 0 | 0 | 0.85449 | 0 | 57.3365 | 759.3538 | 1301.8063 | 836.1548 | 0 | 0 | 0 | 0 | 0 | 0.0049561 | 0 | -0.083607 | 0 | 0 | 0 | 0 | 0 | 0 | 0 | 0 | 0.040967 | 0 | 3.4837 | 41.1457 | 72.4332 | 45.3394 | 0 | 0 | 0 | 0 | 0 | 0.90042 | 0 | 60.7365 | 800.4995 | 1374.2395 | 881.4943 | 0 | 0 | 0 | 0 | 0% | 0% | 0% | 0% | 72% | 28% | 0% | 0% | 0% | 0% | 100% | [10 empty] | 0 | 0 | 0 | 0 | 2130.8864 | 836.4131 | 0 | 0 | 0 | 0 | 0 | 0 | 0 | 0 | -0.080985 | 0 | 0 | 0 | 0 | 0 | 0 | 0 | 0 | 0 | 117.7541 | 45.3394 | 0 | 0 | 0 | 0 | 0 | 0 | 0 | 0 | 2248.5596 | 881.7525 | 0 | 0 | 0 | 0
205 | SHTS B2 and B3 Transformer Replacement | Replacement - Major Station | Major Station | TRUE | Transformers | Network | Materials | 40% | 0 | 0 | 0.73139 | 0 | 49.0764 | 649.9588 | 1114.2638 | 715.6956 | 0 | 0 | 0 | 0 | 0 | 0 | 0 | 0 | 0 | 0 | 0 | 0 | 0 | 0 | 0 | 0 | 0.034863 | 0 | 2.9862 | 35.2181 | 61.9982 | 38.8077 | 0 | 0 | 0 | 0 | 0 | 0.76626 | 0 | 52.0626 | 685.1769 | 1176.2621 | 754.5033 | 0 | 0 | 0 | 0 | 0% | 0% | 0% | 0% | 72% | 28% | 0% | 0% | 0% | 0% | 100% | [10 empty] | 0 | 0 | 0 | 0 | 1823.904 | 715.9167 | 0 | 0 | 0 | 0 | 0 | 0 | 0 | 0 | 0 | 0 | 0 | 0 | 0 | 0 | 0 | 0 | 0 | 0 | 100.7944 | 38.8077 | 0 | 0 | 0 | 0 | 0 | 0 | 0 | 0 | 1924.6983 | 754.7244 | 0 | 0 | 0 | 0
206 | SHTS B2 and B3 Transformer Replacement | Replacement - Major Station | Major Station | TRUE | Transformers | Network | Labour - Internal | 10% | 0 | 0 | 0.18285 | 0 | 12.2691 | 162.4897 | 278.566 | 178.9239 | 0 | 0 | 0 | 0 | 0 | 0.0010605 | 0 | 0.12113 | 2.4569 | 5.6282 | 5.0383 | 0 | 0 | 0 | 0 | 0 | 0.0087662 | 0 | 0.75391 | 8.9377 | 15.8127 | 9.9751 | 0 | 0 | 0 | 0 | 0 | 0.19268 | 0 | 13.1441 | 173.8842 | 300.0068 | 193.9373 | 0 | 0 | 0 | 0 | 0% | 0% | 0% | 0% | 72% | 28% | 0% | 0% | 0% | 0% | 100% | [10 empty] | 0 | 0 | 0 | 0 | 455.976 | 178.9792 | 0 | 0 | 0 | 0 | 0 | 0 | 0 | 0 | 8.2432 | 5.0383 | 0 | 0 | 0 | 0 | 0 | 0 | 0 | 0 | 25.6543 | 9.9751 | 0 | 0 | 0 | 0 | 0 | 0 | 0 | 0 | 489.8734 | 193.9926 | 0 | 0 | 0 | 0
207 | SHTS B2 and B3 Transformer Replacement | Replacement - Major Station | Major Station | TRUE | Transformers | Network | Labour - External | 50% | 0 | 0 | 0.91424 | 0 | 61.3455 | 812.4485 | 1392.8298 | 894.6195 | 0 | 0 | 0 | 0 | 0 | 0.0053026 | 0 | -0.089453 | 0 | 0 | 0 | 0 | 0 | 0 | 0 | 0 | 0.043831 | 0 | 3.7273 | 44.0226 | 77.4978 | 48.5096 | 0 | 0 | 0 | 0 | 0 | 0.96338 | 0 | 64.9833 | 856.4712 | 1470.3276 | 943.1292 | 0 | 0 | 0 | 0 | 0% | 0% | 0% | 0% | 72% | 28% | 0% | 0% | 0% | 0% | 100% | [10 empty] | 0 | 0 | 0 | 0 | 2279.88 | 894.8959 | 0 | 0 | 0 | 0 | 0 | 0 | 0 | 0 | -0.086647 | 0 | 0 | 0 | 0 | 0 | 0 | 0 | 0 | 0 | 125.9876 | 48.5096 | 0 | 0 | 0 | 0 | 0 | 0 | 0 | 0 | 2405.7809 | 943.4055 | 0 | 0 | 0 | 0
208 | SHTS B2 and B3 Transformer Replacement | Replacement - Major Station | Major Station | TRUE | Towers and Conductor | Network | Materials | 40% | 0 | 0 | 0.048085 | 0 | 3.2265 | 42.731 | 73.2563 | 47.0528 | 0 | 0 | 0 | 0 | 0 | 0 | 0 | 0 | 0 | 0 | 0 | 0 | 0 | 0 | 0 | 0 | 0.002292 | 0 | 0.19632 | 2.3154 | 4.076 | 2.5514 | 0 | 0 | 0 | 0 | 0 | 0.050377 | 0 | 3.4228 | 45.0464 | 77.3324 | 49.6042 | 0 | 0 | 0 | 0 | 0% | 0% | 0% | 0% | 72% | 28% | 0% | 0% | 0% | 0% | 100% | [10 empty] | 0 | 0 | 0 | 0 | 119.911 | 47.0673 | 0 | 0 | 0 | 0 | 0 | 0 | 0 | 0 | 0 | 0 | 0 | 0 | 0 | 0 | 0 | 0 | 0 | 0 | 6.6266 | 2.5514 | 0 | 0 | 0 | 0 | 0 | 0 | 0 | 0 | 126.5377 | 49.6187 | 0 | 0 | 0 | 0
209 | SHTS B2 and B3 Transformer Replacement | Replacement - Major Station | Major Station | TRUE | Towers and Conductor | Network | Labour - Internal | 10% | 0 | 0 | 0.012021 | 0 | 0.80662 | 10.6827 | 18.3141 | 11.7632 | 0 | 0 | 0 | 0 | 0 | 6.9723e-05 | 0 | 0.0079637 | 0.16152 | 0.37002 | 0.33124 | 0 | 0 | 0 | 0 | 0 | 0.00057633 | 0 | 0.049565 | 0.5876 | 1.0396 | 0.65581 | 0 | 0 | 0 | 0 | 0 | 0.012667 | 0 | 0.86415 | 11.4319 | 19.7237 | 12.7502 | 0 | 0 | 0 | 0 | 0% | 0% | 0% | 0% | 72% | 28% | 0% | 0% | 0% | 0% | 100% | [10 empty] | 0 | 0 | 0 | 0 | 29.9778 | 11.7668 | 0 | 0 | 0 | 0 | 0 | 0 | 0 | 0 | 0.54194 | 0.33124 | 0 | 0 | 0 | 0 | 0 | 0 | 0 | 0 | 1.6866 | 0.65581 | 0 | 0 | 0 | 0 | 0 | 0 | 0 | 0 | 32.2063 | 12.7539 | 0 | 0 | 0 | 0
210 | SHTS B2 and B3 Transformer Replacement | Replacement - Major Station | Major Station | TRUE | Towers and Conductor | Network | Labour - External | 50% | 0 | 0 | 0.060106 | 0 | 4.0331 | 53.4137 | 91.5704 | 58.816 | 0 | 0 | 0 | 0 | 0 | 0.00034862 | 0 | -0.005881 | 0 | 0 | 0 | 0 | 0 | 0 | 0 | 0 | 0.0028816 | 0 | 0.24505 | 2.8942 | 5.095 | 3.1892 | 0 | 0 | 0 | 0 | 0 | 0.063336 | 0 | 4.2723 | 56.308 | 96.6654 | 62.0052 | 0 | 0 | 0 | 0 | 0% | 0% | 0% | 0% | 72% | 28% | 0% | 0% | 0% | 0% | 100% | [10 empty] | 0 | 0 | 0 | 0 | 149.8888 | 58.8342 | 0 | 0 | 0 | 0 | 0 | 0 | 0 | 0 | -0.0056966 | 0 | 0 | 0 | 0 | 0 | 0 | 0 | 0 | 0 | 8.2829 | 3.1892 | 0 | 0 | 0 | 0 | 0 | 0 | 0 | 0 | 158.166 | 62.0234 | 0 | 0 | 0 | 0
211 | SHTS B2 and B3 Transformer Replacement | Replacement - Major Station | Major Station | TRUE | Establishment | Network | Materials | 40% | 0 | 0 | 0.35051 | 0 | 23.5195 | 311.488 | 534.0027 | 342.9918 | 0 | 0 | 0 | 0 | 0 | 0 | 0 | 0 | 0 | 0 | 0 | 0 | 0 | 0 | 0 | 0 | 0.016708 | 0 | 1.4311 | 16.878 | 29.7122 | 18.5983 | 0 | 0 | 0 | 0 | 0 | 0.36722 | 0 | 24.9506 | 328.366 | 563.7149 | 361.5901 | 0 | 0 | 0 | 0 | 0% | 0% | 0% | 0% | 72% | 28% | 0% | 0% | 0% | 0% | 100% | [10 empty] | 0 | 0 | 0 | 0 | 874.0925 | 343.0978 | 0 | 0 | 0 | 0 | 0 | 0 | 0 | 0 | 0 | 0 | 0 | 0 | 0 | 0 | 0 | 0 | 0 | 0 | 48.3049 | 18.5983 | 0 | 0 | 0 | 0 | 0 | 0 | 0 | 0 | 922.3974 | 361.6961 | 0 | 0 | 0 | 0
212 | SHTS B2 and B3 Transformer Replacement | Replacement - Major Station | Major Station | TRUE | Establishment | Network | Labour - Internal | 10% | 0 | 0 | 0.087629 | 0 | 5.8799 | 77.872 | 133.5007 | 85.748 | 0 | 0 | 0 | 0 | 0 | 0.00050825 | 0 | 0.058051 | 1.1774 | 2.6973 | 2.4146 | 0 | 0 | 0 | 0 | 0 | 0.0042012 | 0 | 0.36131 | 4.2833 | 7.5781 | 4.7805 | 0 | 0 | 0 | 0 | 0 | 0.092338 | 0 | 6.2992 | 83.3327 | 143.7761 | 92.943 | 0 | 0 | 0 | 0 | 0% | 0% | 0% | 0% | 72% | 28% | 0% | 0% | 0% | 0% | 100% | [10 empty] | 0 | 0 | 0 | 0 | 218.5231 | 85.7744 | 0 | 0 | 0 | 0 | 0 | 0 | 0 | 0 | 3.9505 | 2.4146 | 0 | 0 | 0 | 0 | 0 | 0 | 0 | 0 | 12.2946 | 4.7805 | 0 | 0 | 0 | 0 | 0 | 0 | 0 | 0 | 234.7682 | 92.9695 | 0 | 0 | 0 | 0
213 | SHTS B2 and B3 Transformer Replacement | Replacement - Major Station | Major Station | TRUE | Establishment | Network | Labour - External | 50% | 0 | 0 | 0.43814 | 0 | 29.3994 | 389.36 | 667.5034 | 428.7398 | 0 | 0 | 0 | 0 | 0 | 0.0025412 | 0 | -0.04287 | 0 | 0 | 0 | 0 | 0 | 0 | 0 | 0 | 0.021006 | 0 | 1.7863 | 21.0975 | 37.1402 | 23.2479 | 0 | 0 | 0 | 0 | 0 | 0.46169 | 0 | 31.1428 | 410.4575 | 704.6436 | 451.9877 | 0 | 0 | 0 | 0 | 0% | 0% | 0% | 0% | 72% | 28% | 0% | 0% | 0% | 0% | 100% | [10 empty] | 0 | 0 | 0 | 0 | 1092.6156 | 428.8722 | 0 | 0 | 0 | 0 | 0 | 0 | 0 | 0 | -0.041525 | 0 | 0 | 0 | 0 | 0 | 0 | 0 | 0 | 0 | 60.3786 | 23.2479 | 0 | 0 | 0 | 0 | 0 | 0 | 0 | 0 | 1152.9527 | 452.1201 | 0 | 0 | 0 | 0
214 | TTS 66kV Circuit Breaker Replacement | Replacement - Major Station | Major Station | TRUE | Secondary | Network | Materials | 40% | 0 | 0 | 0 | 0 | 0 | 6.7993 | 89.4692 | 152.8492 | 98.5238 | 0 | 0 | 0 | 0 | 0 | 0 | 0 | 0 | 0 | 0 | 0 | 0 | 0 | 0 | 0 | 0 | 0 | 0 | 0.36842 | 4.9781 | 8.2881 | 6.9102 | 0 | 0 | 0 | 0 | 0 | 0 | 0 | 7.1677 | 94.4473 | 161.1373 | 105.4341 | 0 | 0 | 0 | 0% | 0% | 0% | 0% | 0% | 72% | 28% | 0% | 0% | 0% | 100% | [10 empty] | 0 | 0 | 0 | 0 | 0 | 250.1008 | 98.5288 | 0 | 0 | 0 | 0 | 0 | 0 | 0 | 0 | 0 | 0 | 0 | 0 | 0 | 0 | 0 | 0 | 0 | 0 | 13.6893 | 6.9102 | 0 | 0 | 0 | 0 | 0 | 0 | 0 | 0 | 263.7901 | 105.4391 | 0 | 0 | 0
215 | TTS 66kV Circuit Breaker Replacement | Replacement - Major Station | Major Station | TRUE | Secondary | Network | Labour - Internal | 10% | 0 | 0 | 0 | 0 | 0 | 1.6998 | 22.3673 | 38.2123 | 24.631 | 0 | 0 | 0 | 0 | 0 | 0 | 0 | 0.025701 | 0.45191 | 1.076 | 0.97237 | 0 | 0 | 0 | 0 | 0 | 0 | 0 | 0.093498 | 1.2697 | 2.1304 | 1.7958 | 0 | 0 | 0 | 0 | 0 | 0 | 0 | 1.819 | 24.0889 | 41.4187 | 27.3991 | 0 | 0 | 0 | 0% | 0% | 0% | 0% | 0% | 72% | 28% | 0% | 0% | 0% | 100% | [10 empty] | 0 | 0 | 0 | 0 | 0 | 62.5252 | 24.6322 | 0 | 0 | 0 | 0 | 0 | 0 | 0 | 0 | 1.5584 | 0.97237 | 0 | 0 | 0 | 0 | 0 | 0 | 0 | 0 | 3.5075 | 1.7958 | 0 | 0 | 0 | 0 | 0 | 0 | 0 | 0 | 67.5911 | 27.4003 | 0 | 0 | 0
216 | TTS 66kV Circuit Breaker Replacement | Replacement - Major Station | Major Station | TRUE | Secondary | Network | Labour - External | 50% | 0 | 0 | 0 | 0 | 0 | 8.4991 | 111.8365 | 191.0615 | 123.1548 | 0 | 0 | 0 | 0 | 0 | 0 | 0 | 0 | 0 | 0 | 0 | 0 | 0 | 0 | 0 | 0 | 0 | 0 | 0.46052 | 6.2226 | 10.3601 | 8.6378 | 0 | 0 | 0 | 0 | 0 | 0 | 0 | 8.9596 | 118.0591 | 201.4216 | 131.7926 | 0 | 0 | 0 | 0% | 0% | 0% | 0% | 0% | 72% | 28% | 0% | 0% | 0% | 100% | [10 empty] | 0 | 0 | 0 | 0 | 0 | 312.6259 | 123.1611 | 0 | 0 | 0 | 0 | 0 | 0 | 0 | 0 | 0 | 0 | 0 | 0 | 0 | 0 | 0 | 0 | 0 | 0 | 17.1117 | 8.6378 | 0 | 0 | 0 | 0 | 0 | 0 | 0 | 0 | 329.7376 | 131.7988 | 0 | 0 | 0
217 | TTS 66kV Circuit Breaker Replacement | Replacement - Major Station | Major Station | TRUE | Switchgear | Network | Materials | 40% | 0 | 0 | 0 | 0 | 0 | 36.9124 | 485.716 | 829.7975 | 534.8725 | 0 | 0 | 0 | 0 | 0 | 0 | 0 | 0 | 0 | 0 | 0 | 0 | 0 | 0 | 0 | 0 | 0 | 0 | 2.0001 | 27.0255 | 44.9947 | 37.5147 | 0 | 0 | 0 | 0 | 0 | 0 | 0 | 38.9125 | 512.7415 | 874.7922 | 572.3872 | 0 | 0 | 0 | 0% | 0% | 0% | 0% | 0% | 72% | 28% | 0% | 0% | 0% | 100% | [10 empty] | 0 | 0 | 0 | 0 | 0 | 1357.7629 | 534.8997 | 0 | 0 | 0 | 0 | 0 | 0 | 0 | 0 | 0 | 0 | 0 | 0 | 0 | 0 | 0 | 0 | 0 | 0 | 74.3176 | 37.5147 | 0 | 0 | 0 | 0 | 0 | 0 | 0 | 0 | 1432.0804 | 572.4144 | 0 | 0 | 0
218 | TTS 66kV Circuit Breaker Replacement | Replacement - Major Station | Major Station | TRUE | Switchgear | Network | Labour - Internal | 10% | 0 | 0 | 0 | 0 | 0 | 9.2281 | 121.429 | 207.4494 | 133.7181 | 0 | 0 | 0 | 0 | 0 | 0 | 0 | 0.13953 | 2.4534 | 5.8416 | 5.2788 | 0 | 0 | 0 | 0 | 0 | 0 | 0 | 0.50759 | 6.8929 | 11.5654 | 9.7489 | 0 | 0 | 0 | 0 | 0 | 0 | 0 | 9.8752 | 130.7752 | 224.8564 | 148.7459 | 0 | 0 | 0 | 0% | 0% | 0% | 0% | 0% | 72% | 28% | 0% | 0% | 0% | 100% | [10 empty] | 0 | 0 | 0 | 0 | 0 | 339.4407 | 133.7249 | 0 | 0 | 0 | 0 | 0 | 0 | 0 | 0 | 8.4605 | 5.2788 | 0 | 0 | 0 | 0 | 0 | 0 | 0 | 0 | 19.0416 | 9.7489 | 0 | 0 | 0 | 0 | 0 | 0 | 0 | 0 | 366.9429 | 148.7527 | 0 | 0 | 0
219 | TTS 66kV Circuit Breaker Replacement | Replacement - Major Station | Major Station | TRUE | Switchgear | Network | Labour - External | 50% | 0 | 0 | 0 | 0 | 0 | 46.1404 | 607.145 | 1037.2469 | 668.5907 | 0 | 0 | 0 | 0 | 0 | 0 | 0 | 0 | 0 | 0 | 0 | 0 | 0 | 0 | 0 | 0 | 0 | 0 | 2.5001 | 33.7819 | 56.2434 | 46.8934 | 0 | 0 | 0 | 0 | 0 | 0 | 0 | 48.6406 | 640.9268 | 1093.4903 | 715.4841 | 0 | 0 | 0 | 0% | 0% | 0% | 0% | 0% | 72% | 28% | 0% | 0% | 0% | 100% | [10 empty] | 0 | 0 | 0 | 0 | 0 | 1697.2036 | 668.6246 | 0 | 0 | 0 | 0 | 0 | 0 | 0 | 0 | 0 | 0 | 0 | 0 | 0 | 0 | 0 | 0 | 0 | 0 | 92.8969 | 46.8934 | 0 | 0 | 0 | 0 | 0 | 0 | 0 | 0 | 1790.1005 | 715.518 | 0 | 0 | 0
220 | TTS 66kV Circuit Breaker Replacement | Replacement - Major Station | Major Station | TRUE | Transformers | Network | Materials | 40% | 0 | 0 | 0 | 0 | 0 | 39.4933 | 519.6777 | 887.8177 | 572.2713 | 0 | 0 | 0 | 0 | 0 | 0 | 0 | 0 | 0 | 0 | 0 | 0 | 0 | 0 | 0 | 0 | 0 | 0 | 2.1399 | 28.9151 | 48.1408 | 40.1378 | 0 | 0 | 0 | 0 | 0 | 0 | 0 | 41.6332 | 548.5928 | 935.9585 | 612.4091 | 0 | 0 | 0 | 0% | 0% | 0% | 0% | 0% | 72% | 28% | 0% | 0% | 0% | 100% | [10 empty] | 0 | 0 | 0 | 0 | 0 | 1452.6989 | 572.3003 | 0 | 0 | 0 | 0 | 0 | 0 | 0 | 0 | 0 | 0 | 0 | 0 | 0 | 0 | 0 | 0 | 0 | 0 | 79.5139 | 40.1378 | 0 | 0 | 0 | 0 | 0 | 0 | 0 | 0 | 1532.2128 | 612.4381 | 0 | 0 | 0
221 | TTS 66kV Circuit Breaker Replacement | Replacement - Major Station | Major Station | TRUE | Transformers | Network | Labour - Internal | 10% | 0 | 0 | 0 | 0 | 0 | 9.8733 | 129.9194 | 221.9544 | 143.0678 | 0 | 0 | 0 | 0 | 0 | 0 | 0 | 0.14929 | 2.6249 | 6.25 | 5.6479 | 0 | 0 | 0 | 0 | 0 | 0 | 0 | 0.54308 | 7.3748 | 12.3741 | 10.4306 | 0 | 0 | 0 | 0 | 0 | 0 | 0 | 10.5657 | 139.9192 | 240.5785 | 159.1463 | 0 | 0 | 0 | 0% | 0% | 0% | 0% | 0% | 72% | 28% | 0% | 0% | 0% | 100% | [10 empty] | 0 | 0 | 0 | 0 | 0 | 363.1747 | 143.0751 | 0 | 0 | 0 | 0 | 0 | 0 | 0 | 0 | 9.052 | 5.6479 | 0 | 0 | 0 | 0 | 0 | 0 | 0 | 0 | 20.3731 | 10.4306 | 0 | 0 | 0 | 0 | 0 | 0 | 0 | 0 | 392.5998 | 159.1536 | 0 | 0 | 0
222 | TTS 66kV Circuit Breaker Replacement | Replacement - Major Station | Major Station | TRUE | Transformers | Network | Labour - External | 50% | 0 | 0 | 0 | 0 | 0 | 49.3666 | 649.5971 | 1109.7721 | 715.3391 | 0 | 0 | 0 | 0 | 0 | 0 | 0 | 0 | 0 | 0 | 0 | 0 | 0 | 0 | 0 | 0 | 0 | 0 | 2.6749 | 36.1439 | 60.176 | 50.1722 | 0 | 0 | 0 | 0 | 0 | 0 | 0 | 52.0416 | 685.741 | 1169.9481 | 765.5114 | 0 | 0 | 0 | 0% | 0% | 0% | 0% | 0% | 72% | 28% | 0% | 0% | 0% | 100% | [10 empty] | 0 | 0 | 0 | 0 | 0 | 1815.8736 | 715.3754 | 0 | 0 | 0 | 0 | 0 | 0 | 0 | 0 | 0 | 0 | 0 | 0 | 0 | 0 | 0 | 0 | 0 | 0 | 99.3924 | 50.1722 | 0 | 0 | 0 | 0 | 0 | 0 | 0 | 0 | 1915.266 | 765.5476 | 0 | 0 | 0
223 | TTS 66kV Circuit Breaker Replacement | Replacement - Major Station | Major Station | TRUE | Towers and Conductor | Network | Materials | 40% | 0 | 0 | 0 | 0 | 0 | 2.5965 | 34.1658 | 58.3688 | 37.6235 | 0 | 0 | 0 | 0 | 0 | 0 | 0 | 0 | 0 | 0 | 0 | 0 | 0 | 0 | 0 | 0 | 0 | 0 | 0.14069 | 1.901 | 3.165 | 2.6388 | 0 | 0 | 0 | 0 | 0 | 0 | 0 | 2.7371 | 36.0668 | 61.5338 | 40.2623 | 0 | 0 | 0 | 0% | 0% | 0% | 0% | 0% | 72% | 28% | 0% | 0% | 0% | 100% | [10 empty] | 0 | 0 | 0 | 0 | 0 | 95.5065 | 37.6254 | 0 | 0 | 0 | 0 | 0 | 0 | 0 | 0 | 0 | 0 | 0 | 0 | 0 | 0 | 0 | 0 | 0 | 0 | 5.2276 | 2.6388 | 0 | 0 | 0 | 0 | 0 | 0 | 0 | 0 | 100.734 | 40.2642 | 0 | 0 | 0
224 | TTS 66kV Circuit Breaker Replacement | Replacement - Major Station | Major Station | TRUE | Towers and Conductor | Network | Labour - Internal | 10% | 0 | 0 | 0 | 0 | 0 | 0.64911 | 8.5414 | 14.5922 | 9.4059 | 0 | 0 | 0 | 0 | 0 | 0 | 0 | 0.0098147 | 0.17257 | 0.4109 | 0.37132 | 0 | 0 | 0 | 0 | 0 | 0 | 0 | 0.035704 | 0.48485 | 0.81352 | 0.68575 | 0 | 0 | 0 | 0 | 0 | 0 | 0 | 0.69463 | 9.1989 | 15.8166 | 10.4629 | 0 | 0 | 0 | 0% | 0% | 0% | 0% | 0% | 72% | 28% | 0% | 0% | 0% | 100% | [10 empty] | 0 | 0 | 0 | 0 | 0 | 23.8766 | 9.4063 | 0 | 0 | 0 | 0 | 0 | 0 | 0 | 0 | 0.59512 | 0.37132 | 0 | 0 | 0 | 0 | 0 | 0 | 0 | 0 | 1.3394 | 0.68575 | 0 | 0 | 0 | 0 | 0 | 0 | 0 | 0 | 25.8111 | 10.4634 | 0 | 0 | 0
225 | TTS 66kV Circuit Breaker Replacement | Replacement - Major Station | Major Station | TRUE | Towers and Conductor | Network | Labour - External | 50% | 0 | 0 | 0 | 0 | 0 | 3.2456 | 42.7072 | 72.961 | 47.0294 | 0 | 0 | 0 | 0 | 0 | 0 | 0 | 0 | 0 | 0 | 0 | 0 | 0 | 0 | 0 | 0 | 0 | 0 | 0.17586 | 2.3763 | 3.9562 | 3.2985 | 0 | 0 | 0 | 0 | 0 | 0 | 0 | 3.4214 | 45.0835 | 76.9172 | 50.3279 | 0 | 0 | 0 | 0% | 0% | 0% | 0% | 0% | 72% | 28% | 0% | 0% | 0% | 100% | [10 empty] | 0 | 0 | 0 | 0 | 0 | 119.3831 | 47.0317 | 0 | 0 | 0 | 0 | 0 | 0 | 0 | 0 | 0 | 0 | 0 | 0 | 0 | 0 | 0 | 0 | 0 | 0 | 6.5345 | 3.2985 | 0 | 0 | 0 | 0 | 0 | 0 | 0 | 0 | 125.9175 | 50.3303 | 0 | 0 | 0
226 | TTS 66kV Circuit Breaker Replacement | Replacement - Major Station | Major Station | TRUE | Establishment | Network | Materials | 40% | 0 | 0 | 0 | 0 | 0 | 18.9269 | 249.0517 | 425.4801 | 274.2568 | 0 | 0 | 0 | 0 | 0 | 0 | 0 | 0 | 0 | 0 | 0 | 0 | 0 | 0 | 0 | 0 | 0 | 0 | 1.0256 | 13.8574 | 23.0711 | 19.2357 | 0 | 0 | 0 | 0 | 0 | 0 | 0 | 19.9524 | 262.909 | 448.5512 | 293.4925 | 0 | 0 | 0 | 0% | 0% | 0% | 0% | 0% | 72% | 28% | 0% | 0% | 0% | 100% | [10 empty] | 0 | 0 | 0 | 0 | 0 | 696.1952 | 274.2707 | 0 | 0 | 0 | 0 | 0 | 0 | 0 | 0 | 0 | 0 | 0 | 0 | 0 | 0 | 0 | 0 | 0 | 0 | 38.1064 | 19.2357 | 0 | 0 | 0 | 0 | 0 | 0 | 0 | 0 | 734.3017 | 293.5064 | 0 | 0 | 0
227 | TTS 66kV Circuit Breaker Replacement | Replacement - Major Station | Major Station | TRUE | Establishment | Network | Labour - Internal | 10% | 0 | 0 | 0 | 0 | 0 | 4.7317 | 62.2629 | 106.37 | 68.5642 | 0 | 0 | 0 | 0 | 0 | 0 | 0 | 0.071544 | 1.258 | 2.9953 | 2.7067 | 0 | 0 | 0 | 0 | 0 | 0 | 0 | 0.26027 | 3.5343 | 5.9302 | 4.9988 | 0 | 0 | 0 | 0 | 0 | 0 | 0 | 5.0635 | 67.0552 | 115.2955 | 76.2697 | 0 | 0 | 0 | 0% | 0% | 0% | 0% | 0% | 72% | 28% | 0% | 0% | 0% | 100% | [10 empty] | 0 | 0 | 0 | 0 | 0 | 174.0488 | 68.5677 | 0 | 0 | 0 | 0 | 0 | 0 | 0 | 0 | 4.3381 | 2.7067 | 0 | 0 | 0 | 0 | 0 | 0 | 0 | 0 | 9.7636 | 4.9988 | 0 | 0 | 0 | 0 | 0 | 0 | 0 | 0 | 188.1506 | 76.2732 | 0 | 0 | 0
228 | TTS 66kV Circuit Breaker Replacement | Replacement - Major Station | Major Station | TRUE | Establishment | Network | Labour - External | 50% | 0 | 0 | 0 | 0 | 0 | 23.6586 | 311.3146 | 531.8501 | 342.821 | 0 | 0 | 0 | 0 | 0 | 0 | 0 | 0 | 0 | 0 | 0 | 0 | 0 | 0 | 0 | 0 | 0 | 0 | 1.2819 | 17.3217 | 28.8389 | 24.0447 | 0 | 0 | 0 | 0 | 0 | 0 | 0 | 24.9405 | 328.6363 | 560.689 | 366.8657 | 0 | 0 | 0 | 0% | 0% | 0% | 0% | 0% | 72% | 28% | 0% | 0% | 0% | 100% | [10 empty] | 0 | 0 | 0 | 0 | 0 | 870.244 | 342.8384 | 0 | 0 | 0 | 0 | 0 | 0 | 0 | 0 | 0 | 0 | 0 | 0 | 0 | 0 | 0 | 0 | 0 | 0 | 47.6331 | 24.0447 | 0 | 0 | 0 | 0 | 0 | 0 | 0 | 0 | 917.8771 | 366.883 | 0 | 0 | 0
229 | KTS A4 500/220kV Transformer Replacement | Replacement - Major Station | Major Station | TRUE | Secondary | Network | Materials | 40% | 0 | 0 | 0 | 0 | 0 | 0 | 34.7081 | 455.54 | 780.9732 | 501.6288 | 0 | 0 | 0 | 0 | 0 | 0 | 0 | 0 | 0 | 0 | 0 | 0 | 0 | 0 | 0 | 0 | 0 | 0 | 1.9312 | 24.7011 | 54.7756 | 47.0574 | 0 | 0 | 0 | 0 | 0 | 0 | 0 | 36.6393 | 480.241 | 835.7488 | 548.6862 | 0 | 0 | 0% | 0% | 0% | 0% | 0% | 0% | 72% | 28% | 0% | 0% | 100% | [10 empty] | 0 | 0 | 0 | 0 | 0 | 0 | 1277.948 | 501.6187 | 0 | 0 | 0 | 0 | 0 | 0 | 0 | 0 | 0 | 0 | 0 | 0 | 0 | 0 | 0 | 0 | 0 | 0 | 81.7732 | 47.0574 | 0 | 0 | 0 | 0 | 0 | 0 | 0 | 0 | 1359.7212 | 548.6761 | 0 | 0
230 | KTS A4 500/220kV Transformer Replacement | Replacement - Major Station | Major Station | TRUE | Secondary | Network | Labour - Internal | 10% | 0 | 0 | 0 | 0 | 0 | 0 | 8.677 | 113.885 | 195.2433 | 125.4072 | 0 | 0 | 0 | 0 | 0 | 0 | 0 | 0.17531 | 3.2069 | 7.7077 | 6.3858 | 0 | 0 | 0 | 0 | 0 | 0 | 0 | 0.49255 | 6.3492 | 14.2345 | 12.3634 | 0 | 0 | 0 | 0 | 0 | 0 | 0 | 9.3449 | 123.441 | 217.1855 | 144.1564 | 0 | 0 | 0% | 0% | 0% | 0% | 0% | 0% | 72% | 28% | 0% | 0% | 100% | [10 empty] | 0 | 0 | 0 | 0 | 0 | 0 | 319.487 | 125.4047 | 0 | 0 | 0 | 0 | 0 | 0 | 0 | 0 | 11.1356 | 6.3858 | 0 | 0 | 0 | 0 | 0 | 0 | 0 | 0 | 21.17 | 12.3634 | 0 | 0 | 0 | 0 | 0 | 0 | 0 | 0 | 351.7926 | 144.1539 | 0 | 0
231 | KTS A4 500/220kV Transformer Replacement | Replacement - Major Station | Major Station | TRUE | Secondary | Network | Labour - External | 50% | 0 | 0 | 0 | 0 | 0 | 0 | 43.3851 | 569.4249 | 976.2165 | 627.0359 | 0 | 0 | 0 | 0 | 0 | 0 | 0 | 0 | 0 | 0 | 0 | 0 | 0 | 0 | 0 | 0 | 0 | 0 | 2.414 | 30.8764 | 68.4695 | 58.8218 | 0 | 0 | 0 | 0 | 0 | 0 | 0 | 45.7991 | 600.3013 | 1044.6861 | 685.8577 | 0 | 0 | 0% | 0% | 0% | 0% | 0% | 0% | 72% | 28% | 0% | 0% | 100% | [10 empty] | 0 | 0 | 0 | 0 | 0 | 0 | 1597.435 | 627.0233 | 0 | 0 | 0 | 0 | 0 | 0 | 0 | 0 | 0 | 0 | 0 | 0 | 0 | 0 | 0 | 0 | 0 | 0 | 102.2165 | 58.8218 | 0 | 0 | 0 | 0 | 0 | 0 | 0 | 0 | 1699.6515 | 685.8451 | 0 | 0
232 | KTS A4 500/220kV Transformer Replacement | Replacement - Major Station | Major Station | TRUE | Switchgear | Network | Materials | 40% | 0 | 0 | 0 | 0 | 0 | 0 | 188.4254 | 2473.0643 | 4239.797 | 2723.2741 | 0 | 0 | 0 | 0 | 0 | 0 | 0 | 0 | 0 | 0 | 0 | 0 | 0 | 0 | 0 | 0 | 0 | 0 | 10.4841 | 134.0988 | 297.3694 | 255.4684 | 0 | 0 | 0 | 0 | 0 | 0 | 0 | 198.9095 | 2607.1631 | 4537.1664 | 2978.7424 | 0 | 0 | 0% | 0% | 0% | 0% | 0% | 0% | 72% | 28% | 0% | 0% | 100% | [10 empty] | 0 | 0 | 0 | 0 | 0 | 0 | 6937.8053 | 2723.2193 | 0 | 0 | 0 | 0 | 0 | 0 | 0 | 0 | 0 | 0 | 0 | 0 | 0 | 0 | 0 | 0 | 0 | 0 | 443.9356 | 255.4684 | 0 | 0 | 0 | 0 | 0 | 0 | 0 | 0 | 7381.7408 | 2978.6877 | 0 | 0
233 | KTS A4 500/220kV Transformer Replacement | Replacement - Major Station | Major Station | TRUE | Switchgear | Network | Labour - Internal | 10% | 0 | 0 | 0 | 0 | 0 | 0 | 47.1064 | 618.2661 | 1059.9492 | 680.8185 | 0 | 0 | 0 | 0 | 0 | 0 | 0 | 0.95174 | 17.4097 | 41.844 | 34.6676 | 0 | 0 | 0 | 0 | 0 | 0 | 0 | 2.674 | 34.4687 | 77.2772 | 67.1192 | 0 | 0 | 0 | 0 | 0 | 0 | 0 | 50.7321 | 670.1445 | 1179.0705 | 782.6053 | 0 | 0 | 0% | 0% | 0% | 0% | 0% | 0% | 72% | 28% | 0% | 0% | 100% | [10 empty] | 0 | 0 | 0 | 0 | 0 | 0 | 1734.4513 | 680.8048 | 0 | 0 | 0 | 0 | 0 | 0 | 0 | 0 | 60.4538 | 34.6676 | 0 | 0 | 0 | 0 | 0 | 0 | 0 | 0 | 114.9292 | 67.1192 | 0 | 0 | 0 | 0 | 0 | 0 | 0 | 0 | 1909.8343 | 782.5916 | 0 | 0
234 | KTS A4 500/220kV Transformer Replacement | Replacement - Major Station | Major Station | TRUE | Switchgear | Network | Labour - External | 50% | 0 | 0 | 0 | 0 | 0 | 0 | 235.5318 | 3091.3303 | 5299.7462 | 3404.0926 | 0 | 0 | 0 | 0 | 0 | 0 | 0 | 0 | 0 | 0 | 0 | 0 | 0 | 0 | 0 | 0 | 0 | 0 | 13.1051 | 167.6235 | 371.7118 | 319.3355 | 0 | 0 | 0 | 0 | 0 | 0 | 0 | 248.6369 | 3258.9538 | 5671.458 | 3723.428 | 0 | 0 | 0% | 0% | 0% | 0% | 0% | 0% | 72% | 28% | 0% | 0% | 100% | [10 empty] | 0 | 0 | 0 | 0 | 0 | 0 | 8672.2566 | 3404.0242 | 0 | 0 | 0 | 0 | 0 | 0 | 0 | 0 | 0 | 0 | 0 | 0 | 0 | 0 | 0 | 0 | 0 | 0 | 554.9194 | 319.3355 | 0 | 0 | 0 | 0 | 0 | 0 | 0 | 0 | 9227.176 | 3723.3596 | 0 | 0
235 | KTS A4 500/220kV Transformer Replacement | Replacement - Major Station | Major Station | TRUE | Transformers | Network | Materials | 40% | 0 | 0 | 0 | 0 | 0 | 0 | 201.6003 | 2645.9832 | 4536.2475 | 2913.6879 | 0 | 0 | 0 | 0 | 0 | 0 | 0 | 0 | 0 | 0 | 0 | 0 | 0 | 0 | 0 | 0 | 0 | 0 | 11.2171 | 143.4751 | 318.1618 | 273.3309 | 0 | 0 | 0 | 0 | 0 | 0 | 0 | 212.8175 | 2789.4583 | 4854.4093 | 3187.0188 | 0 | 0 | 0% | 0% | 0% | 0% | 0% | 0% | 72% | 28% | 0% | 0% | 100% | [10 empty] | 0 | 0 | 0 | 0 | 0 | 0 | 7422.903 | 2913.6293 | 0 | 0 | 0 | 0 | 0 | 0 | 0 | 0 | 0 | 0 | 0 | 0 | 0 | 0 | 0 | 0 | 0 | 0 | 474.9759 | 273.3309 | 0 | 0 | 0 | 0 | 0 | 0 | 0 | 0 | 7897.8789 | 3186.9603 | 0 | 0
236 | KTS A4 500/220kV Transformer Replacement | Replacement - Major Station | Major Station | TRUE | Transformers | Network | Labour - Internal | 10% | 0 | 0 | 0 | 0 | 0 | 0 | 50.4001 | 661.4958 | 1134.0619 | 728.422 | 0 | 0 | 0 | 0 | 0 | 0 | 0 | 1.0183 | 18.627 | 44.7698 | 37.0915 | 0 | 0 | 0 | 0 | 0 | 0 | 0 | 2.8609 | 36.8788 | 82.6805 | 71.8123 | 0 | 0 | 0 | 0 | 0 | 0 | 0 | 54.2793 | 717.0016 | 1261.5122 | 837.3258 | 0 | 0 | 0% | 0% | 0% | 0% | 0% | 0% | 72% | 28% | 0% | 0% | 100% | [10 empty] | 0 | 0 | 0 | 0 | 0 | 0 | 1855.7257 | 728.4073 | 0 | 0 | 0 | 0 | 0 | 0 | 0 | 0 | 64.6807 | 37.0915 | 0 | 0 | 0 | 0 | 0 | 0 | 0 | 0 | 122.9652 | 71.8123 | 0 | 0 | 0 | 0 | 0 | 0 | 0 | 0 | 2043.3716 | 837.3111 | 0 | 0
237 | KTS A4 500/220kV Transformer Replacement | Replacement - Major Station | Major Station | TRUE | Transformers | Network | Labour - External | 50% | 0 | 0 | 0 | 0 | 0 | 0 | 252.0004 | 3307.479 | 5670.3094 | 3642.1099 | 0 | 0 | 0 | 0 | 0 | 0 | 0 | 0 | 0 | 0 | 0 | 0 | 0 | 0 | 0 | 0 | 0 | 0 | 14.0214 | 179.3439 | 397.7022 | 341.6637 | 0 | 0 | 0 | 0 | 0 | 0 | 0 | 266.0218 | 3486.8229 | 6068.0116 | 3983.7735 | 0 | 0 | 0% | 0% | 0% | 0% | 0% | 0% | 72% | 28% | 0% | 0% | 100% | [10 empty] | 0 | 0 | 0 | 0 | 0 | 0 | 9278.6287 | 3642.0367 | 0 | 0 | 0 | 0 | 0 | 0 | 0 | 0 | 0 | 0 | 0 | 0 | 0 | 0 | 0 | 0 | 0 | 0 | 593.7199 | 341.6637 | 0 | 0 | 0 | 0 | 0 | 0 | 0 | 0 | 9872.3487 | 3983.7003 | 0 | 0
238 | KTS A4 500/220kV Transformer Replacement | Replacement - Major Station | Major Station | TRUE | Towers and Conductor | Network | Materials | 40% | 0 | 0 | 0 | 0 | 0 | 0 | 13.254 | 173.9579 | 298.2317 | 191.5579 | 0 | 0 | 0 | 0 | 0 | 0 | 0 | 0 | 0 | 0 | 0 | 0 | 0 | 0 | 0 | 0 | 0 | 0 | 0.73746 | 9.4326 | 20.9173 | 17.9699 | 0 | 0 | 0 | 0 | 0 | 0 | 0 | 13.9915 | 183.3906 | 319.149 | 209.5279 | 0 | 0 | 0% | 0% | 0% | 0% | 0% | 0% | 72% | 28% | 0% | 0% | 100% | [10 empty] | 0 | 0 | 0 | 0 | 0 | 0 | 488.0125 | 191.5541 | 0 | 0 | 0 | 0 | 0 | 0 | 0 | 0 | 0 | 0 | 0 | 0 | 0 | 0 | 0 | 0 | 0 | 0 | 31.2269 | 17.9699 | 0 | 0 | 0 | 0 | 0 | 0 | 0 | 0 | 519.2394 | 209.524 | 0 | 0
239 | KTS A4 500/220kV Transformer Replacement | Replacement - Major Station | Major Station | TRUE | Towers and Conductor | Network | Labour - Internal | 10% | 0 | 0 | 0 | 0 | 0 | 0 | 3.3135 | 43.4895 | 74.5579 | 47.8895 | 0 | 0 | 0 | 0 | 0 | 0 | 0 | 0.066946 | 1.2246 | 2.9434 | 2.4386 | 0 | 0 | 0 | 0 | 0 | 0 | 0 | 0.18809 | 2.4246 | 5.4358 | 4.7212 | 0 | 0 | 0 | 0 | 0 | 0 | 0 | 3.5685 | 47.1387 | 82.937 | 55.0493 | 0 | 0 | 0% | 0% | 0% | 0% | 0% | 0% | 72% | 28% | 0% | 0% | 100% | [10 empty] | 0 | 0 | 0 | 0 | 0 | 0 | 122.0031 | 47.8885 | 0 | 0 | 0 | 0 | 0 | 0 | 0 | 0 | 4.2524 | 2.4386 | 0 | 0 | 0 | 0 | 0 | 0 | 0 | 0 | 8.0842 | 4.7212 | 0 | 0 | 0 | 0 | 0 | 0 | 0 | 0 | 134.3397 | 55.0483 | 0 | 0
240 | KTS A4 500/220kV Transformer Replacement | Replacement - Major Station | Major Station | TRUE | Towers and Conductor | Network | Labour - External | 50% | 0 | 0 | 0 | 0 | 0 | 0 | 16.5676 | 217.4474 | 372.7897 | 239.4474 | 0 | 0 | 0 | 0 | 0 | 0 | 0 | 0 | 0 | 0 | 0 | 0 | 0 | 0 | 0 | 0 | 0 | 0 | 0.92183 | 11.7908 | 26.1466 | 22.4624 | 0 | 0 | 0 | 0 | 0 | 0 | 0 | 17.4894 | 229.2382 | 398.9363 | 261.9098 | 0 | 0 | 0% | 0% | 0% | 0% | 0% | 0% | 72% | 28% | 0% | 0% | 100% | [10 empty] | 0 | 0 | 0 | 0 | 0 | 0 | 610.0156 | 239.4426 | 0 | 0 | 0 | 0 | 0 | 0 | 0 | 0 | 0 | 0 | 0 | 0 | 0 | 0 | 0 | 0 | 0 | 0 | 39.0336 | 22.4624 | 0 | 0 | 0 | 0 | 0 | 0 | 0 | 0 | 649.0492 | 261.905 | 0 | 0
241 | KTS A4 500/220kV Transformer Replacement | Replacement - Major Station | Major Station | TRUE | Establishment | Network | Materials | 40% | 0 | 0 | 0 | 0 | 0 | 0 | 96.6155 | 1268.0679 | 2173.9631 | 1396.3634 | 0 | 0 | 0 | 0 | 0 | 0 | 0 | 0 | 0 | 0 | 0 | 0 | 0 | 0 | 0 | 0 | 0 | 0 | 5.3757 | 68.7594 | 152.4767 | 130.9918 | 0 | 0 | 0 | 0 | 0 | 0 | 0 | 101.9912 | 1336.8273 | 2326.4397 | 1527.3552 | 0 | 0 | 0% | 0% | 0% | 0% | 0% | 0% | 72% | 28% | 0% | 0% | 100% | [10 empty] | 0 | 0 | 0 | 0 | 0 | 0 | 3557.3713 | 1396.3353 | 0 | 0 | 0 | 0 | 0 | 0 | 0 | 0 | 0 | 0 | 0 | 0 | 0 | 0 | 0 | 0 | 0 | 0 | 227.6287 | 130.9918 | 0 | 0 | 0 | 0 | 0 | 0 | 0 | 0 | 3785.0001 | 1527.3271 | 0 | 0
242 | KTS A4 500/220kV Transformer Replacement | Replacement - Major Station | Major Station | TRUE | Establishment | Network | Labour - Internal | 10% | 0 | 0 | 0 | 0 | 0 | 0 | 24.1539 | 317.017 | 543.4908 | 349.0908 | 0 | 0 | 0 | 0 | 0 | 0 | 0 | 0.48801 | 8.9269 | 21.4556 | 17.7759 | 0 | 0 | 0 | 0 | 0 | 0 | 0 | 1.3711 | 17.6739 | 39.624 | 34.4155 | 0 | 0 | 0 | 0 | 0 | 0 | 0 | 26.013 | 343.6177 | 604.5704 | 401.2822 | 0 | 0 | 0% | 0% | 0% | 0% | 0% | 0% | 72% | 28% | 0% | 0% | 100% | [10 empty] | 0 | 0 | 0 | 0 | 0 | 0 | 889.3428 | 349.0838 | 0 | 0 | 0 | 0 | 0 | 0 | 0 | 0 | 30.9978 | 17.7759 | 0 | 0 | 0 | 0 | 0 | 0 | 0 | 0 | 58.9301 | 34.4155 | 0 | 0 | 0 | 0 | 0 | 0 | 0 | 0 | 979.2707 | 401.2752 | 0 | 0
243 | KTS A4 500/220kV Transformer Replacement | Replacement - Major Station | Major Station | TRUE | Establishment | Network | Labour - External | 50% | 0 | 0 | 0 | 0 | 0 | 0 | 120.7693 | 1585.0848 | 2717.4538 | 1745.4542 | 0 | 0 | 0 | 0 | 0 | 0 | 0 | 0 | 0 | 0 | 0 | 0 | 0 | 0 | 0 | 0 | 0 | 0 | 6.7197 | 85.9492 | 190.5958 | 163.7398 | 0 | 0 | 0 | 0 | 0 | 0 | 0 | 127.489 | 1671.0341 | 2908.0497 | 1909.194 | 0 | 0 | 0% | 0% | 0% | 0% | 0% | 0% | 72% | 28% | 0% | 0% | 100% | [10 empty] | 0 | 0 | 0 | 0 | 0 | 0 | 4446.7142 | 1745.4191 | 0 | 0 | 0 | 0 | 0 | 0 | 0 | 0 | 0 | 0 | 0 | 0 | 0 | 0 | 0 | 0 | 0 | 0 | 284.5359 | 163.7398 | 0 | 0 | 0 | 0 | 0 | 0 | 0 | 0 | 4731.2501 | 1909.1589 | 0 | 0
244 | DDTS H3 330/220kV Transformer and 330kV Circuit Breaker Replacement | Replacement - Major Station | Major Station | TRUE | Secondary | Network | Materials | 40% | 0 | 0 | 0 | 0 | 0 | 0 | 0 | 0 | 0 | 0 | 0 | 0 | 0 | 0 | 0 | 0 | 0 | 0 | 0 | 0 | 0 | 0 | 0 | 0 | 0 | 0 | 0 | 0 | 0 | 0 | 0 | 0 | 0 | 0 | 0 | 0 | 0 | 0 | 0 | 0 | 0 | 0 | 0 | 0 | 0 | 0% | 0% | 0% | 0% | 0% | 0% | 0% | 0% | 0% | 0% | 0% | [10 empty] | 0 | 0 | 0 | 0 | 0 | 0 | 0 | 0 | 0 | 0 | 0 | 0 | 0 | 0 | 0 | 0 | 0 | 0 | 0 | 0 | 0 | 0 | 0 | 0 | 0 | 0 | 0 | 0 | 0 | 0 | 0 | 0 | 0 | 0 | 0 | 0 | 0 | 0 | 0 | 0
245 | DDTS H3 330/220kV Transformer and 330kV Circuit Breaker Replacement | Replacement - Major Station | Major Station | TRUE | Secondary | Network | Labour - Internal | 10% | 0 | 0 | 0 | 0 | 0 | 0 | 0 | 0 | 0 | 0 | 0 | 0 | 0 | 0 | 0 | 0 | 0 | 0 | 0 | 0 | 0 | 0 | 0 | 0 | 0 | 0 | 0 | 0 | 0 | 0 | 0 | 0 | 0 | 0 | 0 | 0 | 0 | 0 | 0 | 0 | 0 | 0 | 0 | 0 | 0 | 0% | 0% | 0% | 0% | 0% | 0% | 0% | 0% | 0% | 0% | 0% | [10 empty] | 0 | 0 | 0 | 0 | 0 | 0 | 0 | 0 | 0 | 0 | 0 | 0 | 0 | 0 | 0 | 0 | 0 | 0 | 0 | 0 | 0 | 0 | 0 | 0 | 0 | 0 | 0 | 0 | 0 | 0 | 0 | 0 | 0 | 0 | 0 | 0 | 0 | 0 | 0 | 0
246 | DDTS H3 330/220kV Transformer and 330kV Circuit Breaker Replacement | Replacement - Major Station | Major Station | TRUE | Secondary | Network | Labour - External | 50% | 0 | 0 | 0 | 0 | 0 | 0 | 0 | 0 | 0 | 0 | 0 | 0 | 0 | 0 | 0 | 0 | 0 | 0 | 0 | 0 | 0 | 0 | 0 | 0 | 0 | 0 | 0 | 0 | 0 | 0 | 0 | 0 | 0 | 0 | 0 | 0 | 0 | 0 | 0 | 0 | 0 | 0 | 0 | 0 | 0 | 0% | 0% | 0% | 0% | 0% | 0% | 0% | 0% | 0% | 0% | 0% | [10 empty] | 0 | 0 | 0 | 0 | 0 | 0 | 0 | 0 | 0 | 0 | 0 | 0 | 0 | 0 | 0 | 0 | 0 | 0 | 0 | 0 | 0 | 0 | 0 | 0 | 0 | 0 | 0 | 0 | 0 | 0 | 0 | 0 | 0 | 0 | 0 | 0 | 0 | 0 | 0 | 0
247 | DDTS H3 330/220kV Transformer and 330kV Circuit Breaker Replacement | Replacement - Major Station | Major Station | TRUE | Switchgear | Network | Materials | 40% | 0 | 0 | 0 | 0 | 0 | 0 | 0 | 0 | 0 | 0 | 0 | 0 | 0 | 0 | 0 | 0 | 0 | 0 | 0 | 0 | 0 | 0 | 0 | 0 | 0 | 0 | 0 | 0 | 0 | 0 | 0 | 0 | 0 | 0 | 0 | 0 | 0 | 0 | 0 | 0 | 0 | 0 | 0 | 0 | 0 | 0% | 0% | 0% | 0% | 0% | 0% | 0% | 0% | 0% | 0% | 0% | [10 empty] | 0 | 0 | 0 | 0 | 0 | 0 | 0 | 0 | 0 | 0 | 0 | 0 | 0 | 0 | 0 | 0 | 0 | 0 | 0 | 0 | 0 | 0 | 0 | 0 | 0 | 0 | 0 | 0 | 0 | 0 | 0 | 0 | 0 | 0 | 0 | 0 | 0 | 0 | 0 | 0
248 | DDTS H3 330/220kV Transformer and 330kV Circuit Breaker Replacement | Replacement - Major Station | Major Station | TRUE | Switchgear | Network | Labour - Internal | 10% | 0 | 0 | 0 | 0 | 0 | 0 | 0 | 0 | 0 | 0 | 0 | 0 | 0 | 0 | 0 | 0 | 0 | 0 | 0 | 0 | 0 | 0 | 0 | 0 | 0 | 0 | 0 | 0 | 0 | 0 | 0 | 0 | 0 | 0 | 0 | 0 | 0 | 0 | 0 | 0 | 0 | 0 | 0 | 0 | 0 | 0% | 0% | 0% | 0% | 0% | 0% | 0% | 0% | 0% | 0% | 0% | [10 empty] | 0 | 0 | 0 | 0 | 0 | 0 | 0 | 0 | 0 | 0 | 0 | 0 | 0 | 0 | 0 | 0 | 0 | 0 | 0 | 0 | 0 | 0 | 0 | 0 | 0 | 0 | 0 | 0 | 0 | 0 | 0 | 0 | 0 | 0 | 0 | 0 | 0 | 0 | 0 | 0
249 | DDTS H3 330/220kV Transformer and 330kV Circuit Breaker Replacement | Replacement - Major Station | Major Station | TRUE | Switchgear | Network | Labour - External | 50% | 0 | 0 | 0 | 0 | 0 | 0 | 0 | 0 | 0 | 0 | 0 | 0 | 0 | 0 | 0 | 0 | 0 | 0 | 0 | 0 | 0 | 0 | 0 | 0 | 0 | 0 | 0 | 0 | 0 | 0 | 0 | 0 | 0 | 0 | 0 | 0 | 0 | 0 | 0 | 0 | 0 | 0 | 0 | 0 | 0 | 0% | 0% | 0% | 0% | 0% | 0% | 0% | 0% | 0% | 0% | 0% | [10 empty] | 0 | 0 | 0 | 0 | 0 | 0 | 0 | 0 | 0 | 0 | 0 | 0 | 0 | 0 | 0 | 0 | 0 | 0 | 0 | 0 | 0 | 0 | 0 | 0 | 0 | 0 | 0 | 0 | 0 | 0 | 0 | 0 | 0 | 0 | 0 | 0 | 0 | 0 | 0 | 0
250 | DDTS H3 330/220kV Transformer and 330kV Circuit Breaker Replacement | Replacement - Major Station | Major Station | TRUE | Transformers | Network | Materials | 40% | 0 | 0 | 0 | 0 | 0 | 0 | 0 | 0 | 0 | 0 | 0 | 0 | 0 | 0 | 0 | 0 | 0 | 0 | 0 | 0 | 0 | 0 | 0 | 0 | 0 | 0 | 0 | 0 | 0 | 0 | 0 | 0 | 0 | 0 | 0 | 0 | 0 | 0 | 0 | 0 | 0 | 0 | 0 | 0 | 0 | 0% | 0% | 0% | 0% | 0% | 0% | 0% | 0% | 0% | 0% | 0% | [10 empty] | 0 | 0 | 0 | 0 | 0 | 0 | 0 | 0 | 0 | 0 | 0 | 0 | 0 | 0 | 0 | 0 | 0 | 0 | 0 | 0 | 0 | 0 | 0 | 0 | 0 | 0 | 0 | 0 | 0 | 0 | 0 | 0 | 0 | 0 | 0 | 0 | 0 | 0 | 0 | 0
251 | DDTS H3 330/220kV Transformer and 330kV Circuit Breaker Replacement | Replacement - Major Station | Major Station | TRUE | Transformers | Network | Labour - Internal | 10% | 0 | 0 | 0 | 0 | 0 | 0 | 0 | 0 | 0 | 0 | 0 | 0 | 0 | 0 | 0 | 0 | 0 | 0 | 0 | 0 | 0 | 0 | 0 | 0 | 0 | 0 | 0 | 0 | 0 | 0 | 0 | 0 | 0 | 0 | 0 | 0 | 0 | 0 | 0 | 0 | 0 | 0 | 0 | 0 | 0 | 0% | 0% | 0% | 0% | 0% | 0% | 0% | 0% | 0% | 0% | 0% | [10 empty] | 0 | 0 | 0 | 0 | 0 | 0 | 0 | 0 | 0 | 0 | 0 | 0 | 0 | 0 | 0 | 0 | 0 | 0 | 0 | 0 | 0 | 0 | 0 | 0 | 0 | 0 | 0 | 0 | 0 | 0 | 0 | 0 | 0 | 0 | 0 | 0 | 0 | 0 | 0 | 0
252 | DDTS H3 330/220kV Transformer and 330kV Circuit Breaker Replacement | Replacement - Major Station | Major Station | TRUE | Transformers | Network | Labour - External | 50% | 0 | 0 | 0 | 0 | 0 | 0 | 0 | 0 | 0 | 0 | 0 | 0 | 0 | 0 | 0 | 0 | 0 | 0 | 0 | 0 | 0 | 0 | 0 | 0 | 0 | 0 | 0 | 0 | 0 | 0 | 0 | 0 | 0 | 0 | 0 | 0 | 0 | 0 | 0 | 0 | 0 | 0 | 0 | 0 | 0 | 0% | 0% | 0% | 0% | 0% | 0% | 0% | 0% | 0% | 0% | 0% | [10 empty] | 0 | 0 | 0 | 0 | 0 | 0 | 0 | 0 | 0 | 0 | 0 | 0 | 0 | 0 | 0 | 0 | 0 | 0 | 0 | 0 | 0 | 0 | 0 | 0 | 0 | 0 | 0 | 0 | 0 | 0 | 0 | 0 | 0 | 0 | 0 | 0 | 0 | 0 | 0 | 0
253 | DDTS H3 330/220kV Transformer and 330kV Circuit Breaker Replacement | Replacement - Major Station | Major Station | TRUE | Towers and Conductor | Network | Materials | 40% | 0 | 0 | 0 | 0 | 0 | 0 | 0 | 0 | 0 | 0 | 0 | 0 | 0 | 0 | 0 | 0 | 0 | 0 | 0 | 0 | 0 | 0 | 0 | 0 | 0 | 0 | 0 | 0 | 0 | 0 | 0 | 0 | 0 | 0 | 0 | 0 | 0 | 0 | 0 | 0 | 0 | 0 | 0 | 0 | 0 | 0% | 0% | 0% | 0% | 0% | 0% | 0% | 0% | 0% | 0% | 0% | [10 empty] | 0 | 0 | 0 | 0 | 0 | 0 | 0 | 0 | 0 | 0 | 0 | 0 | 0 | 0 | 0 | 0 | 0 | 0 | 0 | 0 | 0 | 0 | 0 | 0 | 0 | 0 | 0 | 0 | 0 | 0 | 0 | 0 | 0 | 0 | 0 | 0 | 0 | 0 | 0 | 0
254 | DDTS H3 330/220kV Transformer and 330kV Circuit Breaker Replacement | Replacement - Major Station | Major Station | TRUE | Towers and Conductor | Network | Labour - Internal | 10% | 0 | 0 | 0 | 0 | 0 | 0 | 0 | 0 | 0 | 0 | 0 | 0 | 0 | 0 | 0 | 0 | 0 | 0 | 0 | 0 | 0 | 0 | 0 | 0 | 0 | 0 | 0 | 0 | 0 | 0 | 0 | 0 | 0 | 0 | 0 | 0 | 0 | 0 | 0 | 0 | 0 | 0 | 0 | 0 | 0 | 0% | 0% | 0% | 0% | 0% | 0% | 0% | 0% | 0% | 0% | 0% | [10 empty] | 0 | 0 | 0 | 0 | 0 | 0 | 0 | 0 | 0 | 0 | 0 | 0 | 0 | 0 | 0 | 0 | 0 | 0 | 0 | 0 | 0 | 0 | 0 | 0 | 0 | 0 | 0 | 0 | 0 | 0 | 0 | 0 | 0 | 0 | 0 | 0 | 0 | 0 | 0 | 0
255 | DDTS H3 330/220kV Transformer and 330kV Circuit Breaker Replacement | Replacement - Major Station | Major Station | TRUE | Towers and Conductor | Network | Labour - External | 50% | 0 | 0 | 0 | 0 | 0 | 0 | 0 | 0 | 0 | 0 | 0 | 0 | 0 | 0 | 0 | 0 | 0 | 0 | 0 | 0 | 0 | 0 | 0 | 0 | 0 | 0 | 0 | 0 | 0 | 0 | 0 | 0 | 0 | 0 | 0 | 0 | 0 | 0 | 0 | 0 | 0 | 0 | 0 | 0 | 0 | 0% | 0% | 0% | 0% | 0% | 0% | 0% | 0% | 0% | 0% | 0% | [10 empty] | 0 | 0 | 0 | 0 | 0 | 0 | 0 | 0 | 0 | 0 | 0 | 0 | 0 | 0 | 0 | 0 | 0 | 0 | 0 | 0 | 0 | 0 | 0 | 0 | 0 | 0 | 0 | 0 | 0 | 0 | 0 | 0 | 0 | 0 | 0 | 0 | 0 | 0 | 0 | 0
256 | DDTS H3 330/220kV Transformer and 330kV Circuit Breaker Replacement | Replacement - Major Station | Major Station | TRUE | Establishment | Network | Materials | 40% | 0 | 0 | 0 | 0 | 0 | 0 | 0 | 0 | 0 | 0 | 0 | 0 | 0 | 0 | 0 | 0 | 0 | 0 | 0 | 0 | 0 | 0 | 0 | 0 | 0 | 0 | 0 | 0 | 0 | 0 | 0 | 0 | 0 | 0 | 0 | 0 | 0 | 0 | 0 | 0 | 0 | 0 | 0 | 0 | 0 | 0% | 0% | 0% | 0% | 0% | 0% | 0% | 0% | 0% | 0% | 0% | [10 empty] | 0 | 0 | 0 | 0 | 0 | 0 | 0 | 0 | 0 | 0 | 0 | 0 | 0 | 0 | 0 | 0 | 0 | 0 | 0 | 0 | 0 | 0 | 0 | 0 | 0 | 0 | 0 | 0 | 0 | 0 | 0 | 0 | 0 | 0 | 0 | 0 | 0 | 0 | 0 | 0
257 | DDTS H3 330/220kV Transformer and 330kV Circuit Breaker Replacement | Replacement - Major Station | Major Station | TRUE | Establishment | Network | Labour - Internal | 10% | 0 | 0 | 0 | 0 | 0 | 0 | 0 | 0 | 0 | 0 | 0 | 0 | 0 | 0 | 0 | 0 | 0 | 0 | 0 | 0 | 0 | 0 | 0 | 0 | 0 | 0 | 0 | 0 | 0 | 0 | 0 | 0 | 0 | 0 | 0 | 0 | 0 | 0 | 0 | 0 | 0 | 0 | 0 | 0 | 0 | 0% | 0% | 0% | 0% | 0% | 0% | 0% | 0% | 0% | 0% | 0% | [10 empty] | 0 | 0 | 0 | 0 | 0 | 0 | 0 | 0 | 0 | 0 | 0 | 0 | 0 | 0 | 0 | 0 | 0 | 0 | 0 | 0 | 0 | 0 | 0 | 0 | 0 | 0 | 0 | 0 | 0 | 0 | 0 | 0 | 0 | 0 | 0 | 0 | 0 | 0 | 0 | 0
258 | DDTS H3 330/220kV Transformer and 330kV Circuit Breaker Replacement | Replacement - Major Station | Major Station | TRUE | Establishment | Network | Labour - External | 50% | 0 | 0 | 0 | 0 | 0 | 0 | 0 | 0 | 0 | 0 | 0 | 0 | 0 | 0 | 0 | 0 | 0 | 0 | 0 | 0 | 0 | 0 | 0 | 0 | 0 | 0 | 0 | 0 | 0 | 0 | 0 | 0 | 0 | 0 | 0 | 0 | 0 | 0 | 0 | 0 | 0 | 0 | 0 | 0 | 0 | 0% | 0% | 0% | 0% | 0% | 0% | 0% | 0% | 0% | 0% | 0% | [10 empty] | 0 | 0 | 0 | 0 | 0 | 0 | 0 | 0 | 0 | 0 | 0 | 0 | 0 | 0 | 0 | 0 | 0 | 0 | 0 | 0 | 0 | 0 | 0 | 0 | 0 | 0 | 0 | 0 | 0 | 0 | 0 | 0 | 0 | 0 | 0 | 0 | 0 | 0 | 0 | 0
259 | WMTS Redevelopment Project | Replacement - Major Station CBD | Major Station | TRUE | Secondary | Network | Materials | 40% | 0 | 1255.5941 | 760.9544 | 559.7808 | 219.2015 | 343.7334 | 0 | 0 | 0 | 0 | 0 | 0 | 0 | 0 | 0 | 0 | 0 | 0 | 0 | 0 | 0 | 0 | 0 | 0 | 36.2718 | 37.9873 | 13.3379 | 18.6252 | 0 | 0 | 0 | 0 | 0 | 0 | 1255.5941 | 797.2262 | 597.7681 | 232.5394 | 362.3586 | 0 | 0 | 0 | 0 | 0 | 0 | 14% | 25.13% | 31.84% | 11.69% | 17.34% | 0% | 0% | 0% | 0% | 0% | 100% | [10 empty] | 437.9098 | 799.1759 | 1031.9739 | 386.1264 | 579.9931 | 0 | 0 | 0 | 0 | 0 | 0 | 0 | 0 | 0 | 0 | 0 | 0 | 0 | 0 | 0 | 36.2718 | -1.5109 | 34.9605 | 18.5443 | 19.3116 | 0 | 0 | 0 | 0 | 0 | 474.1816 | 797.665 | 1066.9344 | 404.6707 | 599.3047 | 0 | 0 | 0 | 0 | 0
260 | WMTS Redevelopment Project | Replacement - Major Station CBD | Major Station | TRUE | Secondary | Network | Labour - Internal | 10% | 0 | 313.8985 | 190.2386 | 139.9452 | 54.8004 | 85.9333 | 0 | 0 | 0 | 0 | 0 | 0 | 0 | 1.1034 | 0.51207 | 0.54104 | 1.2993 | 0 | 0 | 0 | 0 | 0 | 0 | 0 | 9.1205 | 9.5316 | 3.3674 | 4.7267 | 0 | 0 | 0 | 0 | 0 | 0 | 313.8985 | 200.4625 | 149.9888 | 58.7088 | 91.9594 | 0 | 0 | 0 | 0 | 0 | 0 | 14% | 25.13% | 31.84% | 11.69% | 17.34% | 0% | 0% | 0% | 0% | 0% | 100% | [10 empty] | 109.4775 | 199.794 | 257.9935 | 96.5316 | 144.9983 | 0 | 0 | 0 | 0 | 0 | 1.1034 | -0.34996 | 0.96099 | 1.1515 | 0.62302 | 0 | 0 | 0 | 0 | 0 | 9.1205 | -0.38953 | 8.795 | 4.6986 | 4.8622 | 0 | 0 | 0 | 0 | 0 | 119.7014 | 199.0545 | 267.7494 | 102.3817 | 150.4835 | 0 | 0 | 0 | 0 | 0
261 | WMTS Redevelopment Project | Replacement - Major Station CBD | Major Station | TRUE | Secondary | Network | Labour - External | 50% | 0 | 1569.4926 | 951.193 | 699.726 | 274.0019 | 429.6667 | 0 | 0 | 0 | 0 | 0 | 0 | 0 | 5.5169 | -1.8393 | -0.39954 | 0 | 0 | 0 | 0 | 0 | 0 | 0 | 0 | 45.6027 | 47.3593 | 16.648 | 23.2815 | 0 | 0 | 0 | 0 | 0 | 0 | 1569.4926 | 1002.3126 | 745.246 | 290.2504 | 452.9483 | 0 | 0 | 0 | 0 | 0 | 0 | 14% | 25.13% | 31.84% | 11.69% | 17.34% | 0% | 0% | 0% | 0% | 0% | 100% | [10 empty] | 547.3873 | 998.9699 | 1289.9674 | 482.658 | 724.9914 | 0 | 0 | 0 | 0 | 0 | 5.5169 | -3.8283 | 0.91194 | 0.12092 | 0.61604 | 0 | 0 | 0 | 0 | 0 | 45.6027 | -2.0887 | 43.7278 | 23.1846 | 24.1611 | 0 | 0 | 0 | 0 | 0 | 598.5069 | 993.0529 | 1334.6072 | 505.9635 | 749.7686 | 0 | 0 | 0 | 0 | 0
262 | WMTS Redevelopment Project | Replacement - Major Station CBD | Major Station | TRUE | Switchgear | Network | Materials | 40% | 0 | 7325.4599 | 4439.6043 | 3265.9058 | 1278.8784 | 2005.4292 | 0 | 0 | 0 | 0 | 0 | 0 | 0 | 0 | 0 | 0 | 0 | 0 | 0 | 0 | 0 | 0 | 0 | 0 | 211.619 | 221.6277 | 77.8165 | 108.6644 | 0 | 0 | 0 | 0 | 0 | 0 | 7325.4599 | 4651.2233 | 3487.5335 | 1356.6949 | 2114.0936 | 0 | 0 | 0 | 0 | 0 | 0 | 14% | 25.13% | 31.84% | 11.69% | 17.34% | 0% | 0% | 0% | 0% | 0% | 100% | [10 empty] | 2554.879 | 4662.5984 | 6020.802 | 2252.7612 | 3383.8295 | 0 | 0 | 0 | 0 | 0 | 0 | 0 | 0 | 0 | 0 | 0 | 0 | 0 | 0 | 0 | 211.619 | -8.8152 | 203.9687 | 108.192 | 112.6689 | 0 | 0 | 0 | 0 | 0 | 2766.498 | 4653.7832 | 6224.7707 | 2360.9533 | 3496.4984 | 0 | 0 | 0 | 0 | 0
263 | WMTS Redevelopment Project | Replacement - Major Station CBD | Major Station | TRUE | Switchgear | Network | Labour - Internal | 10% | 0 | 1831.365 | 1109.9011 | 816.4764 | 319.7196 | 501.3573 | 0 | 0 | 0 | 0 | 0 | 0 | 0 | 6.4374 | 2.9875 | 3.1566 | 7.5806 | 0 | 0 | 0 | 0 | 0 | 0 | 0 | 53.2116 | 55.6097 | 19.6462 | 27.5769 | 0 | 0 | 0 | 0 | 0 | 0 | 1831.365 | 1169.5501 | 875.0736 | 342.5223 | 536.5147 | 0 | 0 | 0 | 0 | 0 | 0 | 14% | 25.13% | 31.84% | 11.69% | 17.34% | 0% | 0% | 0% | 0% | 0% | 100% | [10 empty] | 638.7197 | 1165.6496 | 1505.2005 | 563.1903 | 845.9574 | 0 | 0 | 0 | 0 | 0 | 6.4374 | -2.0418 | 5.6067 | 6.7183 | 3.6348 | 0 | 0 | 0 | 0 | 0 | 53.2116 | -2.2726 | 51.312 | 27.4127 | 28.3676 | 0 | 0 | 0 | 0 | 0 | 698.3688 | 1161.3352 | 1562.1192 | 597.3213 | 877.9598 | 0 | 0 | 0 | 0 | 0
264 | WMTS Redevelopment Project | Replacement - Major Station CBD | Major Station | TRUE | Switchgear | Network | Labour - External | 50% | 0 | 9156.8249 | 5549.5054 | 4082.3822 | 1598.598 | 2506.7864 | 0 | 0 | 0 | 0 | 0 | 0 | 0 | 32.1871 | -10.7311 | -2.331 | 0 | 0 | 0 | 0 | 0 | 0 | 0 | 0 | 266.058 | 276.3064 | 97.1288 | 135.8305 | 0 | 0 | 0 | 0 | 0 | 0 | 9156.8249 | 5847.7505 | 4347.9576 | 1693.3957 | 2642.617 | 0 | 0 | 0 | 0 | 0 | 0 | 14% | 25.13% | 31.84% | 11.69% | 17.34% | 0% | 0% | 0% | 0% | 0% | 100% | [10 empty] | 3193.5987 | 5828.248 | 7526.0025 | 2815.9516 | 4229.7869 | 0 | 0 | 0 | 0 | 0 | 32.1871 | -22.3352 | 5.3205 | 0.70546 | 3.5941 | 0 | 0 | 0 | 0 | 0 | 266.058 | -12.186 | 255.1195 | 135.2648 | 140.9624 | 0 | 0 | 0 | 0 | 0 | 3491.8439 | 5793.7268 | 7786.4426 | 2951.9218 | 4374.3434 | 0 | 0 | 0 | 0 | 0
265 | WMTS Redevelopment Project | Replacement - Major Station CBD | Major Station | TRUE | Transformers | Network | Materials | 40% | 0 | 2365.2064 | 1433.4363 | 1054.4787 | 412.9176 | 647.5025 | 0 | 0 | 0 | 0 | 0 | 0 | 0 | 0 | 0 | 0 | 0 | 0 | 0 | 0 | 0 | 0 | 0 | 0 | 68.3265 | 71.558 | 25.125 | 35.085 | 0 | 0 | 0 | 0 | 0 | 0 | 2365.2064 | 1501.7628 | 1126.0367 | 438.0426 | 682.5875 | 0 | 0 | 0 | 0 | 0 | 0 | 14% | 25.13% | 31.84% | 11.69% | 17.34% | 0% | 0% | 0% | 0% | 0% | 100% | [10 empty] | 824.906 | 1505.4355 | 1943.9652 | 727.3598 | 1092.5533 | 0 | 0 | 0 | 0 | 0 | 0 | 0 | 0 | 0 | 0 | 0 | 0 | 0 | 0 | 0 | 68.3265 | -2.8462 | 65.8564 | 34.9325 | 36.3779 | 0 | 0 | 0 | 0 | 0 | 893.2325 | 1502.5893 | 2009.8216 | 762.2923 | 1128.9312 | 0 | 0 | 0 | 0 | 0
266 | WMTS Redevelopment Project | Replacement - Major Station CBD | Major Station | TRUE | Transformers | Network | Labour - Internal | 10% | 0 | 591.3016 | 358.3591 | 263.6197 | 103.2294 | 161.8756 | 0 | 0 | 0 | 0 | 0 | 0 | 0 | 2.0785 | 0.9646 | 1.0192 | 2.4476 | 0 | 0 | 0 | 0 | 0 | 0 | 0 | 17.1807 | 17.955 | 6.3433 | 8.9039 | 0 | 0 | 0 | 0 | 0 | 0 | 591.3016 | 377.6183 | 282.5392 | 110.5918 | 173.2271 | 0 | 0 | 0 | 0 | 0 | 0 | 14% | 25.13% | 31.84% | 11.69% | 17.34% | 0% | 0% | 0% | 0% | 0% | 100% | [10 empty] | 206.2265 | 376.3589 | 485.9913 | 181.84 | 273.1383 | 0 | 0 | 0 | 0 | 0 | 2.0785 | -0.65924 | 1.8102 | 2.1692 | 1.1736 | 0 | 0 | 0 | 0 | 0 | 17.1807 | -0.73377 | 16.5674 | 8.8509 | 9.1592 | 0 | 0 | 0 | 0 | 0 | 225.4857 | 374.9659 | 504.3689 | 192.86 | 283.4711 | 0 | 0 | 0 | 0 | 0
267 | WMTS Redevelopment Project | Replacement - Major Station CBD | Major Station | TRUE | Transformers | Network | Labour - External | 50% | 0 | 2956.508 | 1791.7954 | 1318.0983 | 516.147 | 809.3782 | 0 | 0 | 0 | 0 | 0 | 0 | 0 | 10.3924 | -3.4648 | -0.75264 | 0 | 0 | 0 | 0 | 0 | 0 | 0 | 0 | 85.9034 | 89.2124 | 31.3604 | 43.8563 | 0 | 0 | 0 | 0 | 0 | 0 | 2956.508 | 1888.0913 | 1403.8459 | 546.7548 | 853.2344 | 0 | 0 | 0 | 0 | 0 | 0 | 14% | 25.13% | 31.84% | 11.69% | 17.34% | 0% | 0% | 0% | 0% | 0% | 100% | [10 empty] | 1031.1325 | 1881.7944 | 2429.9566 | 909.1998 | 1365.6916 | 0 | 0 | 0 | 0 | 0 | 10.3924 | -7.2115 | 1.7179 | 0.22778 | 1.1604 | 0 | 0 | 0 | 0 | 0 | 85.9034 | -3.9345 | 82.3717 | 43.6736 | 45.5132 | 0 | 0 | 0 | 0 | 0 | 1127.4284 | 1870.6484 | 2514.0461 | 953.1012 | 1412.3653 | 0 | 0 | 0 | 0 | 0
268 | WMTS Redevelopment Project | Replacement - Major Station CBD | Major Station | TRUE | Establishment | Network | Materials | 40% | 0 | 3748.4931 | 2271.779 | 1671.1886 | 654.4117 | 1026.1932 | 0 | 0 | 0 | 0 | 0 | 0 | 0 | 0 | 0 | 0 | 0 | 0 | 0 | 0 | 0 | 0 | 0 | 0 | 108.2871 | 113.4086 | 39.8193 | 55.6044 | 0 | 0 | 0 | 0 | 0 | 0 | 3748.4931 | 2380.0661 | 1784.5972 | 694.231 | 1081.7976 | 0 | 0 | 0 | 0 | 0 | 0 | 14% | 25.13% | 31.84% | 11.69% | 17.34% | 0% | 0% | 0% | 0% | 0% | 100% | [10 empty] | 1307.3509 | 2385.8868 | 3080.8899 | 1152.7549 | 1731.5311 | 0 | 0 | 0 | 0 | 0 | 0 | 0 | 0 | 0 | 0 | 0 | 0 | 0 | 0 | 0 | 108.2871 | -4.5108 | 104.3723 | 55.3627 | 57.6535 | 0 | 0 | 0 | 0 | 0 | 1415.6379 | 2381.376 | 3185.2622 | 1208.1176 | 1789.1846 | 0 | 0 | 0 | 0 | 0
269 | WMTS Redevelopment Project | Replacement - Major Station CBD | Major Station | TRUE | Establishment | Network | Labour - Internal | 10% | 0 | 937.1233 | 567.9448 | 417.7972 | 163.6029 | 256.5483 | 0 | 0 | 0 | 0 | 0 | 0 | 0 | 3.2941 | 1.5287 | 1.6152 | 3.879 | 0 | 0 | 0 | 0 | 0 | 0 | 0 | 27.2288 | 28.4559 | 10.0531 | 14.1113 | 0 | 0 | 0 | 0 | 0 | 0 | 937.1233 | 598.4676 | 447.7818 | 175.2713 | 274.5386 | 0 | 0 | 0 | 0 | 0 | 0 | 14% | 25.13% | 31.84% | 11.69% | 17.34% | 0% | 0% | 0% | 0% | 0% | 100% | [10 empty] | 326.8377 | 596.4717 | 770.2225 | 288.1887 | 432.8828 | 0 | 0 | 0 | 0 | 0 | 3.2941 | -1.0448 | 2.869 | 3.4378 | 1.86 | 0 | 0 | 0 | 0 | 0 | 27.2288 | -1.1629 | 26.2568 | 14.0273 | 14.5159 | 0 | 0 | 0 | 0 | 0 | 357.3606 | 594.264 | 799.3482 | 305.6538 | 449.2587 | 0 | 0 | 0 | 0 | 0
270 | WMTS Redevelopment Project | Replacement - Major Station CBD | Major Station | TRUE | Establishment | Network | Labour - External | 50% | 0 | 4685.6164 | 2839.7238 | 2088.9858 | 818.0147 | 1282.7416 | 0 | 0 | 0 | 0 | 0 | 0 | 0 | 16.4704 | -5.4912 | -1.1928 | 0 | 0 | 0 | 0 | 0 | 0 | 0 | 0 | 136.1439 | 141.3881 | 49.7015 | 69.5055 | 0 | 0 | 0 | 0 | 0 | 0 | 4685.6164 | 2992.3381 | 2224.8827 | 866.5234 | 1352.2471 | 0 | 0 | 0 | 0 | 0 | 0 | 14% | 25.13% | 31.84% | 11.69% | 17.34% | 0% | 0% | 0% | 0% | 0% | 100% | [10 empty] | 1634.1886 | 2982.3585 | 3851.1123 | 1440.9437 | 2164.4139 | 0 | 0 | 0 | 0 | 0 | 16.4704 | -11.4291 | 2.7225 | 0.36099 | 1.8391 | 0 | 0 | 0 | 0 | 0 | 136.1439 | -6.2357 | 130.5466 | 69.216 | 72.1315 | 0 | 0 | 0 | 0 | 0 | 1786.8029 | 2964.6937 | 3984.3815 | 1510.5207 | 2238.3845 | 0 | 0 | 0 | 0 | 0
271 | LYPS & HWTS 500kV CB Replacement Stage 1 | Replacement - Major Station | Major Station | TRUE | Switchgear | Network | Materials | 40% | 0 | 7261.6997 | 2436.6821 | 1782.6335 | 1198.5881 | 0 | 0 | 0 | 0 | 0 | 0 | 0 | 0 | 0 | 0 | 0 | 0 | 0 | 0 | 0 | 0 | 0 | 0 | 0 | 116.1474 | 120.9713 | 72.931 | 0 | 0 | 0 | 0 | 0 | 0 | 0 | 7261.6997 | 2552.8295 | 1903.6048 | 1271.5191 | 0 | 0 | 0 | 0 | 0 | 0 | 0 | 0% | 96.8% | 3.197% | 0% | 0% | 0% | 0% | 0% | 0% | 0% | 100% | [10 empty] | 0 | 12544.3006 | 422.2335 | 0 | 0 | 0 | 0 | 0 | 0 | 0 | 0 | 0 | 0 | 0 | 0 | 0 | 0 | 0 | 0 | 0 | 0 | 239.063 | 72.931 | 0 | 0 | 0 | 0 | 0 | 0 | 0 | 0 | 12783.3636 | 495.1645 | 0 | 0 | 0 | 0 | 0 | 0 | 0
272 | LYPS & HWTS 500kV CB Replacement Stage 1 | Replacement - Major Station | Major Station | TRUE | Switchgear | Network | Labour - Internal | 10% | 0 | 1815.4249 | 609.1705 | 445.6584 | 299.647 | 0 | 0 | 0 | 0 | 0 | 0 | 0 | 0 | 3.5332 | 1.6307 | 2.9584 | 0 | 0 | 0 | 0 | 0 | 0 | 0 | 0 | 29.2053 | 30.3535 | 18.4128 | 0 | 0 | 0 | 0 | 0 | 0 | 0 | 1815.4249 | 641.909 | 477.6425 | 321.0182 | 0 | 0 | 0 | 0 | 0 | 0 | 0 | 0% | 96.8% | 3.197% | 0% | 0% | 0% | 0% | 0% | 0% | 0% | 100% | [10 empty] | 0 | 3136.0752 | 105.5584 | 0 | 0 | 0 | 0 | 0 | 0 | 0 | 0 | 5.223 | 2.9584 | 0 | 0 | 0 | 0 | 0 | 0 | 0 | 0 | 60.0476 | 18.4128 | 0 | 0 | 0 | 0 | 0 | 0 | 0 | 0 | 3201.3458 | 126.9295 | 0 | 0 | 0 | 0 | 0 | 0 | 0
273 | LYPS & HWTS 500kV CB Replacement Stage 1 | Replacement - Major Station | Major Station | TRUE | Switchgear | Network | Labour - External | 50% | 0 | 9077.1246 | 3045.8526 | 2228.2918 | 1498.2351 | 0 | 0 | 0 | 0 | 0 | 0 | 0 | 0 | 17.6659 | -5.8573 | -2.1847 | 0 | 0 | 0 | 0 | 0 | 0 | 0 | 0 | 146.0263 | 150.8167 | 91.0308 | 0 | 0 | 0 | 0 | 0 | 0 | 0 | 9077.1246 | 3209.5449 | 2373.2512 | 1587.0812 | 0 | 0 | 0 | 0 | 0 | 0 | 0 | 0% | 96.8% | 3.197% | 0% | 0% | 0% | 0% | 0% | 0% | 0% | 100% | [10 empty] | 0 | 15680.3758 | 527.7918 | 0 | 0 | 0 | 0 | 0 | 0 | 0 | 0 | 12.1043 | -2.1847 | 0 | 0 | 0 | 0 | 0 | 0 | 0 | 0 | 299.2874 | 91.0308 | 0 | 0 | 0 | 0 | 0 | 0 | 0 | 0 | 15991.7675 | 616.638 | 0 | 0 | 0 | 0 | 0 | 0 | 0
274 | ERTS Redevelopment - Stage 1 | Replacement - Major Station | Major Station | TRUE | Secondary | Network | Materials | 40% | 0 | 246.2836 | 201.9776 | 278.2344 | 389.2843 | 0 | 0 | 0 | 0 | 0 | 0 | 0 | 0 | 0 | 0 | 0 | 0 | 0 | 0 | 0 | 0 | 0 | 0 | 0 | 9.6275 | 18.8813 | 23.687 | 0 | 0 | 0 | 0 | 0 | 0 | 0 | 246.2836 | 211.6051 | 297.1157 | 412.9713 | 0 | 0 | 0 | 0 | 0 | 0 | 0 | 20% | 80% | 0% | 0% | 0% | 0% | 0% | 0% | 0% | 0% | 100% | [10 empty] | 220.4461 | 896.5456 | 0 | 0 | 0 | 0 | 0 | 0 | 0 | 0 | 0 | 0 | 0 | 0 | 0 | 0 | 0 | 0 | 0 | 0 | 9.6275 | 33.7053 | 0 | 0 | 0 | 0 | 0 | 0 | 0 | 0 | 230.0736 | 930.251 | 0 | 0 | 0 | 0 | 0 | 0 | 0 | 0
275 | ERTS Redevelopment - Stage 1 | Replacement - Major Station | Major Station | TRUE | Secondary | Network | Labour - Internal | 10% | 0 | 61.5709 | 50.4944 | 69.5586 | 97.3211 | 0 | 0 | 0 | 0 | 0 | 0 | 0 | 0 | 0.29287 | 0.25452 | 0.96084 | 0 | 0 | 0 | 0 | 0 | 0 | 0 | 0 | 2.4208 | 4.7376 | 5.9802 | 0 | 0 | 0 | 0 | 0 | 0 | 0 | 61.5709 | 53.2081 | 74.5507 | 104.2621 | 0 | 0 | 0 | 0 | 0 | 0 | 0 | 20% | 80% | 0% | 0% | 0% | 0% | 0% | 0% | 0% | 0% | 100% | [10 empty] | 55.1115 | 224.1364 | 0 | 0 | 0 | 0 | 0 | 0 | 0 | 0 | 0.29287 | 0.54008 | 0 | 0 | 0 | 0 | 0 | 0 | 0 | 0 | 2.4208 | 8.4599 | 0 | 0 | 0 | 0 | 0 | 0 | 0 | 0 | 57.8252 | 233.1364 | 0 | 0 | 0 | 0 | 0 | 0 | 0 | 0
276 | ERTS Redevelopment - Stage 1 | Replacement - Major Station | Major Station | TRUE | Secondary | Network | Labour - External | 50% | 0 | 307.8545 | 252.472 | 347.793 | 486.6054 | 0 | 0 | 0 | 0 | 0 | 0 | 0 | 0 | 1.4643 | -0.91422 | -0.70956 | 0 | 0 | 0 | 0 | 0 | 0 | 0 | 0 | 12.1042 | 23.5395 | 29.5655 | 0 | 0 | 0 | 0 | 0 | 0 | 0 | 307.8545 | 266.0405 | 370.4183 | 515.4614 | 0 | 0 | 0 | 0 | 0 | 0 | 0 | 20% | 80% | 0% | 0% | 0% | 0% | 0% | 0% | 0% | 0% | 100% | [10 empty] | 275.5577 | 1120.682 | 0 | 0 | 0 | 0 | 0 | 0 | 0 | 0 | 1.4643 | -0.6171 | 0 | 0 | 0 | 0 | 0 | 0 | 0 | 0 | 12.1042 | 42.0742 | 0 | 0 | 0 | 0 | 0 | 0 | 0 | 0 | 289.1262 | 1162.1392 | 0 | 0 | 0 | 0 | 0 | 0 | 0 | 0
277 | ERTS Redevelopment - Stage 1 | Replacement - Major Station | Major Station | TRUE | Switchgear | Network | Materials | 40% | 0 | 443.3677 | 363.6065 | 500.8865 | 700.8021 | 0 | 0 | 0 | 0 | 0 | 0 | 0 | 0 | 0 | 0 | 0 | 0 | 0 | 0 | 0 | 0 | 0 | 0 | 0 | 17.3317 | 33.9907 | 42.642 | 0 | 0 | 0 | 0 | 0 | 0 | 0 | 443.3677 | 380.9382 | 534.8771 | 743.4441 | 0 | 0 | 0 | 0 | 0 | 0 | 0 | 20% | 80% | 0% | 0% | 0% | 0% | 0% | 0% | 0% | 0% | 100% | [10 empty] | 396.8542 | 1613.9902 | 0 | 0 | 0 | 0 | 0 | 0 | 0 | 0 | 0 | 0 | 0 | 0 | 0 | 0 | 0 | 0 | 0 | 0 | 17.3317 | 60.6774 | 0 | 0 | 0 | 0 | 0 | 0 | 0 | 0 | 414.1859 | 1674.6676 | 0 | 0 | 0 | 0 | 0 | 0 | 0 | 0
278 | ERTS Redevelopment - Stage 1 | Replacement - Major Station | Major Station | TRUE | Switchgear | Network | Labour - Internal | 10% | 0 | 110.8419 | 90.9016 | 125.2216 | 175.2005 | 0 | 0 | 0 | 0 | 0 | 0 | 0 | 0 | 0.52723 | 0.45819 | 1.7297 | 0 | 0 | 0 | 0 | 0 | 0 | 0 | 0 | 4.3581 | 8.5288 | 10.7658 | 0 | 0 | 0 | 0 | 0 | 0 | 0 | 110.8419 | 95.7869 | 134.2086 | 187.696 | 0 | 0 | 0 | 0 | 0 | 0 | 0 | 20% | 80% | 0% | 0% | 0% | 0% | 0% | 0% | 0% | 0% | 100% | [10 empty] | 99.2135 | 403.4975 | 0 | 0 | 0 | 0 | 0 | 0 | 0 | 0 | 0.52723 | 0.97228 | 0 | 0 | 0 | 0 | 0 | 0 | 0 | 0 | 4.3581 | 15.2297 | 0 | 0 | 0 | 0 | 0 | 0 | 0 | 0 | 104.0988 | 419.6996 | 0 | 0 | 0 | 0 | 0 | 0 | 0 | 0
279 | ERTS Redevelopment - Stage 1 | Replacement - Major Station | Major Station | TRUE | Switchgear | Network | Labour - External | 50% | 0 | 554.2096 | 454.5081 | 626.1081 | 876.0027 | 0 | 0 | 0 | 0 | 0 | 0 | 0 | 0 | 2.6361 | -1.6458 | -1.2774 | 0 | 0 | 0 | 0 | 0 | 0 | 0 | 0 | 21.7903 | 42.3766 | 53.2248 | 0 | 0 | 0 | 0 | 0 | 0 | 0 | 554.2096 | 478.9346 | 666.8389 | 927.9501 | 0 | 0 | 0 | 0 | 0 | 0 | 0 | 20% | 80% | 0% | 0% | 0% | 0% | 0% | 0% | 0% | 0% | 100% | [10 empty] | 496.0677 | 2017.4877 | 0 | 0 | 0 | 0 | 0 | 0 | 0 | 0 | 2.6361 | -1.1109 | 0 | 0 | 0 | 0 | 0 | 0 | 0 | 0 | 21.7903 | 75.7434 | 0 | 0 | 0 | 0 | 0 | 0 | 0 | 0 | 520.4942 | 2092.1202 | 0 | 0 | 0 | 0 | 0 | 0 | 0 | 0
280 | ERTS Redevelopment - Stage 1 | Replacement - Major Station | Major Station | TRUE | Transformers | Network | Materials | 40% | 0 | 630.7483 | 517.2776 | 712.5762 | 996.9823 | 0 | 0 | 0 | 0 | 0 | 0 | 0 | 0 | 0 | 0 | 0 | 0 | 0 | 0 | 0 | 0 | 0 | 0 | 0 | 24.6567 | 48.3562 | 60.6638 | 0 | 0 | 0 | 0 | 0 | 0 | 0 | 630.7483 | 541.9342 | 760.9324 | 1057.6461 | 0 | 0 | 0 | 0 | 0 | 0 | 0 | 20% | 80% | 0% | 0% | 0% | 0% | 0% | 0% | 0% | 0% | 100% | [10 empty] | 564.5767 | 2296.1112 | 0 | 0 | 0 | 0 | 0 | 0 | 0 | 0 | 0 | 0 | 0 | 0 | 0 | 0 | 0 | 0 | 0 | 0 | 24.6567 | 86.3215 | 0 | 0 | 0 | 0 | 0 | 0 | 0 | 0 | 589.2334 | 2382.4327 | 0 | 0 | 0 | 0 | 0 | 0 | 0 | 0
281 | ERTS Redevelopment - Stage 1 | Replacement - Major Station | Major Station | TRUE | Transformers | Network | Labour - Internal | 10% | 0 | 157.6871 | 129.3194 | 178.1441 | 249.2456 | 0 | 0 | 0 | 0 | 0 | 0 | 0 | 0 | 0.75005 | 0.65184 | 2.4608 | 0 | 0 | 0 | 0 | 0 | 0 | 0 | 0 | 6.1999 | 12.1333 | 15.3157 | 0 | 0 | 0 | 0 | 0 | 0 | 0 | 157.6871 | 136.2694 | 190.9292 | 267.022 | 0 | 0 | 0 | 0 | 0 | 0 | 0 | 20% | 80% | 0% | 0% | 0% | 0% | 0% | 0% | 0% | 0% | 100% | [10 empty] | 141.1442 | 574.0278 | 0 | 0 | 0 | 0 | 0 | 0 | 0 | 0 | 0.75005 | 1.3832 | 0 | 0 | 0 | 0 | 0 | 0 | 0 | 0 | 6.1999 | 21.6663 | 0 | 0 | 0 | 0 | 0 | 0 | 0 | 0 | 148.0942 | 597.0773 | 0 | 0 | 0 | 0 | 0 | 0 | 0 | 0
282 | ERTS Redevelopment - Stage 1 | Replacement - Major Station | Major Station | TRUE | Transformers | Network | Labour - External | 50% | 0 | 788.4354 | 646.597 | 890.7203 | 1246.2278 | 0 | 0 | 0 | 0 | 0 | 0 | 0 | 0 | 3.7503 | -2.3414 | -1.8172 | 0 | 0 | 0 | 0 | 0 | 0 | 0 | 0 | 30.9996 | 60.2863 | 75.7192 | 0 | 0 | 0 | 0 | 0 | 0 | 0 | 788.4354 | 681.3468 | 948.6652 | 1320.1298 | 0 | 0 | 0 | 0 | 0 | 0 | 0 | 20% | 80% | 0% | 0% | 0% | 0% | 0% | 0% | 0% | 0% | 100% | [10 empty] | 705.7209 | 2870.139 | 0 | 0 | 0 | 0 | 0 | 0 | 0 | 0 | 3.7503 | -1.5804 | 0 | 0 | 0 | 0 | 0 | 0 | 0 | 0 | 30.9996 | 107.7548 | 0 | 0 | 0 | 0 | 0 | 0 | 0 | 0 | 740.4708 | 2976.3134 | 0 | 0 | 0 | 0 | 0 | 0 | 0 | 0
283 | ERTS Redevelopment - Stage 1 | Replacement - Major Station | Major Station | TRUE | Establishment | Network | Materials | 40% | 0 | 113.1758 | 92.8156 | 127.8582 | 178.8895 | 0 | 0 | 0 | 0 | 0 | 0 | 0 | 0 | 0 | 0 | 0 | 0 | 0 | 0 | 0 | 0 | 0 | 0 | 0 | 4.4242 | 8.6766 | 10.885 | 0 | 0 | 0 | 0 | 0 | 0 | 0 | 113.1758 | 97.2398 | 136.5348 | 189.7745 | 0 | 0 | 0 | 0 | 0 | 0 | 0 | 20% | 80% | 0% | 0% | 0% | 0% | 0% | 0% | 0% | 0% | 100% | [10 empty] | 101.3025 | 411.9934 | 0 | 0 | 0 | 0 | 0 | 0 | 0 | 0 | 0 | 0 | 0 | 0 | 0 | 0 | 0 | 0 | 0 | 0 | 4.4242 | 15.4888 | 0 | 0 | 0 | 0 | 0 | 0 | 0 | 0 | 105.7267 | 427.4822 | 0 | 0 | 0 | 0 | 0 | 0 | 0 | 0
284 | ERTS Redevelopment - Stage 1 | Replacement - Major Station | Major Station | TRUE | Establishment | Network | Labour - Internal | 10% | 0 | 28.2939 | 23.2039 | 31.9646 | 44.7224 | 0 | 0 | 0 | 0 | 0 | 0 | 0 | 0 | 0.13458 | 0.11696 | 0.44154 | 0 | 0 | 0 | 0 | 0 | 0 | 0 | 0 | 1.1125 | 2.1771 | 2.7481 | 0 | 0 | 0 | 0 | 0 | 0 | 0 | 28.2939 | 24.4509 | 34.2586 | 47.912 | 0 | 0 | 0 | 0 | 0 | 0 | 0 | 20% | 80% | 0% | 0% | 0% | 0% | 0% | 0% | 0% | 0% | 100% | [10 empty] | 25.3256 | 102.9984 | 0 | 0 | 0 | 0 | 0 | 0 | 0 | 0 | 0.13458 | 0.24819 | 0 | 0 | 0 | 0 | 0 | 0 | 0 | 0 | 1.1125 | 3.8876 | 0 | 0 | 0 | 0 | 0 | 0 | 0 | 0 | 26.5727 | 107.1341 | 0 | 0 | 0 | 0 | 0 | 0 | 0 | 0
285 | ERTS Redevelopment - Stage 1 | Replacement - Major Station | Major Station | TRUE | Establishment | Network | Labour - External | 50% | 0 | 141.4697 | 116.0195 | 159.8228 | 223.6119 | 0 | 0 | 0 | 0 | 0 | 0 | 0 | 0 | 0.67291 | -0.42011 | -0.32607 | 0 | 0 | 0 | 0 | 0 | 0 | 0 | 0 | 5.5623 | 10.8172 | 13.5864 | 0 | 0 | 0 | 0 | 0 | 0 | 0 | 141.4697 | 122.2547 | 170.2199 | 236.8722 | 0 | 0 | 0 | 0 | 0 | 0 | 0 | 20% | 80% | 0% | 0% | 0% | 0% | 0% | 0% | 0% | 0% | 100% | [10 empty] | 126.6282 | 514.9918 | 0 | 0 | 0 | 0 | 0 | 0 | 0 | 0 | 0.67291 | -0.28358 | 0 | 0 | 0 | 0 | 0 | 0 | 0 | 0 | 5.5623 | 19.3346 | 0 | 0 | 0 | 0 | 0 | 0 | 0 | 0 | 132.8634 | 534.0428 | 0 | 0 | 0 | 0 | 0 | 0 | 0 | 0
286 | SVTS Redevelopment Project | Replacement - Major Station | Major Station | TRUE | Secondary | Network | Materials | 40% | 0 | 297.8619 | 737.9252 | 511.494 | 255.2249 | 857.7588 | 0 | 0 | 0 | 0 | 0 | 0 | 0 | 0 | 0 | 0 | 0 | 0 | 0 | 0 | 0 | 0 | 0 | 0 | 35.1741 | 34.7105 | 15.5298 | 46.4778 | 0 | 0 | 0 | 0 | 0 | 0 | 297.8619 | 773.0992 | 546.2046 | 270.7547 | 904.2366 | 0 | 0 | 0 | 0 | 0 | 0 | 0% | 38.46% | 28.85% | 19.23% | 13.46% | 0% | 0% | 0% | 0% | 0% | 100% | [10 empty] | 0 | 1018.0323 | 778.161 | 528.5038 | 374.7736 | 0 | 0 | 0 | 0 | 0 | 0 | 0 | 0 | 0 | 0 | 0 | 0 | 0 | 0 | 0 | 0 | 70.4734 | 13.6492 | 30.1572 | 18.474 | 0 | 0 | 0 | 0 | 0 | 0 | 1088.5057 | 791.8102 | 558.661 | 393.2477 | 0 | 0 | 0 | 0 | 0
287 | SVTS Redevelopment Project | Replacement - Major Station | Major Station | TRUE | Secondary | Network | Labour - Internal | 10% | 0 | 74.4655 | 184.4813 | 127.8735 | 63.8062 | 214.4397 | 0 | 0 | 0 | 0 | 0 | 0 | 0 | 1.07 | 0.4679 | 0.62995 | 3.2424 | 0 | 0 | 0 | 0 | 0 | 0 | 0 | 8.8445 | 8.7094 | 3.9208 | 11.7951 | 0 | 0 | 0 | 0 | 0 | 0 | 74.4655 | 194.3958 | 137.0508 | 68.3569 | 229.4772 | 0 | 0 | 0 | 0 | 0 | 0 | 0% | 38.46% | 28.85% | 19.23% | 13.46% | 0% | 0% | 0% | 0% | 0% | 100% | [10 empty] | 0 | 254.5081 | 194.5402 | 132.126 | 93.6934 | 0 | 0 | 0 | 0 | 0 | 0 | 1.5558 | 0.58226 | 2.5506 | 0.74996 | 0 | 0 | 0 | 0 | 0 | 0 | 17.702 | 3.448 | 7.6771 | 4.6596 | 0 | 0 | 0 | 0 | 0 | 0 | 273.7658 | 198.5705 | 142.3537 | 99.103 | 0 | 0 | 0 | 0 | 0
288 | SVTS Redevelopment Project | Replacement - Major Station | Major Station | TRUE | Secondary | Network | Labour - External | 50% | 0 | 372.3274 | 922.4065 | 639.3676 | 319.0311 | 1072.1985 | 0 | 0 | 0 | 0 | 0 | 0 | 0 | 5.35 | -1.6807 | -0.46521 | 0 | 0 | 0 | 0 | 0 | 0 | 0 | 0 | 44.2226 | 43.2741 | 19.3839 | 58.0972 | 0 | 0 | 0 | 0 | 0 | 0 | 372.3274 | 971.979 | 680.961 | 337.9498 | 1130.2957 | 0 | 0 | 0 | 0 | 0 | 0 | 0% | 38.46% | 28.85% | 19.23% | 13.46% | 0% | 0% | 0% | 0% | 0% | 100% | [10 empty] | 0 | 1272.5403 | 972.7012 | 660.6298 | 468.4671 | 0 | 0 | 0 | 0 | 0 | 0 | 3.7589 | -0.53766 | -0.38776 | 0.46759 | 0 | 0 | 0 | 0 | 0 | 0 | 88.237 | 17.0306 | 37.6827 | 23.1092 | 0 | 0 | 0 | 0 | 0 | 0 | 1364.5362 | 989.1942 | 697.9248 | 492.0438 | 0 | 0 | 0 | 0 | 0
289 | SVTS Redevelopment Project | Replacement - Major Station | Major Station | TRUE | Switchgear | Network | Materials | 40% | 0 | 933.7731 | 2313.3359 | 1603.4926 | 800.1094 | 2689.0047 | 0 | 0 | 0 | 0 | 0 | 0 | 0 | 0 | 0 | 0 | 0 | 0 | 0 | 0 | 0 | 0 | 0 | 0 | 110.2679 | 108.8146 | 48.6846 | 145.704 | 0 | 0 | 0 | 0 | 0 | 0 | 933.7731 | 2423.6038 | 1712.3072 | 848.794 | 2834.7087 | 0 | 0 | 0 | 0 | 0 | 0 | 0% | 38.46% | 28.85% | 19.23% | 13.46% | 0% | 0% | 0% | 0% | 0% | 100% | [10 empty] | 0 | 3191.449 | 2439.4719 | 1656.8169 | 1174.8852 | 0 | 0 | 0 | 0 | 0 | 0 | 0 | 0 | 0 | 0 | 0 | 0 | 0 | 0 | 0 | 0 | 220.9285 | 42.7892 | 94.5404 | 57.9146 | 0 | 0 | 0 | 0 | 0 | 0 | 3412.3775 | 2482.2611 | 1751.3573 | 1232.7998 | 0 | 0 | 0 | 0 | 0
290 | SVTS Redevelopment Project | Replacement - Major Station | Major Station | TRUE | Switchgear | Network | Labour - Internal | 10% | 0 | 233.4433 | 578.334 | 400.8731 | 200.0274 | 672.2512 | 0 | 0 | 0 | 0 | 0 | 0 | 0 | 3.3543 | 1.4668 | 1.9748 | 10.1645 | 0 | 0 | 0 | 0 | 0 | 0 | 0 | 27.7269 | 27.3032 | 12.2913 | 36.9768 | 0 | 0 | 0 | 0 | 0 | 0 | 233.4433 | 609.4152 | 429.6432 | 214.2935 | 719.3925 | 0 | 0 | 0 | 0 | 0 | 0 | 0% | 38.46% | 28.85% | 19.23% | 13.46% | 0% | 0% | 0% | 0% | 0% | 100% | [10 empty] | 0 | 797.8623 | 609.868 | 414.2042 | 293.7213 | 0 | 0 | 0 | 0 | 0 | 0 | 4.8773 | 1.8253 | 7.996 | 2.3511 | 0 | 0 | 0 | 0 | 0 | 0 | 55.4942 | 10.8091 | 24.0671 | 14.6076 | 0 | 0 | 0 | 0 | 0 | 0 | 858.2338 | 622.5024 | 446.2674 | 310.6799 | 0 | 0 | 0 | 0 | 0
291 | SVTS Redevelopment Project | Replacement - Major Station | Major Station | TRUE | Switchgear | Network | Labour - External | 50% | 0 | 1167.2164 | 2891.6698 | 2004.3657 | 1000.1368 | 3361.2559 | 0 | 0 | 0 | 0 | 0 | 0 | 0 | 16.7717 | -5.2687 | -1.4584 | 0 | 0 | 0 | 0 | 0 | 0 | 0 | 0 | 138.6343 | 135.6608 | 60.767 | 182.1301 | 0 | 0 | 0 | 0 | 0 | 0 | 1167.2164 | 3047.0759 | 2134.7578 | 1059.4454 | 3543.3859 | 0 | 0 | 0 | 0 | 0 | 0 | 0% | 38.46% | 28.85% | 19.23% | 13.46% | 0% | 0% | 0% | 0% | 0% | 100% | [10 empty] | 0 | 3989.3113 | 3049.3399 | 2071.0212 | 1468.6064 | 0 | 0 | 0 | 0 | 0 | 0 | 11.7837 | -1.6855 | -1.2156 | 1.4659 | 0 | 0 | 0 | 0 | 0 | 0 | 276.6159 | 53.3897 | 118.1323 | 72.4454 | 0 | 0 | 0 | 0 | 0 | 0 | 4277.7109 | 3101.0441 | 2187.9378 | 1542.5177 | 0 | 0 | 0 | 0 | 0
292 | SVTS Redevelopment Project | Replacement - Major Station | Major Station | TRUE | Transformers | Network | Materials | 40% | 0 | 749.7238 | 1857.3708 | 1287.4396 | 642.4056 | 2158.9942 | 0 | 0 | 0 | 0 | 0 | 0 | 0 | 0 | 0 | 0 | 0 | 0 | 0 | 0 | 0 | 0 | 0 | 0 | 88.5338 | 87.367 | 39.0887 | 116.9854 | 0 | 0 | 0 | 0 | 0 | 0 | 749.7238 | 1945.9046 | 1374.8066 | 681.4943 | 2275.9796 | 0 | 0 | 0 | 0 | 0 | 0 | 0% | 38.46% | 28.85% | 19.23% | 13.46% | 0% | 0% | 0% | 0% | 0% | 100% | [10 empty] | 0 | 2562.4053 | 1958.645 | 1330.2536 | 943.3119 | 0 | 0 | 0 | 0 | 0 | 0 | 0 | 0 | 0 | 0 | 0 | 0 | 0 | 0 | 0 | 0 | 177.3828 | 34.3553 | 75.9062 | 46.4995 | 0 | 0 | 0 | 0 | 0 | 0 | 2739.7882 | 1993.0004 | 1406.1598 | 989.8114 | 0 | 0 | 0 | 0 | 0
293 | SVTS Redevelopment Project | Replacement - Major Station | Major Station | TRUE | Transformers | Network | Labour - Internal | 10% | 0 | 187.4309 | 464.3427 | 321.8599 | 160.6014 | 539.7486 | 0 | 0 | 0 | 0 | 0 | 0 | 0 | 2.6932 | 1.1777 | 1.5856 | 8.1611 | 0 | 0 | 0 | 0 | 0 | 0 | 0 | 22.2618 | 21.9217 | 9.8687 | 29.6885 | 0 | 0 | 0 | 0 | 0 | 0 | 187.4309 | 489.2977 | 344.9593 | 172.0557 | 577.5982 | 0 | 0 | 0 | 0 | 0 | 0 | 0% | 38.46% | 28.85% | 19.23% | 13.46% | 0% | 0% | 0% | 0% | 0% | 100% | [10 empty] | 0 | 640.6013 | 489.6613 | 332.5634 | 235.828 | 0 | 0 | 0 | 0 | 0 | 0 | 3.916 | 1.4655 | 6.42 | 1.8877 | 0 | 0 | 0 | 0 | 0 | 0 | 44.5561 | 8.6786 | 19.3234 | 11.7284 | 0 | 0 | 0 | 0 | 0 | 0 | 689.0735 | 499.8054 | 358.3068 | 249.444 | 0 | 0 | 0 | 0 | 0
294 | SVTS Redevelopment Project | Replacement - Major Station | Major Station | TRUE | Transformers | Network | Labour - External | 50% | 0 | 937.1547 | 2321.7135 | 1609.2995 | 803.0069 | 2698.7428 | 0 | 0 | 0 | 0 | 0 | 0 | 0 | 13.4659 | -4.2302 | -1.1709 | 0 | 0 | 0 | 0 | 0 | 0 | 0 | 0 | 111.3091 | 108.9216 | 48.7897 | 146.2317 | 0 | 0 | 0 | 0 | 0 | 0 | 937.1547 | 2446.4885 | 1713.9909 | 850.6257 | 2844.9745 | 0 | 0 | 0 | 0 | 0 | 0 | 0% | 38.46% | 28.85% | 19.23% | 13.46% | 0% | 0% | 0% | 0% | 0% | 100% | [10 empty] | 0 | 3203.0067 | 2448.3063 | 1662.817 | 1179.1399 | 0 | 0 | 0 | 0 | 0 | 0 | 9.4611 | -1.3533 | -0.97599 | 1.1769 | 0 | 0 | 0 | 0 | 0 | 0 | 222.0941 | 42.8664 | 94.8481 | 58.1662 | 0 | 0 | 0 | 0 | 0 | 0 | 3434.5619 | 2489.8194 | 1756.6891 | 1238.483 | 0 | 0 | 0 | 0 | 0
295 | SVTS Redevelopment Project | Replacement - Major Station | Major Station | TRUE | Towers and Conductor | Network | Materials | 40% | 0 | 32.3028 | 80.0272 | 55.471 | 27.6789 | 93.023 | 0 | 0 | 0 | 0 | 0 | 0 | 0 | 0 | 0 | 0 | 0 | 0 | 0 | 0 | 0 | 0 | 0 | 0 | 3.8146 | 3.7643 | 1.6842 | 5.0405 | 0 | 0 | 0 | 0 | 0 | 0 | 32.3028 | 83.8418 | 59.2353 | 29.363 | 98.0635 | 0 | 0 | 0 | 0 | 0 | 0 | 0% | 38.46% | 28.85% | 19.23% | 13.46% | 0% | 0% | 0% | 0% | 0% | 100% | [10 empty] | 0 | 110.4045 | 84.3907 | 57.3157 | 40.6438 | 0 | 0 | 0 | 0 | 0 | 0 | 0 | 0 | 0 | 0 | 0 | 0 | 0 | 0 | 0 | 0 | 7.6428 | 1.4802 | 3.2705 | 2.0035 | 0 | 0 | 0 | 0 | 0 | 0 | 118.0472 | 85.8709 | 60.5862 | 42.6473 | 0 | 0 | 0 | 0 | 0
296 | SVTS Redevelopment Project | Replacement - Major Station | Major Station | TRUE | Towers and Conductor | Network | Labour - Internal | 10% | 0 | 8.0757 | 20.0068 | 13.8677 | 6.9197 | 23.2557 | 0 | 0 | 0 | 0 | 0 | 0 | 0 | 0.11604 | 0.050743 | 0.068318 | 0.35163 | 0 | 0 | 0 | 0 | 0 | 0 | 0 | 0.95918 | 0.94452 | 0.4252 | 1.2792 | 0 | 0 | 0 | 0 | 0 | 0 | 8.0757 | 21.082 | 14.863 | 7.4132 | 24.8865 | 0 | 0 | 0 | 0 | 0 | 0 | 0% | 38.46% | 28.85% | 19.23% | 13.46% | 0% | 0% | 0% | 0% | 0% | 100% | [10 empty] | 0 | 27.6011 | 21.0977 | 14.3289 | 10.1609 | 0 | 0 | 0 | 0 | 0 | 0 | 0.16872 | 0.063145 | 0.27661 | 0.081333 | 0 | 0 | 0 | 0 | 0 | 0 | 1.9198 | 0.37393 | 0.83257 | 0.50533 | 0 | 0 | 0 | 0 | 0 | 0 | 29.6896 | 21.5347 | 15.4381 | 10.7476 | 0 | 0 | 0 | 0 | 0
297 | SVTS Redevelopment Project | Replacement - Major Station | Major Station | TRUE | Towers and Conductor | Network | Labour - External | 50% | 0 | 40.3785 | 100.034 | 69.3387 | 34.5986 | 116.2787 | 0 | 0 | 0 | 0 | 0 | 0 | 0 | 0.5802 | -0.18227 | -0.050451 | 0 | 0 | 0 | 0 | 0 | 0 | 0 | 0 | 4.7959 | 4.693 | 2.1022 | 6.3006 | 0 | 0 | 0 | 0 | 0 | 0 | 40.3785 | 105.41 | 73.8495 | 36.6503 | 122.5793 | 0 | 0 | 0 | 0 | 0 | 0 | 0% | 38.46% | 28.85% | 19.23% | 13.46% | 0% | 0% | 0% | 0% | 0% | 100% | [10 empty] | 0 | 138.0056 | 105.4884 | 71.6446 | 50.8047 | 0 | 0 | 0 | 0 | 0 | 0 | 0.40764 | -0.058309 | -0.042052 | 0.05071 | 0 | 0 | 0 | 0 | 0 | 0 | 9.5692 | 1.847 | 4.0866 | 2.5062 | 0 | 0 | 0 | 0 | 0 | 0 | 147.9824 | 107.277 | 75.6892 | 53.3616 | 0 | 0 | 0 | 0 | 0
298 | SVTS Redevelopment Project | Replacement - Major Station | Major Station | TRUE | Establishment | Network | Materials | 40% | 0 | 258.8857 | 641.3652 | 444.5634 | 221.8279 | 745.5183 | 0 | 0 | 0 | 0 | 0 | 0 | 0 | 0 | 0 | 0 | 0 | 0 | 0 | 0 | 0 | 0 | 0 | 0 | 30.5714 | 30.1685 | 13.4977 | 40.396 | 0 | 0 | 0 | 0 | 0 | 0 | 258.8857 | 671.9367 | 474.7319 | 235.3255 | 785.9143 | 0 | 0 | 0 | 0 | 0 | 0 | 0% | 38.46% | 28.85% | 19.23% | 13.46% | 0% | 0% | 0% | 0% | 0% | 100% | [10 empty] | 0 | 884.8194 | 676.3361 | 459.3474 | 325.7333 | 0 | 0 | 0 | 0 | 0 | 0 | 0 | 0 | 0 | 0 | 0 | 0 | 0 | 0 | 0 | 0 | 61.2517 | 11.8632 | 26.211 | 16.0566 | 0 | 0 | 0 | 0 | 0 | 0 | 946.0711 | 688.1992 | 485.5584 | 341.7899 | 0 | 0 | 0 | 0 | 0
299 | SVTS Redevelopment Project | Replacement - Major Station | Major Station | TRUE | Establishment | Network | Labour - Internal | 10% | 0 | 64.7214 | 160.3413 | 111.1408 | 55.457 | 186.3796 | 0 | 0 | 0 | 0 | 0 | 0 | 0 | 0.92998 | 0.40667 | 0.54752 | 2.8181 | 0 | 0 | 0 | 0 | 0 | 0 | 0 | 7.6872 | 7.5697 | 3.4077 | 10.2517 | 0 | 0 | 0 | 0 | 0 | 0 | 64.7214 | 168.9585 | 119.1172 | 59.4122 | 199.4493 | 0 | 0 | 0 | 0 | 0 | 0 | 0% | 38.46% | 28.85% | 19.23% | 13.46% | 0% | 0% | 0% | 0% | 0% | 100% | [10 empty] | 0 | 221.2049 | 169.084 | 114.8368 | 81.4333 | 0 | 0 | 0 | 0 | 0 | 0 | 1.3522 | 0.50607 | 2.2169 | 0.65183 | 0 | 0 | 0 | 0 | 0 | 0 | 15.3856 | 2.9968 | 6.6725 | 4.0499 | 0 | 0 | 0 | 0 | 0 | 0 | 237.9427 | 172.5869 | 123.7262 | 86.1351 | 0 | 0 | 0 | 0 | 0
300 | SVTS Redevelopment Project | Replacement - Major Station | Major Station | TRUE | Establishment | Network | Labour - External | 50% | 0 | 323.6071 | 801.7066 | 555.7042 | 277.2848 | 931.8978 | 0 | 0 | 0 | 0 | 0 | 0 | 0 | 4.6499 | -1.4607 | -0.40433 | 0 | 0 | 0 | 0 | 0 | 0 | 0 | 0 | 38.4359 | 37.6115 | 16.8475 | 50.495 | 0 | 0 | 0 | 0 | 0 | 0 | 323.6071 | 844.7924 | 591.855 | 293.728 | 982.3928 | 0 | 0 | 0 | 0 | 0 | 0 | 0% | 38.46% | 28.85% | 19.23% | 13.46% | 0% | 0% | 0% | 0% | 0% | 100% | [10 empty] | 0 | 1106.0243 | 845.4201 | 574.1842 | 407.1666 | 0 | 0 | 0 | 0 | 0 | 0 | 3.267 | -0.46731 | -0.33702 | 0.4064 | 0 | 0 | 0 | 0 | 0 | 0 | 76.6909 | 14.8021 | 32.7518 | 20.0853 | 0 | 0 | 0 | 0 | 0 | 0 | 1185.9822 | 859.7549 | 606.599 | 427.6583 | 0 | 0 | 0 | 0 | 0
301 | SVTS Redevelopment Project | Replacement - Major Station | Major Station | TRUE | Communications | Network | Materials | 40% | 0 | 7.5926 | 18.8098 | 13.0381 | 6.5057 | 21.8644 | 0 | 0 | 0 | 0 | 0 | 0 | 0 | 0 | 0 | 0 | 0 | 0 | 0 | 0 | 0 | 0 | 0 | 0 | 0.89659 | 0.88478 | 0.39586 | 1.1847 | 0 | 0 | 0 | 0 | 0 | 0 | 7.5926 | 19.7064 | 13.9229 | 6.9016 | 23.0492 | 0 | 0 | 0 | 0 | 0 | 0 | 0% | 38.46% | 28.85% | 19.23% | 13.46% | 0% | 0% | 0% | 0% | 0% | 100% | [10 empty] | 0 | 25.9498 | 19.8355 | 13.4717 | 9.553 | 0 | 0 | 0 | 0 | 0 | 0 | 0 | 0 | 0 | 0 | 0 | 0 | 0 | 0 | 0 | 0 | 1.7964 | 0.34792 | 0.76871 | 0.47091 | 0 | 0 | 0 | 0 | 0 | 0 | 27.7462 | 20.1834 | 14.2404 | 10.024 | 0 | 0 | 0 | 0 | 0
302 | SVTS Redevelopment Project | Replacement - Major Station | Major Station | TRUE | Communications | Network | Labour - Internal | 10% | 0 | 1.8981 | 4.7025 | 3.2595 | 1.6264 | 5.4661 | 0 | 0 | 0 | 0 | 0 | 0 | 0 | 0.027274 | 0.011927 | 0.016058 | 0.082648 | 0 | 0 | 0 | 0 | 0 | 0 | 0 | 0.22545 | 0.222 | 0.099941 | 0.30066 | 0 | 0 | 0 | 0 | 0 | 0 | 1.8981 | 4.9552 | 3.4934 | 1.7424 | 5.8494 | 0 | 0 | 0 | 0 | 0 | 0 | 0% | 38.46% | 28.85% | 19.23% | 13.46% | 0% | 0% | 0% | 0% | 0% | 100% | [10 empty] | 0 | 6.4875 | 4.9589 | 3.3679 | 2.3883 | 0 | 0 | 0 | 0 | 0 | 0 | 0.039658 | 0.014842 | 0.065016 | 0.019117 | 0 | 0 | 0 | 0 | 0 | 0 | 0.45123 | 0.08789 | 0.19569 | 0.11877 | 0 | 0 | 0 | 0 | 0 | 0 | 6.9783 | 5.0616 | 3.6286 | 2.5262 | 0 | 0 | 0 | 0 | 0
303 | SVTS Redevelopment Project | Replacement - Major Station | Major Station | TRUE | Communications | Network | Labour - External | 50% | 0 | 9.4907 | 23.5123 | 16.2976 | 8.1322 | 27.3305 | 0 | 0 | 0 | 0 | 0 | 0 | 0 | 0.13637 | -0.04284 | -0.011858 | 0 | 0 | 0 | 0 | 0 | 0 | 0 | 0 | 1.1272 | 1.1031 | 0.4941 | 1.4809 | 0 | 0 | 0 | 0 | 0 | 0 | 9.4907 | 24.7759 | 17.3578 | 8.6144 | 28.8114 | 0 | 0 | 0 | 0 | 0 | 0 | 0% | 38.46% | 28.85% | 19.23% | 13.46% | 0% | 0% | 0% | 0% | 0% | 100% | [10 empty] | 0 | 32.4373 | 24.7943 | 16.8396 | 11.9413 | 0 | 0 | 0 | 0 | 0 | 0 | 0.095814 | -0.013705 | -0.009884 | 0.011919 | 0 | 0 | 0 | 0 | 0 | 0 | 2.2492 | 0.43411 | 0.96054 | 0.58906 | 0 | 0 | 0 | 0 | 0 | 0 | 34.7823 | 25.2147 | 17.7902 | 12.5423 | 0 | 0 | 0 | 0 | 0
304 | XA09 - RTS Redevelopment Project | Replacement - Major Station CBD | Major Station | TRUE | Secondary | Network | Materials | 40% | 0 | 746.9995 | -264.0055 | 0 | 0 | 0 | 0 | 0 | 0 | 0 | 0 | 0 | 0 | 0 | 0 | 0 | 0 | 0 | 0 | 0 | 0 | 0 | 0 | 0 | -12.5841 | 0 | 0 | 0 | 0 | 0 | 0 | 0 | 0 | 0 | 746.9995 | -276.5896 | 0 | 0 | 0 | 0 | 0 | 0 | 0 | 0 | 0 | 0% | 0% | 0% | 0% | 0% | 0% | 0% | 0% | 0% | 0% | 0% | [10 empty] | 0 | 0 | 0 | 0 | 0 | 0 | 0 | 0 | 0 | 0 | 0 | 0 | 0 | 0 | 0 | 0 | 0 | 0 | 0 | 0 | 0 | 0 | 0 | 0 | 0 | 0 | 0 | 0 | 0 | 0 | 0 | 0 | 0 | 0 | 0 | 0 | 0 | 0 | 0 | 0
305 | XA09 - RTS Redevelopment Project | Replacement - Major Station CBD | Major Station | TRUE | Secondary | Network | Labour - Internal | 10% | 0 | 186.7499 | -66.0014 | 0 | 0 | 0 | 0 | 0 | 0 | 0 | 0 | 0 | 0 | -0.38281 | 0 | 0 | 0 | 0 | 0 | 0 | 0 | 0 | 0 | 0 | -3.1643 | 0 | 0 | 0 | 0 | 0 | 0 | 0 | 0 | 0 | 186.7499 | -69.5485 | 0 | 0 | 0 | 0 | 0 | 0 | 0 | 0 | 0 | 0% | 0% | 0% | 0% | 0% | 0% | 0% | 0% | 0% | 0% | 0% | [10 empty] | 0 | 0 | 0 | 0 | 0 | 0 | 0 | 0 | 0 | 0 | 0 | 0 | 0 | 0 | 0 | 0 | 0 | 0 | 0 | 0 | 0 | 0 | 0 | 0 | 0 | 0 | 0 | 0 | 0 | 0 | 0 | 0 | 0 | 0 | 0 | 0 | 0 | 0 | 0 | 0
306 | XA09 - RTS Redevelopment Project | Replacement - Major Station CBD | Major Station | TRUE | Secondary | Network | Labour - External | 50% | 0 | 933.7493 | -330.0069 | 0 | 0 | 0 | 0 | 0 | 0 | 0 | 0 | 0 | 0 | -1.914 | 0 | 0 | 0 | 0 | 0 | 0 | 0 | 0 | 0 | 0 | -15.8214 | 0 | 0 | 0 | 0 | 0 | 0 | 0 | 0 | 0 | 933.7493 | -347.7423 | 0 | 0 | 0 | 0 | 0 | 0 | 0 | 0 | 0 | 0% | 0% | 0% | 0% | 0% | 0% | 0% | 0% | 0% | 0% | 0% | [10 empty] | 0 | 0 | 0 | 0 | 0 | 0 | 0 | 0 | 0 | 0 | 0 | 0 | 0 | 0 | 0 | 0 | 0 | 0 | 0 | 0 | 0 | 0 | 0 | 0 | 0 | 0 | 0 | 0 | 0 | 0 | 0 | 0 | 0 | 0 | 0 | 0 | 0 | 0 | 0 | 0
307 | XA09 - RTS Redevelopment Project | Replacement - Major Station CBD | Major Station | TRUE | Switchgear | Network | Materials | 40% | 0 | 5085.2214 | -1797.2254 | 0 | 0 | 0 | 0 | 0 | 0 | 0 | 0 | 0 | 0 | 0 | 0 | 0 | 0 | 0 | 0 | 0 | 0 | 0 | 0 | 0 | -85.6669 | 0 | 0 | 0 | 0 | 0 | 0 | 0 | 0 | 0 | 5085.2214 | -1882.8922 | 0 | 0 | 0 | 0 | 0 | 0 | 0 | 0 | 0 | 0% | 0% | 0% | 0% | 0% | 0% | 0% | 0% | 0% | 0% | 0% | [10 empty] | 0 | 0 | 0 | 0 | 0 | 0 | 0 | 0 | 0 | 0 | 0 | 0 | 0 | 0 | 0 | 0 | 0 | 0 | 0 | 0 | 0 | 0 | 0 | 0 | 0 | 0 | 0 | 0 | 0 | 0 | 0 | 0 | 0 | 0 | 0 | 0 | 0 | 0 | 0 | 0
308 | XA09 - RTS Redevelopment Project | Replacement - Major Station CBD | Major Station | TRUE | Switchgear | Network | Labour - Internal | 10% | 0 | 1271.3054 | -449.3063 | 0 | 0 | 0 | 0 | 0 | 0 | 0 | 0 | 0 | 0 | -2.606 | 0 | 0 | 0 | 0 | 0 | 0 | 0 | 0 | 0 | 0 | -21.5409 | 0 | 0 | 0 | 0 | 0 | 0 | 0 | 0 | 0 | 1271.3054 | -473.4533 | 0 | 0 | 0 | 0 | 0 | 0 | 0 | 0 | 0 | 0% | 0% | 0% | 0% | 0% | 0% | 0% | 0% | 0% | 0% | 0% | [10 empty] | 0 | 0 | 0 | 0 | 0 | 0 | 0 | 0 | 0 | 0 | 0 | 0 | 0 | 0 | 0 | 0 | 0 | 0 | 0 | 0 | 0 | 0 | 0 | 0 | 0 | 0 | 0 | 0 | 0 | 0 | 0 | 0 | 0 | 0 | 0 | 0 | 0 | 0 | 0 | 0
309 | XA09 - RTS Redevelopment Project | Replacement - Major Station CBD | Major Station | TRUE | Switchgear | Network | Labour - External | 50% | 0 | 6356.5268 | -2246.5317 | 0 | 0 | 0 | 0 | 0 | 0 | 0 | 0 | 0 | 0 | -13.0299 | 0 | 0 | 0 | 0 | 0 | 0 | 0 | 0 | 0 | 0 | -107.7047 | 0 | 0 | 0 | 0 | 0 | 0 | 0 | 0 | 0 | 6356.5268 | -2367.2663 | 0 | 0 | 0 | 0 | 0 | 0 | 0 | 0 | 0 | 0% | 0% | 0% | 0% | 0% | 0% | 0% | 0% | 0% | 0% | 0% | [10 empty] | 0 | 0 | 0 | 0 | 0 | 0 | 0 | 0 | 0 | 0 | 0 | 0 | 0 | 0 | 0 | 0 | 0 | 0 | 0 | 0 | 0 | 0 | 0 | 0 | 0 | 0 | 0 | 0 | 0 | 0 | 0 | 0 | 0 | 0 | 0 | 0 | 0 | 0 | 0 | 0
310 | XA09 - RTS Redevelopment Project | Replacement - Major Station CBD | Major Station | TRUE | Transformers | Network | Materials | 40% | 0 | 4012.5931 | -1418.1357 | 0 | 0 | 0 | 0 | 0 | 0 | 0 | 0 | 0 | 0 | 0 | 0 | 0 | 0 | 0 | 0 | 0 | 0 | 0 | 0 | 0 | -67.5971 | 0 | 0 | 0 | 0 | 0 | 0 | 0 | 0 | 0 | 4012.5931 | -1485.7328 | 0 | 0 | 0 | 0 | 0 | 0 | 0 | 0 | 0 | 0% | 0% | 0% | 0% | 0% | 0% | 0% | 0% | 0% | 0% | 0% | [10 empty] | 0 | 0 | 0 | 0 | 0 | 0 | 0 | 0 | 0 | 0 | 0 | 0 | 0 | 0 | 0 | 0 | 0 | 0 | 0 | 0 | 0 | 0 | 0 | 0 | 0 | 0 | 0 | 0 | 0 | 0 | 0 | 0 | 0 | 0 | 0 | 0 | 0 | 0 | 0 | 0
311 | XA09 - RTS Redevelopment Project | Replacement - Major Station CBD | Major Station | TRUE | Transformers | Network | Labour - Internal | 10% | 0 | 1003.1483 | -354.5339 | 0 | 0 | 0 | 0 | 0 | 0 | 0 | 0 | 0 | 0 | -2.0563 | 0 | 0 | 0 | 0 | 0 | 0 | 0 | 0 | 0 | 0 | -16.9973 | 0 | 0 | 0 | 0 | 0 | 0 | 0 | 0 | 0 | 1003.1483 | -373.5875 | 0 | 0 | 0 | 0 | 0 | 0 | 0 | 0 | 0 | 0% | 0% | 0% | 0% | 0% | 0% | 0% | 0% | 0% | 0% | 0% | [10 empty] | 0 | 0 | 0 | 0 | 0 | 0 | 0 | 0 | 0 | 0 | 0 | 0 | 0 | 0 | 0 | 0 | 0 | 0 | 0 | 0 | 0 | 0 | 0 | 0 | 0 | 0 | 0 | 0 | 0 | 0 | 0 | 0 | 0 | 0 | 0 | 0 | 0 | 0 | 0 | 0
312 | XA09 - RTS Redevelopment Project | Replacement - Major Station CBD | Major Station | TRUE | Transformers | Network | Labour - External | 50% | 0 | 5015.7414 | -1772.6696 | 0 | 0 | 0 | 0 | 0 | 0 | 0 | 0 | 0 | 0 | -10.2815 | 0 | 0 | 0 | 0 | 0 | 0 | 0 | 0 | 0 | 0 | -84.9865 | 0 | 0 | 0 | 0 | 0 | 0 | 0 | 0 | 0 | 5015.7414 | -1867.9376 | 0 | 0 | 0 | 0 | 0 | 0 | 0 | 0 | 0 | 0% | 0% | 0% | 0% | 0% | 0% | 0% | 0% | 0% | 0% | 0% | [10 empty] | 0 | 0 | 0 | 0 | 0 | 0 | 0 | 0 | 0 | 0 | 0 | 0 | 0 | 0 | 0 | 0 | 0 | 0 | 0 | 0 | 0 | 0 | 0 | 0 | 0 | 0 | 0 | 0 | 0 | 0 | 0 | 0 | 0 | 0 | 0 | 0 | 0 | 0 | 0 | 0
313 | XA09 - RTS Redevelopment Project | Replacement - Major Station CBD | Major Station | TRUE | Towers and Conductor | Network | Materials | 40% | 0 | 1166.7056 | -412.3386 | 0 | 0 | 0 | 0 | 0 | 0 | 0 | 0 | 0 | 0 | 0 | 0 | 0 | 0 | 0 | 0 | 0 | 0 | 0 | 0 | 0 | -19.6546 | 0 | 0 | 0 | 0 | 0 | 0 | 0 | 0 | 0 | 1166.7056 | -431.9932 | 0 | 0 | 0 | 0 | 0 | 0 | 0 | 0 | 0 | 0% | 0% | 0% | 0% | 0% | 0% | 0% | 0% | 0% | 0% | 0% | [10 empty] | 0 | 0 | 0 | 0 | 0 | 0 | 0 | 0 | 0 | 0 | 0 | 0 | 0 | 0 | 0 | 0 | 0 | 0 | 0 | 0 | 0 | 0 | 0 | 0 | 0 | 0 | 0 | 0 | 0 | 0 | 0 | 0 | 0 | 0 | 0 | 0 | 0 | 0 | 0 | 0
314 | XA09 - RTS Redevelopment Project | Replacement - Major Station CBD | Major Station | TRUE | Towers and Conductor | Network | Labour - Internal | 10% | 0 | 291.6764 | -103.0846 | 0 | 0 | 0 | 0 | 0 | 0 | 0 | 0 | 0 | 0 | -0.59789 | 0 | 0 | 0 | 0 | 0 | 0 | 0 | 0 | 0 | 0 | -4.9422 | 0 | 0 | 0 | 0 | 0 | 0 | 0 | 0 | 0 | 291.6764 | -108.6247 | 0 | 0 | 0 | 0 | 0 | 0 | 0 | 0 | 0 | 0% | 0% | 0% | 0% | 0% | 0% | 0% | 0% | 0% | 0% | 0% | [10 empty] | 0 | 0 | 0 | 0 | 0 | 0 | 0 | 0 | 0 | 0 | 0 | 0 | 0 | 0 | 0 | 0 | 0 | 0 | 0 | 0 | 0 | 0 | 0 | 0 | 0 | 0 | 0 | 0 | 0 | 0 | 0 | 0 | 0 | 0 | 0 | 0 | 0 | 0 | 0 | 0
315 | XA09 - RTS Redevelopment Project | Replacement - Major Station CBD | Major Station | TRUE | Towers and Conductor | Network | Labour - External | 50% | 0 | 1458.382 | -515.4232 | 0 | 0 | 0 | 0 | 0 | 0 | 0 | 0 | 0 | 0 | -2.9895 | 0 | 0 | 0 | 0 | 0 | 0 | 0 | 0 | 0 | 0 | -24.7108 | 0 | 0 | 0 | 0 | 0 | 0 | 0 | 0 | 0 | 1458.382 | -543.1234 | 0 | 0 | 0 | 0 | 0 | 0 | 0 | 0 | 0 | 0% | 0% | 0% | 0% | 0% | 0% | 0% | 0% | 0% | 0% | 0% | [10 empty] | 0 | 0 | 0 | 0 | 0 | 0 | 0 | 0 | 0 | 0 | 0 | 0 | 0 | 0 | 0 | 0 | 0 | 0 | 0 | 0 | 0 | 0 | 0 | 0 | 0 | 0 | 0 | 0 | 0 | 0 | 0 | 0 | 0 | 0 | 0 | 0 | 0 | 0 | 0 | 0
316 | XA09 - RTS Redevelopment Project | Replacement - Major Station CBD | Major Station | TRUE | Establishment | Network | Materials | 40% | 0 | 753.2824 | -266.226 | 0 | 0 | 0 | 0 | 0 | 0 | 0 | 0 | 0 | 0 | 0 | 0 | 0 | 0 | 0 | 0 | 0 | 0 | 0 | 0 | 0 | -12.69 | 0 | 0 | 0 | 0 | 0 | 0 | 0 | 0 | 0 | 753.2824 | -278.916 | 0 | 0 | 0 | 0 | 0 | 0 | 0 | 0 | 0 | 0% | 0% | 0% | 0% | 0% | 0% | 0% | 0% | 0% | 0% | 0% | [10 empty] | 0 | 0 | 0 | 0 | 0 | 0 | 0 | 0 | 0 | 0 | 0 | 0 | 0 | 0 | 0 | 0 | 0 | 0 | 0 | 0 | 0 | 0 | 0 | 0 | 0 | 0 | 0 | 0 | 0 | 0 | 0 | 0 | 0 | 0 | 0 | 0 | 0 | 0 | 0 | 0
317 | XA09 - RTS Redevelopment Project | Replacement - Major Station CBD | Major Station | TRUE | Establishment | Network | Labour - Internal | 10% | 0 | 188.3206 | -66.5565 | 0 | 0 | 0 | 0 | 0 | 0 | 0 | 0 | 0 | 0 | -0.38603 | 0 | 0 | 0 | 0 | 0 | 0 | 0 | 0 | 0 | 0 | -3.1909 | 0 | 0 | 0 | 0 | 0 | 0 | 0 | 0 | 0 | 188.3206 | -70.1334 | 0 | 0 | 0 | 0 | 0 | 0 | 0 | 0 | 0 | 0% | 0% | 0% | 0% | 0% | 0% | 0% | 0% | 0% | 0% | 0% | [10 empty] | 0 | 0 | 0 | 0 | 0 | 0 | 0 | 0 | 0 | 0 | 0 | 0 | 0 | 0 | 0 | 0 | 0 | 0 | 0 | 0 | 0 | 0 | 0 | 0 | 0 | 0 | 0 | 0 | 0 | 0 | 0 | 0 | 0 | 0 | 0 | 0 | 0 | 0 | 0 | 0
318 | XA09 - RTS Redevelopment Project | Replacement - Major Station CBD | Major Station | TRUE | Establishment | Network | Labour - External | 50% | 0 | 941.603 | -332.7825 | 0 | 0 | 0 | 0 | 0 | 0 | 0 | 0 | 0 | 0 | -1.9301 | 0 | 0 | 0 | 0 | 0 | 0 | 0 | 0 | 0 | 0 | -15.9545 | 0 | 0 | 0 | 0 | 0 | 0 | 0 | 0 | 0 | 941.603 | -350.6671 | 0 | 0 | 0 | 0 | 0 | 0 | 0 | 0 | 0 | 0% | 0% | 0% | 0% | 0% | 0% | 0% | 0% | 0% | 0% | 0% | [10 empty] | 0 | 0 | 0 | 0 | 0 | 0 | 0 | 0 | 0 | 0 | 0 | 0 | 0 | 0 | 0 | 0 | 0 | 0 | 0 | 0 | 0 | 0 | 0 | 0 | 0 | 0 | 0 | 0 | 0 | 0 | 0 | 0 | 0 | 0 | 0 | 0 | 0 | 0 | 0 | 0
319 | XA09 - RTS Redevelopment - Part II | Replacement - Major Station CBD | Major Station | TRUE | Secondary | Network | Materials | 40% | 0 | 0 | 497.6398 | 0 | 0 | 0 | 0 | 0 | 0 | 0 | 0 | 0 | 0 | 0 | 0 | 0 | 0 | 0 | 0 | 0 | 0 | 0 | 0 | 0 | 23.7206 | 0 | 0 | 0 | 0 | 0 | 0 | 0 | 0 | 0 | 0 | 521.3604 | 0 | 0 | 0 | 0 | 0 | 0 | 0 | 0 | 0 | 0% | 0% | 0% | 0% | 0% | 0% | 0% | 0% | 0% | 0% | 0% | [10 empty] | 0 | 0 | 0 | 0 | 0 | 0 | 0 | 0 | 0 | 0 | 0 | 0 | 0 | 0 | 0 | 0 | 0 | 0 | 0 | 0 | 0 | 0 | 0 | 0 | 0 | 0 | 0 | 0 | 0 | 0 | 0 | 0 | 0 | 0 | 0 | 0 | 0 | 0 | 0 | 0
320 | XA09 - RTS Redevelopment - Part II | Replacement - Major Station CBD | Major Station | TRUE | Secondary | Network | Labour - Internal | 10% | 0 | 0 | 124.4099 | 0 | 0 | 0 | 0 | 0 | 0 | 0 | 0 | 0 | 0 | 0.72158 | 0 | 0 | 0 | 0 | 0 | 0 | 0 | 0 | 0 | 0 | 5.9645 | 0 | 0 | 0 | 0 | 0 | 0 | 0 | 0 | 0 | 0 | 131.0961 | 0 | 0 | 0 | 0 | 0 | 0 | 0 | 0 | 0 | 0% | 0% | 0% | 0% | 0% | 0% | 0% | 0% | 0% | 0% | 0% | [10 empty] | 0 | 0 | 0 | 0 | 0 | 0 | 0 | 0 | 0 | 0 | 0 | 0 | 0 | 0 | 0 | 0 | 0 | 0 | 0 | 0 | 0 | 0 | 0 | 0 | 0 | 0 | 0 | 0 | 0 | 0 | 0 | 0 | 0 | 0 | 0 | 0 | 0 | 0 | 0 | 0
321 | XA09 - RTS Redevelopment - Part II | Replacement - Major Station CBD | Major Station | TRUE | Secondary | Network | Labour - External | 50% | 0 | 0 | 622.0497 | 0 | 0 | 0 | 0 | 0 | 0 | 0 | 0 | 0 | 0 | 3.6079 | 0 | 0 | 0 | 0 | 0 | 0 | 0 | 0 | 0 | 0 | 29.8227 | 0 | 0 | 0 | 0 | 0 | 0 | 0 | 0 | 0 | 0 | 655.4803 | 0 | 0 | 0 | 0 | 0 | 0 | 0 | 0 | 0 | 0% | 0% | 0% | 0% | 0% | 0% | 0% | 0% | 0% | 0% | 0% | [10 empty] | 0 | 0 | 0 | 0 | 0 | 0 | 0 | 0 | 0 | 0 | 0 | 0 | 0 | 0 | 0 | 0 | 0 | 0 | 0 | 0 | 0 | 0 | 0 | 0 | 0 | 0 | 0 | 0 | 0 | 0 | 0 | 0 | 0 | 0 | 0 | 0 | 0 | 0 | 0 | 0
322 | XA09 - RTS Redevelopment - Part II | Replacement - Major Station CBD | Major Station | TRUE | Switchgear | Network | Materials | 40% | 0 | 0 | 3387.6979 | 0 | 0 | 0 | 0 | 0 | 0 | 0 | 0 | 0 | 0 | 0 | 0 | 0 | 0 | 0 | 0 | 0 | 0 | 0 | 0 | 0 | 161.4787 | 0 | 0 | 0 | 0 | 0 | 0 | 0 | 0 | 0 | 0 | 3549.1766 | 0 | 0 | 0 | 0 | 0 | 0 | 0 | 0 | 0 | 0% | 0% | 0% | 0% | 0% | 0% | 0% | 0% | 0% | 0% | 0% | [10 empty] | 0 | 0 | 0 | 0 | 0 | 0 | 0 | 0 | 0 | 0 | 0 | 0 | 0 | 0 | 0 | 0 | 0 | 0 | 0 | 0 | 0 | 0 | 0 | 0 | 0 | 0 | 0 | 0 | 0 | 0 | 0 | 0 | 0 | 0 | 0 | 0 | 0 | 0 | 0 | 0
323 | XA09 - RTS Redevelopment - Part II | Replacement - Major Station CBD | Major Station | TRUE | Switchgear | Network | Labour - Internal | 10% | 0 | 0 | 846.9245 | 0 | 0 | 0 | 0 | 0 | 0 | 0 | 0 | 0 | 0 | 4.9122 | 0 | 0 | 0 | 0 | 0 | 0 | 0 | 0 | 0 | 0 | 40.6038 | 0 | 0 | 0 | 0 | 0 | 0 | 0 | 0 | 0 | 0 | 892.4405 | 0 | 0 | 0 | 0 | 0 | 0 | 0 | 0 | 0 | 0% | 0% | 0% | 0% | 0% | 0% | 0% | 0% | 0% | 0% | 0% | [10 empty] | 0 | 0 | 0 | 0 | 0 | 0 | 0 | 0 | 0 | 0 | 0 | 0 | 0 | 0 | 0 | 0 | 0 | 0 | 0 | 0 | 0 | 0 | 0 | 0 | 0 | 0 | 0 | 0 | 0 | 0 | 0 | 0 | 0 | 0 | 0 | 0 | 0 | 0 | 0 | 0
324 | XA09 - RTS Redevelopment - Part II | Replacement - Major Station CBD | Major Station | TRUE | Switchgear | Network | Labour - External | 50% | 0 | 0 | 4234.6224 | 0 | 0 | 0 | 0 | 0 | 0 | 0 | 0 | 0 | 0 | 24.5608 | 0 | 0 | 0 | 0 | 0 | 0 | 0 | 0 | 0 | 0 | 203.019 | 0 | 0 | 0 | 0 | 0 | 0 | 0 | 0 | 0 | 0 | 4462.2023 | 0 | 0 | 0 | 0 | 0 | 0 | 0 | 0 | 0 | 0% | 0% | 0% | 0% | 0% | 0% | 0% | 0% | 0% | 0% | 0% | [10 empty] | 0 | 0 | 0 | 0 | 0 | 0 | 0 | 0 | 0 | 0 | 0 | 0 | 0 | 0 | 0 | 0 | 0 | 0 | 0 | 0 | 0 | 0 | 0 | 0 | 0 | 0 | 0 | 0 | 0 | 0 | 0 | 0 | 0 | 0 | 0 | 0 | 0 | 0 | 0 | 0
325 | XA09 - RTS Redevelopment - Part II | Replacement - Major Station CBD | Major Station | TRUE | Transformers | Network | Materials | 40% | 0 | 0 | 2673.1291 | 0 | 0 | 0 | 0 | 0 | 0 | 0 | 0 | 0 | 0 | 0 | 0 | 0 | 0 | 0 | 0 | 0 | 0 | 0 | 0 | 0 | 127.4179 | 0 | 0 | 0 | 0 | 0 | 0 | 0 | 0 | 0 | 0 | 2800.547 | 0 | 0 | 0 | 0 | 0 | 0 | 0 | 0 | 0 | 0% | 0% | 0% | 0% | 0% | 0% | 0% | 0% | 0% | 0% | 0% | [10 empty] | 0 | 0 | 0 | 0 | 0 | 0 | 0 | 0 | 0 | 0 | 0 | 0 | 0 | 0 | 0 | 0 | 0 | 0 | 0 | 0 | 0 | 0 | 0 | 0 | 0 | 0 | 0 | 0 | 0 | 0 | 0 | 0 | 0 | 0 | 0 | 0 | 0 | 0 | 0 | 0
326 | XA09 - RTS Redevelopment - Part II | Replacement - Major Station CBD | Major Station | TRUE | Transformers | Network | Labour - Internal | 10% | 0 | 0 | 668.2823 | 0 | 0 | 0 | 0 | 0 | 0 | 0 | 0 | 0 | 0 | 3.876 | 0 | 0 | 0 | 0 | 0 | 0 | 0 | 0 | 0 | 0 | 32.0392 | 0 | 0 | 0 | 0 | 0 | 0 | 0 | 0 | 0 | 0 | 704.1975 | 0 | 0 | 0 | 0 | 0 | 0 | 0 | 0 | 0 | 0% | 0% | 0% | 0% | 0% | 0% | 0% | 0% | 0% | 0% | 0% | [10 empty] | 0 | 0 | 0 | 0 | 0 | 0 | 0 | 0 | 0 | 0 | 0 | 0 | 0 | 0 | 0 | 0 | 0 | 0 | 0 | 0 | 0 | 0 | 0 | 0 | 0 | 0 | 0 | 0 | 0 | 0 | 0 | 0 | 0 | 0 | 0 | 0 | 0 | 0 | 0 | 0
327 | XA09 - RTS Redevelopment - Part II | Replacement - Major Station CBD | Major Station | TRUE | Transformers | Network | Labour - External | 50% | 0 | 0 | 3341.4114 | 0 | 0 | 0 | 0 | 0 | 0 | 0 | 0 | 0 | 0 | 19.3802 | 0 | 0 | 0 | 0 | 0 | 0 | 0 | 0 | 0 | 0 | 160.1961 | 0 | 0 | 0 | 0 | 0 | 0 | 0 | 0 | 0 | 0 | 3520.9877 | 0 | 0 | 0 | 0 | 0 | 0 | 0 | 0 | 0 | 0% | 0% | 0% | 0% | 0% | 0% | 0% | 0% | 0% | 0% | 0% | [10 empty] | 0 | 0 | 0 | 0 | 0 | 0 | 0 | 0 | 0 | 0 | 0 | 0 | 0 | 0 | 0 | 0 | 0 | 0 | 0 | 0 | 0 | 0 | 0 | 0 | 0 | 0 | 0 | 0 | 0 | 0 | 0 | 0 | 0 | 0 | 0 | 0 | 0 | 0 | 0 | 0
328 | XA09 - RTS Redevelopment - Part II | Replacement - Major Station CBD | Major Station | TRUE | Towers and Conductor | Network | Materials | 40% | 0 | 0 | 777.2417 | 0 | 0 | 0 | 0 | 0 | 0 | 0 | 0 | 0 | 0 | 0 | 0 | 0 | 0 | 0 | 0 | 0 | 0 | 0 | 0 | 0 | 37.0482 | 0 | 0 | 0 | 0 | 0 | 0 | 0 | 0 | 0 | 0 | 814.2899 | 0 | 0 | 0 | 0 | 0 | 0 | 0 | 0 | 0 | 0% | 0% | 0% | 0% | 0% | 0% | 0% | 0% | 0% | 0% | 0% | [10 empty] | 0 | 0 | 0 | 0 | 0 | 0 | 0 | 0 | 0 | 0 | 0 | 0 | 0 | 0 | 0 | 0 | 0 | 0 | 0 | 0 | 0 | 0 | 0 | 0 | 0 | 0 | 0 | 0 | 0 | 0 | 0 | 0 | 0 | 0 | 0 | 0 | 0 | 0 | 0 | 0
329 | XA09 - RTS Redevelopment - Part II | Replacement - Major Station CBD | Major Station | TRUE | Towers and Conductor | Network | Labour - Internal | 10% | 0 | 0 | 194.3104 | 0 | 0 | 0 | 0 | 0 | 0 | 0 | 0 | 0 | 0 | 1.127 | 0 | 0 | 0 | 0 | 0 | 0 | 0 | 0 | 0 | 0 | 9.3158 | 0 | 0 | 0 | 0 | 0 | 0 | 0 | 0 | 0 | 0 | 204.7532 | 0 | 0 | 0 | 0 | 0 | 0 | 0 | 0 | 0 | 0% | 0% | 0% | 0% | 0% | 0% | 0% | 0% | 0% | 0% | 0% | [10 empty] | 0 | 0 | 0 | 0 | 0 | 0 | 0 | 0 | 0 | 0 | 0 | 0 | 0 | 0 | 0 | 0 | 0 | 0 | 0 | 0 | 0 | 0 | 0 | 0 | 0 | 0 | 0 | 0 | 0 | 0 | 0 | 0 | 0 | 0 | 0 | 0 | 0 | 0 | 0 | 0
330 | XA09 - RTS Redevelopment - Part II | Replacement - Major Station CBD | Major Station | TRUE | Towers and Conductor | Network | Labour - External | 50% | 0 | 0 | 971.5521 | 0 | 0 | 0 | 0 | 0 | 0 | 0 | 0 | 0 | 0 | 5.635 | 0 | 0 | 0 | 0 | 0 | 0 | 0 | 0 | 0 | 0 | 46.5788 | 0 | 0 | 0 | 0 | 0 | 0 | 0 | 0 | 0 | 0 | 1023.7659 | 0 | 0 | 0 | 0 | 0 | 0 | 0 | 0 | 0 | 0% | 0% | 0% | 0% | 0% | 0% | 0% | 0% | 0% | 0% | 0% | [10 empty] | 0 | 0 | 0 | 0 | 0 | 0 | 0 | 0 | 0 | 0 | 0 | 0 | 0 | 0 | 0 | 0 | 0 | 0 | 0 | 0 | 0 | 0 | 0 | 0 | 0 | 0 | 0 | 0 | 0 | 0 | 0 | 0 | 0 | 0 | 0 | 0 | 0 | 0 | 0 | 0
331 | XA09 - RTS Redevelopment - Part II | Replacement - Major Station CBD | Major Station | TRUE | Establishment | Network | Materials | 40% | 0 | 0 | 501.8254 | 0 | 0 | 0 | 0 | 0 | 0 | 0 | 0 | 0 | 0 | 0 | 0 | 0 | 0 | 0 | 0 | 0 | 0 | 0 | 0 | 0 | 23.9201 | 0 | 0 | 0 | 0 | 0 | 0 | 0 | 0 | 0 | 0 | 525.7455 | 0 | 0 | 0 | 0 | 0 | 0 | 0 | 0 | 0 | 0% | 0% | 0% | 0% | 0% | 0% | 0% | 0% | 0% | 0% | 0% | [10 empty] | 0 | 0 | 0 | 0 | 0 | 0 | 0 | 0 | 0 | 0 | 0 | 0 | 0 | 0 | 0 | 0 | 0 | 0 | 0 | 0 | 0 | 0 | 0 | 0 | 0 | 0 | 0 | 0 | 0 | 0 | 0 | 0 | 0 | 0 | 0 | 0 | 0 | 0 | 0 | 0
332 | XA09 - RTS Redevelopment - Part II | Replacement - Major Station CBD | Major Station | TRUE | Establishment | Network | Labour - Internal | 10% | 0 | 0 | 125.4563 | 0 | 0 | 0 | 0 | 0 | 0 | 0 | 0 | 0 | 0 | 0.72765 | 0 | 0 | 0 | 0 | 0 | 0 | 0 | 0 | 0 | 0 | 6.0147 | 0 | 0 | 0 | 0 | 0 | 0 | 0 | 0 | 0 | 0 | 132.1987 | 0 | 0 | 0 | 0 | 0 | 0 | 0 | 0 | 0 | 0% | 0% | 0% | 0% | 0% | 0% | 0% | 0% | 0% | 0% | 0% | [10 empty] | 0 | 0 | 0 | 0 | 0 | 0 | 0 | 0 | 0 | 0 | 0 | 0 | 0 | 0 | 0 | 0 | 0 | 0 | 0 | 0 | 0 | 0 | 0 | 0 | 0 | 0 | 0 | 0 | 0 | 0 | 0 | 0 | 0 | 0 | 0 | 0 | 0 | 0 | 0 | 0
333 | XA09 - RTS Redevelopment - Part II | Replacement - Major Station CBD | Major Station | TRUE | Establishment | Network | Labour - External | 50% | 0 | 0 | 627.2817 | 0 | 0 | 0 | 0 | 0 | 0 | 0 | 0 | 0 | 0 | 3.6382 | 0 | 0 | 0 | 0 | 0 | 0 | 0 | 0 | 0 | 0 | 30.0736 | 0 | 0 | 0 | 0 | 0 | 0 | 0 | 0 | 0 | 0 | 660.9935 | 0 | 0 | 0 | 0 | 0 | 0 | 0 | 0 | 0 | 0% | 0% | 0% | 0% | 0% | 0% | 0% | 0% | 0% | 0% | 0% | [10 empty] | 0 | 0 | 0 | 0 | 0 | 0 | 0 | 0 | 0 | 0 | 0 | 0 | 0 | 0 | 0 | 0 | 0 | 0 | 0 | 0 | 0 | 0 | 0 | 0 | 0 | 0 | 0 | 0 | 0 | 0 | 0 | 0 | 0 | 0 | 0 | 0 | 0 | 0 | 0 | 0
334 | FBTS 220 & 66 kV CB Replacement Stage 1 | Replacement - Major Station | Major Station | TRUE | Switchgear | Network | Materials | 40% | 0 | 1842.6144 | 998.7247 | 2201.3361 | 786.5725 | 0 | 0 | 0 | 0 | 0 | 0 | 0 | 0 | 0 | 0 | 0 | 0 | 0 | 0 | 0 | 0 | 0 | 0 | 0 | 47.6054 | 149.3849 | 47.8609 | 0 | 0 | 0 | 0 | 0 | 0 | 0 | 1842.6144 | 1046.3301 | 2350.721 | 834.4334 | 0 | 0 | 0 | 0 | 0 | 0 | 0 | 0% | 90% | 10% | 0% | 0% | 0% | 0% | 0% | 0% | 0% | 100% | [10 empty] | 0 | 5307.6002 | 601.0386 | 0 | 0 | 0 | 0 | 0 | 0 | 0 | 0 | 0 | 0 | 0 | 0 | 0 | 0 | 0 | 0 | 0 | 0 | 197.7872 | 47.8609 | 0 | 0 | 0 | 0 | 0 | 0 | 0 | 0 | 5505.3874 | 648.8995 | 0 | 0 | 0 | 0 | 0 | 0 | 0
335 | FBTS 220 & 66 kV CB Replacement Stage 1 | Replacement - Major Station | Major Station | TRUE | Switchgear | Network | Labour - Internal | 10% | 0 | 460.6536 | 249.6812 | 550.334 | 196.6431 | 0 | 0 | 0 | 0 | 0 | 0 | 0 | 0 | 1.4482 | 2.0137 | 1.9414 | 0 | 0 | 0 | 0 | 0 | 0 | 0 | 0 | 11.9704 | 37.4829 | 12.0834 | 0 | 0 | 0 | 0 | 0 | 0 | 0 | 460.6536 | 263.0997 | 589.8306 | 210.6679 | 0 | 0 | 0 | 0 | 0 | 0 | 0 | 0% | 90% | 10% | 0% | 0% | 0% | 0% | 0% | 0% | 0% | 100% | [10 empty] | 0 | 1326.9 | 150.2596 | 0 | 0 | 0 | 0 | 0 | 0 | 0 | 0 | 3.4861 | 1.9414 | 0 | 0 | 0 | 0 | 0 | 0 | 0 | 0 | 49.6536 | 12.0834 | 0 | 0 | 0 | 0 | 0 | 0 | 0 | 0 | 1380.0398 | 164.2844 | 0 | 0 | 0 | 0 | 0 | 0 | 0
336 | FBTS 220 & 66 kV CB Replacement Stage 1 | Replacement - Major Station | Major Station | TRUE | Switchgear | Network | Labour - External | 50% | 0 | 2303.268 | 1248.4059 | 2751.6702 | 983.2156 | 0 | 0 | 0 | 0 | 0 | 0 | 0 | 0 | 7.2408 | -7.2331 | -1.4337 | 0 | 0 | 0 | 0 | 0 | 0 | 0 | 0 | 59.8519 | 186.2403 | 59.7389 | 0 | 0 | 0 | 0 | 0 | 0 | 0 | 2303.268 | 1315.4985 | 2930.6773 | 1041.5208 | 0 | 0 | 0 | 0 | 0 | 0 | 0 | 0% | 90% | 10% | 0% | 0% | 0% | 0% | 0% | 0% | 0% | 100% | [10 empty] | 0 | 6634.5002 | 751.2982 | 0 | 0 | 0 | 0 | 0 | 0 | 0 | 0 | 0.12885 | -1.4337 | 0 | 0 | 0 | 0 | 0 | 0 | 0 | 0 | 247.0941 | 59.7389 | 0 | 0 | 0 | 0 | 0 | 0 | 0 | 0 | 6881.7232 | 809.6034 | 0 | 0 | 0 | 0 | 0 | 0 | 0
337 | HWPS 220kV CB Replacement - Stage 4 | Replacement - Major Station | Major Station | TRUE | Switchgear | Network | Materials | 40% | 0 | 3419.9715 | 430.1366 | 941.6919 | 783.1406 | 1023.0266 | 0 | 0 | 0 | 0 | 0 | 0 | 0 | 0 | 0 | 0 | 0 | 0 | 0 | 0 | 0 | 0 | 0 | 0 | 20.503 | 63.9042 | 47.6521 | 55.4328 | 0 | 0 | 0 | 0 | 0 | 0 | 3419.9715 | 450.6396 | 1005.596 | 830.7927 | 1078.4594 | 0 | 0 | 0 | 0 | 0 | 0 | 20% | 40% | 30% | 10% | 0% | 0% | 0% | 0% | 0% | 0% | 100% | [10 empty] | 1313.1212 | 2670.2058 | 2041.0453 | 693.1087 | 0 | 0 | 0 | 0 | 0 | 0 | 0 | 0 | 0 | 0 | 0 | 0 | 0 | 0 | 0 | 0 | 20.503 | 48.1228 | 71.2204 | 47.8081 | 0 | 0 | 0 | 0 | 0 | 0 | 1333.6241 | 2718.3286 | 2112.2657 | 740.9168 | 0 | 0 | 0 | 0 | 0 | 0
338 | HWPS 220kV CB Replacement - Stage 4 | Replacement - Major Station | Major Station | TRUE | Switchgear | Network | Labour - Internal | 10% | 0 | 854.9929 | 107.5342 | 235.423 | 195.7851 | 255.7567 | 0 | 0 | 0 | 0 | 0 | 0 | 0 | 0.6237 | 0.86142 | 1.933 | 3.8671 | 0 | 0 | 0 | 0 | 0 | 0 | 0 | 5.1555 | 16.0345 | 12.0306 | 14.0677 | 0 | 0 | 0 | 0 | 0 | 0 | 854.9929 | 113.3133 | 252.3189 | 209.7488 | 273.6915 | 0 | 0 | 0 | 0 | 0 | 0 | 20% | 40% | 30% | 10% | 0% | 0% | 0% | 0% | 0% | 0% | 100% | [10 empty] | 328.2803 | 667.5515 | 510.2613 | 173.2772 | 0 | 0 | 0 | 0 | 0 | 0 | 0.6237 | 0.58293 | 2.4099 | 3.6704 | 0 | 0 | 0 | 0 | 0 | 0 | 5.1555 | 12.0726 | 17.9512 | 12.1497 | 0 | 0 | 0 | 0 | 0 | 0 | 334.0595 | 680.207 | 530.6223 | 189.0973 | 0 | 0 | 0 | 0 | 0 | 0
339 | HWPS 220kV CB Replacement - Stage 4 | Replacement - Major Station | Major Station | TRUE | Switchgear | Network | Labour - External | 50% | 0 | 4274.9644 | 537.6708 | 1177.1148 | 978.9257 | 1278.7833 | 0 | 0 | 0 | 0 | 0 | 0 | 0 | 3.1185 | -3.0942 | -1.4275 | 0 | 0 | 0 | 0 | 0 | 0 | 0 | 0 | 25.7774 | 79.6702 | 59.4783 | 69.291 | 0 | 0 | 0 | 0 | 0 | 0 | 4274.9644 | 566.5666 | 1253.6909 | 1036.9766 | 1348.0743 | 0 | 0 | 0 | 0 | 0 | 0 | 20% | 40% | 30% | 10% | 0% | 0% | 0% | 0% | 0% | 0% | 100% | [10 empty] | 1641.4014 | 3337.7573 | 2551.3066 | 866.3859 | 0 | 0 | 0 | 0 | 0 | 0 | 3.1185 | -3.1084 | -1.4883 | 0.076771 | 0 | 0 | 0 | 0 | 0 | 0 | 25.7774 | 59.9544 | 88.9193 | 59.7685 | 0 | 0 | 0 | 0 | 0 | 0 | 1670.2973 | 3394.6033 | 2638.7376 | 926.2311 | 0 | 0 | 0 | 0 | 0 | 0
340 | FBTS Transformer and CB Replacement | Replacement - Major Station | Major Station | TRUE | Secondary | Network | Materials | 40% | 0 | 219.1673 | 173.3869 | 202.6936 | 102.1459 | 0 | 0 | 0 | 0 | 0 | 0 | 0 | 0 | 0 | 0 | 0 | 0 | 0 | 0 | 0 | 0 | 0 | 0 | 0 | 8.2647 | 13.755 | 6.2153 | 0 | 0 | 0 | 0 | 0 | 0 | 0 | 219.1673 | 181.6516 | 216.4486 | 108.3612 | 0 | 0 | 0 | 0 | 0 | 0 | 0 | 0% | 83% | 17% | 0% | 0% | 0% | 0% | 0% | 0% | 0% | 100% | [10 empty] | 0 | 586.183 | 122.3632 | 0 | 0 | 0 | 0 | 0 | 0 | 0 | 0 | 0 | 0 | 0 | 0 | 0 | 0 | 0 | 0 | 0 | 0 | 22.158 | 6.2153 | 0 | 0 | 0 | 0 | 0 | 0 | 0 | 0 | 608.341 | 128.5785 | 0 | 0 | 0 | 0 | 0 | 0 | 0
341 | FBTS Transformer and CB Replacement | Replacement - Major Station | Major Station | TRUE | Secondary | Network | Labour - Internal | 10% | 0 | 54.7918 | 43.3467 | 50.6734 | 25.5365 | 0 | 0 | 0 | 0 | 0 | 0 | 0 | 0 | 0.25141 | 0.18542 | 0.25212 | 0 | 0 | 0 | 0 | 0 | 0 | 0 | 0 | 2.0782 | 3.4513 | 1.5692 | 0 | 0 | 0 | 0 | 0 | 0 | 0 | 54.7918 | 45.6763 | 54.3102 | 27.3578 | 0 | 0 | 0 | 0 | 0 | 0 | 0 | 0% | 83% | 17% | 0% | 0% | 0% | 0% | 0% | 0% | 0% | 100% | [10 empty] | 0 | 146.5457 | 30.5908 | 0 | 0 | 0 | 0 | 0 | 0 | 0 | 0 | 0.44104 | 0.25212 | 0 | 0 | 0 | 0 | 0 | 0 | 0 | 0 | 5.5643 | 1.5692 | 0 | 0 | 0 | 0 | 0 | 0 | 0 | 0 | 152.5511 | 32.4121 | 0 | 0 | 0 | 0 | 0 | 0 | 0
342 | FBTS Transformer and CB Replacement | Replacement - Major Station | Major Station | TRUE | Secondary | Network | Labour - External | 50% | 0 | 273.9591 | 216.7336 | 253.367 | 127.6824 | 0 | 0 | 0 | 0 | 0 | 0 | 0 | 0 | 1.2571 | -0.66601 | -0.18618 | 0 | 0 | 0 | 0 | 0 | 0 | 0 | 0 | 10.3908 | 17.1486 | 7.7578 | 0 | 0 | 0 | 0 | 0 | 0 | 0 | 273.9591 | 228.3815 | 269.8496 | 135.254 | 0 | 0 | 0 | 0 | 0 | 0 | 0 | 0% | 83% | 17% | 0% | 0% | 0% | 0% | 0% | 0% | 0% | 100% | [10 empty] | 0 | 732.7287 | 152.9539 | 0 | 0 | 0 | 0 | 0 | 0 | 0 | 0 | 0.61209 | -0.18618 | 0 | 0 | 0 | 0 | 0 | 0 | 0 | 0 | 27.7133 | 7.7578 | 0 | 0 | 0 | 0 | 0 | 0 | 0 | 0 | 761.0541 | 160.5256 | 0 | 0 | 0 | 0 | 0 | 0 | 0
343 | FBTS Transformer and CB Replacement | Replacement - Major Station | Major Station | TRUE | Switchgear | Network | Materials | 40% | 0 | 687.0718 | 543.554 | 635.4282 | 320.2193 | 0 | 0 | 0 | 0 | 0 | 0 | 0 | 0 | 0 | 0 | 0 | 0 | 0 | 0 | 0 | 0 | 0 | 0 | 0 | 25.9092 | 43.1208 | 19.4845 | 0 | 0 | 0 | 0 | 0 | 0 | 0 | 687.0718 | 569.4632 | 678.549 | 339.7038 | 0 | 0 | 0 | 0 | 0 | 0 | 0 | 0% | 83% | 17% | 0% | 0% | 0% | 0% | 0% | 0% | 0% | 100% | [10 empty] | 0 | 1837.6363 | 383.5986 | 0 | 0 | 0 | 0 | 0 | 0 | 0 | 0 | 0 | 0 | 0 | 0 | 0 | 0 | 0 | 0 | 0 | 0 | 69.4637 | 19.4845 | 0 | 0 | 0 | 0 | 0 | 0 | 0 | 0 | 1907.1 | 403.0831 | 0 | 0 | 0 | 0 | 0 | 0 | 0
344 | FBTS Transformer and CB Replacement | Replacement - Major Station | Major Station | TRUE | Switchgear | Network | Labour - Internal | 10% | 0 | 171.7679 | 135.8885 | 158.857 | 80.0548 | 0 | 0 | 0 | 0 | 0 | 0 | 0 | 0 | 0.78815 | 0.58127 | 0.79037 | 0 | 0 | 0 | 0 | 0 | 0 | 0 | 0 | 6.5149 | 10.8196 | 4.9192 | 0 | 0 | 0 | 0 | 0 | 0 | 0 | 171.7679 | 143.1915 | 170.258 | 85.7644 | 0 | 0 | 0 | 0 | 0 | 0 | 0 | 0% | 83% | 17% | 0% | 0% | 0% | 0% | 0% | 0% | 0% | 100% | [10 empty] | 0 | 459.4091 | 95.8997 | 0 | 0 | 0 | 0 | 0 | 0 | 0 | 0 | 1.3826 | 0.79037 | 0 | 0 | 0 | 0 | 0 | 0 | 0 | 0 | 17.4436 | 4.9192 | 0 | 0 | 0 | 0 | 0 | 0 | 0 | 0 | 478.2353 | 101.6093 | 0 | 0 | 0 | 0 | 0 | 0 | 0
345 | FBTS Transformer and CB Replacement | Replacement - Major Station | Major Station | TRUE | Switchgear | Network | Labour - External | 50% | 0 | 858.8397 | 679.4425 | 794.2852 | 400.2741 | 0 | 0 | 0 | 0 | 0 | 0 | 0 | 0 | 3.9408 | -2.0879 | -0.58367 | 0 | 0 | 0 | 0 | 0 | 0 | 0 | 0 | 32.5743 | 53.7593 | 24.3201 | 0 | 0 | 0 | 0 | 0 | 0 | 0 | 858.8397 | 715.9576 | 845.9567 | 424.0105 | 0 | 0 | 0 | 0 | 0 | 0 | 0 | 0% | 83% | 17% | 0% | 0% | 0% | 0% | 0% | 0% | 0% | 100% | [10 empty] | 0 | 2297.0454 | 479.4983 | 0 | 0 | 0 | 0 | 0 | 0 | 0 | 0 | 1.9189 | -0.58367 | 0 | 0 | 0 | 0 | 0 | 0 | 0 | 0 | 86.8789 | 24.3201 | 0 | 0 | 0 | 0 | 0 | 0 | 0 | 0 | 2385.8432 | 503.2347 | 0 | 0 | 0 | 0 | 0 | 0 | 0
346 | FBTS Transformer and CB Replacement | Replacement - Major Station | Major Station | TRUE | Transformers | Network | Materials | 40% | 0 | 551.648 | 436.418 | 510.1835 | 257.1031 | 0 | 0 | 0 | 0 | 0 | 0 | 0 | 0 | 0 | 0 | 0 | 0 | 0 | 0 | 0 | 0 | 0 | 0 | 0 | 20.8024 | 34.6216 | 15.6441 | 0 | 0 | 0 | 0 | 0 | 0 | 0 | 551.648 | 457.2203 | 544.805 | 272.7472 | 0 | 0 | 0 | 0 | 0 | 0 | 0 | 0% | 83% | 17% | 0% | 0% | 0% | 0% | 0% | 0% | 0% | 100% | [10 empty] | 0 | 1475.433 | 307.9902 | 0 | 0 | 0 | 0 | 0 | 0 | 0 | 0 | 0 | 0 | 0 | 0 | 0 | 0 | 0 | 0 | 0 | 0 | 55.7722 | 15.6441 | 0 | 0 | 0 | 0 | 0 | 0 | 0 | 0 | 1531.2052 | 323.6343 | 0 | 0 | 0 | 0 | 0 | 0 | 0
347 | FBTS Transformer and CB Replacement | Replacement - Major Station | Major Station | TRUE | Transformers | Network | Labour - Internal | 10% | 0 | 137.912 | 109.1045 | 127.5459 | 64.2758 | 0 | 0 | 0 | 0 | 0 | 0 | 0 | 0 | 0.63281 | 0.4667 | 0.63459 | 0 | 0 | 0 | 0 | 0 | 0 | 0 | 0 | 5.2308 | 8.6871 | 3.9496 | 0 | 0 | 0 | 0 | 0 | 0 | 0 | 137.912 | 114.9681 | 136.6996 | 68.86 | 0 | 0 | 0 | 0 | 0 | 0 | 0 | 0% | 83% | 17% | 0% | 0% | 0% | 0% | 0% | 0% | 0% | 100% | [10 empty] | 0 | 368.8582 | 76.9976 | 0 | 0 | 0 | 0 | 0 | 0 | 0 | 0 | 1.1101 | 0.63459 | 0 | 0 | 0 | 0 | 0 | 0 | 0 | 0 | 14.0054 | 3.9496 | 0 | 0 | 0 | 0 | 0 | 0 | 0 | 0 | 383.9737 | 81.5818 | 0 | 0 | 0 | 0 | 0 | 0 | 0
348 | FBTS Transformer and CB Replacement | Replacement - Major Station | Major Station | TRUE | Transformers | Network | Labour - External | 50% | 0 | 689.56 | 545.5225 | 637.7293 | 321.3789 | 0 | 0 | 0 | 0 | 0 | 0 | 0 | 0 | 3.164 | -1.6764 | -0.46863 | 0 | 0 | 0 | 0 | 0 | 0 | 0 | 0 | 26.1538 | 43.1632 | 19.5266 | 0 | 0 | 0 | 0 | 0 | 0 | 0 | 689.56 | 574.8403 | 679.2162 | 340.4369 | 0 | 0 | 0 | 0 | 0 | 0 | 0 | 0% | 83% | 17% | 0% | 0% | 0% | 0% | 0% | 0% | 0% | 100% | [10 empty] | 0 | 1844.2912 | 384.9878 | 0 | 0 | 0 | 0 | 0 | 0 | 0 | 0 | 1.5406 | -0.46863 | 0 | 0 | 0 | 0 | 0 | 0 | 0 | 0 | 69.7548 | 19.5266 | 0 | 0 | 0 | 0 | 0 | 0 | 0 | 0 | 1915.5867 | 404.0457 | 0 | 0 | 0 | 0 | 0 | 0 | 0
349 | FBTS Transformer and CB Replacement | Replacement - Major Station | Major Station | TRUE | Towers and Conductor | Network | Materials | 40% | 0 | 23.7685 | 18.8036 | 21.9819 | 11.0776 | 0 | 0 | 0 | 0 | 0 | 0 | 0 | 0 | 0 | 0 | 0 | 0 | 0 | 0 | 0 | 0 | 0 | 0 | 0 | 0.8963 | 1.4917 | 0.67404 | 0 | 0 | 0 | 0 | 0 | 0 | 0 | 23.7685 | 19.6999 | 23.4736 | 11.7517 | 0 | 0 | 0 | 0 | 0 | 0 | 0 | 0% | 83% | 17% | 0% | 0% | 0% | 0% | 0% | 0% | 0% | 100% | [10 empty] | 0 | 63.5709 | 13.2701 | 0 | 0 | 0 | 0 | 0 | 0 | 0 | 0 | 0 | 0 | 0 | 0 | 0 | 0 | 0 | 0 | 0 | 0 | 2.403 | 0.67404 | 0 | 0 | 0 | 0 | 0 | 0 | 0 | 0 | 65.9739 | 13.9442 | 0 | 0 | 0 | 0 | 0 | 0 | 0
350 | FBTS Transformer and CB Replacement | Replacement - Major Station | Major Station | TRUE | Towers and Conductor | Network | Labour - Internal | 10% | 0 | 5.9421 | 4.7009 | 5.4955 | 2.7694 | 0 | 0 | 0 | 0 | 0 | 0 | 0 | 0 | 0.027265 | 0.020108 | 0.027342 | 0 | 0 | 0 | 0 | 0 | 0 | 0 | 0 | 0.22537 | 0.37429 | 0.17017 | 0 | 0 | 0 | 0 | 0 | 0 | 0 | 5.9421 | 4.9535 | 5.8899 | 2.9669 | 0 | 0 | 0 | 0 | 0 | 0 | 0 | 0% | 83% | 17% | 0% | 0% | 0% | 0% | 0% | 0% | 0% | 100% | [10 empty] | 0 | 15.8927 | 3.3175 | 0 | 0 | 0 | 0 | 0 | 0 | 0 | 0 | 0.04783 | 0.027342 | 0 | 0 | 0 | 0 | 0 | 0 | 0 | 0 | 0.60344 | 0.17017 | 0 | 0 | 0 | 0 | 0 | 0 | 0 | 0 | 16.544 | 3.5151 | 0 | 0 | 0 | 0 | 0 | 0 | 0
351 | FBTS Transformer and CB Replacement | Replacement - Major Station | Major Station | TRUE | Towers and Conductor | Network | Labour - External | 50% | 0 | 29.7106 | 23.5045 | 27.4774 | 13.847 | 0 | 0 | 0 | 0 | 0 | 0 | 0 | 0 | 0.13633 | -0.072228 | -0.020191 | 0 | 0 | 0 | 0 | 0 | 0 | 0 | 0 | 1.1269 | 1.8597 | 0.84133 | 0 | 0 | 0 | 0 | 0 | 0 | 0 | 29.7106 | 24.7677 | 29.2649 | 14.6682 | 0 | 0 | 0 | 0 | 0 | 0 | 0 | 0% | 83% | 17% | 0% | 0% | 0% | 0% | 0% | 0% | 0% | 100% | [10 empty] | 0 | 79.4636 | 16.5877 | 0 | 0 | 0 | 0 | 0 | 0 | 0 | 0 | 0.066381 | -0.020191 | 0 | 0 | 0 | 0 | 0 | 0 | 0 | 0 | 3.0055 | 0.84133 | 0 | 0 | 0 | 0 | 0 | 0 | 0 | 0 | 82.5355 | 17.4088 | 0 | 0 | 0 | 0 | 0 | 0 | 0
352 | FBTS Transformer and CB Replacement | Replacement - Major Station | Major Station | TRUE | Establishment | Network | Materials | 40% | 0 | 190.4885 | 150.6987 | 176.1705 | 88.7798 | 0 | 0 | 0 | 0 | 0 | 0 | 0 | 0 | 0 | 0 | 0 | 0 | 0 | 0 | 0 | 0 | 0 | 0 | 0 | 7.1832 | 11.9551 | 5.402 | 0 | 0 | 0 | 0 | 0 | 0 | 0 | 190.4885 | 157.8819 | 188.1256 | 94.1818 | 0 | 0 | 0 | 0 | 0 | 0 | 0 | 0% | 83% | 17% | 0% | 0% | 0% | 0% | 0% | 0% | 0% | 100% | [10 empty] | 0 | 509.479 | 106.3515 | 0 | 0 | 0 | 0 | 0 | 0 | 0 | 0 | 0 | 0 | 0 | 0 | 0 | 0 | 0 | 0 | 0 | 0 | 19.2586 | 5.402 | 0 | 0 | 0 | 0 | 0 | 0 | 0 | 0 | 528.7376 | 111.7536 | 0 | 0 | 0 | 0 | 0 | 0 | 0
353 | FBTS Transformer and CB Replacement | Replacement - Major Station | Major Station | TRUE | Establishment | Network | Labour - Internal | 10% | 0 | 47.6221 | 37.6747 | 44.0426 | 22.195 | 0 | 0 | 0 | 0 | 0 | 0 | 0 | 0 | 0.21851 | 0.16115 | 0.21913 | 0 | 0 | 0 | 0 | 0 | 0 | 0 | 0 | 1.8062 | 2.9997 | 1.3638 | 0 | 0 | 0 | 0 | 0 | 0 | 0 | 47.6221 | 39.6994 | 47.2035 | 23.7779 | 0 | 0 | 0 | 0 | 0 | 0 | 0 | 0% | 83% | 17% | 0% | 0% | 0% | 0% | 0% | 0% | 0% | 100% | [10 empty] | 0 | 127.3698 | 26.5879 | 0 | 0 | 0 | 0 | 0 | 0 | 0 | 0 | 0.38333 | 0.21913 | 0 | 0 | 0 | 0 | 0 | 0 | 0 | 0 | 4.8362 | 1.3638 | 0 | 0 | 0 | 0 | 0 | 0 | 0 | 0 | 132.5893 | 28.1709 | 0 | 0 | 0 | 0 | 0 | 0 | 0
354 | FBTS Transformer and CB Replacement | Replacement - Major Station | Major Station | TRUE | Establishment | Network | Labour - External | 50% | 0 | 238.1107 | 188.3733 | 220.2131 | 110.9748 | 0 | 0 | 0 | 0 | 0 | 0 | 0 | 0 | 1.0926 | -0.57886 | -0.16182 | 0 | 0 | 0 | 0 | 0 | 0 | 0 | 0 | 9.0311 | 14.9046 | 6.7427 | 0 | 0 | 0 | 0 | 0 | 0 | 0 | 238.1107 | 198.497 | 234.5389 | 117.5556 | 0 | 0 | 0 | 0 | 0 | 0 | 0 | 0% | 83% | 17% | 0% | 0% | 0% | 0% | 0% | 0% | 0% | 100% | [10 empty] | 0 | 636.8488 | 132.9394 | 0 | 0 | 0 | 0 | 0 | 0 | 0 | 0 | 0.532 | -0.16182 | 0 | 0 | 0 | 0 | 0 | 0 | 0 | 0 | 24.0869 | 6.7427 | 0 | 0 | 0 | 0 | 0 | 0 | 0 | 0 | 661.4677 | 139.5203 | 0 | 0 | 0 | 0 | 0 | 0 | 0
355 | FBTS Transformer and CB Replacement | Replacement - Major Station | Major Station | TRUE | Communications | Network | Materials | 40% | 0 | 5.5866 | 4.4197 | 5.1667 | 2.6037 | 0 | 0 | 0 | 0 | 0 | 0 | 0 | 0 | 0 | 0 | 0 | 0 | 0 | 0 | 0 | 0 | 0 | 0 | 0 | 0.21067 | 0.35062 | 0.15843 | 0 | 0 | 0 | 0 | 0 | 0 | 0 | 5.5866 | 4.6303 | 5.5173 | 2.7621 | 0 | 0 | 0 | 0 | 0 | 0 | 0 | 0% | 83% | 17% | 0% | 0% | 0% | 0% | 0% | 0% | 0% | 100% | [10 empty] | 0 | 14.9419 | 3.1191 | 0 | 0 | 0 | 0 | 0 | 0 | 0 | 0 | 0 | 0 | 0 | 0 | 0 | 0 | 0 | 0 | 0 | 0 | 0.56481 | 0.15843 | 0 | 0 | 0 | 0 | 0 | 0 | 0 | 0 | 15.5067 | 3.2775 | 0 | 0 | 0 | 0 | 0 | 0 | 0
356 | FBTS Transformer and CB Replacement | Replacement - Major Station | Major Station | TRUE | Communications | Network | Labour - Internal | 10% | 0 | 1.3967 | 1.1049 | 1.2917 | 0.65093 | 0 | 0 | 0 | 0 | 0 | 0 | 0 | 0 | 0.0064085 | 0.0047263 | 0.0064266 | 0 | 0 | 0 | 0 | 0 | 0 | 0 | 0 | 0.052973 | 0.087975 | 0.039998 | 0 | 0 | 0 | 0 | 0 | 0 | 0 | 1.3967 | 1.1643 | 1.3844 | 0.69735 | 0 | 0 | 0 | 0 | 0 | 0 | 0 | 0% | 83% | 17% | 0% | 0% | 0% | 0% | 0% | 0% | 0% | 100% | [10 empty] | 0 | 3.7355 | 0.77976 | 0 | 0 | 0 | 0 | 0 | 0 | 0 | 0 | 0.011242 | 0.0064266 | 0 | 0 | 0 | 0 | 0 | 0 | 0 | 0 | 0.14183 | 0.039998 | 0 | 0 | 0 | 0 | 0 | 0 | 0 | 0 | 3.8886 | 0.82619 | 0 | 0 | 0 | 0 | 0 | 0 | 0
357 | FBTS Transformer and CB Replacement | Replacement - Major Station | Major Station | TRUE | Communications | Network | Labour - External | 50% | 0 | 6.9833 | 5.5246 | 6.4584 | 3.2546 | 0 | 0 | 0 | 0 | 0 | 0 | 0 | 0 | 0.032043 | -0.016977 | -0.0047459 | 0 | 0 | 0 | 0 | 0 | 0 | 0 | 0 | 0.26486 | 0.43712 | 0.19775 | 0 | 0 | 0 | 0 | 0 | 0 | 0 | 6.9833 | 5.8215 | 6.8785 | 3.4477 | 0 | 0 | 0 | 0 | 0 | 0 | 0 | 0% | 83% | 17% | 0% | 0% | 0% | 0% | 0% | 0% | 0% | 100% | [10 empty] | 0 | 18.6774 | 3.8988 | 0 | 0 | 0 | 0 | 0 | 0 | 0 | 0 | 0.015602 | -0.0047459 | 0 | 0 | 0 | 0 | 0 | 0 | 0 | 0 | 0.70642 | 0.19775 | 0 | 0 | 0 | 0 | 0 | 0 | 0 | 0 | 19.3994 | 4.0918 | 0 | 0 | 0 | 0 | 0 | 0 | 0
358 | HYTS 500kV CB Replacement | Replacement - Major Station | Major Station | TRUE | Switchgear | Network | Materials | 40% | 0 | 1863.3825 | 400.1801 | 2322.5333 | 370.0825 | 0 | 0 | 0 | 0 | 0 | 0 | 0 | 0 | 0 | 0 | 0 | 0 | 0 | 0 | 0 | 0 | 0 | 0 | 0 | 19.0751 | 157.6095 | 22.5186 | 0 | 0 | 0 | 0 | 0 | 0 | 0 | 1863.3825 | 419.2551 | 2480.1428 | 392.6011 | 0 | 0 | 0 | 0 | 0 | 0 | 0 | 0% | 100% | 0% | 0% | 0% | 0% | 0% | 0% | 0% | 0% | 100% | [10 empty] | 0 | 5022.8242 | 0 | 0 | 0 | 0 | 0 | 0 | 0 | 0 | 0 | 0 | 0 | 0 | 0 | 0 | 0 | 0 | 0 | 0 | 0 | 177.0039 | 0 | 0 | 0 | 0 | 0 | 0 | 0 | 0 | 0 | 5199.8281 | 0 | 0 | 0 | 0 | 0 | 0 | 0 | 0
359 | HYTS 500kV CB Replacement | Replacement - Major Station | Major Station | TRUE | Switchgear | Network | Labour - Internal | 10% | 0 | 465.8456 | 100.045 | 580.6333 | 92.5206 | 0 | 0 | 0 | 0 | 0 | 0 | 0 | 0 | 0.58026 | 2.1246 | 0.91345 | 0 | 0 | 0 | 0 | 0 | 0 | 0 | 0 | 4.7964 | 39.5465 | 5.6852 | 0 | 0 | 0 | 0 | 0 | 0 | 0 | 465.8456 | 105.4217 | 622.3045 | 99.1193 | 0 | 0 | 0 | 0 | 0 | 0 | 0 | 0% | 100% | 0% | 0% | 0% | 0% | 0% | 0% | 0% | 0% | 100% | [10 empty] | 0 | 1255.7061 | 0 | 0 | 0 | 0 | 0 | 0 | 0 | 0 | 0 | 2.7145 | 0 | 0 | 0 | 0 | 0 | 0 | 0 | 0 | 0 | 44.4233 | 0 | 0 | 0 | 0 | 0 | 0 | 0 | 0 | 0 | 1302.8439 | 0 | 0 | 0 | 0 | 0 | 0 | 0 | 0
360 | HYTS 500kV CB Replacement | Replacement - Major Station | Major Station | TRUE | Switchgear | Network | Labour - External | 50% | 0 | 2329.2281 | 500.2251 | 2903.1667 | 462.6031 | 0 | 0 | 0 | 0 | 0 | 0 | 0 | 0 | 2.9013 | -7.6313 | -0.67456 | 0 | 0 | 0 | 0 | 0 | 0 | 0 | 0 | 23.9821 | 196.494 | 28.1072 | 0 | 0 | 0 | 0 | 0 | 0 | 0 | 2329.2281 | 527.1085 | 3092.0293 | 490.0357 | 0 | 0 | 0 | 0 | 0 | 0 | 0 | 0% | 100% | 0% | 0% | 0% | 0% | 0% | 0% | 0% | 0% | 100% | [10 empty] | 0 | 6278.5303 | 0 | 0 | 0 | 0 | 0 | 0 | 0 | 0 | 0 | -4.6815 | 0 | 0 | 0 | 0 | 0 | 0 | 0 | 0 | 0 | 220.8776 | 0 | 0 | 0 | 0 | 0 | 0 | 0 | 0 | 0 | 6494.7264 | 0 | 0 | 0 | 0 | 0 | 0 | 0 | 0
361 | SMTS H2 Transformer Replacement Stage 1 | Replacement - Major Station | Major Station | TRUE | Transformers | Network | Materials | 40% | 0 | 308.9762 | 250.3487 | 2.2427 | 0 | 0 | 0 | 0 | 0 | 0 | 0 | 0 | 0 | 0 | 0 | 0 | 0 | 0 | 0 | 0 | 0 | 0 | 0 | 0 | 11.9332 | 0.15219 | 0 | 0 | 0 | 0 | 0 | 0 | 0 | 0 | 308.9762 | 262.2819 | 2.3949 | 0 | 0 | 0 | 0 | 0 | 0 | 0 | 0 | 90% | 10% | 0% | 0% | 0% | 0% | 0% | 0% | 0% | 0% | 100% | [10 empty] | 510.6197 | 57.6853 | 0 | 0 | 0 | 0 | 0 | 0 | 0 | 0 | 0 | 0 | 0 | 0 | 0 | 0 | 0 | 0 | 0 | 0 | 11.9332 | 0.15219 | 0 | 0 | 0 | 0 | 0 | 0 | 0 | 0 | 522.5529 | 57.8375 | 0 | 0 | 0 | 0 | 0 | 0 | 0 | 0
362 | SMTS H2 Transformer Replacement Stage 1 | Replacement - Major Station | Major Station | TRUE | Transformers | Network | Labour - Internal | 10% | 0 | 77.2441 | 62.5872 | 0.56068 | 0 | 0 | 0 | 0 | 0 | 0 | 0 | 0 | 0 | 0.36301 | 0.0020516 | 0 | 0 | 0 | 0 | 0 | 0 | 0 | 0 | 0 | 3.0006 | 0.038187 | 0 | 0 | 0 | 0 | 0 | 0 | 0 | 0 | 77.2441 | 65.9508 | 0.60092 | 0 | 0 | 0 | 0 | 0 | 0 | 0 | 0 | 90% | 10% | 0% | 0% | 0% | 0% | 0% | 0% | 0% | 0% | 100% | [10 empty] | 127.6549 | 14.4213 | 0 | 0 | 0 | 0 | 0 | 0 | 0 | 0 | 0.36301 | 0.0020516 | 0 | 0 | 0 | 0 | 0 | 0 | 0 | 0 | 3.0006 | 0.038187 | 0 | 0 | 0 | 0 | 0 | 0 | 0 | 0 | 131.0185 | 14.4616 | 0 | 0 | 0 | 0 | 0 | 0 | 0 | 0
363 | SMTS H2 Transformer Replacement Stage 1 | Replacement - Major Station | Major Station | TRUE | Transformers | Network | Labour - External | 50% | 0 | 386.2203 | 312.9359 | 2.8034 | 0 | 0 | 0 | 0 | 0 | 0 | 0 | 0 | 0 | 1.815 | -0.0073691 | 0 | 0 | 0 | 0 | 0 | 0 | 0 | 0 | 0 | 15.003 | 0.18974 | 0 | 0 | 0 | 0 | 0 | 0 | 0 | 0 | 386.2203 | 329.7539 | 2.9858 | 0 | 0 | 0 | 0 | 0 | 0 | 0 | 0 | 90% | 10% | 0% | 0% | 0% | 0% | 0% | 0% | 0% | 0% | 100% | [10 empty] | 638.2747 | 72.1066 | 0 | 0 | 0 | 0 | 0 | 0 | 0 | 0 | 1.815 | -0.0073691 | 0 | 0 | 0 | 0 | 0 | 0 | 0 | 0 | 15.003 | 0.18974 | 0 | 0 | 0 | 0 | 0 | 0 | 0 | 0 | 655.0927 | 72.289 | 0 | 0 | 0 | 0 | 0 | 0 | 0 | 0
364 | L1 & L2 DDTS & SMTS Disconn/E SW Repl. | Replacement - Major Station | Major Station | TRUE | Switchgear | Network | Materials | 40% | 0 | 0 | 30.6599 | 506.3366 | 604.7444 | 1146.4533 | 0 | 0 | 0 | 0 | 0 | 0 | 0 | 0 | 0 | 0 | 0 | 0 | 0 | 0 | 0 | 0 | 0 | 0 | 1.4614 | 34.3605 | 36.7971 | 62.1207 | 0 | 0 | 0 | 0 | 0 | 0 | 0 | 32.1213 | 540.6971 | 641.5416 | 1208.574 | 0 | 0 | 0 | 0 | 0 | 0 | 0% | 0% | 50% | 50% | 0% | 0% | 0% | 0% | 0% | 0% | 100% | [10 empty] | 0 | 0 | 1138.9526 | 1160.3142 | 0 | 0 | 0 | 0 | 0 | 0 | 0 | 0 | 0 | 0 | 0 | 0 | 0 | 0 | 0 | 0 | 0 | 0 | 73.3307 | 62.1207 | 0 | 0 | 0 | 0 | 0 | 0 | 0 | 0 | 1212.2833 | 1222.4349 | 0 | 0 | 0 | 0 | 0 | 0
365 | L1 & L2 DDTS & SMTS Disconn/E SW Repl. | Replacement - Major Station | Major Station | TRUE | Switchgear | Network | Labour - Internal | 10% | 0 | 0 | 7.665 | 126.5841 | 151.1861 | 286.6133 | 0 | 0 | 0 | 0 | 0 | 0 | 0 | 0.044457 | 0.46318 | 1.4926 | 4.3336 | 0 | 0 | 0 | 0 | 0 | 0 | 0 | 0.36748 | 8.6216 | 9.2901 | 15.765 | 0 | 0 | 0 | 0 | 0 | 0 | 0 | 8.0769 | 135.6689 | 161.9689 | 306.712 | 0 | 0 | 0 | 0 | 0 | 0 | 0% | 0% | 50% | 50% | 0% | 0% | 0% | 0% | 0% | 0% | 100% | [10 empty] | 0 | 0 | 284.7381 | 290.0785 | 0 | 0 | 0 | 0 | 0 | 0 | 0 | 0 | 2.0108 | 4.3336 | 0 | 0 | 0 | 0 | 0 | 0 | 0 | 0 | 18.4577 | 15.765 | 0 | 0 | 0 | 0 | 0 | 0 | 0 | 0 | 305.2066 | 310.1772 | 0 | 0 | 0 | 0 | 0 | 0
366 | L1 & L2 DDTS & SMTS Disconn/E SW Repl. | Replacement - Major Station | Major Station | TRUE | Switchgear | Network | Labour - External | 50% | 0 | 0 | 38.3249 | 632.9207 | 755.9305 | 1433.0667 | 0 | 0 | 0 | 0 | 0 | 0 | 0 | 0.22228 | -1.6637 | -1.1023 | 0 | 0 | 0 | 0 | 0 | 0 | 0 | 0 | 1.8374 | 42.8377 | 45.9294 | 77.6509 | 0 | 0 | 0 | 0 | 0 | 0 | 0 | 40.3845 | 674.0947 | 800.7576 | 1510.7175 | 0 | 0 | 0 | 0 | 0 | 0 | 0% | 0% | 50% | 50% | 0% | 0% | 0% | 0% | 0% | 0% | 100% | [10 empty] | 0 | 0 | 1423.6907 | 1450.3927 | 0 | 0 | 0 | 0 | 0 | 0 | 0 | 0 | -2.5676 | 0 | 0 | 0 | 0 | 0 | 0 | 0 | 0 | 0 | 91.4923 | 77.6509 | 0 | 0 | 0 | 0 | 0 | 0 | 0 | 0 | 1512.6154 | 1528.0436 | 0 | 0 | 0 | 0 | 0 | 0
367 | GNTS 66 kV CB Replacement | Replacement - Major Station | Major Station | TRUE | Switchgear | Network | Materials | 40% | 0 | 0 | 0 | 0 | 0 | 0 | 141.0836 | 640.8024 | 649.1528 | 0 | 0 | 0 | 0 | 0 | 0 | 0 | 0 | 0 | 0 | 0 | 0 | 0 | 0 | 0 | 0 | 0 | 0 | 0 | 7.85 | 34.7467 | 45.5301 | 0 | 0 | 0 | 0 | 0 | 0 | 0 | 0 | 148.9336 | 675.5491 | 694.6829 | 0 | 0 | 0 | 0% | 0% | 0% | 0% | 0% | 50% | 50% | 0% | 0% | 0% | 100% | [10 empty] | 0 | 0 | 0 | 0 | 0 | 712.0026 | 721.2809 | 0 | 0 | 0 | 0 | 0 | 0 | 0 | 0 | 0 | 0 | 0 | 0 | 0 | 0 | 0 | 0 | 0 | 0 | 42.6699 | 45.5301 | 0 | 0 | 0 | 0 | 0 | 0 | 0 | 0 | 754.6726 | 766.811 | 0 | 0 | 0
368 | GNTS 66 kV CB Replacement | Replacement - Major Station | Major Station | TRUE | Switchgear | Network | Labour - Internal | 10% | 0 | 0 | 0 | 0 | 0 | 0 | 35.2709 | 160.2006 | 162.2882 | 0 | 0 | 0 | 0 | 0 | 0 | 0 | 0 | 0.71262 | 4.5111 | 6.4067 | 0 | 0 | 0 | 0 | 0 | 0 | 0 | 0 | 2.0021 | 8.9313 | 11.8319 | 0 | 0 | 0 | 0 | 0 | 0 | 0 | 0 | 37.9857 | 173.643 | 180.5268 | 0 | 0 | 0 | 0% | 0% | 0% | 0% | 0% | 50% | 50% | 0% | 0% | 0% | 100% | [10 empty] | 0 | 0 | 0 | 0 | 0 | 178.0007 | 180.3202 | 0 | 0 | 0 | 0 | 0 | 0 | 0 | 0 | 5.2303 | 6.4067 | 0 | 0 | 0 | 0 | 0 | 0 | 0 | 0 | 10.9521 | 11.8319 | 0 | 0 | 0 | 0 | 0 | 0 | 0 | 0 | 194.1831 | 198.5588 | 0 | 0 | 0
369 | GNTS 66 kV CB Replacement | Replacement - Major Station | Major Station | TRUE | Switchgear | Network | Labour - External | 50% | 0 | 0 | 0 | 0 | 0 | 0 | 176.3545 | 801.003 | 811.4411 | 0 | 0 | 0 | 0 | 0 | 0 | 0 | 0 | 0 | 0 | 0 | 0 | 0 | 0 | 0 | 0 | 0 | 0 | 0 | 9.8125 | 43.4334 | 56.9126 | 0 | 0 | 0 | 0 | 0 | 0 | 0 | 0 | 186.167 | 844.4363 | 868.3536 | 0 | 0 | 0 | 0% | 0% | 0% | 0% | 0% | 50% | 50% | 0% | 0% | 0% | 100% | [10 empty] | 0 | 0 | 0 | 0 | 0 | 890.0033 | 901.6012 | 0 | 0 | 0 | 0 | 0 | 0 | 0 | 0 | 0 | 0 | 0 | 0 | 0 | 0 | 0 | 0 | 0 | 0 | 53.3374 | 56.9126 | 0 | 0 | 0 | 0 | 0 | 0 | 0 | 0 | 943.3407 | 958.5138 | 0 | 0 | 0
370 | HOTS 66kV Circuit Breaker Replacement | Replacement - Major Station | Major Station | TRUE | Switchgear | Network | Materials | 40% | 0 | 0 | 0 | 0 | 0 | 0 | 0 | 142.4005 | 649.1528 | 655.2122 | 0 | 0 | 0 | 0 | 0 | 0 | 0 | 0 | 0 | 0 | 0 | 0 | 0 | 0 | 0 | 0 | 0 | 0 | 0 | 7.7215 | 45.5301 | 61.465 | 0 | 0 | 0 | 0 | 0 | 0 | 0 | 0 | 150.122 | 694.6829 | 716.6771 | 0 | 0 | 0% | 0% | 0% | 0% | 0% | 0% | 50% | 50% | 0% | 0% | 100% | [10 empty] | 0 | 0 | 0 | 0 | 0 | 0 | 721.2809 | 728.0135 | 0 | 0 | 0 | 0 | 0 | 0 | 0 | 0 | 0 | 0 | 0 | 0 | 0 | 0 | 0 | 0 | 0 | 0 | 53.3522 | 61.465 | 0 | 0 | 0 | 0 | 0 | 0 | 0 | 0 | 774.6331 | 789.4785 | 0 | 0
371 | HOTS 66kV Circuit Breaker Replacement | Replacement - Major Station | Major Station | TRUE | Switchgear | Network | Labour - Internal | 10% | 0 | 0 | 0 | 0 | 0 | 0 | 0 | 35.6001 | 162.2882 | 163.803 | 0 | 0 | 0 | 0 | 0 | 0 | 0 | 0 | 1.0025 | 6.4067 | 8.3409 | 0 | 0 | 0 | 0 | 0 | 0 | 0 | 0 | 1.9847 | 11.8319 | 16.1487 | 0 | 0 | 0 | 0 | 0 | 0 | 0 | 0 | 38.5873 | 180.5268 | 188.2927 | 0 | 0 | 0% | 0% | 0% | 0% | 0% | 0% | 50% | 50% | 0% | 0% | 100% | [10 empty] | 0 | 0 | 0 | 0 | 0 | 0 | 180.3202 | 182.0034 | 0 | 0 | 0 | 0 | 0 | 0 | 0 | 0 | 7.4222 | 8.3409 | 0 | 0 | 0 | 0 | 0 | 0 | 0 | 0 | 13.8425 | 16.1487 | 0 | 0 | 0 | 0 | 0 | 0 | 0 | 0 | 201.5849 | 206.493 | 0 | 0
372 | HOTS 66kV Circuit Breaker Replacement | Replacement - Major Station | Major Station | TRUE | Switchgear | Network | Labour - External | 50% | 0 | 0 | 0 | 0 | 0 | 0 | 0 | 178.0007 | 811.4411 | 819.0152 | 0 | 0 | 0 | 0 | 0 | 0 | 0 | 0 | 0 | 0 | 0 | 0 | 0 | 0 | 0 | 0 | 0 | 0 | 0 | 9.6519 | 56.9126 | 76.8312 | 0 | 0 | 0 | 0 | 0 | 0 | 0 | 0 | 187.6525 | 868.3536 | 895.8464 | 0 | 0 | 0% | 0% | 0% | 0% | 0% | 0% | 50% | 50% | 0% | 0% | 100% | [10 empty] | 0 | 0 | 0 | 0 | 0 | 0 | 901.6012 | 910.0169 | 0 | 0 | 0 | 0 | 0 | 0 | 0 | 0 | 0 | 0 | 0 | 0 | 0 | 0 | 0 | 0 | 0 | 0 | 66.6902 | 76.8312 | 0 | 0 | 0 | 0 | 0 | 0 | 0 | 0 | 968.2914 | 986.8481 | 0 | 0
373 | FTS 66kV Circuit Breaker Replacement | Replacement - Major Station | Major Station | TRUE | Switchgear | Network | Materials | 40% | 0 | 0 | 0 | 0 | 0 | 0 | 0 | 0 | 201.9587 | 917.297 | 929.2506 | 0 | 0 | 0 | 0 | 0 | 0 | 0 | 0 | 0 | 0 | 0 | 0 | 0 | 0 | 0 | 0 | 0 | 0 | 0 | 14.1649 | 86.051 | 58.5859 | 0 | 0 | 0 | 0 | 0 | 0 | 0 | 0 | 216.1236 | 1003.348 | 987.8364 | 0 | 0% | 0% | 0% | 0% | 0% | 0% | 0% | 50% | 50% | 0% | 100% | [10 empty] | 0 | 0 | 0 | 0 | 0 | 0 | 0 | 1019.2189 | 1032.5006 | 0 | 0 | 0 | 0 | 0 | 0 | 0 | 0 | 0 | 0 | 0 | 0 | 0 | 0 | 0 | 0 | 0 | 0 | 100.3481 | 58.5859 | 0 | 0 | 0 | 0 | 0 | 0 | 0 | 0 | 1119.567 | 1091.0865 | 0
374 | FTS 66kV Circuit Breaker Replacement | Replacement - Major Station | Major Station | TRUE | Switchgear | Network | Labour - Internal | 10% | 0 | 0 | 0 | 0 | 0 | 0 | 0 | 0 | 50.4897 | 229.3243 | 232.3126 | 0 | 0 | 0 | 0 | 0 | 0 | 0 | 0 | 1.9932 | 11.6773 | 14.5171 | 0 | 0 | 0 | 0 | 0 | 0 | 0 | 0 | 3.681 | 22.6082 | 15.5617 | 0 | 0 | 0 | 0 | 0 | 0 | 0 | 0 | 56.1639 | 263.6097 | 262.3914 | 0 | 0% | 0% | 0% | 0% | 0% | 0% | 0% | 50% | 50% | 0% | 100% | [10 empty] | 0 | 0 | 0 | 0 | 0 | 0 | 0 | 254.8047 | 258.1252 | 0 | 0 | 0 | 0 | 0 | 0 | 0 | 0 | 13.6891 | 14.5171 | 0 | 0 | 0 | 0 | 0 | 0 | 0 | 0 | 26.3236 | 15.5617 | 0 | 0 | 0 | 0 | 0 | 0 | 0 | 0 | 294.8174 | 288.204 | 0
375 | FTS 66kV Circuit Breaker Replacement | Replacement - Major Station | Major Station | TRUE | Switchgear | Network | Labour - External | 50% | 0 | 0 | 0 | 0 | 0 | 0 | 0 | 0 | 252.4483 | 1146.6213 | 1161.5632 | 0 | 0 | 0 | 0 | 0 | 0 | 0 | 0 | 0 | 0 | 66.3845 | 0 | 0 | 0 | 0 | 0 | 0 | 0 | 0 | 17.7061 | 107.5637 | 77.4176 | 0 | 0 | 0 | 0 | 0 | 0 | 0 | 0 | 270.1545 | 1254.185 | 1305.3653 | 0 | 0% | 0% | 0% | 0% | 0% | 0% | 0% | 50% | 50% | 0% | 100% | [10 empty] | 0 | 0 | 0 | 0 | 0 | 0 | 0 | 1274.0236 | 1290.6258 | 0 | 0 | 0 | 0 | 0 | 0 | 0 | 0 | 0 | 33.1922 | 0 | 0 | 0 | 0 | 0 | 0 | 0 | 0 | 125.4351 | 77.4176 | 0 | 0 | 0 | 0 | 0 | 0 | 0 | 0 | 1399.4588 | 1401.2357 | 0
376 | BETS Replace RTU, Prot and Control | Replacement - Major Station | Major Station | TRUE | Secondary | Network | Materials | 40% | 0 | 0 | 0 | 0 | 0 | 0 | 0 | 0 | 0 | 0 | 0 | 0 | 0 | 0 | 0 | 0 | 0 | 0 | 0 | 0 | 0 | 0 | 0 | 0 | 0 | 0 | 0 | 0 | 0 | 0 | 0 | 0 | 0 | 0 | 0 | 0 | 0 | 0 | 0 | 0 | 0 | 0 | 0 | 0 | 0 | 0% | 0% | 0% | 0% | 0% | 0% | 0% | 0% | 0% | 0% | 0% | [10 empty] | 0 | 0 | 0 | 0 | 0 | 0 | 0 | 0 | 0 | 0 | 0 | 0 | 0 | 0 | 0 | 0 | 0 | 0 | 0 | 0 | 0 | 0 | 0 | 0 | 0 | 0 | 0 | 0 | 0 | 0 | 0 | 0 | 0 | 0 | 0 | 0 | 0 | 0 | 0 | 0
377 | BETS Replace RTU, Prot and Control | Replacement - Major Station | Major Station | TRUE | Secondary | Network | Labour - Internal | 10% | 0 | 0 | 0 | 0 | 0 | 0 | 0 | 0 | 0 | 0 | 0 | 0 | 0 | 0 | 0 | 0 | 0 | 0 | 0 | 0 | 0 | 0 | 0 | 0 | 0 | 0 | 0 | 0 | 0 | 0 | 0 | 0 | 0 | 0 | 0 | 0 | 0 | 0 | 0 | 0 | 0 | 0 | 0 | 0 | 0 | 0% | 0% | 0% | 0% | 0% | 0% | 0% | 0% | 0% | 0% | 0% | [10 empty] | 0 | 0 | 0 | 0 | 0 | 0 | 0 | 0 | 0 | 0 | 0 | 0 | 0 | 0 | 0 | 0 | 0 | 0 | 0 | 0 | 0 | 0 | 0 | 0 | 0 | 0 | 0 | 0 | 0 | 0 | 0 | 0 | 0 | 0 | 0 | 0 | 0 | 0 | 0 | 0
378 | BETS Replace RTU, Prot and Control | Replacement - Major Station | Major Station | TRUE | Secondary | Network | Labour - External | 50% | 0 | 0 | 0 | 0 | 0 | 0 | 0 | 0 | 0 | 0 | 0 | 0 | 0 | 0 | 0 | 0 | 0 | 0 | 0 | 0 | 0 | 0 | 0 | 0 | 0 | 0 | 0 | 0 | 0 | 0 | 0 | 0 | 0 | 0 | 0 | 0 | 0 | 0 | 0 | 0 | 0 | 0 | 0 | 0 | 0 | 0% | 0% | 0% | 0% | 0% | 0% | 0% | 0% | 0% | 0% | 0% | [10 empty] | 0 | 0 | 0 | 0 | 0 | 0 | 0 | 0 | 0 | 0 | 0 | 0 | 0 | 0 | 0 | 0 | 0 | 0 | 0 | 0 | 0 | 0 | 0 | 0 | 0 | 0 | 0 | 0 | 0 | 0 | 0 | 0 | 0 | 0 | 0 | 0 | 0 | 0 | 0 | 0
379 | REFCL T2 ZS WORK - WOTS (Tx Component) | Security and Compliance | Stations | TRUE | Secondary | Network | Materials | 40% | 0 | 0 | 0 | 0 | 0 | 0 | 0 | 0 | 0 | 0 | 0 | 0 | 0 | 0 | 0 | 0 | 0 | 0 | 0 | 0 | 0 | 0 | 0 | 0 | 0 | 0 | 0 | 0 | 0 | 0 | 0 | 0 | 0 | 0 | 0 | 0 | 0 | 0 | 0 | 0 | 0 | 0 | 0 | 0 | 0 | 0% | 0% | 0% | 0% | 0% | 0% | 0% | 0% | 0% | 0% | 0% | [10 empty] | 0 | 0 | 0 | 0 | 0 | 0 | 0 | 0 | 0 | 0 | 0 | 0 | 0 | 0 | 0 | 0 | 0 | 0 | 0 | 0 | 0 | 0 | 0 | 0 | 0 | 0 | 0 | 0 | 0 | 0 | 0 | 0 | 0 | 0 | 0 | 0 | 0 | 0 | 0 | 0
380 | REFCL T2 ZS WORK - WOTS (Tx Component) | Security and Compliance | Stations | TRUE | Secondary | Network | Labour - Internal | 10% | 0 | 0 | 0 | 0 | 0 | 0 | 0 | 0 | 0 | 0 | 0 | 0 | 0 | 0 | 0 | 0 | 0 | 0 | 0 | 0 | 0 | 0 | 0 | 0 | 0 | 0 | 0 | 0 | 0 | 0 | 0 | 0 | 0 | 0 | 0 | 0 | 0 | 0 | 0 | 0 | 0 | 0 | 0 | 0 | 0 | 0% | 0% | 0% | 0% | 0% | 0% | 0% | 0% | 0% | 0% | 0% | [10 empty] | 0 | 0 | 0 | 0 | 0 | 0 | 0 | 0 | 0 | 0 | 0 | 0 | 0 | 0 | 0 | 0 | 0 | 0 | 0 | 0 | 0 | 0 | 0 | 0 | 0 | 0 | 0 | 0 | 0 | 0 | 0 | 0 | 0 | 0 | 0 | 0 | 0 | 0 | 0 | 0
381 | REFCL T2 ZS WORK - WOTS (Tx Component) | Security and Compliance | Stations | TRUE | Secondary | Network | Labour - External | 50% | 0 | 0 | 0 | 0 | 0 | 0 | 0 | 0 | 0 | 0 | 0 | 0 | 0 | 0 | 0 | 0 | 0 | 0 | 0 | 0 | 0 | 0 | 0 | 0 | 0 | 0 | 0 | 0 | 0 | 0 | 0 | 0 | 0 | 0 | 0 | 0 | 0 | 0 | 0 | 0 | 0 | 0 | 0 | 0 | 0 | 0% | 0% | 0% | 0% | 0% | 0% | 0% | 0% | 0% | 0% | 0% | [10 empty] | 0 | 0 | 0 | 0 | 0 | 0 | 0 | 0 | 0 | 0 | 0 | 0 | 0 | 0 | 0 | 0 | 0 | 0 | 0 | 0 | 0 | 0 | 0 | 0 | 0 | 0 | 0 | 0 | 0 | 0 | 0 | 0 | 0 | 0 | 0 | 0 | 0 | 0 | 0 | 0
382 | REFCL T2 ZS WORK - WOTS (Tx Component) | Security and Compliance | Stations | TRUE | Switchgear | Network | Materials | 40% | 0 | 0 | 0 | 0 | 0 | 0 | 0 | 0 | 0 | 0 | 0 | 0 | 0 | 0 | 0 | 0 | 0 | 0 | 0 | 0 | 0 | 0 | 0 | 0 | 0 | 0 | 0 | 0 | 0 | 0 | 0 | 0 | 0 | 0 | 0 | 0 | 0 | 0 | 0 | 0 | 0 | 0 | 0 | 0 | 0 | 0% | 0% | 0% | 0% | 0% | 0% | 0% | 0% | 0% | 0% | 0% | [10 empty] | 0 | 0 | 0 | 0 | 0 | 0 | 0 | 0 | 0 | 0 | 0 | 0 | 0 | 0 | 0 | 0 | 0 | 0 | 0 | 0 | 0 | 0 | 0 | 0 | 0 | 0 | 0 | 0 | 0 | 0 | 0 | 0 | 0 | 0 | 0 | 0 | 0 | 0 | 0 | 0
383 | REFCL T2 ZS WORK - WOTS (Tx Component) | Security and Compliance | Stations | TRUE | Switchgear | Network | Labour - Internal | 10% | 0 | 0 | 0 | 0 | 0 | 0 | 0 | 0 | 0 | 0 | 0 | 0 | 0 | 0 | 0 | 0 | 0 | 0 | 0 | 0 | 0 | 0 | 0 | 0 | 0 | 0 | 0 | 0 | 0 | 0 | 0 | 0 | 0 | 0 | 0 | 0 | 0 | 0 | 0 | 0 | 0 | 0 | 0 | 0 | 0 | 0% | 0% | 0% | 0% | 0% | 0% | 0% | 0% | 0% | 0% | 0% | [10 empty] | 0 | 0 | 0 | 0 | 0 | 0 | 0 | 0 | 0 | 0 | 0 | 0 | 0 | 0 | 0 | 0 | 0 | 0 | 0 | 0 | 0 | 0 | 0 | 0 | 0 | 0 | 0 | 0 | 0 | 0 | 0 | 0 | 0 | 0 | 0 | 0 | 0 | 0 | 0 | 0
384 | REFCL T2 ZS WORK - WOTS (Tx Component) | Security and Compliance | Stations | TRUE | Switchgear | Network | Labour - External | 50% | 0 | 0 | 0 | 0 | 0 | 0 | 0 | 0 | 0 | 0 | 0 | 0 | 0 | 0 | 0 | 0 | 0 | 0 | 0 | 0 | 0 | 0 | 0 | 0 | 0 | 0 | 0 | 0 | 0 | 0 | 0 | 0 | 0 | 0 | 0 | 0 | 0 | 0 | 0 | 0 | 0 | 0 | 0 | 0 | 0 | 0% | 0% | 0% | 0% | 0% | 0% | 0% | 0% | 0% | 0% | 0% | [10 empty] | 0 | 0 | 0 | 0 | 0 | 0 | 0 | 0 | 0 | 0 | 0 | 0 | 0 | 0 | 0 | 0 | 0 | 0 | 0 | 0 | 0 | 0 | 0 | 0 | 0 | 0 | 0 | 0 | 0 | 0 | 0 | 0 | 0 | 0 | 0 | 0 | 0 | 0 | 0 | 0
385 | REFCL T2 ZS WORK - WOTS (Tx Component) | Security and Compliance | Stations | TRUE | Transformers | Network | Materials | 40% | 0 | 0 | 0 | 0 | 0 | 0 | 0 | 0 | 0 | 0 | 0 | 0 | 0 | 0 | 0 | 0 | 0 | 0 | 0 | 0 | 0 | 0 | 0 | 0 | 0 | 0 | 0 | 0 | 0 | 0 | 0 | 0 | 0 | 0 | 0 | 0 | 0 | 0 | 0 | 0 | 0 | 0 | 0 | 0 | 0 | 0% | 0% | 0% | 0% | 0% | 0% | 0% | 0% | 0% | 0% | 0% | [10 empty] | 0 | 0 | 0 | 0 | 0 | 0 | 0 | 0 | 0 | 0 | 0 | 0 | 0 | 0 | 0 | 0 | 0 | 0 | 0 | 0 | 0 | 0 | 0 | 0 | 0 | 0 | 0 | 0 | 0 | 0 | 0 | 0 | 0 | 0 | 0 | 0 | 0 | 0 | 0 | 0
386 | REFCL T2 ZS WORK - WOTS (Tx Component) | Security and Compliance | Stations | TRUE | Transformers | Network | Labour - Internal | 10% | 0 | 0 | 0 | 0 | 0 | 0 | 0 | 0 | 0 | 0 | 0 | 0 | 0 | 0 | 0 | 0 | 0 | 0 | 0 | 0 | 0 | 0 | 0 | 0 | 0 | 0 | 0 | 0 | 0 | 0 | 0 | 0 | 0 | 0 | 0 | 0 | 0 | 0 | 0 | 0 | 0 | 0 | 0 | 0 | 0 | 0% | 0% | 0% | 0% | 0% | 0% | 0% | 0% | 0% | 0% | 0% | [10 empty] | 0 | 0 | 0 | 0 | 0 | 0 | 0 | 0 | 0 | 0 | 0 | 0 | 0 | 0 | 0 | 0 | 0 | 0 | 0 | 0 | 0 | 0 | 0 | 0 | 0 | 0 | 0 | 0 | 0 | 0 | 0 | 0 | 0 | 0 | 0 | 0 | 0 | 0 | 0 | 0
387 | REFCL T2 ZS WORK - WOTS (Tx Component) | Security and Compliance | Stations | TRUE | Transformers | Network | Labour - External | 50% | 0 | 0 | 0 | 0 | 0 | 0 | 0 | 0 | 0 | 0 | 0 | 0 | 0 | 0 | 0 | 0 | 0 | 0 | 0 | 0 | 0 | 0 | 0 | 0 | 0 | 0 | 0 | 0 | 0 | 0 | 0 | 0 | 0 | 0 | 0 | 0 | 0 | 0 | 0 | 0 | 0 | 0 | 0 | 0 | 0 | 0% | 0% | 0% | 0% | 0% | 0% | 0% | 0% | 0% | 0% | 0% | [10 empty] | 0 | 0 | 0 | 0 | 0 | 0 | 0 | 0 | 0 | 0 | 0 | 0 | 0 | 0 | 0 | 0 | 0 | 0 | 0 | 0 | 0 | 0 | 0 | 0 | 0 | 0 | 0 | 0 | 0 | 0 | 0 | 0 | 0 | 0 | 0 | 0 | 0 | 0 | 0 | 0
388 | REFCL T2 ZS WORK - WOTS (Tx Component) | Security and Compliance | Stations | TRUE | Towers and Conductor | Network | Materials | 40% | 0 | 0 | 0 | 0 | 0 | 0 | 0 | 0 | 0 | 0 | 0 | 0 | 0 | 0 | 0 | 0 | 0 | 0 | 0 | 0 | 0 | 0 | 0 | 0 | 0 | 0 | 0 | 0 | 0 | 0 | 0 | 0 | 0 | 0 | 0 | 0 | 0 | 0 | 0 | 0 | 0 | 0 | 0 | 0 | 0 | 0% | 0% | 0% | 0% | 0% | 0% | 0% | 0% | 0% | 0% | 0% | [10 empty] | 0 | 0 | 0 | 0 | 0 | 0 | 0 | 0 | 0 | 0 | 0 | 0 | 0 | 0 | 0 | 0 | 0 | 0 | 0 | 0 | 0 | 0 | 0 | 0 | 0 | 0 | 0 | 0 | 0 | 0 | 0 | 0 | 0 | 0 | 0 | 0 | 0 | 0 | 0 | 0
389 | REFCL T2 ZS WORK - WOTS (Tx Component) | Security and Compliance | Stations | TRUE | Towers and Conductor | Network | Labour - Internal | 10% | 0 | 0 | 0 | 0 | 0 | 0 | 0 | 0 | 0 | 0 | 0 | 0 | 0 | 0 | 0 | 0 | 0 | 0 | 0 | 0 | 0 | 0 | 0 | 0 | 0 | 0 | 0 | 0 | 0 | 0 | 0 | 0 | 0 | 0 | 0 | 0 | 0 | 0 | 0 | 0 | 0 | 0 | 0 | 0 | 0 | 0% | 0% | 0% | 0% | 0% | 0% | 0% | 0% | 0% | 0% | 0% | [10 empty] | 0 | 0 | 0 | 0 | 0 | 0 | 0 | 0 | 0 | 0 | 0 | 0 | 0 | 0 | 0 | 0 | 0 | 0 | 0 | 0 | 0 | 0 | 0 | 0 | 0 | 0 | 0 | 0 | 0 | 0 | 0 | 0 | 0 | 0 | 0 | 0 | 0 | 0 | 0 | 0
390 | REFCL T2 ZS WORK - WOTS (Tx Component) | Security and Compliance | Stations | TRUE | Towers and Conductor | Network | Labour - External | 50% | 0 | 0 | 0 | 0 | 0 | 0 | 0 | 0 | 0 | 0 | 0 | 0 | 0 | 0 | 0 | 0 | 0 | 0 | 0 | 0 | 0 | 0 | 0 | 0 | 0 | 0 | 0 | 0 | 0 | 0 | 0 | 0 | 0 | 0 | 0 | 0 | 0 | 0 | 0 | 0 | 0 | 0 | 0 | 0 | 0 | 0% | 0% | 0% | 0% | 0% | 0% | 0% | 0% | 0% | 0% | 0% | [10 empty] | 0 | 0 | 0 | 0 | 0 | 0 | 0 | 0 | 0 | 0 | 0 | 0 | 0 | 0 | 0 | 0 | 0 | 0 | 0 | 0 | 0 | 0 | 0 | 0 | 0 | 0 | 0 | 0 | 0 | 0 | 0 | 0 | 0 | 0 | 0 | 0 | 0 | 0 | 0 | 0
391 | REFCL T2 ZS WORK - WOTS (Tx Component) | Security and Compliance | Stations | TRUE | Establishment | Network | Materials | 40% | 0 | 0 | 0 | 0 | 0 | 0 | 0 | 0 | 0 | 0 | 0 | 0 | 0 | 0 | 0 | 0 | 0 | 0 | 0 | 0 | 0 | 0 | 0 | 0 | 0 | 0 | 0 | 0 | 0 | 0 | 0 | 0 | 0 | 0 | 0 | 0 | 0 | 0 | 0 | 0 | 0 | 0 | 0 | 0 | 0 | 0% | 0% | 0% | 0% | 0% | 0% | 0% | 0% | 0% | 0% | 0% | [10 empty] | 0 | 0 | 0 | 0 | 0 | 0 | 0 | 0 | 0 | 0 | 0 | 0 | 0 | 0 | 0 | 0 | 0 | 0 | 0 | 0 | 0 | 0 | 0 | 0 | 0 | 0 | 0 | 0 | 0 | 0 | 0 | 0 | 0 | 0 | 0 | 0 | 0 | 0 | 0 | 0
392 | REFCL T2 ZS WORK - WOTS (Tx Component) | Security and Compliance | Stations | TRUE | Establishment | Network | Labour - Internal | 10% | 0 | 0 | 0 | 0 | 0 | 0 | 0 | 0 | 0 | 0 | 0 | 0 | 0 | 0 | 0 | 0 | 0 | 0 | 0 | 0 | 0 | 0 | 0 | 0 | 0 | 0 | 0 | 0 | 0 | 0 | 0 | 0 | 0 | 0 | 0 | 0 | 0 | 0 | 0 | 0 | 0 | 0 | 0 | 0 | 0 | 0% | 0% | 0% | 0% | 0% | 0% | 0% | 0% | 0% | 0% | 0% | [10 empty] | 0 | 0 | 0 | 0 | 0 | 0 | 0 | 0 | 0 | 0 | 0 | 0 | 0 | 0 | 0 | 0 | 0 | 0 | 0 | 0 | 0 | 0 | 0 | 0 | 0 | 0 | 0 | 0 | 0 | 0 | 0 | 0 | 0 | 0 | 0 | 0 | 0 | 0 | 0 | 0
393 | REFCL T2 ZS WORK - WOTS (Tx Component) | Security and Compliance | Stations | TRUE | Establishment | Network | Labour - External | 50% | 0 | 0 | 0 | 0 | 0 | 0 | 0 | 0 | 0 | 0 | 0 | 0 | 0 | 0 | 0 | 0 | 0 | 0 | 0 | 0 | 0 | 0 | 0 | 0 | 0 | 0 | 0 | 0 | 0 | 0 | 0 | 0 | 0 | 0 | 0 | 0 | 0 | 0 | 0 | 0 | 0 | 0 | 0 | 0 | 0 | 0% | 0% | 0% | 0% | 0% | 0% | 0% | 0% | 0% | 0% | 0% | [10 empty] | 0 | 0 | 0 | 0 | 0 | 0 | 0 | 0 | 0 | 0 | 0 | 0 | 0 | 0 | 0 | 0 | 0 | 0 | 0 | 0 | 0 | 0 | 0 | 0 | 0 | 0 | 0 | 0 | 0 | 0 | 0 | 0 | 0 | 0 | 0 | 0 | 0 | 0 | 0 | 0
394 | Other station transformer replacement | Replacement - Major Station | Major Station | FALSE | Transformers | Network | Materials | 40% | 0 | 0 | 0 | 0 | 0 | 0 | 0 | 0 | 0 | 0 | 0 | 0 | 0 | 0 | 0 | 0 | 0 | 0 | 0 | 0 | 0 | 0 | 0 | 0 | 0 | 0 | 0 | 0 | 0 | 0 | 0 | 0 | 0 | 0 | 0 | 0 | 0 | 0 | 0 | 0 | 0 | 0 | 0 | 0 | 0 | 0% | 0% | 0% | 0% | 0% | 0% | 0% | 0% | 0% | 0% | 0% | x | x | x | x | x | x | x | x | x | x | 0 | 0 | 0 | 0 | 0 | 0 | 0 | 0 | 0 | 0 | 0 | 0 | 0 | 0 | 0 | 0 | 0 | 0 | 0 | 0 | 0 | 0 | 0 | 0 | 0 | 0 | 0 | 0 | 0 | 0 | 0 | 0 | 0 | 0 | 0 | 0 | 0 | 0 | 0 | 0
395 | Other station transformer replacement | Replacement - Major Station | Major Station | FALSE | Transformers | Network | Labour - Internal | 10% | 0 | 0 | 0 | 0 | 0 | 0 | 0 | 0 | 0 | 0 | 0 | 0 | 0 | 0 | 0 | 0 | 0 | 0 | 0 | 0 | 0 | 0 | 0 | 0 | 0 | 0 | 0 | 0 | 0 | 0 | 0 | 0 | 0 | 0 | 0 | 0 | 0 | 0 | 0 | 0 | 0 | 0 | 0 | 0 | 0 | 0% | 0% | 0% | 0% | 0% | 0% | 0% | 0% | 0% | 0% | 0% | x | x | x | x | x | x | x | x | x | x | 0 | 0 | 0 | 0 | 0 | 0 | 0 | 0 | 0 | 0 | 0 | 0 | 0 | 0 | 0 | 0 | 0 | 0 | 0 | 0 | 0 | 0 | 0 | 0 | 0 | 0 | 0 | 0 | 0 | 0 | 0 | 0 | 0 | 0 | 0 | 0 | 0 | 0 | 0 | 0
396 | Other station transformer replacement | Replacement - Major Station | Major Station | FALSE | Transformers | Network | Labour - External | 50% | 0 | 0 | 0 | 0 | 0 | 0 | 0 | 0 | 0 | 0 | 0 | 0 | 0 | 0 | 0 | 0 | 0 | 0 | 0 | 0 | 0 | 0 | 0 | 0 | 0 | 0 | 0 | 0 | 0 | 0 | 0 | 0 | 0 | 0 | 0 | 0 | 0 | 0 | 0 | 0 | 0 | 0 | 0 | 0 | 0 | 0% | 0% | 0% | 0% | 0% | 0% | 0% | 0% | 0% | 0% | 0% | x | x | x | x | x | x | x | x | x | x | 0 | 0 | 0 | 0 | 0 | 0 | 0 | 0 | 0 | 0 | 0 | 0 | 0 | 0 | 0 | 0 | 0 | 0 | 0 | 0 | 0 | 0 | 0 | 0 | 0 | 0 | 0 | 0 | 0 | 0 | 0 | 0 | 0 | 0 | 0 | 0 | 0 | 0 | 0 | 0
397 | Power Transformers | Replacement - Other | Stations | FALSE | Transformers | Network | Materials | 40% | 0 | 0 | 0 | 25.2035 | 2130.6153 | 1005.5833 | 1018.6873 | 1028.1959 | 1041.5946 | 1051.3171 | 0 | 0 | 0 | 0 | 0 | 0 | 0 | 0 | 0 | 0 | 0 | 0 | 0 | 0 | 0 | 1.7103 | 129.6425 | 54.4877 | 56.6803 | 55.7526 | 73.055 | 98.6233 | 0 | 0 | 0 | 0 | 26.9138 | 2260.2578 | 1060.0709 | 1075.3676 | 1083.9486 | 1114.6496 | 1149.9404 | 0 | 0 | 0% | 0% | 0% | 0% | 0% | 0% | 0% | 0% | 0% | 0% | 0% | x | x | x | x | x | x | x | x | x | x | 0 | 25.2035 | 2130.6153 | 1005.5833 | 1018.6873 | 1028.1959 | 1041.5946 | 1051.3171 | 0 | 0 | 0 | 0 | 0 | 0 | 0 | 0 | 0 | 0 | 0 | 0 | 0 | 1.7103 | 129.6425 | 54.4877 | 56.6803 | 55.7526 | 73.055 | 98.6233 | 0 | 0 | 0 | 26.9138 | 2260.2578 | 1060.0709 | 1075.3676 | 1083.9486 | 1114.6496 | 1149.9404 | 0 | 0
398 | Power Transformers | Replacement - Other | Stations | FALSE | Transformers | Network | Labour - Internal | 10% | 0 | 0 | 0 | 6.3009 | 532.6538 | 251.3958 | 254.6718 | 257.049 | 260.3987 | 262.8293 | 0 | 0 | 0 | 0 | 0.023055 | 5.2588 | 3.8011 | 5.1454 | 7.2382 | 10.2799 | 13.3834 | 0 | 0 | 0 | 0 | 0.42915 | 32.7306 | 13.8279 | 14.4564 | 14.3306 | 18.9848 | 25.9113 | 0 | 0 | 0 | 0 | 6.7531 | 570.6433 | 269.0248 | 274.2736 | 278.6179 | 289.6633 | 302.1239 | 0 | 0 | 0% | 0% | 0% | 0% | 0% | 0% | 0% | 0% | 0% | 0% | 0% | x | x | x | x | x | x | x | x | x | x | 0 | 6.3009 | 532.6538 | 251.3958 | 254.6718 | 257.049 | 260.3987 | 262.8293 | 0 | 0 | 0 | 0.023055 | 5.2588 | 3.8011 | 5.1454 | 7.2382 | 10.2799 | 13.3834 | 0 | 0 | 0 | 0.42915 | 32.7306 | 13.8279 | 14.4564 | 14.3306 | 18.9848 | 25.9113 | 0 | 0 | 0 | 6.7531 | 570.6433 | 269.0248 | 274.2736 | 278.6179 | 289.6633 | 302.1239 | 0 | 0
399 | Power Transformers | Replacement - Other | Stations | FALSE | Transformers | Network | Labour - External | 50% | 0 | 0 | 0 | 31.5043 | 2663.2692 | 1256.9791 | 1273.3591 | 1285.2449 | 1301.9933 | 1314.1463 | 0 | 0 | 0 | 0 | -0.082813 | -3.8835 | 0 | 0 | 0 | 0 | 0 | 0 | 0 | 0 | 0 | 2.1323 | 161.8168 | 68.1096 | 70.8504 | 69.6908 | 91.3188 | 123.2791 | 0 | 0 | 0 | 0 | 33.5538 | 2821.2024 | 1325.0887 | 1344.2095 | 1354.9357 | 1393.312 | 1437.4254 | 0 | 0 | 0% | 0% | 0% | 0% | 0% | 0% | 0% | 0% | 0% | 0% | 0% | x | x | x | x | x | x | x | x | x | x | 0 | 31.5043 | 2663.2692 | 1256.9791 | 1273.3591 | 1285.2449 | 1301.9933 | 1314.1463 | 0 | 0 | 0 | -0.082813 | -3.8835 | 0 | 0 | 0 | 0 | 0 | 0 | 0 | 0 | 2.1323 | 161.8168 | 68.1096 | 70.8504 | 69.6908 | 91.3188 | 123.2791 | 0 | 0 | 0 | 33.5538 | 2821.2024 | 1325.0887 | 1344.2095 | 1354.9357 | 1393.312 | 1437.4254 | 0 | 0
400 | Power transformers - Bushings replacement | Replacement - Other | Stations | FALSE | Transformers | Network | Materials | 40% | 0 | 0 | 0 | 326.6685 | 555.1238 | 0 | 0 | 0 | 0 | 0 | 0 | 0 | 0 | 0 | 0 | 0 | 0 | 0 | 0 | 0 | 0 | 0 | 0 | 0 | 0 | 22.1681 | 33.7779 | 0 | 0 | 0 | 0 | 0 | 0 | 0 | 0 | 0 | 348.8366 | 588.9016 | 0 | 0 | 0 | 0 | 0 | 0 | 0 | 0% | 0% | 0% | 0% | 0% | 0% | 0% | 0% | 0% | 0% | 0% | x | x | x | x | x | x | x | x | x | x | 0 | 326.6685 | 555.1238 | 0 | 0 | 0 | 0 | 0 | 0 | 0 | 0 | 0 | 0 | 0 | 0 | 0 | 0 | 0 | 0 | 0 | 0 | 22.1681 | 33.7779 | 0 | 0 | 0 | 0 | 0 | 0 | 0 | 0 | 348.8366 | 588.9016 | 0 | 0 | 0 | 0 | 0 | 0 | 0
401 | Power transformers - Bushings replacement | Replacement - Other | Stations | FALSE | Transformers | Network | Labour - Internal | 10% | 0 | 0 | 0 | 81.6671 | 138.7809 | 0 | 0 | 0 | 0 | 0 | 0 | 0 | 0 | 0 | 0.29882 | 1.3702 | 0 | 0 | 0 | 0 | 0 | 0 | 0 | 0 | 0 | 5.5623 | 8.5278 | 0 | 0 | 0 | 0 | 0 | 0 | 0 | 0 | 0 | 87.5283 | 148.6789 | 0 | 0 | 0 | 0 | 0 | 0 | 0 | 0% | 0% | 0% | 0% | 0% | 0% | 0% | 0% | 0% | 0% | 0% | x | x | x | x | x | x | x | x | x | x | 0 | 81.6671 | 138.7809 | 0 | 0 | 0 | 0 | 0 | 0 | 0 | 0 | 0.29882 | 1.3702 | 0 | 0 | 0 | 0 | 0 | 0 | 0 | 0 | 5.5623 | 8.5278 | 0 | 0 | 0 | 0 | 0 | 0 | 0 | 0 | 87.5283 | 148.6789 | 0 | 0 | 0 | 0 | 0 | 0 | 0
402 | Power transformers - Bushings replacement | Replacement - Other | Stations | FALSE | Transformers | Network | Labour - External | 50% | 0 | 0 | 0 | 408.3357 | 693.9047 | 0 | 0 | 0 | 0 | 0 | 0 | 0 | 0 | 0 | -1.0734 | -1.0118 | 0 | 0 | 0 | 0 | 0 | 0 | 0 | 0 | 0 | 27.6372 | 42.1608 | 0 | 0 | 0 | 0 | 0 | 0 | 0 | 0 | 0 | 434.8996 | 735.0536 | 0 | 0 | 0 | 0 | 0 | 0 | 0 | 0% | 0% | 0% | 0% | 0% | 0% | 0% | 0% | 0% | 0% | 0% | x | x | x | x | x | x | x | x | x | x | 0 | 408.3357 | 693.9047 | 0 | 0 | 0 | 0 | 0 | 0 | 0 | 0 | -1.0734 | -1.0118 | 0 | 0 | 0 | 0 | 0 | 0 | 0 | 0 | 27.6372 | 42.1608 | 0 | 0 | 0 | 0 | 0 | 0 | 0 | 0 | 434.8996 | 735.0536 | 0 | 0 | 0 | 0 | 0 | 0 | 0
403 | Power transformers - improved safe access | Replacement - Other | Stations | FALSE | Transformers | Network | Materials | 40% | 0 | 0 | 0 | 60.0379 | 0 | 0 | 0 | 0 | 0 | 0 | 0 | 0 | 0 | 0 | 0 | 0 | 0 | 0 | 0 | 0 | 0 | 0 | 0 | 0 | 0 | 4.0742 | 0 | 0 | 0 | 0 | 0 | 0 | 0 | 0 | 0 | 0 | 64.1122 | 0 | 0 | 0 | 0 | 0 | 0 | 0 | 0 | 0% | 0% | 0% | 0% | 0% | 0% | 0% | 0% | 0% | 0% | 0% | x | x | x | x | x | x | x | x | x | x | 0 | 60.0379 | 0 | 0 | 0 | 0 | 0 | 0 | 0 | 0 | 0 | 0 | 0 | 0 | 0 | 0 | 0 | 0 | 0 | 0 | 0 | 4.0742 | 0 | 0 | 0 | 0 | 0 | 0 | 0 | 0 | 0 | 64.1122 | 0 | 0 | 0 | 0 | 0 | 0 | 0 | 0
404 | Power transformers - improved safe access | Replacement - Other | Stations | FALSE | Transformers | Network | Labour - Internal | 10% | 0 | 0 | 0 | 15.0095 | 0 | 0 | 0 | 0 | 0 | 0 | 0 | 0 | 0 | 0 | 0.05492 | 0 | 0 | 0 | 0 | 0 | 0 | 0 | 0 | 0 | 0 | 1.0223 | 0 | 0 | 0 | 0 | 0 | 0 | 0 | 0 | 0 | 0 | 16.0867 | 0 | 0 | 0 | 0 | 0 | 0 | 0 | 0 | 0% | 0% | 0% | 0% | 0% | 0% | 0% | 0% | 0% | 0% | 0% | x | x | x | x | x | x | x | x | x | x | 0 | 15.0095 | 0 | 0 | 0 | 0 | 0 | 0 | 0 | 0 | 0 | 0.05492 | 0 | 0 | 0 | 0 | 0 | 0 | 0 | 0 | 0 | 1.0223 | 0 | 0 | 0 | 0 | 0 | 0 | 0 | 0 | 0 | 16.0867 | 0 | 0 | 0 | 0 | 0 | 0 | 0 | 0
405 | Power transformers - improved safe access | Replacement - Other | Stations | FALSE | Transformers | Network | Labour - External | 50% | 0 | 0 | 0 | 75.0474 | 0 | 0 | 0 | 0 | 0 | 0 | 0 | 0 | 0 | 0 | -0.19727 | 0 | 0 | 0 | 0 | 0 | 0 | 0 | 0 | 0 | 0 | 5.0794 | 0 | 0 | 0 | 0 | 0 | 0 | 0 | 0 | 0 | 0 | 79.9295 | 0 | 0 | 0 | 0 | 0 | 0 | 0 | 0 | 0% | 0% | 0% | 0% | 0% | 0% | 0% | 0% | 0% | 0% | 0% | x | x | x | x | x | x | x | x | x | x | 0 | 75.0474 | 0 | 0 | 0 | 0 | 0 | 0 | 0 | 0 | 0 | -0.19727 | 0 | 0 | 0 | 0 | 0 | 0 | 0 | 0 | 0 | 5.0794 | 0 | 0 | 0 | 0 | 0 | 0 | 0 | 0 | 0 | 79.9295 | 0 | 0 | 0 | 0 | 0 | 0 | 0 | 0
406 | Circuit breakers | Replacement - Other | Stations | FALSE | Switchgear | Network | Materials | 40% | 0 | 0 | 0 | 551.5686 | 1250.6609 | 957.0717 | 401.4265 | 405.1735 | 410.4534 | 414.2846 | 0 | 0 | 0 | 0 | 0 | 0 | 0 | 0 | 0 | 0 | 0 | 0 | 0 | 0 | 0 | 37.43 | 76.0995 | 51.859 | 22.3356 | 21.97 | 28.7882 | 38.8637 | 0 | 0 | 0 | 0 | 588.9986 | 1326.7604 | 1008.9308 | 423.762 | 427.1435 | 439.2416 | 453.1484 | 0 | 0 | 0% | 0% | 0% | 0% | 0% | 0% | 0% | 0% | 0% | 0% | 0% | x | x | x | x | x | x | x | x | x | x | 0 | 551.5686 | 1250.6609 | 957.0717 | 401.4265 | 405.1735 | 410.4534 | 414.2846 | 0 | 0 | 0 | 0 | 0 | 0 | 0 | 0 | 0 | 0 | 0 | 0 | 0 | 37.43 | 76.0995 | 51.859 | 22.3356 | 21.97 | 28.7882 | 38.8637 | 0 | 0 | 0 | 588.9986 | 1326.7604 | 1008.9308 | 423.762 | 427.1435 | 439.2416 | 453.1484 | 0 | 0
407 | Circuit breakers | Replacement - Other | Stations | FALSE | Switchgear | Network | Labour - Internal | 10% | 0 | 0 | 0 | 137.8922 | 312.6652 | 239.2679 | 100.3566 | 101.2934 | 102.6133 | 103.5712 | 0 | 0 | 0 | 0 | 0.50455 | 3.0869 | 3.6178 | 2.0276 | 2.8523 | 4.0509 | 5.2739 | 0 | 0 | 0 | 0 | 9.3917 | 19.2127 | 13.1608 | 5.6967 | 5.6472 | 7.4812 | 10.2107 | 0 | 0 | 0 | 0 | 147.7885 | 334.9648 | 256.0465 | 108.0809 | 109.7928 | 114.1454 | 119.0557 | 0 | 0 | 0% | 0% | 0% | 0% | 0% | 0% | 0% | 0% | 0% | 0% | 0% | x | x | x | x | x | x | x | x | x | x | 0 | 137.8922 | 312.6652 | 239.2679 | 100.3566 | 101.2934 | 102.6133 | 103.5712 | 0 | 0 | 0 | 0.50455 | 3.0869 | 3.6178 | 2.0276 | 2.8523 | 4.0509 | 5.2739 | 0 | 0 | 0 | 9.3917 | 19.2127 | 13.1608 | 5.6967 | 5.6472 | 7.4812 | 10.2107 | 0 | 0 | 0 | 147.7885 | 334.9648 | 256.0465 | 108.0809 | 109.7928 | 114.1454 | 119.0557 | 0 | 0
408 | Circuit breakers | Replacement - Other | Stations | FALSE | Switchgear | Network | Labour - External | 50% | 0 | 0 | 0 | 689.4608 | 1563.3261 | 1196.3397 | 501.7831 | 506.4668 | 513.0667 | 517.8558 | 0 | 0 | 0 | 0 | -1.8123 | -2.2796 | 0 | 0 | 0 | 0 | 0 | 0 | 0 | 0 | 0 | 46.6645 | 94.9857 | 64.8238 | 27.9195 | 27.4625 | 35.9853 | 48.5797 | 0 | 0 | 0 | 0 | 734.313 | 1656.0322 | 1261.1635 | 529.7026 | 533.9293 | 549.052 | 566.4355 | 0 | 0 | 0% | 0% | 0% | 0% | 0% | 0% | 0% | 0% | 0% | 0% | 0% | x | x | x | x | x | x | x | x | x | x | 0 | 689.4608 | 1563.3261 | 1196.3397 | 501.7831 | 506.4668 | 513.0667 | 517.8558 | 0 | 0 | 0 | -1.8123 | -2.2796 | 0 | 0 | 0 | 0 | 0 | 0 | 0 | 0 | 46.6645 | 94.9857 | 64.8238 | 27.9195 | 27.4625 | 35.9853 | 48.5797 | 0 | 0 | 0 | 734.313 | 1656.0322 | 1261.1635 | 529.7026 | 533.9293 | 549.052 | 566.4355 | 0 | 0
409 | Instrument transformers (Pre FY23) | Replacement - Other | Stations | FALSE | Switchgear | Network | Materials | 40% | 0 | 0 | 0 | 0 | 0 | 0 | 0 | 0 | 0 | 0 | 0 | 0 | 0 | 0 | 0 | 0 | 0 | 0 | 0 | 0 | 0 | 0 | 0 | 0 | 0 | 0 | 0 | 0 | 0 | 0 | 0 | 0 | 0 | 0 | 0 | 0 | 0 | 0 | 0 | 0 | 0 | 0 | 0 | 0 | 0 | 0% | 0% | 0% | 0% | 0% | 0% | 0% | 0% | 0% | 0% | 0% | x | x | x | x | x | x | x | x | x | x | 0 | 0 | 0 | 0 | 0 | 0 | 0 | 0 | 0 | 0 | 0 | 0 | 0 | 0 | 0 | 0 | 0 | 0 | 0 | 0 | 0 | 0 | 0 | 0 | 0 | 0 | 0 | 0 | 0 | 0 | 0 | 0 | 0 | 0 | 0 | 0 | 0 | 0 | 0 | 0
410 | Instrument transformers (Pre FY23) | Replacement - Other | Stations | FALSE | Switchgear | Network | Labour - Internal | 10% | 0 | 0 | 0 | 0 | 0 | 0 | 0 | 0 | 0 | 0 | 0 | 0 | 0 | 0 | 0 | 0 | 0 | 0 | 0 | 0 | 0 | 0 | 0 | 0 | 0 | 0 | 0 | 0 | 0 | 0 | 0 | 0 | 0 | 0 | 0 | 0 | 0 | 0 | 0 | 0 | 0 | 0 | 0 | 0 | 0 | 0% | 0% | 0% | 0% | 0% | 0% | 0% | 0% | 0% | 0% | 0% | x | x | x | x | x | x | x | x | x | x | 0 | 0 | 0 | 0 | 0 | 0 | 0 | 0 | 0 | 0 | 0 | 0 | 0 | 0 | 0 | 0 | 0 | 0 | 0 | 0 | 0 | 0 | 0 | 0 | 0 | 0 | 0 | 0 | 0 | 0 | 0 | 0 | 0 | 0 | 0 | 0 | 0 | 0 | 0 | 0
411 | Instrument transformers (Pre FY23) | Replacement - Other | Stations | FALSE | Switchgear | Network | Labour - External | 50% | 0 | 0 | 0 | 0 | 0 | 0 | 0 | 0 | 0 | 0 | 0 | 0 | 0 | 0 | 0 | 0 | 0 | 0 | 0 | 0 | 0 | 0 | 0 | 0 | 0 | 0 | 0 | 0 | 0 | 0 | 0 | 0 | 0 | 0 | 0 | 0 | 0 | 0 | 0 | 0 | 0 | 0 | 0 | 0 | 0 | 0% | 0% | 0% | 0% | 0% | 0% | 0% | 0% | 0% | 0% | 0% | x | x | x | x | x | x | x | x | x | x | 0 | 0 | 0 | 0 | 0 | 0 | 0 | 0 | 0 | 0 | 0 | 0 | 0 | 0 | 0 | 0 | 0 | 0 | 0 | 0 | 0 | 0 | 0 | 0 | 0 | 0 | 0 | 0 | 0 | 0 | 0 | 0 | 0 | 0 | 0 | 0 | 0 | 0 | 0 | 0
412 | Instrument transformers (Post FY22) | Replacement - Other | Stations | FALSE | Instrument Transformers | Network | Materials | 40% | 0 | 0 | 0 | 0 | 0 | 604.9212 | 612.8041 | 618.5241 | 626.5843 | 632.4329 | 0 | 0 | 0 | 0 | 0 | 0 | 0 | 0 | 0 | 0 | 0 | 0 | 0 | 0 | 0 | 0 | 0 | 32.7777 | 34.0967 | 33.5387 | 43.9472 | 59.3281 | 0 | 0 | 0 | 0 | 0 | 0 | 637.6989 | 646.9008 | 652.0628 | 670.5314 | 691.761 | 0 | 0 | 0% | 0% | 0% | 0% | 0% | 0% | 0% | 0% | 0% | 0% | 0% | x | x | x | x | x | x | x | x | x | x | 0 | 0 | 0 | 604.9212 | 612.8041 | 618.5241 | 626.5843 | 632.4329 | 0 | 0 | 0 | 0 | 0 | 0 | 0 | 0 | 0 | 0 | 0 | 0 | 0 | 0 | 0 | 32.7777 | 34.0967 | 33.5387 | 43.9472 | 59.3281 | 0 | 0 | 0 | 0 | 0 | 637.6989 | 646.9008 | 652.0628 | 670.5314 | 691.761 | 0 | 0
413 | Instrument transformers (Post FY22) | Replacement - Other | Stations | FALSE | Instrument Transformers | Network | Labour - Internal | 10% | 0 | 0 | 0 | 0 | 0 | 151.2303 | 153.201 | 154.631 | 156.6461 | 158.1082 | 0 | 0 | 0 | 0 | 0 | 0 | 2.2866 | 3.0953 | 4.3542 | 6.184 | 8.0509 | 0 | 0 | 0 | 0 | 0 | 0 | 8.3183 | 8.6964 | 8.6208 | 11.4205 | 15.5873 | 0 | 0 | 0 | 0 | 0 | 0 | 161.8353 | 164.9927 | 167.6061 | 174.2506 | 181.7464 | 0 | 0 | 0% | 0% | 0% | 0% | 0% | 0% | 0% | 0% | 0% | 0% | 0% | x | x | x | x | x | x | x | x | x | x | 0 | 0 | 0 | 151.2303 | 153.201 | 154.631 | 156.6461 | 158.1082 | 0 | 0 | 0 | 0 | 0 | 2.2866 | 3.0953 | 4.3542 | 6.184 | 8.0509 | 0 | 0 | 0 | 0 | 0 | 8.3183 | 8.6964 | 8.6208 | 11.4205 | 15.5873 | 0 | 0 | 0 | 0 | 0 | 161.8353 | 164.9927 | 167.6061 | 174.2506 | 181.7464 | 0 | 0
414 | Instrument transformers (Post FY22) | Replacement - Other | Stations | FALSE | Instrument Transformers | Network | Labour - External | 50% | 0 | 0 | 0 | 0 | 0 | 756.1515 | 766.0051 | 773.1551 | 783.2303 | 790.5412 | 0 | 0 | 0 | 0 | 0 | 0 | 0 | 0 | 0 | 0 | 0 | 0 | 0 | 0 | 0 | 0 | 0 | 40.9722 | 42.6209 | 41.9234 | 54.9339 | 74.1601 | 0 | 0 | 0 | 0 | 0 | 0 | 797.1237 | 808.626 | 815.0785 | 838.1643 | 864.7012 | 0 | 0 | 0% | 0% | 0% | 0% | 0% | 0% | 0% | 0% | 0% | 0% | 0% | x | x | x | x | x | x | x | x | x | x | 0 | 0 | 0 | 756.1515 | 766.0051 | 773.1551 | 783.2303 | 790.5412 | 0 | 0 | 0 | 0 | 0 | 0 | 0 | 0 | 0 | 0 | 0 | 0 | 0 | 0 | 0 | 40.9722 | 42.6209 | 41.9234 | 54.9339 | 74.1601 | 0 | 0 | 0 | 0 | 0 | 797.1237 | 808.626 | 815.0785 | 838.1643 | 864.7012 | 0 | 0
415 | Current transformers | Replacement - Other | Stations | FALSE | Switchgear | Network | Materials | 40% | 0 | 0 | 0 | 596.9894 | 381.3556 | 0 | 0 | 0 | 0 | 0 | 0 | 0 | 0 | 0 | 0 | 0 | 0 | 0 | 0 | 0 | 0 | 0 | 0 | 0 | 0 | 40.5123 | 23.2045 | 0 | 0 | 0 | 0 | 0 | 0 | 0 | 0 | 0 | 637.5017 | 404.5601 | 0 | 0 | 0 | 0 | 0 | 0 | 0 | 0% | 0% | 0% | 0% | 0% | 0% | 0% | 0% | 0% | 0% | 0% | x | x | x | x | x | x | x | x | x | x | 0 | 596.9894 | 381.3556 | 0 | 0 | 0 | 0 | 0 | 0 | 0 | 0 | 0 | 0 | 0 | 0 | 0 | 0 | 0 | 0 | 0 | 0 | 40.5123 | 23.2045 | 0 | 0 | 0 | 0 | 0 | 0 | 0 | 0 | 637.5017 | 404.5601 | 0 | 0 | 0 | 0 | 0 | 0 | 0
416 | Current transformers | Replacement - Other | Stations | FALSE | Switchgear | Network | Labour - Internal | 10% | 0 | 0 | 0 | 149.2474 | 95.3389 | 0 | 0 | 0 | 0 | 0 | 0 | 0 | 0 | 0 | 0.5461 | 0.94127 | 0 | 0 | 0 | 0 | 0 | 0 | 0 | 0 | 0 | 10.1651 | 5.8584 | 0 | 0 | 0 | 0 | 0 | 0 | 0 | 0 | 0 | 159.9586 | 102.1386 | 0 | 0 | 0 | 0 | 0 | 0 | 0 | 0% | 0% | 0% | 0% | 0% | 0% | 0% | 0% | 0% | 0% | 0% | x | x | x | x | x | x | x | x | x | x | 0 | 149.2474 | 95.3389 | 0 | 0 | 0 | 0 | 0 | 0 | 0 | 0 | 0.5461 | 0.94127 | 0 | 0 | 0 | 0 | 0 | 0 | 0 | 0 | 10.1651 | 5.8584 | 0 | 0 | 0 | 0 | 0 | 0 | 0 | 0 | 159.9586 | 102.1386 | 0 | 0 | 0 | 0 | 0 | 0 | 0
417 | Current transformers | Replacement - Other | Stations | FALSE | Switchgear | Network | Labour - External | 50% | 0 | 0 | 0 | 746.2368 | 476.6945 | 0 | 0 | 0 | 0 | 0 | 0 | 0 | 0 | 0 | -1.9616 | -0.69511 | 0 | 0 | 0 | 0 | 0 | 0 | 0 | 0 | 0 | 50.5073 | 28.9633 | 0 | 0 | 0 | 0 | 0 | 0 | 0 | 0 | 0 | 794.7825 | 504.9627 | 0 | 0 | 0 | 0 | 0 | 0 | 0 | 0% | 0% | 0% | 0% | 0% | 0% | 0% | 0% | 0% | 0% | 0% | x | x | x | x | x | x | x | x | x | x | 0 | 746.2368 | 476.6945 | 0 | 0 | 0 | 0 | 0 | 0 | 0 | 0 | -1.9616 | -0.69511 | 0 | 0 | 0 | 0 | 0 | 0 | 0 | 0 | 50.5073 | 28.9633 | 0 | 0 | 0 | 0 | 0 | 0 | 0 | 0 | 794.7825 | 504.9627 | 0 | 0 | 0 | 0 | 0 | 0 | 0
418 | Disconnectors | Replacement - Other | Stations | FALSE | Switchgear | Network | Materials | 40% | 0 | 0 | 0 | 36.5929 | 0 | 100.2441 | 101.5504 | 102.4983 | 103.834 | 104.8032 | 0 | 0 | 0 | 0 | 0 | 0 | 0 | 0 | 0 | 0 | 0 | 0 | 0 | 0 | 0 | 2.4832 | 0 | 5.4317 | 5.6503 | 5.5578 | 7.2827 | 9.8315 | 0 | 0 | 0 | 0 | 39.0761 | 0 | 105.6758 | 107.2007 | 108.0561 | 111.1166 | 114.6347 | 0 | 0 | 0% | 0% | 0% | 0% | 0% | 0% | 0% | 0% | 0% | 0% | 0% | x | x | x | x | x | x | x | x | x | x | 0 | 36.5929 | 0 | 100.2441 | 101.5504 | 102.4983 | 103.834 | 104.8032 | 0 | 0 | 0 | 0 | 0 | 0 | 0 | 0 | 0 | 0 | 0 | 0 | 0 | 2.4832 | 0 | 5.4317 | 5.6503 | 5.5578 | 7.2827 | 9.8315 | 0 | 0 | 0 | 39.0761 | 0 | 105.6758 | 107.2007 | 108.0561 | 111.1166 | 114.6347 | 0 | 0
419 | Disconnectors | Replacement - Other | Stations | FALSE | Switchgear | Network | Labour - Internal | 10% | 0 | 0 | 0 | 9.1482 | 0 | 25.061 | 25.3876 | 25.6246 | 25.9585 | 26.2008 | 0 | 0 | 0 | 0 | 0.033474 | 0 | 0.37893 | 0.51293 | 0.72156 | 1.0248 | 1.3342 | 0 | 0 | 0 | 0 | 0.62308 | 0 | 1.3785 | 1.4411 | 1.4286 | 1.8925 | 2.583 | 0 | 0 | 0 | 0 | 9.8048 | 0 | 26.8184 | 27.3416 | 27.7747 | 28.8758 | 30.118 | 0 | 0 | 0% | 0% | 0% | 0% | 0% | 0% | 0% | 0% | 0% | 0% | 0% | x | x | x | x | x | x | x | x | x | x | 0 | 9.1482 | 0 | 25.061 | 25.3876 | 25.6246 | 25.9585 | 26.2008 | 0 | 0 | 0 | 0.033474 | 0 | 0.37893 | 0.51293 | 0.72156 | 1.0248 | 1.3342 | 0 | 0 | 0 | 0.62308 | 0 | 1.3785 | 1.4411 | 1.4286 | 1.8925 | 2.583 | 0 | 0 | 0 | 9.8048 | 0 | 26.8184 | 27.3416 | 27.7747 | 28.8758 | 30.118 | 0 | 0
420 | Disconnectors | Replacement - Other | Stations | FALSE | Switchgear | Network | Labour - External | 50% | 0 | 0 | 0 | 45.7411 | 0 | 125.3051 | 126.938 | 128.1229 | 129.7925 | 131.004 | 0 | 0 | 0 | 0 | -0.12024 | 0 | 0 | 0 | 0 | 0 | 0 | 0 | 0 | 0 | 0 | 3.0959 | 0 | 6.7897 | 7.0629 | 6.9473 | 9.1033 | 12.2894 | 0 | 0 | 0 | 0 | 48.7167 | 0 | 132.0948 | 134.0009 | 135.0702 | 138.8958 | 143.2933 | 0 | 0 | 0% | 0% | 0% | 0% | 0% | 0% | 0% | 0% | 0% | 0% | 0% | x | x | x | x | x | x | x | x | x | x | 0 | 45.7411 | 0 | 125.3051 | 126.938 | 128.1229 | 129.7925 | 131.004 | 0 | 0 | 0 | -0.12024 | 0 | 0 | 0 | 0 | 0 | 0 | 0 | 0 | 0 | 3.0959 | 0 | 6.7897 | 7.0629 | 6.9473 | 9.1033 | 12.2894 | 0 | 0 | 0 | 48.7167 | 0 | 132.0948 | 134.0009 | 135.0702 | 138.8958 | 143.2933 | 0 | 0
421 | Reactive plant | Replacement - Other | Stations | FALSE | Reactive | Network | Materials | 40% | 0 | 0 | 0 | 3593.2709 | 94.7411 | 0 | 0 | 0 | 0 | 0 | 0 | 0 | 0 | 0 | 0 | 0 | 0 | 0 | 0 | 0 | 0 | 0 | 0 | 0 | 0 | 243.843 | 5.7648 | 0 | 0 | 0 | 0 | 0 | 0 | 0 | 0 | 0 | 3837.1139 | 100.5059 | 0 | 0 | 0 | 0 | 0 | 0 | 0 | 0% | 0% | 0% | 0% | 0% | 0% | 0% | 0% | 0% | 0% | 0% | x | x | x | x | x | x | x | x | x | x | 0 | 3593.2709 | 94.7411 | 0 | 0 | 0 | 0 | 0 | 0 | 0 | 0 | 0 | 0 | 0 | 0 | 0 | 0 | 0 | 0 | 0 | 0 | 243.843 | 5.7648 | 0 | 0 | 0 | 0 | 0 | 0 | 0 | 0 | 3837.1139 | 100.5059 | 0 | 0 | 0 | 0 | 0 | 0 | 0
422 | Reactive plant | Replacement - Other | Stations | FALSE | Reactive | Network | Labour - Internal | 10% | 0 | 0 | 0 | 898.3177 | 23.6853 | 0 | 0 | 0 | 0 | 0 | 0 | 0 | 0 | 0 | 3.287 | 0.23384 | 0 | 0 | 0 | 0 | 0 | 0 | 0 | 0 | 0 | 61.1838 | 1.4554 | 0 | 0 | 0 | 0 | 0 | 0 | 0 | 0 | 0 | 962.7885 | 25.3745 | 0 | 0 | 0 | 0 | 0 | 0 | 0 | 0% | 0% | 0% | 0% | 0% | 0% | 0% | 0% | 0% | 0% | 0% | x | x | x | x | x | x | x | x | x | x | 0 | 898.3177 | 23.6853 | 0 | 0 | 0 | 0 | 0 | 0 | 0 | 0 | 3.287 | 0.23384 | 0 | 0 | 0 | 0 | 0 | 0 | 0 | 0 | 61.1838 | 1.4554 | 0 | 0 | 0 | 0 | 0 | 0 | 0 | 0 | 962.7885 | 25.3745 | 0 | 0 | 0 | 0 | 0 | 0 | 0
423 | Reactive plant | Replacement - Other | Stations | FALSE | Reactive | Network | Labour - External | 50% | 0 | 0 | 0 | 4491.5886 | 118.4264 | 0 | 0 | 0 | 0 | 0 | 0 | 0 | 0 | 0 | -11.8067 | -0.17269 | 0 | 0 | 0 | 0 | 0 | 0 | 0 | 0 | 0 | 304.0026 | 7.1954 | 0 | 0 | 0 | 0 | 0 | 0 | 0 | 0 | 0 | 4783.7845 | 125.4492 | 0 | 0 | 0 | 0 | 0 | 0 | 0 | 0% | 0% | 0% | 0% | 0% | 0% | 0% | 0% | 0% | 0% | 0% | x | x | x | x | x | x | x | x | x | x | 0 | 4491.5886 | 118.4264 | 0 | 0 | 0 | 0 | 0 | 0 | 0 | 0 | -11.8067 | -0.17269 | 0 | 0 | 0 | 0 | 0 | 0 | 0 | 0 | 304.0026 | 7.1954 | 0 | 0 | 0 | 0 | 0 | 0 | 0 | 0 | 4783.7845 | 125.4492 | 0 | 0 | 0 | 0 | 0 | 0 | 0
424 | On-line monitoring | Replacement - Other | Stations | FALSE | Establishment | Network | Materials | 40% | 0 | 0 | 0 | 0 | 0 | 0 | 0 | 0 | 0 | 0 | 0 | 0 | 0 | 0 | 0 | 0 | 0 | 0 | 0 | 0 | 0 | 0 | 0 | 0 | 0 | 0 | 0 | 0 | 0 | 0 | 0 | 0 | 0 | 0 | 0 | 0 | 0 | 0 | 0 | 0 | 0 | 0 | 0 | 0 | 0 | 0% | 0% | 0% | 0% | 0% | 0% | 0% | 0% | 0% | 0% | 0% | x | x | x | x | x | x | x | x | x | x | 0 | 0 | 0 | 0 | 0 | 0 | 0 | 0 | 0 | 0 | 0 | 0 | 0 | 0 | 0 | 0 | 0 | 0 | 0 | 0 | 0 | 0 | 0 | 0 | 0 | 0 | 0 | 0 | 0 | 0 | 0 | 0 | 0 | 0 | 0 | 0 | 0 | 0 | 0 | 0
425 | On-line monitoring | Replacement - Other | Stations | FALSE | Establishment | Network | Labour - Internal | 10% | 0 | 0 | 0 | 0 | 0 | 0 | 0 | 0 | 0 | 0 | 0 | 0 | 0 | 0 | 0 | 0 | 0 | 0 | 0 | 0 | 0 | 0 | 0 | 0 | 0 | 0 | 0 | 0 | 0 | 0 | 0 | 0 | 0 | 0 | 0 | 0 | 0 | 0 | 0 | 0 | 0 | 0 | 0 | 0 | 0 | 0% | 0% | 0% | 0% | 0% | 0% | 0% | 0% | 0% | 0% | 0% | x | x | x | x | x | x | x | x | x | x | 0 | 0 | 0 | 0 | 0 | 0 | 0 | 0 | 0 | 0 | 0 | 0 | 0 | 0 | 0 | 0 | 0 | 0 | 0 | 0 | 0 | 0 | 0 | 0 | 0 | 0 | 0 | 0 | 0 | 0 | 0 | 0 | 0 | 0 | 0 | 0 | 0 | 0 | 0 | 0
426 | On-line monitoring | Replacement - Other | Stations | FALSE | Establishment | Network | Labour - External | 50% | 0 | 0 | 0 | 0 | 0 | 0 | 0 | 0 | 0 | 0 | 0 | 0 | 0 | 0 | 0 | 0 | 0 | 0 | 0 | 0 | 0 | 0 | 0 | 0 | 0 | 0 | 0 | 0 | 0 | 0 | 0 | 0 | 0 | 0 | 0 | 0 | 0 | 0 | 0 | 0 | 0 | 0 | 0 | 0 | 0 | 0% | 0% | 0% | 0% | 0% | 0% | 0% | 0% | 0% | 0% | 0% | x | x | x | x | x | x | x | x | x | x | 0 | 0 | 0 | 0 | 0 | 0 | 0 | 0 | 0 | 0 | 0 | 0 | 0 | 0 | 0 | 0 | 0 | 0 | 0 | 0 | 0 | 0 | 0 | 0 | 0 | 0 | 0 | 0 | 0 | 0 | 0 | 0 | 0 | 0 | 0 | 0 | 0 | 0 | 0 | 0
427 | Fire protection systems | Security and Compliance | Fire protection systems | FALSE | Establishment | Network | Materials | 40% | 0 | 0 | 0 | 377.397 | 0 | 198.4652 | 201.0515 | 202.9281 | 205.5725 | 207.4914 | 0 | 0 | 0 | 0 | 0 | 0 | 0 | 0 | 0 | 0 | 0 | 0 | 0 | 0 | 0 | 25.6105 | 0 | 10.7539 | 11.1866 | 11.0035 | 14.4184 | 19.4646 | 0 | 0 | 0 | 0 | 403.0076 | 0 | 209.2191 | 212.2381 | 213.9316 | 219.9909 | 226.956 | 0 | 0 | 0% | 0% | 0% | 0% | 0% | 0% | 0% | 0% | 0% | 0% | 0% | x | x | x | x | x | x | x | x | x | x | 0 | 377.397 | 0 | 198.4652 | 201.0515 | 202.9281 | 205.5725 | 207.4914 | 0 | 0 | 0 | 0 | 0 | 0 | 0 | 0 | 0 | 0 | 0 | 0 | 0 | 25.6105 | 0 | 10.7539 | 11.1866 | 11.0035 | 14.4184 | 19.4646 | 0 | 0 | 0 | 403.0076 | 0 | 209.2191 | 212.2381 | 213.9316 | 219.9909 | 226.956 | 0 | 0
428 | Fire protection systems | Security and Compliance | Fire protection systems | FALSE | Establishment | Network | Labour - Internal | 10% | 0 | 0 | 0 | 94.3493 | 0 | 49.6163 | 50.2629 | 50.732 | 51.3931 | 51.8728 | 0 | 0 | 0 | 0 | 0.34523 | 0 | 0.7502 | 1.0155 | 1.4286 | 2.0289 | 2.6414 | 0 | 0 | 0 | 0 | 6.4261 | 0 | 2.7291 | 2.8532 | 2.8283 | 3.7469 | 5.1139 | 0 | 0 | 0 | 0 | 101.1206 | 0 | 53.0956 | 54.1315 | 54.9889 | 57.1689 | 59.6282 | 0 | 0 | 0% | 0% | 0% | 0% | 0% | 0% | 0% | 0% | 0% | 0% | 0% | x | x | x | x | x | x | x | x | x | x | 0 | 94.3493 | 0 | 49.6163 | 50.2629 | 50.732 | 51.3931 | 51.8728 | 0 | 0 | 0 | 0.34523 | 0 | 0.7502 | 1.0155 | 1.4286 | 2.0289 | 2.6414 | 0 | 0 | 0 | 6.4261 | 0 | 2.7291 | 2.8532 | 2.8283 | 3.7469 | 5.1139 | 0 | 0 | 0 | 101.1206 | 0 | 53.0956 | 54.1315 | 54.9889 | 57.1689 | 59.6282 | 0 | 0
429 | Fire protection systems | Security and Compliance | Fire protection systems | FALSE | Establishment | Network | Labour - External | 50% | 0 | 0 | 0 | 471.7463 | 0 | 248.0815 | 251.3143 | 253.6602 | 256.9657 | 259.3642 | 0 | 0 | 0 | 0 | -1.24 | 0 | 0 | 0 | 0 | 0 | 0 | 0 | 0 | 0 | 0 | 31.929 | 0 | 13.4423 | 13.9833 | 13.7544 | 18.023 | 24.3308 | 0 | 0 | 0 | 0 | 502.4353 | 0 | 261.5238 | 265.2976 | 267.4146 | 274.9886 | 283.695 | 0 | 0 | 0% | 0% | 0% | 0% | 0% | 0% | 0% | 0% | 0% | 0% | 0% | x | x | x | x | x | x | x | x | x | x | 0 | 471.7463 | 0 | 248.0815 | 251.3143 | 253.6602 | 256.9657 | 259.3642 | 0 | 0 | 0 | -1.24 | 0 | 0 | 0 | 0 | 0 | 0 | 0 | 0 | 0 | 31.929 | 0 | 13.4423 | 13.9833 | 13.7544 | 18.023 | 24.3308 | 0 | 0 | 0 | 502.4353 | 0 | 261.5238 | 265.2976 | 267.4146 | 274.9886 | 283.695 | 0 | 0
430 | Civils | Replacement - Other | Stations | FALSE | Establishment | Network | Materials | 40% | 0 | 0 | 0 | 0 | 10.3623 | 801.3242 | 811.7665 | 819.3436 | 830.0207 | 837.7683 | 0 | 0 | 0 | 0 | 0 | 0 | 0 | 0 | 0 | 0 | 0 | 0 | 0 | 0 | 0 | 0 | 0.63052 | 43.4198 | 45.1671 | 44.4279 | 58.2157 | 78.5904 | 0 | 0 | 0 | 0 | 0 | 10.9928 | 844.744 | 856.9336 | 863.7715 | 888.2364 | 916.3587 | 0 | 0 | 0% | 0% | 0% | 0% | 0% | 0% | 0% | 0% | 0% | 0% | 0% | x | x | x | x | x | x | x | x | x | x | 0 | 0 | 10.3623 | 801.3242 | 811.7665 | 819.3436 | 830.0207 | 837.7683 | 0 | 0 | 0 | 0 | 0 | 0 | 0 | 0 | 0 | 0 | 0 | 0 | 0 | 0 | 0.63052 | 43.4198 | 45.1671 | 44.4279 | 58.2157 | 78.5904 | 0 | 0 | 0 | 0 | 10.9928 | 844.744 | 856.9336 | 863.7715 | 888.2364 | 916.3587 | 0 | 0
431 | Civils | Replacement - Other | Stations | FALSE | Establishment | Network | Labour - Internal | 10% | 0 | 0 | 0 | 0 | 2.5906 | 200.331 | 202.9416 | 204.8359 | 207.5052 | 209.4421 | 0 | 0 | 0 | 0 | 0 | 0.025576 | 3.029 | 4.1002 | 5.768 | 8.1918 | 10.6649 | 0 | 0 | 0 | 0 | 0 | 0.15919 | 11.0191 | 11.5199 | 11.4197 | 15.1285 | 20.6481 | 0 | 0 | 0 | 0 | 0 | 2.7753 | 214.3792 | 218.5618 | 222.0236 | 230.8254 | 240.755 | 0 | 0 | 0% | 0% | 0% | 0% | 0% | 0% | 0% | 0% | 0% | 0% | 0% | x | x | x | x | x | x | x | x | x | x | 0 | 0 | 2.5906 | 200.331 | 202.9416 | 204.8359 | 207.5052 | 209.4421 | 0 | 0 | 0 | 0 | 0.025576 | 3.029 | 4.1002 | 5.768 | 8.1918 | 10.6649 | 0 | 0 | 0 | 0 | 0.15919 | 11.0191 | 11.5199 | 11.4197 | 15.1285 | 20.6481 | 0 | 0 | 0 | 0 | 2.7753 | 214.3792 | 218.5618 | 222.0236 | 230.8254 | 240.755 | 0 | 0
432 | Civils | Replacement - Other | Stations | FALSE | Establishment | Network | Labour - External | 50% | 0 | 0 | 0 | 0 | 12.9529 | 1001.6552 | 1014.7081 | 1024.1795 | 1037.5259 | 1047.2104 | 0 | 0 | 0 | 0 | 0 | -0.018888 | 0 | 0 | 0 | 0 | 0 | 0 | 0 | 0 | 0 | 0 | 0.787 | 54.2748 | 56.4589 | 55.5348 | 72.7696 | 98.238 | 0 | 0 | 0 | 0 | 0 | 13.721 | 1055.93 | 1071.1669 | 1079.7144 | 1110.2955 | 1145.4484 | 0 | 0 | 0% | 0% | 0% | 0% | 0% | 0% | 0% | 0% | 0% | 0% | 0% | x | x | x | x | x | x | x | x | x | x | 0 | 0 | 12.9529 | 1001.6552 | 1014.7081 | 1024.1795 | 1037.5259 | 1047.2104 | 0 | 0 | 0 | 0 | -0.018888 | 0 | 0 | 0 | 0 | 0 | 0 | 0 | 0 | 0 | 0.787 | 54.2748 | 56.4589 | 55.5348 | 72.7696 | 98.238 | 0 | 0 | 0 | 0 | 13.721 | 1055.93 | 1071.1669 | 1079.7144 | 1110.2955 | 1145.4484 | 0 | 0
433 | Infrastructure security | Security and Compliance | Infrastructure security | FALSE | Establishment | Network | Materials | 40% | 0 | 0 | 0 | 138.326 | 342.3544 | 527.833 | 534.7114 | 539.7025 | 546.7355 | 551.8388 | 0 | 0 | 0 | 0 | 0 | 0 | 0 | 0 | 0 | 0 | 0 | 0 | 0 | 0 | 0 | 9.3869 | 20.8314 | 28.6007 | 29.7516 | 29.2647 | 38.3467 | 51.7676 | 0 | 0 | 0 | 0 | 147.713 | 363.1858 | 556.4337 | 564.463 | 568.9671 | 585.0822 | 603.6064 | 0 | 0 | 0% | 0% | 0% | 0% | 0% | 0% | 0% | 0% | 0% | 0% | 0% | x | x | x | x | x | x | x | x | x | x | 0 | 138.326 | 342.3544 | 527.833 | 534.7114 | 539.7025 | 546.7355 | 551.8388 | 0 | 0 | 0 | 0 | 0 | 0 | 0 | 0 | 0 | 0 | 0 | 0 | 0 | 9.3869 | 20.8314 | 28.6007 | 29.7516 | 29.2647 | 38.3467 | 51.7676 | 0 | 0 | 0 | 147.713 | 363.1858 | 556.4337 | 564.463 | 568.9671 | 585.0822 | 603.6064 | 0 | 0
434 | Infrastructure security | Security and Compliance | Infrastructure security | FALSE | Establishment | Network | Labour - Internal | 10% | 0 | 0 | 0 | 34.5815 | 85.5886 | 131.9583 | 133.6778 | 134.9256 | 136.6839 | 137.9597 | 0 | 0 | 0 | 0 | 0.12654 | 0.84501 | 1.9952 | 2.7008 | 3.7994 | 5.3959 | 7.025 | 0 | 0 | 0 | 0 | 2.3553 | 5.2593 | 7.2583 | 7.5882 | 7.5222 | 9.9651 | 13.6009 | 0 | 0 | 0 | 0 | 37.0634 | 91.6929 | 141.2118 | 143.9669 | 146.2472 | 152.0449 | 158.5856 | 0 | 0 | 0% | 0% | 0% | 0% | 0% | 0% | 0% | 0% | 0% | 0% | 0% | x | x | x | x | x | x | x | x | x | x | 0 | 34.5815 | 85.5886 | 131.9583 | 133.6778 | 134.9256 | 136.6839 | 137.9597 | 0 | 0 | 0 | 0.12654 | 0.84501 | 1.9952 | 2.7008 | 3.7994 | 5.3959 | 7.025 | 0 | 0 | 0 | 2.3553 | 5.2593 | 7.2583 | 7.5882 | 7.5222 | 9.9651 | 13.6009 | 0 | 0 | 0 | 37.0634 | 91.6929 | 141.2118 | 143.9669 | 146.2472 | 152.0449 | 158.5856 | 0 | 0
435 | Infrastructure security | Security and Compliance | Infrastructure security | FALSE | Establishment | Network | Labour - External | 50% | 0 | 0 | 0 | 172.9075 | 427.9431 | 659.7913 | 668.3892 | 674.6281 | 683.4193 | 689.7985 | 0 | 0 | 0 | 0 | -0.45451 | -0.62402 | 0 | 0 | 0 | 0 | 0 | 0 | 0 | 0 | 0 | 11.7028 | 26.0013 | 35.7509 | 37.1895 | 36.5809 | 47.9334 | 64.7095 | 0 | 0 | 0 | 0 | 184.1559 | 453.3203 | 695.5421 | 705.5787 | 711.2089 | 731.3528 | 754.508 | 0 | 0 | 0% | 0% | 0% | 0% | 0% | 0% | 0% | 0% | 0% | 0% | 0% | x | x | x | x | x | x | x | x | x | x | 0 | 172.9075 | 427.9431 | 659.7913 | 668.3892 | 674.6281 | 683.4193 | 689.7985 | 0 | 0 | 0 | -0.45451 | -0.62402 | 0 | 0 | 0 | 0 | 0 | 0 | 0 | 0 | 11.7028 | 26.0013 | 35.7509 | 37.1895 | 36.5809 | 47.9334 | 64.7095 | 0 | 0 | 0 | 184.1559 | 453.3203 | 695.5421 | 705.5787 | 711.2089 | 731.3528 | 754.508 | 0 | 0
436 | Structure fall arrests | Security and Compliance | Structure Fall Arrests | FALSE | Towers and Conductor | Network | Materials | 40% | 0 | 0 | 0 | 0 | 688.0574 | 218.3962 | 221.2422 | 223.3073 | 226.2173 | 228.3288 | 0 | 0 | 0 | 0 | 0 | 0 | 0 | 0 | 0 | 0 | 0 | 0 | 0 | 0 | 0 | 0 | 41.8665 | 11.8338 | 12.31 | 12.1086 | 15.8663 | 21.4194 | 0 | 0 | 0 | 0 | 0 | 729.9239 | 230.23 | 233.5522 | 235.4158 | 242.0836 | 249.7482 | 0 | 0 | 0% | 0% | 0% | 0% | 0% | 0% | 0% | 0% | 0% | 0% | 0% | x | x | x | x | x | x | x | x | x | x | 0 | 0 | 688.0574 | 218.3962 | 221.2422 | 223.3073 | 226.2173 | 228.3288 | 0 | 0 | 0 | 0 | 0 | 0 | 0 | 0 | 0 | 0 | 0 | 0 | 0 | 0 | 41.8665 | 11.8338 | 12.31 | 12.1086 | 15.8663 | 21.4194 | 0 | 0 | 0 | 0 | 729.9239 | 230.23 | 233.5522 | 235.4158 | 242.0836 | 249.7482 | 0 | 0
437 | Structure fall arrests | Security and Compliance | Structure Fall Arrests | FALSE | Towers and Conductor | Network | Labour - Internal | 10% | 0 | 0 | 0 | 0 | 172.0144 | 54.599 | 55.3105 | 55.8268 | 56.5543 | 57.0822 | 0 | 0 | 0 | 0 | 0 | 1.6983 | 0.82554 | 1.1175 | 1.572 | 2.2326 | 2.9066 | 0 | 0 | 0 | 0 | 0 | 10.57 | 3.0032 | 3.1397 | 3.1124 | 4.1232 | 5.6275 | 0 | 0 | 0 | 0 | 0 | 184.2826 | 58.4278 | 59.5677 | 60.5112 | 62.9101 | 65.6164 | 0 | 0 | 0% | 0% | 0% | 0% | 0% | 0% | 0% | 0% | 0% | 0% | 0% | x | x | x | x | x | x | x | x | x | x | 0 | 0 | 172.0144 | 54.599 | 55.3105 | 55.8268 | 56.5543 | 57.0822 | 0 | 0 | 0 | 0 | 1.6983 | 0.82554 | 1.1175 | 1.572 | 2.2326 | 2.9066 | 0 | 0 | 0 | 0 | 10.57 | 3.0032 | 3.1397 | 3.1124 | 4.1232 | 5.6275 | 0 | 0 | 0 | 0 | 184.2826 | 58.4278 | 59.5677 | 60.5112 | 62.9101 | 65.6164 | 0 | 0
438 | Structure fall arrests | Security and Compliance | Structure Fall Arrests | FALSE | Towers and Conductor | Network | Labour - External | 50% | 0 | 0 | 0 | 0 | 860.0718 | 272.9952 | 276.5527 | 279.1341 | 282.7716 | 285.411 | 0 | 0 | 0 | 0 | 0 | -1.2541 | 0 | 0 | 0 | 0 | 0 | 0 | 0 | 0 | 0 | 0 | 52.2569 | 14.7923 | 15.3875 | 15.1357 | 19.8329 | 26.7742 | 0 | 0 | 0 | 0 | 0 | 911.0745 | 287.7875 | 291.9403 | 294.2698 | 302.6045 | 312.1852 | 0 | 0 | 0% | 0% | 0% | 0% | 0% | 0% | 0% | 0% | 0% | 0% | 0% | x | x | x | x | x | x | x | x | x | x | 0 | 0 | 860.0718 | 272.9952 | 276.5527 | 279.1341 | 282.7716 | 285.411 | 0 | 0 | 0 | 0 | -1.2541 | 0 | 0 | 0 | 0 | 0 | 0 | 0 | 0 | 0 | 52.2569 | 14.7923 | 15.3875 | 15.1357 | 19.8329 | 26.7742 | 0 | 0 | 0 | 0 | 911.0745 | 287.7875 | 291.9403 | 294.2698 | 302.6045 | 312.1852 | 0 | 0
439 | Earth wires (incl. OPGW) | Replacement - Other | Lines | FALSE | Towers and Conductor | Network | Materials | 40% | 0 | 0 | 0 | 1354.6552 | 0 | 2573.6647 | 2607.2028 | 2631.5389 | 2665.8313 | 2690.7146 | 0 | 0 | 0 | 0 | 0 | 0 | 0 | 0 | 0 | 0 | 0 | 0 | 0 | 0 | 0 | 91.9283 | 0 | 139.4543 | 145.0661 | 142.6919 | 186.9752 | 252.414 | 0 | 0 | 0 | 0 | 1446.5835 | 0 | 2713.119 | 2752.269 | 2774.2308 | 2852.8064 | 2943.1286 | 0 | 0 | 0% | 0% | 0% | 0% | 0% | 0% | 0% | 0% | 0% | 0% | 0% | x | x | x | x | x | x | x | x | x | x | 0 | 1354.6552 | 0 | 2573.6647 | 2607.2028 | 2631.5389 | 2665.8313 | 2690.7146 | 0 | 0 | 0 | 0 | 0 | 0 | 0 | 0 | 0 | 0 | 0 | 0 | 0 | 91.9283 | 0 | 139.4543 | 145.0661 | 142.6919 | 186.9752 | 252.414 | 0 | 0 | 0 | 1446.5835 | 0 | 2713.119 | 2752.269 | 2774.2308 | 2852.8064 | 2943.1286 | 0 | 0
440 | Earth wires (incl. OPGW) | Replacement - Other | Lines | FALSE | Towers and Conductor | Network | Labour - Internal | 10% | 0 | 0 | 0 | 338.6638 | 0 | 643.4162 | 651.8007 | 657.8847 | 666.4578 | 672.6787 | 0 | 0 | 0 | 0 | 1.2392 | 0 | 9.7285 | 13.169 | 18.5253 | 26.31 | 34.2531 | 0 | 0 | 0 | 0 | 23.0662 | 0 | 35.3907 | 36.9993 | 36.6775 | 48.5891 | 66.3168 | 0 | 0 | 0 | 0 | 362.9691 | 0 | 688.5354 | 701.969 | 713.0876 | 741.3569 | 773.2485 | 0 | 0 | 0% | 0% | 0% | 0% | 0% | 0% | 0% | 0% | 0% | 0% | 0% | x | x | x | x | x | x | x | x | x | x | 0 | 338.6638 | 0 | 643.4162 | 651.8007 | 657.8847 | 666.4578 | 672.6787 | 0 | 0 | 0 | 1.2392 | 0 | 9.7285 | 13.169 | 18.5253 | 26.31 | 34.2531 | 0 | 0 | 0 | 23.0662 | 0 | 35.3907 | 36.9993 | 36.6775 | 48.5891 | 66.3168 | 0 | 0 | 0 | 362.9691 | 0 | 688.5354 | 701.969 | 713.0876 | 741.3569 | 773.2485 | 0 | 0
441 | Earth wires (incl. OPGW) | Replacement - Other | Lines | FALSE | Towers and Conductor | Network | Labour - External | 50% | 0 | 0 | 0 | 1693.319 | 0 | 3217.0809 | 3259.0036 | 3289.4237 | 3332.2891 | 3363.3933 | 0 | 0 | 0 | 0 | -4.4511 | 0 | 0 | 0 | 0 | 0 | 0 | 0 | 0 | 0 | 0 | 114.6083 | 0 | 174.3179 | 181.3326 | 178.3649 | 233.719 | 315.5175 | 0 | 0 | 0 | 0 | 1803.4762 | 0 | 3391.3988 | 3440.3362 | 3467.7885 | 3566.008 | 3678.9107 | 0 | 0 | 0% | 0% | 0% | 0% | 0% | 0% | 0% | 0% | 0% | 0% | 0% | x | x | x | x | x | x | x | x | x | x | 0 | 1693.319 | 0 | 3217.0809 | 3259.0036 | 3289.4237 | 3332.2891 | 3363.3933 | 0 | 0 | 0 | -4.4511 | 0 | 0 | 0 | 0 | 0 | 0 | 0 | 0 | 0 | 114.6083 | 0 | 174.3179 | 181.3326 | 178.3649 | 233.719 | 315.5175 | 0 | 0 | 0 | 1803.4762 | 0 | 3391.3988 | 3440.3362 | 3467.7885 | 3566.008 | 3678.9107 | 0 | 0
442 | Other Station works | Replacement - Other | Stations | FALSE | Secondary | Network | Materials | 40% | 0 | 0 | 0 | 336.9948 | 225.634 | 34.3246 | 28.9856 | 29.2561 | 29.6374 | 29.914 | 0 | 0 | 0 | 0 | 0 | 0 | 0 | 0 | 0 | 0 | 0 | 0 | 0 | 0 | 0 | 22.8688 | 13.7293 | 1.8599 | 1.6128 | 1.5864 | 2.0787 | 2.8062 | 0 | 0 | 0 | 0 | 359.8636 | 239.3633 | 36.1845 | 30.5983 | 30.8425 | 31.7161 | 32.7202 | 0 | 0 | 0% | 0% | 0% | 0% | 0% | 0% | 0% | 0% | 0% | 0% | 0% | x | x | x | x | x | x | x | x | x | x | 0 | 336.9948 | 225.634 | 34.3246 | 28.9856 | 29.2561 | 29.6374 | 29.914 | 0 | 0 | 0 | 0 | 0 | 0 | 0 | 0 | 0 | 0 | 0 | 0 | 0 | 22.8688 | 13.7293 | 1.8599 | 1.6128 | 1.5864 | 2.0787 | 2.8062 | 0 | 0 | 0 | 359.8636 | 239.3633 | 36.1845 | 30.5983 | 30.8425 | 31.7161 | 32.7202 | 0 | 0
443 | Other Station works | Replacement - Other | Stations | FALSE | Secondary | Network | Labour - Internal | 10% | 0 | 0 | 0 | 84.2487 | 56.4085 | 8.5811 | 7.2464 | 7.314 | 7.4093 | 7.4785 | 0 | 0 | 0 | 0 | 0.30827 | 0.55691 | 0.12975 | 0.14641 | 0.20596 | 0.2925 | 0.38081 | 0 | 0 | 0 | 0 | 5.7381 | 3.4662 | 0.472 | 0.41134 | 0.40776 | 0.54019 | 0.73728 | 0 | 0 | 0 | 0 | 90.2951 | 60.4316 | 9.1829 | 7.8041 | 7.9277 | 8.242 | 8.5966 | 0 | 0 | 0% | 0% | 0% | 0% | 0% | 0% | 0% | 0% | 0% | 0% | 0% | x | x | x | x | x | x | x | x | x | x | 0 | 84.2487 | 56.4085 | 8.5811 | 7.2464 | 7.314 | 7.4093 | 7.4785 | 0 | 0 | 0 | 0.30827 | 0.55691 | 0.12975 | 0.14641 | 0.20596 | 0.2925 | 0.38081 | 0 | 0 | 0 | 5.7381 | 3.4662 | 0.472 | 0.41134 | 0.40776 | 0.54019 | 0.73728 | 0 | 0 | 0 | 90.2951 | 60.4316 | 9.1829 | 7.8041 | 7.9277 | 8.242 | 8.5966 | 0 | 0
444 | Other Station works | Replacement - Other | Stations | FALSE | Secondary | Network | Labour - External | 50% | 0 | 0 | 0 | 421.2435 | 282.0425 | 42.9057 | 36.232 | 36.5702 | 37.0467 | 37.3925 | 0 | 0 | 0 | 0 | -1.1073 | -0.41127 | 0 | 0 | 0 | 0 | 0 | 0 | 0 | 0 | 0 | 28.5109 | 17.1365 | 2.3249 | 2.016 | 1.983 | 2.5984 | 3.5078 | 0 | 0 | 0 | 0 | 448.647 | 298.7678 | 45.2306 | 38.2479 | 38.5531 | 39.6451 | 40.9003 | 0 | 0 | 0% | 0% | 0% | 0% | 0% | 0% | 0% | 0% | 0% | 0% | 0% | x | x | x | x | x | x | x | x | x | x | 0 | 421.2435 | 282.0425 | 42.9057 | 36.232 | 36.5702 | 37.0467 | 37.3925 | 0 | 0 | 0 | -1.1073 | -0.41127 | 0 | 0 | 0 | 0 | 0 | 0 | 0 | 0 | 28.5109 | 17.1365 | 2.3249 | 2.016 | 1.983 | 2.5984 | 3.5078 | 0 | 0 | 0 | 448.647 | 298.7678 | 45.2306 | 38.2479 | 38.5531 | 39.6451 | 40.9003 | 0 | 0
445 | Other Station works | Replacement - Other | Stations | FALSE | Switchgear | Network | Materials | 40% | 0 | 0 | 0 | 606.6688 | 406.1936 | 61.7922 | 52.1807 | 52.6678 | 53.3541 | 53.8522 | 0 | 0 | 0 | 0 | 0 | 0 | 0 | 0 | 0 | 0 | 0 | 0 | 0 | 0 | 0 | 41.1692 | 24.7158 | 3.3482 | 2.9034 | 2.8558 | 3.7421 | 5.0518 | 0 | 0 | 0 | 0 | 647.838 | 430.9094 | 65.1404 | 55.0841 | 55.5237 | 57.0963 | 58.904 | 0 | 0 | 0% | 0% | 0% | 0% | 0% | 0% | 0% | 0% | 0% | 0% | 0% | x | x | x | x | x | x | x | x | x | x | 0 | 606.6688 | 406.1936 | 61.7922 | 52.1807 | 52.6678 | 53.3541 | 53.8522 | 0 | 0 | 0 | 0 | 0 | 0 | 0 | 0 | 0 | 0 | 0 | 0 | 0 | 41.1692 | 24.7158 | 3.3482 | 2.9034 | 2.8558 | 3.7421 | 5.0518 | 0 | 0 | 0 | 647.838 | 430.9094 | 65.1404 | 55.0841 | 55.5237 | 57.0963 | 58.904 | 0 | 0
446 | Other Station works | Replacement - Other | Stations | FALSE | Switchgear | Network | Labour - Internal | 10% | 0 | 0 | 0 | 151.6672 | 101.5484 | 15.448 | 13.0452 | 13.167 | 13.3385 | 13.463 | 0 | 0 | 0 | 0 | 0.55496 | 1.0026 | 0.23358 | 0.26357 | 0.37077 | 0.52657 | 0.68554 | 0 | 0 | 0 | 0 | 10.33 | 6.24 | 0.84971 | 0.74051 | 0.73407 | 0.97247 | 1.3273 | 0 | 0 | 0 | 0 | 162.5521 | 108.7909 | 16.5313 | 14.0493 | 14.2718 | 14.8376 | 15.4759 | 0 | 0 | 0% | 0% | 0% | 0% | 0% | 0% | 0% | 0% | 0% | 0% | 0% | x | x | x | x | x | x | x | x | x | x | 0 | 151.6672 | 101.5484 | 15.448 | 13.0452 | 13.167 | 13.3385 | 13.463 | 0 | 0 | 0 | 0.55496 | 1.0026 | 0.23358 | 0.26357 | 0.37077 | 0.52657 | 0.68554 | 0 | 0 | 0 | 10.33 | 6.24 | 0.84971 | 0.74051 | 0.73407 | 0.97247 | 1.3273 | 0 | 0 | 0 | 162.5521 | 108.7909 | 16.5313 | 14.0493 | 14.2718 | 14.8376 | 15.4759 | 0 | 0
447 | Other Station works | Replacement - Other | Stations | FALSE | Switchgear | Network | Labour - External | 50% | 0 | 0 | 0 | 758.336 | 507.742 | 77.2402 | 65.2259 | 65.8348 | 66.6927 | 67.3152 | 0 | 0 | 0 | 0 | -1.9934 | -0.74038 | 0 | 0 | 0 | 0 | 0 | 0 | 0 | 0 | 0 | 51.3262 | 30.8497 | 4.1853 | 3.6292 | 3.5698 | 4.6777 | 6.3148 | 0 | 0 | 0 | 0 | 807.6688 | 537.8513 | 81.4255 | 68.8551 | 69.4046 | 71.3703 | 73.63 | 0 | 0 | 0% | 0% | 0% | 0% | 0% | 0% | 0% | 0% | 0% | 0% | 0% | x | x | x | x | x | x | x | x | x | x | 0 | 758.336 | 507.742 | 77.2402 | 65.2259 | 65.8348 | 66.6927 | 67.3152 | 0 | 0 | 0 | -1.9934 | -0.74038 | 0 | 0 | 0 | 0 | 0 | 0 | 0 | 0 | 51.3262 | 30.8497 | 4.1853 | 3.6292 | 3.5698 | 4.6777 | 6.3148 | 0 | 0 | 0 | 807.6688 | 537.8513 | 81.4255 | 68.8551 | 69.4046 | 71.3703 | 73.63 | 0 | 0
448 | Other Station works | Replacement - Other | Stations | FALSE | Transformers | Network | Materials | 40% | 0 | 0 | 0 | 863.0654 | 577.8633 | 87.9075 | 74.2339 | 74.9268 | 75.9032 | 76.6117 | 0 | 0 | 0 | 0 | 0 | 0 | 0 | 0 | 0 | 0 | 0 | 0 | 0 | 0 | 0 | 58.5685 | 35.1615 | 4.7633 | 4.1304 | 4.0628 | 5.3237 | 7.1869 | 0 | 0 | 0 | 0 | 921.6339 | 613.0248 | 92.6707 | 78.3643 | 78.9896 | 81.2269 | 83.7986 | 0 | 0 | 0% | 0% | 0% | 0% | 0% | 0% | 0% | 0% | 0% | 0% | 0% | x | x | x | x | x | x | x | x | x | x | 0 | 863.0654 | 577.8633 | 87.9075 | 74.2339 | 74.9268 | 75.9032 | 76.6117 | 0 | 0 | 0 | 0 | 0 | 0 | 0 | 0 | 0 | 0 | 0 | 0 | 0 | 58.5685 | 35.1615 | 4.7633 | 4.1304 | 4.0628 | 5.3237 | 7.1869 | 0 | 0 | 0 | 921.6339 | 613.0248 | 92.6707 | 78.3643 | 78.9896 | 81.2269 | 83.7986 | 0 | 0
449 | Other Station works | Replacement - Other | Stations | FALSE | Transformers | Network | Labour - Internal | 10% | 0 | 0 | 0 | 215.7663 | 144.4658 | 21.9769 | 18.5585 | 18.7317 | 18.9758 | 19.1529 | 0 | 0 | 0 | 0 | 0.7895 | 1.4263 | 0.33229 | 0.37496 | 0.52747 | 0.74912 | 0.97528 | 0 | 0 | 0 | 0 | 14.6957 | 8.8772 | 1.2088 | 1.0535 | 1.0443 | 1.3835 | 1.8882 | 0 | 0 | 0 | 0 | 231.2515 | 154.7693 | 23.518 | 19.9869 | 20.3035 | 21.1084 | 22.0164 | 0 | 0 | 0% | 0% | 0% | 0% | 0% | 0% | 0% | 0% | 0% | 0% | 0% | x | x | x | x | x | x | x | x | x | x | 0 | 215.7663 | 144.4658 | 21.9769 | 18.5585 | 18.7317 | 18.9758 | 19.1529 | 0 | 0 | 0 | 0.7895 | 1.4263 | 0.33229 | 0.37496 | 0.52747 | 0.74912 | 0.97528 | 0 | 0 | 0 | 14.6957 | 8.8772 | 1.2088 | 1.0535 | 1.0443 | 1.3835 | 1.8882 | 0 | 0 | 0 | 231.2515 | 154.7693 | 23.518 | 19.9869 | 20.3035 | 21.1084 | 22.0164 | 0 | 0
450 | Other Station works | Replacement - Other | Stations | FALSE | Transformers | Network | Labour - External | 50% | 0 | 0 | 0 | 1078.8317 | 722.3291 | 109.8843 | 92.7924 | 93.6585 | 94.879 | 95.7646 | 0 | 0 | 0 | 0 | -2.8358 | -1.0533 | 0 | 0 | 0 | 0 | 0 | 0 | 0 | 0 | 0 | 73.0182 | 43.8878 | 5.9541 | 5.163 | 5.0785 | 6.6546 | 8.9836 | 0 | 0 | 0 | 0 | 1149.014 | 765.1636 | 115.8384 | 97.9554 | 98.737 | 101.5336 | 104.7482 | 0 | 0 | 0% | 0% | 0% | 0% | 0% | 0% | 0% | 0% | 0% | 0% | 0% | x | x | x | x | x | x | x | x | x | x | 0 | 1078.8317 | 722.3291 | 109.8843 | 92.7924 | 93.6585 | 94.879 | 95.7646 | 0 | 0 | 0 | -2.8358 | -1.0533 | 0 | 0 | 0 | 0 | 0 | 0 | 0 | 0 | 73.0182 | 43.8878 | 5.9541 | 5.163 | 5.0785 | 6.6546 | 8.9836 | 0 | 0 | 0 | 1149.014 | 765.1636 | 115.8384 | 97.9554 | 98.737 | 101.5336 | 104.7482 | 0 | 0
451 | Other Station works | Replacement - Other | Stations | FALSE | Establishment | Network | Materials | 40% | 0 | 0 | 0 | 154.8606 | 103.6866 | 15.7733 | 13.3199 | 13.4442 | 13.6194 | 13.7465 | 0 | 0 | 0 | 0 | 0 | 0 | 0 | 0 | 0 | 0 | 0 | 0 | 0 | 0 | 0 | 10.509 | 6.3091 | 0.85468 | 0.74112 | 0.72899 | 0.95523 | 1.2896 | 0 | 0 | 0 | 0 | 165.3696 | 109.9956 | 16.628 | 14.061 | 14.1732 | 14.5746 | 15.0361 | 0 | 0 | 0% | 0% | 0% | 0% | 0% | 0% | 0% | 0% | 0% | 0% | 0% | x | x | x | x | x | x | x | x | x | x | 0 | 154.8606 | 103.6866 | 15.7733 | 13.3199 | 13.4442 | 13.6194 | 13.7465 | 0 | 0 | 0 | 0 | 0 | 0 | 0 | 0 | 0 | 0 | 0 | 0 | 0 | 10.509 | 6.3091 | 0.85468 | 0.74112 | 0.72899 | 0.95523 | 1.2896 | 0 | 0 | 0 | 165.3696 | 109.9956 | 16.628 | 14.061 | 14.1732 | 14.5746 | 15.0361 | 0 | 0
452 | Other Station works | Replacement - Other | Stations | FALSE | Establishment | Network | Labour - Internal | 10% | 0 | 0 | 0 | 38.7152 | 25.9216 | 3.9433 | 3.33 | 3.361 | 3.4048 | 3.4366 | 0 | 0 | 0 | 0 | 0.14166 | 0.25592 | 0.059624 | 0.067279 | 0.094644 | 0.13441 | 0.17499 | 0 | 0 | 0 | 0 | 2.6369 | 1.5928 | 0.2169 | 0.18902 | 0.18738 | 0.24824 | 0.3388 | 0 | 0 | 0 | 0 | 41.4937 | 27.7704 | 4.2199 | 3.5863 | 3.6431 | 3.7875 | 3.9504 | 0 | 0 | 0% | 0% | 0% | 0% | 0% | 0% | 0% | 0% | 0% | 0% | 0% | x | x | x | x | x | x | x | x | x | x | 0 | 38.7152 | 25.9216 | 3.9433 | 3.33 | 3.361 | 3.4048 | 3.4366 | 0 | 0 | 0 | 0.14166 | 0.25592 | 0.059624 | 0.067279 | 0.094644 | 0.13441 | 0.17499 | 0 | 0 | 0 | 2.6369 | 1.5928 | 0.2169 | 0.18902 | 0.18738 | 0.24824 | 0.3388 | 0 | 0 | 0 | 41.4937 | 27.7704 | 4.2199 | 3.5863 | 3.6431 | 3.7875 | 3.9504 | 0 | 0
453 | Other Station works | Replacement - Other | Stations | FALSE | Establishment | Network | Labour - External | 50% | 0 | 0 | 0 | 193.5758 | 129.6082 | 19.7166 | 16.6498 | 16.8052 | 17.0242 | 17.1831 | 0 | 0 | 0 | 0 | -0.50884 | -0.18899 | 0 | 0 | 0 | 0 | 0 | 0 | 0 | 0 | 0 | 13.1017 | 7.8748 | 1.0683 | 0.9264 | 0.91124 | 1.194 | 1.6119 | 0 | 0 | 0 | 0 | 206.1687 | 137.294 | 20.785 | 17.5762 | 17.7165 | 18.2183 | 18.7951 | 0 | 0 | 0% | 0% | 0% | 0% | 0% | 0% | 0% | 0% | 0% | 0% | 0% | x | x | x | x | x | x | x | x | x | x | 0 | 193.5758 | 129.6082 | 19.7166 | 16.6498 | 16.8052 | 17.0242 | 17.1831 | 0 | 0 | 0 | -0.50884 | -0.18899 | 0 | 0 | 0 | 0 | 0 | 0 | 0 | 0 | 13.1017 | 7.8748 | 1.0683 | 0.9264 | 0.91124 | 1.194 | 1.6119 | 0 | 0 | 0 | 206.1687 | 137.294 | 20.785 | 17.5762 | 17.7165 | 18.2183 | 18.7951 | 0 | 0
454 | Conductor | Replacement - Other | Lines | FALSE | Towers and Conductor | Network | Materials | 40% | 0 | 0 | 0 | 0 | 2072.4621 | 416.3743 | 421.8002 | 425.7374 | 431.2853 | 435.311 | 0 | 0 | 0 | 0 | 0 | 0 | 0 | 0 | 0 | 0 | 0 | 0 | 0 | 0 | 0 | 0 | 126.104 | 22.5613 | 23.4692 | 23.0851 | 30.2493 | 40.8362 | 0 | 0 | 0 | 0 | 0 | 2198.5661 | 438.9356 | 445.2694 | 448.8224 | 461.5346 | 476.1472 | 0 | 0 | 0% | 0% | 0% | 0% | 0% | 0% | 0% | 0% | 0% | 0% | 0% | x | x | x | x | x | x | x | x | x | x | 0 | 0 | 2072.4621 | 416.3743 | 421.8002 | 425.7374 | 431.2853 | 435.311 | 0 | 0 | 0 | 0 | 0 | 0 | 0 | 0 | 0 | 0 | 0 | 0 | 0 | 0 | 126.104 | 22.5613 | 23.4692 | 23.0851 | 30.2493 | 40.8362 | 0 | 0 | 0 | 0 | 2198.5661 | 438.9356 | 445.2694 | 448.8224 | 461.5346 | 476.1472 | 0 | 0
455 | Conductor | Replacement - Other | Lines | FALSE | Towers and Conductor | Network | Labour - Internal | 10% | 0 | 0 | 0 | 0 | 518.1155 | 104.0936 | 105.4501 | 106.4343 | 107.8213 | 108.8277 | 0 | 0 | 0 | 0 | 0 | 5.1153 | 1.5739 | 2.1305 | 2.9971 | 4.2565 | 5.5416 | 0 | 0 | 0 | 0 | 0 | 31.8373 | 5.7256 | 5.9858 | 5.9338 | 7.8609 | 10.7289 | 0 | 0 | 0 | 0 | 0 | 555.0681 | 111.3931 | 113.5664 | 115.3652 | 119.9387 | 125.0982 | 0 | 0 | 0% | 0% | 0% | 0% | 0% | 0% | 0% | 0% | 0% | 0% | 0% | x | x | x | x | x | x | x | x | x | x | 0 | 0 | 518.1155 | 104.0936 | 105.4501 | 106.4343 | 107.8213 | 108.8277 | 0 | 0 | 0 | 0 | 5.1153 | 1.5739 | 2.1305 | 2.9971 | 4.2565 | 5.5416 | 0 | 0 | 0 | 0 | 31.8373 | 5.7256 | 5.9858 | 5.9338 | 7.8609 | 10.7289 | 0 | 0 | 0 | 0 | 555.0681 | 111.3931 | 113.5664 | 115.3652 | 119.9387 | 125.0982 | 0 | 0
456 | Conductor | Replacement - Other | Lines | FALSE | Towers and Conductor | Network | Labour - External | 50% | 0 | 0 | 0 | 0 | 2590.5776 | 520.4679 | 527.2503 | 532.1717 | 539.1066 | 544.1387 | 0 | 0 | 0 | 0 | 0 | -3.7775 | 0 | 0 | 0 | 0 | 0 | 0 | 0 | 0 | 0 | 0 | 157.4002 | 28.2016 | 29.3365 | 28.8563 | 37.8117 | 51.0453 | 0 | 0 | 0 | 0 | 0 | 2744.2002 | 548.6695 | 556.5867 | 561.0281 | 576.9183 | 595.184 | 0 | 0 | 0% | 0% | 0% | 0% | 0% | 0% | 0% | 0% | 0% | 0% | 0% | x | x | x | x | x | x | x | x | x | x | 0 | 0 | 2590.5776 | 520.4679 | 527.2503 | 532.1717 | 539.1066 | 544.1387 | 0 | 0 | 0 | 0 | -3.7775 | 0 | 0 | 0 | 0 | 0 | 0 | 0 | 0 | 0 | 157.4002 | 28.2016 | 29.3365 | 28.8563 | 37.8117 | 51.0453 | 0 | 0 | 0 | 0 | 2744.2002 | 548.6695 | 556.5867 | 561.0281 | 576.9183 | 595.184 | 0 | 0
457 | Power cables | Replacement - Other | Lines | FALSE | Towers and Conductor | Network | Materials | 40% | 0 | 0 | 0 | 430.6955 | 0 | 173.8559 | 176.1215 | 177.7654 | 180.0819 | 181.7629 | 0 | 0 | 0 | 0 | 0 | 0 | 0 | 0 | 0 | 0 | 0 | 0 | 0 | 0 | 0 | 29.2274 | 0 | 9.4204 | 9.7995 | 9.6391 | 12.6305 | 17.051 | 0 | 0 | 0 | 0 | 459.9229 | 0 | 183.2763 | 185.921 | 187.4045 | 192.7125 | 198.8139 | 0 | 0 | 0% | 0% | 0% | 0% | 0% | 0% | 0% | 0% | 0% | 0% | 0% | x | x | x | x | x | x | x | x | x | x | 0 | 430.6955 | 0 | 173.8559 | 176.1215 | 177.7654 | 180.0819 | 181.7629 | 0 | 0 | 0 | 0 | 0 | 0 | 0 | 0 | 0 | 0 | 0 | 0 | 0 | 29.2274 | 0 | 9.4204 | 9.7995 | 9.6391 | 12.6305 | 17.051 | 0 | 0 | 0 | 459.9229 | 0 | 183.2763 | 185.921 | 187.4045 | 192.7125 | 198.8139 | 0 | 0
458 | Power cables | Replacement - Other | Lines | FALSE | Towers and Conductor | Network | Labour - Internal | 10% | 0 | 0 | 0 | 107.6739 | 0 | 43.464 | 44.0304 | 44.4414 | 45.0205 | 45.4407 | 0 | 0 | 0 | 0 | 0.39398 | 0 | 0.65718 | 0.88959 | 1.2514 | 1.7773 | 2.3139 | 0 | 0 | 0 | 0 | 7.3336 | 0 | 2.3907 | 2.4994 | 2.4776 | 3.2823 | 4.4798 | 0 | 0 | 0 | 0 | 115.4014 | 0 | 46.5119 | 47.4193 | 48.1704 | 50.0801 | 52.2344 | 0 | 0 | 0% | 0% | 0% | 0% | 0% | 0% | 0% | 0% | 0% | 0% | 0% | x | x | x | x | x | x | x | x | x | x | 0 | 107.6739 | 0 | 43.464 | 44.0304 | 44.4414 | 45.0205 | 45.4407 | 0 | 0 | 0 | 0.39398 | 0 | 0.65718 | 0.88959 | 1.2514 | 1.7773 | 2.3139 | 0 | 0 | 0 | 7.3336 | 0 | 2.3907 | 2.4994 | 2.4776 | 3.2823 | 4.4798 | 0 | 0 | 0 | 115.4014 | 0 | 46.5119 | 47.4193 | 48.1704 | 50.0801 | 52.2344 | 0 | 0
459 | Power cables | Replacement - Other | Lines | FALSE | Towers and Conductor | Network | Labour - External | 50% | 0 | 0 | 0 | 538.3693 | 0 | 217.3199 | 220.1519 | 222.2068 | 225.1024 | 227.2036 | 0 | 0 | 0 | 0 | -1.4152 | 0 | 0 | 0 | 0 | 0 | 0 | 0 | 0 | 0 | 0 | 36.4383 | 0 | 11.7755 | 12.2494 | 12.0489 | 15.7882 | 21.3138 | 0 | 0 | 0 | 0 | 573.3924 | 0 | 229.0954 | 232.4012 | 234.2557 | 240.8906 | 248.5174 | 0 | 0 | 0% | 0% | 0% | 0% | 0% | 0% | 0% | 0% | 0% | 0% | 0% | x | x | x | x | x | x | x | x | x | x | 0 | 538.3693 | 0 | 217.3199 | 220.1519 | 222.2068 | 225.1024 | 227.2036 | 0 | 0 | 0 | -1.4152 | 0 | 0 | 0 | 0 | 0 | 0 | 0 | 0 | 0 | 36.4383 | 0 | 11.7755 | 12.2494 | 12.0489 | 15.7882 | 21.3138 | 0 | 0 | 0 | 573.3924 | 0 | 229.0954 | 232.4012 | 234.2557 | 240.8906 | 248.5174 | 0 | 0
460 | Insulators (Pre FY23) | Security and Compliance | Insulators | FALSE | Towers and Conductor | Network | Materials | 40% | 0 | 0 | 0 | 272.3411 | 2072.4621 | 0 | 0 | 0 | 0 | 0 | 0 | 0 | 0 | 0 | 0 | 0 | 0 | 0 | 0 | 0 | 0 | 0 | 0 | 0 | 0 | 18.4813 | 126.104 | 0 | 0 | 0 | 0 | 0 | 0 | 0 | 0 | 0 | 290.8224 | 2198.5661 | 0 | 0 | 0 | 0 | 0 | 0 | 0 | 0% | 0% | 0% | 0% | 0% | 0% | 0% | 0% | 0% | 0% | 0% | x | x | x | x | x | x | x | x | x | x | 0 | 272.3411 | 2072.4621 | 0 | 0 | 0 | 0 | 0 | 0 | 0 | 0 | 0 | 0 | 0 | 0 | 0 | 0 | 0 | 0 | 0 | 0 | 18.4813 | 126.104 | 0 | 0 | 0 | 0 | 0 | 0 | 0 | 0 | 290.8224 | 2198.5661 | 0 | 0 | 0 | 0 | 0 | 0 | 0
461 | Insulators (Pre FY23) | Security and Compliance | Insulators | FALSE | Towers and Conductor | Network | Labour - Internal | 10% | 0 | 0 | 0 | 68.0853 | 518.1155 | 0 | 0 | 0 | 0 | 0 | 0 | 0 | 0 | 0 | 0.24913 | 5.1153 | 0 | 0 | 0 | 0 | 0 | 0 | 0 | 0 | 0 | 4.6372 | 31.8373 | 0 | 0 | 0 | 0 | 0 | 0 | 0 | 0 | 0 | 72.9716 | 555.0681 | 0 | 0 | 0 | 0 | 0 | 0 | 0 | 0% | 0% | 0% | 0% | 0% | 0% | 0% | 0% | 0% | 0% | 0% | x | x | x | x | x | x | x | x | x | x | 0 | 68.0853 | 518.1155 | 0 | 0 | 0 | 0 | 0 | 0 | 0 | 0 | 0.24913 | 5.1153 | 0 | 0 | 0 | 0 | 0 | 0 | 0 | 0 | 4.6372 | 31.8373 | 0 | 0 | 0 | 0 | 0 | 0 | 0 | 0 | 72.9716 | 555.0681 | 0 | 0 | 0 | 0 | 0 | 0 | 0
462 | Insulators (Pre FY23) | Security and Compliance | Insulators | FALSE | Towers and Conductor | Network | Labour - External | 50% | 0 | 0 | 0 | 340.4264 | 2590.5776 | 0 | 0 | 0 | 0 | 0 | 0 | 0 | 0 | 0 | -0.89485 | -3.7775 | 0 | 0 | 0 | 0 | 0 | 0 | 0 | 0 | 0 | 23.041 | 157.4002 | 0 | 0 | 0 | 0 | 0 | 0 | 0 | 0 | 0 | 362.5725 | 2744.2002 | 0 | 0 | 0 | 0 | 0 | 0 | 0 | 0% | 0% | 0% | 0% | 0% | 0% | 0% | 0% | 0% | 0% | 0% | x | x | x | x | x | x | x | x | x | x | 0 | 340.4264 | 2590.5776 | 0 | 0 | 0 | 0 | 0 | 0 | 0 | 0 | -0.89485 | -3.7775 | 0 | 0 | 0 | 0 | 0 | 0 | 0 | 0 | 23.041 | 157.4002 | 0 | 0 | 0 | 0 | 0 | 0 | 0 | 0 | 362.5725 | 2744.2002 | 0 | 0 | 0 | 0 | 0 | 0 | 0
463 | Insulators (Post FY22) | Security and Compliance | Insulators | FALSE | Insulators | Network | Materials | 40% | 0 | 0 | 0 | 0 | 0 | 2153.5587 | 2181.6223 | 2201.986 | 2230.6807 | 2251.5023 | 0 | 0 | 0 | 0 | 0 | 0 | 0 | 0 | 0 | 0 | 0 | 0 | 0 | 0 | 0 | 0 | 0 | 116.6908 | 121.3866 | 119.3999 | 156.4547 | 211.2118 | 0 | 0 | 0 | 0 | 0 | 0 | 2270.2496 | 2303.0089 | 2321.3859 | 2387.1354 | 2462.7141 | 0 | 0 | 0% | 0% | 0% | 0% | 0% | 0% | 0% | 0% | 0% | 0% | 0% | x | x | x | x | x | x | x | x | x | x | 0 | 0 | 0 | 2153.5587 | 2181.6223 | 2201.986 | 2230.6807 | 2251.5023 | 0 | 0 | 0 | 0 | 0 | 0 | 0 | 0 | 0 | 0 | 0 | 0 | 0 | 0 | 0 | 116.6908 | 121.3866 | 119.3999 | 156.4547 | 211.2118 | 0 | 0 | 0 | 0 | 0 | 2270.2496 | 2303.0089 | 2321.3859 | 2387.1354 | 2462.7141 | 0 | 0
464 | Insulators (Post FY22) | Security and Compliance | Insulators | FALSE | Insulators | Network | Labour - Internal | 10% | 0 | 0 | 0 | 0 | 0 | 538.3897 | 545.4056 | 550.4965 | 557.6702 | 562.8756 | 0 | 0 | 0 | 0 | 0 | 0 | 8.1405 | 11.0194 | 15.5014 | 22.0154 | 28.6619 | 0 | 0 | 0 | 0 | 0 | 0 | 29.6138 | 30.9598 | 30.6905 | 40.6578 | 55.4917 | 0 | 0 | 0 | 0 | 0 | 0 | 576.144 | 587.3848 | 596.6884 | 620.3433 | 647.0291 | 0 | 0 | 0% | 0% | 0% | 0% | 0% | 0% | 0% | 0% | 0% | 0% | 0% | x | x | x | x | x | x | x | x | x | x | 0 | 0 | 0 | 538.3897 | 545.4056 | 550.4965 | 557.6702 | 562.8756 | 0 | 0 | 0 | 0 | 0 | 8.1405 | 11.0194 | 15.5014 | 22.0154 | 28.6619 | 0 | 0 | 0 | 0 | 0 | 29.6138 | 30.9598 | 30.6905 | 40.6578 | 55.4917 | 0 | 0 | 0 | 0 | 0 | 576.144 | 587.3848 | 596.6884 | 620.3433 | 647.0291 | 0 | 0
465 | Insulators (Post FY22) | Security and Compliance | Insulators | FALSE | Insulators | Network | Labour - External | 50% | 0 | 0 | 0 | 0 | 0 | 2691.9484 | 2727.0279 | 2752.4825 | 2788.3509 | 2814.3778 | 0 | 0 | 0 | 0 | 0 | 0 | 0 | 0 | 0 | 0 | 0 | 0 | 0 | 0 | 0 | 0 | 0 | 145.8636 | 151.7332 | 149.2499 | 195.5684 | 264.0147 | 0 | 0 | 0 | 0 | 0 | 0 | 2837.812 | 2878.7612 | 2901.7324 | 2983.9193 | 3078.3926 | 0 | 0 | 0% | 0% | 0% | 0% | 0% | 0% | 0% | 0% | 0% | 0% | 0% | x | x | x | x | x | x | x | x | x | x | 0 | 0 | 0 | 2691.9484 | 2727.0279 | 2752.4825 | 2788.3509 | 2814.3778 | 0 | 0 | 0 | 0 | 0 | 0 | 0 | 0 | 0 | 0 | 0 | 0 | 0 | 0 | 0 | 145.8636 | 151.7332 | 149.2499 | 195.5684 | 264.0147 | 0 | 0 | 0 | 0 | 0 | 2837.812 | 2878.7612 | 2901.7324 | 2983.9193 | 3078.3926 | 0 | 0
466 | Towers | Replacement - Other | Lines | FALSE | Towers and Conductor | Network | Materials | 40% | 0 | 0 | 0 | 6165.3642 | 634.1734 | 295.3901 | 299.2394 | 302.0326 | 305.9684 | 308.8244 | 0 | 0 | 0 | 0 | 0 | 0 | 0 | 0 | 0 | 0 | 0 | 0 | 0 | 0 | 0 | 418.3879 | 38.5878 | 16.0057 | 16.6498 | 16.3773 | 21.4599 | 28.9706 | 0 | 0 | 0 | 0 | 6583.7521 | 672.7612 | 311.3958 | 315.8892 | 318.4099 | 327.4283 | 337.795 | 0 | 0 | 0% | 0% | 0% | 0% | 0% | 0% | 0% | 0% | 0% | 0% | 0% | x | x | x | x | x | x | x | x | x | x | 0 | 6165.3642 | 634.1734 | 295.3901 | 299.2394 | 302.0326 | 305.9684 | 308.8244 | 0 | 0 | 0 | 0 | 0 | 0 | 0 | 0 | 0 | 0 | 0 | 0 | 0 | 418.3879 | 38.5878 | 16.0057 | 16.6498 | 16.3773 | 21.4599 | 28.9706 | 0 | 0 | 0 | 6583.7521 | 672.7612 | 311.3958 | 315.8892 | 318.4099 | 327.4283 | 337.795 | 0 | 0
467 | Towers | Replacement - Other | Lines | FALSE | Towers and Conductor | Network | Labour - Internal | 10% | 0 | 0 | 0 | 1541.3411 | 158.5433 | 73.8475 | 74.8098 | 75.5081 | 76.4921 | 77.2061 | 0 | 0 | 0 | 0 | 5.6398 | 1.5653 | 1.1166 | 1.5115 | 2.1262 | 3.0197 | 3.9314 | 0 | 0 | 0 | 0 | 104.9797 | 9.7422 | 4.0619 | 4.2466 | 4.2096 | 5.5768 | 7.6114 | 0 | 0 | 0 | 0 | 1651.9606 | 169.8508 | 79.026 | 80.5679 | 81.844 | 85.0886 | 88.7489 | 0 | 0 | 0% | 0% | 0% | 0% | 0% | 0% | 0% | 0% | 0% | 0% | 0% | x | x | x | x | x | x | x | x | x | x | 0 | 1541.3411 | 158.5433 | 73.8475 | 74.8098 | 75.5081 | 76.4921 | 77.2061 | 0 | 0 | 0 | 5.6398 | 1.5653 | 1.1166 | 1.5115 | 2.1262 | 3.0197 | 3.9314 | 0 | 0 | 0 | 104.9797 | 9.7422 | 4.0619 | 4.2466 | 4.2096 | 5.5768 | 7.6114 | 0 | 0 | 0 | 1651.9606 | 169.8508 | 79.026 | 80.5679 | 81.844 | 85.0886 | 88.7489 | 0 | 0
468 | Towers | Replacement - Other | Lines | FALSE | Towers and Conductor | Network | Labour - External | 50% | 0 | 0 | 0 | 7706.7053 | 792.7167 | 369.2376 | 374.0492 | 377.5407 | 382.4605 | 386.0305 | 0 | 0 | 0 | 0 | -20.258 | -1.1559 | 0 | 0 | 0 | 0 | 0 | 0 | 0 | 0 | 0 | 521.6102 | 48.1644 | 20.0072 | 20.8123 | 20.4717 | 26.8249 | 36.2132 | 0 | 0 | 0 | 0 | 8208.0574 | 839.7253 | 389.2448 | 394.8615 | 398.0124 | 409.2854 | 422.2437 | 0 | 0 | 0% | 0% | 0% | 0% | 0% | 0% | 0% | 0% | 0% | 0% | 0% | x | x | x | x | x | x | x | x | x | x | 0 | 7706.7053 | 792.7167 | 369.2376 | 374.0492 | 377.5407 | 382.4605 | 386.0305 | 0 | 0 | 0 | -20.258 | -1.1559 | 0 | 0 | 0 | 0 | 0 | 0 | 0 | 0 | 521.6102 | 48.1644 | 20.0072 | 20.8123 | 20.4717 | 26.8249 | 36.2132 | 0 | 0 | 0 | 8208.0574 | 839.7253 | 389.2448 | 394.8615 | 398.0124 | 409.2854 | 422.2437 | 0 | 0
469 | Secondary & Protection program | Replacement - Other | Secondary & Protection | FALSE | Secondary | Network | Materials | 40% | 0 | 0 | 0 | 3229.9609 | 4447.2212 | 2253.135 | 2282.4963 | 2303.8015 | 2333.823 | 2355.6073 | 0 | 0 | 0 | 0 | 0 | 0 | 0 | 0 | 0 | 0 | 0 | 0 | 0 | 0 | 0 | 219.1884 | 270.602 | 122.0864 | 126.9993 | 124.9207 | 163.6889 | 220.9778 | 0 | 0 | 0 | 0 | 3449.1493 | 4717.8232 | 2375.2214 | 2409.4955 | 2428.7222 | 2497.5118 | 2576.5851 | 0 | 0 | 0% | 0% | 0% | 0% | 0% | 0% | 0% | 0% | 0% | 0% | 0% | x | x | x | x | x | x | x | x | x | x | 0 | 3229.9609 | 4447.2212 | 2253.135 | 2282.4963 | 2303.8015 | 2333.823 | 2355.6073 | 0 | 0 | 0 | 0 | 0 | 0 | 0 | 0 | 0 | 0 | 0 | 0 | 0 | 219.1884 | 270.602 | 122.0864 | 126.9993 | 124.9207 | 163.6889 | 220.9778 | 0 | 0 | 0 | 3449.1493 | 4717.8232 | 2375.2214 | 2409.4955 | 2428.7222 | 2497.5118 | 2576.5851 | 0 | 0
470 | Secondary & Protection program | Replacement - Other | Secondary & Protection | FALSE | Secondary | Network | Labour - Internal | 10% | 0 | 0 | 0 | 807.4902 | 1111.8053 | 563.2838 | 570.6241 | 575.9504 | 583.4557 | 588.9018 | 0 | 0 | 0 | 0 | 2.9546 | 10.9767 | 8.5169 | 11.5289 | 16.2182 | 23.0333 | 29.9871 | 0 | 0 | 0 | 0 | 54.9976 | 68.3184 | 30.9831 | 32.3913 | 32.1096 | 42.5377 | 58.0575 | 0 | 0 | 0 | 0 | 865.4425 | 1191.1004 | 602.7838 | 614.5443 | 624.2781 | 649.0268 | 676.9465 | 0 | 0 | 0% | 0% | 0% | 0% | 0% | 0% | 0% | 0% | 0% | 0% | 0% | x | x | x | x | x | x | x | x | x | x | 0 | 807.4902 | 1111.8053 | 563.2838 | 570.6241 | 575.9504 | 583.4557 | 588.9018 | 0 | 0 | 0 | 2.9546 | 10.9767 | 8.5169 | 11.5289 | 16.2182 | 23.0333 | 29.9871 | 0 | 0 | 0 | 54.9976 | 68.3184 | 30.9831 | 32.3913 | 32.1096 | 42.5377 | 58.0575 | 0 | 0 | 0 | 865.4425 | 1191.1004 | 602.7838 | 614.5443 | 624.2781 | 649.0268 | 676.9465 | 0 | 0
471 | Secondary & Protection program | Replacement - Other | Secondary & Protection | FALSE | Secondary | Network | Labour - External | 50% | 0 | 0 | 0 | 4037.4511 | 5559.0265 | 2816.4188 | 2853.1203 | 2879.7519 | 2917.2787 | 2944.5091 | 0 | 0 | 0 | 0 | -10.6129 | -8.1061 | 0 | 0 | 0 | 0 | 0 | 0 | 0 | 0 | 0 | 273.2654 | 337.7593 | 152.608 | 158.7491 | 156.1509 | 204.6111 | 276.2223 | 0 | 0 | 0 | 0 | 4300.1035 | 5888.6797 | 2969.0268 | 3011.8694 | 3035.9028 | 3121.8898 | 3220.7314 | 0 | 0 | 0% | 0% | 0% | 0% | 0% | 0% | 0% | 0% | 0% | 0% | 0% | x | x | x | x | x | x | x | x | x | x | 0 | 4037.4511 | 5559.0265 | 2816.4188 | 2853.1203 | 2879.7519 | 2917.2787 | 2944.5091 | 0 | 0 | 0 | -10.6129 | -8.1061 | 0 | 0 | 0 | 0 | 0 | 0 | 0 | 0 | 273.2654 | 337.7593 | 152.608 | 158.7491 | 156.1509 | 204.6111 | 276.2223 | 0 | 0 | 0 | 4300.1035 | 5888.6797 | 2969.0268 | 3011.8694 | 3035.9028 | 3121.8898 | 3220.7314 | 0 | 0
472 | Comms program | Replacement - Other | Communications | FALSE | Communications | Network | Materials | 40% | 0 | 0 | 0 | 4174.0942 | 5836.1898 | 1156.8384 | 4216.0919 | 5405.3296 | 4165.5648 | 6428.6396 | 0 | 0 | 0 | 0 | 0 | 0 | 0 | 0 | 0 | 0 | 0 | 0 | 0 | 0 | 0 | 283.2583 | 355.1172 | 62.6834 | 234.5855 | 293.0972 | 292.163 | 603.066 | 0 | 0 | 0 | 0 | 4457.3525 | 6191.307 | 1219.5219 | 4450.6775 | 5698.4268 | 4457.7277 | 7031.7056 | 0 | 0 | 0% | 0% | 0% | 0% | 0% | 0% | 0% | 0% | 0% | 0% | 0% | x | x | x | x | x | x | x | x | x | x | 0 | 4174.0942 | 5836.1898 | 1156.8384 | 4216.0919 | 5405.3296 | 4165.5648 | 6428.6396 | 0 | 0 | 0 | 0 | 0 | 0 | 0 | 0 | 0 | 0 | 0 | 0 | 0 | 283.2583 | 355.1172 | 62.6834 | 234.5855 | 293.0972 | 292.163 | 603.066 | 0 | 0 | 0 | 4457.3525 | 6191.307 | 1219.5219 | 4450.6775 | 5698.4268 | 4457.7277 | 7031.7056 | 0 | 0
473 | Comms program | Replacement - Other | Communications | FALSE | Communications | Network | Labour - Internal | 10% | 0 | 0 | 0 | 1043.5235 | 1459.0475 | 289.2096 | 1054.023 | 1351.3324 | 1041.3912 | 1607.1599 | 0 | 0 | 0 | 0 | 3.8183 | 14.405 | 4.3729 | 21.2955 | 38.0521 | 41.1114 | 81.8373 | 0 | 0 | 0 | 0 | 71.0737 | 89.6558 | 15.9078 | 59.8313 | 75.3376 | 75.9242 | 158.4436 | 0 | 0 | 0 | 0 | 1118.4155 | 1563.1083 | 309.4903 | 1135.1498 | 1464.7221 | 1158.4268 | 1847.4407 | 0 | 0 | 0% | 0% | 0% | 0% | 0% | 0% | 0% | 0% | 0% | 0% | 0% | x | x | x | x | x | x | x | x | x | x | 0 | 1043.5235 | 1459.0475 | 289.2096 | 1054.023 | 1351.3324 | 1041.3912 | 1607.1599 | 0 | 0 | 0 | 3.8183 | 14.405 | 4.3729 | 21.2955 | 38.0521 | 41.1114 | 81.8373 | 0 | 0 | 0 | 71.0737 | 89.6558 | 15.9078 | 59.8313 | 75.3376 | 75.9242 | 158.4436 | 0 | 0 | 0 | 1118.4155 | 1563.1083 | 309.4903 | 1135.1498 | 1464.7221 | 1158.4268 | 1847.4407 | 0 | 0
474 | Comms program | Replacement - Other | Communications | FALSE | Communications | Network | Labour - External | 50% | 0 | 0 | 0 | 5217.6177 | 7295.2373 | 1446.048 | 5270.1149 | 6756.6619 | 5206.956 | 8035.7995 | 0 | 0 | 0 | 0 | -13.7152 | -10.6378 | 0 | 0 | 0 | 0 | 0 | 0 | 0 | 0 | 0 | 353.1421 | 443.2492 | 78.3543 | 293.2319 | 366.3715 | 365.2037 | 753.8325 | 0 | 0 | 0 | 0 | 5557.0447 | 7727.8487 | 1524.4023 | 5563.3468 | 7123.0334 | 5572.1597 | 8789.632 | 0 | 0 | 0% | 0% | 0% | 0% | 0% | 0% | 0% | 0% | 0% | 0% | 0% | x | x | x | x | x | x | x | x | x | x | 0 | 5217.6177 | 7295.2373 | 1446.048 | 5270.1149 | 6756.6619 | 5206.956 | 8035.7995 | 0 | 0 | 0 | -13.7152 | -10.6378 | 0 | 0 | 0 | 0 | 0 | 0 | 0 | 0 | 353.1421 | 443.2492 | 78.3543 | 293.2319 | 366.3715 | 365.2037 | 753.8325 | 0 | 0 | 0 | 5557.0447 | 7727.8487 | 1524.4023 | 5563.3468 | 7123.0334 | 5572.1597 | 8789.632 | 0 | 0
475 | Comms program - safety and security | Security and Compliance | Communications (S&C) | FALSE | Communications | Network | Materials | 40% | 0 | 0 | 0 | 284.6872 | 1877.547 | 315.3274 | 12.8331 | 859.2063 | 2952.8089 | 781.4037 | 0 | 0 | 0 | 0 | 0 | 0 | 0 | 0 | 0 | 0 | 0 | 0 | 0 | 0 | 0 | 19.3192 | 114.2439 | 17.0861 | 0.71404 | 46.5894 | 207.1031 | 73.3029 | 0 | 0 | 0 | 0 | 304.0064 | 1991.7909 | 332.4135 | 13.5471 | 905.7957 | 3159.912 | 854.7066 | 0 | 0 | 0% | 0% | 0% | 0% | 0% | 0% | 0% | 0% | 0% | 0% | 0% | x | x | x | x | x | x | x | x | x | x | 0 | 284.6872 | 1877.547 | 315.3274 | 12.8331 | 859.2063 | 2952.8089 | 781.4037 | 0 | 0 | 0 | 0 | 0 | 0 | 0 | 0 | 0 | 0 | 0 | 0 | 0 | 19.3192 | 114.2439 | 17.0861 | 0.71404 | 46.5894 | 207.1031 | 73.3029 | 0 | 0 | 0 | 304.0064 | 1991.7909 | 332.4135 | 13.5471 | 905.7957 | 3159.912 | 854.7066 | 0 | 0
476 | Comms program - safety and security | Security and Compliance | Communications (S&C) | FALSE | Communications | Network | Labour - Internal | 10% | 0 | 0 | 0 | 71.1718 | 469.3867 | 78.8319 | 3.2083 | 214.8016 | 738.2022 | 195.3509 | 0 | 0 | 0 | 0 | 0.26042 | 4.6342 | 1.1919 | 0.06482 | 6.0486 | 29.1423 | 9.9474 | 0 | 0 | 0 | 0 | 4.8475 | 28.843 | 4.3361 | 0.18212 | 11.9753 | 53.8197 | 19.2589 | 0 | 0 | 0 | 0 | 76.2797 | 502.8639 | 84.3599 | 3.4552 | 232.8255 | 821.1643 | 224.5572 | 0 | 0 | 0% | 0% | 0% | 0% | 0% | 0% | 0% | 0% | 0% | 0% | 0% | x | x | x | x | x | x | x | x | x | x | 0 | 71.1718 | 469.3867 | 78.8319 | 3.2083 | 214.8016 | 738.2022 | 195.3509 | 0 | 0 | 0 | 0.26042 | 4.6342 | 1.1919 | 0.06482 | 6.0486 | 29.1423 | 9.9474 | 0 | 0 | 0 | 4.8475 | 28.843 | 4.3361 | 0.18212 | 11.9753 | 53.8197 | 19.2589 | 0 | 0 | 0 | 76.2797 | 502.8639 | 84.3599 | 3.4552 | 232.8255 | 821.1643 | 224.5572 | 0 | 0
477 | Comms program - safety and security | Security and Compliance | Communications (S&C) | FALSE | Communications | Network | Labour - External | 50% | 0 | 0 | 0 | 355.859 | 2346.9337 | 394.1593 | 16.0413 | 1074.0079 | 3691.0111 | 976.7547 | 0 | 0 | 0 | 0 | -0.93542 | -3.4223 | 0 | 0 | 0 | 0 | 0 | 0 | 0 | 0 | 0 | 24.0855 | 142.5967 | 21.3576 | 0.89255 | 58.2367 | 258.8789 | 91.6286 | 0 | 0 | 0 | 0 | 379.0091 | 2486.1082 | 415.5169 | 16.9339 | 1132.2446 | 3949.89 | 1068.3833 | 0 | 0 | 0% | 0% | 0% | 0% | 0% | 0% | 0% | 0% | 0% | 0% | 0% | x | x | x | x | x | x | x | x | x | x | 0 | 355.859 | 2346.9337 | 394.1593 | 16.0413 | 1074.0079 | 3691.0111 | 976.7547 | 0 | 0 | 0 | -0.93542 | -3.4223 | 0 | 0 | 0 | 0 | 0 | 0 | 0 | 0 | 24.0855 | 142.5967 | 21.3576 | 0.89255 | 58.2367 | 258.8789 | 91.6286 | 0 | 0 | 0 | 379.0091 | 2486.1082 | 415.5169 | 16.9339 | 1132.2446 | 3949.89 | 1068.3833 | 0 | 0
478 | Non-System - Motor Vehicles | Non Network - Vehicles | Vehicles | FALSE | Vehicles | Other (Non-Network) | Materials | 40% | 0 | 0 | 0 | 158.6115 | 891.1587 | 489.829 | 648.0702 | 755.5834 | 502.9966 | 523.1432 | 328.7626 | 331.8313 | 0 | 0 | 0 | 0 | 0 | 0 | 0 | 0 | 0 | 0 | 0 | 0 | 0 | 0 | 0 | 0 | 0 | 0 | 0 | 0 | 0 | 0 | 0 | 0 | 158.6115 | 891.1587 | 489.829 | 648.0702 | 755.5834 | 502.9966 | 523.1432 | 328.7626 | 331.8313 | 0% | 0% | 0% | 0% | 0% | 0% | 0% | 0% | 0% | 0% | 0% | x | x | x | x | x | x | x | x | x | x | 0 | 158.6115 | 891.1587 | 489.829 | 648.0702 | 755.5834 | 502.9966 | 523.1432 | 328.7626 | 331.8313 | 0 | 0 | 0 | 0 | 0 | 0 | 0 | 0 | 0 | 0 | 0 | 0 | 0 | 0 | 0 | 0 | 0 | 0 | 0 | 0 | 0 | 158.6115 | 891.1587 | 489.829 | 648.0702 | 755.5834 | 502.9966 | 523.1432 | 328.7626 | 331.8313
479 | Non-System - Motor Vehicles | Non Network - Vehicles | Vehicles | FALSE | Vehicles | Other (Non-Network) | Labour - Internal | 10% | 0 | 0 | 0 | 39.6529 | 222.7897 | 122.4573 | 162.0175 | 188.8959 | 125.7492 | 130.7858 | 82.1906 | 82.9578 | 0 | 0 | 0.14509 | 2.1996 | 1.8516 | 3.2734 | 5.3191 | 4.9642 | 6.6597 | 5.136 | 6.1543 | 0 | 0 | 0 | 0 | 0 | 0 | 0 | 0 | 0 | 0 | 0 | 0 | 0 | 39.798 | 224.9892 | 124.3088 | 165.291 | 194.215 | 130.7134 | 137.4455 | 87.3267 | 89.1121 | 0% | 0% | 0% | 0% | 0% | 0% | 0% | 0% | 0% | 0% | 0% | x | x | x | x | x | x | x | x | x | x | 0 | 39.6529 | 222.7897 | 122.4573 | 162.0175 | 188.8959 | 125.7492 | 130.7858 | 82.1906 | 82.9578 | 0 | 0.14509 | 2.1996 | 1.8516 | 3.2734 | 5.3191 | 4.9642 | 6.6597 | 5.136 | 6.1543 | 0 | 0 | 0 | 0 | 0 | 0 | 0 | 0 | 0 | 0 | 0 | 39.798 | 224.9892 | 124.3088 | 165.291 | 194.215 | 130.7134 | 137.4455 | 87.3267 | 89.1121
480 | Non-System - Motor Vehicles | Non Network - Vehicles | Vehicles | FALSE | Vehicles | Other (Non-Network) | Labour - External | 50% | 0 | 0 | 0 | 198.2643 | 1113.9484 | 612.2863 | 810.0877 | 944.4793 | 628.7458 | 653.929 | 410.9532 | 414.7891 | 0 | 0 | -0.52116 | -1.6243 | 0 | 0 | 0 | 0 | 0 | 23.4864 | 29.1666 | 0 | 0 | 0 | 0 | 0 | 0 | 0 | 0 | 0 | 0 | 0 | 0 | 0 | 197.7432 | 1112.324 | 612.2863 | 810.0877 | 944.4793 | 628.7458 | 653.929 | 434.4396 | 443.9557 | 0% | 0% | 0% | 0% | 0% | 0% | 0% | 0% | 0% | 0% | 0% | x | x | x | x | x | x | x | x | x | x | 0 | 198.2643 | 1113.9484 | 612.2863 | 810.0877 | 944.4793 | 628.7458 | 653.929 | 410.9532 | 414.7891 | 0 | -0.52116 | -1.6243 | 0 | 0 | 0 | 0 | 0 | 23.4864 | 29.1666 | 0 | 0 | 0 | 0 | 0 | 0 | 0 | 0 | 0 | 0 | 0 | 197.7432 | 1112.324 | 612.2863 | 810.0877 | 944.4793 | 628.7458 | 653.929 | 434.4396 | 443.9557
481 | Non-System - Premises | Non Network - Premises | Premises | FALSE | Premises | Other (Non-Network) | Materials | 40% | 0 | 0 | 0 | 646.3287 | 658.7188 | 777.7037 | 847.126 | 974.3421 | 809.7959 | 840.5069 | 687.8344 | 694.2547 | 0 | 0 | 0 | 0 | 0 | 0 | 0 | 0 | 0 | 0 | 0 | 0 | 0 | 0 | 0 | 0 | 0 | 0 | 0 | 0 | 0 | 0 | 0 | 0 | 646.3287 | 658.7188 | 777.7037 | 847.126 | 974.3421 | 809.7959 | 840.5069 | 687.8344 | 694.2547 | 0% | 0% | 0% | 0% | 0% | 0% | 0% | 0% | 0% | 0% | 0% | x | x | x | x | x | x | x | x | x | x | 0 | 646.3287 | 658.7188 | 777.7037 | 847.126 | 974.3421 | 809.7959 | 840.5069 | 687.8344 | 694.2547 | 0 | 0 | 0 | 0 | 0 | 0 | 0 | 0 | 0 | 0 | 0 | 0 | 0 | 0 | 0 | 0 | 0 | 0 | 0 | 0 | 0 | 646.3287 | 658.7188 | 777.7037 | 847.126 | 974.3421 | 809.7959 | 840.5069 | 687.8344 | 694.2547
482 | Non-System - Premises | Non Network - Premises | Premises | FALSE | Premises | Other (Non-Network) | Labour - Internal | 10% | 0 | 0 | 0 | 161.5822 | 164.6797 | 194.4259 | 211.7815 | 243.5855 | 202.449 | 210.1267 | 171.9586 | 173.5637 | 0 | 0 | 0.59124 | 1.6259 | 2.9397 | 4.2788 | 6.8591 | 7.9922 | 10.6997 | 10.7456 | 12.876 | 0 | 0 | 0 | 0 | 0 | 0 | 0 | 0 | 0 | 0 | 0 | 0 | 0 | 162.1734 | 166.3056 | 197.3657 | 216.0603 | 250.4446 | 210.4411 | 220.8265 | 182.7042 | 186.4396 | 0% | 0% | 0% | 0% | 0% | 0% | 0% | 0% | 0% | 0% | 0% | x | x | x | x | x | x | x | x | x | x | 0 | 161.5822 | 164.6797 | 194.4259 | 211.7815 | 243.5855 | 202.449 | 210.1267 | 171.9586 | 173.5637 | 0 | 0.59124 | 1.6259 | 2.9397 | 4.2788 | 6.8591 | 7.9922 | 10.6997 | 10.7456 | 12.876 | 0 | 0 | 0 | 0 | 0 | 0 | 0 | 0 | 0 | 0 | 0 | 162.1734 | 166.3056 | 197.3657 | 216.0603 | 250.4446 | 210.4411 | 220.8265 | 182.7042 | 186.4396
483 | Non-System - Premises | Non Network - Premises | Premises | FALSE | Premises | Other (Non-Network) | Labour - External | 50% | 0 | 0 | 0 | 807.9108 | 823.3985 | 972.1296 | 1058.9075 | 1217.9276 | 1012.2449 | 1050.6337 | 859.7929 | 867.8184 | 0 | 0 | -2.1237 | -1.2007 | 0 | 0 | 0 | 0 | 0 | 49.138 | 61.022 | 0 | 0 | 0 | 0 | 0 | 0 | 0 | 0 | 0 | 0 | 0 | 0 | 0 | 805.7871 | 822.1978 | 972.1296 | 1058.9075 | 1217.9276 | 1012.2449 | 1050.6337 | 908.9309 | 928.8404 | 0% | 0% | 0% | 0% | 0% | 0% | 0% | 0% | 0% | 0% | 0% | x | x | x | x | x | x | x | x | x | x | 0 | 807.9108 | 823.3985 | 972.1296 | 1058.9075 | 1217.9276 | 1012.2449 | 1050.6337 | 859.7929 | 867.8184 | 0 | -2.1237 | -1.2007 | 0 | 0 | 0 | 0 | 0 | 49.138 | 61.022 | 0 | 0 | 0 | 0 | 0 | 0 | 0 | 0 | 0 | 0 | 0 | 805.7871 | 822.1978 | 972.1296 | 1058.9075 | 1217.9276 | 1012.2449 | 1050.6337 | 908.9309 | 928.8404
484 | Non-System - Other | Non Network - Other | Other (Non-Network) | FALSE | Other (Non-Network) | Other (Non-Network) | Materials | 40% | 0 | 0 | 0 | 212.1558 | 230.7294 | 237.1202 | 236.7752 | 265.1522 | 245.592 | 251.402 | 214.9372 | 216.9435 | 0 | 0 | 0 | 0 | 0 | 0 | 0 | 0 | 0 | 0 | 0 | 0 | 0 | 0 | 0 | 0 | 0 | 0 | 0 | 0 | 0 | 0 | 0 | 0 | 212.1558 | 230.7294 | 237.1202 | 236.7752 | 265.1522 | 245.592 | 251.402 | 214.9372 | 216.9435 | 0% | 0% | 0% | 0% | 0% | 0% | 0% | 0% | 0% | 0% | 0% | x | x | x | x | x | x | x | x | x | x | 0 | 212.1558 | 230.7294 | 237.1202 | 236.7752 | 265.1522 | 245.592 | 251.402 | 214.9372 | 216.9435 | 0 | 0 | 0 | 0 | 0 | 0 | 0 | 0 | 0 | 0 | 0 | 0 | 0 | 0 | 0 | 0 | 0 | 0 | 0 | 0 | 0 | 212.1558 | 230.7294 | 237.1202 | 236.7752 | 265.1522 | 245.592 | 251.402 | 214.9372 | 216.9435
485 | Non-System - Other | Non Network - Other | Other (Non-Network) | FALSE | Other (Non-Network) | Other (Non-Network) | Labour - Internal | 10% | 0 | 0 | 0 | 53.039 | 57.6824 | 59.28 | 59.1938 | 66.2881 | 61.398 | 62.8505 | 53.7343 | 54.2359 | 0 | 0 | 0.19407 | 0.56949 | 0.89632 | 1.196 | 1.8666 | 2.4238 | 3.2004 | 3.3578 | 4.0235 | 0 | 0 | 0 | 0 | 0 | 0 | 0 | 0 | 0 | 0 | 0 | 0 | 0 | 53.233 | 58.2519 | 60.1764 | 60.3897 | 68.1547 | 63.8218 | 66.0509 | 57.0921 | 58.2594 | 0% | 0% | 0% | 0% | 0% | 0% | 0% | 0% | 0% | 0% | 0% | x | x | x | x | x | x | x | x | x | x | 0 | 53.039 | 57.6824 | 59.28 | 59.1938 | 66.2881 | 61.398 | 62.8505 | 53.7343 | 54.2359 | 0 | 0.19407 | 0.56949 | 0.89632 | 1.196 | 1.8666 | 2.4238 | 3.2004 | 3.3578 | 4.0235 | 0 | 0 | 0 | 0 | 0 | 0 | 0 | 0 | 0 | 0 | 0 | 53.233 | 58.2519 | 60.1764 | 60.3897 | 68.1547 | 63.8218 | 66.0509 | 57.0921 | 58.2594
486 | Non-System - Other | Non Network - Other | Other (Non-Network) | FALSE | Other (Non-Network) | Other (Non-Network) | Labour - External | 50% | 0 | 0 | 0 | 265.1948 | 288.4118 | 296.4002 | 295.9689 | 331.4403 | 306.99 | 314.2525 | 268.6716 | 271.1794 | 0 | 0 | -0.6971 | -0.42056 | 0 | 0 | 0 | 0 | 0 | 15.3548 | 19.0684 | 0 | 0 | 0 | 0 | 0 | 0 | 0 | 0 | 0 | 0 | 0 | 0 | 0 | 264.4977 | 287.9912 | 296.4002 | 295.9689 | 331.4403 | 306.99 | 314.2525 | 284.0264 | 290.2478 | 0% | 0% | 0% | 0% | 0% | 0% | 0% | 0% | 0% | 0% | 0% | x | x | x | x | x | x | x | x | x | x | 0 | 265.1948 | 288.4118 | 296.4002 | 295.9689 | 331.4403 | 306.99 | 314.2525 | 268.6716 | 271.1794 | 0 | -0.6971 | -0.42056 | 0 | 0 | 0 | 0 | 0 | 15.3548 | 19.0684 | 0 | 0 | 0 | 0 | 0 | 0 | 0 | 0 | 0 | 0 | 0 | 264.4977 | 287.9912 | 296.4002 | 295.9689 | 331.4403 | 306.99 | 314.2525 | 284.0264 | 290.2478
487 | IT Program - Current Period | Non Network - IT | IT | FALSE | IT | IT | Materials | 40% | 0 | 0 | 0 | 7622.141 | 6946.6201 | 0 | 0 | 0 | 0 | 0 | 0 | 0 | 0 | 0 | 0 | 0 | 0 | 0 | 0 | 0 | 0 | 0 | 0 | 0 | 0 | 149.5962 | 157.7097 | 0 | 0 | 0 | 0 | 0 | 0 | 0 | 0 | 0 | 7771.7372 | 7104.3298 | 0 | 0 | 0 | 0 | 0 | 0 | 0 | 0% | 0% | 0% | 0% | 0% | 0% | 0% | 0% | 0% | 0% | 0% | x | x | x | x | x | x | x | x | x | x | 0 | 7622.141 | 6946.6201 | 0 | 0 | 0 | 0 | 0 | 0 | 0 | 0 | 0 | 0 | 0 | 0 | 0 | 0 | 0 | 0 | 0 | 0 | 149.5962 | 157.7097 | 0 | 0 | 0 | 0 | 0 | 0 | 0 | 0 | 7771.7372 | 7104.3298 | 0 | 0 | 0 | 0 | 0 | 0 | 0
488 | IT Program - Current Period | Non Network - IT | IT | FALSE | IT | IT | Labour - Internal | 10% | 0 | 0 | 0 | 1905.5352 | 1736.655 | 0 | 0 | 0 | 0 | 0 | 0 | 0 | 0 | 0 | 6.9724 | 17.1458 | 0 | 0 | 0 | 0 | 0 | 0 | 0 | 0 | 0 | 37.5359 | 39.8167 | 0 | 0 | 0 | 0 | 0 | 0 | 0 | 0 | 0 | 1950.0436 | 1793.6175 | 0 | 0 | 0 | 0 | 0 | 0 | 0 | 0% | 0% | 0% | 0% | 0% | 0% | 0% | 0% | 0% | 0% | 0% | x | x | x | x | x | x | x | x | x | x | 0 | 1905.5352 | 1736.655 | 0 | 0 | 0 | 0 | 0 | 0 | 0 | 0 | 6.9724 | 17.1458 | 0 | 0 | 0 | 0 | 0 | 0 | 0 | 0 | 37.5359 | 39.8167 | 0 | 0 | 0 | 0 | 0 | 0 | 0 | 0 | 1950.0436 | 1793.6175 | 0 | 0 | 0 | 0 | 0 | 0 | 0
489 | IT Program - Current Period | Non Network - IT | IT | FALSE | IT | IT | Labour - External | 50% | 0 | 0 | 0 | 9527.6762 | 8683.2751 | 0 | 0 | 0 | 0 | 0 | 0 | 0 | 0 | 0 | -25.0447 | -12.6618 | 0 | 0 | 0 | 0 | 0 | 0 | 0 | 0 | 0 | 186.5037 | 196.8496 | 0 | 0 | 0 | 0 | 0 | 0 | 0 | 0 | 0 | 9689.1352 | 8867.463 | 0 | 0 | 0 | 0 | 0 | 0 | 0 | 0% | 0% | 0% | 0% | 0% | 0% | 0% | 0% | 0% | 0% | 0% | x | x | x | x | x | x | x | x | x | x | 0 | 9527.6762 | 8683.2751 | 0 | 0 | 0 | 0 | 0 | 0 | 0 | 0 | -25.0447 | -12.6618 | 0 | 0 | 0 | 0 | 0 | 0 | 0 | 0 | 186.5037 | 196.8496 | 0 | 0 | 0 | 0 | 0 | 0 | 0 | 0 | 9689.1352 | 8867.463 | 0 | 0 | 0 | 0 | 0 | 0 | 0
490 | Corporate Enablement | Non Network - IT | IT | FALSE | IT | IT | Materials | 40% | 0 | 0 | 0 | 0 | 0 | 120.3459 | 97.5314 | 123.0522 | 74.7934 | 75.4915 | 0 | 0 | 0 | 0 | 0 | 0 | 0 | 0 | 0 | 0 | 0 | 0 | 0 | 0 | 0 | 0 | 0 | 2.6103 | 2.0043 | 2.4549 | 1.9709 | 2.3676 | 0 | 0 | 0 | 0 | 0 | 0 | 122.9562 | 99.5356 | 125.5071 | 76.7643 | 77.8592 | 0 | 0 | 0% | 0% | 0% | 0% | 0% | 0% | 0% | 0% | 0% | 0% | 0% | x | x | x | x | x | x | x | x | x | x | 0 | 0 | 0 | 120.3459 | 97.5314 | 123.0522 | 74.7934 | 75.4915 | 0 | 0 | 0 | 0 | 0 | 0 | 0 | 0 | 0 | 0 | 0 | 0 | 0 | 0 | 0 | 2.6103 | 2.0043 | 2.4549 | 1.9709 | 2.3676 | 0 | 0 | 0 | 0 | 0 | 122.9562 | 99.5356 | 125.5071 | 76.7643 | 77.8592 | 0 | 0
491 | Corporate Enablement | Non Network - IT | IT | FALSE | IT | IT | Labour - Internal | 10% | 0 | 0 | 0 | 0 | 0 | 30.0865 | 24.3828 | 30.763 | 18.6984 | 18.8729 | 0 | 0 | 0 | 0 | 0 | 0 | 0.45491 | 0.49263 | 0.86625 | 0.73816 | 0.96102 | 0 | 0 | 0 | 0 | 0 | 0 | 0.66243 | 0.5112 | 0.63102 | 0.51218 | 0.62205 | 0 | 0 | 0 | 0 | 0 | 0 | 31.2038 | 25.3867 | 32.2603 | 19.9487 | 20.4559 | 0 | 0 | 0% | 0% | 0% | 0% | 0% | 0% | 0% | 0% | 0% | 0% | 0% | x | x | x | x | x | x | x | x | x | x | 0 | 0 | 0 | 30.0865 | 24.3828 | 30.763 | 18.6984 | 18.8729 | 0 | 0 | 0 | 0 | 0 | 0.45491 | 0.49263 | 0.86625 | 0.73816 | 0.96102 | 0 | 0 | 0 | 0 | 0 | 0.66243 | 0.5112 | 0.63102 | 0.51218 | 0.62205 | 0 | 0 | 0 | 0 | 0 | 31.2038 | 25.3867 | 32.2603 | 19.9487 | 20.4559 | 0 | 0
492 | Corporate Enablement | Non Network - IT | IT | FALSE | IT | IT | Labour - External | 50% | 0 | 0 | 0 | 0 | 0 | 150.4324 | 121.9142 | 153.8152 | 93.4918 | 94.3644 | 0 | 0 | 0 | 0 | 0 | 0 | 0 | 0 | 0 | 0 | 0 | 0 | 0 | 0 | 0 | 0 | 0 | 3.2628 | 2.5054 | 3.0687 | 2.4636 | 2.9595 | 0 | 0 | 0 | 0 | 0 | 0 | 153.6952 | 124.4195 | 156.8839 | 95.9554 | 97.324 | 0 | 0 | 0% | 0% | 0% | 0% | 0% | 0% | 0% | 0% | 0% | 0% | 0% | x | x | x | x | x | x | x | x | x | x | 0 | 0 | 0 | 150.4324 | 121.9142 | 153.8152 | 93.4918 | 94.3644 | 0 | 0 | 0 | 0 | 0 | 0 | 0 | 0 | 0 | 0 | 0 | 0 | 0 | 0 | 0 | 3.2628 | 2.5054 | 3.0687 | 2.4636 | 2.9595 | 0 | 0 | 0 | 0 | 0 | 153.6952 | 124.4195 | 156.8839 | 95.9554 | 97.324 | 0 | 0
493 | Corporate Enablement | Non Network - IT | IT | FALSE | In-house software | IT | Materials | 40% | 0 | 0 | 0 | 0 | 0 | 481.3837 | 390.1254 | 492.2086 | 299.1736 | 301.9662 | 0 | 0 | 0 | 0 | 0 | 0 | 0 | 0 | 0 | 0 | 0 | 0 | 0 | 0 | 0 | 0 | 0 | 10.441 | 8.0171 | 9.8197 | 7.8837 | 9.4705 | 0 | 0 | 0 | 0 | 0 | 0 | 491.8248 | 398.1426 | 502.0284 | 307.0573 | 311.4367 | 0 | 0 | 0% | 0% | 0% | 0% | 0% | 0% | 0% | 0% | 0% | 0% | 0% | x | x | x | x | x | x | x | x | x | x | 0 | 0 | 0 | 481.3837 | 390.1254 | 492.2086 | 299.1736 | 301.9662 | 0 | 0 | 0 | 0 | 0 | 0 | 0 | 0 | 0 | 0 | 0 | 0 | 0 | 0 | 0 | 10.441 | 8.0171 | 9.8197 | 7.8837 | 9.4705 | 0 | 0 | 0 | 0 | 0 | 491.8248 | 398.1426 | 502.0284 | 307.0573 | 311.4367 | 0 | 0
494 | Corporate Enablement | Non Network - IT | IT | FALSE | In-house software | IT | Labour - Internal | 10% | 0 | 0 | 0 | 0 | 0 | 120.3459 | 97.5314 | 123.0522 | 74.7934 | 75.4915 | 0 | 0 | 0 | 0 | 0 | 0 | 1.8196 | 1.9705 | 3.465 | 2.9526 | 3.8441 | 0 | 0 | 0 | 0 | 0 | 0 | 2.6497 | 2.0448 | 2.5241 | 2.0487 | 2.4882 | 0 | 0 | 0 | 0 | 0 | 0 | 124.8153 | 101.5467 | 129.0412 | 79.7948 | 81.8238 | 0 | 0 | 0% | 0% | 0% | 0% | 0% | 0% | 0% | 0% | 0% | 0% | 0% | x | x | x | x | x | x | x | x | x | x | 0 | 0 | 0 | 120.3459 | 97.5314 | 123.0522 | 74.7934 | 75.4915 | 0 | 0 | 0 | 0 | 0 | 1.8196 | 1.9705 | 3.465 | 2.9526 | 3.8441 | 0 | 0 | 0 | 0 | 0 | 2.6497 | 2.0448 | 2.5241 | 2.0487 | 2.4882 | 0 | 0 | 0 | 0 | 0 | 124.8153 | 101.5467 | 129.0412 | 79.7948 | 81.8238 | 0 | 0
495 | Corporate Enablement | Non Network - IT | IT | FALSE | In-house software | IT | Labour - External | 50% | 0 | 0 | 0 | 0 | 0 | 601.7296 | 487.6568 | 615.2608 | 373.9671 | 377.4577 | 0 | 0 | 0 | 0 | 0 | 0 | 0 | 0 | 0 | 0 | 0 | 0 | 0 | 0 | 0 | 0 | 0 | 13.0513 | 10.0214 | 12.2747 | 9.8546 | 11.8381 | 0 | 0 | 0 | 0 | 0 | 0 | 614.7809 | 497.6782 | 627.5355 | 383.8216 | 389.2959 | 0 | 0 | 0% | 0% | 0% | 0% | 0% | 0% | 0% | 0% | 0% | 0% | 0% | x | x | x | x | x | x | x | x | x | x | 0 | 0 | 0 | 601.7296 | 487.6568 | 615.2608 | 373.9671 | 377.4577 | 0 | 0 | 0 | 0 | 0 | 0 | 0 | 0 | 0 | 0 | 0 | 0 | 0 | 0 | 0 | 13.0513 | 10.0214 | 12.2747 | 9.8546 | 11.8381 | 0 | 0 | 0 | 0 | 0 | 614.7809 | 497.6782 | 627.5355 | 383.8216 | 389.2959 | 0 | 0
496 | Workforce Collaboration | Non Network - IT | IT | FALSE | IT | IT | Materials | 40% | 0 | 0 | 0 | 0 | 0 | 69.3967 | 70.301 | 70.9572 | 71.8819 | 72.5528 | 0 | 0 | 0 | 0 | 0 | 0 | 0 | 0 | 0 | 0 | 0 | 0 | 0 | 0 | 0 | 0 | 0 | 1.5052 | 1.4447 | 1.4156 | 1.8942 | 2.2755 | 0 | 0 | 0 | 0 | 0 | 0 | 70.9019 | 71.7457 | 72.3728 | 73.7761 | 74.8283 | 0 | 0 | 0% | 0% | 0% | 0% | 0% | 0% | 0% | 0% | 0% | 0% | 0% | x | x | x | x | x | x | x | x | x | x | 0 | 0 | 0 | 69.3967 | 70.301 | 70.9572 | 71.8819 | 72.5528 | 0 | 0 | 0 | 0 | 0 | 0 | 0 | 0 | 0 | 0 | 0 | 0 | 0 | 0 | 0 | 1.5052 | 1.4447 | 1.4156 | 1.8942 | 2.2755 | 0 | 0 | 0 | 0 | 0 | 70.9019 | 71.7457 | 72.3728 | 73.7761 | 74.8283 | 0 | 0
497 | Workforce Collaboration | Non Network - IT | IT | FALSE | IT | IT | Labour - Internal | 10% | 0 | 0 | 0 | 0 | 0 | 17.3492 | 17.5753 | 17.7393 | 17.9705 | 18.1382 | 0 | 0 | 0 | 0 | 0 | 0 | 0.26232 | 0.35509 | 0.49952 | 0.70943 | 0.92361 | 0 | 0 | 0 | 0 | 0 | 0 | 0.38199 | 0.36847 | 0.36387 | 0.49224 | 0.59783 | 0 | 0 | 0 | 0 | 0 | 0 | 17.9935 | 18.2988 | 18.6027 | 19.1721 | 19.6596 | 0 | 0 | 0% | 0% | 0% | 0% | 0% | 0% | 0% | 0% | 0% | 0% | 0% | x | x | x | x | x | x | x | x | x | x | 0 | 0 | 0 | 17.3492 | 17.5753 | 17.7393 | 17.9705 | 18.1382 | 0 | 0 | 0 | 0 | 0 | 0.26232 | 0.35509 | 0.49952 | 0.70943 | 0.92361 | 0 | 0 | 0 | 0 | 0 | 0.38199 | 0.36847 | 0.36387 | 0.49224 | 0.59783 | 0 | 0 | 0 | 0 | 0 | 17.9935 | 18.2988 | 18.6027 | 19.1721 | 19.6596 | 0 | 0
498 | Workforce Collaboration | Non Network - IT | IT | FALSE | IT | IT | Labour - External | 50% | 0 | 0 | 0 | 0 | 0 | 86.7459 | 87.8763 | 88.6965 | 89.8523 | 90.691 | 0 | 0 | 0 | 0 | 0 | 0 | 0 | 0 | 0 | 0 | 0 | 0 | 0 | 0 | 0 | 0 | 0 | 1.8815 | 1.8059 | 1.7695 | 2.3677 | 2.8443 | 0 | 0 | 0 | 0 | 0 | 0 | 88.6273 | 89.6821 | 90.466 | 92.2201 | 93.5354 | 0 | 0 | 0% | 0% | 0% | 0% | 0% | 0% | 0% | 0% | 0% | 0% | 0% | x | x | x | x | x | x | x | x | x | x | 0 | 0 | 0 | 86.7459 | 87.8763 | 88.6965 | 89.8523 | 90.691 | 0 | 0 | 0 | 0 | 0 | 0 | 0 | 0 | 0 | 0 | 0 | 0 | 0 | 0 | 0 | 1.8815 | 1.8059 | 1.7695 | 2.3677 | 2.8443 | 0 | 0 | 0 | 0 | 0 | 88.6273 | 89.6821 | 90.466 | 92.2201 | 93.5354 | 0 | 0
499 | Workforce Collaboration | Non Network - IT | IT | FALSE | In-house software | IT | Materials | 40% | 0 | 0 | 0 | 0 | 0 | 277.5867 | 281.204 | 283.8288 | 287.5275 | 290.2113 | 0 | 0 | 0 | 0 | 0 | 0 | 0 | 0 | 0 | 0 | 0 | 0 | 0 | 0 | 0 | 0 | 0 | 6.0208 | 5.7788 | 5.6625 | 7.5768 | 9.1018 | 0 | 0 | 0 | 0 | 0 | 0 | 283.6075 | 286.9828 | 289.4913 | 295.1043 | 299.3132 | 0 | 0 | 0% | 0% | 0% | 0% | 0% | 0% | 0% | 0% | 0% | 0% | 0% | x | x | x | x | x | x | x | x | x | x | 0 | 0 | 0 | 277.5867 | 281.204 | 283.8288 | 287.5275 | 290.2113 | 0 | 0 | 0 | 0 | 0 | 0 | 0 | 0 | 0 | 0 | 0 | 0 | 0 | 0 | 0 | 6.0208 | 5.7788 | 5.6625 | 7.5768 | 9.1018 | 0 | 0 | 0 | 0 | 0 | 283.6075 | 286.9828 | 289.4913 | 295.1043 | 299.3132 | 0 | 0
500 | Workforce Collaboration | Non Network - IT | IT | FALSE | In-house software | IT | Labour - Internal | 10% | 0 | 0 | 0 | 0 | 0 | 69.3967 | 70.301 | 70.9572 | 71.8819 | 72.5528 | 0 | 0 | 0 | 0 | 0 | 0 | 1.0493 | 1.4204 | 1.9981 | 2.8377 | 3.6944 | 0 | 0 | 0 | 0 | 0 | 0 | 1.5279 | 1.4739 | 1.4555 | 1.969 | 2.3913 | 0 | 0 | 0 | 0 | 0 | 0 | 71.9739 | 73.1953 | 74.4108 | 76.6886 | 78.6386 | 0 | 0 | 0% | 0% | 0% | 0% | 0% | 0% | 0% | 0% | 0% | 0% | 0% | x | x | x | x | x | x | x | x | x | x | 0 | 0 | 0 | 69.3967 | 70.301 | 70.9572 | 71.8819 | 72.5528 | 0 | 0 | 0 | 0 | 0 | 1.0493 | 1.4204 | 1.9981 | 2.8377 | 3.6944 | 0 | 0 | 0 | 0 | 0 | 1.5279 | 1.4739 | 1.4555 | 1.969 | 2.3913 | 0 | 0 | 0 | 0 | 0 | 71.9739 | 73.1953 | 74.4108 | 76.6886 | 78.6386 | 0 | 0
501 | Workforce Collaboration | Non Network - IT | IT | FALSE | In-house software | IT | Labour - External | 50% | 0 | 0 | 0 | 0 | 0 | 346.9834 | 351.505 | 354.7861 | 359.4094 | 362.7642 | 0 | 0 | 0 | 0 | 0 | 0 | 0 | 0 | 0 | 0 | 0 | 0 | 0 | 0 | 0 | 0 | 0 | 7.5259 | 7.2235 | 7.0781 | 9.471 | 11.3773 | 0 | 0 | 0 | 0 | 0 | 0 | 354.5093 | 358.7285 | 361.8642 | 368.8803 | 374.1414 | 0 | 0 | 0% | 0% | 0% | 0% | 0% | 0% | 0% | 0% | 0% | 0% | 0% | x | x | x | x | x | x | x | x | x | x | 0 | 0 | 0 | 346.9834 | 351.505 | 354.7861 | 359.4094 | 362.7642 | 0 | 0 | 0 | 0 | 0 | 0 | 0 | 0 | 0 | 0 | 0 | 0 | 0 | 0 | 0 | 7.5259 | 7.2235 | 7.0781 | 9.471 | 11.3773 | 0 | 0 | 0 | 0 | 0 | 354.5093 | 358.7285 | 361.8642 | 368.8803 | 374.1414 | 0 | 0
502 | Information Management | Non Network - IT | IT | FALSE | IT | IT | Materials | 40% | 0 | 0 | 0 | 0 | 0 | 143.435 | 116.2433 | 117.3283 | 89.143 | 119.9667 | 0 | 0 | 0 | 0 | 0 | 0 | 0 | 0 | 0 | 0 | 0 | 0 | 0 | 0 | 0 | 0 | 0 | 3.1111 | 2.3888 | 2.3407 | 2.349 | 3.7625 | 0 | 0 | 0 | 0 | 0 | 0 | 146.546 | 118.6321 | 119.6691 | 91.492 | 123.7292 | 0 | 0 | 0% | 0% | 0% | 0% | 0% | 0% | 0% | 0% | 0% | 0% | 0% | x | x | x | x | x | x | x | x | x | x | 0 | 0 | 0 | 143.435 | 116.2433 | 117.3283 | 89.143 | 119.9667 | 0 | 0 | 0 | 0 | 0 | 0 | 0 | 0 | 0 | 0 | 0 | 0 | 0 | 0 | 0 | 3.1111 | 2.3888 | 2.3407 | 2.349 | 3.7625 | 0 | 0 | 0 | 0 | 0 | 146.546 | 118.6321 | 119.6691 | 91.492 | 123.7292 | 0 | 0
503 | Information Management | Non Network - IT | IT | FALSE | IT | IT | Labour - Internal | 10% | 0 | 0 | 0 | 0 | 0 | 35.8587 | 29.0608 | 29.3321 | 22.2857 | 29.9917 | 0 | 0 | 0 | 0 | 0 | 0 | 0.54219 | 0.58715 | 0.82596 | 0.87978 | 1.5272 | 0 | 0 | 0 | 0 | 0 | 0 | 0.78952 | 0.60927 | 0.60166 | 0.61045 | 0.98852 | 0 | 0 | 0 | 0 | 0 | 0 | 37.1905 | 30.2572 | 30.7597 | 23.776 | 32.5074 | 0 | 0 | 0% | 0% | 0% | 0% | 0% | 0% | 0% | 0% | 0% | 0% | 0% | x | x | x | x | x | x | x | x | x | x | 0 | 0 | 0 | 35.8587 | 29.0608 | 29.3321 | 22.2857 | 29.9917 | 0 | 0 | 0 | 0 | 0 | 0.54219 | 0.58715 | 0.82596 | 0.87978 | 1.5272 | 0 | 0 | 0 | 0 | 0 | 0.78952 | 0.60927 | 0.60166 | 0.61045 | 0.98852 | 0 | 0 | 0 | 0 | 0 | 37.1905 | 30.2572 | 30.7597 | 23.776 | 32.5074 | 0 | 0
504 | Information Management | Non Network - IT | IT | FALSE | IT | IT | Labour - External | 50% | 0 | 0 | 0 | 0 | 0 | 179.2937 | 145.3041 | 146.6604 | 111.4287 | 149.9584 | 0 | 0 | 0 | 0 | 0 | 0 | 0 | 0 | 0 | 0 | 0 | 0 | 0 | 0 | 0 | 0 | 0 | 3.8888 | 2.986 | 2.9259 | 2.9363 | 4.7031 | 0 | 0 | 0 | 0 | 0 | 0 | 183.1825 | 148.2901 | 149.5863 | 114.365 | 154.6615 | 0 | 0 | 0% | 0% | 0% | 0% | 0% | 0% | 0% | 0% | 0% | 0% | 0% | x | x | x | x | x | x | x | x | x | x | 0 | 0 | 0 | 179.2937 | 145.3041 | 146.6604 | 111.4287 | 149.9584 | 0 | 0 | 0 | 0 | 0 | 0 | 0 | 0 | 0 | 0 | 0 | 0 | 0 | 0 | 0 | 3.8888 | 2.986 | 2.9259 | 2.9363 | 4.7031 | 0 | 0 | 0 | 0 | 0 | 183.1825 | 148.2901 | 149.5863 | 114.365 | 154.6615 | 0 | 0
505 | Information Management | Non Network - IT | IT | FALSE | In-house software | IT | Materials | 40% | 0 | 0 | 0 | 0 | 0 | 573.7399 | 464.9732 | 469.3133 | 356.5718 | 479.8668 | 0 | 0 | 0 | 0 | 0 | 0 | 0 | 0 | 0 | 0 | 0 | 0 | 0 | 0 | 0 | 0 | 0 | 12.4442 | 9.5553 | 9.363 | 9.3962 | 15.05 | 0 | 0 | 0 | 0 | 0 | 0 | 586.1841 | 474.5285 | 478.6763 | 365.968 | 494.9168 | 0 | 0 | 0% | 0% | 0% | 0% | 0% | 0% | 0% | 0% | 0% | 0% | 0% | x | x | x | x | x | x | x | x | x | x | 0 | 0 | 0 | 573.7399 | 464.9732 | 469.3133 | 356.5718 | 479.8668 | 0 | 0 | 0 | 0 | 0 | 0 | 0 | 0 | 0 | 0 | 0 | 0 | 0 | 0 | 0 | 12.4442 | 9.5553 | 9.363 | 9.3962 | 15.05 | 0 | 0 | 0 | 0 | 0 | 586.1841 | 474.5285 | 478.6763 | 365.968 | 494.9168 | 0 | 0
506 | Information Management | Non Network - IT | IT | FALSE | In-house software | IT | Labour - Internal | 10% | 0 | 0 | 0 | 0 | 0 | 143.435 | 116.2433 | 117.3283 | 89.143 | 119.9667 | 0 | 0 | 0 | 0 | 0 | 0 | 2.1688 | 2.3486 | 3.3038 | 3.5191 | 6.1088 | 0 | 0 | 0 | 0 | 0 | 0 | 3.1581 | 2.4371 | 2.4067 | 2.4418 | 3.9541 | 0 | 0 | 0 | 0 | 0 | 0 | 148.7618 | 121.029 | 123.0388 | 95.1039 | 130.0295 | 0 | 0 | 0% | 0% | 0% | 0% | 0% | 0% | 0% | 0% | 0% | 0% | 0% | x | x | x | x | x | x | x | x | x | x | 0 | 0 | 0 | 143.435 | 116.2433 | 117.3283 | 89.143 | 119.9667 | 0 | 0 | 0 | 0 | 0 | 2.1688 | 2.3486 | 3.3038 | 3.5191 | 6.1088 | 0 | 0 | 0 | 0 | 0 | 3.1581 | 2.4371 | 2.4067 | 2.4418 | 3.9541 | 0 | 0 | 0 | 0 | 0 | 148.7618 | 121.029 | 123.0388 | 95.1039 | 130.0295 | 0 | 0
507 | Information Management | Non Network - IT | IT | FALSE | In-house software | IT | Labour - External | 50% | 0 | 0 | 0 | 0 | 0 | 717.1749 | 581.2165 | 586.6417 | 445.7148 | 599.8335 | 0 | 0 | 0 | 0 | 0 | 0 | 0 | 0 | 0 | 0 | 0 | 0 | 0 | 0 | 0 | 0 | 0 | 15.5553 | 11.9441 | 11.7037 | 11.7452 | 18.8124 | 0 | 0 | 0 | 0 | 0 | 0 | 732.7302 | 593.1606 | 598.3454 | 457.46 | 618.646 | 0 | 0 | 0% | 0% | 0% | 0% | 0% | 0% | 0% | 0% | 0% | 0% | 0% | x | x | x | x | x | x | x | x | x | x | 0 | 0 | 0 | 717.1749 | 581.2165 | 586.6417 | 445.7148 | 599.8335 | 0 | 0 | 0 | 0 | 0 | 0 | 0 | 0 | 0 | 0 | 0 | 0 | 0 | 0 | 0 | 15.5553 | 11.9441 | 11.7037 | 11.7452 | 18.8124 | 0 | 0 | 0 | 0 | 0 | 732.7302 | 593.1606 | 598.3454 | 457.46 | 618.646 | 0 | 0
508 | Cyber Security | Non Network - IT | IT | FALSE | IT | IT | Materials | 40% | 0 | 0 | 0 | 0 | 0 | 352.7801 | 304.4325 | 240.4754 | 230.0753 | 204.9025 | 0 | 0 | 0 | 0 | 0 | 0 | 0 | 0 | 0 | 0 | 0 | 0 | 0 | 0 | 0 | 0 | 0 | 7.6517 | 6.2561 | 4.7976 | 6.0628 | 6.4263 | 0 | 0 | 0 | 0 | 0 | 0 | 360.4318 | 310.6887 | 245.273 | 236.1381 | 211.3288 | 0 | 0 | 0% | 0% | 0% | 0% | 0% | 0% | 0% | 0% | 0% | 0% | 0% | x | x | x | x | x | x | x | x | x | x | 0 | 0 | 0 | 352.7801 | 304.4325 | 240.4754 | 230.0753 | 204.9025 | 0 | 0 | 0 | 0 | 0 | 0 | 0 | 0 | 0 | 0 | 0 | 0 | 0 | 0 | 0 | 7.6517 | 6.2561 | 4.7976 | 6.0628 | 6.4263 | 0 | 0 | 0 | 0 | 0 | 360.4318 | 310.6887 | 245.273 | 236.1381 | 211.3288 | 0 | 0
509 | Cyber Security | Non Network - IT | IT | FALSE | IT | IT | Labour - Internal | 10% | 0 | 0 | 0 | 0 | 0 | 88.195 | 76.1081 | 60.1189 | 57.5188 | 51.2256 | 0 | 0 | 0 | 0 | 0 | 0 | 1.3335 | 1.5377 | 1.6929 | 2.2707 | 2.6084 | 0 | 0 | 0 | 0 | 0 | 0 | 1.9418 | 1.5956 | 1.2332 | 1.5755 | 1.6884 | 0 | 0 | 0 | 0 | 0 | 0 | 91.4704 | 79.2415 | 63.0449 | 61.3651 | 55.5224 | 0 | 0 | 0% | 0% | 0% | 0% | 0% | 0% | 0% | 0% | 0% | 0% | 0% | x | x | x | x | x | x | x | x | x | x | 0 | 0 | 0 | 88.195 | 76.1081 | 60.1189 | 57.5188 | 51.2256 | 0 | 0 | 0 | 0 | 0 | 1.3335 | 1.5377 | 1.6929 | 2.2707 | 2.6084 | 0 | 0 | 0 | 0 | 0 | 1.9418 | 1.5956 | 1.2332 | 1.5755 | 1.6884 | 0 | 0 | 0 | 0 | 0 | 91.4704 | 79.2415 | 63.0449 | 61.3651 | 55.5224 | 0 | 0
510 | Cyber Security | Non Network - IT | IT | FALSE | IT | IT | Labour - External | 50% | 0 | 0 | 0 | 0 | 0 | 440.9752 | 380.5407 | 300.5943 | 287.5941 | 256.1281 | 0 | 0 | 0 | 0 | 0 | 0 | 0 | 0 | 0 | 0 | 0 | 0 | 0 | 0 | 0 | 0 | 0 | 9.5646 | 7.8202 | 5.997 | 7.5785 | 8.0329 | 0 | 0 | 0 | 0 | 0 | 0 | 450.5398 | 388.3608 | 306.5912 | 295.1726 | 264.161 | 0 | 0 | 0% | 0% | 0% | 0% | 0% | 0% | 0% | 0% | 0% | 0% | 0% | x | x | x | x | x | x | x | x | x | x | 0 | 0 | 0 | 440.9752 | 380.5407 | 300.5943 | 287.5941 | 256.1281 | 0 | 0 | 0 | 0 | 0 | 0 | 0 | 0 | 0 | 0 | 0 | 0 | 0 | 0 | 0 | 9.5646 | 7.8202 | 5.997 | 7.5785 | 8.0329 | 0 | 0 | 0 | 0 | 0 | 450.5398 | 388.3608 | 306.5912 | 295.1726 | 264.161 | 0 | 0
511 | Cyber Security | Non Network - IT | IT | FALSE | In-house software | IT | Materials | 40% | 0 | 0 | 0 | 0 | 0 | 1411.1205 | 1217.7301 | 961.9017 | 920.3011 | 819.6101 | 0 | 0 | 0 | 0 | 0 | 0 | 0 | 0 | 0 | 0 | 0 | 0 | 0 | 0 | 0 | 0 | 0 | 30.6067 | 25.0246 | 19.1903 | 24.2513 | 25.7052 | 0 | 0 | 0 | 0 | 0 | 0 | 1441.7272 | 1242.7547 | 981.092 | 944.5524 | 845.3153 | 0 | 0 | 0% | 0% | 0% | 0% | 0% | 0% | 0% | 0% | 0% | 0% | 0% | x | x | x | x | x | x | x | x | x | x | 0 | 0 | 0 | 1411.1205 | 1217.7301 | 961.9017 | 920.3011 | 819.6101 | 0 | 0 | 0 | 0 | 0 | 0 | 0 | 0 | 0 | 0 | 0 | 0 | 0 | 0 | 0 | 30.6067 | 25.0246 | 19.1903 | 24.2513 | 25.7052 | 0 | 0 | 0 | 0 | 0 | 1441.7272 | 1242.7547 | 981.092 | 944.5524 | 845.3153 | 0 | 0
512 | Cyber Security | Non Network - IT | IT | FALSE | In-house software | IT | Labour - Internal | 10% | 0 | 0 | 0 | 0 | 0 | 352.7801 | 304.4325 | 240.4754 | 230.0753 | 204.9025 | 0 | 0 | 0 | 0 | 0 | 0 | 5.3341 | 6.1508 | 6.7715 | 9.0828 | 10.4337 | 0 | 0 | 0 | 0 | 0 | 0 | 7.7674 | 6.3825 | 4.9327 | 6.3022 | 6.7535 | 0 | 0 | 0 | 0 | 0 | 0 | 365.8816 | 316.9658 | 252.1796 | 245.4602 | 222.0898 | 0 | 0 | 0% | 0% | 0% | 0% | 0% | 0% | 0% | 0% | 0% | 0% | 0% | x | x | x | x | x | x | x | x | x | x | 0 | 0 | 0 | 352.7801 | 304.4325 | 240.4754 | 230.0753 | 204.9025 | 0 | 0 | 0 | 0 | 0 | 5.3341 | 6.1508 | 6.7715 | 9.0828 | 10.4337 | 0 | 0 | 0 | 0 | 0 | 7.7674 | 6.3825 | 4.9327 | 6.3022 | 6.7535 | 0 | 0 | 0 | 0 | 0 | 365.8816 | 316.9658 | 252.1796 | 245.4602 | 222.0898 | 0 | 0
513 | Cyber Security | Non Network - IT | IT | FALSE | In-house software | IT | Labour - External | 50% | 0 | 0 | 0 | 0 | 0 | 1763.9007 | 1522.1626 | 1202.3771 | 1150.3764 | 1024.5126 | 0 | 0 | 0 | 0 | 0 | 0 | 0 | 0 | 0 | 0 | 0 | 0 | 0 | 0 | 0 | 0 | 0 | 38.2584 | 31.2807 | 23.9878 | 30.3141 | 32.1315 | 0 | 0 | 0 | 0 | 0 | 0 | 1802.159 | 1553.4433 | 1226.3649 | 1180.6905 | 1056.6441 | 0 | 0 | 0% | 0% | 0% | 0% | 0% | 0% | 0% | 0% | 0% | 0% | 0% | x | x | x | x | x | x | x | x | x | x | 0 | 0 | 0 | 1763.9007 | 1522.1626 | 1202.3771 | 1150.3764 | 1024.5126 | 0 | 0 | 0 | 0 | 0 | 0 | 0 | 0 | 0 | 0 | 0 | 0 | 0 | 0 | 0 | 38.2584 | 31.2807 | 23.9878 | 30.3141 | 32.1315 | 0 | 0 | 0 | 0 | 0 | 1802.159 | 1553.4433 | 1226.3649 | 1180.6905 | 1056.6441 | 0 | 0
514 | Corporate Communications | Non Network - IT | IT | FALSE | IT | IT | Materials | 40% | 0 | 0 | 0 | 0 | 0 | 211.5555 | 106.8353 | 107.8325 | 109.2377 | 110.2574 | 0 | 0 | 0 | 0 | 0 | 0 | 0 | 0 | 0 | 0 | 0 | 0 | 0 | 0 | 0 | 0 | 0 | 4.5886 | 2.1955 | 2.1513 | 2.8786 | 3.458 | 0 | 0 | 0 | 0 | 0 | 0 | 216.144 | 109.0308 | 109.9838 | 112.1163 | 113.7154 | 0 | 0 | 0% | 0% | 0% | 0% | 0% | 0% | 0% | 0% | 0% | 0% | 0% | x | x | x | x | x | x | x | x | x | x | 0 | 0 | 0 | 211.5555 | 106.8353 | 107.8325 | 109.2377 | 110.2574 | 0 | 0 | 0 | 0 | 0 | 0 | 0 | 0 | 0 | 0 | 0 | 0 | 0 | 0 | 0 | 4.5886 | 2.1955 | 2.1513 | 2.8786 | 3.458 | 0 | 0 | 0 | 0 | 0 | 216.144 | 109.0308 | 109.9838 | 112.1163 | 113.7154 | 0 | 0
515 | Corporate Communications | Non Network - IT | IT | FALSE | IT | IT | Labour - Internal | 10% | 0 | 0 | 0 | 0 | 0 | 52.8889 | 26.7088 | 26.9581 | 27.3094 | 27.5643 | 0 | 0 | 0 | 0 | 0 | 0 | 0.79969 | 0.53963 | 0.75911 | 1.0781 | 1.4036 | 0 | 0 | 0 | 0 | 0 | 0 | 1.1645 | 0.55996 | 0.55297 | 0.74805 | 0.90851 | 0 | 0 | 0 | 0 | 0 | 0 | 54.853 | 27.8084 | 28.2702 | 29.1356 | 29.8765 | 0 | 0 | 0% | 0% | 0% | 0% | 0% | 0% | 0% | 0% | 0% | 0% | 0% | x | x | x | x | x | x | x | x | x | x | 0 | 0 | 0 | 52.8889 | 26.7088 | 26.9581 | 27.3094 | 27.5643 | 0 | 0 | 0 | 0 | 0 | 0.79969 | 0.53963 | 0.75911 | 1.0781 | 1.4036 | 0 | 0 | 0 | 0 | 0 | 1.1645 | 0.55996 | 0.55297 | 0.74805 | 0.90851 | 0 | 0 | 0 | 0 | 0 | 54.853 | 27.8084 | 28.2702 | 29.1356 | 29.8765 | 0 | 0
516 | Corporate Communications | Non Network - IT | IT | FALSE | IT | IT | Labour - External | 50% | 0 | 0 | 0 | 0 | 0 | 264.4443 | 133.5442 | 134.7907 | 136.5472 | 137.8217 | 0 | 0 | 0 | 0 | 0 | 0 | 0 | 0 | 0 | 0 | 0 | 0 | 0 | 0 | 0 | 0 | 0 | 5.7357 | 2.7444 | 2.6891 | 3.5982 | 4.3225 | 0 | 0 | 0 | 0 | 0 | 0 | 270.18 | 136.2885 | 137.4798 | 140.1454 | 142.1442 | 0 | 0 | 0% | 0% | 0% | 0% | 0% | 0% | 0% | 0% | 0% | 0% | 0% | x | x | x | x | x | x | x | x | x | x | 0 | 0 | 0 | 264.4443 | 133.5442 | 134.7907 | 136.5472 | 137.8217 | 0 | 0 | 0 | 0 | 0 | 0 | 0 | 0 | 0 | 0 | 0 | 0 | 0 | 0 | 0 | 5.7357 | 2.7444 | 2.6891 | 3.5982 | 4.3225 | 0 | 0 | 0 | 0 | 0 | 270.18 | 136.2885 | 137.4798 | 140.1454 | 142.1442 | 0 | 0
517 | Corporate Communications | Non Network - IT | IT | FALSE | In-house software | IT | Materials | 40% | 0 | 0 | 0 | 0 | 0 | 846.2219 | 427.3413 | 431.3302 | 436.951 | 441.0296 | 0 | 0 | 0 | 0 | 0 | 0 | 0 | 0 | 0 | 0 | 0 | 0 | 0 | 0 | 0 | 0 | 0 | 18.3542 | 8.7819 | 8.6052 | 11.5143 | 13.8319 | 0 | 0 | 0 | 0 | 0 | 0 | 864.5761 | 436.1233 | 439.9354 | 448.4653 | 454.8615 | 0 | 0 | 0% | 0% | 0% | 0% | 0% | 0% | 0% | 0% | 0% | 0% | 0% | x | x | x | x | x | x | x | x | x | x | 0 | 0 | 0 | 846.2219 | 427.3413 | 431.3302 | 436.951 | 441.0296 | 0 | 0 | 0 | 0 | 0 | 0 | 0 | 0 | 0 | 0 | 0 | 0 | 0 | 0 | 0 | 18.3542 | 8.7819 | 8.6052 | 11.5143 | 13.8319 | 0 | 0 | 0 | 0 | 0 | 864.5761 | 436.1233 | 439.9354 | 448.4653 | 454.8615 | 0 | 0
518 | Corporate Communications | Non Network - IT | IT | FALSE | In-house software | IT | Labour - Internal | 10% | 0 | 0 | 0 | 0 | 0 | 211.5555 | 106.8353 | 107.8325 | 109.2377 | 110.2574 | 0 | 0 | 0 | 0 | 0 | 0 | 3.1987 | 2.1585 | 3.0365 | 4.3124 | 5.6144 | 0 | 0 | 0 | 0 | 0 | 0 | 4.6579 | 2.2398 | 2.2119 | 2.9922 | 3.6341 | 0 | 0 | 0 | 0 | 0 | 0 | 219.4122 | 111.2337 | 113.0809 | 116.5424 | 119.5058 | 0 | 0 | 0% | 0% | 0% | 0% | 0% | 0% | 0% | 0% | 0% | 0% | 0% | x | x | x | x | x | x | x | x | x | x | 0 | 0 | 0 | 211.5555 | 106.8353 | 107.8325 | 109.2377 | 110.2574 | 0 | 0 | 0 | 0 | 0 | 3.1987 | 2.1585 | 3.0365 | 4.3124 | 5.6144 | 0 | 0 | 0 | 0 | 0 | 4.6579 | 2.2398 | 2.2119 | 2.9922 | 3.6341 | 0 | 0 | 0 | 0 | 0 | 219.4122 | 111.2337 | 113.0809 | 116.5424 | 119.5058 | 0 | 0
519 | Corporate Communications | Non Network - IT | IT | FALSE | In-house software | IT | Labour - External | 50% | 0 | 0 | 0 | 0 | 0 | 1057.7774 | 534.1766 | 539.1627 | 546.1887 | 551.287 | 0 | 0 | 0 | 0 | 0 | 0 | 0 | 0 | 0 | 0 | 0 | 0 | 0 | 0 | 0 | 0 | 0 | 22.9428 | 10.9774 | 10.7565 | 14.3929 | 17.2899 | 0 | 0 | 0 | 0 | 0 | 0 | 1080.7202 | 545.1541 | 549.9192 | 560.5816 | 568.5768 | 0 | 0 | 0% | 0% | 0% | 0% | 0% | 0% | 0% | 0% | 0% | 0% | 0% | x | x | x | x | x | x | x | x | x | x | 0 | 0 | 0 | 1057.7774 | 534.1766 | 539.1627 | 546.1887 | 551.287 | 0 | 0 | 0 | 0 | 0 | 0 | 0 | 0 | 0 | 0 | 0 | 0 | 0 | 0 | 0 | 22.9428 | 10.9774 | 10.7565 | 14.3929 | 17.2899 | 0 | 0 | 0 | 0 | 0 | 1080.7202 | 545.1541 | 549.9192 | 560.5816 | 568.5768 | 0 | 0
520 | Intelligent Network Ops | Non Network - IT | IT | FALSE | IT | IT | Materials | 40% | 0 | 0 | 0 | 0 | 0 | 248.6305 | 377.8057 | 381.3322 | 128.7671 | 129.9691 | 0 | 0 | 0 | 0 | 0 | 0 | 0 | 0 | 0 | 0 | 0 | 0 | 0 | 0 | 0 | 0 | 0 | 5.3927 | 7.764 | 7.6077 | 3.3932 | 4.0762 | 0 | 0 | 0 | 0 | 0 | 0 | 254.0232 | 385.5696 | 388.9399 | 132.1603 | 134.0453 | 0 | 0 | 0% | 0% | 0% | 0% | 0% | 0% | 0% | 0% | 0% | 0% | 0% | x | x | x | x | x | x | x | x | x | x | 0 | 0 | 0 | 248.6305 | 377.8057 | 381.3322 | 128.7671 | 129.9691 | 0 | 0 | 0 | 0 | 0 | 0 | 0 | 0 | 0 | 0 | 0 | 0 | 0 | 0 | 0 | 5.3927 | 7.764 | 7.6077 | 3.3932 | 4.0762 | 0 | 0 | 0 | 0 | 0 | 254.0232 | 385.5696 | 388.9399 | 132.1603 | 134.0453 | 0 | 0
521 | Intelligent Network Ops | Non Network - IT | IT | FALSE | IT | IT | Labour - Internal | 10% | 0 | 0 | 0 | 0 | 0 | 62.1576 | 94.4514 | 95.333 | 32.1918 | 32.4923 | 0 | 0 | 0 | 0 | 0 | 0 | 0.93983 | 1.9083 | 2.6845 | 1.2708 | 1.6545 | 0 | 0 | 0 | 0 | 0 | 0 | 1.3686 | 1.9802 | 1.9555 | 0.88179 | 1.0709 | 0 | 0 | 0 | 0 | 0 | 0 | 64.466 | 98.3399 | 99.973 | 34.3444 | 35.2177 | 0 | 0 | 0% | 0% | 0% | 0% | 0% | 0% | 0% | 0% | 0% | 0% | 0% | x | x | x | x | x | x | x | x | x | x | 0 | 0 | 0 | 62.1576 | 94.4514 | 95.333 | 32.1918 | 32.4923 | 0 | 0 | 0 | 0 | 0 | 0.93983 | 1.9083 | 2.6845 | 1.2708 | 1.6545 | 0 | 0 | 0 | 0 | 0 | 1.3686 | 1.9802 | 1.9555 | 0.88179 | 1.0709 | 0 | 0 | 0 | 0 | 0 | 64.466 | 98.3399 | 99.973 | 34.3444 | 35.2177 | 0 | 0
522 | Intelligent Network Ops | Non Network - IT | IT | FALSE | IT | IT | Labour - External | 50% | 0 | 0 | 0 | 0 | 0 | 310.7881 | 472.2571 | 476.6652 | 160.9589 | 162.4613 | 0 | 0 | 0 | 0 | 0 | 0 | 0 | 0 | 0 | 0 | 0 | 0 | 0 | 0 | 0 | 0 | 0 | 6.7409 | 9.705 | 9.5096 | 4.2415 | 5.0952 | 0 | 0 | 0 | 0 | 0 | 0 | 317.529 | 481.962 | 486.1748 | 165.2004 | 167.5566 | 0 | 0 | 0% | 0% | 0% | 0% | 0% | 0% | 0% | 0% | 0% | 0% | 0% | x | x | x | x | x | x | x | x | x | x | 0 | 0 | 0 | 310.7881 | 472.2571 | 476.6652 | 160.9589 | 162.4613 | 0 | 0 | 0 | 0 | 0 | 0 | 0 | 0 | 0 | 0 | 0 | 0 | 0 | 0 | 0 | 6.7409 | 9.705 | 9.5096 | 4.2415 | 5.0952 | 0 | 0 | 0 | 0 | 0 | 317.529 | 481.962 | 486.1748 | 165.2004 | 167.5566 | 0 | 0
523 | Intelligent Network Ops | Non Network - IT | IT | FALSE | In-house software | IT | Materials | 40% | 0 | 0 | 0 | 0 | 0 | 994.5219 | 1511.2226 | 1525.3287 | 515.0685 | 519.8763 | 0 | 0 | 0 | 0 | 0 | 0 | 0 | 0 | 0 | 0 | 0 | 0 | 0 | 0 | 0 | 0 | 0 | 21.5708 | 31.0559 | 30.4308 | 13.5728 | 16.3048 | 0 | 0 | 0 | 0 | 0 | 0 | 1016.0927 | 1542.2785 | 1555.7595 | 528.6414 | 536.181 | 0 | 0 | 0% | 0% | 0% | 0% | 0% | 0% | 0% | 0% | 0% | 0% | 0% | x | x | x | x | x | x | x | x | x | x | 0 | 0 | 0 | 994.5219 | 1511.2226 | 1525.3287 | 515.0685 | 519.8763 | 0 | 0 | 0 | 0 | 0 | 0 | 0 | 0 | 0 | 0 | 0 | 0 | 0 | 0 | 0 | 21.5708 | 31.0559 | 30.4308 | 13.5728 | 16.3048 | 0 | 0 | 0 | 0 | 0 | 1016.0927 | 1542.2785 | 1555.7595 | 528.6414 | 536.181 | 0 | 0
524 | Intelligent Network Ops | Non Network - IT | IT | FALSE | In-house software | IT | Labour - Internal | 10% | 0 | 0 | 0 | 0 | 0 | 248.6305 | 377.8057 | 381.3322 | 128.7671 | 129.9691 | 0 | 0 | 0 | 0 | 0 | 0 | 3.7593 | 7.6332 | 10.7379 | 5.0834 | 6.6181 | 0 | 0 | 0 | 0 | 0 | 0 | 5.4742 | 7.9208 | 7.8219 | 3.5272 | 4.2838 | 0 | 0 | 0 | 0 | 0 | 0 | 257.864 | 393.3597 | 399.892 | 137.3777 | 140.8709 | 0 | 0 | 0% | 0% | 0% | 0% | 0% | 0% | 0% | 0% | 0% | 0% | 0% | x | x | x | x | x | x | x | x | x | x | 0 | 0 | 0 | 248.6305 | 377.8057 | 381.3322 | 128.7671 | 129.9691 | 0 | 0 | 0 | 0 | 0 | 3.7593 | 7.6332 | 10.7379 | 5.0834 | 6.6181 | 0 | 0 | 0 | 0 | 0 | 5.4742 | 7.9208 | 7.8219 | 3.5272 | 4.2838 | 0 | 0 | 0 | 0 | 0 | 257.864 | 393.3597 | 399.892 | 137.3777 | 140.8709 | 0 | 0
525 | Intelligent Network Ops | Non Network - IT | IT | FALSE | In-house software | IT | Labour - External | 50% | 0 | 0 | 0 | 0 | 0 | 1243.1523 | 1889.0283 | 1906.6608 | 643.8357 | 649.8454 | 0 | 0 | 0 | 0 | 0 | 0 | 0 | 0 | 0 | 0 | 0 | 0 | 0 | 0 | 0 | 0 | 0 | 26.9635 | 38.8199 | 38.0385 | 16.966 | 20.3809 | 0 | 0 | 0 | 0 | 0 | 0 | 1270.1158 | 1927.8482 | 1944.6994 | 660.8017 | 670.2263 | 0 | 0 | 0% | 0% | 0% | 0% | 0% | 0% | 0% | 0% | 0% | 0% | 0% | x | x | x | x | x | x | x | x | x | x | 0 | 0 | 0 | 1243.1523 | 1889.0283 | 1906.6608 | 643.8357 | 649.8454 | 0 | 0 | 0 | 0 | 0 | 0 | 0 | 0 | 0 | 0 | 0 | 0 | 0 | 0 | 0 | 26.9635 | 38.8199 | 38.0385 | 16.966 | 20.3809 | 0 | 0 | 0 | 0 | 0 | 1270.1158 | 1927.8482 | 1944.6994 | 660.8017 | 670.2263 | 0 | 0
526 | TAM- Apps | Non Network - IT | IT | FALSE | IT | IT | Materials | 40% | 0 | 0 | 0 | 0 | 0 | 59.6287 | 60.4058 | 60.9696 | 61.7641 | 62.3407 | 0 | 0 | 0 | 0 | 0 | 0 | 0 | 0 | 0 | 0 | 0 | 0 | 0 | 0 | 0 | 0 | 0 | 1.2933 | 1.2413 | 1.2164 | 1.6276 | 1.9552 | 0 | 0 | 0 | 0 | 0 | 0 | 60.9221 | 61.6471 | 62.186 | 63.3917 | 64.2958 | 0 | 0 | 0% | 0% | 0% | 0% | 0% | 0% | 0% | 0% | 0% | 0% | 0% | x | x | x | x | x | x | x | x | x | x | 0 | 0 | 0 | 59.6287 | 60.4058 | 60.9696 | 61.7641 | 62.3407 | 0 | 0 | 0 | 0 | 0 | 0 | 0 | 0 | 0 | 0 | 0 | 0 | 0 | 0 | 0 | 1.2933 | 1.2413 | 1.2164 | 1.6276 | 1.9552 | 0 | 0 | 0 | 0 | 0 | 60.9221 | 61.6471 | 62.186 | 63.3917 | 64.2958 | 0 | 0
527 | TAM- Apps | Non Network - IT | IT | FALSE | IT | IT | Labour - Internal | 10% | 0 | 0 | 0 | 0 | 0 | 14.9072 | 15.1014 | 15.2424 | 15.441 | 15.5852 | 0 | 0 | 0 | 0 | 0 | 0 | 0.2254 | 0.30511 | 0.42921 | 0.60957 | 0.7936 | 0 | 0 | 0 | 0 | 0 | 0 | 0.32822 | 0.31661 | 0.31265 | 0.42296 | 0.51368 | 0 | 0 | 0 | 0 | 0 | 0 | 15.4608 | 15.7232 | 15.9843 | 16.4736 | 16.8925 | 0 | 0 | 0% | 0% | 0% | 0% | 0% | 0% | 0% | 0% | 0% | 0% | 0% | x | x | x | x | x | x | x | x | x | x | 0 | 0 | 0 | 14.9072 | 15.1014 | 15.2424 | 15.441 | 15.5852 | 0 | 0 | 0 | 0 | 0 | 0.2254 | 0.30511 | 0.42921 | 0.60957 | 0.7936 | 0 | 0 | 0 | 0 | 0 | 0.32822 | 0.31661 | 0.31265 | 0.42296 | 0.51368 | 0 | 0 | 0 | 0 | 0 | 15.4608 | 15.7232 | 15.9843 | 16.4736 | 16.8925 | 0 | 0
528 | TAM- Apps | Non Network - IT | IT | FALSE | IT | IT | Labour - External | 50% | 0 | 0 | 0 | 0 | 0 | 74.5359 | 75.5072 | 76.212 | 77.2052 | 77.9258 | 0 | 0 | 0 | 0 | 0 | 0 | 0 | 0 | 0 | 0 | 0 | 0 | 0 | 0 | 0 | 0 | 0 | 1.6167 | 1.5517 | 1.5205 | 2.0345 | 2.444 | 0 | 0 | 0 | 0 | 0 | 0 | 76.1526 | 77.0589 | 77.7325 | 79.2396 | 80.3698 | 0 | 0 | 0% | 0% | 0% | 0% | 0% | 0% | 0% | 0% | 0% | 0% | 0% | x | x | x | x | x | x | x | x | x | x | 0 | 0 | 0 | 74.5359 | 75.5072 | 76.212 | 77.2052 | 77.9258 | 0 | 0 | 0 | 0 | 0 | 0 | 0 | 0 | 0 | 0 | 0 | 0 | 0 | 0 | 0 | 1.6167 | 1.5517 | 1.5205 | 2.0345 | 2.444 | 0 | 0 | 0 | 0 | 0 | 76.1526 | 77.0589 | 77.7325 | 79.2396 | 80.3698 | 0 | 0
529 | TAM- Apps | Non Network - IT | IT | FALSE | In-house software | IT | Materials | 40% | 0 | 0 | 0 | 0 | 0 | 238.515 | 241.6231 | 243.8785 | 247.0565 | 249.3626 | 0 | 0 | 0 | 0 | 0 | 0 | 0 | 0 | 0 | 0 | 0 | 0 | 0 | 0 | 0 | 0 | 0 | 5.1733 | 4.9654 | 4.8655 | 6.5103 | 7.8207 | 0 | 0 | 0 | 0 | 0 | 0 | 243.6883 | 246.5885 | 248.744 | 253.5668 | 257.1833 | 0 | 0 | 0% | 0% | 0% | 0% | 0% | 0% | 0% | 0% | 0% | 0% | 0% | x | x | x | x | x | x | x | x | x | x | 0 | 0 | 0 | 238.515 | 241.6231 | 243.8785 | 247.0565 | 249.3626 | 0 | 0 | 0 | 0 | 0 | 0 | 0 | 0 | 0 | 0 | 0 | 0 | 0 | 0 | 0 | 5.1733 | 4.9654 | 4.8655 | 6.5103 | 7.8207 | 0 | 0 | 0 | 0 | 0 | 243.6883 | 246.5885 | 248.744 | 253.5668 | 257.1833 | 0 | 0
530 | TAM- Apps | Non Network - IT | IT | FALSE | In-house software | IT | Labour - Internal | 10% | 0 | 0 | 0 | 0 | 0 | 59.6287 | 60.4058 | 60.9696 | 61.7641 | 62.3407 | 0 | 0 | 0 | 0 | 0 | 0 | 0.90159 | 1.2204 | 1.7168 | 2.4383 | 3.1744 | 0 | 0 | 0 | 0 | 0 | 0 | 1.3129 | 1.2664 | 1.2506 | 1.6918 | 2.0547 | 0 | 0 | 0 | 0 | 0 | 0 | 61.8432 | 62.8927 | 63.9371 | 65.8943 | 67.5698 | 0 | 0 | 0% | 0% | 0% | 0% | 0% | 0% | 0% | 0% | 0% | 0% | 0% | x | x | x | x | x | x | x | x | x | x | 0 | 0 | 0 | 59.6287 | 60.4058 | 60.9696 | 61.7641 | 62.3407 | 0 | 0 | 0 | 0 | 0 | 0.90159 | 1.2204 | 1.7168 | 2.4383 | 3.1744 | 0 | 0 | 0 | 0 | 0 | 1.3129 | 1.2664 | 1.2506 | 1.6918 | 2.0547 | 0 | 0 | 0 | 0 | 0 | 61.8432 | 62.8927 | 63.9371 | 65.8943 | 67.5698 | 0 | 0
531 | TAM- Apps | Non Network - IT | IT | FALSE | In-house software | IT | Labour - External | 50% | 0 | 0 | 0 | 0 | 0 | 298.1437 | 302.0289 | 304.8481 | 308.8207 | 311.7033 | 0 | 0 | 0 | 0 | 0 | 0 | 0 | 0 | 0 | 0 | 0 | 0 | 0 | 0 | 0 | 0 | 0 | 6.4666 | 6.2067 | 6.0818 | 8.1379 | 9.7759 | 0 | 0 | 0 | 0 | 0 | 0 | 304.6104 | 308.2357 | 310.9299 | 316.9586 | 321.4791 | 0 | 0 | 0% | 0% | 0% | 0% | 0% | 0% | 0% | 0% | 0% | 0% | 0% | x | x | x | x | x | x | x | x | x | x | 0 | 0 | 0 | 298.1437 | 302.0289 | 304.8481 | 308.8207 | 311.7033 | 0 | 0 | 0 | 0 | 0 | 0 | 0 | 0 | 0 | 0 | 0 | 0 | 0 | 0 | 0 | 6.4666 | 6.2067 | 6.0818 | 8.1379 | 9.7759 | 0 | 0 | 0 | 0 | 0 | 304.6104 | 308.2357 | 310.9299 | 316.9586 | 321.4791 | 0 | 0
532 | TAM- Infra | Non Network - IT | IT | FALSE | IT | IT | Materials | 40% | 0 | 0 | 0 | 0 | 0 | 214.5046 | 334.3075 | 447.0921 | 435.827 | 258.7618 | 0 | 0 | 0 | 0 | 0 | 0 | 0 | 0 | 0 | 0 | 0 | 0 | 0 | 0 | 0 | 0 | 0 | 4.6525 | 6.8701 | 8.9196 | 11.4847 | 8.1155 | 0 | 0 | 0 | 0 | 0 | 0 | 219.1572 | 341.1776 | 456.0118 | 447.3117 | 266.8773 | 0 | 0 | 0% | 0% | 0% | 0% | 0% | 0% | 0% | 0% | 0% | 0% | 0% | x | x | x | x | x | x | x | x | x | x | 0 | 0 | 0 | 214.5046 | 334.3075 | 447.0921 | 435.827 | 258.7618 | 0 | 0 | 0 | 0 | 0 | 0 | 0 | 0 | 0 | 0 | 0 | 0 | 0 | 0 | 0 | 4.6525 | 6.8701 | 8.9196 | 11.4847 | 8.1155 | 0 | 0 | 0 | 0 | 0 | 219.1572 | 341.1776 | 456.0118 | 447.3117 | 266.8773 | 0 | 0
533 | TAM- Infra | Non Network - IT | IT | FALSE | IT | IT | Labour - Internal | 10% | 0 | 0 | 0 | 0 | 0 | 53.6262 | 83.5769 | 111.773 | 108.9568 | 64.6905 | 0 | 0 | 0 | 0 | 0 | 0 | 0.81083 | 1.6886 | 3.1474 | 4.3013 | 3.2941 | 0 | 0 | 0 | 0 | 0 | 0 | 1.1807 | 1.7522 | 2.2927 | 2.9845 | 2.1322 | 0 | 0 | 0 | 0 | 0 | 0 | 55.6177 | 87.0177 | 117.2131 | 116.2426 | 70.1167 | 0 | 0 | 0% | 0% | 0% | 0% | 0% | 0% | 0% | 0% | 0% | 0% | 0% | x | x | x | x | x | x | x | x | x | x | 0 | 0 | 0 | 53.6262 | 83.5769 | 111.773 | 108.9568 | 64.6905 | 0 | 0 | 0 | 0 | 0 | 0.81083 | 1.6886 | 3.1474 | 4.3013 | 3.2941 | 0 | 0 | 0 | 0 | 0 | 1.1807 | 1.7522 | 2.2927 | 2.9845 | 2.1322 | 0 | 0 | 0 | 0 | 0 | 55.6177 | 87.0177 | 117.2131 | 116.2426 | 70.1167 | 0 | 0
534 | TAM- Infra | Non Network - IT | IT | FALSE | IT | IT | Labour - External | 50% | 0 | 0 | 0 | 0 | 0 | 268.1308 | 417.8844 | 558.8652 | 544.7838 | 323.4523 | 0 | 0 | 0 | 0 | 0 | 0 | 0 | 0 | 0 | 0 | 0 | 0 | 0 | 0 | 0 | 0 | 0 | 5.8157 | 8.5876 | 11.1496 | 14.3559 | 10.1444 | 0 | 0 | 0 | 0 | 0 | 0 | 273.9464 | 426.472 | 570.0147 | 559.1397 | 333.5967 | 0 | 0 | 0% | 0% | 0% | 0% | 0% | 0% | 0% | 0% | 0% | 0% | 0% | x | x | x | x | x | x | x | x | x | x | 0 | 0 | 0 | 268.1308 | 417.8844 | 558.8652 | 544.7838 | 323.4523 | 0 | 0 | 0 | 0 | 0 | 0 | 0 | 0 | 0 | 0 | 0 | 0 | 0 | 0 | 0 | 5.8157 | 8.5876 | 11.1496 | 14.3559 | 10.1444 | 0 | 0 | 0 | 0 | 0 | 273.9464 | 426.472 | 570.0147 | 559.1397 | 333.5967 | 0 | 0
535 | TAM- Infra | Non Network - IT | IT | FALSE | In-house software | IT | Materials | 40% | 0 | 0 | 0 | 0 | 0 | 858.0185 | 1337.2301 | 1788.3685 | 1743.3082 | 1035.0474 | 0 | 0 | 0 | 0 | 0 | 0 | 0 | 0 | 0 | 0 | 0 | 0 | 0 | 0 | 0 | 0 | 0 | 18.6101 | 27.4803 | 35.6786 | 45.9387 | 32.462 | 0 | 0 | 0 | 0 | 0 | 0 | 876.6286 | 1364.7104 | 1824.0471 | 1789.2469 | 1067.5093 | 0 | 0 | 0% | 0% | 0% | 0% | 0% | 0% | 0% | 0% | 0% | 0% | 0% | x | x | x | x | x | x | x | x | x | x | 0 | 0 | 0 | 858.0185 | 1337.2301 | 1788.3685 | 1743.3082 | 1035.0474 | 0 | 0 | 0 | 0 | 0 | 0 | 0 | 0 | 0 | 0 | 0 | 0 | 0 | 0 | 0 | 18.6101 | 27.4803 | 35.6786 | 45.9387 | 32.462 | 0 | 0 | 0 | 0 | 0 | 876.6286 | 1364.7104 | 1824.0471 | 1789.2469 | 1067.5093 | 0 | 0
536 | TAM- Infra | Non Network - IT | IT | FALSE | In-house software | IT | Labour - Internal | 10% | 0 | 0 | 0 | 0 | 0 | 214.5046 | 334.3075 | 447.0921 | 435.827 | 258.7618 | 0 | 0 | 0 | 0 | 0 | 0 | 3.2433 | 6.7544 | 12.5896 | 17.2053 | 13.1763 | 0 | 0 | 0 | 0 | 0 | 0 | 4.7229 | 7.0089 | 9.1708 | 11.9381 | 8.5287 | 0 | 0 | 0 | 0 | 0 | 0 | 222.4708 | 348.0708 | 468.8526 | 464.9704 | 280.4668 | 0 | 0 | 0% | 0% | 0% | 0% | 0% | 0% | 0% | 0% | 0% | 0% | 0% | x | x | x | x | x | x | x | x | x | x | 0 | 0 | 0 | 214.5046 | 334.3075 | 447.0921 | 435.827 | 258.7618 | 0 | 0 | 0 | 0 | 0 | 3.2433 | 6.7544 | 12.5896 | 17.2053 | 13.1763 | 0 | 0 | 0 | 0 | 0 | 4.7229 | 7.0089 | 9.1708 | 11.9381 | 8.5287 | 0 | 0 | 0 | 0 | 0 | 222.4708 | 348.0708 | 468.8526 | 464.9704 | 280.4668 | 0 | 0
537 | TAM- Infra | Non Network - IT | IT | FALSE | In-house software | IT | Labour - External | 50% | 0 | 0 | 0 | 0 | 0 | 1072.5231 | 1671.5377 | 2235.4606 | 2179.1352 | 1293.8092 | 0 | 0 | 0 | 0 | 0 | 0 | 0 | 0 | 0 | 0 | 0 | 0 | 0 | 0 | 0 | 0 | 0 | 23.2626 | 34.3504 | 44.5982 | 57.4234 | 40.5774 | 0 | 0 | 0 | 0 | 0 | 0 | 1095.7858 | 1705.888 | 2280.0588 | 2236.5586 | 1334.3867 | 0 | 0 | 0% | 0% | 0% | 0% | 0% | 0% | 0% | 0% | 0% | 0% | 0% | x | x | x | x | x | x | x | x | x | x | 0 | 0 | 0 | 1072.5231 | 1671.5377 | 2235.4606 | 2179.1352 | 1293.8092 | 0 | 0 | 0 | 0 | 0 | 0 | 0 | 0 | 0 | 0 | 0 | 0 | 0 | 0 | 0 | 23.2626 | 34.3504 | 44.5982 | 57.4234 | 40.5774 | 0 | 0 | 0 | 0 | 0 | 1095.7858 | 1705.888 | 2280.0588 | 2236.5586 | 1334.3867 | 0 | 0
[7 empty] | Total |  |  | 116370.7611 | 63338.1493 | 134936.8639 | 124686.4289 | 154110.8367 | 164831.2752 | 169493.1682 | 137238.0811 | 105983.5506 |  |  | 0 | 220.4168 | -127.9752 | 32.1938 | 233.0173 | 333.0262 | 477.2749 | 541.78 | 539.6726 |  |  | 0 | 3029.5949 | 8057.6262 | 6655.2682 | 7581.228 | 8303.2724 | 8279.7161 | 8729.0203 | 8800.7491 |  |  | 116370.7611 | 66588.1609 | 142866.515 | 131373.8909 | 161925.0819 | 173467.5738 | 178250.1593 | 146508.8815 | 115323.9724 | [23 empty] | 20579.9154 | 211683.3427 | 139020.9118 | 82439.8842 | 259959.5683 | 146471.2979 | 172756.3952 | 106419.5822 |  |  | 93.6288 | -60.5492 | 45.348 | 124.7988 | 436.2599 | 404.4452 | 639.1954 | 541.6845 |  |  | 1286.9143 | 8244.3805 | 6069.0477 | 3675.1606 | 13174.5723 | 7049.6676 | 10655.7245 | 8836.633 |  |  | 21960.4585 | 219867.174 | 145135.3075 | 86239.8436 | 273570.4005 | 153925.4107 | 184051.315 | 115797.8997
[44 empty] | 66588.1609 | 142866.515 | 131373.8909 | 161925.0819 | 173467.5738 | 178250.1593 | 146508.8815 | 115323.9724

## Calc¦Project Details-$Nom+Mar22
Back to contents
AusNet Services Forecast Transmission Capex Model (FY20 to FY29) v9
#VALUE!
[8 empty] | Subtotal |  | 124006.9762 | 63338.1493 | 134936.8639 | 124686.4289 | 152685.6414 | 161206.2162 | 164232.6058 | 131268.0305 | 100435.632 | 6922.1132 | 27174.2644 | 0 | 220.4168 | -127.9752 | 32.1938 | 230.8624 | 325.7021 | 462.4617 | 518.2118 | 511.4224 | 241.0586 | 1156.9953 | 0 | 3029.5949 | 8057.6262 | 6655.2682 | 7511.1179 | 8120.6624 | 8022.7384 | 8349.2956 | 8340.0565 | 263.7064 | 1596.8698 | 124006.9762 | 66588.1609 | 142866.515 | 131373.8909 | 160427.6217 | 169652.5807 | 172717.8059 | 140135.5379 | 109287.1109 | 7426.8782 | 29928.1295 | [21 empty] | 20579.9154 | 211683.3427 | 139020.9118 | 81677.4918 | 254242.3963 | 141925.2656 | 165241.2476 | 100848.8387 | 5294.8005 | 29043.0435 | 93.6288 | -60.5492 | 45.348 | 123.6446 | 426.6655 | 391.8925 | 611.3895 | 513.3289 | 144.9294 | 1222.0745 | 1286.9143 | 8244.3805 | 6069.0477 | 3641.1733 | 12884.8299 | 6830.8669 | 10192.1854 | 8374.062 | 141.7836 | 1718.7925 | 21960.4585 | 219867.174 | 145135.3075 | 85442.3097 | 267553.8917 | 149148.025 | 176044.8225 | 109736.2296 | 5581.5135 | 31983.9105
| Project Title | Project Driver | Driver Project Name | Apply as commissioned percentages | Asset Class | Overheads Driver | By Cost | Cost Weight | Project Number | WIP (Mar22) | Direct Capex, As Incurred ($m Nom) |  |  | Direct Capex, As Incurred ($m Mar22) | [6 empty] | Escalation (Mar22) | Escalation, As Incurred ($m Nom) |  |  | Escalation, As Incurred ($m Mar22) | [6 empty] | Overheads (Mar22) | Overheads, As Incurred ($m Nom) |  |  | Overheads, As Incurred ($m Mar22) | [6 empty] | Total (Mar22) | Total Capex, As Incurred ($m Nom) |  |  | Total Capex, As Incurred ($m Mar22) | [6 empty] | As Commission Percentages | [10 empty] | Manual Commissioning | [9 empty] | Direct Capex, As Commissioned ($m Nom) |  |  | Direct Capex, As Commissioned ($m Mar22) | [6 empty] | Escalation, As Commissioned ($m Nom) |  |  | Escalation, As Commissioned ($m Mar22) | [6 empty] | Overheads, As Commissioned ($m Nom) |  |  | Overheads, As Commissioned ($m Mar22) | [6 empty] | Total Capex, As Commissioned ($m Nom) |  |  | Total Capex, As Commissioned ($m Mar22)
[10 empty] | LTD | FY20 | FY21 | FY22 | FY23 | FY24 | FY25 | FY26 | FY27 | FY28 | FY29 | LTD | FY20 | FY21 | FY22 | FY23 | FY24 | FY25 | FY26 | FY27 | FY28 | FY29 | LTD | FY20 | FY21 | FY22 | FY23 | FY24 | FY25 | FY26 | FY27 | FY28 | FY29 | LTD | FY20 | FY21 | FY22 | FY23 | FY24 | FY25 | FY26 | FY27 | FY28 | FY29 | FY20 | FY21 | FY22 | FY23 | FY24 | FY25 | FY26 | FY27 | FY28 | FY29 | Allocation percentage total check | FY20 | FY21 | FY22 | FY23 | FY24 | FY25 | FY26 | FY27 | FY28 | FY29 | FY20 | FY21 | FY22 | FY23 | FY24 | FY25 | FY26 | FY27 | FY28 | FY29 | FY20 | FY21 | FY22 | FY23 | FY24 | FY25 | FY26 | FY27 | FY28 | FY29 | FY20 | FY21 | FY22 | FY23 | FY24 | FY25 | FY26 | FY27 | FY28 | FY29 | FY20 | FY21 | FY22 | FY23 | FY24 | FY25 | FY26 | FY27 | FY28 | FY29
1 | HOTS SVC Replacement | Replacement - Major Station | Major Station | TRUE | Secondary | Network | Materials | 40% | 0 | 0 | 1.7437 | 20.8997 | 276.9042 | 472.9812 | 300.988 | 0 | 0 | 0 | 0 | 0 | 0 | 0 | 0 | 0 | 0 | 0 | 0 | 0 | 0 | 0 | 0 | 0 | 0.083114 | 1.4183 | 16.8489 | 25.6285 | 16.7471 | 0 | 0 | 0 | 0 | 0 | 0 | 1.8268 | 22.318 | 293.7531 | 498.6098 | 317.7352 | 0 | 0 | 0 | 0 | 0 | 0% | 0% | 0% | 0% | 100% | 0% | 0% | 0% | 0% | 0% | 100% | [10 empty] | 0 | 0 | 0 | 0 | 1076.781 | 0 | 0 | 0 | 0 | 0 | 0 | 0 | 0 | 0 | 0 | 0 | 0 | 0 | 0 | 0 | 0 | 0 | 0 | 0 | 60.9277 | 0 | 0 | 0 | 0 | 0 | 0 | 0 | 0 | 0 | 1137.7087 | 0 | 0 | 0 | 0 | 0
2 | HOTS SVC Replacement | Replacement - Major Station | Major Station | TRUE | Secondary | Network | Labour - Internal | 10% | 0 | 0 | 0.43592 | 5.2249 | 69.2261 | 118.2453 | 75.247 | 0 | 0 | 0 | 0 | 0 | 0 | 0.0025283 | 0.019118 | 0.68346 | 1.7879 | 1.5203 | 0 | 0 | 0 | 0 | 0 | 0 | 0.020899 | 0.35587 | 4.2538 | 6.504 | 4.2714 | 0 | 0 | 0 | 0 | 0 | 0 | 0.45934 | 5.5999 | 74.1633 | 126.5372 | 81.0387 | 0 | 0 | 0 | 0 | 0 | 0% | 0% | 0% | 0% | 100% | 0% | 0% | 0% | 0% | 0% | 100% | [10 empty] | 0 | 0 | 0 | 0 | 269.1953 | 0 | 0 | 0 | 0 | 0 | 0 | 0 | 0 | 0 | 4.0203 | 0 | 0 | 0 | 0 | 0 | 0 | 0 | 0 | 0 | 15.4568 | 0 | 0 | 0 | 0 | 0 | 0 | 0 | 0 | 0 | 288.6724 | 0 | 0 | 0 | 0 | 0
3 | HOTS SVC Replacement | Replacement - Major Station | Major Station | TRUE | Secondary | Network | Labour - External | 50% | 0 | 0 | 2.1796 | 26.1246 | 346.1303 | 591.2265 | 376.2351 | 0 | 0 | 0 | 0 | 0 | 0 | 0.012642 | -0.068672 | -0.50472 | 0 | 0 | 0 | 0 | 0 | 0 | 0 | 0 | 0.10449 | 1.7682 | 21.0304 | 32.0357 | 20.9339 | 0 | 0 | 0 | 0 | 0 | 0 | 2.2967 | 27.8241 | 366.656 | 623.2622 | 397.169 | 0 | 0 | 0 | 0 | 0 | 0% | 0% | 0% | 0% | 100% | 0% | 0% | 0% | 0% | 0% | 100% | [10 empty] | 0 | 0 | 0 | 0 | 1345.9763 | 0 | 0 | 0 | 0 | 0 | 0 | 0 | 0 | 0 | -0.56685 | 0 | 0 | 0 | 0 | 0 | 0 | 0 | 0 | 0 | 76.1245 | 0 | 0 | 0 | 0 | 0 | 0 | 0 | 0 | 0 | 1421.5339 | 0 | 0 | 0 | 0 | 0
4 | HOTS SVC Replacement | Replacement - Major Station | Major Station | TRUE | Switchgear | Network | Materials | 40% | 0 | 0 | 9.4661 | 113.4615 | 1503.2752 | 2567.7505 | 1634.023 | 0 | 0 | 0 | 0 | 0 | 0 | 0 | 0 | 0 | 0 | 0 | 0 | 0 | 0 | 0 | 0 | 0 | 0.45121 | 7.6996 | 91.4704 | 139.1339 | 90.9179 | 0 | 0 | 0 | 0 | 0 | 0 | 9.9173 | 121.1611 | 1594.7457 | 2706.8843 | 1724.9409 | 0 | 0 | 0 | 0 | 0 | 0% | 0% | 0% | 0% | 100% | 0% | 0% | 0% | 0% | 0% | 100% | [10 empty] | 0 | 0 | 0 | 0 | 5845.6972 | 0 | 0 | 0 | 0 | 0 | 0 | 0 | 0 | 0 | 0 | 0 | 0 | 0 | 0 | 0 | 0 | 0 | 0 | 0 | 330.7684 | 0 | 0 | 0 | 0 | 0 | 0 | 0 | 0 | 0 | 6176.4655 | 0 | 0 | 0 | 0 | 0
5 | HOTS SVC Replacement | Replacement - Major Station | Major Station | TRUE | Switchgear | Network | Labour - Internal | 10% | 0 | 0 | 2.3665 | 28.3654 | 375.8188 | 641.9376 | 408.5058 | 0 | 0 | 0 | 0 | 0 | 0 | 0.013726 | 0.10379 | 3.7104 | 9.7062 | 8.2535 | 0 | 0 | 0 | 0 | 0 | 0 | 0.11346 | 1.9319 | 23.0934 | 35.3094 | 23.1887 | 0 | 0 | 0 | 0 | 0 | 0 | 2.4937 | 30.4011 | 402.6226 | 686.9532 | 439.9479 | 0 | 0 | 0 | 0 | 0 | 0% | 0% | 0% | 0% | 100% | 0% | 0% | 0% | 0% | 0% | 100% | [10 empty] | 0 | 0 | 0 | 0 | 1461.4243 | 0 | 0 | 0 | 0 | 0 | 0 | 0 | 0 | 0 | 21.8258 | 0 | 0 | 0 | 0 | 0 | 0 | 0 | 0 | 0 | 83.9131 | 0 | 0 | 0 | 0 | 0 | 0 | 0 | 0 | 0 | 1567.1632 | 0 | 0 | 0 | 0 | 0
6 | HOTS SVC Replacement | Replacement - Major Station | Major Station | TRUE | Switchgear | Network | Labour - External | 50% | 0 | 0 | 11.8327 | 141.8269 | 1879.0941 | 3209.6881 | 2042.5288 | 0 | 0 | 0 | 0 | 0 | 0 | 0.068629 | -0.37281 | -2.7401 | 0 | 0 | 0 | 0 | 0 | 0 | 0 | 0 | 0.56729 | 9.5992 | 114.1713 | 173.9173 | 113.6474 | 0 | 0 | 0 | 0 | 0 | 0 | 12.4686 | 151.0533 | 1990.5253 | 3383.6054 | 2156.1761 | 0 | 0 | 0 | 0 | 0 | 0% | 0% | 0% | 0% | 100% | 0% | 0% | 0% | 0% | 0% | 100% | [10 empty] | 0 | 0 | 0 | 0 | 7307.1214 | 0 | 0 | 0 | 0 | 0 | 0 | 0 | 0 | 0 | -3.0774 | 0 | 0 | 0 | 0 | 0 | 0 | 0 | 0 | 0 | 413.2696 | 0 | 0 | 0 | 0 | 0 | 0 | 0 | 0 | 0 | 7717.3137 | 0 | 0 | 0 | 0 | 0
7 | HOTS SVC Replacement | Replacement - Major Station | Major Station | TRUE | Transformers | Network | Materials | 40% | 0 | 0 | 10.128 | 121.3948 | 1608.3856 | 2747.2899 | 1748.2754 | 0 | 0 | 0 | 0 | 0 | 0 | 0 | 0 | 0 | 0 | 0 | 0 | 0 | 0 | 0 | 0 | 0 | 0.48276 | 8.238 | 97.8661 | 148.8622 | 97.2749 | 0 | 0 | 0 | 0 | 0 | 0 | 10.6108 | 129.6328 | 1706.2518 | 2896.1522 | 1845.5504 | 0 | 0 | 0 | 0 | 0 | 0% | 0% | 0% | 0% | 100% | 0% | 0% | 0% | 0% | 0% | 100% | [10 empty] | 0 | 0 | 0 | 0 | 6254.4337 | 0 | 0 | 0 | 0 | 0 | 0 | 0 | 0 | 0 | 0 | 0 | 0 | 0 | 0 | 0 | 0 | 0 | 0 | 0 | 353.896 | 0 | 0 | 0 | 0 | 0 | 0 | 0 | 0 | 0 | 6608.3297 | 0 | 0 | 0 | 0 | 0
8 | HOTS SVC Replacement | Replacement - Major Station | Major Station | TRUE | Transformers | Network | Labour - Internal | 10% | 0 | 0 | 2.532 | 30.3487 | 402.0964 | 686.8225 | 437.0689 | 0 | 0 | 0 | 0 | 0 | 0 | 0.014686 | 0.11105 | 3.9699 | 10.3848 | 8.8306 | 0 | 0 | 0 | 0 | 0 | 0 | 0.12139 | 2.067 | 24.7081 | 37.7783 | 24.8101 | 0 | 0 | 0 | 0 | 0 | 0 | 2.6681 | 32.5268 | 430.7744 | 734.9856 | 470.7095 | 0 | 0 | 0 | 0 | 0 | 0% | 0% | 0% | 0% | 100% | 0% | 0% | 0% | 0% | 0% | 100% | [10 empty] | 0 | 0 | 0 | 0 | 1563.6084 | 0 | 0 | 0 | 0 | 0 | 0 | 0 | 0 | 0 | 23.3519 | 0 | 0 | 0 | 0 | 0 | 0 | 0 | 0 | 0 | 89.7803 | 0 | 0 | 0 | 0 | 0 | 0 | 0 | 0 | 0 | 1676.7407 | 0 | 0 | 0 | 0 | 0
9 | HOTS SVC Replacement | Replacement - Major Station | Major Station | TRUE | Transformers | Network | Labour - External | 50% | 0 | 0 | 12.66 | 151.7435 | 2010.482 | 3434.1124 | 2185.3443 | 0 | 0 | 0 | 0 | 0 | 0 | 0.073428 | -0.39888 | -2.9316 | 0 | 0 | 0 | 0 | 0 | 0 | 0 | 0 | 0.60695 | 10.2704 | 122.1543 | 186.0778 | 121.5937 | 0 | 0 | 0 | 0 | 0 | 0 | 13.3404 | 161.6151 | 2129.7047 | 3620.1902 | 2306.9379 | 0 | 0 | 0 | 0 | 0 | 0% | 0% | 0% | 0% | 100% | 0% | 0% | 0% | 0% | 0% | 100% | [10 empty] | 0 | 0 | 0 | 0 | 7818.0421 | 0 | 0 | 0 | 0 | 0 | 0 | 0 | 0 | 0 | -3.2925 | 0 | 0 | 0 | 0 | 0 | 0 | 0 | 0 | 0 | 442.1658 | 0 | 0 | 0 | 0 | 0 | 0 | 0 | 0 | 0 | 8256.9154 | 0 | 0 | 0 | 0 | 0
10 | HOTS SVC Replacement | Replacement - Major Station | Major Station | TRUE | Towers and Conductor | Network | Materials | 40% | 0 | 0 | 0.66586 | 7.981 | 105.7419 | 180.6182 | 114.9389 | 0 | 0 | 0 | 0 | 0 | 0 | 0 | 0 | 0 | 0 | 0 | 0 | 0 | 0 | 0 | 0 | 0 | 0.031739 | 0.5416 | 6.4341 | 9.7868 | 6.3953 | 0 | 0 | 0 | 0 | 0 | 0 | 0.6976 | 8.5226 | 112.1761 | 190.4051 | 121.3341 | 0 | 0 | 0 | 0 | 0 | 0% | 0% | 0% | 0% | 100% | 0% | 0% | 0% | 0% | 0% | 100% | [10 empty] | 0 | 0 | 0 | 0 | 411.1924 | 0 | 0 | 0 | 0 | 0 | 0 | 0 | 0 | 0 | 0 | 0 | 0 | 0 | 0 | 0 | 0 | 0 | 0 | 0 | 23.2666 | 0 | 0 | 0 | 0 | 0 | 0 | 0 | 0 | 0 | 434.459 | 0 | 0 | 0 | 0 | 0
11 | HOTS SVC Replacement | Replacement - Major Station | Major Station | TRUE | Towers and Conductor | Network | Labour - Internal | 10% | 0 | 0 | 0.16646 | 1.9953 | 26.4355 | 45.1546 | 28.7347 | 0 | 0 | 0 | 0 | 0 | 0 | 0.00096549 | 0.0073007 | 0.26099 | 0.68274 | 0.58056 | 0 | 0 | 0 | 0 | 0 | 0 | 0.0079807 | 0.1359 | 1.6244 | 2.4837 | 1.6311 | 0 | 0 | 0 | 0 | 0 | 0 | 0.17541 | 2.1384 | 28.3209 | 48.321 | 30.9464 | 0 | 0 | 0 | 0 | 0 | 0% | 0% | 0% | 0% | 100% | 0% | 0% | 0% | 0% | 0% | 100% | [10 empty] | 0 | 0 | 0 | 0 | 102.7981 | 0 | 0 | 0 | 0 | 0 | 0 | 0 | 0 | 0 | 1.5353 | 0 | 0 | 0 | 0 | 0 | 0 | 0 | 0 | 0 | 5.9025 | 0 | 0 | 0 | 0 | 0 | 0 | 0 | 0 | 0 | 110.2359 | 0 | 0 | 0 | 0 | 0
12 | HOTS SVC Replacement | Replacement - Major Station | Major Station | TRUE | Towers and Conductor | Network | Labour - External | 50% | 0 | 0 | 0.83232 | 9.9763 | 132.1774 | 225.7728 | 143.6736 | 0 | 0 | 0 | 0 | 0 | 0 | 0.0048275 | -0.026224 | -0.19274 | 0 | 0 | 0 | 0 | 0 | 0 | 0 | 0 | 0.039904 | 0.67522 | 8.0309 | 12.2335 | 7.9941 | 0 | 0 | 0 | 0 | 0 | 0 | 0.87705 | 10.6252 | 140.0156 | 238.0063 | 151.6677 | 0 | 0 | 0 | 0 | 0 | 0% | 0% | 0% | 0% | 100% | 0% | 0% | 0% | 0% | 0% | 100% | [10 empty] | 0 | 0 | 0 | 0 | 513.9905 | 0 | 0 | 0 | 0 | 0 | 0 | 0 | 0 | 0 | -0.21646 | 0 | 0 | 0 | 0 | 0 | 0 | 0 | 0 | 0 | 29.0698 | 0 | 0 | 0 | 0 | 0 | 0 | 0 | 0 | 0 | 542.8439 | 0 | 0 | 0 | 0 | 0
13 | HOTS SVC Replacement | Replacement - Major Station | Major Station | TRUE | Establishment | Network | Materials | 40% | 0 | 0 | 4.8538 | 58.1776 | 770.8069 | 1316.6184 | 837.8481 | 0 | 0 | 0 | 0 | 0 | 0 | 0 | 0 | 0 | 0 | 0 | 0 | 0 | 0 | 0 | 0 | 0 | 0.23136 | 3.948 | 46.9016 | 71.3411 | 46.6183 | 0 | 0 | 0 | 0 | 0 | 0 | 5.0851 | 62.1256 | 817.7085 | 1387.9595 | 884.4664 | 0 | 0 | 0 | 0 | 0 | 0% | 0% | 0% | 0% | 100% | 0% | 0% | 0% | 0% | 0% | 100% | [10 empty] | 0 | 0 | 0 | 0 | 2997.3911 | 0 | 0 | 0 | 0 | 0 | 0 | 0 | 0 | 0 | 0 | 0 | 0 | 0 | 0 | 0 | 0 | 0 | 0 | 0 | 169.602 | 0 | 0 | 0 | 0 | 0 | 0 | 0 | 0 | 0 | 3166.9931 | 0 | 0 | 0 | 0 | 0
14 | HOTS SVC Replacement | Replacement - Major Station | Major Station | TRUE | Establishment | Network | Labour - Internal | 10% | 0 | 0 | 1.2134 | 14.5444 | 192.7017 | 329.1546 | 209.462 | 0 | 0 | 0 | 0 | 0 | 0 | 0.007038 | 0.053219 | 1.9025 | 4.9769 | 4.232 | 0 | 0 | 0 | 0 | 0 | 0 | 0.058176 | 0.99061 | 11.8412 | 18.105 | 11.89 | 0 | 0 | 0 | 0 | 0 | 0 | 1.2787 | 15.5882 | 206.4454 | 352.2364 | 225.584 | 0 | 0 | 0 | 0 | 0 | 0% | 0% | 0% | 0% | 100% | 0% | 0% | 0% | 0% | 0% | 100% | [10 empty] | 0 | 0 | 0 | 0 | 749.3478 | 0 | 0 | 0 | 0 | 0 | 0 | 0 | 0 | 0 | 11.1912 | 0 | 0 | 0 | 0 | 0 | 0 | 0 | 0 | 0 | 43.0266 | 0 | 0 | 0 | 0 | 0 | 0 | 0 | 0 | 0 | 803.5656 | 0 | 0 | 0 | 0 | 0
15 | HOTS SVC Replacement | Replacement - Major Station | Major Station | TRUE | Establishment | Network | Labour - External | 50% | 0 | 0 | 6.0672 | 72.722 | 963.5086 | 1645.773 | 1047.3101 | 0 | 0 | 0 | 0 | 0 | 0 | 0.03519 | -0.19116 | -1.405 | 0 | 0 | 0 | 0 | 0 | 0 | 0 | 0 | 0.29088 | 4.922 | 58.5415 | 89.1764 | 58.2729 | 0 | 0 | 0 | 0 | 0 | 0 | 6.3933 | 77.4528 | 1020.6452 | 1734.9494 | 1105.5829 | 0 | 0 | 0 | 0 | 0 | 0% | 0% | 0% | 0% | 100% | 0% | 0% | 0% | 0% | 0% | 100% | [10 empty] | 0 | 0 | 0 | 0 | 3746.7388 | 0 | 0 | 0 | 0 | 0 | 0 | 0 | 0 | 0 | -1.5779 | 0 | 0 | 0 | 0 | 0 | 0 | 0 | 0 | 0 | 211.9047 | 0 | 0 | 0 | 0 | 0 | 0 | 0 | 0 | 0 | 3957.0656 | 0 | 0 | 0 | 0 | 0
16 | Moorabool Terminal Station Circuit Breaker Replacement | Replacement - Major Station | Major Station | TRUE | Secondary | Network | Materials | 40% | 0 | 0 | 0 | 0 | 8.9935 | 118.0064 | 199.7032 | 127.0838 | 0 | 0 | 0 | 0 | 0 | 0 | 0 | 0 | 0 | 0 | 0 | 0 | 0 | 0 | 0 | 0 | 0 | 0 | 0.54723 | 6.3942 | 11.1116 | 6.891 | 0 | 0 | 0 | 0 | 0 | 0 | 0 | 9.5407 | 124.4006 | 210.8148 | 133.9748 | 0 | 0 | 0 | 0 | 0% | 0% | 0% | 0% | 72% | 28% | 0% | 0% | 0% | 0% | 100% | [10 empty] | 0 | 0 | 0 | 0 | 326.787 | 127.0838 | 0 | 0 | 0 | 0 | 0 | 0 | 0 | 0 | 0 | 0 | 0 | 0 | 0 | 0 | 0 | 0 | 0 | 0 | 18.0581 | 6.891 | 0 | 0 | 0 | 0 | 0 | 0 | 0 | 0 | 344.8451 | 133.9748 | 0 | 0 | 0 | 0
17 | Moorabool Terminal Station Circuit Breaker Replacement | Replacement - Major Station | Major Station | TRUE | Secondary | Network | Labour - Internal | 10% | 0 | 0 | 0 | 0 | 2.2484 | 29.5016 | 49.9258 | 31.771 | 0 | 0 | 0 | 0 | 0 | 0 | 0 | 0.022198 | 0.44607 | 1.0087 | 0.89464 | 0 | 0 | 0 | 0 | 0 | 0 | 0 | 0.13816 | 1.6227 | 2.834 | 1.7713 | 0 | 0 | 0 | 0 | 0 | 0 | 0 | 2.4087 | 31.5704 | 53.7685 | 34.4368 | 0 | 0 | 0 | 0 | 0% | 0% | 0% | 0% | 72% | 28% | 0% | 0% | 0% | 0% | 100% | [10 empty] | 0 | 0 | 0 | 0 | 81.6968 | 31.771 | 0 | 0 | 0 | 0 | 0 | 0 | 0 | 0 | 1.4772 | 0.89464 | 0 | 0 | 0 | 0 | 0 | 0 | 0 | 0 | 4.5962 | 1.7713 | 0 | 0 | 0 | 0 | 0 | 0 | 0 | 0 | 87.7701 | 34.4368 | 0 | 0 | 0 | 0
18 | Moorabool Terminal Station Circuit Breaker Replacement | Replacement - Major Station | Major Station | TRUE | Secondary | Network | Labour - External | 50% | 0 | 0 | 0 | 0 | 11.2418 | 147.508 | 249.629 | 158.8548 | 0 | 0 | 0 | 0 | 0 | 0 | 0 | -0.016393 | 0 | 0 | 0 | 0 | 0 | 0 | 0 | 0 | 0 | 0 | 0.68304 | 7.9927 | 13.8895 | 8.6137 | 0 | 0 | 0 | 0 | 0 | 0 | 0 | 11.9085 | 155.5008 | 263.5185 | 167.4685 | 0 | 0 | 0 | 0 | 0% | 0% | 0% | 0% | 72% | 28% | 0% | 0% | 0% | 0% | 100% | [10 empty] | 0 | 0 | 0 | 0 | 408.4838 | 158.8548 | 0 | 0 | 0 | 0 | 0 | 0 | 0 | 0 | -0.016546 | 0 | 0 | 0 | 0 | 0 | 0 | 0 | 0 | 0 | 22.5716 | 8.6137 | 0 | 0 | 0 | 0 | 0 | 0 | 0 | 0 | 431.0389 | 167.4685 | 0 | 0 | 0 | 0
19 | Moorabool Terminal Station Circuit Breaker Replacement | Replacement - Major Station | Major Station | TRUE | Switchgear | Network | Materials | 40% | 0 | 0 | 0 | 0 | 48.8243 | 640.6408 | 1084.1613 | 689.9208 | 0 | 0 | 0 | 0 | 0 | 0 | 0 | 0 | 0 | 0 | 0 | 0 | 0 | 0 | 0 | 0 | 0 | 0 | 2.9708 | 34.7132 | 60.3233 | 37.4101 | 0 | 0 | 0 | 0 | 0 | 0 | 0 | 51.7952 | 675.354 | 1144.4846 | 727.3309 | 0 | 0 | 0 | 0 | 0% | 0% | 0% | 0% | 72% | 28% | 0% | 0% | 0% | 0% | 100% | [10 empty] | 0 | 0 | 0 | 0 | 1774.0821 | 689.9208 | 0 | 0 | 0 | 0 | 0 | 0 | 0 | 0 | 0 | 0 | 0 | 0 | 0 | 0 | 0 | 0 | 0 | 0 | 98.0351 | 37.4101 | 0 | 0 | 0 | 0 | 0 | 0 | 0 | 0 | 1872.1172 | 727.3309 | 0 | 0 | 0 | 0
20 | Moorabool Terminal Station Circuit Breaker Replacement | Replacement - Major Station | Major Station | TRUE | Switchgear | Network | Labour - Internal | 10% | 0 | 0 | 0 | 0 | 12.2061 | 160.1602 | 271.0403 | 172.4802 | 0 | 0 | 0 | 0 | 0 | 0 | 0 | 0.12051 | 2.4216 | 5.4761 | 4.8569 | 0 | 0 | 0 | 0 | 0 | 0 | 0 | 0.75004 | 8.8095 | 15.3855 | 9.6159 | 0 | 0 | 0 | 0 | 0 | 0 | 0 | 13.0766 | 171.3913 | 291.902 | 186.9529 | 0 | 0 | 0 | 0 | 0% | 0% | 0% | 0% | 72% | 28% | 0% | 0% | 0% | 0% | 100% | [10 empty] | 0 | 0 | 0 | 0 | 443.5205 | 172.4802 | 0 | 0 | 0 | 0 | 0 | 0 | 0 | 0 | 8.0194 | 4.8569 | 0 | 0 | 0 | 0 | 0 | 0 | 0 | 0 | 24.9521 | 9.6159 | 0 | 0 | 0 | 0 | 0 | 0 | 0 | 0 | 476.492 | 186.9529 | 0 | 0 | 0 | 0
21 | Moorabool Terminal Station Circuit Breaker Replacement | Replacement - Major Station | Major Station | TRUE | Switchgear | Network | Labour - External | 50% | 0 | 0 | 0 | 0 | 61.0304 | 800.801 | 1355.2016 | 862.401 | 0 | 0 | 0 | 0 | 0 | 0 | 0 | -0.088993 | 0 | 0 | 0 | 0 | 0 | 0 | 0 | 0 | 0 | 0 | 3.7081 | 43.3915 | 75.4041 | 46.7626 | 0 | 0 | 0 | 0 | 0 | 0 | 0 | 64.6495 | 844.1925 | 1430.6058 | 909.1637 | 0 | 0 | 0 | 0 | 0% | 0% | 0% | 0% | 72% | 28% | 0% | 0% | 0% | 0% | 100% | [10 empty] | 0 | 0 | 0 | 0 | 2217.6027 | 862.401 | 0 | 0 | 0 | 0 | 0 | 0 | 0 | 0 | -0.089824 | 0 | 0 | 0 | 0 | 0 | 0 | 0 | 0 | 0 | 122.5384 | 46.7626 | 0 | 0 | 0 | 0 | 0 | 0 | 0 | 0 | 2340.0512 | 909.1637 | 0 | 0 | 0 | 0
22 | Moorabool Terminal Station Circuit Breaker Replacement | Replacement - Major Station | Major Station | TRUE | Transformers | Network | Materials | 40% | 0 | 0 | 0 | 0 | 52.2382 | 685.435 | 1159.9669 | 738.1607 | 0 | 0 | 0 | 0 | 0 | 0 | 0 | 0 | 0 | 0 | 0 | 0 | 0 | 0 | 0 | 0 | 0 | 0 | 3.1786 | 37.1404 | 64.5412 | 40.0258 | 0 | 0 | 0 | 0 | 0 | 0 | 0 | 55.4167 | 722.5753 | 1224.508 | 778.1866 | 0 | 0 | 0 | 0 | 0% | 0% | 0% | 0% | 72% | 28% | 0% | 0% | 0% | 0% | 100% | [10 empty] | 0 | 0 | 0 | 0 | 1898.1276 | 738.1607 | 0 | 0 | 0 | 0 | 0 | 0 | 0 | 0 | 0 | 0 | 0 | 0 | 0 | 0 | 0 | 0 | 0 | 0 | 104.8898 | 40.0258 | 0 | 0 | 0 | 0 | 0 | 0 | 0 | 0 | 2003.0174 | 778.1866 | 0 | 0 | 0 | 0
23 | Moorabool Terminal Station Circuit Breaker Replacement | Replacement - Major Station | Major Station | TRUE | Transformers | Network | Labour - Internal | 10% | 0 | 0 | 0 | 0 | 13.0595 | 171.3587 | 289.9917 | 184.5402 | 0 | 0 | 0 | 0 | 0 | 0 | 0 | 0.12894 | 2.591 | 5.859 | 5.1965 | 0 | 0 | 0 | 0 | 0 | 0 | 0 | 0.80249 | 9.4255 | 16.4613 | 10.2882 | 0 | 0 | 0 | 0 | 0 | 0 | 0 | 13.991 | 183.3752 | 312.312 | 200.0249 | 0 | 0 | 0 | 0 | 0% | 0% | 0% | 0% | 72% | 28% | 0% | 0% | 0% | 0% | 100% | [10 empty] | 0 | 0 | 0 | 0 | 474.5319 | 184.5402 | 0 | 0 | 0 | 0 | 0 | 0 | 0 | 0 | 8.5801 | 5.1965 | 0 | 0 | 0 | 0 | 0 | 0 | 0 | 0 | 26.6967 | 10.2882 | 0 | 0 | 0 | 0 | 0 | 0 | 0 | 0 | 509.8088 | 200.0249 | 0 | 0 | 0 | 0
24 | Moorabool Terminal Station Circuit Breaker Replacement | Replacement - Major Station | Major Station | TRUE | Transformers | Network | Labour - External | 50% | 0 | 0 | 0 | 0 | 65.2977 | 856.7937 | 1449.9586 | 922.7009 | 0 | 0 | 0 | 0 | 0 | 0 | 0 | -0.095216 | 0 | 0 | 0 | 0 | 0 | 0 | 0 | 0 | 0 | 0 | 3.9674 | 46.4255 | 80.6764 | 50.0323 | 0 | 0 | 0 | 0 | 0 | 0 | 0 | 69.1699 | 903.2192 | 1530.635 | 972.7332 | 0 | 0 | 0 | 0 | 0% | 0% | 0% | 0% | 72% | 28% | 0% | 0% | 0% | 0% | 100% | [10 empty] | 0 | 0 | 0 | 0 | 2372.6595 | 922.7009 | 0 | 0 | 0 | 0 | 0 | 0 | 0 | 0 | -0.096105 | 0 | 0 | 0 | 0 | 0 | 0 | 0 | 0 | 0 | 131.1064 | 50.0323 | 0 | 0 | 0 | 0 | 0 | 0 | 0 | 0 | 2503.6697 | 972.7332 | 0 | 0 | 0 | 0
25 | Moorabool Terminal Station Circuit Breaker Replacement | Replacement - Major Station | Major Station | TRUE | Towers and Conductor | Network | Materials | 40% | 0 | 0 | 0 | 0 | 3.4344 | 45.0633 | 76.261 | 48.5298 | 0 | 0 | 0 | 0 | 0 | 0 | 0 | 0 | 0 | 0 | 0 | 0 | 0 | 0 | 0 | 0 | 0 | 0 | 0.20897 | 2.4418 | 4.2432 | 2.6315 | 0 | 0 | 0 | 0 | 0 | 0 | 0 | 3.6433 | 47.5051 | 80.5042 | 51.1612 | 0 | 0 | 0 | 0 | 0% | 0% | 0% | 0% | 72% | 28% | 0% | 0% | 0% | 0% | 100% | [10 empty] | 0 | 0 | 0 | 0 | 124.7908 | 48.5298 | 0 | 0 | 0 | 0 | 0 | 0 | 0 | 0 | 0 | 0 | 0 | 0 | 0 | 0 | 0 | 0 | 0 | 0 | 6.8959 | 2.6315 | 0 | 0 | 0 | 0 | 0 | 0 | 0 | 0 | 131.6867 | 51.1612 | 0 | 0 | 0 | 0
26 | Moorabool Terminal Station Circuit Breaker Replacement | Replacement - Major Station | Major Station | TRUE | Towers and Conductor | Network | Labour - Internal | 10% | 0 | 0 | 0 | 0 | 0.85859 | 11.2658 | 19.0653 | 12.1324 | 0 | 0 | 0 | 0 | 0 | 0 | 0 | 0.0084767 | 0.17034 | 0.3852 | 0.34164 | 0 | 0 | 0 | 0 | 0 | 0 | 0 | 0.052759 | 0.61967 | 1.0822 | 0.67639 | 0 | 0 | 0 | 0 | 0 | 0 | 0 | 0.91982 | 12.0558 | 20.5327 | 13.1505 | 0 | 0 | 0 | 0 | 0% | 0% | 0% | 0% | 72% | 28% | 0% | 0% | 0% | 0% | 100% | [10 empty] | 0 | 0 | 0 | 0 | 31.1977 | 12.1324 | 0 | 0 | 0 | 0 | 0 | 0 | 0 | 0 | 0.56409 | 0.34164 | 0 | 0 | 0 | 0 | 0 | 0 | 0 | 0 | 1.7552 | 0.67639 | 0 | 0 | 0 | 0 | 0 | 0 | 0 | 0 | 33.5169 | 13.1505 | 0 | 0 | 0 | 0
27 | Moorabool Terminal Station Circuit Breaker Replacement | Replacement - Major Station | Major Station | TRUE | Towers and Conductor | Network | Labour - External | 50% | 0 | 0 | 0 | 0 | 4.2929 | 56.3292 | 95.3263 | 60.6622 | 0 | 0 | 0 | 0 | 0 | 0 | 0 | -0.0062599 | 0 | 0 | 0 | 0 | 0 | 0 | 0 | 0 | 0 | 0 | 0.26083 | 3.0522 | 5.304 | 3.2893 | 0 | 0 | 0 | 0 | 0 | 0 | 0 | 4.5475 | 59.3814 | 100.6303 | 63.9515 | 0 | 0 | 0 | 0 | 0% | 0% | 0% | 0% | 72% | 28% | 0% | 0% | 0% | 0% | 100% | [10 empty] | 0 | 0 | 0 | 0 | 155.9885 | 60.6622 | 0 | 0 | 0 | 0 | 0 | 0 | 0 | 0 | -0.0063183 | 0 | 0 | 0 | 0 | 0 | 0 | 0 | 0 | 0 | 8.6195 | 3.2893 | 0 | 0 | 0 | 0 | 0 | 0 | 0 | 0 | 164.6016 | 63.9515 | 0 | 0 | 0 | 0
28 | Moorabool Terminal Station Circuit Breaker Replacement | Replacement - Major Station | Major Station | TRUE | Establishment | Network | Materials | 40% | 0 | 0 | 0 | 0 | 25.0348 | 328.4896 | 555.9055 | 353.7581 | 0 | 0 | 0 | 0 | 0 | 0 | 0 | 0 | 0 | 0 | 0 | 0 | 0 | 0 | 0 | 0 | 0 | 0 | 1.5233 | 17.7993 | 30.9309 | 19.1821 | 0 | 0 | 0 | 0 | 0 | 0 | 0 | 26.5581 | 346.2889 | 586.8364 | 372.9402 | 0 | 0 | 0 | 0 | 0% | 0% | 0% | 0% | 72% | 28% | 0% | 0% | 0% | 0% | 100% | [10 empty] | 0 | 0 | 0 | 0 | 909.6636 | 353.7581 | 0 | 0 | 0 | 0 | 0 | 0 | 0 | 0 | 0 | 0 | 0 | 0 | 0 | 0 | 0 | 0 | 0 | 0 | 50.2676 | 19.1821 | 0 | 0 | 0 | 0 | 0 | 0 | 0 | 0 | 959.9312 | 372.9402 | 0 | 0 | 0 | 0
29 | Moorabool Terminal Station Circuit Breaker Replacement | Replacement - Major Station | Major Station | TRUE | Establishment | Network | Labour - Internal | 10% | 0 | 0 | 0 | 0 | 6.2587 | 82.1224 | 138.9764 | 88.4395 | 0 | 0 | 0 | 0 | 0 | 0 | 0 | 0.061791 | 1.2417 | 2.8079 | 2.4904 | 0 | 0 | 0 | 0 | 0 | 0 | 0 | 0.38459 | 4.5171 | 7.889 | 4.9306 | 0 | 0 | 0 | 0 | 0 | 0 | 0 | 6.7051 | 87.8812 | 149.6732 | 95.8604 | 0 | 0 | 0 | 0 | 0% | 0% | 0% | 0% | 72% | 28% | 0% | 0% | 0% | 0% | 100% | [10 empty] | 0 | 0 | 0 | 0 | 227.4159 | 88.4395 | 0 | 0 | 0 | 0 | 0 | 0 | 0 | 0 | 4.112 | 2.4904 | 0 | 0 | 0 | 0 | 0 | 0 | 0 | 0 | 12.7942 | 4.9306 | 0 | 0 | 0 | 0 | 0 | 0 | 0 | 0 | 244.3221 | 95.8604 | 0 | 0 | 0 | 0
30 | Moorabool Terminal Station Circuit Breaker Replacement | Replacement - Major Station | Major Station | TRUE | Establishment | Network | Labour - External | 50% | 0 | 0 | 0 | 0 | 31.2934 | 410.612 | 694.8819 | 442.1976 | 0 | 0 | 0 | 0 | 0 | 0 | 0 | -0.045632 | 0 | 0 | 0 | 0 | 0 | 0 | 0 | 0 | 0 | 0 | 1.9013 | 22.2491 | 38.6636 | 23.9776 | 0 | 0 | 0 | 0 | 0 | 0 | 0 | 33.1492 | 432.8611 | 733.5455 | 466.1752 | 0 | 0 | 0 | 0 | 0% | 0% | 0% | 0% | 72% | 28% | 0% | 0% | 0% | 0% | 100% | [10 empty] | 0 | 0 | 0 | 0 | 1137.0795 | 442.1976 | 0 | 0 | 0 | 0 | 0 | 0 | 0 | 0 | -0.046057 | 0 | 0 | 0 | 0 | 0 | 0 | 0 | 0 | 0 | 62.8317 | 23.9776 | 0 | 0 | 0 | 0 | 0 | 0 | 0 | 0 | 1199.8652 | 466.1752 | 0 | 0 | 0 | 0
31 | RCTS Transformer and Switchgear Replacement | Replacement - Major Station | Major Station | TRUE | Secondary | Network | Materials | 40% | 0 | 0 | 0 | 0 | 0 | 10.9407 | 142.1571 | 240.5993 | 153.0978 | 0 | 0 | 0 | 0 | 0 | 0 | 0 | 0 | 0 | 0 | 0 | 0 | 0 | 0 | 0 | 0 | 0 | 0 | 0.59282 | 7.9097 | 13.0462 | 10.7379 | 0 | 0 | 0 | 0 | 0 | 0 | 0 | 11.5335 | 150.0668 | 253.6455 | 163.8357 | 0 | 0 | 0 | 0% | 0% | 0% | 0% | 0% | 72% | 28% | 0% | 0% | 0% | 100% | [10 empty] | 0 | 0 | 0 | 0 | 0 | 393.6924 | 153.1026 | 0 | 0 | 0 | 0 | 0 | 0 | 0 | 0 | 0 | 0 | 0 | 0 | 0 | 0 | 0 | 0 | 0 | 0 | 21.5487 | 10.7379 | 0 | 0 | 0 | 0 | 0 | 0 | 0 | 0 | 415.2411 | 163.8405 | 0 | 0 | 0
32 | RCTS Transformer and Switchgear Replacement | Replacement - Major Station | Major Station | TRUE | Secondary | Network | Labour - Internal | 10% | 0 | 0 | 0 | 0 | 0 | 2.7352 | 35.5393 | 60.1498 | 38.2745 | 0 | 0 | 0 | 0 | 0 | 0 | 0 | 0.041356 | 0.71804 | 1.6938 | 1.511 | 0 | 0 | 0 | 0 | 0 | 0 | 0 | 0.15045 | 2.0174 | 3.3534 | 2.7905 | 0 | 0 | 0 | 0 | 0 | 0 | 0 | 2.927 | 38.2747 | 65.197 | 42.5759 | 0 | 0 | 0 | 0% | 0% | 0% | 0% | 0% | 72% | 28% | 0% | 0% | 0% | 100% | [10 empty] | 0 | 0 | 0 | 0 | 0 | 98.4231 | 38.2756 | 0 | 0 | 0 | 0 | 0 | 0 | 0 | 0 | 2.4532 | 1.511 | 0 | 0 | 0 | 0 | 0 | 0 | 0 | 0 | 5.5212 | 2.7905 | 0 | 0 | 0 | 0 | 0 | 0 | 0 | 0 | 106.3975 | 42.5771 | 0 | 0 | 0
33 | RCTS Transformer and Switchgear Replacement | Replacement - Major Station | Major Station | TRUE | Secondary | Network | Labour - External | 50% | 0 | 0 | 0 | 0 | 0 | 13.6758 | 177.6964 | 300.7492 | 191.3723 | 0 | 0 | 0 | 0 | 0 | 0 | 0 | 0 | 0 | 0 | 0 | 0 | 0 | 0 | 0 | 0 | 0 | 0 | 0.74103 | 9.8871 | 16.3077 | 13.4224 | 0 | 0 | 0 | 0 | 0 | 0 | 0 | 14.4169 | 187.5835 | 317.0569 | 204.7947 | 0 | 0 | 0 | 0% | 0% | 0% | 0% | 0% | 72% | 28% | 0% | 0% | 0% | 100% | [10 empty] | 0 | 0 | 0 | 0 | 0 | 492.1154 | 191.3782 | 0 | 0 | 0 | 0 | 0 | 0 | 0 | 0 | 0 | 0 | 0 | 0 | 0 | 0 | 0 | 0 | 0 | 0 | 26.9359 | 13.4224 | 0 | 0 | 0 | 0 | 0 | 0 | 0 | 0 | 519.0513 | 204.8006 | 0 | 0 | 0
34 | RCTS Transformer and Switchgear Replacement | Replacement - Major Station | Major Station | TRUE | Switchgear | Network | Materials | 40% | 0 | 0 | 0 | 0 | 0 | 59.3954 | 771.7517 | 1306.1809 | 831.1471 | 0 | 0 | 0 | 0 | 0 | 0 | 0 | 0 | 0 | 0 | 0 | 0 | 0 | 0 | 0 | 0 | 0 | 0 | 3.2183 | 42.9407 | 70.826 | 58.2947 | 0 | 0 | 0 | 0 | 0 | 0 | 0 | 62.6138 | 814.6923 | 1377.007 | 889.4418 | 0 | 0 | 0 | 0% | 0% | 0% | 0% | 0% | 72% | 28% | 0% | 0% | 0% | 100% | [10 empty] | 0 | 0 | 0 | 0 | 0 | 2137.3021 | 831.173 | 0 | 0 | 0 | 0 | 0 | 0 | 0 | 0 | 0 | 0 | 0 | 0 | 0 | 0 | 0 | 0 | 0 | 0 | 116.985 | 58.2947 | 0 | 0 | 0 | 0 | 0 | 0 | 0 | 0 | 2254.2871 | 889.4678 | 0 | 0 | 0
35 | RCTS Transformer and Switchgear Replacement | Replacement - Major Station | Major Station | TRUE | Switchgear | Network | Labour - Internal | 10% | 0 | 0 | 0 | 0 | 0 | 14.8489 | 192.9379 | 326.5452 | 207.7868 | 0 | 0 | 0 | 0 | 0 | 0 | 0 | 0.22452 | 3.8981 | 9.1952 | 8.2029 | 0 | 0 | 0 | 0 | 0 | 0 | 0 | 0.81675 | 10.9521 | 18.2051 | 15.149 | 0 | 0 | 0 | 0 | 0 | 0 | 0 | 15.8901 | 207.7881 | 353.9455 | 231.1387 | 0 | 0 | 0 | 0% | 0% | 0% | 0% | 0% | 72% | 28% | 0% | 0% | 0% | 100% | [10 empty] | 0 | 0 | 0 | 0 | 0 | 534.3255 | 207.7933 | 0 | 0 | 0 | 0 | 0 | 0 | 0 | 0 | 13.3178 | 8.2029 | 0 | 0 | 0 | 0 | 0 | 0 | 0 | 0 | 29.9739 | 15.149 | 0 | 0 | 0 | 0 | 0 | 0 | 0 | 0 | 577.6173 | 231.1451 | 0 | 0 | 0
36 | RCTS Transformer and Switchgear Replacement | Replacement - Major Station | Major Station | TRUE | Switchgear | Network | Labour - External | 50% | 0 | 0 | 0 | 0 | 0 | 74.2443 | 964.6896 | 1632.7262 | 1038.9339 | 0 | 0 | 0 | 0 | 0 | 0 | 0 | 0 | 0 | 0 | 0 | 0 | 0 | 0 | 0 | 0 | 0 | 0 | 4.0229 | 53.6758 | 88.5325 | 72.8684 | 0 | 0 | 0 | 0 | 0 | 0 | 0 | 78.2672 | 1018.3654 | 1721.2587 | 1111.8023 | 0 | 0 | 0 | 0% | 0% | 0% | 0% | 0% | 72% | 28% | 0% | 0% | 0% | 100% | [10 empty] | 0 | 0 | 0 | 0 | 0 | 2671.6276 | 1038.9663 | 0 | 0 | 0 | 0 | 0 | 0 | 0 | 0 | 0 | 0 | 0 | 0 | 0 | 0 | 0 | 0 | 0 | 0 | 146.2313 | 72.8684 | 0 | 0 | 0 | 0 | 0 | 0 | 0 | 0 | 2817.8589 | 1111.8347 | 0 | 0 | 0
37 | RCTS Transformer and Switchgear Replacement | Replacement - Major Station | Major Station | TRUE | Transformers | Network | Materials | 40% | 0 | 0 | 0 | 0 | 0 | 63.5484 | 825.7133 | 1397.5103 | 889.2617 | 0 | 0 | 0 | 0 | 0 | 0 | 0 | 0 | 0 | 0 | 0 | 0 | 0 | 0 | 0 | 0 | 0 | 0 | 3.4434 | 45.9431 | 75.7782 | 62.3707 | 0 | 0 | 0 | 0 | 0 | 0 | 0 | 66.9918 | 871.6564 | 1473.2886 | 951.6324 | 0 | 0 | 0 | 0% | 0% | 0% | 0% | 0% | 72% | 28% | 0% | 0% | 0% | 100% | [10 empty] | 0 | 0 | 0 | 0 | 0 | 2286.7442 | 889.2894 | 0 | 0 | 0 | 0 | 0 | 0 | 0 | 0 | 0 | 0 | 0 | 0 | 0 | 0 | 0 | 0 | 0 | 0 | 125.1647 | 62.3707 | 0 | 0 | 0 | 0 | 0 | 0 | 0 | 0 | 2411.909 | 951.6602 | 0 | 0 | 0
38 | RCTS Transformer and Switchgear Replacement | Replacement - Major Station | Major Station | TRUE | Transformers | Network | Labour - Internal | 10% | 0 | 0 | 0 | 0 | 0 | 15.8871 | 206.4283 | 349.3776 | 222.3154 | 0 | 0 | 0 | 0 | 0 | 0 | 0 | 0.24021 | 4.1707 | 9.8381 | 8.7764 | 0 | 0 | 0 | 0 | 0 | 0 | 0 | 0.87386 | 11.7178 | 19.478 | 16.2082 | 0 | 0 | 0 | 0 | 0 | 0 | 0 | 17.0012 | 222.3168 | 378.6937 | 247.3001 | 0 | 0 | 0 | 0% | 0% | 0% | 0% | 0% | 72% | 28% | 0% | 0% | 0% | 100% | [10 empty] | 0 | 0 | 0 | 0 | 0 | 571.6861 | 222.3224 | 0 | 0 | 0 | 0 | 0 | 0 | 0 | 0 | 14.249 | 8.7764 | 0 | 0 | 0 | 0 | 0 | 0 | 0 | 0 | 32.0697 | 16.2082 | 0 | 0 | 0 | 0 | 0 | 0 | 0 | 0 | 618.0048 | 247.307 | 0 | 0 | 0
39 | RCTS Transformer and Switchgear Replacement | Replacement - Major Station | Major Station | TRUE | Transformers | Network | Labour - External | 50% | 0 | 0 | 0 | 0 | 0 | 79.4355 | 1032.1416 | 1746.8879 | 1111.5771 | 0 | 0 | 0 | 0 | 0 | 0 | 0 | 0 | 0 | 0 | 0 | 0 | 0 | 0 | 0 | 0 | 0 | 0 | 4.3042 | 57.4289 | 94.7228 | 77.9634 | 0 | 0 | 0 | 0 | 0 | 0 | 0 | 83.7398 | 1089.5705 | 1841.6107 | 1189.5405 | 0 | 0 | 0 | 0% | 0% | 0% | 0% | 0% | 72% | 28% | 0% | 0% | 0% | 100% | [10 empty] | 0 | 0 | 0 | 0 | 0 | 2858.4303 | 1111.6118 | 0 | 0 | 0 | 0 | 0 | 0 | 0 | 0 | 0 | 0 | 0 | 0 | 0 | 0 | 0 | 0 | 0 | 0 | 156.4559 | 77.9634 | 0 | 0 | 0 | 0 | 0 | 0 | 0 | 0 | 3014.8862 | 1189.5752 | 0 | 0 | 0
40 | RCTS Transformer and Switchgear Replacement | Replacement - Major Station | Major Station | TRUE | Towers and Conductor | Network | Materials | 40% | 0 | 0 | 0 | 0 | 0 | 4.1779 | 54.2858 | 91.8781 | 58.4638 | 0 | 0 | 0 | 0 | 0 | 0 | 0 | 0 | 0 | 0 | 0 | 0 | 0 | 0 | 0 | 0 | 0 | 0 | 0.22638 | 3.0205 | 4.982 | 4.1005 | 0 | 0 | 0 | 0 | 0 | 0 | 0 | 4.4043 | 57.3063 | 96.8601 | 62.5643 | 0 | 0 | 0 | 0% | 0% | 0% | 0% | 0% | 72% | 28% | 0% | 0% | 0% | 100% | [10 empty] | 0 | 0 | 0 | 0 | 0 | 150.3401 | 58.4656 | 0 | 0 | 0 | 0 | 0 | 0 | 0 | 0 | 0 | 0 | 0 | 0 | 0 | 0 | 0 | 0 | 0 | 0 | 8.2288 | 4.1005 | 0 | 0 | 0 | 0 | 0 | 0 | 0 | 0 | 158.5689 | 62.5661 | 0 | 0 | 0
41 | RCTS Transformer and Switchgear Replacement | Replacement - Major Station | Major Station | TRUE | Towers and Conductor | Network | Labour - Internal | 10% | 0 | 0 | 0 | 0 | 0 | 1.0445 | 13.5715 | 22.9695 | 14.6159 | 0 | 0 | 0 | 0 | 0 | 0 | 0 | 0.015793 | 0.2742 | 0.6468 | 0.577 | 0 | 0 | 0 | 0 | 0 | 0 | 0 | 0.057451 | 0.77038 | 1.2806 | 1.0656 | 0 | 0 | 0 | 0 | 0 | 0 | 0 | 1.1177 | 14.616 | 24.8969 | 16.2585 | 0 | 0 | 0 | 0% | 0% | 0% | 0% | 0% | 72% | 28% | 0% | 0% | 0% | 100% | [10 empty] | 0 | 0 | 0 | 0 | 0 | 37.585 | 14.6164 | 0 | 0 | 0 | 0 | 0 | 0 | 0 | 0 | 0.93679 | 0.577 | 0 | 0 | 0 | 0 | 0 | 0 | 0 | 0 | 2.1084 | 1.0656 | 0 | 0 | 0 | 0 | 0 | 0 | 0 | 0 | 40.6302 | 16.259 | 0 | 0 | 0
42 | RCTS Transformer and Switchgear Replacement | Replacement - Major Station | Major Station | TRUE | Towers and Conductor | Network | Labour - External | 50% | 0 | 0 | 0 | 0 | 0 | 5.2224 | 67.8573 | 114.8477 | 73.0797 | 0 | 0 | 0 | 0 | 0 | 0 | 0 | 0 | 0 | 0 | 0 | 0 | 0 | 0 | 0 | 0 | 0 | 0 | 0.28298 | 3.7756 | 6.2275 | 5.1256 | 0 | 0 | 0 | 0 | 0 | 0 | 0 | 5.5054 | 71.6329 | 121.0751 | 78.2053 | 0 | 0 | 0 | 0% | 0% | 0% | 0% | 0% | 72% | 28% | 0% | 0% | 0% | 100% | [10 empty] | 0 | 0 | 0 | 0 | 0 | 187.9251 | 73.082 | 0 | 0 | 0 | 0 | 0 | 0 | 0 | 0 | 0 | 0 | 0 | 0 | 0 | 0 | 0 | 0 | 0 | 0 | 10.2861 | 5.1256 | 0 | 0 | 0 | 0 | 0 | 0 | 0 | 0 | 198.2111 | 78.2076 | 0 | 0 | 0
43 | RCTS Transformer and Switchgear Replacement | Replacement - Major Station | Major Station | TRUE | Establishment | Network | Materials | 40% | 0 | 0 | 0 | 0 | 0 | 30.4551 | 395.717 | 669.7465 | 426.1721 | 0 | 0 | 0 | 0 | 0 | 0 | 0 | 0 | 0 | 0 | 0 | 0 | 0 | 0 | 0 | 0 | 0 | 0 | 1.6502 | 22.0179 | 36.3162 | 29.8907 | 0 | 0 | 0 | 0 | 0 | 0 | 0 | 32.1053 | 417.7349 | 706.0626 | 456.0628 | 0 | 0 | 0 | 0% | 0% | 0% | 0% | 0% | 72% | 28% | 0% | 0% | 0% | 100% | [10 empty] | 0 | 0 | 0 | 0 | 0 | 1095.9053 | 426.1854 | 0 | 0 | 0 | 0 | 0 | 0 | 0 | 0 | 0 | 0 | 0 | 0 | 0 | 0 | 0 | 0 | 0 | 0 | 59.9843 | 29.8907 | 0 | 0 | 0 | 0 | 0 | 0 | 0 | 0 | 1155.8895 | 456.0761 | 0 | 0 | 0
44 | RCTS Transformer and Switchgear Replacement | Replacement - Major Station | Major Station | TRUE | Establishment | Network | Labour - Internal | 10% | 0 | 0 | 0 | 0 | 0 | 7.6138 | 98.9292 | 167.4366 | 106.543 | 0 | 0 | 0 | 0 | 0 | 0 | 0 | 0.11512 | 1.9988 | 4.7148 | 4.206 | 0 | 0 | 0 | 0 | 0 | 0 | 0 | 0.41879 | 5.6157 | 9.3347 | 7.7677 | 0 | 0 | 0 | 0 | 0 | 0 | 0 | 8.1477 | 106.5437 | 181.4862 | 118.5167 | 0 | 0 | 0 | 0% | 0% | 0% | 0% | 0% | 72% | 28% | 0% | 0% | 0% | 100% | [10 empty] | 0 | 0 | 0 | 0 | 0 | 273.9763 | 106.5463 | 0 | 0 | 0 | 0 | 0 | 0 | 0 | 0 | 6.8287 | 4.206 | 0 | 0 | 0 | 0 | 0 | 0 | 0 | 0 | 15.3692 | 7.7677 | 0 | 0 | 0 | 0 | 0 | 0 | 0 | 0 | 296.1742 | 118.5201 | 0 | 0 | 0
45 | RCTS Transformer and Switchgear Replacement | Replacement - Major Station | Major Station | TRUE | Establishment | Network | Labour - External | 50% | 0 | 0 | 0 | 0 | 0 | 38.0689 | 494.6462 | 837.1831 | 532.7151 | 0 | 0 | 0 | 0 | 0 | 0 | 0 | 0 | 0 | 0 | 0 | 0 | 0 | 0 | 0 | 0 | 0 | 0 | 2.0628 | 27.5224 | 45.3952 | 37.3634 | 0 | 0 | 0 | 0 | 0 | 0 | 0 | 40.1317 | 522.1686 | 882.5783 | 570.0785 | 0 | 0 | 0 | 0% | 0% | 0% | 0% | 0% | 72% | 28% | 0% | 0% | 0% | 100% | [10 empty] | 0 | 0 | 0 | 0 | 0 | 1369.8816 | 532.7317 | 0 | 0 | 0 | 0 | 0 | 0 | 0 | 0 | 0 | 0 | 0 | 0 | 0 | 0 | 0 | 0 | 0 | 0 | 74.9803 | 37.3634 | 0 | 0 | 0 | 0 | 0 | 0 | 0 | 0 | 1444.8619 | 570.0951 | 0 | 0 | 0
46 | LYPS and HWTS 500kV Circuit Breaker Replacement Stage 2 | Replacement - Major Station | Major Station | TRUE | Secondary | Network | Materials | 40% | 0 | 0 | 0 | 0 | 0 | 0 | 0 | 0 | 0 | 0 | 39.9836 | 519.7872 | 0 | 0 | 0 | 0 | 0 | 0 | 0 | 0 | 0 | 0 | 0 | 0 | 0 | 0 | 0 | 0 | 0 | 0 | 0 | 0 | 2.5208 | 32.7707 | 0 | 0 | 0 | 0 | 0 | 0 | 0 | 0 | 0 | 42.5045 | 552.5579 | 0% | 0% | 0% | 0% | 0% | 0% | 0% | 0% | 0% | 100% | 100% | [10 empty] | 0 | 0 | 0 | 0 | 0 | 0 | 0 | 0 | 0 | 559.7709 | 0 | 0 | 0 | 0 | 0 | 0 | 0 | 0 | 0 | 0 | 0 | 0 | 0 | 0 | 0 | 0 | 0 | 0 | 0 | 35.2915 | 0 | 0 | 0 | 0 | 0 | 0 | 0 | 0 | 0 | 595.0624
47 | LYPS and HWTS 500kV Circuit Breaker Replacement Stage 2 | Replacement - Major Station | Major Station | TRUE | Secondary | Network | Labour - Internal | 10% | 0 | 0 | 0 | 0 | 0 | 0 | 0 | 0 | 0 | 0 | 9.9959 | 129.9468 | 0 | 0 | 0 | 0 | 0 | 0 | 0 | 0 | 0 | 0.62464 | 9.6402 | 0 | 0 | 0 | 0 | 0 | 0 | 0 | 0 | 0 | 0.66959 | 8.8005 | 0 | 0 | 0 | 0 | 0 | 0 | 0 | 0 | 0 | 11.2901 | 148.3875 | 0% | 0% | 0% | 0% | 0% | 0% | 0% | 0% | 0% | 100% | 100% | [10 empty] | 0 | 0 | 0 | 0 | 0 | 0 | 0 | 0 | 0 | 139.9427 | 0 | 0 | 0 | 0 | 0 | 0 | 0 | 0 | 0 | 10.2648 | 0 | 0 | 0 | 0 | 0 | 0 | 0 | 0 | 0 | 9.47 | 0 | 0 | 0 | 0 | 0 | 0 | 0 | 0 | 0 | 159.6776
48 | LYPS and HWTS 500kV Circuit Breaker Replacement Stage 2 | Replacement - Major Station | Major Station | TRUE | Secondary | Network | Labour - External | 50% | 0 | 0 | 0 | 0 | 0 | 0 | 0 | 0 | 0 | 0 | 49.9795 | 649.734 | 0 | 0 | 0 | 0 | 0 | 0 | 0 | 0 | 0 | 2.8564 | 45.6871 | 0 | 0 | 0 | 0 | 0 | 0 | 0 | 0 | 0 | 3.3311 | 43.8438 | 0 | 0 | 0 | 0 | 0 | 0 | 0 | 0 | 0 | 56.167 | 739.2649 | 0% | 0% | 0% | 0% | 0% | 0% | 0% | 0% | 0% | 100% | 100% | [10 empty] | 0 | 0 | 0 | 0 | 0 | 0 | 0 | 0 | 0 | 699.7136 | 0 | 0 | 0 | 0 | 0 | 0 | 0 | 0 | 0 | 48.5435 | 0 | 0 | 0 | 0 | 0 | 0 | 0 | 0 | 0 | 47.1749 | 0 | 0 | 0 | 0 | 0 | 0 | 0 | 0 | 0 | 795.432
49 | LYPS and HWTS 500kV Circuit Breaker Replacement Stage 2 | Replacement - Major Station | Major Station | TRUE | Switchgear | Network | Materials | 40% | 0 | 0 | 0 | 0 | 0 | 0 | 0 | 0 | 0 | 0 | 217.0657 | 2821.854 | 0 | 0 | 0 | 0 | 0 | 0 | 0 | 0 | 0 | 0 | 0 | 0 | 0 | 0 | 0 | 0 | 0 | 0 | 0 | 0 | 13.6852 | 177.9077 | 0 | 0 | 0 | 0 | 0 | 0 | 0 | 0 | 0 | 230.7509 | 2999.7617 | 0% | 0% | 0% | 0% | 0% | 0% | 0% | 0% | 0% | 100% | 100% | [10 empty] | 0 | 0 | 0 | 0 | 0 | 0 | 0 | 0 | 0 | 3038.9197 | 0 | 0 | 0 | 0 | 0 | 0 | 0 | 0 | 0 | 0 | 0 | 0 | 0 | 0 | 0 | 0 | 0 | 0 | 0 | 191.5929 | 0 | 0 | 0 | 0 | 0 | 0 | 0 | 0 | 0 | 3230.5126
50 | LYPS and HWTS 500kV Circuit Breaker Replacement Stage 2 | Replacement - Major Station | Major Station | TRUE | Switchgear | Network | Labour - Internal | 10% | 0 | 0 | 0 | 0 | 0 | 0 | 0 | 0 | 0 | 0 | 54.2664 | 705.4635 | 0 | 0 | 0 | 0 | 0 | 0 | 0 | 0 | 0 | 3.3911 | 52.3354 | 0 | 0 | 0 | 0 | 0 | 0 | 0 | 0 | 0 | 3.6351 | 47.7765 | 0 | 0 | 0 | 0 | 0 | 0 | 0 | 0 | 0 | 61.2926 | 805.5753 | 0% | 0% | 0% | 0% | 0% | 0% | 0% | 0% | 0% | 100% | 100% | [10 empty] | 0 | 0 | 0 | 0 | 0 | 0 | 0 | 0 | 0 | 759.7299 | 0 | 0 | 0 | 0 | 0 | 0 | 0 | 0 | 0 | 55.7264 | 0 | 0 | 0 | 0 | 0 | 0 | 0 | 0 | 0 | 51.4116 | 0 | 0 | 0 | 0 | 0 | 0 | 0 | 0 | 0 | 866.8679
51 | LYPS and HWTS 500kV Circuit Breaker Replacement Stage 2 | Replacement - Major Station | Major Station | TRUE | Switchgear | Network | Labour - External | 50% | 0 | 0 | 0 | 0 | 0 | 0 | 0 | 0 | 0 | 0 | 271.3321 | 3527.3175 | 0 | 0 | 0 | 0 | 0 | 0 | 0 | 0 | 0 | 15.5069 | 248.029 | 0 | 0 | 0 | 0 | 0 | 0 | 0 | 0 | 0 | 18.0842 | 238.0219 | 0 | 0 | 0 | 0 | 0 | 0 | 0 | 0 | 0 | 304.9232 | 4013.3684 | 0% | 0% | 0% | 0% | 0% | 0% | 0% | 0% | 0% | 100% | 100% | [10 empty] | 0 | 0 | 0 | 0 | 0 | 0 | 0 | 0 | 0 | 3798.6496 | 0 | 0 | 0 | 0 | 0 | 0 | 0 | 0 | 0 | 263.5359 | 0 | 0 | 0 | 0 | 0 | 0 | 0 | 0 | 0 | 256.1061 | 0 | 0 | 0 | 0 | 0 | 0 | 0 | 0 | 0 | 4318.2915
52 | LYPS and HWTS 500kV Circuit Breaker Replacement Stage 2 | Replacement - Major Station | Major Station | TRUE | Transformers | Network | Materials | 40% | 0 | 0 | 0 | 0 | 0 | 0 | 0 | 0 | 0 | 0 | 232.2431 | 3019.1606 | 0 | 0 | 0 | 0 | 0 | 0 | 0 | 0 | 0 | 0 | 0 | 0 | 0 | 0 | 0 | 0 | 0 | 0 | 0 | 0 | 14.6421 | 190.3471 | 0 | 0 | 0 | 0 | 0 | 0 | 0 | 0 | 0 | 246.8852 | 3209.5078 | 0% | 0% | 0% | 0% | 0% | 0% | 0% | 0% | 0% | 100% | 100% | [10 empty] | 0 | 0 | 0 | 0 | 0 | 0 | 0 | 0 | 0 | 3251.4038 | 0 | 0 | 0 | 0 | 0 | 0 | 0 | 0 | 0 | 0 | 0 | 0 | 0 | 0 | 0 | 0 | 0 | 0 | 0 | 204.9892 | 0 | 0 | 0 | 0 | 0 | 0 | 0 | 0 | 0 | 3456.393
53 | LYPS and HWTS 500kV Circuit Breaker Replacement Stage 2 | Replacement - Major Station | Major Station | TRUE | Transformers | Network | Labour - Internal | 10% | 0 | 0 | 0 | 0 | 0 | 0 | 0 | 0 | 0 | 0 | 58.0608 | 754.7902 | 0 | 0 | 0 | 0 | 0 | 0 | 0 | 0 | 0 | 3.6282 | 55.9947 | 0 | 0 | 0 | 0 | 0 | 0 | 0 | 0 | 0 | 3.8893 | 51.117 | 0 | 0 | 0 | 0 | 0 | 0 | 0 | 0 | 0 | 65.5782 | 861.9019 | 0% | 0% | 0% | 0% | 0% | 0% | 0% | 0% | 0% | 100% | 100% | [10 empty] | 0 | 0 | 0 | 0 | 0 | 0 | 0 | 0 | 0 | 812.8509 | 0 | 0 | 0 | 0 | 0 | 0 | 0 | 0 | 0 | 59.6229 | 0 | 0 | 0 | 0 | 0 | 0 | 0 | 0 | 0 | 55.0063 | 0 | 0 | 0 | 0 | 0 | 0 | 0 | 0 | 0 | 927.4801
54 | LYPS and HWTS 500kV Circuit Breaker Replacement Stage 2 | Replacement - Major Station | Major Station | TRUE | Transformers | Network | Labour - External | 50% | 0 | 0 | 0 | 0 | 0 | 0 | 0 | 0 | 0 | 0 | 290.3039 | 3773.9508 | 0 | 0 | 0 | 0 | 0 | 0 | 0 | 0 | 0 | 16.5911 | 265.3714 | 0 | 0 | 0 | 0 | 0 | 0 | 0 | 0 | 0 | 19.3486 | 254.6646 | 0 | 0 | 0 | 0 | 0 | 0 | 0 | 0 | 0 | 326.2437 | 4293.9868 | 0% | 0% | 0% | 0% | 0% | 0% | 0% | 0% | 0% | 100% | 100% | [10 empty] | 0 | 0 | 0 | 0 | 0 | 0 | 0 | 0 | 0 | 4064.2547 | 0 | 0 | 0 | 0 | 0 | 0 | 0 | 0 | 0 | 281.9625 | 0 | 0 | 0 | 0 | 0 | 0 | 0 | 0 | 0 | 274.0132 | 0 | 0 | 0 | 0 | 0 | 0 | 0 | 0 | 0 | 4620.2305
55 | LYPS and HWTS 500kV Circuit Breaker Replacement Stage 2 | Replacement - Major Station | Major Station | TRUE | Towers and Conductor | Network | Materials | 40% | 0 | 0 | 0 | 0 | 0 | 0 | 0 | 0 | 0 | 0 | 15.2686 | 198.4922 | 0 | 0 | 0 | 0 | 0 | 0 | 0 | 0 | 0 | 0 | 0 | 0 | 0 | 0 | 0 | 0 | 0 | 0 | 0 | 0 | 0.96263 | 12.5142 | 0 | 0 | 0 | 0 | 0 | 0 | 0 | 0 | 0 | 16.2313 | 211.0064 | 0% | 0% | 0% | 0% | 0% | 0% | 0% | 0% | 0% | 100% | 100% | [10 empty] | 0 | 0 | 0 | 0 | 0 | 0 | 0 | 0 | 0 | 213.7608 | 0 | 0 | 0 | 0 | 0 | 0 | 0 | 0 | 0 | 0 | 0 | 0 | 0 | 0 | 0 | 0 | 0 | 0 | 0 | 13.4768 | 0 | 0 | 0 | 0 | 0 | 0 | 0 | 0 | 0 | 227.2376
56 | LYPS and HWTS 500kV Circuit Breaker Replacement Stage 2 | Replacement - Major Station | Major Station | TRUE | Towers and Conductor | Network | Labour - Internal | 10% | 0 | 0 | 0 | 0 | 0 | 0 | 0 | 0 | 0 | 0 | 3.8172 | 49.623 | 0 | 0 | 0 | 0 | 0 | 0 | 0 | 0 | 0 | 0.23853 | 3.6813 | 0 | 0 | 0 | 0 | 0 | 0 | 0 | 0 | 0 | 0.2557 | 3.3606 | 0 | 0 | 0 | 0 | 0 | 0 | 0 | 0 | 0 | 4.3114 | 56.665 | 0% | 0% | 0% | 0% | 0% | 0% | 0% | 0% | 0% | 100% | 100% | [10 empty] | 0 | 0 | 0 | 0 | 0 | 0 | 0 | 0 | 0 | 53.4402 | 0 | 0 | 0 | 0 | 0 | 0 | 0 | 0 | 0 | 3.9199 | 0 | 0 | 0 | 0 | 0 | 0 | 0 | 0 | 0 | 3.6163 | 0 | 0 | 0 | 0 | 0 | 0 | 0 | 0 | 0 | 60.9764
57 | LYPS and HWTS 500kV Circuit Breaker Replacement Stage 2 | Replacement - Major Station | Major Station | TRUE | Towers and Conductor | Network | Labour - External | 50% | 0 | 0 | 0 | 0 | 0 | 0 | 0 | 0 | 0 | 0 | 19.0858 | 248.1152 | 0 | 0 | 0 | 0 | 0 | 0 | 0 | 0 | 0 | 1.0908 | 17.4466 | 0 | 0 | 0 | 0 | 0 | 0 | 0 | 0 | 0 | 1.2721 | 16.7427 | 0 | 0 | 0 | 0 | 0 | 0 | 0 | 0 | 0 | 21.4486 | 282.3045 | 0% | 0% | 0% | 0% | 0% | 0% | 0% | 0% | 0% | 100% | 100% | [10 empty] | 0 | 0 | 0 | 0 | 0 | 0 | 0 | 0 | 0 | 267.201 | 0 | 0 | 0 | 0 | 0 | 0 | 0 | 0 | 0 | 18.5374 | 0 | 0 | 0 | 0 | 0 | 0 | 0 | 0 | 0 | 18.0148 | 0 | 0 | 0 | 0 | 0 | 0 | 0 | 0 | 0 | 303.7531
58 | LYPS and HWTS 500kV Circuit Breaker Replacement Stage 2 | Replacement - Major Station | Major Station | TRUE | Establishment | Network | Materials | 40% | 0 | 0 | 0 | 0 | 0 | 0 | 0 | 0 | 0 | 0 | 111.3008 | 1446.9104 | 0 | 0 | 0 | 0 | 0 | 0 | 0 | 0 | 0 | 0 | 0 | 0 | 0 | 0 | 0 | 0 | 0 | 0 | 0 | 0 | 7.0171 | 91.2224 | 0 | 0 | 0 | 0 | 0 | 0 | 0 | 0 | 0 | 118.3179 | 1538.1329 | 0% | 0% | 0% | 0% | 0% | 0% | 0% | 0% | 0% | 100% | 100% | [10 empty] | 0 | 0 | 0 | 0 | 0 | 0 | 0 | 0 | 0 | 1558.2112 | 0 | 0 | 0 | 0 | 0 | 0 | 0 | 0 | 0 | 0 | 0 | 0 | 0 | 0 | 0 | 0 | 0 | 0 | 0 | 98.2396 | 0 | 0 | 0 | 0 | 0 | 0 | 0 | 0 | 0 | 1656.4508
59 | LYPS and HWTS 500kV Circuit Breaker Replacement Stage 2 | Replacement - Major Station | Major Station | TRUE | Establishment | Network | Labour - Internal | 10% | 0 | 0 | 0 | 0 | 0 | 0 | 0 | 0 | 0 | 0 | 27.8252 | 361.7276 | 0 | 0 | 0 | 0 | 0 | 0 | 0 | 0 | 0 | 1.7388 | 26.835 | 0 | 0 | 0 | 0 | 0 | 0 | 0 | 0 | 0 | 1.8639 | 24.4975 | 0 | 0 | 0 | 0 | 0 | 0 | 0 | 0 | 0 | 31.4279 | 413.0601 | 0% | 0% | 0% | 0% | 0% | 0% | 0% | 0% | 0% | 100% | 100% | [10 empty] | 0 | 0 | 0 | 0 | 0 | 0 | 0 | 0 | 0 | 389.5528 | 0 | 0 | 0 | 0 | 0 | 0 | 0 | 0 | 0 | 28.5738 | 0 | 0 | 0 | 0 | 0 | 0 | 0 | 0 | 0 | 26.3614 | 0 | 0 | 0 | 0 | 0 | 0 | 0 | 0 | 0 | 444.488
60 | LYPS and HWTS 500kV Circuit Breaker Replacement Stage 2 | Replacement - Major Station | Major Station | TRUE | Establishment | Network | Labour - External | 50% | 0 | 0 | 0 | 0 | 0 | 0 | 0 | 0 | 0 | 0 | 139.126 | 1808.638 | 0 | 0 | 0 | 0 | 0 | 0 | 0 | 0 | 0 | 7.9512 | 127.1773 | 0 | 0 | 0 | 0 | 0 | 0 | 0 | 0 | 0 | 9.2727 | 122.0461 | 0 | 0 | 0 | 0 | 0 | 0 | 0 | 0 | 0 | 156.3499 | 2057.8614 | 0% | 0% | 0% | 0% | 0% | 0% | 0% | 0% | 0% | 100% | 100% | [10 empty] | 0 | 0 | 0 | 0 | 0 | 0 | 0 | 0 | 0 | 1947.764 | 0 | 0 | 0 | 0 | 0 | 0 | 0 | 0 | 0 | 135.1285 | 0 | 0 | 0 | 0 | 0 | 0 | 0 | 0 | 0 | 131.3188 | 0 | 0 | 0 | 0 | 0 | 0 | 0 | 0 | 0 | 2214.2113
61 | SMTS 330/220kV Transformer Replacement - Stage 2 | Replacement - Major Station | Major Station | TRUE | Secondary | Network | Materials | 40% | 0 | 0 | 0 | 0 | 0 | 0 | 20.8064 | 270.4831 | 457.7407 | 291.2895 | 0 | 0 | 0 | 0 | 0 | 0 | 0 | 0 | 0 | 0 | 0 | 0 | 0 | 0 | 0 | 0 | 0 | 0 | 1.1577 | 14.6666 | 32.1049 | 27.3257 | 0 | 0 | 0 | 0 | 0 | 0 | 0 | 21.9641 | 285.1498 | 489.8456 | 318.6152 | 0 | 0 | 0% | 0% | 0% | 0% | 0% | 0% | 72% | 28% | 0% | 0% | 100% | [10 empty] | 0 | 0 | 0 | 0 | 0 | 0 | 749.0302 | 291.2895 | 0 | 0 | 0 | 0 | 0 | 0 | 0 | 0 | 0 | 0 | 0 | 0 | 0 | 0 | 0 | 0 | 0 | 0 | 47.9291 | 27.3257 | 0 | 0 | 0 | 0 | 0 | 0 | 0 | 0 | 796.9594 | 318.6152 | 0 | 0
62 | SMTS 330/220kV Transformer Replacement - Stage 2 | Replacement - Major Station | Major Station | TRUE | Secondary | Network | Labour - Internal | 10% | 0 | 0 | 0 | 0 | 0 | 0 | 5.2016 | 67.6208 | 114.4352 | 72.8224 | 0 | 0 | 0 | 0 | 0 | 0 | 0 | 0.10509 | 1.9041 | 4.5176 | 3.7081 | 0 | 0 | 0 | 0 | 0 | 0 | 0 | 0.29527 | 3.7699 | 8.3431 | 7.1793 | 0 | 0 | 0 | 0 | 0 | 0 | 0 | 5.602 | 73.2948 | 127.2958 | 83.7098 | 0 | 0 | 0% | 0% | 0% | 0% | 0% | 0% | 72% | 28% | 0% | 0% | 100% | [10 empty] | 0 | 0 | 0 | 0 | 0 | 0 | 187.2576 | 72.8224 | 0 | 0 | 0 | 0 | 0 | 0 | 0 | 0 | 6.5268 | 3.7081 | 0 | 0 | 0 | 0 | 0 | 0 | 0 | 0 | 12.4082 | 7.1793 | 0 | 0 | 0 | 0 | 0 | 0 | 0 | 0 | 206.1926 | 83.7098 | 0 | 0
63 | SMTS 330/220kV Transformer Replacement - Stage 2 | Replacement - Major Station | Major Station | TRUE | Secondary | Network | Labour - External | 50% | 0 | 0 | 0 | 0 | 0 | 0 | 26.008 | 338.1039 | 572.1759 | 364.1119 | 0 | 0 | 0 | 0 | 0 | 0 | 0 | 0 | 0 | 0 | 0 | 0 | 0 | 0 | 0 | 0 | 0 | 0 | 1.4471 | 18.3333 | 40.1311 | 34.1571 | 0 | 0 | 0 | 0 | 0 | 0 | 0 | 27.4551 | 356.4372 | 612.307 | 398.269 | 0 | 0 | 0% | 0% | 0% | 0% | 0% | 0% | 72% | 28% | 0% | 0% | 100% | [10 empty] | 0 | 0 | 0 | 0 | 0 | 0 | 936.2878 | 364.1119 | 0 | 0 | 0 | 0 | 0 | 0 | 0 | 0 | 0 | 0 | 0 | 0 | 0 | 0 | 0 | 0 | 0 | 0 | 59.9114 | 34.1571 | 0 | 0 | 0 | 0 | 0 | 0 | 0 | 0 | 996.1992 | 398.269 | 0 | 0
64 | SMTS 330/220kV Transformer Replacement - Stage 2 | Replacement - Major Station | Major Station | TRUE | Switchgear | Network | Materials | 40% | 0 | 0 | 0 | 0 | 0 | 0 | 112.9551 | 1468.4161 | 2485.0118 | 1581.3712 | 0 | 0 | 0 | 0 | 0 | 0 | 0 | 0 | 0 | 0 | 0 | 0 | 0 | 0 | 0 | 0 | 0 | 0 | 6.2849 | 79.623 | 174.2929 | 148.3473 | 0 | 0 | 0 | 0 | 0 | 0 | 0 | 119.24 | 1548.0391 | 2659.3047 | 1729.7184 | 0 | 0 | 0% | 0% | 0% | 0% | 0% | 0% | 72% | 28% | 0% | 0% | 100% | [10 empty] | 0 | 0 | 0 | 0 | 0 | 0 | 4066.383 | 1581.3712 | 0 | 0 | 0 | 0 | 0 | 0 | 0 | 0 | 0 | 0 | 0 | 0 | 0 | 0 | 0 | 0 | 0 | 0 | 260.2008 | 148.3473 | 0 | 0 | 0 | 0 | 0 | 0 | 0 | 0 | 4326.5838 | 1729.7184 | 0 | 0
65 | SMTS 330/220kV Transformer Replacement - Stage 2 | Replacement - Major Station | Major Station | TRUE | Switchgear | Network | Labour - Internal | 10% | 0 | 0 | 0 | 0 | 0 | 0 | 28.2388 | 367.104 | 621.253 | 395.3428 | 0 | 0 | 0 | 0 | 0 | 0 | 0 | 0.57054 | 10.3373 | 24.5254 | 20.131 | 0 | 0 | 0 | 0 | 0 | 0 | 0 | 1.603 | 20.4663 | 45.2934 | 38.9753 | 0 | 0 | 0 | 0 | 0 | 0 | 0 | 30.4123 | 397.9076 | 691.0718 | 454.4491 | 0 | 0 | 0% | 0% | 0% | 0% | 0% | 0% | 72% | 28% | 0% | 0% | 100% | [10 empty] | 0 | 0 | 0 | 0 | 0 | 0 | 1016.5958 | 395.3428 | 0 | 0 | 0 | 0 | 0 | 0 | 0 | 0 | 35.4332 | 20.131 | 0 | 0 | 0 | 0 | 0 | 0 | 0 | 0 | 67.3626 | 38.9753 | 0 | 0 | 0 | 0 | 0 | 0 | 0 | 0 | 1119.3916 | 454.4491 | 0 | 0
66 | SMTS 330/220kV Transformer Replacement - Stage 2 | Replacement - Major Station | Major Station | TRUE | Switchgear | Network | Labour - External | 50% | 0 | 0 | 0 | 0 | 0 | 0 | 141.1939 | 1835.5201 | 3106.2648 | 1976.714 | 0 | 0 | 0 | 0 | 0 | 0 | 0 | 0 | 0 | 0 | 0 | 0 | 0 | 0 | 0 | 0 | 0 | 0 | 7.8561 | 99.5288 | 217.8661 | 185.4341 | 0 | 0 | 0 | 0 | 0 | 0 | 0 | 149.05 | 1935.0489 | 3324.1309 | 2162.1481 | 0 | 0 | 0% | 0% | 0% | 0% | 0% | 0% | 72% | 28% | 0% | 0% | 100% | [10 empty] | 0 | 0 | 0 | 0 | 0 | 0 | 5082.9788 | 1976.714 | 0 | 0 | 0 | 0 | 0 | 0 | 0 | 0 | 0 | 0 | 0 | 0 | 0 | 0 | 0 | 0 | 0 | 0 | 325.251 | 185.4341 | 0 | 0 | 0 | 0 | 0 | 0 | 0 | 0 | 5408.2298 | 2162.1481 | 0 | 0
67 | SMTS 330/220kV Transformer Replacement - Stage 2 | Replacement - Major Station | Major Station | TRUE | Transformers | Network | Materials | 40% | 0 | 0 | 0 | 0 | 0 | 0 | 120.853 | 1571.0891 | 2658.7661 | 1691.9421 | 0 | 0 | 0 | 0 | 0 | 0 | 0 | 0 | 0 | 0 | 0 | 0 | 0 | 0 | 0 | 0 | 0 | 0 | 6.7243 | 85.1903 | 186.4796 | 158.7199 | 0 | 0 | 0 | 0 | 0 | 0 | 0 | 127.5773 | 1656.2794 | 2845.2458 | 1850.662 | 0 | 0 | 0% | 0% | 0% | 0% | 0% | 0% | 72% | 28% | 0% | 0% | 100% | [10 empty] | 0 | 0 | 0 | 0 | 0 | 0 | 4350.7082 | 1691.9421 | 0 | 0 | 0 | 0 | 0 | 0 | 0 | 0 | 0 | 0 | 0 | 0 | 0 | 0 | 0 | 0 | 0 | 0 | 278.3943 | 158.7199 | 0 | 0 | 0 | 0 | 0 | 0 | 0 | 0 | 4629.1025 | 1850.662 | 0 | 0
68 | SMTS 330/220kV Transformer Replacement - Stage 2 | Replacement - Major Station | Major Station | TRUE | Transformers | Network | Labour - Internal | 10% | 0 | 0 | 0 | 0 | 0 | 0 | 30.2133 | 392.7723 | 664.6915 | 422.9855 | 0 | 0 | 0 | 0 | 0 | 0 | 0 | 0.61043 | 11.0601 | 26.2403 | 21.5386 | 0 | 0 | 0 | 0 | 0 | 0 | 0 | 1.715 | 21.8973 | 48.4603 | 41.7005 | 0 | 0 | 0 | 0 | 0 | 0 | 0 | 32.5387 | 425.7296 | 739.3922 | 486.2246 | 0 | 0 | 0% | 0% | 0% | 0% | 0% | 0% | 72% | 28% | 0% | 0% | 100% | [10 empty] | 0 | 0 | 0 | 0 | 0 | 0 | 1087.6771 | 422.9855 | 0 | 0 | 0 | 0 | 0 | 0 | 0 | 0 | 37.9108 | 21.5386 | 0 | 0 | 0 | 0 | 0 | 0 | 0 | 0 | 72.0727 | 41.7005 | 0 | 0 | 0 | 0 | 0 | 0 | 0 | 0 | 1197.6605 | 486.2246 | 0 | 0
69 | SMTS 330/220kV Transformer Replacement - Stage 2 | Replacement - Major Station | Major Station | TRUE | Transformers | Network | Labour - External | 50% | 0 | 0 | 0 | 0 | 0 | 0 | 151.0663 | 1963.8614 | 3323.4577 | 2114.9276 | 0 | 0 | 0 | 0 | 0 | 0 | 0 | 0 | 0 | 0 | 0 | 0 | 0 | 0 | 0 | 0 | 0 | 0 | 8.4054 | 106.4879 | 233.0995 | 198.3998 | 0 | 0 | 0 | 0 | 0 | 0 | 0 | 159.4717 | 2070.3493 | 3556.5572 | 2313.3274 | 0 | 0 | 0% | 0% | 0% | 0% | 0% | 0% | 72% | 28% | 0% | 0% | 100% | [10 empty] | 0 | 0 | 0 | 0 | 0 | 0 | 5438.3853 | 2114.9276 | 0 | 0 | 0 | 0 | 0 | 0 | 0 | 0 | 0 | 0 | 0 | 0 | 0 | 0 | 0 | 0 | 0 | 0 | 347.9929 | 198.3998 | 0 | 0 | 0 | 0 | 0 | 0 | 0 | 0 | 5786.3782 | 2313.3274 | 0 | 0
70 | SMTS 330/220kV Transformer Replacement - Stage 2 | Replacement - Major Station | Major Station | TRUE | Towers and Conductor | Network | Materials | 40% | 0 | 0 | 0 | 0 | 0 | 0 | 7.9454 | 103.2899 | 174.7983 | 111.2353 | 0 | 0 | 0 | 0 | 0 | 0 | 0 | 0 | 0 | 0 | 0 | 0 | 0 | 0 | 0 | 0 | 0 | 0 | 0.44208 | 5.6008 | 12.2599 | 10.4349 | 0 | 0 | 0 | 0 | 0 | 0 | 0 | 8.3875 | 108.8907 | 187.0583 | 121.6702 | 0 | 0 | 0% | 0% | 0% | 0% | 0% | 0% | 72% | 28% | 0% | 0% | 100% | [10 empty] | 0 | 0 | 0 | 0 | 0 | 0 | 286.0336 | 111.2353 | 0 | 0 | 0 | 0 | 0 | 0 | 0 | 0 | 0 | 0 | 0 | 0 | 0 | 0 | 0 | 0 | 0 | 0 | 18.3028 | 10.4349 | 0 | 0 | 0 | 0 | 0 | 0 | 0 | 0 | 304.3364 | 121.6702 | 0 | 0
71 | SMTS 330/220kV Transformer Replacement - Stage 2 | Replacement - Major Station | Major Station | TRUE | Towers and Conductor | Network | Labour - Internal | 10% | 0 | 0 | 0 | 0 | 0 | 0 | 1.9863 | 25.8225 | 43.6996 | 27.8088 | 0 | 0 | 0 | 0 | 0 | 0 | 0 | 0.040132 | 0.72713 | 1.7251 | 1.416 | 0 | 0 | 0 | 0 | 0 | 0 | 0 | 0.11275 | 1.4396 | 3.186 | 2.7416 | 0 | 0 | 0 | 0 | 0 | 0 | 0 | 2.1392 | 27.9892 | 48.6107 | 31.9664 | 0 | 0 | 0% | 0% | 0% | 0% | 0% | 0% | 72% | 28% | 0% | 0% | 100% | [10 empty] | 0 | 0 | 0 | 0 | 0 | 0 | 71.5084 | 27.8088 | 0 | 0 | 0 | 0 | 0 | 0 | 0 | 0 | 2.4924 | 1.416 | 0 | 0 | 0 | 0 | 0 | 0 | 0 | 0 | 4.7384 | 2.7416 | 0 | 0 | 0 | 0 | 0 | 0 | 0 | 0 | 78.7392 | 31.9664 | 0 | 0
72 | SMTS 330/220kV Transformer Replacement - Stage 2 | Replacement - Major Station | Major Station | TRUE | Towers and Conductor | Network | Labour - External | 50% | 0 | 0 | 0 | 0 | 0 | 0 | 9.9317 | 129.1124 | 218.4979 | 139.0441 | 0 | 0 | 0 | 0 | 0 | 0 | 0 | 0 | 0 | 0 | 0 | 0 | 0 | 0 | 0 | 0 | 0 | 0 | 0.55261 | 7.001 | 15.3249 | 13.0436 | 0 | 0 | 0 | 0 | 0 | 0 | 0 | 10.4843 | 136.1134 | 233.8228 | 152.0878 | 0 | 0 | 0% | 0% | 0% | 0% | 0% | 0% | 72% | 28% | 0% | 0% | 100% | [10 empty] | 0 | 0 | 0 | 0 | 0 | 0 | 357.542 | 139.0441 | 0 | 0 | 0 | 0 | 0 | 0 | 0 | 0 | 0 | 0 | 0 | 0 | 0 | 0 | 0 | 0 | 0 | 0 | 22.8785 | 13.0436 | 0 | 0 | 0 | 0 | 0 | 0 | 0 | 0 | 380.4205 | 152.0878 | 0 | 0
73 | SMTS 330/220kV Transformer Replacement - Stage 2 | Replacement - Major Station | Major Station | TRUE | Establishment | Network | Materials | 40% | 0 | 0 | 0 | 0 | 0 | 0 | 57.9179 | 752.9328 | 1274.194 | 810.8507 | 0 | 0 | 0 | 0 | 0 | 0 | 0 | 0 | 0 | 0 | 0 | 0 | 0 | 0 | 0 | 0 | 0 | 0 | 3.2226 | 40.8268 | 89.369 | 76.0653 | 0 | 0 | 0 | 0 | 0 | 0 | 0 | 61.1405 | 793.7597 | 1363.563 | 886.9161 | 0 | 0 | 0% | 0% | 0% | 0% | 0% | 0% | 72% | 28% | 0% | 0% | 100% | [10 empty] | 0 | 0 | 0 | 0 | 0 | 0 | 2085.0447 | 810.8507 | 0 | 0 | 0 | 0 | 0 | 0 | 0 | 0 | 0 | 0 | 0 | 0 | 0 | 0 | 0 | 0 | 0 | 0 | 133.4184 | 76.0653 | 0 | 0 | 0 | 0 | 0 | 0 | 0 | 0 | 2218.4631 | 886.9161 | 0 | 0
74 | SMTS 330/220kV Transformer Replacement - Stage 2 | Replacement - Major Station | Major Station | TRUE | Establishment | Network | Labour - Internal | 10% | 0 | 0 | 0 | 0 | 0 | 0 | 14.4795 | 188.2332 | 318.5485 | 202.7127 | 0 | 0 | 0 | 0 | 0 | 0 | 0 | 0.29254 | 5.3004 | 12.5755 | 10.3222 | 0 | 0 | 0 | 0 | 0 | 0 | 0 | 0.82192 | 10.4941 | 23.2243 | 19.9846 | 0 | 0 | 0 | 0 | 0 | 0 | 0 | 15.5939 | 204.0278 | 354.3482 | 233.0195 | 0 | 0 | 0% | 0% | 0% | 0% | 0% | 0% | 72% | 28% | 0% | 0% | 100% | [10 empty] | 0 | 0 | 0 | 0 | 0 | 0 | 521.2612 | 202.7127 | 0 | 0 | 0 | 0 | 0 | 0 | 0 | 0 | 18.1685 | 10.3222 | 0 | 0 | 0 | 0 | 0 | 0 | 0 | 0 | 34.5403 | 19.9846 | 0 | 0 | 0 | 0 | 0 | 0 | 0 | 0 | 573.9699 | 233.0195 | 0 | 0
75 | SMTS 330/220kV Transformer Replacement - Stage 2 | Replacement - Major Station | Major Station | TRUE | Establishment | Network | Labour - External | 50% | 0 | 0 | 0 | 0 | 0 | 0 | 72.3974 | 941.166 | 1592.7425 | 1013.5634 | 0 | 0 | 0 | 0 | 0 | 0 | 0 | 0 | 0 | 0 | 0 | 0 | 0 | 0 | 0 | 0 | 0 | 0 | 4.0282 | 51.0335 | 111.7112 | 95.0816 | 0 | 0 | 0 | 0 | 0 | 0 | 0 | 76.4256 | 992.1996 | 1704.4537 | 1108.6451 | 0 | 0 | 0% | 0% | 0% | 0% | 0% | 0% | 72% | 28% | 0% | 0% | 100% | [10 empty] | 0 | 0 | 0 | 0 | 0 | 0 | 2606.3059 | 1013.5634 | 0 | 0 | 0 | 0 | 0 | 0 | 0 | 0 | 0 | 0 | 0 | 0 | 0 | 0 | 0 | 0 | 0 | 0 | 166.773 | 95.0816 | 0 | 0 | 0 | 0 | 0 | 0 | 0 | 0 | 2773.0789 | 1108.6451 | 0 | 0
76 | ERTS Redevelopment - Stage 2 | Replacement - Major Station | Major Station | TRUE | Secondary | Network | Materials | 40% | 0 | 0 | 0.75135 | 0 | 11.4312 | 149.9446 | 253.7616 | 161.4825 | 0 | 0 | 0 | 0 | 0 | 0 | 0 | 0 | 0 | 0 | 0 | 0 | 0 | 0 | 0 | 0 | 0.035814 | 0 | 0.69556 | 8.1248 | 14.1194 | 8.7562 | 0 | 0 | 0 | 0 | 0 | 0.78716 | 0 | 12.1267 | 158.0694 | 267.881 | 170.2387 | 0 | 0 | 0 | 0 | 0% | 0% | 0% | 0% | 72% | 28% | 0% | 0% | 0% | 0% | 100% | [10 empty] | 0 | 0 | 0 | 0 | 415.8089 | 161.7035 | 0 | 0 | 0 | 0 | 0 | 0 | 0 | 0 | 0 | 0 | 0 | 0 | 0 | 0 | 0 | 0 | 0 | 0 | 22.9837 | 8.7562 | 0 | 0 | 0 | 0 | 0 | 0 | 0 | 0 | 438.7926 | 170.4596 | 0 | 0 | 0 | 0
77 | ERTS Redevelopment - Stage 2 | Replacement - Major Station | Major Station | TRUE | Secondary | Network | Labour - Internal | 10% | 0 | 0 | 0.18784 | 0 | 2.8578 | 37.4861 | 63.4404 | 40.3706 | 0 | 0 | 0 | 0 | 0 | 0.0010895 | 0 | 0.028215 | 0.56679 | 1.2818 | 1.1368 | 0 | 0 | 0 | 0 | 0 | 0.0090054 | 0 | 0.17561 | 2.0619 | 3.6012 | 2.2507 | 0 | 0 | 0 | 0 | 0 | 0.19793 | 0 | 3.0616 | 40.1148 | 68.3233 | 43.7581 | 0 | 0 | 0 | 0 | 0% | 0% | 0% | 0% | 72% | 28% | 0% | 0% | 0% | 0% | 100% | [10 empty] | 0 | 0 | 0 | 0 | 103.9522 | 40.4259 | 0 | 0 | 0 | 0 | 0 | 0 | 0 | 0 | 1.8782 | 1.1368 | 0 | 0 | 0 | 0 | 0 | 0 | 0 | 0 | 5.8497 | 2.2507 | 0 | 0 | 0 | 0 | 0 | 0 | 0 | 0 | 111.6801 | 43.8133 | 0 | 0 | 0 | 0
78 | ERTS Redevelopment - Stage 2 | Replacement - Major Station | Major Station | TRUE | Secondary | Network | Labour - External | 50% | 0 | 0 | 0.93918 | 0 | 14.289 | 187.4307 | 317.202 | 201.8531 | 0 | 0 | 0 | 0 | 0 | 0.0054473 | 0 | -0.020836 | 0 | 0 | 0 | 0 | 0 | 0 | 0 | 0 | 0.045027 | 0 | 0.86818 | 10.156 | 17.6493 | 10.9452 | 0 | 0 | 0 | 0 | 0 | 0.98966 | 0 | 15.1363 | 197.5867 | 334.8513 | 212.7983 | 0 | 0 | 0 | 0 | 0% | 0% | 0% | 0% | 72% | 28% | 0% | 0% | 0% | 0% | 100% | [10 empty] | 0 | 0 | 0 | 0 | 519.7611 | 202.1293 | 0 | 0 | 0 | 0 | 0 | 0 | 0 | 0 | -0.015333 | 0 | 0 | 0 | 0 | 0 | 0 | 0 | 0 | 0 | 28.7286 | 10.9452 | 0 | 0 | 0 | 0 | 0 | 0 | 0 | 0 | 548.4744 | 213.0746 | 0 | 0 | 0 | 0
79 | ERTS Redevelopment - Stage 2 | Replacement - Major Station | Major Station | TRUE | Switchgear | Network | Materials | 40% | 0 | 0 | 4.079 | 0 | 62.0583 | 814.0288 | 1377.637 | 876.6663 | 0 | 0 | 0 | 0 | 0 | 0 | 0 | 0 | 0 | 0 | 0 | 0 | 0 | 0 | 0 | 0 | 0.19443 | 0 | 3.7761 | 44.1082 | 76.6524 | 47.5361 | 0 | 0 | 0 | 0 | 0 | 4.2734 | 0 | 65.8344 | 858.137 | 1454.2895 | 924.2024 | 0 | 0 | 0 | 0 | 0% | 0% | 0% | 0% | 72% | 28% | 0% | 0% | 0% | 0% | 100% | [10 empty] | 0 | 0 | 0 | 0 | 2257.3698 | 877.866 | 0 | 0 | 0 | 0 | 0 | 0 | 0 | 0 | 0 | 0 | 0 | 0 | 0 | 0 | 0 | 0 | 0 | 0 | 124.7754 | 47.5361 | 0 | 0 | 0 | 0 | 0 | 0 | 0 | 0 | 2382.1452 | 925.4022 | 0 | 0 | 0 | 0
80 | ERTS Redevelopment - Stage 2 | Replacement - Major Station | Major Station | TRUE | Switchgear | Network | Labour - Internal | 10% | 0 | 0 | 1.0197 | 0 | 15.5146 | 203.5072 | 344.4093 | 219.1666 | 0 | 0 | 0 | 0 | 0 | 0.0059145 | 0 | 0.15317 | 3.0771 | 6.9585 | 6.1715 | 0 | 0 | 0 | 0 | 0 | 0.048889 | 0 | 0.95334 | 11.1938 | 19.5503 | 12.2187 | 0 | 0 | 0 | 0 | 0 | 1.0745 | 0 | 16.6211 | 217.778 | 370.918 | 237.5568 | 0 | 0 | 0 | 0 | 0% | 0% | 0% | 0% | 72% | 28% | 0% | 0% | 0% | 0% | 100% | [10 empty] | 0 | 0 | 0 | 0 | 564.3425 | 219.4665 | 0 | 0 | 0 | 0 | 0 | 0 | 0 | 0 | 10.1963 | 6.1715 | 0 | 0 | 0 | 0 | 0 | 0 | 0 | 0 | 31.7574 | 12.2187 | 0 | 0 | 0 | 0 | 0 | 0 | 0 | 0 | 606.2962 | 237.8567 | 0 | 0 | 0 | 0
81 | ERTS Redevelopment - Stage 2 | Replacement - Major Station | Major Station | TRUE | Switchgear | Network | Labour - External | 50% | 0 | 0 | 5.0987 | 0 | 77.5729 | 1017.536 | 1722.0463 | 1095.8329 | 0 | 0 | 0 | 0 | 0 | 0.029572 | 0 | -0.11312 | 0 | 0 | 0 | 0 | 0 | 0 | 0 | 0 | 0.24445 | 0 | 4.7132 | 55.1353 | 95.8155 | 59.4202 | 0 | 0 | 0 | 0 | 0 | 5.3727 | 0 | 82.173 | 1072.6713 | 1817.8618 | 1155.2531 | 0 | 0 | 0 | 0 | 0% | 0% | 0% | 0% | 72% | 28% | 0% | 0% | 0% | 0% | 100% | [10 empty] | 0 | 0 | 0 | 0 | 2821.7123 | 1097.3326 | 0 | 0 | 0 | 0 | 0 | 0 | 0 | 0 | -0.083241 | 0 | 0 | 0 | 0 | 0 | 0 | 0 | 0 | 0 | 155.9637 | 59.4202 | 0 | 0 | 0 | 0 | 0 | 0 | 0 | 0 | 2977.5928 | 1156.7527 | 0 | 0 | 0 | 0
82 | ERTS Redevelopment - Stage 2 | Replacement - Major Station | Major Station | TRUE | Transformers | Network | Materials | 40% | 0 | 0 | 4.3642 | 0 | 66.3975 | 870.9464 | 1473.9627 | 937.9636 | 0 | 0 | 0 | 0 | 0 | 0 | 0 | 0 | 0 | 0 | 0 | 0 | 0 | 0 | 0 | 0 | 0.20802 | 0 | 4.0401 | 47.1923 | 82.012 | 50.8599 | 0 | 0 | 0 | 0 | 0 | 4.5722 | 0 | 70.4376 | 918.1387 | 1555.9747 | 988.8235 | 0 | 0 | 0 | 0 | 0% | 0% | 0% | 0% | 72% | 28% | 0% | 0% | 0% | 0% | 100% | [10 empty] | 0 | 0 | 0 | 0 | 2415.2072 | 939.2472 | 0 | 0 | 0 | 0 | 0 | 0 | 0 | 0 | 0 | 0 | 0 | 0 | 0 | 0 | 0 | 0 | 0 | 0 | 133.4998 | 50.8599 | 0 | 0 | 0 | 0 | 0 | 0 | 0 | 0 | 2548.707 | 990.1071 | 0 | 0 | 0 | 0
83 | ERTS Redevelopment - Stage 2 | Replacement - Major Station | Major Station | TRUE | Transformers | Network | Labour - Internal | 10% | 0 | 0 | 1.091 | 0 | 16.5994 | 217.7366 | 368.4907 | 234.4909 | 0 | 0 | 0 | 0 | 0 | 0.006328 | 0 | 0.16388 | 3.2922 | 7.445 | 6.603 | 0 | 0 | 0 | 0 | 0 | 0.052307 | 0 | 1.02 | 11.9765 | 20.9173 | 13.073 | 0 | 0 | 0 | 0 | 0 | 1.1497 | 0 | 17.7832 | 233.0053 | 396.8529 | 254.1669 | 0 | 0 | 0 | 0 | 0% | 0% | 0% | 0% | 72% | 28% | 0% | 0% | 0% | 0% | 100% | [10 empty] | 0 | 0 | 0 | 0 | 603.8018 | 234.8118 | 0 | 0 | 0 | 0 | 0 | 0 | 0 | 0 | 10.9092 | 6.603 | 0 | 0 | 0 | 0 | 0 | 0 | 0 | 0 | 33.978 | 13.073 | 0 | 0 | 0 | 0 | 0 | 0 | 0 | 0 | 648.689 | 254.4878 | 0 | 0 | 0 | 0
84 | ERTS Redevelopment - Stage 2 | Replacement - Major Station | Major Station | TRUE | Transformers | Network | Labour - External | 50% | 0 | 0 | 5.4552 | 0 | 82.9968 | 1088.683 | 1842.4533 | 1172.4545 | 0 | 0 | 0 | 0 | 0 | 0.03164 | 0 | -0.12102 | 0 | 0 | 0 | 0 | 0 | 0 | 0 | 0 | 0.26154 | 0 | 5.0428 | 58.9904 | 102.5151 | 63.5749 | 0 | 0 | 0 | 0 | 0 | 5.7484 | 0 | 87.9186 | 1147.6734 | 1944.9684 | 1236.0294 | 0 | 0 | 0 | 0 | 0% | 0% | 0% | 0% | 72% | 28% | 0% | 0% | 0% | 0% | 100% | [10 empty] | 0 | 0 | 0 | 0 | 3019.009 | 1174.0591 | 0 | 0 | 0 | 0 | 0 | 0 | 0 | 0 | -0.089061 | 0 | 0 | 0 | 0 | 0 | 0 | 0 | 0 | 0 | 166.8689 | 63.5749 | 0 | 0 | 0 | 0 | 0 | 0 | 0 | 0 | 3185.7888 | 1237.6339 | 0 | 0 | 0 | 0
85 | ERTS Redevelopment - Stage 2 | Replacement - Major Station | Major Station | TRUE | Towers and Conductor | Network | Materials | 40% | 0 | 0 | 0.28692 | 0 | 4.3652 | 57.2596 | 96.9044 | 61.6656 | 0 | 0 | 0 | 0 | 0 | 0 | 0 | 0 | 0 | 0 | 0 | 0 | 0 | 0 | 0 | 0 | 0.013676 | 0 | 0.26561 | 3.1026 | 5.3918 | 3.3437 | 0 | 0 | 0 | 0 | 0 | 0.30059 | 0 | 4.6309 | 60.3623 | 102.2962 | 65.0094 | 0 | 0 | 0 | 0 | 0% | 0% | 0% | 0% | 72% | 28% | 0% | 0% | 0% | 0% | 100% | [10 empty] | 0 | 0 | 0 | 0 | 158.7857 | 61.75 | 0 | 0 | 0 | 0 | 0 | 0 | 0 | 0 | 0 | 0 | 0 | 0 | 0 | 0 | 0 | 0 | 0 | 0 | 8.7768 | 3.3437 | 0 | 0 | 0 | 0 | 0 | 0 | 0 | 0 | 167.5626 | 65.0938 | 0 | 0 | 0 | 0
86 | ERTS Redevelopment - Stage 2 | Replacement - Major Station | Major Station | TRUE | Towers and Conductor | Network | Labour - Internal | 10% | 0 | 0 | 0.07173 | 0 | 1.0913 | 14.3149 | 24.2261 | 15.4164 | 0 | 0 | 0 | 0 | 0 | 0.00041603 | 0 | 0.010774 | 0.21644 | 0.48947 | 0.43411 | 0 | 0 | 0 | 0 | 0 | 0.0034389 | 0 | 0.067059 | 0.78738 | 1.3752 | 0.85947 | 0 | 0 | 0 | 0 | 0 | 0.075585 | 0 | 1.1691 | 15.3187 | 26.0908 | 16.71 | 0 | 0 | 0 | 0 | 0% | 0% | 0% | 0% | 72% | 28% | 0% | 0% | 0% | 0% | 100% | [10 empty] | 0 | 0 | 0 | 0 | 39.6964 | 15.4375 | 0 | 0 | 0 | 0 | 0 | 0 | 0 | 0 | 0.71722 | 0.43411 | 0 | 0 | 0 | 0 | 0 | 0 | 0 | 0 | 2.2339 | 0.85947 | 0 | 0 | 0 | 0 | 0 | 0 | 0 | 0 | 42.6475 | 16.7311 | 0 | 0 | 0 | 0
87 | ERTS Redevelopment - Stage 2 | Replacement - Major Station | Major Station | TRUE | Towers and Conductor | Network | Labour - External | 50% | 0 | 0 | 0.35865 | 0 | 5.4566 | 71.5745 | 121.1305 | 77.082 | 0 | 0 | 0 | 0 | 0 | 0.0020802 | 0 | -0.0079566 | 0 | 0 | 0 | 0 | 0 | 0 | 0 | 0 | 0.017195 | 0 | 0.33153 | 3.8783 | 6.7398 | 4.1797 | 0 | 0 | 0 | 0 | 0 | 0.37792 | 0 | 5.7801 | 75.4528 | 127.8703 | 81.2617 | 0 | 0 | 0 | 0 | 0% | 0% | 0% | 0% | 72% | 28% | 0% | 0% | 0% | 0% | 100% | [10 empty] | 0 | 0 | 0 | 0 | 198.4822 | 77.1875 | 0 | 0 | 0 | 0 | 0 | 0 | 0 | 0 | -0.0058553 | 0 | 0 | 0 | 0 | 0 | 0 | 0 | 0 | 0 | 10.9707 | 4.1797 | 0 | 0 | 0 | 0 | 0 | 0 | 0 | 0 | 209.447 | 81.3672 | 0 | 0 | 0 | 0
88 | ERTS Redevelopment - Stage 2 | Replacement - Major Station | Major Station | TRUE | Establishment | Network | Materials | 40% | 0 | 0 | 2.0915 | 0 | 31.8205 | 417.3946 | 706.3857 | 449.5121 | 0 | 0 | 0 | 0 | 0 | 0 | 0 | 0 | 0 | 0 | 0 | 0 | 0 | 0 | 0 | 0 | 0.099694 | 0 | 1.9362 | 22.6166 | 39.3037 | 24.3742 | 0 | 0 | 0 | 0 | 0 | 2.1912 | 0 | 33.7567 | 440.0112 | 745.6894 | 473.8864 | 0 | 0 | 0 | 0 | 0% | 0% | 0% | 0% | 72% | 28% | 0% | 0% | 0% | 0% | 100% | [10 empty] | 0 | 0 | 0 | 0 | 1157.4702 | 450.1273 | 0 | 0 | 0 | 0 | 0 | 0 | 0 | 0 | 0 | 0 | 0 | 0 | 0 | 0 | 0 | 0 | 0 | 0 | 63.9788 | 24.3742 | 0 | 0 | 0 | 0 | 0 | 0 | 0 | 0 | 1221.449 | 474.5015 | 0 | 0 | 0 | 0
89 | ERTS Redevelopment - Stage 2 | Replacement - Major Station | Major Station | TRUE | Establishment | Network | Labour - Internal | 10% | 0 | 0 | 0.52287 | 0 | 7.9551 | 104.3487 | 176.5964 | 112.378 | 0 | 0 | 0 | 0 | 0 | 0.0030327 | 0 | 0.07854 | 1.5778 | 3.568 | 3.1644 | 0 | 0 | 0 | 0 | 0 | 0.025068 | 0 | 0.48883 | 5.7396 | 10.0244 | 6.2651 | 0 | 0 | 0 | 0 | 0 | 0.55097 | 0 | 8.5225 | 111.6661 | 190.1888 | 121.8076 | 0 | 0 | 0 | 0 | 0% | 0% | 0% | 0% | 72% | 28% | 0% | 0% | 0% | 0% | 100% | [10 empty] | 0 | 0 | 0 | 0 | 289.3675 | 112.5318 | 0 | 0 | 0 | 0 | 0 | 0 | 0 | 0 | 5.2282 | 3.1644 | 0 | 0 | 0 | 0 | 0 | 0 | 0 | 0 | 16.2837 | 6.2651 | 0 | 0 | 0 | 0 | 0 | 0 | 0 | 0 | 310.8794 | 121.9614 | 0 | 0 | 0 | 0
90 | ERTS Redevelopment - Stage 2 | Replacement - Major Station | Major Station | TRUE | Establishment | Network | Labour - External | 50% | 0 | 0 | 2.6144 | 0 | 39.7756 | 521.7433 | 882.9821 | 561.8902 | 0 | 0 | 0 | 0 | 0 | 0.015163 | 0 | -0.058 | 0 | 0 | 0 | 0 | 0 | 0 | 0 | 0 | 0.12534 | 0 | 2.4167 | 28.2707 | 49.1296 | 30.4678 | 0 | 0 | 0 | 0 | 0 | 2.7549 | 0 | 42.1343 | 550.014 | 932.1117 | 592.358 | 0 | 0 | 0 | 0 | 0% | 0% | 0% | 0% | 72% | 28% | 0% | 0% | 0% | 0% | 100% | [10 empty] | 0 | 0 | 0 | 0 | 1446.8377 | 562.6591 | 0 | 0 | 0 | 0 | 0 | 0 | 0 | 0 | -0.042682 | 0 | 0 | 0 | 0 | 0 | 0 | 0 | 0 | 0 | 79.9707 | 30.4678 | 0 | 0 | 0 | 0 | 0 | 0 | 0 | 0 | 1526.7657 | 593.1269 | 0 | 0 | 0 | 0
91 | Purchase a spare transformer for WOTS | Replacement - Major Station | Major Station | TRUE | Secondary | Network | Materials | 40% | 0 | 0 | 0.20887 | 2.5544 | 33.8438 | 57.8088 | 36.7874 | 0 | 0 | 0 | 0 | 0 | 0 | 0 | 0 | 0 | 0 | 0 | 0 | 0 | 0 | 0 | 0 | 0 | 0.0099561 | 0.17334 | 2.0593 | 3.1324 | 2.0469 | 0 | 0 | 0 | 0 | 0 | 0 | 0.21883 | 2.7277 | 35.9032 | 60.9412 | 38.8343 | 0 | 0 | 0 | 0 | 0 | 0% | 0% | 0% | 0% | 100% | 0% | 0% | 0% | 0% | 0% | 100% | [10 empty] | 0 | 0 | 0 | 0 | 131.6021 | 0 | 0 | 0 | 0 | 0 | 0 | 0 | 0 | 0 | 0 | 0 | 0 | 0 | 0 | 0 | 0 | 0 | 0 | 0 | 7.4465 | 0 | 0 | 0 | 0 | 0 | 0 | 0 | 0 | 0 | 139.0486 | 0 | 0 | 0 | 0 | 0
92 | Purchase a spare transformer for WOTS | Replacement - Major Station | Major Station | TRUE | Secondary | Network | Labour - Internal | 10% | 0 | 0 | 0.052218 | 0.6386 | 8.461 | 14.4522 | 9.1969 | 0 | 0 | 0 | 0 | 0 | 0 | 0.00030286 | 0.0023367 | 0.083534 | 0.21852 | 0.18581 | 0 | 0 | 0 | 0 | 0 | 0 | 0.0025035 | 0.043495 | 0.51991 | 0.79493 | 0.52206 | 0 | 0 | 0 | 0 | 0 | 0 | 0.055024 | 0.68443 | 9.0644 | 15.4657 | 9.9047 | 0 | 0 | 0 | 0 | 0 | 0% | 0% | 0% | 0% | 100% | 0% | 0% | 0% | 0% | 0% | 100% | [10 empty] | 0 | 0 | 0 | 0 | 32.9005 | 0 | 0 | 0 | 0 | 0 | 0 | 0 | 0 | 0 | 0.49137 | 0 | 0 | 0 | 0 | 0 | 0 | 0 | 0 | 0 | 1.8891 | 0 | 0 | 0 | 0 | 0 | 0 | 0 | 0 | 0 | 35.281 | 0 | 0 | 0 | 0 | 0
93 | Purchase a spare transformer for WOTS | Replacement - Major Station | Major Station | TRUE | Secondary | Network | Labour - External | 50% | 0 | 0 | 0.26109 | 3.193 | 42.3048 | 72.261 | 45.9843 | 0 | 0 | 0 | 0 | 0 | 0 | 0.0015143 | -0.0083932 | -0.061688 | 0 | 0 | 0 | 0 | 0 | 0 | 0 | 0 | 0.012517 | 0.21611 | 2.5704 | 3.9155 | 2.5586 | 0 | 0 | 0 | 0 | 0 | 0 | 0.27512 | 3.4007 | 44.8135 | 76.1765 | 48.5429 | 0 | 0 | 0 | 0 | 0 | 0% | 0% | 0% | 0% | 100% | 0% | 0% | 0% | 0% | 0% | 100% | [10 empty] | 0 | 0 | 0 | 0 | 164.5027 | 0 | 0 | 0 | 0 | 0 | 0 | 0 | 0 | 0 | -0.069314 | 0 | 0 | 0 | 0 | 0 | 0 | 0 | 0 | 0 | 9.3038 | 0 | 0 | 0 | 0 | 0 | 0 | 0 | 0 | 0 | 173.7372 | 0 | 0 | 0 | 0 | 0
94 | Purchase a spare transformer for WOTS | Replacement - Major Station | Major Station | TRUE | Switchgear | Network | Materials | 40% | 0 | 0 | 1.1339 | 13.8675 | 183.7336 | 313.8362 | 199.7139 | 0 | 0 | 0 | 0 | 0 | 0 | 0 | 0 | 0 | 0 | 0 | 0 | 0 | 0 | 0 | 0 | 0 | 0.05405 | 0.94106 | 11.1797 | 17.0053 | 11.1122 | 0 | 0 | 0 | 0 | 0 | 0 | 1.188 | 14.8086 | 194.9134 | 330.8414 | 210.8261 | 0 | 0 | 0 | 0 | 0 | 0% | 0% | 0% | 0% | 100% | 0% | 0% | 0% | 0% | 0% | 100% | [10 empty] | 0 | 0 | 0 | 0 | 714.45 | 0 | 0 | 0 | 0 | 0 | 0 | 0 | 0 | 0 | 0 | 0 | 0 | 0 | 0 | 0 | 0 | 0 | 0 | 0 | 40.4261 | 0 | 0 | 0 | 0 | 0 | 0 | 0 | 0 | 0 | 754.8761 | 0 | 0 | 0 | 0 | 0
95 | Purchase a spare transformer for WOTS | Replacement - Major Station | Major Station | TRUE | Switchgear | Network | Labour - Internal | 10% | 0 | 0 | 0.28348 | 3.4669 | 45.9334 | 78.459 | 49.9285 | 0 | 0 | 0 | 0 | 0 | 0 | 0.0016442 | 0.012685 | 0.4535 | 1.1863 | 1.0088 | 0 | 0 | 0 | 0 | 0 | 0 | 0.013591 | 0.23613 | 2.8225 | 4.3156 | 2.8342 | 0 | 0 | 0 | 0 | 0 | 0 | 0.29872 | 3.7157 | 49.2094 | 83.9609 | 53.7714 | 0 | 0 | 0 | 0 | 0 | 0% | 0% | 0% | 0% | 100% | 0% | 0% | 0% | 0% | 0% | 100% | [10 empty] | 0 | 0 | 0 | 0 | 178.6125 | 0 | 0 | 0 | 0 | 0 | 0 | 0 | 0 | 0 | 2.6676 | 0 | 0 | 0 | 0 | 0 | 0 | 0 | 0 | 0 | 10.2558 | 0 | 0 | 0 | 0 | 0 | 0 | 0 | 0 | 0 | 191.5358 | 0 | 0 | 0 | 0 | 0
96 | Purchase a spare transformer for WOTS | Replacement - Major Station | Major Station | TRUE | Switchgear | Network | Labour - External | 50% | 0 | 0 | 1.4174 | 17.3344 | 229.6671 | 392.2952 | 249.6424 | 0 | 0 | 0 | 0 | 0 | 0 | 0.008221 | -0.045566 | -0.3349 | 0 | 0 | 0 | 0 | 0 | 0 | 0 | 0 | 0.067955 | 1.1732 | 13.9543 | 21.2566 | 13.8902 | 0 | 0 | 0 | 0 | 0 | 0 | 1.4936 | 18.4621 | 243.2864 | 413.5518 | 263.5326 | 0 | 0 | 0 | 0 | 0 | 0% | 0% | 0% | 0% | 100% | 0% | 0% | 0% | 0% | 0% | 100% | [10 empty] | 0 | 0 | 0 | 0 | 893.0625 | 0 | 0 | 0 | 0 | 0 | 0 | 0 | 0 | 0 | -0.3763 | 0 | 0 | 0 | 0 | 0 | 0 | 0 | 0 | 0 | 50.5093 | 0 | 0 | 0 | 0 | 0 | 0 | 0 | 0 | 0 | 943.1955 | 0 | 0 | 0 | 0 | 0
97 | Purchase a spare transformer for WOTS | Replacement - Major Station | Major Station | TRUE | Transformers | Network | Materials | 40% | 0 | 0 | 1.2132 | 14.8371 | 196.5805 | 335.7799 | 213.6781 | 0 | 0 | 0 | 0 | 0 | 0 | 0 | 0 | 0 | 0 | 0 | 0 | 0 | 0 | 0 | 0 | 0 | 0.05783 | 1.0069 | 11.9614 | 18.1943 | 11.8892 | 0 | 0 | 0 | 0 | 0 | 0 | 1.2711 | 15.844 | 208.5419 | 353.9742 | 225.5673 | 0 | 0 | 0 | 0 | 0 | 0% | 0% | 0% | 0% | 100% | 0% | 0% | 0% | 0% | 0% | 100% | [10 empty] | 0 | 0 | 0 | 0 | 764.405 | 0 | 0 | 0 | 0 | 0 | 0 | 0 | 0 | 0 | 0 | 0 | 0 | 0 | 0 | 0 | 0 | 0 | 0 | 0 | 43.2527 | 0 | 0 | 0 | 0 | 0 | 0 | 0 | 0 | 0 | 807.6577 | 0 | 0 | 0 | 0 | 0
98 | Purchase a spare transformer for WOTS | Replacement - Major Station | Major Station | TRUE | Transformers | Network | Labour - Internal | 10% | 0 | 0 | 0.30331 | 3.7093 | 49.1451 | 83.945 | 53.4195 | 0 | 0 | 0 | 0 | 0 | 0 | 0.0017592 | 0.013572 | 0.4852 | 1.2693 | 1.0793 | 0 | 0 | 0 | 0 | 0 | 0 | 0.014541 | 0.25264 | 3.0199 | 4.6173 | 3.0323 | 0 | 0 | 0 | 0 | 0 | 0 | 0.31961 | 3.9755 | 52.6502 | 89.8316 | 57.5312 | 0 | 0 | 0 | 0 | 0 | 0% | 0% | 0% | 0% | 100% | 0% | 0% | 0% | 0% | 0% | 100% | [10 empty] | 0 | 0 | 0 | 0 | 191.1013 | 0 | 0 | 0 | 0 | 0 | 0 | 0 | 0 | 0 | 2.8541 | 0 | 0 | 0 | 0 | 0 | 0 | 0 | 0 | 0 | 10.9728 | 0 | 0 | 0 | 0 | 0 | 0 | 0 | 0 | 0 | 204.9282 | 0 | 0 | 0 | 0 | 0
99 | Purchase a spare transformer for WOTS | Replacement - Major Station | Major Station | TRUE | Transformers | Network | Labour - External | 50% | 0 | 0 | 1.5165 | 18.5464 | 245.7256 | 419.7249 | 267.0976 | 0 | 0 | 0 | 0 | 0 | 0 | 0.0087959 | -0.048752 | -0.35831 | 0 | 0 | 0 | 0 | 0 | 0 | 0 | 0 | 0.072706 | 1.2553 | 14.93 | 22.7428 | 14.8615 | 0 | 0 | 0 | 0 | 0 | 0 | 1.598 | 19.753 | 260.2972 | 442.4677 | 281.9591 | 0 | 0 | 0 | 0 | 0 | 0% | 0% | 0% | 0% | 100% | 0% | 0% | 0% | 0% | 0% | 100% | [10 empty] | 0 | 0 | 0 | 0 | 955.5063 | 0 | 0 | 0 | 0 | 0 | 0 | 0 | 0 | 0 | -0.40261 | 0 | 0 | 0 | 0 | 0 | 0 | 0 | 0 | 0 | 54.0409 | 0 | 0 | 0 | 0 | 0 | 0 | 0 | 0 | 0 | 1009.1446 | 0 | 0 | 0 | 0 | 0
100 | Purchase a spare transformer for WOTS | Replacement - Major Station | Major Station | TRUE | Towers and Conductor | Network | Materials | 40% | 0 | 0 | 0.079762 | 0.97546 | 12.924 | 22.0756 | 14.0481 | 0 | 0 | 0 | 0 | 0 | 0 | 0 | 0 | 0 | 0 | 0 | 0 | 0 | 0 | 0 | 0 | 0 | 0.003802 | 0.066195 | 0.78639 | 1.1962 | 0.78164 | 0 | 0 | 0 | 0 | 0 | 0 | 0.083564 | 1.0417 | 13.7104 | 23.2717 | 14.8297 | 0 | 0 | 0 | 0 | 0 | 0% | 0% | 0% | 0% | 100% | 0% | 0% | 0% | 0% | 0% | 100% | [10 empty] | 0 | 0 | 0 | 0 | 50.2552 | 0 | 0 | 0 | 0 | 0 | 0 | 0 | 0 | 0 | 0 | 0 | 0 | 0 | 0 | 0 | 0 | 0 | 0 | 0 | 2.8436 | 0 | 0 | 0 | 0 | 0 | 0 | 0 | 0 | 0 | 53.0988 | 0 | 0 | 0 | 0 | 0
101 | Purchase a spare transformer for WOTS | Replacement - Major Station | Major Station | TRUE | Towers and Conductor | Network | Labour - Internal | 10% | 0 | 0 | 0.019941 | 0.24386 | 3.231 | 5.5189 | 3.512 | 0 | 0 | 0 | 0 | 0 | 0 | 0.00011566 | 0.00089231 | 0.031899 | 0.083446 | 0.070957 | 0 | 0 | 0 | 0 | 0 | 0 | 0.000956 | 0.016609 | 0.19854 | 0.30356 | 0.19936 | 0 | 0 | 0 | 0 | 0 | 0 | 0.021012 | 0.26137 | 3.4614 | 5.9059 | 3.7823 | 0 | 0 | 0 | 0 | 0 | 0% | 0% | 0% | 0% | 100% | 0% | 0% | 0% | 0% | 0% | 100% | [10 empty] | 0 | 0 | 0 | 0 | 12.5638 | 0 | 0 | 0 | 0 | 0 | 0 | 0 | 0 | 0 | 0.18764 | 0 | 0 | 0 | 0 | 0 | 0 | 0 | 0 | 0 | 0.7214 | 0 | 0 | 0 | 0 | 0 | 0 | 0 | 0 | 0 | 13.4728 | 0 | 0 | 0 | 0 | 0
102 | Purchase a spare transformer for WOTS | Replacement - Major Station | Major Station | TRUE | Towers and Conductor | Network | Labour - External | 50% | 0 | 0 | 0.099703 | 1.2193 | 16.155 | 27.5945 | 17.5601 | 0 | 0 | 0 | 0 | 0 | 0 | 0.00057828 | -0.0032051 | -0.023557 | 0 | 0 | 0 | 0 | 0 | 0 | 0 | 0 | 0.00478 | 0.082527 | 0.98156 | 1.4952 | 0.97705 | 0 | 0 | 0 | 0 | 0 | 0 | 0.10506 | 1.2986 | 17.113 | 29.0897 | 18.5372 | 0 | 0 | 0 | 0 | 0 | 0% | 0% | 0% | 0% | 100% | 0% | 0% | 0% | 0% | 0% | 100% | [10 empty] | 0 | 0 | 0 | 0 | 62.8189 | 0 | 0 | 0 | 0 | 0 | 0 | 0 | 0 | 0 | -0.026469 | 0 | 0 | 0 | 0 | 0 | 0 | 0 | 0 | 0 | 3.5529 | 0 | 0 | 0 | 0 | 0 | 0 | 0 | 0 | 0 | 66.3454 | 0 | 0 | 0 | 0 | 0
103 | Purchase a spare transformer for WOTS | Replacement - Major Station | Major Station | TRUE | Establishment | Network | Materials | 40% | 0 | 0 | 0.58143 | 7.1106 | 94.2097 | 160.92 | 102.4037 | 0 | 0 | 0 | 0 | 0 | 0 | 0 | 0 | 0 | 0 | 0 | 0 | 0 | 0 | 0 | 0 | 0 | 0.027714 | 0.48253 | 5.7324 | 8.7195 | 5.6978 | 0 | 0 | 0 | 0 | 0 | 0 | 0.60914 | 7.5931 | 99.9422 | 169.6395 | 108.1014 | 0 | 0 | 0 | 0 | 0 | 0% | 0% | 0% | 0% | 100% | 0% | 0% | 0% | 0% | 0% | 100% | [10 empty] | 0 | 0 | 0 | 0 | 366.3354 | 0 | 0 | 0 | 0 | 0 | 0 | 0 | 0 | 0 | 0 | 0 | 0 | 0 | 0 | 0 | 0 | 0 | 0 | 0 | 20.7286 | 0 | 0 | 0 | 0 | 0 | 0 | 0 | 0 | 0 | 387.064 | 0 | 0 | 0 | 0 | 0
104 | Purchase a spare transformer for WOTS | Replacement - Major Station | Major Station | TRUE | Establishment | Network | Labour - Internal | 10% | 0 | 0 | 0.14536 | 1.7776 | 23.5524 | 40.23 | 25.6009 | 0 | 0 | 0 | 0 | 0 | 0 | 0.00084307 | 0.0065045 | 0.23253 | 0.60828 | 0.51724 | 0 | 0 | 0 | 0 | 0 | 0 | 0.0069688 | 0.12107 | 1.4473 | 2.2128 | 1.4532 | 0 | 0 | 0 | 0 | 0 | 0 | 0.15317 | 1.9052 | 25.2322 | 43.0511 | 27.5714 | 0 | 0 | 0 | 0 | 0 | 0% | 0% | 0% | 0% | 100% | 0% | 0% | 0% | 0% | 0% | 100% | [10 empty] | 0 | 0 | 0 | 0 | 91.5839 | 0 | 0 | 0 | 0 | 0 | 0 | 0 | 0 | 0 | 1.3678 | 0 | 0 | 0 | 0 | 0 | 0 | 0 | 0 | 0 | 5.2587 | 0 | 0 | 0 | 0 | 0 | 0 | 0 | 0 | 0 | 98.2103 | 0 | 0 | 0 | 0 | 0
105 | Purchase a spare transformer for WOTS | Replacement - Major Station | Major Station | TRUE | Establishment | Network | Labour - External | 50% | 0 | 0 | 0.72678 | 8.8882 | 117.7622 | 201.15 | 128.0046 | 0 | 0 | 0 | 0 | 0 | 0 | 0.0042154 | -0.023364 | -0.17172 | 0 | 0 | 0 | 0 | 0 | 0 | 0 | 0 | 0.034844 | 0.60158 | 7.1551 | 10.8993 | 7.1222 | 0 | 0 | 0 | 0 | 0 | 0 | 0.76584 | 9.4665 | 124.7455 | 212.0494 | 135.1268 | 0 | 0 | 0 | 0 | 0 | 0% | 0% | 0% | 0% | 100% | 0% | 0% | 0% | 0% | 0% | 100% | [10 empty] | 0 | 0 | 0 | 0 | 457.9193 | 0 | 0 | 0 | 0 | 0 | 0 | 0 | 0 | 0 | -0.19295 | 0 | 0 | 0 | 0 | 0 | 0 | 0 | 0 | 0 | 25.8987 | 0 | 0 | 0 | 0 | 0 | 0 | 0 | 0 | 0 | 483.6251 | 0 | 0 | 0 | 0 | 0
106 | TSTS Transformer and 66kV Circuit Breaker Replacement | Replacement - Major Station | Major Station | TRUE | Secondary | Network | Materials | 40% | 0 | 0.091675 | 0.52467 | 0 | 40.5254 | 531.7003 | 899.7857 | 572.604 | 0 | 0 | 0 | 0 | 0 | 0 | 0 | 0 | 0 | 0 | 0 | 0 | 0 | 0 | 0 | 0 | 0.025009 | 0 | 2.4659 | 28.8102 | 50.0645 | 31.0487 | 0 | 0 | 0 | 0 | 0.091675 | 0.54968 | 0 | 42.9913 | 560.5106 | 949.8503 | 603.6528 | 0 | 0 | 0 | 0 | 0% | 0% | 0% | 0% | 72% | 28% | 0% | 0% | 0% | 0% | 100% | [10 empty] | 0 | 0 | 0 | 0 | 1472.8566 | 572.7776 | 0 | 0 | 0 | 0 | 0 | 0 | 0 | 0 | 0 | 0 | 0 | 0 | 0 | 0 | 0 | 0 | 0 | 0 | 81.3898 | 31.0487 | 0 | 0 | 0 | 0 | 0 | 0 | 0 | 0 | 1554.2465 | 603.8263 | 0 | 0 | 0 | 0
107 | TSTS Transformer and 66kV Circuit Breaker Replacement | Replacement - Major Station | Major Station | TRUE | Secondary | Network | Labour - Internal | 10% | 0 | 0.022919 | 0.13117 | 0 | 10.1314 | 132.9251 | 224.9464 | 143.151 | 0 | 0 | 0 | 0 | 0 | 0.00076077 | 0 | 0.10003 | 2.0098 | 4.5448 | 4.031 | 0 | 0 | 0 | 0 | 0 | 0.0062885 | 0 | 0.62255 | 7.3115 | 12.769 | 7.9808 | 0 | 0 | 0 | 0 | 0.022919 | 0.13822 | 0 | 10.8539 | 142.2464 | 242.2603 | 155.1627 | 0 | 0 | 0 | 0 | 0% | 0% | 0% | 0% | 72% | 28% | 0% | 0% | 0% | 0% | 100% | [10 empty] | 0 | 0 | 0 | 0 | 368.2142 | 143.1944 | 0 | 0 | 0 | 0 | 0 | 0 | 0 | 0 | 6.6564 | 4.031 | 0 | 0 | 0 | 0 | 0 | 0 | 0 | 0 | 20.7154 | 7.9808 | 0 | 0 | 0 | 0 | 0 | 0 | 0 | 0 | 395.586 | 155.2061 | 0 | 0 | 0 | 0
108 | TSTS Transformer and 66kV Circuit Breaker Replacement | Replacement - Major Station | Major Station | TRUE | Secondary | Network | Labour - External | 50% | 0 | 0.11459 | 0.65584 | 0 | 50.6568 | 664.6254 | 1124.7322 | 715.755 | 0 | 0 | 0 | 0 | 0 | 0.0038039 | 0 | -0.073867 | 0 | 0 | 0 | 0 | 0 | 0 | 0 | 0 | 0.031443 | 0 | 3.0778 | 36.0128 | 62.5807 | 38.8109 | 0 | 0 | 0 | 0 | 0.11459 | 0.69109 | 0 | 53.6608 | 700.6382 | 1187.3129 | 754.566 | 0 | 0 | 0 | 0 | 0% | 0% | 0% | 0% | 72% | 28% | 0% | 0% | 0% | 0% | 100% | [10 empty] | 0 | 0 | 0 | 0 | 1841.0708 | 715.972 | 0 | 0 | 0 | 0 | 0 | 0 | 0 | 0 | -0.070578 | 0 | 0 | 0 | 0 | 0 | 0 | 0 | 0 | 0 | 101.7329 | 38.8109 | 0 | 0 | 0 | 0 | 0 | 0 | 0 | 0 | 1942.7332 | 754.7829 | 0 | 0 | 0 | 0
109 | TSTS Transformer and 66kV Circuit Breaker Replacement | Replacement - Major Station | Major Station | TRUE | Switchgear | Network | Materials | 40% | 0 | 0.28739 | 1.6448 | 0 | 127.044 | 1666.8376 | 2820.7557 | 1795.0675 | 0 | 0 | 0 | 0 | 0 | 0 | 0 | 0 | 0 | 0 | 0 | 0 | 0 | 0 | 0 | 0 | 0.078401 | 0 | 7.7303 | 90.3178 | 156.9483 | 97.3353 | 0 | 0 | 0 | 0 | 0.28739 | 1.7232 | 0 | 134.7743 | 1757.1554 | 2977.704 | 1892.4027 | 0 | 0 | 0 | 0 | 0% | 0% | 0% | 0% | 72% | 28% | 0% | 0% | 0% | 0% | 100% | [10 empty] | 0 | 0 | 0 | 0 | 4617.2868 | 1795.6115 | 0 | 0 | 0 | 0 | 0 | 0 | 0 | 0 | 0 | 0 | 0 | 0 | 0 | 0 | 0 | 0 | 0 | 0 | 255.1506 | 97.3353 | 0 | 0 | 0 | 0 | 0 | 0 | 0 | 0 | 4872.4374 | 1892.9468 | 0 | 0 | 0 | 0
110 | TSTS Transformer and 66kV Circuit Breaker Replacement | Replacement - Major Station | Major Station | TRUE | Switchgear | Network | Labour - Internal | 10% | 0 | 0.071848 | 0.4112 | 0 | 31.761 | 416.7094 | 705.1889 | 448.7669 | 0 | 0 | 0 | 0 | 0 | 0.002385 | 0 | 0.31357 | 6.3007 | 14.2477 | 12.6368 | 0 | 0 | 0 | 0 | 0 | 0.019714 | 0 | 1.9517 | 22.9209 | 40.0298 | 25.019 | 0 | 0 | 0 | 0 | 0.071848 | 0.4333 | 0 | 34.0262 | 445.9309 | 759.4664 | 486.4227 | 0 | 0 | 0 | 0 | 0% | 0% | 0% | 0% | 72% | 28% | 0% | 0% | 0% | 0% | 100% | [10 empty] | 0 | 0 | 0 | 0 | 1154.3217 | 448.9029 | 0 | 0 | 0 | 0 | 0 | 0 | 0 | 0 | 20.8674 | 12.6368 | 0 | 0 | 0 | 0 | 0 | 0 | 0 | 0 | 64.9412 | 25.019 | 0 | 0 | 0 | 0 | 0 | 0 | 0 | 0 | 1240.1302 | 486.5587 | 0 | 0 | 0 | 0
111 | TSTS Transformer and 66kV Circuit Breaker Replacement | Replacement - Major Station | Major Station | TRUE | Switchgear | Network | Labour - External | 50% | 0 | 0.35924 | 2.056 | 0 | 158.805 | 2083.547 | 3525.9447 | 2243.8343 | 0 | 0 | 0 | 0 | 0 | 0.011925 | 0 | -0.23157 | 0 | 0 | 0 | 0 | 0 | 0 | 0 | 0 | 0.09857 | 0 | 9.6488 | 112.8972 | 196.1854 | 121.6691 | 0 | 0 | 0 | 0 | 0.35924 | 2.1665 | 0 | 168.2222 | 2196.4443 | 3722.13 | 2365.5034 | 0 | 0 | 0 | 0 | 0% | 0% | 0% | 0% | 72% | 28% | 0% | 0% | 0% | 0% | 100% | [10 empty] | 0 | 0 | 0 | 0 | 5771.6085 | 2244.5144 | 0 | 0 | 0 | 0 | 0 | 0 | 0 | 0 | -0.22126 | 0 | 0 | 0 | 0 | 0 | 0 | 0 | 0 | 0 | 318.9246 | 121.6691 | 0 | 0 | 0 | 0 | 0 | 0 | 0 | 0 | 6090.3119 | 2366.1835 | 0 | 0 | 0 | 0
112 | TSTS Transformer and 66kV Circuit Breaker Replacement | Replacement - Major Station | Major Station | TRUE | Transformers | Network | Materials | 40% | 0 | 0.23075 | 1.3206 | 0 | 102.0033 | 1338.2992 | 2264.7767 | 1441.2546 | 0 | 0 | 0 | 0 | 0 | 0 | 0 | 0 | 0 | 0 | 0 | 0 | 0 | 0 | 0 | 0 | 0.062948 | 0 | 6.2066 | 72.5159 | 126.0133 | 78.1502 | 0 | 0 | 0 | 0 | 0.23075 | 1.3836 | 0 | 108.2099 | 1410.8151 | 2390.7901 | 1519.4048 | 0 | 0 | 0 | 0 | 0% | 0% | 0% | 0% | 72% | 28% | 0% | 0% | 0% | 0% | 100% | [10 empty] | 0 | 0 | 0 | 0 | 3707.2064 | 1441.6914 | 0 | 0 | 0 | 0 | 0 | 0 | 0 | 0 | 0 | 0 | 0 | 0 | 0 | 0 | 0 | 0 | 0 | 0 | 204.8597 | 78.1502 | 0 | 0 | 0 | 0 | 0 | 0 | 0 | 0 | 3912.0661 | 1519.8416 | 0 | 0 | 0 | 0
113 | TSTS Transformer and 66kV Circuit Breaker Replacement | Replacement - Major Station | Major Station | TRUE | Transformers | Network | Labour - Internal | 10% | 0 | 0.057687 | 0.33015 | 0 | 25.5008 | 334.5748 | 566.1942 | 360.3136 | 0 | 0 | 0 | 0 | 0 | 0.0019149 | 0 | 0.25177 | 5.0588 | 11.4394 | 10.1461 | 0 | 0 | 0 | 0 | 0 | 0.015828 | 0 | 1.567 | 18.4031 | 32.1398 | 20.0877 | 0 | 0 | 0 | 0 | 0.057687 | 0.34789 | 0 | 27.3196 | 358.0367 | 609.7734 | 390.5474 | 0 | 0 | 0 | 0 | 0% | 0% | 0% | 0% | 72% | 28% | 0% | 0% | 0% | 0% | 100% | [10 empty] | 0 | 0 | 0 | 0 | 926.8016 | 360.4228 | 0 | 0 | 0 | 0 | 0 | 0 | 0 | 0 | 16.7544 | 10.1461 | 0 | 0 | 0 | 0 | 0 | 0 | 0 | 0 | 52.1411 | 20.0877 | 0 | 0 | 0 | 0 | 0 | 0 | 0 | 0 | 995.697 | 390.6566 | 0 | 0 | 0 | 0
114 | TSTS Transformer and 66kV Circuit Breaker Replacement | Replacement - Major Station | Major Station | TRUE | Transformers | Network | Labour - External | 50% | 0 | 0.28843 | 1.6508 | 0 | 127.5041 | 1672.8739 | 2830.9709 | 1801.5682 | 0 | 0 | 0 | 0 | 0 | 0.0095744 | 0 | -0.18592 | 0 | 0 | 0 | 0 | 0 | 0 | 0 | 0 | 0.079142 | 0 | 7.747 | 90.6449 | 157.5167 | 97.6878 | 0 | 0 | 0 | 0 | 0.28843 | 1.7395 | 0 | 135.0652 | 1763.5188 | 2988.4876 | 1899.256 | 0 | 0 | 0 | 0 | 0% | 0% | 0% | 0% | 72% | 28% | 0% | 0% | 0% | 0% | 100% | [10 empty] | 0 | 0 | 0 | 0 | 4634.008 | 1802.1142 | 0 | 0 | 0 | 0 | 0 | 0 | 0 | 0 | -0.17765 | 0 | 0 | 0 | 0 | 0 | 0 | 0 | 0 | 0 | 256.0636 | 97.6878 | 0 | 0 | 0 | 0 | 0 | 0 | 0 | 0 | 4889.894 | 1899.802 | 0 | 0 | 0 | 0
115 | TSTS Transformer and 66kV Circuit Breaker Replacement | Replacement - Major Station | Major Station | TRUE | Towers and Conductor | Network | Materials | 40% | 0 | 0.0099421 | 0.0569 | 0 | 4.3949 | 57.6623 | 97.5808 | 62.0983 | 0 | 0 | 0 | 0 | 0 | 0 | 0 | 0 | 0 | 0 | 0 | 0 | 0 | 0 | 0 | 0 | 0.0027122 | 0 | 0.26742 | 3.1244 | 5.4294 | 3.3672 | 0 | 0 | 0 | 0 | 0.0099421 | 0.059612 | 0 | 4.6624 | 60.7867 | 103.0102 | 65.4655 | 0 | 0 | 0 | 0 | 0% | 0% | 0% | 0% | 72% | 28% | 0% | 0% | 0% | 0% | 100% | [10 empty] | 0 | 0 | 0 | 0 | 159.7297 | 62.1171 | 0 | 0 | 0 | 0 | 0 | 0 | 0 | 0 | 0 | 0 | 0 | 0 | 0 | 0 | 0 | 0 | 0 | 0 | 8.8266 | 3.3672 | 0 | 0 | 0 | 0 | 0 | 0 | 0 | 0 | 168.5563 | 65.4843 | 0 | 0 | 0 | 0
116 | TSTS Transformer and 66kV Circuit Breaker Replacement | Replacement - Major Station | Major Station | TRUE | Towers and Conductor | Network | Labour - Internal | 10% | 0 | 0.0024855 | 0.014225 | 0 | 1.0987 | 14.4156 | 24.3952 | 15.5246 | 0 | 0 | 0 | 0 | 0 | 8.2505e-05 | 0 | 0.010848 | 0.21797 | 0.49288 | 0.43716 | 0 | 0 | 0 | 0 | 0 | 0.00068198 | 0 | 0.067515 | 0.79292 | 1.3848 | 0.8655 | 0 | 0 | 0 | 0 | 0.0024855 | 0.014989 | 0 | 1.1771 | 15.4265 | 26.2729 | 16.8272 | 0 | 0 | 0 | 0 | 0% | 0% | 0% | 0% | 72% | 28% | 0% | 0% | 0% | 0% | 100% | [10 empty] | 0 | 0 | 0 | 0 | 39.9324 | 15.5293 | 0 | 0 | 0 | 0 | 0 | 0 | 0 | 0 | 0.72188 | 0.43716 | 0 | 0 | 0 | 0 | 0 | 0 | 0 | 0 | 2.2466 | 0.8655 | 0 | 0 | 0 | 0 | 0 | 0 | 0 | 0 | 42.9009 | 16.8319 | 0 | 0 | 0 | 0
117 | TSTS Transformer and 66kV Circuit Breaker Replacement | Replacement - Major Station | Major Station | TRUE | Towers and Conductor | Network | Labour - External | 50% | 0 | 0.012428 | 0.071125 | 0 | 5.4937 | 72.0779 | 121.976 | 77.6228 | 0 | 0 | 0 | 0 | 0 | 0.00041252 | 0 | -0.0080108 | 0 | 0 | 0 | 0 | 0 | 0 | 0 | 0 | 0.0034099 | 0 | 0.33379 | 3.9055 | 6.7868 | 4.209 | 0 | 0 | 0 | 0 | 0.012428 | 0.074947 | 0 | 5.8195 | 75.9834 | 128.7628 | 81.8318 | 0 | 0 | 0 | 0 | 0% | 0% | 0% | 0% | 72% | 28% | 0% | 0% | 0% | 0% | 100% | [10 empty] | 0 | 0 | 0 | 0 | 199.6621 | 77.6464 | 0 | 0 | 0 | 0 | 0 | 0 | 0 | 0 | -0.0076541 | 0 | 0 | 0 | 0 | 0 | 0 | 0 | 0 | 0 | 11.0328 | 4.209 | 0 | 0 | 0 | 0 | 0 | 0 | 0 | 0 | 210.6873 | 81.8554 | 0 | 0 | 0 | 0
118 | TSTS Transformer and 66kV Circuit Breaker Replacement | Replacement - Major Station | Major Station | TRUE | Establishment | Network | Materials | 40% | 0 | 0.079679 | 0.45602 | 0 | 35.2226 | 462.1256 | 782.0458 | 497.6769 | 0 | 0 | 0 | 0 | 0 | 0 | 0 | 0 | 0 | 0 | 0 | 0 | 0 | 0 | 0 | 0 | 0.021737 | 0 | 2.1432 | 25.0403 | 43.5134 | 26.9859 | 0 | 0 | 0 | 0 | 0.079679 | 0.47775 | 0 | 37.3658 | 487.1659 | 825.5593 | 524.6628 | 0 | 0 | 0 | 0 | 0% | 0% | 0% | 0% | 72% | 28% | 0% | 0% | 0% | 0% | 100% | [10 empty] | 0 | 0 | 0 | 0 | 1280.1285 | 497.8278 | 0 | 0 | 0 | 0 | 0 | 0 | 0 | 0 | 0 | 0 | 0 | 0 | 0 | 0 | 0 | 0 | 0 | 0 | 70.7397 | 26.9859 | 0 | 0 | 0 | 0 | 0 | 0 | 0 | 0 | 1350.8682 | 524.8137 | 0 | 0 | 0 | 0
119 | TSTS Transformer and 66kV Circuit Breaker Replacement | Replacement - Major Station | Major Station | TRUE | Establishment | Network | Labour - Internal | 10% | 0 | 0.01992 | 0.114 | 0 | 8.8056 | 115.5314 | 195.5115 | 124.4192 | 0 | 0 | 0 | 0 | 0 | 0.00066122 | 0 | 0.086937 | 1.7468 | 3.9501 | 3.5035 | 0 | 0 | 0 | 0 | 0 | 0.0054657 | 0 | 0.54109 | 6.3547 | 11.0981 | 6.9365 | 0 | 0 | 0 | 0 | 0.01992 | 0.12013 | 0 | 9.4337 | 123.633 | 210.5597 | 134.8592 | 0 | 0 | 0 | 0 | 0% | 0% | 0% | 0% | 72% | 28% | 0% | 0% | 0% | 0% | 100% | [10 empty] | 0 | 0 | 0 | 0 | 320.0321 | 124.4569 | 0 | 0 | 0 | 0 | 0 | 0 | 0 | 0 | 5.7854 | 3.5035 | 0 | 0 | 0 | 0 | 0 | 0 | 0 | 0 | 18.0047 | 6.9365 | 0 | 0 | 0 | 0 | 0 | 0 | 0 | 0 | 343.8223 | 134.8969 | 0 | 0 | 0 | 0
120 | TSTS Transformer and 66kV Circuit Breaker Replacement | Replacement - Major Station | Major Station | TRUE | Establishment | Network | Labour - External | 50% | 0 | 0.099599 | 0.57002 | 0 | 44.0282 | 577.657 | 977.5573 | 622.0962 | 0 | 0 | 0 | 0 | 0 | 0.0033061 | 0 | -0.064201 | 0 | 0 | 0 | 0 | 0 | 0 | 0 | 0 | 0.027328 | 0 | 2.6751 | 31.3004 | 54.3918 | 33.7324 | 0 | 0 | 0 | 0 | 0.099599 | 0.60065 | 0 | 46.6391 | 608.9574 | 1031.9491 | 655.8285 | 0 | 0 | 0 | 0 | 0% | 0% | 0% | 0% | 72% | 28% | 0% | 0% | 0% | 0% | 100% | [10 empty] | 0 | 0 | 0 | 0 | 1600.1607 | 622.2847 | 0 | 0 | 0 | 0 | 0 | 0 | 0 | 0 | -0.061342 | 0 | 0 | 0 | 0 | 0 | 0 | 0 | 0 | 0 | 88.4209 | 33.7324 | 0 | 0 | 0 | 0 | 0 | 0 | 0 | 0 | 1688.5202 | 656.0171 | 0 | 0 | 0 | 0
121 | TSTS Transformer and 66kV Circuit Breaker Replacement | Replacement - Major Station | Major Station | TRUE | Communications | Network | Materials | 40% | 0 | 0.0023368 | 0.013374 | 0 | 1.033 | 13.5531 | 22.9357 | 14.5958 | 0 | 0 | 0 | 0 | 0 | 0 | 0 | 0 | 0 | 0 | 0 | 0 | 0 | 0 | 0 | 0 | 0.00063749 | 0 | 0.062855 | 0.73438 | 1.2762 | 0.79144 | 0 | 0 | 0 | 0 | 0.0023368 | 0.014011 | 0 | 1.0959 | 14.2875 | 24.2119 | 15.3872 | 0 | 0 | 0 | 0 | 0% | 0% | 0% | 0% | 72% | 28% | 0% | 0% | 0% | 0% | 100% | [10 empty] | 0 | 0 | 0 | 0 | 37.5434 | 14.6002 | 0 | 0 | 0 | 0 | 0 | 0 | 0 | 0 | 0 | 0 | 0 | 0 | 0 | 0 | 0 | 0 | 0 | 0 | 2.0746 | 0.79144 | 0 | 0 | 0 | 0 | 0 | 0 | 0 | 0 | 39.618 | 15.3916 | 0 | 0 | 0 | 0
122 | TSTS Transformer and 66kV Circuit Breaker Replacement | Replacement - Major Station | Major Station | TRUE | Communications | Network | Labour - Internal | 10% | 0 | 0.0005842 | 0.0033435 | 0 | 0.25825 | 3.3883 | 5.7339 | 3.6489 | 0 | 0 | 0 | 0 | 0 | 1.9392e-05 | 0 | 0.0025497 | 0.051231 | 0.11585 | 0.10275 | 0 | 0 | 0 | 0 | 0 | 0.0001603 | 0 | 0.015869 | 0.18637 | 0.32548 | 0.20343 | 0 | 0 | 0 | 0 | 0.0005842 | 0.0035232 | 0 | 0.27667 | 3.6259 | 6.1753 | 3.9551 | 0 | 0 | 0 | 0 | 0% | 0% | 0% | 0% | 72% | 28% | 0% | 0% | 0% | 0% | 100% | [10 empty] | 0 | 0 | 0 | 0 | 9.3858 | 3.6501 | 0 | 0 | 0 | 0 | 0 | 0 | 0 | 0 | 0.16967 | 0.10275 | 0 | 0 | 0 | 0 | 0 | 0 | 0 | 0 | 0.52804 | 0.20343 | 0 | 0 | 0 | 0 | 0 | 0 | 0 | 0 | 10.0836 | 3.9562 | 0 | 0 | 0 | 0
123 | TSTS Transformer and 66kV Circuit Breaker Replacement | Replacement - Major Station | Major Station | TRUE | Communications | Network | Labour - External | 50% | 0 | 0.002921 | 0.016717 | 0 | 1.2913 | 16.9414 | 28.6696 | 18.2447 | 0 | 0 | 0 | 0 | 0 | 9.6961e-05 | 0 | -0.0018829 | 0 | 0 | 0 | 0 | 0 | 0 | 0 | 0 | 0.00080148 | 0 | 0.078455 | 0.91797 | 1.5952 | 0.9893 | 0 | 0 | 0 | 0 | 0.002921 | 0.017616 | 0 | 1.3678 | 17.8594 | 30.2648 | 19.234 | 0 | 0 | 0 | 0 | 0% | 0% | 0% | 0% | 72% | 28% | 0% | 0% | 0% | 0% | 100% | [10 empty] | 0 | 0 | 0 | 0 | 46.9292 | 18.2503 | 0 | 0 | 0 | 0 | 0 | 0 | 0 | 0 | -0.001799 | 0 | 0 | 0 | 0 | 0 | 0 | 0 | 0 | 0 | 2.5932 | 0.9893 | 0 | 0 | 0 | 0 | 0 | 0 | 0 | 0 | 49.5206 | 19.2396 | 0 | 0 | 0 | 0
124 | GTS 220 kV and 66kV Circuit Breaker Replacement | Replacement - Major Station | Major Station | TRUE | Secondary | Network | Materials | 40% | 0 | 0 | 0 | 0 | 0 | 0 | 0 | 0 | 0 | 0 | 8.5471 | 111.1124 | 0 | 0 | 0 | 0 | 0 | 0 | 0 | 0 | 0 | 0 | 0 | 0 | 0 | 0 | 0 | 0 | 0 | 0 | 0 | 0 | 0.53886 | 7.0052 | 0 | 0 | 0 | 0 | 0 | 0 | 0 | 0 | 0 | 9.086 | 118.1176 | 0% | 0% | 0% | 0% | 0% | 0% | 0% | 0% | 0% | 100% | 100% | [10 empty] | 0 | 0 | 0 | 0 | 0 | 0 | 0 | 0 | 0 | 119.6595 | 0 | 0 | 0 | 0 | 0 | 0 | 0 | 0 | 0 | 0 | 0 | 0 | 0 | 0 | 0 | 0 | 0 | 0 | 0 | 7.5441 | 0 | 0 | 0 | 0 | 0 | 0 | 0 | 0 | 0 | 127.2036
125 | GTS 220 kV and 66kV Circuit Breaker Replacement | Replacement - Major Station | Major Station | TRUE | Secondary | Network | Labour - Internal | 10% | 0 | 0 | 0 | 0 | 0 | 0 | 0 | 0 | 0 | 0 | 2.1368 | 27.7781 | 0 | 0 | 0 | 0 | 0 | 0 | 0 | 0 | 0 | 0.13353 | 2.0607 | 0 | 0 | 0 | 0 | 0 | 0 | 0 | 0 | 0 | 0.14313 | 1.8812 | 0 | 0 | 0 | 0 | 0 | 0 | 0 | 0 | 0 | 2.4134 | 31.7201 | 0% | 0% | 0% | 0% | 0% | 0% | 0% | 0% | 0% | 100% | 100% | [10 empty] | 0 | 0 | 0 | 0 | 0 | 0 | 0 | 0 | 0 | 29.9149 | 0 | 0 | 0 | 0 | 0 | 0 | 0 | 0 | 0 | 2.1943 | 0 | 0 | 0 | 0 | 0 | 0 | 0 | 0 | 0 | 2.0244 | 0 | 0 | 0 | 0 | 0 | 0 | 0 | 0 | 0 | 34.1335
126 | GTS 220 kV and 66kV Circuit Breaker Replacement | Replacement - Major Station | Major Station | TRUE | Secondary | Network | Labour - External | 50% | 0 | 0 | 0 | 0 | 0 | 0 | 0 | 0 | 0 | 0 | 10.6839 | 138.8905 | 0 | 0 | 0 | 0 | 0 | 0 | 0 | 0 | 0 | 0.61059 | 9.7663 | 0 | 0 | 0 | 0 | 0 | 0 | 0 | 0 | 0 | 0.71208 | 9.3723 | 0 | 0 | 0 | 0 | 0 | 0 | 0 | 0 | 0 | 12.0066 | 158.029 | 0% | 0% | 0% | 0% | 0% | 0% | 0% | 0% | 0% | 100% | 100% | [10 empty] | 0 | 0 | 0 | 0 | 0 | 0 | 0 | 0 | 0 | 149.5743 | 0 | 0 | 0 | 0 | 0 | 0 | 0 | 0 | 0 | 10.3769 | 0 | 0 | 0 | 0 | 0 | 0 | 0 | 0 | 0 | 10.0843 | 0 | 0 | 0 | 0 | 0 | 0 | 0 | 0 | 0 | 170.0356
127 | GTS 220 kV and 66kV Circuit Breaker Replacement | Replacement - Major Station | Major Station | TRUE | Switchgear | Network | Materials | 40% | 0 | 0 | 0 | 0 | 0 | 0 | 0 | 0 | 0 | 0 | 46.4011 | 603.2139 | 0 | 0 | 0 | 0 | 0 | 0 | 0 | 0 | 0 | 0 | 0 | 0 | 0 | 0 | 0 | 0 | 0 | 0 | 0 | 0 | 2.9254 | 38.0304 | 0 | 0 | 0 | 0 | 0 | 0 | 0 | 0 | 0 | 49.3265 | 641.2443 | 0% | 0% | 0% | 0% | 0% | 0% | 0% | 0% | 0% | 100% | 100% | [10 empty] | 0 | 0 | 0 | 0 | 0 | 0 | 0 | 0 | 0 | 649.6149 | 0 | 0 | 0 | 0 | 0 | 0 | 0 | 0 | 0 | 0 | 0 | 0 | 0 | 0 | 0 | 0 | 0 | 0 | 0 | 40.9559 | 0 | 0 | 0 | 0 | 0 | 0 | 0 | 0 | 0 | 690.5708
128 | GTS 220 kV and 66kV Circuit Breaker Replacement | Replacement - Major Station | Major Station | TRUE | Switchgear | Network | Labour - Internal | 10% | 0 | 0 | 0 | 0 | 0 | 0 | 0 | 0 | 0 | 0 | 11.6003 | 150.8035 | 0 | 0 | 0 | 0 | 0 | 0 | 0 | 0 | 0 | 0.72489 | 11.1875 | 0 | 0 | 0 | 0 | 0 | 0 | 0 | 0 | 0 | 0.77706 | 10.2129 | 0 | 0 | 0 | 0 | 0 | 0 | 0 | 0 | 0 | 13.1022 | 172.2039 | 0% | 0% | 0% | 0% | 0% | 0% | 0% | 0% | 0% | 100% | 100% | [10 empty] | 0 | 0 | 0 | 0 | 0 | 0 | 0 | 0 | 0 | 162.4037 | 0 | 0 | 0 | 0 | 0 | 0 | 0 | 0 | 0 | 11.9124 | 0 | 0 | 0 | 0 | 0 | 0 | 0 | 0 | 0 | 10.99 | 0 | 0 | 0 | 0 | 0 | 0 | 0 | 0 | 0 | 185.3061
129 | GTS 220 kV and 66kV Circuit Breaker Replacement | Replacement - Major Station | Major Station | TRUE | Switchgear | Network | Labour - External | 50% | 0 | 0 | 0 | 0 | 0 | 0 | 0 | 0 | 0 | 0 | 58.0013 | 754.0173 | 0 | 0 | 0 | 0 | 0 | 0 | 0 | 0 | 0 | 3.3148 | 53.0199 | 0 | 0 | 0 | 0 | 0 | 0 | 0 | 0 | 0 | 3.8658 | 50.8808 | 0 | 0 | 0 | 0 | 0 | 0 | 0 | 0 | 0 | 65.1819 | 857.918 | 0% | 0% | 0% | 0% | 0% | 0% | 0% | 0% | 0% | 100% | 100% | [10 empty] | 0 | 0 | 0 | 0 | 0 | 0 | 0 | 0 | 0 | 812.0187 | 0 | 0 | 0 | 0 | 0 | 0 | 0 | 0 | 0 | 56.3348 | 0 | 0 | 0 | 0 | 0 | 0 | 0 | 0 | 0 | 54.7465 | 0 | 0 | 0 | 0 | 0 | 0 | 0 | 0 | 0 | 923.1
130 | GTS 220 kV and 66kV Circuit Breaker Replacement | Replacement - Major Station | Major Station | TRUE | Transformers | Network | Materials | 40% | 0 | 0 | 0 | 0 | 0 | 0 | 0 | 0 | 0 | 0 | 49.6455 | 645.3911 | 0 | 0 | 0 | 0 | 0 | 0 | 0 | 0 | 0 | 0 | 0 | 0 | 0 | 0 | 0 | 0 | 0 | 0 | 0 | 0 | 3.13 | 40.6896 | 0 | 0 | 0 | 0 | 0 | 0 | 0 | 0 | 0 | 52.7754 | 686.0807 | 0% | 0% | 0% | 0% | 0% | 0% | 0% | 0% | 0% | 100% | 100% | [10 empty] | 0 | 0 | 0 | 0 | 0 | 0 | 0 | 0 | 0 | 695.0366 | 0 | 0 | 0 | 0 | 0 | 0 | 0 | 0 | 0 | 0 | 0 | 0 | 0 | 0 | 0 | 0 | 0 | 0 | 0 | 43.8195 | 0 | 0 | 0 | 0 | 0 | 0 | 0 | 0 | 0 | 738.8561
131 | GTS 220 kV and 66kV Circuit Breaker Replacement | Replacement - Major Station | Major Station | TRUE | Transformers | Network | Labour - Internal | 10% | 0 | 0 | 0 | 0 | 0 | 0 | 0 | 0 | 0 | 0 | 12.4114 | 161.3478 | 0 | 0 | 0 | 0 | 0 | 0 | 0 | 0 | 0 | 0.77558 | 11.9697 | 0 | 0 | 0 | 0 | 0 | 0 | 0 | 0 | 0 | 0.83139 | 10.927 | 0 | 0 | 0 | 0 | 0 | 0 | 0 | 0 | 0 | 14.0183 | 184.2445 | 0% | 0% | 0% | 0% | 0% | 0% | 0% | 0% | 0% | 100% | 100% | [10 empty] | 0 | 0 | 0 | 0 | 0 | 0 | 0 | 0 | 0 | 173.7592 | 0 | 0 | 0 | 0 | 0 | 0 | 0 | 0 | 0 | 12.7453 | 0 | 0 | 0 | 0 | 0 | 0 | 0 | 0 | 0 | 11.7584 | 0 | 0 | 0 | 0 | 0 | 0 | 0 | 0 | 0 | 198.2629
132 | GTS 220 kV and 66kV Circuit Breaker Replacement | Replacement - Major Station | Major Station | TRUE | Transformers | Network | Labour - External | 50% | 0 | 0 | 0 | 0 | 0 | 0 | 0 | 0 | 0 | 0 | 62.0568 | 806.7389 | 0 | 0 | 0 | 0 | 0 | 0 | 0 | 0 | 0 | 3.5466 | 56.7271 | 0 | 0 | 0 | 0 | 0 | 0 | 0 | 0 | 0 | 4.1361 | 54.4384 | 0 | 0 | 0 | 0 | 0 | 0 | 0 | 0 | 0 | 69.7395 | 917.9045 | 0% | 0% | 0% | 0% | 0% | 0% | 0% | 0% | 0% | 100% | 100% | [10 empty] | 0 | 0 | 0 | 0 | 0 | 0 | 0 | 0 | 0 | 868.7958 | 0 | 0 | 0 | 0 | 0 | 0 | 0 | 0 | 0 | 60.2737 | 0 | 0 | 0 | 0 | 0 | 0 | 0 | 0 | 0 | 58.5745 | 0 | 0 | 0 | 0 | 0 | 0 | 0 | 0 | 0 | 987.644
133 | GTS 220 kV and 66kV Circuit Breaker Replacement | Replacement - Major Station | Major Station | TRUE | Towers and Conductor | Network | Materials | 40% | 0 | 0 | 0 | 0 | 0 | 0 | 0 | 0 | 0 | 0 | 3.2639 | 42.4307 | 0 | 0 | 0 | 0 | 0 | 0 | 0 | 0 | 0 | 0 | 0 | 0 | 0 | 0 | 0 | 0 | 0 | 0 | 0 | 0 | 0.20578 | 2.6751 | 0 | 0 | 0 | 0 | 0 | 0 | 0 | 0 | 0 | 3.4697 | 45.1058 | 0% | 0% | 0% | 0% | 0% | 0% | 0% | 0% | 0% | 100% | 100% | [10 empty] | 0 | 0 | 0 | 0 | 0 | 0 | 0 | 0 | 0 | 45.6946 | 0 | 0 | 0 | 0 | 0 | 0 | 0 | 0 | 0 | 0 | 0 | 0 | 0 | 0 | 0 | 0 | 0 | 0 | 0 | 2.8809 | 0 | 0 | 0 | 0 | 0 | 0 | 0 | 0 | 0 | 48.5755
134 | GTS 220 kV and 66kV Circuit Breaker Replacement | Replacement - Major Station | Major Station | TRUE | Towers and Conductor | Network | Labour - Internal | 10% | 0 | 0 | 0 | 0 | 0 | 0 | 0 | 0 | 0 | 0 | 0.81597 | 10.6077 | 0 | 0 | 0 | 0 | 0 | 0 | 0 | 0 | 0 | 0.05099 | 0.78694 | 0 | 0 | 0 | 0 | 0 | 0 | 0 | 0 | 0 | 0.054659 | 0.71839 | 0 | 0 | 0 | 0 | 0 | 0 | 0 | 0 | 0 | 0.92162 | 12.113 | 0% | 0% | 0% | 0% | 0% | 0% | 0% | 0% | 0% | 100% | 100% | [10 empty] | 0 | 0 | 0 | 0 | 0 | 0 | 0 | 0 | 0 | 11.4236 | 0 | 0 | 0 | 0 | 0 | 0 | 0 | 0 | 0 | 0.83793 | 0 | 0 | 0 | 0 | 0 | 0 | 0 | 0 | 0 | 0.77305 | 0 | 0 | 0 | 0 | 0 | 0 | 0 | 0 | 0 | 13.0346
135 | GTS 220 kV and 66kV Circuit Breaker Replacement | Replacement - Major Station | Major Station | TRUE | Towers and Conductor | Network | Labour - External | 50% | 0 | 0 | 0 | 0 | 0 | 0 | 0 | 0 | 0 | 0 | 4.0799 | 53.0384 | 0 | 0 | 0 | 0 | 0 | 0 | 0 | 0 | 0 | 0.23317 | 3.7295 | 0 | 0 | 0 | 0 | 0 | 0 | 0 | 0 | 0 | 0.27192 | 3.579 | 0 | 0 | 0 | 0 | 0 | 0 | 0 | 0 | 0 | 4.585 | 60.3468 | 0% | 0% | 0% | 0% | 0% | 0% | 0% | 0% | 0% | 100% | 100% | [10 empty] | 0 | 0 | 0 | 0 | 0 | 0 | 0 | 0 | 0 | 57.1182 | 0 | 0 | 0 | 0 | 0 | 0 | 0 | 0 | 0 | 3.9626 | 0 | 0 | 0 | 0 | 0 | 0 | 0 | 0 | 0 | 3.8509 | 0 | 0 | 0 | 0 | 0 | 0 | 0 | 0 | 0 | 64.9318
136 | GTS 220 kV and 66kV Circuit Breaker Replacement | Replacement - Major Station | Major Station | TRUE | Establishment | Network | Materials | 40% | 0 | 0 | 0 | 0 | 0 | 0 | 0 | 0 | 0 | 0 | 23.7922 | 309.2989 | 0 | 0 | 0 | 0 | 0 | 0 | 0 | 0 | 0 | 0 | 0 | 0 | 0 | 0 | 0 | 0 | 0 | 0 | 0 | 0 | 1.5 | 19.5002 | 0 | 0 | 0 | 0 | 0 | 0 | 0 | 0 | 0 | 25.2922 | 328.7991 | 0% | 0% | 0% | 0% | 0% | 0% | 0% | 0% | 0% | 100% | 100% | [10 empty] | 0 | 0 | 0 | 0 | 0 | 0 | 0 | 0 | 0 | 333.0912 | 0 | 0 | 0 | 0 | 0 | 0 | 0 | 0 | 0 | 0 | 0 | 0 | 0 | 0 | 0 | 0 | 0 | 0 | 0 | 21.0002 | 0 | 0 | 0 | 0 | 0 | 0 | 0 | 0 | 0 | 354.0913
137 | GTS 220 kV and 66kV Circuit Breaker Replacement | Replacement - Major Station | Major Station | TRUE | Establishment | Network | Labour - Internal | 10% | 0 | 0 | 0 | 0 | 0 | 0 | 0 | 0 | 0 | 0 | 5.9481 | 77.3247 | 0 | 0 | 0 | 0 | 0 | 0 | 0 | 0 | 0 | 0.37169 | 5.7364 | 0 | 0 | 0 | 0 | 0 | 0 | 0 | 0 | 0 | 0.39844 | 5.2367 | 0 | 0 | 0 | 0 | 0 | 0 | 0 | 0 | 0 | 6.7182 | 88.2978 | 0% | 0% | 0% | 0% | 0% | 0% | 0% | 0% | 0% | 100% | 100% | [10 empty] | 0 | 0 | 0 | 0 | 0 | 0 | 0 | 0 | 0 | 83.2728 | 0 | 0 | 0 | 0 | 0 | 0 | 0 | 0 | 0 | 6.1081 | 0 | 0 | 0 | 0 | 0 | 0 | 0 | 0 | 0 | 5.6351 | 0 | 0 | 0 | 0 | 0 | 0 | 0 | 0 | 0 | 95.016
138 | GTS 220 kV and 66kV Circuit Breaker Replacement | Replacement - Major Station | Major Station | TRUE | Establishment | Network | Labour - External | 50% | 0 | 0 | 0 | 0 | 0 | 0 | 0 | 0 | 0 | 0 | 29.7403 | 386.6237 | 0 | 0 | 0 | 0 | 0 | 0 | 0 | 0 | 0 | 1.6997 | 27.1861 | 0 | 0 | 0 | 0 | 0 | 0 | 0 | 0 | 0 | 1.9822 | 26.0892 | 0 | 0 | 0 | 0 | 0 | 0 | 0 | 0 | 0 | 33.4221 | 439.8989 | 0% | 0% | 0% | 0% | 0% | 0% | 0% | 0% | 0% | 100% | 100% | [10 empty] | 0 | 0 | 0 | 0 | 0 | 0 | 0 | 0 | 0 | 416.3639 | 0 | 0 | 0 | 0 | 0 | 0 | 0 | 0 | 0 | 28.8857 | 0 | 0 | 0 | 0 | 0 | 0 | 0 | 0 | 0 | 28.0714 | 0 | 0 | 0 | 0 | 0 | 0 | 0 | 0 | 0 | 473.3211
139 | SYTS 500kV GIS Replacement | Replacement - Major Station | Major Station | TRUE | Secondary | Network | Materials | 40% | 0 | 0 | 0 | 0 | 31.3351 | 411.2787 | 696.0229 | 442.9302 | 0 | 0 | 0 | 0 | 0 | 0 | 0 | 0 | 0 | 0 | 0 | 0 | 0 | 0 | 0 | 0 | 0 | 0 | 1.9067 | 22.2852 | 38.7271 | 24.0173 | 0 | 0 | 0 | 0 | 0 | 0 | 0 | 33.2418 | 433.5638 | 734.75 | 466.9475 | 0 | 0 | 0 | 0 | 0% | 0% | 0% | 0% | 72% | 28% | 0% | 0% | 0% | 0% | 100% | [10 empty] | 0 | 0 | 0 | 0 | 1138.9388 | 442.9206 | 0 | 0 | 0 | 0 | 0 | 0 | 0 | 0 | 0 | 0 | 0 | 0 | 0 | 0 | 0 | 0 | 0 | 0 | 62.9367 | 24.0173 | 0 | 0 | 0 | 0 | 0 | 0 | 0 | 0 | 1201.8755 | 466.938 | 0 | 0 | 0 | 0
140 | SYTS 500kV GIS Replacement | Replacement - Major Station | Major Station | TRUE | Secondary | Network | Labour - Internal | 10% | 0 | 0 | 0 | 0 | 7.8338 | 102.8197 | 174.0057 | 110.7325 | 0 | 0 | 0 | 0 | 0 | 0 | 0 | 0.077342 | 1.5546 | 3.5156 | 3.1181 | 0 | 0 | 0 | 0 | 0 | 0 | 0 | 0.48137 | 5.6555 | 9.8774 | 6.1734 | 0 | 0 | 0 | 0 | 0 | 0 | 0 | 8.3925 | 110.0298 | 187.3987 | 120.0241 | 0 | 0 | 0 | 0 | 0% | 0% | 0% | 0% | 72% | 28% | 0% | 0% | 0% | 0% | 100% | [10 empty] | 0 | 0 | 0 | 0 | 284.7347 | 110.7302 | 0 | 0 | 0 | 0 | 0 | 0 | 0 | 0 | 5.1483 | 3.1181 | 0 | 0 | 0 | 0 | 0 | 0 | 0 | 0 | 16.0188 | 6.1734 | 0 | 0 | 0 | 0 | 0 | 0 | 0 | 0 | 305.9018 | 120.0217 | 0 | 0 | 0 | 0
141 | SYTS 500kV GIS Replacement | Replacement - Major Station | Major Station | TRUE | Secondary | Network | Labour - External | 50% | 0 | 0 | 0 | 0 | 39.1689 | 514.0983 | 870.0286 | 553.6627 | 0 | 0 | 0 | 0 | 0 | 0 | 0 | -0.057115 | 0 | 0 | 0 | 0 | 0 | 0 | 0 | 0 | 0 | 0 | 2.3799 | 27.8565 | 48.4088 | 30.0217 | 0 | 0 | 0 | 0 | 0 | 0 | 0 | 41.4917 | 541.9548 | 918.4375 | 583.6844 | 0 | 0 | 0 | 0 | 0% | 0% | 0% | 0% | 72% | 28% | 0% | 0% | 0% | 0% | 100% | [10 empty] | 0 | 0 | 0 | 0 | 1423.6734 | 553.6508 | 0 | 0 | 0 | 0 | 0 | 0 | 0 | 0 | -0.057649 | 0 | 0 | 0 | 0 | 0 | 0 | 0 | 0 | 0 | 78.6674 | 30.0217 | 0 | 0 | 0 | 0 | 0 | 0 | 0 | 0 | 1502.2832 | 583.6724 | 0 | 0 | 0 | 0
142 | SYTS 500kV GIS Replacement | Replacement - Major Station | Major Station | TRUE | Switchgear | Network | Materials | 40% | 0 | 0 | 0 | 0 | 170.1142 | 2232.7757 | 3778.6134 | 2404.6075 | 0 | 0 | 0 | 0 | 0 | 0 | 0 | 0 | 0 | 0 | 0 | 0 | 0 | 0 | 0 | 0 | 0 | 0 | 10.351 | 120.9832 | 210.244 | 130.3868 | 0 | 0 | 0 | 0 | 0 | 0 | 0 | 180.4652 | 2353.759 | 3988.8574 | 2534.9943 | 0 | 0 | 0 | 0 | 0% | 0% | 0% | 0% | 72% | 28% | 0% | 0% | 0% | 0% | 100% | [10 empty] | 0 | 0 | 0 | 0 | 6183.1431 | 2404.5557 | 0 | 0 | 0 | 0 | 0 | 0 | 0 | 0 | 0 | 0 | 0 | 0 | 0 | 0 | 0 | 0 | 0 | 0 | 341.6749 | 130.3868 | 0 | 0 | 0 | 0 | 0 | 0 | 0 | 0 | 6524.818 | 2534.9425 | 0 | 0 | 0 | 0
143 | SYTS 500kV GIS Replacement | Replacement - Major Station | Major Station | TRUE | Switchgear | Network | Labour - Internal | 10% | 0 | 0 | 0 | 0 | 42.5286 | 558.1939 | 944.6533 | 601.1519 | 0 | 0 | 0 | 0 | 0 | 0 | 0 | 0.41988 | 8.44 | 19.0858 | 16.9278 | 0 | 0 | 0 | 0 | 0 | 0 | 0 | 2.6133 | 30.7031 | 53.6229 | 33.5146 | 0 | 0 | 0 | 0 | 0 | 0 | 0 | 45.5617 | 597.337 | 1017.3621 | 651.5943 | 0 | 0 | 0 | 0 | 0% | 0% | 0% | 0% | 72% | 28% | 0% | 0% | 0% | 0% | 100% | [10 empty] | 0 | 0 | 0 | 0 | 1545.7858 | 601.1389 | 0 | 0 | 0 | 0 | 0 | 0 | 0 | 0 | 27.9496 | 16.9278 | 0 | 0 | 0 | 0 | 0 | 0 | 0 | 0 | 86.9638 | 33.5146 | 0 | 0 | 0 | 0 | 0 | 0 | 0 | 0 | 1660.6991 | 651.5813 | 0 | 0 | 0 | 0
144 | SYTS 500kV GIS Replacement | Replacement - Major Station | Major Station | TRUE | Switchgear | Network | Labour - External | 50% | 0 | 0 | 0 | 0 | 212.6428 | 2790.9697 | 4723.2667 | 3005.7594 | 0 | 0 | 0 | 0 | 0 | 0 | 0 | -0.31007 | 0 | 0 | 0 | 0 | 0 | 0 | 0 | 0 | 0 | 0 | 12.9199 | 151.229 | 262.805 | 162.9835 | 0 | 0 | 0 | 0 | 0 | 0 | 0 | 225.2526 | 2942.1987 | 4986.0717 | 3168.7429 | 0 | 0 | 0 | 0 | 0% | 0% | 0% | 0% | 72% | 28% | 0% | 0% | 0% | 0% | 100% | [10 empty] | 0 | 0 | 0 | 0 | 7728.9289 | 3005.6946 | 0 | 0 | 0 | 0 | 0 | 0 | 0 | 0 | -0.31297 | 0 | 0 | 0 | 0 | 0 | 0 | 0 | 0 | 0 | 427.0745 | 162.9835 | 0 | 0 | 0 | 0 | 0 | 0 | 0 | 0 | 8155.6905 | 3168.6781 | 0 | 0 | 0 | 0
145 | SYTS 500kV GIS Replacement | Replacement - Major Station | Major Station | TRUE | Transformers | Network | Materials | 40% | 0 | 0 | 0 | 0 | 182.0088 | 2388.8935 | 4042.8175 | 2572.7399 | 0 | 0 | 0 | 0 | 0 | 0 | 0 | 0 | 0 | 0 | 0 | 0 | 0 | 0 | 0 | 0 | 0 | 0 | 11.0748 | 129.4425 | 224.9445 | 139.5036 | 0 | 0 | 0 | 0 | 0 | 0 | 0 | 193.0835 | 2518.336 | 4267.762 | 2712.2435 | 0 | 0 | 0 | 0 | 0% | 0% | 0% | 0% | 72% | 28% | 0% | 0% | 0% | 0% | 100% | [10 empty] | 0 | 0 | 0 | 0 | 6615.4742 | 2572.6844 | 0 | 0 | 0 | 0 | 0 | 0 | 0 | 0 | 0 | 0 | 0 | 0 | 0 | 0 | 0 | 0 | 0 | 0 | 365.5651 | 139.5036 | 0 | 0 | 0 | 0 | 0 | 0 | 0 | 0 | 6981.0392 | 2712.188 | 0 | 0 | 0 | 0
146 | SYTS 500kV GIS Replacement | Replacement - Major Station | Major Station | TRUE | Transformers | Network | Labour - Internal | 10% | 0 | 0 | 0 | 0 | 45.5022 | 597.2234 | 1010.7044 | 643.185 | 0 | 0 | 0 | 0 | 0 | 0 | 0 | 0.44924 | 9.0301 | 20.4203 | 18.1114 | 0 | 0 | 0 | 0 | 0 | 0 | 0 | 2.796 | 32.8499 | 57.3723 | 35.858 | 0 | 0 | 0 | 0 | 0 | 0 | 0 | 48.7475 | 639.1034 | 1088.497 | 697.1544 | 0 | 0 | 0 | 0 | 0% | 0% | 0% | 0% | 72% | 28% | 0% | 0% | 0% | 0% | 100% | [10 empty] | 0 | 0 | 0 | 0 | 1653.8685 | 643.1711 | 0 | 0 | 0 | 0 | 0 | 0 | 0 | 0 | 29.9039 | 18.1114 | 0 | 0 | 0 | 0 | 0 | 0 | 0 | 0 | 93.0444 | 35.858 | 0 | 0 | 0 | 0 | 0 | 0 | 0 | 0 | 1776.8167 | 697.1405 | 0 | 0 | 0 | 0
147 | SYTS 500kV GIS Replacement | Replacement - Major Station | Major Station | TRUE | Transformers | Network | Labour - External | 50% | 0 | 0 | 0 | 0 | 227.511 | 2986.1168 | 5053.5219 | 3215.9249 | 0 | 0 | 0 | 0 | 0 | 0 | 0 | -0.33175 | 0 | 0 | 0 | 0 | 0 | 0 | 0 | 0 | 0 | 0 | 13.8233 | 161.8031 | 281.1806 | 174.3795 | 0 | 0 | 0 | 0 | 0 | 0 | 0 | 241.0025 | 3147.9199 | 5334.7025 | 3390.3044 | 0 | 0 | 0 | 0 | 0% | 0% | 0% | 0% | 72% | 28% | 0% | 0% | 0% | 0% | 100% | [10 empty] | 0 | 0 | 0 | 0 | 8269.3427 | 3215.8555 | 0 | 0 | 0 | 0 | 0 | 0 | 0 | 0 | -0.33485 | 0 | 0 | 0 | 0 | 0 | 0 | 0 | 0 | 0 | 456.936 | 174.3795 | 0 | 0 | 0 | 0 | 0 | 0 | 0 | 0 | 8725.9438 | 3390.235 | 0 | 0 | 0 | 0
148 | SYTS 500kV GIS Replacement | Replacement - Major Station | Major Station | TRUE | Towers and Conductor | Network | Materials | 40% | 0 | 0 | 0 | 0 | 11.966 | 157.0558 | 265.7916 | 169.1426 | 0 | 0 | 0 | 0 | 0 | 0 | 0 | 0 | 0 | 0 | 0 | 0 | 0 | 0 | 0 | 0 | 0 | 0 | 0.7281 | 8.5101 | 14.7888 | 9.1715 | 0 | 0 | 0 | 0 | 0 | 0 | 0 | 12.6941 | 165.5659 | 280.5804 | 178.3141 | 0 | 0 | 0 | 0 | 0% | 0% | 0% | 0% | 72% | 28% | 0% | 0% | 0% | 0% | 100% | [10 empty] | 0 | 0 | 0 | 0 | 434.9287 | 169.139 | 0 | 0 | 0 | 0 | 0 | 0 | 0 | 0 | 0 | 0 | 0 | 0 | 0 | 0 | 0 | 0 | 0 | 0 | 24.0338 | 9.1715 | 0 | 0 | 0 | 0 | 0 | 0 | 0 | 0 | 458.9625 | 178.3105 | 0 | 0 | 0 | 0
149 | SYTS 500kV GIS Replacement | Replacement - Major Station | Major Station | TRUE | Towers and Conductor | Network | Labour - Internal | 10% | 0 | 0 | 0 | 0 | 2.9915 | 39.2639 | 66.4479 | 42.2857 | 0 | 0 | 0 | 0 | 0 | 0 | 0 | 0.029535 | 0.59368 | 1.3425 | 1.1907 | 0 | 0 | 0 | 0 | 0 | 0 | 0 | 0.18382 | 2.1597 | 3.7719 | 2.3575 | 0 | 0 | 0 | 0 | 0 | 0 | 0 | 3.2049 | 42.0173 | 71.5623 | 45.8338 | 0 | 0 | 0 | 0 | 0% | 0% | 0% | 0% | 72% | 28% | 0% | 0% | 0% | 0% | 100% | [10 empty] | 0 | 0 | 0 | 0 | 108.7322 | 42.2847 | 0 | 0 | 0 | 0 | 0 | 0 | 0 | 0 | 1.966 | 1.1907 | 0 | 0 | 0 | 0 | 0 | 0 | 0 | 0 | 6.1171 | 2.3575 | 0 | 0 | 0 | 0 | 0 | 0 | 0 | 0 | 116.8153 | 45.8329 | 0 | 0 | 0 | 0
150 | SYTS 500kV GIS Replacement | Replacement - Major Station | Major Station | TRUE | Towers and Conductor | Network | Labour - External | 50% | 0 | 0 | 0 | 0 | 14.9575 | 196.3197 | 332.2395 | 211.4283 | 0 | 0 | 0 | 0 | 0 | 0 | 0 | -0.021811 | 0 | 0 | 0 | 0 | 0 | 0 | 0 | 0 | 0 | 0 | 0.9088 | 10.6376 | 18.486 | 11.4644 | 0 | 0 | 0 | 0 | 0 | 0 | 0 | 15.8445 | 206.9573 | 350.7255 | 222.8927 | 0 | 0 | 0 | 0 | 0% | 0% | 0% | 0% | 72% | 28% | 0% | 0% | 0% | 0% | 100% | [10 empty] | 0 | 0 | 0 | 0 | 543.6609 | 211.4237 | 0 | 0 | 0 | 0 | 0 | 0 | 0 | 0 | -0.022014 | 0 | 0 | 0 | 0 | 0 | 0 | 0 | 0 | 0 | 30.0409 | 11.4644 | 0 | 0 | 0 | 0 | 0 | 0 | 0 | 0 | 573.6798 | 222.8881 | 0 | 0 | 0 | 0
151 | SYTS 500kV GIS Replacement | Replacement - Major Station | Major Station | TRUE | Establishment | Network | Materials | 40% | 0 | 0 | 0 | 0 | 87.2264 | 1144.8595 | 1937.4904 | 1232.9666 | 0 | 0 | 0 | 0 | 0 | 0 | 0 | 0 | 0 | 0 | 0 | 0 | 0 | 0 | 0 | 0 | 0 | 0 | 5.3075 | 62.0344 | 107.803 | 66.8561 | 0 | 0 | 0 | 0 | 0 | 0 | 0 | 92.5339 | 1206.8939 | 2045.2934 | 1299.8226 | 0 | 0 | 0 | 0 | 0% | 0% | 0% | 0% | 72% | 28% | 0% | 0% | 0% | 0% | 100% | [10 empty] | 0 | 0 | 0 | 0 | 3170.4171 | 1232.94 | 0 | 0 | 0 | 0 | 0 | 0 | 0 | 0 | 0 | 0 | 0 | 0 | 0 | 0 | 0 | 0 | 0 | 0 | 175.1944 | 66.8561 | 0 | 0 | 0 | 0 | 0 | 0 | 0 | 0 | 3345.6114 | 1299.796 | 0 | 0 | 0 | 0
152 | SYTS 500kV GIS Replacement | Replacement - Major Station | Major Station | TRUE | Establishment | Network | Labour - Internal | 10% | 0 | 0 | 0 | 0 | 21.8066 | 286.2149 | 484.3726 | 308.2416 | 0 | 0 | 0 | 0 | 0 | 0 | 0 | 0.21529 | 4.3276 | 9.7863 | 8.6798 | 0 | 0 | 0 | 0 | 0 | 0 | 0 | 1.34 | 15.7431 | 27.4953 | 17.1847 | 0 | 0 | 0 | 0 | 0 | 0 | 0 | 23.3619 | 306.2856 | 521.6541 | 334.1061 | 0 | 0 | 0 | 0 | 0% | 0% | 0% | 0% | 72% | 28% | 0% | 0% | 0% | 0% | 100% | [10 empty] | 0 | 0 | 0 | 0 | 792.6043 | 308.235 | 0 | 0 | 0 | 0 | 0 | 0 | 0 | 0 | 14.3312 | 8.6798 | 0 | 0 | 0 | 0 | 0 | 0 | 0 | 0 | 44.5908 | 17.1847 | 0 | 0 | 0 | 0 | 0 | 0 | 0 | 0 | 851.5263 | 334.0994 | 0 | 0 | 0 | 0
153 | SYTS 500kV GIS Replacement | Replacement - Major Station | Major Station | TRUE | Establishment | Network | Labour - External | 50% | 0 | 0 | 0 | 0 | 109.0329 | 1431.0744 | 2421.863 | 1541.2082 | 0 | 0 | 0 | 0 | 0 | 0 | 0 | -0.15899 | 0 | 0 | 0 | 0 | 0 | 0 | 0 | 0 | 0 | 0 | 6.6247 | 77.5429 | 134.7537 | 83.5701 | 0 | 0 | 0 | 0 | 0 | 0 | 0 | 115.4987 | 1508.6173 | 2556.6167 | 1624.7783 | 0 | 0 | 0 | 0 | 0% | 0% | 0% | 0% | 72% | 28% | 0% | 0% | 0% | 0% | 100% | [10 empty] | 0 | 0 | 0 | 0 | 3963.0213 | 1541.175 | 0 | 0 | 0 | 0 | 0 | 0 | 0 | 0 | -0.16047 | 0 | 0 | 0 | 0 | 0 | 0 | 0 | 0 | 0 | 218.9832 | 83.5701 | 0 | 0 | 0 | 0 | 0 | 0 | 0 | 0 | 4181.844 | 1624.745 | 0 | 0 | 0 | 0
154 | BLTS 66kV and 22kV Circuit Breaker Replacement | Replacement - Major Station | Major Station | TRUE | Secondary | Network | Materials | 40% | 0 | 0 | 0.2438 | 0 | 6.9108 | 90.6786 | 153.4561 | 97.6539 | 0 | 0 | 0 | 0 | 0 | 0 | 0 | 0 | 0 | 0 | 0 | 0 | 0 | 0 | 0 | 0 | 0.011621 | 0 | 0.4205 | 4.9134 | 8.5384 | 5.2952 | 0 | 0 | 0 | 0 | 0 | 0.25542 | 0 | 7.3313 | 95.5921 | 161.9945 | 102.9491 | 0 | 0 | 0 | 0 | 0% | 0% | 0% | 0% | 72% | 28% | 0% | 0% | 0% | 0% | 100% | [10 empty] | 0 | 0 | 0 | 0 | 251.2936 | 97.7253 | 0 | 0 | 0 | 0 | 0 | 0 | 0 | 0 | 0 | 0 | 0 | 0 | 0 | 0 | 0 | 0 | 0 | 0 | 13.8884 | 5.2952 | 0 | 0 | 0 | 0 | 0 | 0 | 0 | 0 | 265.182 | 103.0205 | 0 | 0 | 0 | 0
155 | BLTS 66kV and 22kV Circuit Breaker Replacement | Replacement - Major Station | Major Station | TRUE | Secondary | Network | Labour - Internal | 10% | 0 | 0 | 0.06095 | 0 | 1.7277 | 22.6697 | 38.364 | 24.4135 | 0 | 0 | 0 | 0 | 0 | 0.00035351 | 0 | 0.017057 | 0.34277 | 0.77511 | 0.68746 | 0 | 0 | 0 | 0 | 0 | 0.0029221 | 0 | 0.10616 | 1.2469 | 2.1777 | 1.3611 | 0 | 0 | 0 | 0 | 0 | 0.064226 | 0 | 1.8509 | 24.2594 | 41.3169 | 26.462 | 0 | 0 | 0 | 0 | 0% | 0% | 0% | 0% | 72% | 28% | 0% | 0% | 0% | 0% | 100% | [10 empty] | 0 | 0 | 0 | 0 | 62.8234 | 24.4313 | 0 | 0 | 0 | 0 | 0 | 0 | 0 | 0 | 1.1355 | 0.68746 | 0 | 0 | 0 | 0 | 0 | 0 | 0 | 0 | 3.5349 | 1.3611 | 0 | 0 | 0 | 0 | 0 | 0 | 0 | 0 | 67.4937 | 26.4798 | 0 | 0 | 0 | 0
156 | BLTS 66kV and 22kV Circuit Breaker Replacement | Replacement - Major Station | Major Station | TRUE | Secondary | Network | Labour - External | 50% | 0 | 0 | 0.30475 | 0 | 8.6385 | 113.3483 | 191.8202 | 122.0674 | 0 | 0 | 0 | 0 | 0 | 0.0017676 | 0 | -0.012596 | 0 | 0 | 0 | 0 | 0 | 0 | 0 | 0 | 0.014611 | 0 | 0.52486 | 6.1418 | 10.673 | 6.6189 | 0 | 0 | 0 | 0 | 0 | 0.32113 | 0 | 9.1507 | 119.4901 | 202.4931 | 128.6863 | 0 | 0 | 0 | 0 | 0% | 0% | 0% | 0% | 72% | 28% | 0% | 0% | 0% | 0% | 100% | [10 empty] | 0 | 0 | 0 | 0 | 314.117 | 122.1566 | 0 | 0 | 0 | 0 | 0 | 0 | 0 | 0 | -0.010865 | 0 | 0 | 0 | 0 | 0 | 0 | 0 | 0 | 0 | 17.3598 | 6.6189 | 0 | 0 | 0 | 0 | 0 | 0 | 0 | 0 | 331.466 | 128.7756 | 0 | 0 | 0 | 0
157 | BLTS 66kV and 22kV Circuit Breaker Replacement | Replacement - Major Station | Major Station | TRUE | Switchgear | Network | Materials | 40% | 0 | 0 | 1.3236 | 0 | 37.5176 | 492.2819 | 833.0924 | 530.1497 | 0 | 0 | 0 | 0 | 0 | 0 | 0 | 0 | 0 | 0 | 0 | 0 | 0 | 0 | 0 | 0 | 0.063089 | 0 | 2.2829 | 26.6744 | 46.3537 | 28.7467 | 0 | 0 | 0 | 0 | 0 | 1.3866 | 0 | 39.8005 | 518.9562 | 879.4461 | 558.8964 | 0 | 0 | 0 | 0 | 0% | 0% | 0% | 0% | 72% | 28% | 0% | 0% | 0% | 0% | 100% | [10 empty] | 0 | 0 | 0 | 0 | 1364.2388 | 530.5373 | 0 | 0 | 0 | 0 | 0 | 0 | 0 | 0 | 0 | 0 | 0 | 0 | 0 | 0 | 0 | 0 | 0 | 0 | 75.3982 | 28.7467 | 0 | 0 | 0 | 0 | 0 | 0 | 0 | 0 | 1439.637 | 559.284 | 0 | 0 | 0 | 0
158 | BLTS 66kV and 22kV Circuit Breaker Replacement | Replacement - Major Station | Major Station | TRUE | Switchgear | Network | Labour - Internal | 10% | 0 | 0 | 0.33089 | 0 | 9.3794 | 123.0705 | 208.2731 | 132.5374 | 0 | 0 | 0 | 0 | 0 | 0.0019192 | 0 | 0.092602 | 1.8608 | 4.208 | 3.7321 | 0 | 0 | 0 | 0 | 0 | 0.015864 | 0 | 0.57635 | 6.7694 | 11.8226 | 7.389 | 0 | 0 | 0 | 0 | 0 | 0.34867 | 0 | 10.0484 | 131.7007 | 224.3036 | 143.6586 | 0 | 0 | 0 | 0 | 0% | 0% | 0% | 0% | 72% | 28% | 0% | 0% | 0% | 0% | 100% | [10 empty] | 0 | 0 | 0 | 0 | 341.0597 | 132.6343 | 0 | 0 | 0 | 0 | 0 | 0 | 0 | 0 | 6.1643 | 3.7321 | 0 | 0 | 0 | 0 | 0 | 0 | 0 | 0 | 19.1903 | 7.389 | 0 | 0 | 0 | 0 | 0 | 0 | 0 | 0 | 366.4143 | 143.7555 | 0 | 0 | 0 | 0
159 | BLTS 66kV and 22kV Circuit Breaker Replacement | Replacement - Major Station | Major Station | TRUE | Switchgear | Network | Labour - External | 50% | 0 | 0 | 1.6544 | 0 | 46.897 | 615.3523 | 1041.3655 | 662.6871 | 0 | 0 | 0 | 0 | 0 | 0.0095958 | 0 | -0.068384 | 0 | 0 | 0 | 0 | 0 | 0 | 0 | 0 | 0.079319 | 0 | 2.8494 | 33.3429 | 57.9421 | 35.9334 | 0 | 0 | 0 | 0 | 0 | 1.7434 | 0 | 49.6781 | 648.6953 | 1099.3076 | 698.6205 | 0 | 0 | 0 | 0 | 0% | 0% | 0% | 0% | 72% | 28% | 0% | 0% | 0% | 0% | 100% | [10 empty] | 0 | 0 | 0 | 0 | 1705.2985 | 663.1716 | 0 | 0 | 0 | 0 | 0 | 0 | 0 | 0 | -0.058986 | 0 | 0 | 0 | 0 | 0 | 0 | 0 | 0 | 0 | 94.244 | 35.9334 | 0 | 0 | 0 | 0 | 0 | 0 | 0 | 0 | 1799.4835 | 699.105 | 0 | 0 | 0 | 0
160 | BLTS 66kV and 22kV Circuit Breaker Replacement | Replacement - Major Station | Major Station | TRUE | Transformers | Network | Materials | 40% | 0 | 0 | 1.4161 | 0 | 40.1409 | 526.7027 | 891.343 | 567.2182 | 0 | 0 | 0 | 0 | 0 | 0 | 0 | 0 | 0 | 0 | 0 | 0 | 0 | 0 | 0 | 0 | 0.0675 | 0 | 2.4425 | 28.5394 | 49.5948 | 30.7567 | 0 | 0 | 0 | 0 | 0 | 1.4836 | 0 | 42.5834 | 555.2421 | 940.9377 | 597.9749 | 0 | 0 | 0 | 0 | 0% | 0% | 0% | 0% | 72% | 28% | 0% | 0% | 0% | 0% | 100% | [10 empty] | 0 | 0 | 0 | 0 | 1459.6276 | 567.633 | 0 | 0 | 0 | 0 | 0 | 0 | 0 | 0 | 0 | 0 | 0 | 0 | 0 | 0 | 0 | 0 | 0 | 0 | 80.6701 | 30.7567 | 0 | 0 | 0 | 0 | 0 | 0 | 0 | 0 | 1540.2977 | 598.3897 | 0 | 0 | 0 | 0
161 | BLTS 66kV and 22kV Circuit Breaker Replacement | Replacement - Major Station | Major Station | TRUE | Transformers | Network | Labour - Internal | 10% | 0 | 0 | 0.35403 | 0 | 10.0352 | 131.6757 | 222.8357 | 141.8046 | 0 | 0 | 0 | 0 | 0 | 0.0020533 | 0 | 0.099077 | 1.991 | 4.5022 | 3.9931 | 0 | 0 | 0 | 0 | 0 | 0.016973 | 0 | 0.61665 | 7.2427 | 12.6492 | 7.9057 | 0 | 0 | 0 | 0 | 0 | 0.37305 | 0 | 10.7509 | 140.9094 | 239.9871 | 153.7033 | 0 | 0 | 0 | 0 | 0% | 0% | 0% | 0% | 72% | 28% | 0% | 0% | 0% | 0% | 100% | [10 empty] | 0 | 0 | 0 | 0 | 364.9069 | 141.9082 | 0 | 0 | 0 | 0 | 0 | 0 | 0 | 0 | 6.5953 | 3.9931 | 0 | 0 | 0 | 0 | 0 | 0 | 0 | 0 | 20.5321 | 7.9057 | 0 | 0 | 0 | 0 | 0 | 0 | 0 | 0 | 392.0343 | 153.807 | 0 | 0 | 0 | 0
162 | BLTS 66kV and 22kV Circuit Breaker Replacement | Replacement - Major Station | Major Station | TRUE | Transformers | Network | Labour - External | 50% | 0 | 0 | 1.7701 | 0 | 50.1761 | 658.3783 | 1114.1787 | 709.0228 | 0 | 0 | 0 | 0 | 0 | 0.010267 | 0 | -0.073166 | 0 | 0 | 0 | 0 | 0 | 0 | 0 | 0 | 0.084865 | 0 | 3.0486 | 35.6743 | 61.9935 | 38.4459 | 0 | 0 | 0 | 0 | 0 | 1.8653 | 0 | 53.1516 | 694.0526 | 1176.1722 | 747.4687 | 0 | 0 | 0 | 0 | 0% | 0% | 0% | 0% | 72% | 28% | 0% | 0% | 0% | 0% | 100% | [10 empty] | 0 | 0 | 0 | 0 | 1824.5345 | 709.5412 | 0 | 0 | 0 | 0 | 0 | 0 | 0 | 0 | -0.063111 | 0 | 0 | 0 | 0 | 0 | 0 | 0 | 0 | 0 | 100.8336 | 38.4459 | 0 | 0 | 0 | 0 | 0 | 0 | 0 | 0 | 1925.305 | 747.9871 | 0 | 0 | 0 | 0
163 | BLTS 66kV and 22kV Circuit Breaker Replacement | Replacement - Major Station | Major Station | TRUE | Towers and Conductor | Network | Materials | 40% | 0 | 0 | 0.093101 | 0 | 2.639 | 34.6276 | 58.6006 | 37.2913 | 0 | 0 | 0 | 0 | 0 | 0 | 0 | 0 | 0 | 0 | 0 | 0 | 0 | 0 | 0 | 0 | 0.0044377 | 0 | 0.16058 | 1.8763 | 3.2606 | 2.0221 | 0 | 0 | 0 | 0 | 0 | 0.097538 | 0 | 2.7996 | 36.5039 | 61.8612 | 39.3134 | 0 | 0 | 0 | 0 | 0% | 0% | 0% | 0% | 72% | 28% | 0% | 0% | 0% | 0% | 100% | [10 empty] | 0 | 0 | 0 | 0 | 95.962 | 37.3185 | 0 | 0 | 0 | 0 | 0 | 0 | 0 | 0 | 0 | 0 | 0 | 0 | 0 | 0 | 0 | 0 | 0 | 0 | 5.3036 | 2.0221 | 0 | 0 | 0 | 0 | 0 | 0 | 0 | 0 | 101.2656 | 39.3406 | 0 | 0 | 0 | 0
164 | BLTS 66kV and 22kV Circuit Breaker Replacement | Replacement - Major Station | Major Station | TRUE | Towers and Conductor | Network | Labour - Internal | 10% | 0 | 0 | 0.023275 | 0 | 0.65976 | 8.6569 | 14.6501 | 9.3228 | 0 | 0 | 0 | 0 | 0 | 0.000135 | 0 | 0.0065137 | 0.13089 | 0.29599 | 0.26252 | 0 | 0 | 0 | 0 | 0 | 0.0011159 | 0 | 0.040541 | 0.47617 | 0.83161 | 0.51975 | 0 | 0 | 0 | 0 | 0 | 0.024526 | 0 | 0.70681 | 9.264 | 15.7778 | 10.1051 | 0 | 0 | 0 | 0 | 0% | 0% | 0% | 0% | 72% | 28% | 0% | 0% | 0% | 0% | 100% | [10 empty] | 0 | 0 | 0 | 0 | 23.9905 | 9.3296 | 0 | 0 | 0 | 0 | 0 | 0 | 0 | 0 | 0.4336 | 0.26252 | 0 | 0 | 0 | 0 | 0 | 0 | 0 | 0 | 1.3499 | 0.51975 | 0 | 0 | 0 | 0 | 0 | 0 | 0 | 0 | 25.774 | 10.1119 | 0 | 0 | 0 | 0
165 | BLTS 66kV and 22kV Circuit Breaker Replacement | Replacement - Major Station | Major Station | TRUE | Towers and Conductor | Network | Labour - External | 50% | 0 | 0 | 0.11638 | 0 | 3.2988 | 43.2845 | 73.2507 | 46.6141 | 0 | 0 | 0 | 0 | 0 | 0.00067498 | 0 | -0.0048102 | 0 | 0 | 0 | 0 | 0 | 0 | 0 | 0 | 0.0055794 | 0 | 0.20043 | 2.3454 | 4.0757 | 2.5276 | 0 | 0 | 0 | 0 | 0 | 0.12263 | 0 | 3.4944 | 45.6299 | 77.3264 | 49.1417 | 0 | 0 | 0 | 0 | 0% | 0% | 0% | 0% | 72% | 28% | 0% | 0% | 0% | 0% | 100% | [10 empty] | 0 | 0 | 0 | 0 | 119.9525 | 46.6482 | 0 | 0 | 0 | 0 | 0 | 0 | 0 | 0 | -0.0041492 | 0 | 0 | 0 | 0 | 0 | 0 | 0 | 0 | 0 | 6.6292 | 2.5276 | 0 | 0 | 0 | 0 | 0 | 0 | 0 | 0 | 126.5775 | 49.1758 | 0 | 0 | 0 | 0
166 | BLTS 66kV and 22kV Circuit Breaker Replacement | Replacement - Major Station | Major Station | TRUE | Establishment | Network | Materials | 40% | 0 | 0 | 0.67866 | 0 | 19.2372 | 252.4184 | 427.1695 | 271.8351 | 0 | 0 | 0 | 0 | 0 | 0 | 0 | 0 | 0 | 0 | 0 | 0 | 0 | 0 | 0 | 0 | 0.032349 | 0 | 1.1705 | 13.6773 | 23.7679 | 14.7399 | 0 | 0 | 0 | 0 | 0 | 0.71101 | 0 | 20.4078 | 266.0957 | 450.9375 | 286.5751 | 0 | 0 | 0 | 0 | 0% | 0% | 0% | 0% | 72% | 28% | 0% | 0% | 0% | 0% | 100% | [10 empty] | 0 | 0 | 0 | 0 | 699.5157 | 272.0339 | 0 | 0 | 0 | 0 | 0 | 0 | 0 | 0 | 0 | 0 | 0 | 0 | 0 | 0 | 0 | 0 | 0 | 0 | 38.6605 | 14.7399 | 0 | 0 | 0 | 0 | 0 | 0 | 0 | 0 | 738.1763 | 286.7738 | 0 | 0 | 0 | 0
167 | BLTS 66kV and 22kV Circuit Breaker Replacement | Replacement - Major Station | Major Station | TRUE | Establishment | Network | Labour - Internal | 10% | 0 | 0 | 0.16966 | 0 | 4.8093 | 63.1046 | 106.7924 | 67.9588 | 0 | 0 | 0 | 0 | 0 | 0.00098405 | 0 | 0.047482 | 0.95415 | 2.1576 | 1.9136 | 0 | 0 | 0 | 0 | 0 | 0.0081342 | 0 | 0.29552 | 3.471 | 6.062 | 3.7887 | 0 | 0 | 0 | 0 | 0 | 0.17878 | 0 | 5.1523 | 67.5298 | 115.0121 | 73.6612 | 0 | 0 | 0 | 0 | 0% | 0% | 0% | 0% | 72% | 28% | 0% | 0% | 0% | 0% | 100% | [10 empty] | 0 | 0 | 0 | 0 | 174.8789 | 68.0085 | 0 | 0 | 0 | 0 | 0 | 0 | 0 | 0 | 3.1607 | 1.9136 | 0 | 0 | 0 | 0 | 0 | 0 | 0 | 0 | 9.8399 | 3.7887 | 0 | 0 | 0 | 0 | 0 | 0 | 0 | 0 | 187.8795 | 73.7109 | 0 | 0 | 0 | 0
168 | BLTS 66kV and 22kV Circuit Breaker Replacement | Replacement - Major Station | Major Station | TRUE | Establishment | Network | Labour - External | 50% | 0 | 0 | 0.84832 | 0 | 24.0465 | 315.5229 | 533.9619 | 339.7939 | 0 | 0 | 0 | 0 | 0 | 0.0049203 | 0 | -0.035064 | 0 | 0 | 0 | 0 | 0 | 0 | 0 | 0 | 0.040671 | 0 | 1.461 | 17.0966 | 29.7099 | 18.4249 | 0 | 0 | 0 | 0 | 0 | 0.89391 | 0 | 25.4725 | 332.6196 | 563.6718 | 358.2188 | 0 | 0 | 0 | 0 | 0% | 0% | 0% | 0% | 72% | 28% | 0% | 0% | 0% | 0% | 100% | [10 empty] | 0 | 0 | 0 | 0 | 874.3947 | 340.0424 | 0 | 0 | 0 | 0 | 0 | 0 | 0 | 0 | -0.030245 | 0 | 0 | 0 | 0 | 0 | 0 | 0 | 0 | 0 | 48.3238 | 18.4249 | 0 | 0 | 0 | 0 | 0 | 0 | 0 | 0 | 922.6882 | 358.4673 | 0 | 0 | 0 | 0
169 | SMTS 500kV GIS Replacement | Replacement - Major Station | Major Station | TRUE | Secondary | Network | Materials | 40% | 0 | 0 | 0 | 0 | 0 | 0 | 8.5041 | 110.6728 | 187.3053 | 119.2008 | 0 | 0 | 0 | 0 | 0 | 0 | 0 | 0 | 0 | 0 | 0 | 0 | 0 | 0 | 0 | 0 | 0 | 0 | 0.47317 | 6.0011 | 13.1372 | 11.1821 | 0 | 0 | 0 | 0 | 0 | 0 | 0 | 8.9773 | 116.6739 | 200.4425 | 130.383 | 0 | 0 | 0% | 0% | 0% | 0% | 0% | 0% | 72% | 28% | 0% | 0% | 100% | [10 empty] | 0 | 0 | 0 | 0 | 0 | 0 | 306.4918 | 119.1913 | 0 | 0 | 0 | 0 | 0 | 0 | 0 | 0 | 0 | 0 | 0 | 0 | 0 | 0 | 0 | 0 | 0 | 0 | 19.6114 | 11.1821 | 0 | 0 | 0 | 0 | 0 | 0 | 0 | 0 | 326.1032 | 130.3734 | 0 | 0
170 | SMTS 500kV GIS Replacement | Replacement - Major Station | Major Station | TRUE | Secondary | Network | Labour - Internal | 10% | 0 | 0 | 0 | 0 | 0 | 0 | 2.126 | 27.6682 | 46.8263 | 29.8002 | 0 | 0 | 0 | 0 | 0 | 0 | 0 | 0.042954 | 0.77911 | 1.8486 | 1.5174 | 0 | 0 | 0 | 0 | 0 | 0 | 0 | 0.12068 | 1.5425 | 3.4139 | 2.9379 | 0 | 0 | 0 | 0 | 0 | 0 | 0 | 2.2897 | 29.9898 | 52.0889 | 34.2555 | 0 | 0 | 0% | 0% | 0% | 0% | 0% | 0% | 72% | 28% | 0% | 0% | 100% | [10 empty] | 0 | 0 | 0 | 0 | 0 | 0 | 76.623 | 29.7978 | 0 | 0 | 0 | 0 | 0 | 0 | 0 | 0 | 2.6706 | 1.5174 | 0 | 0 | 0 | 0 | 0 | 0 | 0 | 0 | 5.0771 | 2.9379 | 0 | 0 | 0 | 0 | 0 | 0 | 0 | 0 | 84.3707 | 34.2531 | 0 | 0
171 | SMTS 500kV GIS Replacement | Replacement - Major Station | Major Station | TRUE | Secondary | Network | Labour - External | 50% | 0 | 0 | 0 | 0 | 0 | 0 | 10.6301 | 138.341 | 234.1317 | 149.001 | 0 | 0 | 0 | 0 | 0 | 0 | 0 | 0 | 0 | 0 | 0 | 0 | 0 | 0 | 0 | 0 | 0 | 0 | 0.59147 | 7.5014 | 16.4214 | 13.9777 | 0 | 0 | 0 | 0 | 0 | 0 | 0 | 11.2216 | 145.8424 | 250.5531 | 162.9787 | 0 | 0 | 0% | 0% | 0% | 0% | 0% | 0% | 72% | 28% | 0% | 0% | 100% | [10 empty] | 0 | 0 | 0 | 0 | 0 | 0 | 383.1148 | 148.9891 | 0 | 0 | 0 | 0 | 0 | 0 | 0 | 0 | 0 | 0 | 0 | 0 | 0 | 0 | 0 | 0 | 0 | 0 | 24.5143 | 13.9777 | 0 | 0 | 0 | 0 | 0 | 0 | 0 | 0 | 407.6291 | 162.9668 | 0 | 0
172 | SMTS 500kV GIS Replacement | Replacement - Major Station | Major Station | TRUE | Switchgear | Network | Materials | 40% | 0 | 0 | 0 | 0 | 0 | 0 | 46.1676 | 600.8277 | 1016.8551 | 647.125 | 0 | 0 | 0 | 0 | 0 | 0 | 0 | 0 | 0 | 0 | 0 | 0 | 0 | 0 | 0 | 0 | 0 | 0 | 2.5688 | 32.5791 | 71.3198 | 60.7063 | 0 | 0 | 0 | 0 | 0 | 0 | 0 | 48.7364 | 633.4068 | 1088.175 | 707.8313 | 0 | 0 | 0% | 0% | 0% | 0% | 0% | 0% | 72% | 28% | 0% | 0% | 100% | [10 empty] | 0 | 0 | 0 | 0 | 0 | 0 | 1663.9023 | 647.0731 | 0 | 0 | 0 | 0 | 0 | 0 | 0 | 0 | 0 | 0 | 0 | 0 | 0 | 0 | 0 | 0 | 0 | 0 | 106.4678 | 60.7063 | 0 | 0 | 0 | 0 | 0 | 0 | 0 | 0 | 1770.3701 | 707.7794 | 0 | 0
173 | SMTS 500kV GIS Replacement | Replacement - Major Station | Major Station | TRUE | Switchgear | Network | Labour - Internal | 10% | 0 | 0 | 0 | 0 | 0 | 0 | 11.5419 | 150.2069 | 254.2138 | 161.7812 | 0 | 0 | 0 | 0 | 0 | 0 | 0 | 0.23319 | 4.2297 | 10.0357 | 8.238 | 0 | 0 | 0 | 0 | 0 | 0 | 0 | 0.65517 | 8.3741 | 18.5338 | 15.9494 | 0 | 0 | 0 | 0 | 0 | 0 | 0 | 12.4303 | 162.8107 | 282.7833 | 185.9686 | 0 | 0 | 0% | 0% | 0% | 0% | 0% | 0% | 72% | 28% | 0% | 0% | 100% | [10 empty] | 0 | 0 | 0 | 0 | 0 | 0 | 415.9756 | 161.7683 | 0 | 0 | 0 | 0 | 0 | 0 | 0 | 0 | 14.4986 | 8.238 | 0 | 0 | 0 | 0 | 0 | 0 | 0 | 0 | 27.5631 | 15.9494 | 0 | 0 | 0 | 0 | 0 | 0 | 0 | 0 | 458.0373 | 185.9556 | 0 | 0
174 | SMTS 500kV GIS Replacement | Replacement - Major Station | Major Station | TRUE | Switchgear | Network | Labour - External | 50% | 0 | 0 | 0 | 0 | 0 | 0 | 57.7095 | 751.0346 | 1271.0689 | 808.9062 | 0 | 0 | 0 | 0 | 0 | 0 | 0 | 0 | 0 | 0 | 0 | 0 | 0 | 0 | 0 | 0 | 0 | 0 | 3.211 | 40.7239 | 89.1498 | 75.8829 | 0 | 0 | 0 | 0 | 0 | 0 | 0 | 60.9205 | 791.7585 | 1360.2187 | 884.7891 | 0 | 0 | 0% | 0% | 0% | 0% | 0% | 0% | 72% | 28% | 0% | 0% | 100% | [10 empty] | 0 | 0 | 0 | 0 | 0 | 0 | 2079.8779 | 808.8414 | 0 | 0 | 0 | 0 | 0 | 0 | 0 | 0 | 0 | 0 | 0 | 0 | 0 | 0 | 0 | 0 | 0 | 0 | 133.0847 | 75.8829 | 0 | 0 | 0 | 0 | 0 | 0 | 0 | 0 | 2212.9626 | 884.7243 | 0 | 0
175 | SMTS 500kV GIS Replacement | Replacement - Major Station | Major Station | TRUE | Transformers | Network | Materials | 40% | 0 | 0 | 0 | 0 | 0 | 0 | 49.3957 | 642.8381 | 1087.9546 | 692.3726 | 0 | 0 | 0 | 0 | 0 | 0 | 0 | 0 | 0 | 0 | 0 | 0 | 0 | 0 | 0 | 0 | 0 | 0 | 2.7484 | 34.8571 | 76.3066 | 64.951 | 0 | 0 | 0 | 0 | 0 | 0 | 0 | 52.1441 | 677.6952 | 1164.2612 | 757.3235 | 0 | 0 | 0% | 0% | 0% | 0% | 0% | 0% | 72% | 28% | 0% | 0% | 100% | [10 empty] | 0 | 0 | 0 | 0 | 0 | 0 | 1780.2439 | 692.3171 | 0 | 0 | 0 | 0 | 0 | 0 | 0 | 0 | 0 | 0 | 0 | 0 | 0 | 0 | 0 | 0 | 0 | 0 | 113.9121 | 64.951 | 0 | 0 | 0 | 0 | 0 | 0 | 0 | 0 | 1894.156 | 757.268 | 0 | 0
176 | SMTS 500kV GIS Replacement | Replacement - Major Station | Major Station | TRUE | Transformers | Network | Labour - Internal | 10% | 0 | 0 | 0 | 0 | 0 | 0 | 12.3489 | 160.7095 | 271.9886 | 173.0931 | 0 | 0 | 0 | 0 | 0 | 0 | 0 | 0.2495 | 4.5254 | 10.7374 | 8.814 | 0 | 0 | 0 | 0 | 0 | 0 | 0 | 0.70098 | 8.9597 | 19.8297 | 17.0646 | 0 | 0 | 0 | 0 | 0 | 0 | 0 | 13.2994 | 174.1946 | 302.5558 | 198.9717 | 0 | 0 | 0% | 0% | 0% | 0% | 0% | 0% | 72% | 28% | 0% | 0% | 100% | [10 empty] | 0 | 0 | 0 | 0 | 0 | 0 | 445.061 | 173.0793 | 0 | 0 | 0 | 0 | 0 | 0 | 0 | 0 | 15.5123 | 8.814 | 0 | 0 | 0 | 0 | 0 | 0 | 0 | 0 | 29.4904 | 17.0646 | 0 | 0 | 0 | 0 | 0 | 0 | 0 | 0 | 490.0637 | 198.9578 | 0 | 0
177 | SMTS 500kV GIS Replacement | Replacement - Major Station | Major Station | TRUE | Transformers | Network | Labour - External | 50% | 0 | 0 | 0 | 0 | 0 | 0 | 61.7446 | 803.5476 | 1359.9432 | 865.4657 | 0 | 0 | 0 | 0 | 0 | 0 | 0 | 0 | 0 | 0 | 0 | 0 | 0 | 0 | 0 | 0 | 0 | 0 | 3.4355 | 43.5714 | 95.3832 | 81.1887 | 0 | 0 | 0 | 0 | 0 | 0 | 0 | 65.1802 | 847.119 | 1455.3264 | 946.6544 | 0 | 0 | 0% | 0% | 0% | 0% | 0% | 0% | 72% | 28% | 0% | 0% | 100% | [10 empty] | 0 | 0 | 0 | 0 | 0 | 0 | 2225.3048 | 865.3963 | 0 | 0 | 0 | 0 | 0 | 0 | 0 | 0 | 0 | 0 | 0 | 0 | 0 | 0 | 0 | 0 | 0 | 0 | 142.3901 | 81.1887 | 0 | 0 | 0 | 0 | 0 | 0 | 0 | 0 | 2367.6949 | 946.585 | 0 | 0
178 | SMTS 500kV GIS Replacement | Replacement - Major Station | Major Station | TRUE | Towers and Conductor | Network | Materials | 40% | 0 | 0 | 0 | 0 | 0 | 0 | 3.2475 | 42.2628 | 71.5267 | 45.5194 | 0 | 0 | 0 | 0 | 0 | 0 | 0 | 0 | 0 | 0 | 0 | 0 | 0 | 0 | 0 | 0 | 0 | 0 | 0.18069 | 2.2916 | 5.0167 | 4.2701 | 0 | 0 | 0 | 0 | 0 | 0 | 0 | 3.4282 | 44.5545 | 76.5434 | 49.7896 | 0 | 0 | 0% | 0% | 0% | 0% | 0% | 0% | 72% | 28% | 0% | 0% | 100% | [10 empty] | 0 | 0 | 0 | 0 | 0 | 0 | 117.0406 | 45.5158 | 0 | 0 | 0 | 0 | 0 | 0 | 0 | 0 | 0 | 0 | 0 | 0 | 0 | 0 | 0 | 0 | 0 | 0 | 7.4891 | 4.2701 | 0 | 0 | 0 | 0 | 0 | 0 | 0 | 0 | 124.5297 | 49.7859 | 0 | 0
179 | SMTS 500kV GIS Replacement | Replacement - Major Station | Major Station | TRUE | Towers and Conductor | Network | Labour - Internal | 10% | 0 | 0 | 0 | 0 | 0 | 0 | 0.81187 | 10.5657 | 17.8817 | 11.3799 | 0 | 0 | 0 | 0 | 0 | 0 | 0 | 0.016403 | 0.29752 | 0.70592 | 0.57947 | 0 | 0 | 0 | 0 | 0 | 0 | 0 | 0.046086 | 0.58905 | 1.3037 | 1.1219 | 0 | 0 | 0 | 0 | 0 | 0 | 0 | 0.87436 | 11.4523 | 19.8913 | 13.0812 | 0 | 0 | 0% | 0% | 0% | 0% | 0% | 0% | 72% | 28% | 0% | 0% | 100% | [10 empty] | 0 | 0 | 0 | 0 | 0 | 0 | 29.2602 | 11.3789 | 0 | 0 | 0 | 0 | 0 | 0 | 0 | 0 | 1.0198 | 0.57947 | 0 | 0 | 0 | 0 | 0 | 0 | 0 | 0 | 1.9388 | 1.1219 | 0 | 0 | 0 | 0 | 0 | 0 | 0 | 0 | 32.2188 | 13.0803 | 0 | 0
180 | SMTS 500kV GIS Replacement | Replacement - Major Station | Major Station | TRUE | Towers and Conductor | Network | Labour - External | 50% | 0 | 0 | 0 | 0 | 0 | 0 | 4.0593 | 52.8286 | 89.4083 | 56.8993 | 0 | 0 | 0 | 0 | 0 | 0 | 0 | 0 | 0 | 0 | 0 | 0 | 0 | 0 | 0 | 0 | 0 | 0 | 0.22586 | 2.8646 | 6.2709 | 5.3377 | 0 | 0 | 0 | 0 | 0 | 0 | 0 | 4.2852 | 55.6931 | 95.6792 | 62.237 | 0 | 0 | 0% | 0% | 0% | 0% | 0% | 0% | 72% | 28% | 0% | 0% | 100% | [10 empty] | 0 | 0 | 0 | 0 | 0 | 0 | 146.3008 | 56.8947 | 0 | 0 | 0 | 0 | 0 | 0 | 0 | 0 | 0 | 0 | 0 | 0 | 0 | 0 | 0 | 0 | 0 | 0 | 9.3613 | 5.3377 | 0 | 0 | 0 | 0 | 0 | 0 | 0 | 0 | 155.6621 | 62.2324 | 0 | 0
181 | SMTS 500kV GIS Replacement | Replacement - Major Station | Major Station | TRUE | Establishment | Network | Materials | 40% | 0 | 0 | 0 | 0 | 0 | 0 | 23.6725 | 308.0754 | 521.3942 | 331.8144 | 0 | 0 | 0 | 0 | 0 | 0 | 0 | 0 | 0 | 0 | 0 | 0 | 0 | 0 | 0 | 0 | 0 | 0 | 1.3172 | 16.705 | 36.5694 | 31.1273 | 0 | 0 | 0 | 0 | 0 | 0 | 0 | 24.9897 | 324.7804 | 557.9635 | 362.9417 | 0 | 0 | 0% | 0% | 0% | 0% | 0% | 0% | 72% | 28% | 0% | 0% | 100% | [10 empty] | 0 | 0 | 0 | 0 | 0 | 0 | 853.1687 | 331.7878 | 0 | 0 | 0 | 0 | 0 | 0 | 0 | 0 | 0 | 0 | 0 | 0 | 0 | 0 | 0 | 0 | 0 | 0 | 54.5915 | 31.1273 | 0 | 0 | 0 | 0 | 0 | 0 | 0 | 0 | 907.7602 | 362.9151 | 0 | 0
182 | SMTS 500kV GIS Replacement | Replacement - Major Station | Major Station | TRUE | Establishment | Network | Labour - Internal | 10% | 0 | 0 | 0 | 0 | 0 | 0 | 5.9181 | 77.0189 | 130.3485 | 82.9536 | 0 | 0 | 0 | 0 | 0 | 0 | 0 | 0.11957 | 2.1688 | 5.1458 | 4.224 | 0 | 0 | 0 | 0 | 0 | 0 | 0 | 0.33594 | 4.2938 | 9.5033 | 8.1781 | 0 | 0 | 0 | 0 | 0 | 0 | 0 | 6.3736 | 83.4815 | 144.9976 | 95.3557 | 0 | 0 | 0% | 0% | 0% | 0% | 0% | 0% | 72% | 28% | 0% | 0% | 100% | [10 empty] | 0 | 0 | 0 | 0 | 0 | 0 | 213.2922 | 82.947 | 0 | 0 | 0 | 0 | 0 | 0 | 0 | 0 | 7.4342 | 4.224 | 0 | 0 | 0 | 0 | 0 | 0 | 0 | 0 | 14.133 | 8.1781 | 0 | 0 | 0 | 0 | 0 | 0 | 0 | 0 | 234.8594 | 95.3491 | 0 | 0
183 | SMTS 500kV GIS Replacement | Replacement - Major Station | Major Station | TRUE | Establishment | Network | Labour - External | 50% | 0 | 0 | 0 | 0 | 0 | 0 | 29.5907 | 385.0943 | 651.7427 | 414.768 | 0 | 0 | 0 | 0 | 0 | 0 | 0 | 0 | 0 | 0 | 0 | 0 | 0 | 0 | 0 | 0 | 0 | 0 | 1.6464 | 20.8813 | 45.7117 | 38.9091 | 0 | 0 | 0 | 0 | 0 | 0 | 0 | 31.2371 | 405.9755 | 697.4544 | 453.6771 | 0 | 0 | 0% | 0% | 0% | 0% | 0% | 0% | 72% | 28% | 0% | 0% | 100% | [10 empty] | 0 | 0 | 0 | 0 | 0 | 0 | 1066.4609 | 414.7348 | 0 | 0 | 0 | 0 | 0 | 0 | 0 | 0 | 0 | 0 | 0 | 0 | 0 | 0 | 0 | 0 | 0 | 0 | 68.2394 | 38.9091 | 0 | 0 | 0 | 0 | 0 | 0 | 0 | 0 | 1134.7003 | 453.6439 | 0 | 0
184 | KGTS transformer and Switchgear Replacement | Replacement - Major Station | Major Station | TRUE | Secondary | Network | Materials | 40% | 0 | 0 | 0 | 0 | 0 | 0 | 0 | 0 | 0 | 0 | 0 | 0 | 0 | 0 | 0 | 0 | 0 | 0 | 0 | 0 | 0 | 0 | 0 | 0 | 0 | 0 | 0 | 0 | 0 | 0 | 0 | 0 | 0 | 0 | 0 | 0 | 0 | 0 | 0 | 0 | 0 | 0 | 0 | 0 | 0 | 0% | 0% | 0% | 0% | 0% | 0% | 0% | 0% | 0% | 0% | 0% | [10 empty] | 0 | 0 | 0 | 0 | 0 | 0 | 0 | 0 | 0 | 0 | 0 | 0 | 0 | 0 | 0 | 0 | 0 | 0 | 0 | 0 | 0 | 0 | 0 | 0 | 0 | 0 | 0 | 0 | 0 | 0 | 0 | 0 | 0 | 0 | 0 | 0 | 0 | 0 | 0 | 0
185 | KGTS transformer and Switchgear Replacement | Replacement - Major Station | Major Station | TRUE | Secondary | Network | Labour - Internal | 10% | 0 | 0 | 0 | 0 | 0 | 0 | 0 | 0 | 0 | 0 | 0 | 0 | 0 | 0 | 0 | 0 | 0 | 0 | 0 | 0 | 0 | 0 | 0 | 0 | 0 | 0 | 0 | 0 | 0 | 0 | 0 | 0 | 0 | 0 | 0 | 0 | 0 | 0 | 0 | 0 | 0 | 0 | 0 | 0 | 0 | 0% | 0% | 0% | 0% | 0% | 0% | 0% | 0% | 0% | 0% | 0% | [10 empty] | 0 | 0 | 0 | 0 | 0 | 0 | 0 | 0 | 0 | 0 | 0 | 0 | 0 | 0 | 0 | 0 | 0 | 0 | 0 | 0 | 0 | 0 | 0 | 0 | 0 | 0 | 0 | 0 | 0 | 0 | 0 | 0 | 0 | 0 | 0 | 0 | 0 | 0 | 0 | 0
186 | KGTS transformer and Switchgear Replacement | Replacement - Major Station | Major Station | TRUE | Secondary | Network | Labour - External | 50% | 0 | 0 | 0 | 0 | 0 | 0 | 0 | 0 | 0 | 0 | 0 | 0 | 0 | 0 | 0 | 0 | 0 | 0 | 0 | 0 | 0 | 0 | 0 | 0 | 0 | 0 | 0 | 0 | 0 | 0 | 0 | 0 | 0 | 0 | 0 | 0 | 0 | 0 | 0 | 0 | 0 | 0 | 0 | 0 | 0 | 0% | 0% | 0% | 0% | 0% | 0% | 0% | 0% | 0% | 0% | 0% | [10 empty] | 0 | 0 | 0 | 0 | 0 | 0 | 0 | 0 | 0 | 0 | 0 | 0 | 0 | 0 | 0 | 0 | 0 | 0 | 0 | 0 | 0 | 0 | 0 | 0 | 0 | 0 | 0 | 0 | 0 | 0 | 0 | 0 | 0 | 0 | 0 | 0 | 0 | 0 | 0 | 0
187 | KGTS transformer and Switchgear Replacement | Replacement - Major Station | Major Station | TRUE | Switchgear | Network | Materials | 40% | 0 | 0 | 0 | 0 | 0 | 0 | 0 | 0 | 0 | 0 | 0 | 0 | 0 | 0 | 0 | 0 | 0 | 0 | 0 | 0 | 0 | 0 | 0 | 0 | 0 | 0 | 0 | 0 | 0 | 0 | 0 | 0 | 0 | 0 | 0 | 0 | 0 | 0 | 0 | 0 | 0 | 0 | 0 | 0 | 0 | 0% | 0% | 0% | 0% | 0% | 0% | 0% | 0% | 0% | 0% | 0% | [10 empty] | 0 | 0 | 0 | 0 | 0 | 0 | 0 | 0 | 0 | 0 | 0 | 0 | 0 | 0 | 0 | 0 | 0 | 0 | 0 | 0 | 0 | 0 | 0 | 0 | 0 | 0 | 0 | 0 | 0 | 0 | 0 | 0 | 0 | 0 | 0 | 0 | 0 | 0 | 0 | 0
188 | KGTS transformer and Switchgear Replacement | Replacement - Major Station | Major Station | TRUE | Switchgear | Network | Labour - Internal | 10% | 0 | 0 | 0 | 0 | 0 | 0 | 0 | 0 | 0 | 0 | 0 | 0 | 0 | 0 | 0 | 0 | 0 | 0 | 0 | 0 | 0 | 0 | 0 | 0 | 0 | 0 | 0 | 0 | 0 | 0 | 0 | 0 | 0 | 0 | 0 | 0 | 0 | 0 | 0 | 0 | 0 | 0 | 0 | 0 | 0 | 0% | 0% | 0% | 0% | 0% | 0% | 0% | 0% | 0% | 0% | 0% | [10 empty] | 0 | 0 | 0 | 0 | 0 | 0 | 0 | 0 | 0 | 0 | 0 | 0 | 0 | 0 | 0 | 0 | 0 | 0 | 0 | 0 | 0 | 0 | 0 | 0 | 0 | 0 | 0 | 0 | 0 | 0 | 0 | 0 | 0 | 0 | 0 | 0 | 0 | 0 | 0 | 0
189 | KGTS transformer and Switchgear Replacement | Replacement - Major Station | Major Station | TRUE | Switchgear | Network | Labour - External | 50% | 0 | 0 | 0 | 0 | 0 | 0 | 0 | 0 | 0 | 0 | 0 | 0 | 0 | 0 | 0 | 0 | 0 | 0 | 0 | 0 | 0 | 0 | 0 | 0 | 0 | 0 | 0 | 0 | 0 | 0 | 0 | 0 | 0 | 0 | 0 | 0 | 0 | 0 | 0 | 0 | 0 | 0 | 0 | 0 | 0 | 0% | 0% | 0% | 0% | 0% | 0% | 0% | 0% | 0% | 0% | 0% | [10 empty] | 0 | 0 | 0 | 0 | 0 | 0 | 0 | 0 | 0 | 0 | 0 | 0 | 0 | 0 | 0 | 0 | 0 | 0 | 0 | 0 | 0 | 0 | 0 | 0 | 0 | 0 | 0 | 0 | 0 | 0 | 0 | 0 | 0 | 0 | 0 | 0 | 0 | 0 | 0 | 0
190 | KGTS transformer and Switchgear Replacement | Replacement - Major Station | Major Station | TRUE | Transformers | Network | Materials | 40% | 0 | 0 | 0 | 0 | 0 | 0 | 0 | 0 | 0 | 0 | 0 | 0 | 0 | 0 | 0 | 0 | 0 | 0 | 0 | 0 | 0 | 0 | 0 | 0 | 0 | 0 | 0 | 0 | 0 | 0 | 0 | 0 | 0 | 0 | 0 | 0 | 0 | 0 | 0 | 0 | 0 | 0 | 0 | 0 | 0 | 0% | 0% | 0% | 0% | 0% | 0% | 0% | 0% | 0% | 0% | 0% | [10 empty] | 0 | 0 | 0 | 0 | 0 | 0 | 0 | 0 | 0 | 0 | 0 | 0 | 0 | 0 | 0 | 0 | 0 | 0 | 0 | 0 | 0 | 0 | 0 | 0 | 0 | 0 | 0 | 0 | 0 | 0 | 0 | 0 | 0 | 0 | 0 | 0 | 0 | 0 | 0 | 0
191 | KGTS transformer and Switchgear Replacement | Replacement - Major Station | Major Station | TRUE | Transformers | Network | Labour - Internal | 10% | 0 | 0 | 0 | 0 | 0 | 0 | 0 | 0 | 0 | 0 | 0 | 0 | 0 | 0 | 0 | 0 | 0 | 0 | 0 | 0 | 0 | 0 | 0 | 0 | 0 | 0 | 0 | 0 | 0 | 0 | 0 | 0 | 0 | 0 | 0 | 0 | 0 | 0 | 0 | 0 | 0 | 0 | 0 | 0 | 0 | 0% | 0% | 0% | 0% | 0% | 0% | 0% | 0% | 0% | 0% | 0% | [10 empty] | 0 | 0 | 0 | 0 | 0 | 0 | 0 | 0 | 0 | 0 | 0 | 0 | 0 | 0 | 0 | 0 | 0 | 0 | 0 | 0 | 0 | 0 | 0 | 0 | 0 | 0 | 0 | 0 | 0 | 0 | 0 | 0 | 0 | 0 | 0 | 0 | 0 | 0 | 0 | 0
192 | KGTS transformer and Switchgear Replacement | Replacement - Major Station | Major Station | TRUE | Transformers | Network | Labour - External | 50% | 0 | 0 | 0 | 0 | 0 | 0 | 0 | 0 | 0 | 0 | 0 | 0 | 0 | 0 | 0 | 0 | 0 | 0 | 0 | 0 | 0 | 0 | 0 | 0 | 0 | 0 | 0 | 0 | 0 | 0 | 0 | 0 | 0 | 0 | 0 | 0 | 0 | 0 | 0 | 0 | 0 | 0 | 0 | 0 | 0 | 0% | 0% | 0% | 0% | 0% | 0% | 0% | 0% | 0% | 0% | 0% | [10 empty] | 0 | 0 | 0 | 0 | 0 | 0 | 0 | 0 | 0 | 0 | 0 | 0 | 0 | 0 | 0 | 0 | 0 | 0 | 0 | 0 | 0 | 0 | 0 | 0 | 0 | 0 | 0 | 0 | 0 | 0 | 0 | 0 | 0 | 0 | 0 | 0 | 0 | 0 | 0 | 0
193 | KGTS transformer and Switchgear Replacement | Replacement - Major Station | Major Station | TRUE | Towers and Conductor | Network | Materials | 40% | 0 | 0 | 0 | 0 | 0 | 0 | 0 | 0 | 0 | 0 | 0 | 0 | 0 | 0 | 0 | 0 | 0 | 0 | 0 | 0 | 0 | 0 | 0 | 0 | 0 | 0 | 0 | 0 | 0 | 0 | 0 | 0 | 0 | 0 | 0 | 0 | 0 | 0 | 0 | 0 | 0 | 0 | 0 | 0 | 0 | 0% | 0% | 0% | 0% | 0% | 0% | 0% | 0% | 0% | 0% | 0% | [10 empty] | 0 | 0 | 0 | 0 | 0 | 0 | 0 | 0 | 0 | 0 | 0 | 0 | 0 | 0 | 0 | 0 | 0 | 0 | 0 | 0 | 0 | 0 | 0 | 0 | 0 | 0 | 0 | 0 | 0 | 0 | 0 | 0 | 0 | 0 | 0 | 0 | 0 | 0 | 0 | 0
194 | KGTS transformer and Switchgear Replacement | Replacement - Major Station | Major Station | TRUE | Towers and Conductor | Network | Labour - Internal | 10% | 0 | 0 | 0 | 0 | 0 | 0 | 0 | 0 | 0 | 0 | 0 | 0 | 0 | 0 | 0 | 0 | 0 | 0 | 0 | 0 | 0 | 0 | 0 | 0 | 0 | 0 | 0 | 0 | 0 | 0 | 0 | 0 | 0 | 0 | 0 | 0 | 0 | 0 | 0 | 0 | 0 | 0 | 0 | 0 | 0 | 0% | 0% | 0% | 0% | 0% | 0% | 0% | 0% | 0% | 0% | 0% | [10 empty] | 0 | 0 | 0 | 0 | 0 | 0 | 0 | 0 | 0 | 0 | 0 | 0 | 0 | 0 | 0 | 0 | 0 | 0 | 0 | 0 | 0 | 0 | 0 | 0 | 0 | 0 | 0 | 0 | 0 | 0 | 0 | 0 | 0 | 0 | 0 | 0 | 0 | 0 | 0 | 0
195 | KGTS transformer and Switchgear Replacement | Replacement - Major Station | Major Station | TRUE | Towers and Conductor | Network | Labour - External | 50% | 0 | 0 | 0 | 0 | 0 | 0 | 0 | 0 | 0 | 0 | 0 | 0 | 0 | 0 | 0 | 0 | 0 | 0 | 0 | 0 | 0 | 0 | 0 | 0 | 0 | 0 | 0 | 0 | 0 | 0 | 0 | 0 | 0 | 0 | 0 | 0 | 0 | 0 | 0 | 0 | 0 | 0 | 0 | 0 | 0 | 0% | 0% | 0% | 0% | 0% | 0% | 0% | 0% | 0% | 0% | 0% | [10 empty] | 0 | 0 | 0 | 0 | 0 | 0 | 0 | 0 | 0 | 0 | 0 | 0 | 0 | 0 | 0 | 0 | 0 | 0 | 0 | 0 | 0 | 0 | 0 | 0 | 0 | 0 | 0 | 0 | 0 | 0 | 0 | 0 | 0 | 0 | 0 | 0 | 0 | 0 | 0 | 0
196 | KGTS transformer and Switchgear Replacement | Replacement - Major Station | Major Station | TRUE | Establishment | Network | Materials | 40% | 0 | 0 | 0 | 0 | 0 | 0 | 0 | 0 | 0 | 0 | 0 | 0 | 0 | 0 | 0 | 0 | 0 | 0 | 0 | 0 | 0 | 0 | 0 | 0 | 0 | 0 | 0 | 0 | 0 | 0 | 0 | 0 | 0 | 0 | 0 | 0 | 0 | 0 | 0 | 0 | 0 | 0 | 0 | 0 | 0 | 0% | 0% | 0% | 0% | 0% | 0% | 0% | 0% | 0% | 0% | 0% | [10 empty] | 0 | 0 | 0 | 0 | 0 | 0 | 0 | 0 | 0 | 0 | 0 | 0 | 0 | 0 | 0 | 0 | 0 | 0 | 0 | 0 | 0 | 0 | 0 | 0 | 0 | 0 | 0 | 0 | 0 | 0 | 0 | 0 | 0 | 0 | 0 | 0 | 0 | 0 | 0 | 0
197 | KGTS transformer and Switchgear Replacement | Replacement - Major Station | Major Station | TRUE | Establishment | Network | Labour - Internal | 10% | 0 | 0 | 0 | 0 | 0 | 0 | 0 | 0 | 0 | 0 | 0 | 0 | 0 | 0 | 0 | 0 | 0 | 0 | 0 | 0 | 0 | 0 | 0 | 0 | 0 | 0 | 0 | 0 | 0 | 0 | 0 | 0 | 0 | 0 | 0 | 0 | 0 | 0 | 0 | 0 | 0 | 0 | 0 | 0 | 0 | 0% | 0% | 0% | 0% | 0% | 0% | 0% | 0% | 0% | 0% | 0% | [10 empty] | 0 | 0 | 0 | 0 | 0 | 0 | 0 | 0 | 0 | 0 | 0 | 0 | 0 | 0 | 0 | 0 | 0 | 0 | 0 | 0 | 0 | 0 | 0 | 0 | 0 | 0 | 0 | 0 | 0 | 0 | 0 | 0 | 0 | 0 | 0 | 0 | 0 | 0 | 0 | 0
198 | KGTS transformer and Switchgear Replacement | Replacement - Major Station | Major Station | TRUE | Establishment | Network | Labour - External | 50% | 0 | 0 | 0 | 0 | 0 | 0 | 0 | 0 | 0 | 0 | 0 | 0 | 0 | 0 | 0 | 0 | 0 | 0 | 0 | 0 | 0 | 0 | 0 | 0 | 0 | 0 | 0 | 0 | 0 | 0 | 0 | 0 | 0 | 0 | 0 | 0 | 0 | 0 | 0 | 0 | 0 | 0 | 0 | 0 | 0 | 0% | 0% | 0% | 0% | 0% | 0% | 0% | 0% | 0% | 0% | 0% | [10 empty] | 0 | 0 | 0 | 0 | 0 | 0 | 0 | 0 | 0 | 0 | 0 | 0 | 0 | 0 | 0 | 0 | 0 | 0 | 0 | 0 | 0 | 0 | 0 | 0 | 0 | 0 | 0 | 0 | 0 | 0 | 0 | 0 | 0 | 0 | 0 | 0 | 0 | 0 | 0 | 0
199 | SHTS B2 and B3 Transformer Replacement | Replacement - Major Station | Major Station | TRUE | Secondary | Network | Materials | 40% | 0 | 0 | 0.12592 | 0 | 8.4491 | 110.8639 | 187.6159 | 119.3919 | 0 | 0 | 0 | 0 | 0 | 0 | 0 | 0 | 0 | 0 | 0 | 0 | 0 | 0 | 0 | 0 | 0.0060021 | 0 | 0.51411 | 6.0072 | 10.439 | 6.4739 | 0 | 0 | 0 | 0 | 0 | 0.13192 | 0 | 8.9632 | 116.8711 | 198.0549 | 125.8658 | 0 | 0 | 0 | 0 | 0% | 0% | 0% | 0% | 72% | 28% | 0% | 0% | 0% | 0% | 100% | [10 empty] | 0 | 0 | 0 | 0 | 307.1026 | 119.4288 | 0 | 0 | 0 | 0 | 0 | 0 | 0 | 0 | 0 | 0 | 0 | 0 | 0 | 0 | 0 | 0 | 0 | 0 | 16.9714 | 6.4739 | 0 | 0 | 0 | 0 | 0 | 0 | 0 | 0 | 324.074 | 125.9027 | 0 | 0 | 0 | 0
200 | SHTS B2 and B3 Transformer Replacement | Replacement - Major Station | Major Station | TRUE | Secondary | Network | Labour - Internal | 10% | 0 | 0 | 0.03148 | 0 | 2.1123 | 27.716 | 46.904 | 29.848 | 0 | 0 | 0 | 0 | 0 | 0.00018258 | 0 | 0.020854 | 0.41907 | 0.94765 | 0.84049 | 0 | 0 | 0 | 0 | 0 | 0.0015092 | 0 | 0.1298 | 1.5245 | 2.6625 | 1.664 | 0 | 0 | 0 | 0 | 0 | 0.033171 | 0 | 2.2629 | 29.6596 | 50.5141 | 32.3525 | 0 | 0 | 0 | 0 | 0% | 0% | 0% | 0% | 72% | 28% | 0% | 0% | 0% | 0% | 100% | [10 empty] | 0 | 0 | 0 | 0 | 76.7757 | 29.8572 | 0 | 0 | 0 | 0 | 0 | 0 | 0 | 0 | 1.388 | 0.84049 | 0 | 0 | 0 | 0 | 0 | 0 | 0 | 0 | 4.3196 | 1.664 | 0 | 0 | 0 | 0 | 0 | 0 | 0 | 0 | 82.4832 | 32.3617 | 0 | 0 | 0 | 0
201 | SHTS B2 and B3 Transformer Replacement | Replacement - Major Station | Major Station | TRUE | Secondary | Network | Labour - External | 50% | 0 | 0 | 0.1574 | 0 | 10.5614 | 138.5799 | 234.5198 | 149.2399 | 0 | 0 | 0 | 0 | 0 | 0.00091291 | 0 | -0.0154 | 0 | 0 | 0 | 0 | 0 | 0 | 0 | 0 | 0.0075461 | 0 | 0.6417 | 7.509 | 13.0488 | 8.0923 | 0 | 0 | 0 | 0 | 0 | 0.16586 | 0 | 11.1877 | 146.0889 | 247.5687 | 157.3323 | 0 | 0 | 0 | 0 | 0% | 0% | 0% | 0% | 72% | 28% | 0% | 0% | 0% | 0% | 100% | [10 empty] | 0 | 0 | 0 | 0 | 383.8783 | 149.286 | 0 | 0 | 0 | 0 | 0 | 0 | 0 | 0 | -0.014589 | 0 | 0 | 0 | 0 | 0 | 0 | 0 | 0 | 0 | 21.2134 | 8.0923 | 0 | 0 | 0 | 0 | 0 | 0 | 0 | 0 | 405.077 | 157.3783 | 0 | 0 | 0 | 0
202 | SHTS B2 and B3 Transformer Replacement | Replacement - Major Station | Major Station | TRUE | Switchgear | Network | Materials | 40% | 0 | 0 | 0.6836 | 0 | 45.8692 | 601.8651 | 1018.541 | 648.1625 | 0 | 0 | 0 | 0 | 0 | 0 | 0 | 0 | 0 | 0 | 0 | 0 | 0 | 0 | 0 | 0 | 0.032584 | 0 | 2.791 | 32.6121 | 56.6721 | 35.1458 | 0 | 0 | 0 | 0 | 0 | 0.71618 | 0 | 48.6602 | 634.4773 | 1075.2132 | 683.3083 | 0 | 0 | 0 | 0 | 0% | 0% | 0% | 0% | 72% | 28% | 0% | 0% | 0% | 0% | 100% | [10 empty] | 0 | 0 | 0 | 0 | 1667.2183 | 648.3627 | 0 | 0 | 0 | 0 | 0 | 0 | 0 | 0 | 0 | 0 | 0 | 0 | 0 | 0 | 0 | 0 | 0 | 0 | 92.1354 | 35.1458 | 0 | 0 | 0 | 0 | 0 | 0 | 0 | 0 | 1759.3537 | 683.5085 | 0 | 0 | 0 | 0
203 | SHTS B2 and B3 Transformer Replacement | Replacement - Major Station | Major Station | TRUE | Switchgear | Network | Labour - Internal | 10% | 0 | 0 | 0.1709 | 0 | 11.4673 | 150.4663 | 254.6353 | 162.0406 | 0 | 0 | 0 | 0 | 0 | 0.00099121 | 0 | 0.11322 | 2.2751 | 5.1447 | 4.5629 | 0 | 0 | 0 | 0 | 0 | 0.0081934 | 0 | 0.70464 | 8.2763 | 14.4543 | 9.0339 | 0 | 0 | 0 | 0 | 0 | 0.18008 | 0 | 12.2852 | 161.0177 | 274.2342 | 175.6374 | 0 | 0 | 0 | 0 | 0% | 0% | 0% | 0% | 72% | 28% | 0% | 0% | 0% | 0% | 100% | [10 empty] | 0 | 0 | 0 | 0 | 416.8046 | 162.0907 | 0 | 0 | 0 | 0 | 0 | 0 | 0 | 0 | 7.535 | 4.5629 | 0 | 0 | 0 | 0 | 0 | 0 | 0 | 0 | 23.4504 | 9.0339 | 0 | 0 | 0 | 0 | 0 | 0 | 0 | 0 | 447.79 | 175.6874 | 0 | 0 | 0 | 0
204 | SHTS B2 and B3 Transformer Replacement | Replacement - Major Station | Major Station | TRUE | Switchgear | Network | Labour - External | 50% | 0 | 0 | 0.85449 | 0 | 57.3365 | 752.3314 | 1273.1763 | 810.2031 | 0 | 0 | 0 | 0 | 0 | 0.0049561 | 0 | -0.083607 | 0 | 0 | 0 | 0 | 0 | 0 | 0 | 0 | 0.040967 | 0 | 3.4837 | 40.7652 | 70.8402 | 43.9322 | 0 | 0 | 0 | 0 | 0 | 0.90042 | 0 | 60.7365 | 793.0966 | 1344.0165 | 854.1353 | 0 | 0 | 0 | 0 | 0% | 0% | 0% | 0% | 72% | 28% | 0% | 0% | 0% | 0% | 100% | [10 empty] | 0 | 0 | 0 | 0 | 2084.0228 | 810.4533 | 0 | 0 | 0 | 0 | 0 | 0 | 0 | 0 | -0.079204 | 0 | 0 | 0 | 0 | 0 | 0 | 0 | 0 | 0 | 115.1644 | 43.9322 | 0 | 0 | 0 | 0 | 0 | 0 | 0 | 0 | 2199.108 | 854.3856 | 0 | 0 | 0 | 0
205 | SHTS B2 and B3 Transformer Replacement | Replacement - Major Station | Major Station | TRUE | Transformers | Network | Materials | 40% | 0 | 0 | 0.73139 | 0 | 49.0764 | 643.9481 | 1089.7583 | 693.4826 | 0 | 0 | 0 | 0 | 0 | 0 | 0 | 0 | 0 | 0 | 0 | 0 | 0 | 0 | 0 | 0 | 0.034863 | 0 | 2.9862 | 34.8924 | 60.6347 | 37.6032 | 0 | 0 | 0 | 0 | 0 | 0.76626 | 0 | 52.0626 | 678.8405 | 1150.3931 | 731.0858 | 0 | 0 | 0 | 0 | 0% | 0% | 0% | 0% | 72% | 28% | 0% | 0% | 0% | 0% | 100% | [10 empty] | 0 | 0 | 0 | 0 | 1783.7917 | 693.6968 | 0 | 0 | 0 | 0 | 0 | 0 | 0 | 0 | 0 | 0 | 0 | 0 | 0 | 0 | 0 | 0 | 0 | 0 | 98.5776 | 37.6032 | 0 | 0 | 0 | 0 | 0 | 0 | 0 | 0 | 1882.3693 | 731.3 | 0 | 0 | 0 | 0
206 | SHTS B2 and B3 Transformer Replacement | Replacement - Major Station | Major Station | TRUE | Transformers | Network | Labour - Internal | 10% | 0 | 0 | 0.18285 | 0 | 12.2691 | 160.987 | 272.4396 | 173.3706 | 0 | 0 | 0 | 0 | 0 | 0.0010605 | 0 | 0.12113 | 2.4341 | 5.5044 | 4.8819 | 0 | 0 | 0 | 0 | 0 | 0.0087662 | 0 | 0.75391 | 8.855 | 15.4649 | 9.6655 | 0 | 0 | 0 | 0 | 0 | 0.19268 | 0 | 13.1441 | 172.2762 | 293.4089 | 187.9181 | 0 | 0 | 0 | 0 | 0% | 0% | 0% | 0% | 72% | 28% | 0% | 0% | 0% | 0% | 100% | [10 empty] | 0 | 0 | 0 | 0 | 445.9479 | 173.4242 | 0 | 0 | 0 | 0 | 0 | 0 | 0 | 0 | 8.0619 | 4.8819 | 0 | 0 | 0 | 0 | 0 | 0 | 0 | 0 | 25.0901 | 9.6655 | 0 | 0 | 0 | 0 | 0 | 0 | 0 | 0 | 479.0999 | 187.9716 | 0 | 0 | 0 | 0
207 | SHTS B2 and B3 Transformer Replacement | Replacement - Major Station | Major Station | TRUE | Transformers | Network | Labour - External | 50% | 0 | 0 | 0.91424 | 0 | 61.3455 | 804.9351 | 1362.1979 | 866.8532 | 0 | 0 | 0 | 0 | 0 | 0.0053026 | 0 | -0.089453 | 0 | 0 | 0 | 0 | 0 | 0 | 0 | 0 | 0.043831 | 0 | 3.7273 | 43.6155 | 75.7934 | 47.004 | 0 | 0 | 0 | 0 | 0 | 0.96338 | 0 | 64.9833 | 848.5506 | 1437.9913 | 913.8573 | 0 | 0 | 0 | 0 | 0% | 0% | 0% | 0% | 72% | 28% | 0% | 0% | 0% | 0% | 100% | [10 empty] | 0 | 0 | 0 | 0 | 2229.7396 | 867.121 | 0 | 0 | 0 | 0 | 0 | 0 | 0 | 0 | -0.084742 | 0 | 0 | 0 | 0 | 0 | 0 | 0 | 0 | 0 | 123.2168 | 47.004 | 0 | 0 | 0 | 0 | 0 | 0 | 0 | 0 | 2352.8717 | 914.125 | 0 | 0 | 0 | 0
208 | SHTS B2 and B3 Transformer Replacement | Replacement - Major Station | Major Station | TRUE | Towers and Conductor | Network | Materials | 40% | 0 | 0 | 0.048085 | 0 | 3.2265 | 42.3358 | 71.6452 | 45.5924 | 0 | 0 | 0 | 0 | 0 | 0 | 0 | 0 | 0 | 0 | 0 | 0 | 0 | 0 | 0 | 0 | 0.002292 | 0 | 0.19632 | 2.294 | 3.9864 | 2.4722 | 0 | 0 | 0 | 0 | 0 | 0.050377 | 0 | 3.4228 | 44.6298 | 75.6316 | 48.0646 | 0 | 0 | 0 | 0 | 0% | 0% | 0% | 0% | 72% | 28% | 0% | 0% | 0% | 0% | 100% | [10 empty] | 0 | 0 | 0 | 0 | 117.2739 | 45.6065 | 0 | 0 | 0 | 0 | 0 | 0 | 0 | 0 | 0 | 0 | 0 | 0 | 0 | 0 | 0 | 0 | 0 | 0 | 6.4809 | 2.4722 | 0 | 0 | 0 | 0 | 0 | 0 | 0 | 0 | 123.7548 | 48.0787 | 0 | 0 | 0 | 0
209 | SHTS B2 and B3 Transformer Replacement | Replacement - Major Station | Major Station | TRUE | Towers and Conductor | Network | Labour - Internal | 10% | 0 | 0 | 0.012021 | 0 | 0.80662 | 10.584 | 17.9113 | 11.3981 | 0 | 0 | 0 | 0 | 0 | 6.9723e-05 | 0 | 0.0079637 | 0.16003 | 0.36188 | 0.32096 | 0 | 0 | 0 | 0 | 0 | 0.00057633 | 0 | 0.049565 | 0.58216 | 1.0167 | 0.63545 | 0 | 0 | 0 | 0 | 0 | 0.012667 | 0 | 0.86415 | 11.3262 | 19.2899 | 12.3545 | 0 | 0 | 0 | 0 | 0% | 0% | 0% | 0% | 72% | 28% | 0% | 0% | 0% | 0% | 100% | [10 empty] | 0 | 0 | 0 | 0 | 29.3185 | 11.4016 | 0 | 0 | 0 | 0 | 0 | 0 | 0 | 0 | 0.53002 | 0.32096 | 0 | 0 | 0 | 0 | 0 | 0 | 0 | 0 | 1.6495 | 0.63545 | 0 | 0 | 0 | 0 | 0 | 0 | 0 | 0 | 31.498 | 12.358 | 0 | 0 | 0 | 0
210 | SHTS B2 and B3 Transformer Replacement | Replacement - Major Station | Major Station | TRUE | Towers and Conductor | Network | Labour - External | 50% | 0 | 0 | 0.060106 | 0 | 4.0331 | 52.9198 | 89.5565 | 56.9905 | 0 | 0 | 0 | 0 | 0 | 0.00034862 | 0 | -0.005881 | 0 | 0 | 0 | 0 | 0 | 0 | 0 | 0 | 0.0028816 | 0 | 0.24505 | 2.8675 | 4.983 | 3.0902 | 0 | 0 | 0 | 0 | 0 | 0.063336 | 0 | 4.2723 | 55.7872 | 94.5395 | 60.0808 | 0 | 0 | 0 | 0 | 0% | 0% | 0% | 0% | 72% | 28% | 0% | 0% | 0% | 0% | 100% | [10 empty] | 0 | 0 | 0 | 0 | 146.5923 | 57.0081 | 0 | 0 | 0 | 0 | 0 | 0 | 0 | 0 | -0.0055713 | 0 | 0 | 0 | 0 | 0 | 0 | 0 | 0 | 0 | 8.1008 | 3.0902 | 0 | 0 | 0 | 0 | 0 | 0 | 0 | 0 | 154.6876 | 60.0984 | 0 | 0 | 0 | 0
211 | SHTS B2 and B3 Transformer Replacement | Replacement - Major Station | Major Station | TRUE | Establishment | Network | Materials | 40% | 0 | 0 | 0.35051 | 0 | 23.5195 | 308.6074 | 522.2586 | 332.3464 | 0 | 0 | 0 | 0 | 0 | 0 | 0 | 0 | 0 | 0 | 0 | 0 | 0 | 0 | 0 | 0 | 0.016708 | 0 | 1.4311 | 16.7219 | 29.0587 | 18.0211 | 0 | 0 | 0 | 0 | 0 | 0.36722 | 0 | 24.9506 | 325.3293 | 551.3174 | 350.3675 | 0 | 0 | 0 | 0 | 0% | 0% | 0% | 0% | 72% | 28% | 0% | 0% | 0% | 0% | 100% | [10 empty] | 0 | 0 | 0 | 0 | 854.869 | 332.449 | 0 | 0 | 0 | 0 | 0 | 0 | 0 | 0 | 0 | 0 | 0 | 0 | 0 | 0 | 0 | 0 | 0 | 0 | 47.2426 | 18.0211 | 0 | 0 | 0 | 0 | 0 | 0 | 0 | 0 | 902.1116 | 350.4701 | 0 | 0 | 0 | 0
212 | SHTS B2 and B3 Transformer Replacement | Replacement - Major Station | Major Station | TRUE | Establishment | Network | Labour - Internal | 10% | 0 | 0 | 0.087629 | 0 | 5.8799 | 77.1518 | 130.5647 | 83.0866 | 0 | 0 | 0 | 0 | 0 | 0.00050825 | 0 | 0.058051 | 1.1665 | 2.6379 | 2.3396 | 0 | 0 | 0 | 0 | 0 | 0.0042012 | 0 | 0.36131 | 4.2437 | 7.4115 | 4.6321 | 0 | 0 | 0 | 0 | 0 | 0.092338 | 0 | 6.2992 | 82.5621 | 140.6141 | 90.0584 | 0 | 0 | 0 | 0 | 0% | 0% | 0% | 0% | 72% | 28% | 0% | 0% | 0% | 0% | 100% | [10 empty] | 0 | 0 | 0 | 0 | 213.7172 | 83.1123 | 0 | 0 | 0 | 0 | 0 | 0 | 0 | 0 | 3.8636 | 2.3396 | 0 | 0 | 0 | 0 | 0 | 0 | 0 | 0 | 12.0242 | 4.6321 | 0 | 0 | 0 | 0 | 0 | 0 | 0 | 0 | 229.6051 | 90.084 | 0 | 0 | 0 | 0
213 | SHTS B2 and B3 Transformer Replacement | Replacement - Major Station | Major Station | TRUE | Establishment | Network | Labour - External | 50% | 0 | 0 | 0.43814 | 0 | 29.3994 | 385.7592 | 652.8233 | 415.433 | 0 | 0 | 0 | 0 | 0 | 0.0025412 | 0 | -0.04287 | 0 | 0 | 0 | 0 | 0 | 0 | 0 | 0 | 0.021006 | 0 | 1.7863 | 20.9024 | 36.3234 | 22.5263 | 0 | 0 | 0 | 0 | 0 | 0.46169 | 0 | 31.1428 | 406.6616 | 689.1467 | 437.9593 | 0 | 0 | 0 | 0 | 0% | 0% | 0% | 0% | 72% | 28% | 0% | 0% | 0% | 0% | 100% | [10 empty] | 0 | 0 | 0 | 0 | 1068.5862 | 415.5613 | 0 | 0 | 0 | 0 | 0 | 0 | 0 | 0 | -0.040612 | 0 | 0 | 0 | 0 | 0 | 0 | 0 | 0 | 0 | 59.0507 | 22.5263 | 0 | 0 | 0 | 0 | 0 | 0 | 0 | 0 | 1127.5964 | 438.0876 | 0 | 0 | 0 | 0
214 | TTS 66kV Circuit Breaker Replacement | Replacement - Major Station | Major Station | TRUE | Secondary | Network | Materials | 40% | 0 | 0 | 0 | 0 | 0 | 6.7364 | 87.5015 | 148.1052 | 94.2379 | 0 | 0 | 0 | 0 | 0 | 0 | 0 | 0 | 0 | 0 | 0 | 0 | 0 | 0 | 0 | 0 | 0 | 0 | 0.36501 | 4.8686 | 8.0308 | 6.6096 | 0 | 0 | 0 | 0 | 0 | 0 | 0 | 7.1014 | 92.3702 | 156.136 | 100.8476 | 0 | 0 | 0 | 0% | 0% | 0% | 0% | 0% | 72% | 28% | 0% | 0% | 0% | 100% | [10 empty] | 0 | 0 | 0 | 0 | 0 | 242.3384 | 94.2427 | 0 | 0 | 0 | 0 | 0 | 0 | 0 | 0 | 0 | 0 | 0 | 0 | 0 | 0 | 0 | 0 | 0 | 0 | 13.2645 | 6.6096 | 0 | 0 | 0 | 0 | 0 | 0 | 0 | 0 | 255.6028 | 100.8523 | 0 | 0 | 0
215 | TTS 66kV Circuit Breaker Replacement | Replacement - Major Station | Major Station | TRUE | Secondary | Network | Labour - Internal | 10% | 0 | 0 | 0 | 0 | 0 | 1.6841 | 21.8754 | 37.0263 | 23.5595 | 0 | 0 | 0 | 0 | 0 | 0 | 0 | 0.025464 | 0.44197 | 1.0426 | 0.93007 | 0 | 0 | 0 | 0 | 0 | 0 | 0 | 0.092633 | 1.2417 | 2.0642 | 1.7176 | 0 | 0 | 0 | 0 | 0 | 0 | 0 | 1.8022 | 23.5591 | 40.1332 | 26.2072 | 0 | 0 | 0 | 0% | 0% | 0% | 0% | 0% | 72% | 28% | 0% | 0% | 0% | 100% | [10 empty] | 0 | 0 | 0 | 0 | 0 | 60.5846 | 23.5607 | 0 | 0 | 0 | 0 | 0 | 0 | 0 | 0 | 1.5101 | 0.93007 | 0 | 0 | 0 | 0 | 0 | 0 | 0 | 0 | 3.3986 | 1.7176 | 0 | 0 | 0 | 0 | 0 | 0 | 0 | 0 | 65.4933 | 26.2084 | 0 | 0 | 0
216 | TTS 66kV Circuit Breaker Replacement | Replacement - Major Station | Major Station | TRUE | Secondary | Network | Labour - External | 50% | 0 | 0 | 0 | 0 | 0 | 8.4205 | 109.3769 | 185.1315 | 117.7974 | 0 | 0 | 0 | 0 | 0 | 0 | 0 | 0 | 0 | 0 | 0 | 0 | 0 | 0 | 0 | 0 | 0 | 0 | 0.45627 | 6.0858 | 10.0385 | 8.262 | 0 | 0 | 0 | 0 | 0 | 0 | 0 | 8.8768 | 115.4627 | 195.1701 | 126.0594 | 0 | 0 | 0 | 0% | 0% | 0% | 0% | 0% | 72% | 28% | 0% | 0% | 0% | 100% | [10 empty] | 0 | 0 | 0 | 0 | 0 | 302.923 | 117.8034 | 0 | 0 | 0 | 0 | 0 | 0 | 0 | 0 | 0 | 0 | 0 | 0 | 0 | 0 | 0 | 0 | 0 | 0 | 16.5806 | 8.262 | 0 | 0 | 0 | 0 | 0 | 0 | 0 | 0 | 319.5035 | 126.0654 | 0 | 0 | 0
217 | TTS 66kV Circuit Breaker Replacement | Replacement - Major Station | Major Station | TRUE | Switchgear | Network | Materials | 40% | 0 | 0 | 0 | 0 | 0 | 36.571 | 475.0338 | 804.0431 | 511.6048 | 0 | 0 | 0 | 0 | 0 | 0 | 0 | 0 | 0 | 0 | 0 | 0 | 0 | 0 | 0 | 0 | 0 | 0 | 1.9816 | 26.4311 | 43.5982 | 35.8828 | 0 | 0 | 0 | 0 | 0 | 0 | 0 | 38.5526 | 501.465 | 847.6413 | 547.4876 | 0 | 0 | 0 | 0% | 0% | 0% | 0% | 0% | 72% | 28% | 0% | 0% | 0% | 100% | [10 empty] | 0 | 0 | 0 | 0 | 0 | 1315.622 | 511.6308 | 0 | 0 | 0 | 0 | 0 | 0 | 0 | 0 | 0 | 0 | 0 | 0 | 0 | 0 | 0 | 0 | 0 | 0 | 72.011 | 35.8828 | 0 | 0 | 0 | 0 | 0 | 0 | 0 | 0 | 1387.6329 | 547.5135 | 0 | 0 | 0
218 | TTS 66kV Circuit Breaker Replacement | Replacement - Major Station | Major Station | TRUE | Switchgear | Network | Labour - Internal | 10% | 0 | 0 | 0 | 0 | 0 | 9.1427 | 118.7585 | 201.0108 | 127.9012 | 0 | 0 | 0 | 0 | 0 | 0 | 0 | 0.13824 | 2.3994 | 5.6603 | 5.0492 | 0 | 0 | 0 | 0 | 0 | 0 | 0 | 0.50289 | 6.7413 | 11.2065 | 9.3248 | 0 | 0 | 0 | 0 | 0 | 0 | 0 | 9.7839 | 127.8991 | 217.8775 | 142.2752 | 0 | 0 | 0 | 0% | 0% | 0% | 0% | 0% | 72% | 28% | 0% | 0% | 0% | 100% | [10 empty] | 0 | 0 | 0 | 0 | 0 | 328.9055 | 127.9077 | 0 | 0 | 0 | 0 | 0 | 0 | 0 | 0 | 8.1979 | 5.0492 | 0 | 0 | 0 | 0 | 0 | 0 | 0 | 0 | 18.4507 | 9.3248 | 0 | 0 | 0 | 0 | 0 | 0 | 0 | 0 | 355.554 | 142.2817 | 0 | 0 | 0
219 | TTS 66kV Circuit Breaker Replacement | Replacement - Major Station | Major Station | TRUE | Switchgear | Network | Labour - External | 50% | 0 | 0 | 0 | 0 | 0 | 45.7137 | 593.7923 | 1005.0538 | 639.506 | 0 | 0 | 0 | 0 | 0 | 0 | 0 | 0 | 0 | 0 | 0 | 0 | 0 | 0 | 0 | 0 | 0 | 0 | 2.477 | 33.0389 | 54.4978 | 44.8535 | 0 | 0 | 0 | 0 | 0 | 0 | 0 | 48.1907 | 626.8312 | 1059.5516 | 684.3595 | 0 | 0 | 0 | 0% | 0% | 0% | 0% | 0% | 72% | 28% | 0% | 0% | 0% | 100% | [10 empty] | 0 | 0 | 0 | 0 | 0 | 1644.5275 | 639.5385 | 0 | 0 | 0 | 0 | 0 | 0 | 0 | 0 | 0 | 0 | 0 | 0 | 0 | 0 | 0 | 0 | 0 | 0 | 90.0137 | 44.8535 | 0 | 0 | 0 | 0 | 0 | 0 | 0 | 0 | 1734.5411 | 684.3919 | 0 | 0 | 0
220 | TTS 66kV Circuit Breaker Replacement | Replacement - Major Station | Major Station | TRUE | Transformers | Network | Materials | 40% | 0 | 0 | 0 | 0 | 0 | 39.1281 | 508.2486 | 860.2625 | 547.3767 | 0 | 0 | 0 | 0 | 0 | 0 | 0 | 0 | 0 | 0 | 0 | 0 | 0 | 0 | 0 | 0 | 0 | 0 | 2.1202 | 28.2792 | 46.6467 | 38.3917 | 0 | 0 | 0 | 0 | 0 | 0 | 0 | 41.2482 | 536.5279 | 906.9092 | 585.7684 | 0 | 0 | 0 | 0% | 0% | 0% | 0% | 0% | 72% | 28% | 0% | 0% | 0% | 100% | [10 empty] | 0 | 0 | 0 | 0 | 0 | 1407.6115 | 547.4045 | 0 | 0 | 0 | 0 | 0 | 0 | 0 | 0 | 0 | 0 | 0 | 0 | 0 | 0 | 0 | 0 | 0 | 0 | 77.046 | 38.3917 | 0 | 0 | 0 | 0 | 0 | 0 | 0 | 0 | 1484.6575 | 585.7962 | 0 | 0 | 0
221 | TTS 66kV Circuit Breaker Replacement | Replacement - Major Station | Major Station | TRUE | Transformers | Network | Labour - Internal | 10% | 0 | 0 | 0 | 0 | 0 | 9.782 | 127.0622 | 215.0656 | 136.8442 | 0 | 0 | 0 | 0 | 0 | 0 | 0 | 0.14791 | 2.5672 | 6.056 | 5.4022 | 0 | 0 | 0 | 0 | 0 | 0 | 0 | 0.53805 | 7.2126 | 11.99 | 9.9768 | 0 | 0 | 0 | 0 | 0 | 0 | 0 | 10.468 | 136.842 | 233.1117 | 152.2233 | 0 | 0 | 0 | 0% | 0% | 0% | 0% | 0% | 72% | 28% | 0% | 0% | 0% | 100% | [10 empty] | 0 | 0 | 0 | 0 | 0 | 351.9029 | 136.8511 | 0 | 0 | 0 | 0 | 0 | 0 | 0 | 0 | 8.7711 | 5.4022 | 0 | 0 | 0 | 0 | 0 | 0 | 0 | 0 | 19.7407 | 9.9768 | 0 | 0 | 0 | 0 | 0 | 0 | 0 | 0 | 380.4147 | 152.2302 | 0 | 0 | 0
222 | TTS 66kV Circuit Breaker Replacement | Replacement - Major Station | Major Station | TRUE | Transformers | Network | Labour - External | 50% | 0 | 0 | 0 | 0 | 0 | 48.9101 | 635.3108 | 1075.3281 | 684.2209 | 0 | 0 | 0 | 0 | 0 | 0 | 0 | 0 | 0 | 0 | 0 | 0 | 0 | 0 | 0 | 0 | 0 | 0 | 2.6502 | 35.349 | 58.3083 | 47.9897 | 0 | 0 | 0 | 0 | 0 | 0 | 0 | 51.5603 | 670.6598 | 1133.6364 | 732.2105 | 0 | 0 | 0 | 0% | 0% | 0% | 0% | 0% | 72% | 28% | 0% | 0% | 0% | 100% | [10 empty] | 0 | 0 | 0 | 0 | 0 | 1759.5143 | 684.2556 | 0 | 0 | 0 | 0 | 0 | 0 | 0 | 0 | 0 | 0 | 0 | 0 | 0 | 0 | 0 | 0 | 0 | 0 | 96.3075 | 47.9897 | 0 | 0 | 0 | 0 | 0 | 0 | 0 | 0 | 1855.8219 | 732.2452 | 0 | 0 | 0
223 | TTS 66kV Circuit Breaker Replacement | Replacement - Major Station | Major Station | TRUE | Towers and Conductor | Network | Materials | 40% | 0 | 0 | 0 | 0 | 0 | 2.5724 | 33.4144 | 56.5572 | 35.9868 | 0 | 0 | 0 | 0 | 0 | 0 | 0 | 0 | 0 | 0 | 0 | 0 | 0 | 0 | 0 | 0 | 0 | 0 | 0.13939 | 1.8592 | 3.0667 | 2.524 | 0 | 0 | 0 | 0 | 0 | 0 | 0 | 2.7118 | 35.2736 | 59.624 | 38.5108 | 0 | 0 | 0 | 0% | 0% | 0% | 0% | 0% | 72% | 28% | 0% | 0% | 0% | 100% | [10 empty] | 0 | 0 | 0 | 0 | 0 | 92.5422 | 35.9886 | 0 | 0 | 0 | 0 | 0 | 0 | 0 | 0 | 0 | 0 | 0 | 0 | 0 | 0 | 0 | 0 | 0 | 0 | 5.0653 | 2.524 | 0 | 0 | 0 | 0 | 0 | 0 | 0 | 0 | 97.6075 | 38.5127 | 0 | 0 | 0
224 | TTS 66kV Circuit Breaker Replacement | Replacement - Major Station | Major Station | TRUE | Towers and Conductor | Network | Labour - Internal | 10% | 0 | 0 | 0 | 0 | 0 | 0.64311 | 8.3536 | 14.1393 | 8.9967 | 0 | 0 | 0 | 0 | 0 | 0 | 0 | 0.0097239 | 0.16878 | 0.39815 | 0.35517 | 0 | 0 | 0 | 0 | 0 | 0 | 0 | 0.035374 | 0.47419 | 0.78828 | 0.65592 | 0 | 0 | 0 | 0 | 0 | 0 | 0 | 0.68821 | 8.9966 | 15.3257 | 10.0078 | 0 | 0 | 0 | 0% | 0% | 0% | 0% | 0% | 72% | 28% | 0% | 0% | 0% | 100% | [10 empty] | 0 | 0 | 0 | 0 | 0 | 23.1356 | 8.9972 | 0 | 0 | 0 | 0 | 0 | 0 | 0 | 0 | 0.57665 | 0.35517 | 0 | 0 | 0 | 0 | 0 | 0 | 0 | 0 | 1.2978 | 0.65592 | 0 | 0 | 0 | 0 | 0 | 0 | 0 | 0 | 25.01 | 10.0082 | 0 | 0 | 0
225 | TTS 66kV Circuit Breaker Replacement | Replacement - Major Station | Major Station | TRUE | Towers and Conductor | Network | Labour - External | 50% | 0 | 0 | 0 | 0 | 0 | 3.2156 | 41.768 | 70.6965 | 44.9835 | 0 | 0 | 0 | 0 | 0 | 0 | 0 | 0 | 0 | 0 | 0 | 0 | 0 | 0 | 0 | 0 | 0 | 0 | 0.17424 | 2.324 | 3.8334 | 3.155 | 0 | 0 | 0 | 0 | 0 | 0 | 0 | 3.3898 | 44.092 | 74.53 | 48.1386 | 0 | 0 | 0 | 0% | 0% | 0% | 0% | 0% | 72% | 28% | 0% | 0% | 0% | 100% | [10 empty] | 0 | 0 | 0 | 0 | 0 | 115.6778 | 44.9858 | 0 | 0 | 0 | 0 | 0 | 0 | 0 | 0 | 0 | 0 | 0 | 0 | 0 | 0 | 0 | 0 | 0 | 0 | 6.3317 | 3.155 | 0 | 0 | 0 | 0 | 0 | 0 | 0 | 0 | 122.0094 | 48.1408 | 0 | 0 | 0
226 | TTS 66kV Circuit Breaker Replacement | Replacement - Major Station | Major Station | TRUE | Establishment | Network | Materials | 40% | 0 | 0 | 0 | 0 | 0 | 18.7518 | 243.5744 | 412.2744 | 262.3262 | 0 | 0 | 0 | 0 | 0 | 0 | 0 | 0 | 0 | 0 | 0 | 0 | 0 | 0 | 0 | 0 | 0 | 0 | 1.0161 | 13.5526 | 22.3551 | 18.3989 | 0 | 0 | 0 | 0 | 0 | 0 | 0 | 19.7679 | 257.127 | 434.6295 | 280.7252 | 0 | 0 | 0 | 0% | 0% | 0% | 0% | 0% | 72% | 28% | 0% | 0% | 0% | 100% | [10 empty] | 0 | 0 | 0 | 0 | 0 | 674.5874 | 262.3395 | 0 | 0 | 0 | 0 | 0 | 0 | 0 | 0 | 0 | 0 | 0 | 0 | 0 | 0 | 0 | 0 | 0 | 0 | 36.9237 | 18.3989 | 0 | 0 | 0 | 0 | 0 | 0 | 0 | 0 | 711.5111 | 280.7385 | 0 | 0 | 0
227 | TTS 66kV Circuit Breaker Replacement | Replacement - Major Station | Major Station | TRUE | Establishment | Network | Labour - Internal | 10% | 0 | 0 | 0 | 0 | 0 | 4.688 | 60.8936 | 103.0686 | 65.5816 | 0 | 0 | 0 | 0 | 0 | 0 | 0 | 0.070882 | 1.2303 | 2.9023 | 2.589 | 0 | 0 | 0 | 0 | 0 | 0 | 0 | 0.25786 | 3.4566 | 5.7461 | 4.7813 | 0 | 0 | 0 | 0 | 0 | 0 | 0 | 5.0167 | 65.5805 | 111.7171 | 72.9519 | 0 | 0 | 0 | 0% | 0% | 0% | 0% | 0% | 72% | 28% | 0% | 0% | 0% | 100% | [10 empty] | 0 | 0 | 0 | 0 | 0 | 168.6468 | 65.5849 | 0 | 0 | 0 | 0 | 0 | 0 | 0 | 0 | 4.2035 | 2.589 | 0 | 0 | 0 | 0 | 0 | 0 | 0 | 0 | 9.4606 | 4.7813 | 0 | 0 | 0 | 0 | 0 | 0 | 0 | 0 | 182.3109 | 72.9552 | 0 | 0 | 0
228 | TTS 66kV Circuit Breaker Replacement | Replacement - Major Station | Major Station | TRUE | Establishment | Network | Labour - External | 50% | 0 | 0 | 0 | 0 | 0 | 23.4398 | 304.468 | 515.3431 | 327.9078 | 0 | 0 | 0 | 0 | 0 | 0 | 0 | 0 | 0 | 0 | 0 | 0 | 0 | 0 | 0 | 0 | 0 | 0 | 1.2701 | 16.9408 | 27.9438 | 22.9987 | 0 | 0 | 0 | 0 | 0 | 0 | 0 | 24.7099 | 321.4088 | 543.2869 | 350.9065 | 0 | 0 | 0 | 0% | 0% | 0% | 0% | 0% | 72% | 28% | 0% | 0% | 0% | 100% | [10 empty] | 0 | 0 | 0 | 0 | 0 | 843.2342 | 327.9244 | 0 | 0 | 0 | 0 | 0 | 0 | 0 | 0 | 0 | 0 | 0 | 0 | 0 | 0 | 0 | 0 | 0 | 0 | 46.1547 | 22.9987 | 0 | 0 | 0 | 0 | 0 | 0 | 0 | 0 | 889.3889 | 350.9231 | 0 | 0 | 0
229 | KTS A4 500/220kV Transformer Replacement | Replacement - Major Station | Major Station | TRUE | Secondary | Network | Materials | 40% | 0 | 0 | 0 | 0 | 0 | 0 | 33.9448 | 441.4014 | 746.9998 | 475.37 | 0 | 0 | 0 | 0 | 0 | 0 | 0 | 0 | 0 | 0 | 0 | 0 | 0 | 0 | 0 | 0 | 0 | 0 | 1.8887 | 23.9344 | 52.3928 | 44.5941 | 0 | 0 | 0 | 0 | 0 | 0 | 0 | 35.8335 | 465.3358 | 799.3926 | 519.9641 | 0 | 0 | 0% | 0% | 0% | 0% | 0% | 0% | 72% | 28% | 0% | 0% | 100% | [10 empty] | 0 | 0 | 0 | 0 | 0 | 0 | 1222.3554 | 475.3604 | 0 | 0 | 0 | 0 | 0 | 0 | 0 | 0 | 0 | 0 | 0 | 0 | 0 | 0 | 0 | 0 | 0 | 0 | 78.216 | 44.5941 | 0 | 0 | 0 | 0 | 0 | 0 | 0 | 0 | 1300.5714 | 519.9546 | 0 | 0
230 | KTS A4 500/220kV Transformer Replacement | Replacement - Major Station | Major Station | TRUE | Secondary | Network | Labour - Internal | 10% | 0 | 0 | 0 | 0 | 0 | 0 | 8.4862 | 110.3503 | 186.7499 | 118.8425 | 0 | 0 | 0 | 0 | 0 | 0 | 0 | 0.17146 | 3.1073 | 7.3724 | 6.0515 | 0 | 0 | 0 | 0 | 0 | 0 | 0 | 0.48172 | 6.1521 | 13.6153 | 11.7162 | 0 | 0 | 0 | 0 | 0 | 0 | 0 | 9.1394 | 119.6098 | 207.7376 | 136.6102 | 0 | 0 | 0% | 0% | 0% | 0% | 0% | 0% | 72% | 28% | 0% | 0% | 100% | [10 empty] | 0 | 0 | 0 | 0 | 0 | 0 | 305.5889 | 118.8401 | 0 | 0 | 0 | 0 | 0 | 0 | 0 | 0 | 10.6512 | 6.0515 | 0 | 0 | 0 | 0 | 0 | 0 | 0 | 0 | 20.2491 | 11.7162 | 0 | 0 | 0 | 0 | 0 | 0 | 0 | 0 | 336.4892 | 136.6078 | 0 | 0
231 | KTS A4 500/220kV Transformer Replacement | Replacement - Major Station | Major Station | TRUE | Secondary | Network | Labour - External | 50% | 0 | 0 | 0 | 0 | 0 | 0 | 42.431 | 551.7517 | 933.7497 | 594.2125 | 0 | 0 | 0 | 0 | 0 | 0 | 0 | 0 | 0 | 0 | 0 | 0 | 0 | 0 | 0 | 0 | 0 | 0 | 2.3609 | 29.918 | 65.491 | 55.7426 | 0 | 0 | 0 | 0 | 0 | 0 | 0 | 44.7918 | 581.6697 | 999.2407 | 649.9551 | 0 | 0 | 0% | 0% | 0% | 0% | 0% | 0% | 72% | 28% | 0% | 0% | 100% | [10 empty] | 0 | 0 | 0 | 0 | 0 | 0 | 1527.9443 | 594.2006 | 0 | 0 | 0 | 0 | 0 | 0 | 0 | 0 | 0 | 0 | 0 | 0 | 0 | 0 | 0 | 0 | 0 | 0 | 97.7699 | 55.7426 | 0 | 0 | 0 | 0 | 0 | 0 | 0 | 0 | 1625.7142 | 649.9432 | 0 | 0
232 | KTS A4 500/220kV Transformer Replacement | Replacement - Major Station | Major Station | TRUE | Switchgear | Network | Materials | 40% | 0 | 0 | 0 | 0 | 0 | 0 | 184.2815 | 2396.3077 | 4055.3598 | 2580.7189 | 0 | 0 | 0 | 0 | 0 | 0 | 0 | 0 | 0 | 0 | 0 | 0 | 0 | 0 | 0 | 0 | 0 | 0 | 10.2535 | 129.9368 | 284.4334 | 242.0954 | 0 | 0 | 0 | 0 | 0 | 0 | 0 | 194.535 | 2526.2445 | 4339.7933 | 2822.8143 | 0 | 0 | 0% | 0% | 0% | 0% | 0% | 0% | 72% | 28% | 0% | 0% | 100% | [10 empty] | 0 | 0 | 0 | 0 | 0 | 0 | 6636.0009 | 2580.667 | 0 | 0 | 0 | 0 | 0 | 0 | 0 | 0 | 0 | 0 | 0 | 0 | 0 | 0 | 0 | 0 | 0 | 0 | 424.6237 | 242.0954 | 0 | 0 | 0 | 0 | 0 | 0 | 0 | 0 | 7060.6247 | 2822.7624 | 0 | 0
233 | KTS A4 500/220kV Transformer Replacement | Replacement - Major Station | Major Station | TRUE | Switchgear | Network | Labour - Internal | 10% | 0 | 0 | 0 | 0 | 0 | 0 | 46.0704 | 599.0769 | 1013.84 | 645.1797 | 0 | 0 | 0 | 0 | 0 | 0 | 0 | 0.93081 | 16.8694 | 40.0237 | 32.8528 | 0 | 0 | 0 | 0 | 0 | 0 | 0 | 2.6152 | 33.3989 | 73.9155 | 63.6057 | 0 | 0 | 0 | 0 | 0 | 0 | 0 | 49.6164 | 649.3452 | 1127.7792 | 741.6383 | 0 | 0 | 0% | 0% | 0% | 0% | 0% | 0% | 72% | 28% | 0% | 0% | 100% | [10 empty] | 0 | 0 | 0 | 0 | 0 | 0 | 1659.0002 | 645.1668 | 0 | 0 | 0 | 0 | 0 | 0 | 0 | 0 | 57.8239 | 32.8528 | 0 | 0 | 0 | 0 | 0 | 0 | 0 | 0 | 109.9296 | 63.6057 | 0 | 0 | 0 | 0 | 0 | 0 | 0 | 0 | 1826.7538 | 741.6253 | 0 | 0
234 | KTS A4 500/220kV Transformer Replacement | Replacement - Major Station | Major Station | TRUE | Switchgear | Network | Labour - External | 50% | 0 | 0 | 0 | 0 | 0 | 0 | 230.3519 | 2995.3847 | 5069.1998 | 3225.8986 | 0 | 0 | 0 | 0 | 0 | 0 | 0 | 0 | 0 | 0 | 0 | 0 | 0 | 0 | 0 | 0 | 0 | 0 | 12.8169 | 162.421 | 355.5418 | 302.6192 | 0 | 0 | 0 | 0 | 0 | 0 | 0 | 243.1688 | 3157.8056 | 5424.7416 | 3528.5178 | 0 | 0 | 0% | 0% | 0% | 0% | 0% | 0% | 72% | 28% | 0% | 0% | 100% | [10 empty] | 0 | 0 | 0 | 0 | 0 | 0 | 8295.0012 | 3225.8338 | 0 | 0 | 0 | 0 | 0 | 0 | 0 | 0 | 0 | 0 | 0 | 0 | 0 | 0 | 0 | 0 | 0 | 0 | 530.7797 | 302.6192 | 0 | 0 | 0 | 0 | 0 | 0 | 0 | 0 | 8825.7808 | 3528.453 | 0 | 0
235 | KTS A4 500/220kV Transformer Replacement | Replacement - Major Station | Major Station | TRUE | Transformers | Network | Materials | 40% | 0 | 0 | 0 | 0 | 0 | 0 | 197.1666 | 2563.8598 | 4338.9143 | 2761.1651 | 0 | 0 | 0 | 0 | 0 | 0 | 0 | 0 | 0 | 0 | 0 | 0 | 0 | 0 | 0 | 0 | 0 | 0 | 10.9705 | 139.0221 | 304.3213 | 259.0229 | 0 | 0 | 0 | 0 | 0 | 0 | 0 | 208.1371 | 2702.8818 | 4643.2356 | 3020.188 | 0 | 0 | 0% | 0% | 0% | 0% | 0% | 0% | 72% | 28% | 0% | 0% | 100% | [10 empty] | 0 | 0 | 0 | 0 | 0 | 0 | 7099.9962 | 2761.1096 | 0 | 0 | 0 | 0 | 0 | 0 | 0 | 0 | 0 | 0 | 0 | 0 | 0 | 0 | 0 | 0 | 0 | 0 | 454.3138 | 259.0229 | 0 | 0 | 0 | 0 | 0 | 0 | 0 | 0 | 7554.31 | 3020.1325 | 0 | 0
236 | KTS A4 500/220kV Transformer Replacement | Replacement - Major Station | Major Station | TRUE | Transformers | Network | Labour - Internal | 10% | 0 | 0 | 0 | 0 | 0 | 0 | 49.2917 | 640.9649 | 1084.7286 | 690.2913 | 0 | 0 | 0 | 0 | 0 | 0 | 0 | 0.99589 | 18.0489 | 42.8222 | 35.1499 | 0 | 0 | 0 | 0 | 0 | 0 | 0 | 2.798 | 35.7342 | 79.0838 | 68.0531 | 0 | 0 | 0 | 0 | 0 | 0 | 0 | 53.0856 | 694.748 | 1206.6346 | 793.4943 | 0 | 0 | 0% | 0% | 0% | 0% | 0% | 0% | 72% | 28% | 0% | 0% | 100% | [10 empty] | 0 | 0 | 0 | 0 | 0 | 0 | 1774.9991 | 690.2774 | 0 | 0 | 0 | 0 | 0 | 0 | 0 | 0 | 61.867 | 35.1499 | 0 | 0 | 0 | 0 | 0 | 0 | 0 | 0 | 117.616 | 68.0531 | 0 | 0 | 0 | 0 | 0 | 0 | 0 | 0 | 1954.4821 | 793.4804 | 0 | 0
237 | KTS A4 500/220kV Transformer Replacement | Replacement - Major Station | Major Station | TRUE | Transformers | Network | Labour - External | 50% | 0 | 0 | 0 | 0 | 0 | 0 | 246.4583 | 3204.8247 | 5423.6429 | 3451.4564 | 0 | 0 | 0 | 0 | 0 | 0 | 0 | 0 | 0 | 0 | 0 | 0 | 0 | 0 | 0 | 0 | 0 | 0 | 13.7131 | 173.7776 | 380.4016 | 323.7786 | 0 | 0 | 0 | 0 | 0 | 0 | 0 | 260.1713 | 3378.6023 | 5804.0445 | 3775.235 | 0 | 0 | 0% | 0% | 0% | 0% | 0% | 0% | 72% | 28% | 0% | 0% | 100% | [10 empty] | 0 | 0 | 0 | 0 | 0 | 0 | 8874.9953 | 3451.387 | 0 | 0 | 0 | 0 | 0 | 0 | 0 | 0 | 0 | 0 | 0 | 0 | 0 | 0 | 0 | 0 | 0 | 0 | 567.8923 | 323.7786 | 0 | 0 | 0 | 0 | 0 | 0 | 0 | 0 | 9442.8875 | 3775.1657 | 0 | 0
238 | KTS A4 500/220kV Transformer Replacement | Replacement - Major Station | Major Station | TRUE | Towers and Conductor | Network | Materials | 40% | 0 | 0 | 0 | 0 | 0 | 0 | 12.9626 | 168.5588 | 285.2582 | 181.5305 | 0 | 0 | 0 | 0 | 0 | 0 | 0 | 0 | 0 | 0 | 0 | 0 | 0 | 0 | 0 | 0 | 0 | 0 | 0.72124 | 9.1399 | 20.0073 | 17.0292 | 0 | 0 | 0 | 0 | 0 | 0 | 0 | 13.6838 | 177.6987 | 305.2656 | 198.5597 | 0 | 0 | 0% | 0% | 0% | 0% | 0% | 0% | 72% | 28% | 0% | 0% | 100% | [10 empty] | 0 | 0 | 0 | 0 | 0 | 0 | 466.7832 | 181.5268 | 0 | 0 | 0 | 0 | 0 | 0 | 0 | 0 | 0 | 0 | 0 | 0 | 0 | 0 | 0 | 0 | 0 | 0 | 29.8685 | 17.0292 | 0 | 0 | 0 | 0 | 0 | 0 | 0 | 0 | 496.6517 | 198.5561 | 0 | 0
239 | KTS A4 500/220kV Transformer Replacement | Replacement - Major Station | Major Station | TRUE | Towers and Conductor | Network | Labour - Internal | 10% | 0 | 0 | 0 | 0 | 0 | 0 | 3.2406 | 42.1397 | 71.3146 | 45.3826 | 0 | 0 | 0 | 0 | 0 | 0 | 0 | 0.065474 | 1.1866 | 2.8153 | 2.3109 | 0 | 0 | 0 | 0 | 0 | 0 | 0 | 0.18395 | 2.3493 | 5.1993 | 4.4741 | 0 | 0 | 0 | 0 | 0 | 0 | 0 | 3.4901 | 45.6756 | 79.3292 | 52.1676 | 0 | 0 | 0% | 0% | 0% | 0% | 0% | 0% | 72% | 28% | 0% | 0% | 100% | [10 empty] | 0 | 0 | 0 | 0 | 0 | 0 | 116.6958 | 45.3817 | 0 | 0 | 0 | 0 | 0 | 0 | 0 | 0 | 4.0674 | 2.3109 | 0 | 0 | 0 | 0 | 0 | 0 | 0 | 0 | 7.7326 | 4.4741 | 0 | 0 | 0 | 0 | 0 | 0 | 0 | 0 | 128.4958 | 52.1667 | 0 | 0
240 | KTS A4 500/220kV Transformer Replacement | Replacement - Major Station | Major Station | TRUE | Towers and Conductor | Network | Labour - External | 50% | 0 | 0 | 0 | 0 | 0 | 0 | 16.2032 | 210.6985 | 356.5728 | 226.9131 | 0 | 0 | 0 | 0 | 0 | 0 | 0 | 0 | 0 | 0 | 0 | 0 | 0 | 0 | 0 | 0 | 0 | 0 | 0.90155 | 11.4249 | 25.0092 | 21.2866 | 0 | 0 | 0 | 0 | 0 | 0 | 0 | 17.1047 | 222.1233 | 381.582 | 248.1996 | 0 | 0 | 0% | 0% | 0% | 0% | 0% | 0% | 72% | 28% | 0% | 0% | 100% | [10 empty] | 0 | 0 | 0 | 0 | 0 | 0 | 583.479 | 226.9085 | 0 | 0 | 0 | 0 | 0 | 0 | 0 | 0 | 0 | 0 | 0 | 0 | 0 | 0 | 0 | 0 | 0 | 0 | 37.3356 | 21.2866 | 0 | 0 | 0 | 0 | 0 | 0 | 0 | 0 | 620.8146 | 248.1951 | 0 | 0
241 | KTS A4 500/220kV Transformer Replacement | Replacement - Major Station | Major Station | TRUE | Establishment | Network | Materials | 40% | 0 | 0 | 0 | 0 | 0 | 0 | 94.4906 | 1228.7108 | 2079.3926 | 1323.268 | 0 | 0 | 0 | 0 | 0 | 0 | 0 | 0 | 0 | 0 | 0 | 0 | 0 | 0 | 0 | 0 | 0 | 0 | 5.2575 | 66.6253 | 145.8437 | 124.1348 | 0 | 0 | 0 | 0 | 0 | 0 | 0 | 99.7482 | 1295.3361 | 2225.2363 | 1447.4028 | 0 | 0 | 0% | 0% | 0% | 0% | 0% | 0% | 72% | 28% | 0% | 0% | 100% | [10 empty] | 0 | 0 | 0 | 0 | 0 | 0 | 3402.6207 | 1323.2414 | 0 | 0 | 0 | 0 | 0 | 0 | 0 | 0 | 0 | 0 | 0 | 0 | 0 | 0 | 0 | 0 | 0 | 0 | 217.7265 | 124.1348 | 0 | 0 | 0 | 0 | 0 | 0 | 0 | 0 | 3620.3472 | 1447.3762 | 0 | 0
242 | KTS A4 500/220kV Transformer Replacement | Replacement - Major Station | Major Station | TRUE | Establishment | Network | Labour - Internal | 10% | 0 | 0 | 0 | 0 | 0 | 0 | 23.6227 | 307.1777 | 519.8481 | 330.817 | 0 | 0 | 0 | 0 | 0 | 0 | 0 | 0.47727 | 8.6498 | 20.5222 | 16.8453 | 0 | 0 | 0 | 0 | 0 | 0 | 0 | 1.3409 | 17.1253 | 37.9003 | 32.614 | 0 | 0 | 0 | 0 | 0 | 0 | 0 | 25.4409 | 332.9529 | 578.2707 | 380.2763 | 0 | 0 | 0% | 0% | 0% | 0% | 0% | 0% | 72% | 28% | 0% | 0% | 100% | [10 empty] | 0 | 0 | 0 | 0 | 0 | 0 | 850.6552 | 330.8103 | 0 | 0 | 0 | 0 | 0 | 0 | 0 | 0 | 29.6493 | 16.8453 | 0 | 0 | 0 | 0 | 0 | 0 | 0 | 0 | 56.3666 | 32.614 | 0 | 0 | 0 | 0 | 0 | 0 | 0 | 0 | 936.6711 | 380.2696 | 0 | 0
243 | KTS A4 500/220kV Transformer Replacement | Replacement - Major Station | Major Station | TRUE | Establishment | Network | Labour - External | 50% | 0 | 0 | 0 | 0 | 0 | 0 | 118.1133 | 1535.8885 | 2599.2407 | 1654.085 | 0 | 0 | 0 | 0 | 0 | 0 | 0 | 0 | 0 | 0 | 0 | 0 | 0 | 0 | 0 | 0 | 0 | 0 | 6.5719 | 83.2816 | 182.3047 | 155.1685 | 0 | 0 | 0 | 0 | 0 | 0 | 0 | 124.6852 | 1619.1702 | 2781.5454 | 1809.2535 | 0 | 0 | 0% | 0% | 0% | 0% | 0% | 0% | 72% | 28% | 0% | 0% | 100% | [10 empty] | 0 | 0 | 0 | 0 | 0 | 0 | 4253.2758 | 1654.0517 | 0 | 0 | 0 | 0 | 0 | 0 | 0 | 0 | 0 | 0 | 0 | 0 | 0 | 0 | 0 | 0 | 0 | 0 | 272.1582 | 155.1685 | 0 | 0 | 0 | 0 | 0 | 0 | 0 | 0 | 4525.434 | 1809.2202 | 0 | 0
244 | DDTS H3 330/220kV Transformer and 330kV Circuit Breaker Replacement | Replacement - Major Station | Major Station | TRUE | Secondary | Network | Materials | 40% | 0 | 0 | 0 | 0 | 0 | 0 | 0 | 0 | 0 | 0 | 0 | 0 | 0 | 0 | 0 | 0 | 0 | 0 | 0 | 0 | 0 | 0 | 0 | 0 | 0 | 0 | 0 | 0 | 0 | 0 | 0 | 0 | 0 | 0 | 0 | 0 | 0 | 0 | 0 | 0 | 0 | 0 | 0 | 0 | 0 | 0% | 0% | 0% | 0% | 0% | 0% | 0% | 0% | 0% | 0% | 0% | [10 empty] | 0 | 0 | 0 | 0 | 0 | 0 | 0 | 0 | 0 | 0 | 0 | 0 | 0 | 0 | 0 | 0 | 0 | 0 | 0 | 0 | 0 | 0 | 0 | 0 | 0 | 0 | 0 | 0 | 0 | 0 | 0 | 0 | 0 | 0 | 0 | 0 | 0 | 0 | 0 | 0
245 | DDTS H3 330/220kV Transformer and 330kV Circuit Breaker Replacement | Replacement - Major Station | Major Station | TRUE | Secondary | Network | Labour - Internal | 10% | 0 | 0 | 0 | 0 | 0 | 0 | 0 | 0 | 0 | 0 | 0 | 0 | 0 | 0 | 0 | 0 | 0 | 0 | 0 | 0 | 0 | 0 | 0 | 0 | 0 | 0 | 0 | 0 | 0 | 0 | 0 | 0 | 0 | 0 | 0 | 0 | 0 | 0 | 0 | 0 | 0 | 0 | 0 | 0 | 0 | 0% | 0% | 0% | 0% | 0% | 0% | 0% | 0% | 0% | 0% | 0% | [10 empty] | 0 | 0 | 0 | 0 | 0 | 0 | 0 | 0 | 0 | 0 | 0 | 0 | 0 | 0 | 0 | 0 | 0 | 0 | 0 | 0 | 0 | 0 | 0 | 0 | 0 | 0 | 0 | 0 | 0 | 0 | 0 | 0 | 0 | 0 | 0 | 0 | 0 | 0 | 0 | 0
246 | DDTS H3 330/220kV Transformer and 330kV Circuit Breaker Replacement | Replacement - Major Station | Major Station | TRUE | Secondary | Network | Labour - External | 50% | 0 | 0 | 0 | 0 | 0 | 0 | 0 | 0 | 0 | 0 | 0 | 0 | 0 | 0 | 0 | 0 | 0 | 0 | 0 | 0 | 0 | 0 | 0 | 0 | 0 | 0 | 0 | 0 | 0 | 0 | 0 | 0 | 0 | 0 | 0 | 0 | 0 | 0 | 0 | 0 | 0 | 0 | 0 | 0 | 0 | 0% | 0% | 0% | 0% | 0% | 0% | 0% | 0% | 0% | 0% | 0% | [10 empty] | 0 | 0 | 0 | 0 | 0 | 0 | 0 | 0 | 0 | 0 | 0 | 0 | 0 | 0 | 0 | 0 | 0 | 0 | 0 | 0 | 0 | 0 | 0 | 0 | 0 | 0 | 0 | 0 | 0 | 0 | 0 | 0 | 0 | 0 | 0 | 0 | 0 | 0 | 0 | 0
247 | DDTS H3 330/220kV Transformer and 330kV Circuit Breaker Replacement | Replacement - Major Station | Major Station | TRUE | Switchgear | Network | Materials | 40% | 0 | 0 | 0 | 0 | 0 | 0 | 0 | 0 | 0 | 0 | 0 | 0 | 0 | 0 | 0 | 0 | 0 | 0 | 0 | 0 | 0 | 0 | 0 | 0 | 0 | 0 | 0 | 0 | 0 | 0 | 0 | 0 | 0 | 0 | 0 | 0 | 0 | 0 | 0 | 0 | 0 | 0 | 0 | 0 | 0 | 0% | 0% | 0% | 0% | 0% | 0% | 0% | 0% | 0% | 0% | 0% | [10 empty] | 0 | 0 | 0 | 0 | 0 | 0 | 0 | 0 | 0 | 0 | 0 | 0 | 0 | 0 | 0 | 0 | 0 | 0 | 0 | 0 | 0 | 0 | 0 | 0 | 0 | 0 | 0 | 0 | 0 | 0 | 0 | 0 | 0 | 0 | 0 | 0 | 0 | 0 | 0 | 0
248 | DDTS H3 330/220kV Transformer and 330kV Circuit Breaker Replacement | Replacement - Major Station | Major Station | TRUE | Switchgear | Network | Labour - Internal | 10% | 0 | 0 | 0 | 0 | 0 | 0 | 0 | 0 | 0 | 0 | 0 | 0 | 0 | 0 | 0 | 0 | 0 | 0 | 0 | 0 | 0 | 0 | 0 | 0 | 0 | 0 | 0 | 0 | 0 | 0 | 0 | 0 | 0 | 0 | 0 | 0 | 0 | 0 | 0 | 0 | 0 | 0 | 0 | 0 | 0 | 0% | 0% | 0% | 0% | 0% | 0% | 0% | 0% | 0% | 0% | 0% | [10 empty] | 0 | 0 | 0 | 0 | 0 | 0 | 0 | 0 | 0 | 0 | 0 | 0 | 0 | 0 | 0 | 0 | 0 | 0 | 0 | 0 | 0 | 0 | 0 | 0 | 0 | 0 | 0 | 0 | 0 | 0 | 0 | 0 | 0 | 0 | 0 | 0 | 0 | 0 | 0 | 0
249 | DDTS H3 330/220kV Transformer and 330kV Circuit Breaker Replacement | Replacement - Major Station | Major Station | TRUE | Switchgear | Network | Labour - External | 50% | 0 | 0 | 0 | 0 | 0 | 0 | 0 | 0 | 0 | 0 | 0 | 0 | 0 | 0 | 0 | 0 | 0 | 0 | 0 | 0 | 0 | 0 | 0 | 0 | 0 | 0 | 0 | 0 | 0 | 0 | 0 | 0 | 0 | 0 | 0 | 0 | 0 | 0 | 0 | 0 | 0 | 0 | 0 | 0 | 0 | 0% | 0% | 0% | 0% | 0% | 0% | 0% | 0% | 0% | 0% | 0% | [10 empty] | 0 | 0 | 0 | 0 | 0 | 0 | 0 | 0 | 0 | 0 | 0 | 0 | 0 | 0 | 0 | 0 | 0 | 0 | 0 | 0 | 0 | 0 | 0 | 0 | 0 | 0 | 0 | 0 | 0 | 0 | 0 | 0 | 0 | 0 | 0 | 0 | 0 | 0 | 0 | 0
250 | DDTS H3 330/220kV Transformer and 330kV Circuit Breaker Replacement | Replacement - Major Station | Major Station | TRUE | Transformers | Network | Materials | 40% | 0 | 0 | 0 | 0 | 0 | 0 | 0 | 0 | 0 | 0 | 0 | 0 | 0 | 0 | 0 | 0 | 0 | 0 | 0 | 0 | 0 | 0 | 0 | 0 | 0 | 0 | 0 | 0 | 0 | 0 | 0 | 0 | 0 | 0 | 0 | 0 | 0 | 0 | 0 | 0 | 0 | 0 | 0 | 0 | 0 | 0% | 0% | 0% | 0% | 0% | 0% | 0% | 0% | 0% | 0% | 0% | [10 empty] | 0 | 0 | 0 | 0 | 0 | 0 | 0 | 0 | 0 | 0 | 0 | 0 | 0 | 0 | 0 | 0 | 0 | 0 | 0 | 0 | 0 | 0 | 0 | 0 | 0 | 0 | 0 | 0 | 0 | 0 | 0 | 0 | 0 | 0 | 0 | 0 | 0 | 0 | 0 | 0
251 | DDTS H3 330/220kV Transformer and 330kV Circuit Breaker Replacement | Replacement - Major Station | Major Station | TRUE | Transformers | Network | Labour - Internal | 10% | 0 | 0 | 0 | 0 | 0 | 0 | 0 | 0 | 0 | 0 | 0 | 0 | 0 | 0 | 0 | 0 | 0 | 0 | 0 | 0 | 0 | 0 | 0 | 0 | 0 | 0 | 0 | 0 | 0 | 0 | 0 | 0 | 0 | 0 | 0 | 0 | 0 | 0 | 0 | 0 | 0 | 0 | 0 | 0 | 0 | 0% | 0% | 0% | 0% | 0% | 0% | 0% | 0% | 0% | 0% | 0% | [10 empty] | 0 | 0 | 0 | 0 | 0 | 0 | 0 | 0 | 0 | 0 | 0 | 0 | 0 | 0 | 0 | 0 | 0 | 0 | 0 | 0 | 0 | 0 | 0 | 0 | 0 | 0 | 0 | 0 | 0 | 0 | 0 | 0 | 0 | 0 | 0 | 0 | 0 | 0 | 0 | 0
252 | DDTS H3 330/220kV Transformer and 330kV Circuit Breaker Replacement | Replacement - Major Station | Major Station | TRUE | Transformers | Network | Labour - External | 50% | 0 | 0 | 0 | 0 | 0 | 0 | 0 | 0 | 0 | 0 | 0 | 0 | 0 | 0 | 0 | 0 | 0 | 0 | 0 | 0 | 0 | 0 | 0 | 0 | 0 | 0 | 0 | 0 | 0 | 0 | 0 | 0 | 0 | 0 | 0 | 0 | 0 | 0 | 0 | 0 | 0 | 0 | 0 | 0 | 0 | 0% | 0% | 0% | 0% | 0% | 0% | 0% | 0% | 0% | 0% | 0% | [10 empty] | 0 | 0 | 0 | 0 | 0 | 0 | 0 | 0 | 0 | 0 | 0 | 0 | 0 | 0 | 0 | 0 | 0 | 0 | 0 | 0 | 0 | 0 | 0 | 0 | 0 | 0 | 0 | 0 | 0 | 0 | 0 | 0 | 0 | 0 | 0 | 0 | 0 | 0 | 0 | 0
253 | DDTS H3 330/220kV Transformer and 330kV Circuit Breaker Replacement | Replacement - Major Station | Major Station | TRUE | Towers and Conductor | Network | Materials | 40% | 0 | 0 | 0 | 0 | 0 | 0 | 0 | 0 | 0 | 0 | 0 | 0 | 0 | 0 | 0 | 0 | 0 | 0 | 0 | 0 | 0 | 0 | 0 | 0 | 0 | 0 | 0 | 0 | 0 | 0 | 0 | 0 | 0 | 0 | 0 | 0 | 0 | 0 | 0 | 0 | 0 | 0 | 0 | 0 | 0 | 0% | 0% | 0% | 0% | 0% | 0% | 0% | 0% | 0% | 0% | 0% | [10 empty] | 0 | 0 | 0 | 0 | 0 | 0 | 0 | 0 | 0 | 0 | 0 | 0 | 0 | 0 | 0 | 0 | 0 | 0 | 0 | 0 | 0 | 0 | 0 | 0 | 0 | 0 | 0 | 0 | 0 | 0 | 0 | 0 | 0 | 0 | 0 | 0 | 0 | 0 | 0 | 0
254 | DDTS H3 330/220kV Transformer and 330kV Circuit Breaker Replacement | Replacement - Major Station | Major Station | TRUE | Towers and Conductor | Network | Labour - Internal | 10% | 0 | 0 | 0 | 0 | 0 | 0 | 0 | 0 | 0 | 0 | 0 | 0 | 0 | 0 | 0 | 0 | 0 | 0 | 0 | 0 | 0 | 0 | 0 | 0 | 0 | 0 | 0 | 0 | 0 | 0 | 0 | 0 | 0 | 0 | 0 | 0 | 0 | 0 | 0 | 0 | 0 | 0 | 0 | 0 | 0 | 0% | 0% | 0% | 0% | 0% | 0% | 0% | 0% | 0% | 0% | 0% | [10 empty] | 0 | 0 | 0 | 0 | 0 | 0 | 0 | 0 | 0 | 0 | 0 | 0 | 0 | 0 | 0 | 0 | 0 | 0 | 0 | 0 | 0 | 0 | 0 | 0 | 0 | 0 | 0 | 0 | 0 | 0 | 0 | 0 | 0 | 0 | 0 | 0 | 0 | 0 | 0 | 0
255 | DDTS H3 330/220kV Transformer and 330kV Circuit Breaker Replacement | Replacement - Major Station | Major Station | TRUE | Towers and Conductor | Network | Labour - External | 50% | 0 | 0 | 0 | 0 | 0 | 0 | 0 | 0 | 0 | 0 | 0 | 0 | 0 | 0 | 0 | 0 | 0 | 0 | 0 | 0 | 0 | 0 | 0 | 0 | 0 | 0 | 0 | 0 | 0 | 0 | 0 | 0 | 0 | 0 | 0 | 0 | 0 | 0 | 0 | 0 | 0 | 0 | 0 | 0 | 0 | 0% | 0% | 0% | 0% | 0% | 0% | 0% | 0% | 0% | 0% | 0% | [10 empty] | 0 | 0 | 0 | 0 | 0 | 0 | 0 | 0 | 0 | 0 | 0 | 0 | 0 | 0 | 0 | 0 | 0 | 0 | 0 | 0 | 0 | 0 | 0 | 0 | 0 | 0 | 0 | 0 | 0 | 0 | 0 | 0 | 0 | 0 | 0 | 0 | 0 | 0 | 0 | 0
256 | DDTS H3 330/220kV Transformer and 330kV Circuit Breaker Replacement | Replacement - Major Station | Major Station | TRUE | Establishment | Network | Materials | 40% | 0 | 0 | 0 | 0 | 0 | 0 | 0 | 0 | 0 | 0 | 0 | 0 | 0 | 0 | 0 | 0 | 0 | 0 | 0 | 0 | 0 | 0 | 0 | 0 | 0 | 0 | 0 | 0 | 0 | 0 | 0 | 0 | 0 | 0 | 0 | 0 | 0 | 0 | 0 | 0 | 0 | 0 | 0 | 0 | 0 | 0% | 0% | 0% | 0% | 0% | 0% | 0% | 0% | 0% | 0% | 0% | [10 empty] | 0 | 0 | 0 | 0 | 0 | 0 | 0 | 0 | 0 | 0 | 0 | 0 | 0 | 0 | 0 | 0 | 0 | 0 | 0 | 0 | 0 | 0 | 0 | 0 | 0 | 0 | 0 | 0 | 0 | 0 | 0 | 0 | 0 | 0 | 0 | 0 | 0 | 0 | 0 | 0
257 | DDTS H3 330/220kV Transformer and 330kV Circuit Breaker Replacement | Replacement - Major Station | Major Station | TRUE | Establishment | Network | Labour - Internal | 10% | 0 | 0 | 0 | 0 | 0 | 0 | 0 | 0 | 0 | 0 | 0 | 0 | 0 | 0 | 0 | 0 | 0 | 0 | 0 | 0 | 0 | 0 | 0 | 0 | 0 | 0 | 0 | 0 | 0 | 0 | 0 | 0 | 0 | 0 | 0 | 0 | 0 | 0 | 0 | 0 | 0 | 0 | 0 | 0 | 0 | 0% | 0% | 0% | 0% | 0% | 0% | 0% | 0% | 0% | 0% | 0% | [10 empty] | 0 | 0 | 0 | 0 | 0 | 0 | 0 | 0 | 0 | 0 | 0 | 0 | 0 | 0 | 0 | 0 | 0 | 0 | 0 | 0 | 0 | 0 | 0 | 0 | 0 | 0 | 0 | 0 | 0 | 0 | 0 | 0 | 0 | 0 | 0 | 0 | 0 | 0 | 0 | 0
258 | DDTS H3 330/220kV Transformer and 330kV Circuit Breaker Replacement | Replacement - Major Station | Major Station | TRUE | Establishment | Network | Labour - External | 50% | 0 | 0 | 0 | 0 | 0 | 0 | 0 | 0 | 0 | 0 | 0 | 0 | 0 | 0 | 0 | 0 | 0 | 0 | 0 | 0 | 0 | 0 | 0 | 0 | 0 | 0 | 0 | 0 | 0 | 0 | 0 | 0 | 0 | 0 | 0 | 0 | 0 | 0 | 0 | 0 | 0 | 0 | 0 | 0 | 0 | 0% | 0% | 0% | 0% | 0% | 0% | 0% | 0% | 0% | 0% | 0% | [10 empty] | 0 | 0 | 0 | 0 | 0 | 0 | 0 | 0 | 0 | 0 | 0 | 0 | 0 | 0 | 0 | 0 | 0 | 0 | 0 | 0 | 0 | 0 | 0 | 0 | 0 | 0 | 0 | 0 | 0 | 0 | 0 | 0 | 0 | 0 | 0 | 0 | 0 | 0 | 0 | 0
259 | WMTS Redevelopment Project | Replacement - Major Station CBD | Major Station | TRUE | Secondary | Network | Materials | 40% | 0 | 1337.9858 | 760.9544 | 559.7808 | 219.2015 | 340.5546 | 0 | 0 | 0 | 0 | 0 | 0 | 0 | 0 | 0 | 0 | 0 | 0 | 0 | 0 | 0 | 0 | 0 | 0 | 36.2718 | 37.9873 | 13.3379 | 18.453 | 0 | 0 | 0 | 0 | 0 | 0 | 1337.9858 | 797.2262 | 597.7681 | 232.5394 | 359.0076 | 0 | 0 | 0 | 0 | 0 | 0 | 14% | 25.13% | 31.84% | 11.69% | 17.34% | 0% | 0% | 0% | 0% | 0% | 100% | [10 empty] | 437.9098 | 799.1759 | 1031.9739 | 382.5556 | 567.2376 | 0 | 0 | 0 | 0 | 0 | 0 | 0 | 0 | 0 | 0 | 0 | 0 | 0 | 0 | 0 | 36.2718 | -1.5109 | 34.9605 | 18.3728 | 18.8869 | 0 | 0 | 0 | 0 | 0 | 474.1816 | 797.665 | 1066.9344 | 400.9284 | 586.1245 | 0 | 0 | 0 | 0 | 0
260 | WMTS Redevelopment Project | Replacement - Major Station CBD | Major Station | TRUE | Secondary | Network | Labour - Internal | 10% | 0 | 334.4965 | 190.2386 | 139.9452 | 54.8004 | 85.1386 | 0 | 0 | 0 | 0 | 0 | 0 | 0 | 1.1034 | 0.51207 | 0.54104 | 1.2873 | 0 | 0 | 0 | 0 | 0 | 0 | 0 | 9.1205 | 9.5316 | 3.3674 | 4.683 | 0 | 0 | 0 | 0 | 0 | 0 | 334.4965 | 200.4625 | 149.9888 | 58.7088 | 91.1089 | 0 | 0 | 0 | 0 | 0 | 0 | 14% | 25.13% | 31.84% | 11.69% | 17.34% | 0% | 0% | 0% | 0% | 0% | 100% | [10 empty] | 109.4775 | 199.794 | 257.9935 | 95.6389 | 141.8094 | 0 | 0 | 0 | 0 | 0 | 1.1034 | -0.34996 | 0.96099 | 1.1409 | 0.60931 | 0 | 0 | 0 | 0 | 0 | 9.1205 | -0.38953 | 8.795 | 4.6551 | 4.7553 | 0 | 0 | 0 | 0 | 0 | 119.7014 | 199.0545 | 267.7494 | 101.4349 | 147.174 | 0 | 0 | 0 | 0 | 0
261 | WMTS Redevelopment Project | Replacement - Major Station CBD | Major Station | TRUE | Secondary | Network | Labour - External | 50% | 0 | 1672.4823 | 951.193 | 699.726 | 274.0019 | 425.6932 | 0 | 0 | 0 | 0 | 0 | 0 | 0 | 5.5169 | -1.8393 | -0.39954 | 0 | 0 | 0 | 0 | 0 | 0 | 0 | 0 | 45.6027 | 47.3593 | 16.648 | 23.0662 | 0 | 0 | 0 | 0 | 0 | 0 | 1672.4823 | 1002.3126 | 745.246 | 290.2504 | 448.7595 | 0 | 0 | 0 | 0 | 0 | 0 | 14% | 25.13% | 31.84% | 11.69% | 17.34% | 0% | 0% | 0% | 0% | 0% | 100% | [10 empty] | 547.3873 | 998.9699 | 1289.9674 | 478.1945 | 709.047 | 0 | 0 | 0 | 0 | 0 | 5.5169 | -3.8283 | 0.91194 | 0.1198 | 0.60249 | 0 | 0 | 0 | 0 | 0 | 45.6027 | -2.0887 | 43.7278 | 22.9702 | 23.6298 | 0 | 0 | 0 | 0 | 0 | 598.5069 | 993.0529 | 1334.6072 | 501.2845 | 733.2793 | 0 | 0 | 0 | 0 | 0
262 | WMTS Redevelopment Project | Replacement - Major Station CBD | Major Station | TRUE | Switchgear | Network | Materials | 40% | 0 | 7806.1544 | 4439.6043 | 3265.9058 | 1278.8784 | 1986.8832 | 0 | 0 | 0 | 0 | 0 | 0 | 0 | 0 | 0 | 0 | 0 | 0 | 0 | 0 | 0 | 0 | 0 | 0 | 211.619 | 221.6277 | 77.8165 | 107.6595 | 0 | 0 | 0 | 0 | 0 | 0 | 7806.1544 | 4651.2233 | 3487.5335 | 1356.6949 | 2094.5427 | 0 | 0 | 0 | 0 | 0 | 0 | 14% | 25.13% | 31.84% | 11.69% | 17.34% | 0% | 0% | 0% | 0% | 0% | 100% | [10 empty] | 2554.879 | 4662.5984 | 6020.802 | 2231.928 | 3309.4105 | 0 | 0 | 0 | 0 | 0 | 0 | 0 | 0 | 0 | 0 | 0 | 0 | 0 | 0 | 0 | 211.619 | -8.8152 | 203.9687 | 107.1915 | 110.191 | 0 | 0 | 0 | 0 | 0 | 2766.498 | 4653.7832 | 6224.7707 | 2339.1195 | 3419.6015 | 0 | 0 | 0 | 0 | 0
263 | WMTS Redevelopment Project | Replacement - Major Station CBD | Major Station | TRUE | Switchgear | Network | Labour - Internal | 10% | 0 | 1951.5386 | 1109.9011 | 816.4764 | 319.7196 | 496.7208 | 0 | 0 | 0 | 0 | 0 | 0 | 0 | 6.4374 | 2.9875 | 3.1566 | 7.5105 | 0 | 0 | 0 | 0 | 0 | 0 | 0 | 53.2116 | 55.6097 | 19.6462 | 27.3218 | 0 | 0 | 0 | 0 | 0 | 0 | 1951.5386 | 1169.5501 | 875.0736 | 342.5223 | 531.5531 | 0 | 0 | 0 | 0 | 0 | 0 | 14% | 25.13% | 31.84% | 11.69% | 17.34% | 0% | 0% | 0% | 0% | 0% | 100% | [10 empty] | 638.7197 | 1165.6496 | 1505.2005 | 557.982 | 827.3526 | 0 | 0 | 0 | 0 | 0 | 6.4374 | -2.0418 | 5.6067 | 6.6562 | 3.5549 | 0 | 0 | 0 | 0 | 0 | 53.2116 | -2.2726 | 51.312 | 27.1592 | 27.7437 | 0 | 0 | 0 | 0 | 0 | 698.3688 | 1161.3352 | 1562.1192 | 591.7974 | 858.6512 | 0 | 0 | 0 | 0 | 0
264 | WMTS Redevelopment Project | Replacement - Major Station CBD | Major Station | TRUE | Switchgear | Network | Labour - External | 50% | 0 | 9757.693 | 5549.5054 | 4082.3822 | 1598.598 | 2483.604 | 0 | 0 | 0 | 0 | 0 | 0 | 0 | 32.1871 | -10.7311 | -2.331 | 0 | 0 | 0 | 0 | 0 | 0 | 0 | 0 | 266.058 | 276.3064 | 97.1288 | 134.5744 | 0 | 0 | 0 | 0 | 0 | 0 | 9757.693 | 5847.7505 | 4347.9576 | 1693.3957 | 2618.1784 | 0 | 0 | 0 | 0 | 0 | 0 | 14% | 25.13% | 31.84% | 11.69% | 17.34% | 0% | 0% | 0% | 0% | 0% | 100% | [10 empty] | 3193.5987 | 5828.248 | 7526.0025 | 2789.91 | 4136.7631 | 0 | 0 | 0 | 0 | 0 | 32.1871 | -22.3352 | 5.3205 | 0.69894 | 3.5151 | 0 | 0 | 0 | 0 | 0 | 266.058 | -12.186 | 255.1195 | 134.0139 | 137.8622 | 0 | 0 | 0 | 0 | 0 | 3491.8439 | 5793.7268 | 7786.4426 | 2924.6229 | 4278.1405 | 0 | 0 | 0 | 0 | 0
265 | WMTS Redevelopment Project | Replacement - Major Station CBD | Major Station | TRUE | Transformers | Network | Materials | 40% | 0 | 2520.4105 | 1433.4363 | 1054.4787 | 412.9176 | 641.5145 | 0 | 0 | 0 | 0 | 0 | 0 | 0 | 0 | 0 | 0 | 0 | 0 | 0 | 0 | 0 | 0 | 0 | 0 | 68.3265 | 71.558 | 25.125 | 34.7605 | 0 | 0 | 0 | 0 | 0 | 0 | 2520.4105 | 1501.7628 | 1126.0367 | 438.0426 | 676.2751 | 0 | 0 | 0 | 0 | 0 | 0 | 14% | 25.13% | 31.84% | 11.69% | 17.34% | 0% | 0% | 0% | 0% | 0% | 100% | [10 empty] | 824.906 | 1505.4355 | 1943.9652 | 720.6333 | 1068.5253 | 0 | 0 | 0 | 0 | 0 | 0 | 0 | 0 | 0 | 0 | 0 | 0 | 0 | 0 | 0 | 68.3265 | -2.8462 | 65.8564 | 34.6094 | 35.5779 | 0 | 0 | 0 | 0 | 0 | 893.2325 | 1502.5893 | 2009.8216 | 755.2427 | 1104.1032 | 0 | 0 | 0 | 0 | 0
266 | WMTS Redevelopment Project | Replacement - Major Station CBD | Major Station | TRUE | Transformers | Network | Labour - Internal | 10% | 0 | 630.1026 | 358.3591 | 263.6197 | 103.2294 | 160.3786 | 0 | 0 | 0 | 0 | 0 | 0 | 0 | 2.0785 | 0.9646 | 1.0192 | 2.4249 | 0 | 0 | 0 | 0 | 0 | 0 | 0 | 17.1807 | 17.955 | 6.3433 | 8.8215 | 0 | 0 | 0 | 0 | 0 | 0 | 630.1026 | 377.6183 | 282.5392 | 110.5918 | 171.6251 | 0 | 0 | 0 | 0 | 0 | 0 | 14% | 25.13% | 31.84% | 11.69% | 17.34% | 0% | 0% | 0% | 0% | 0% | 100% | [10 empty] | 206.2265 | 376.3589 | 485.9913 | 180.1583 | 267.1313 | 0 | 0 | 0 | 0 | 0 | 2.0785 | -0.65924 | 1.8102 | 2.1491 | 1.1478 | 0 | 0 | 0 | 0 | 0 | 17.1807 | -0.73377 | 16.5674 | 8.769 | 8.9577 | 0 | 0 | 0 | 0 | 0 | 225.4857 | 374.9659 | 504.3689 | 191.0765 | 277.2368 | 0 | 0 | 0 | 0 | 0
267 | WMTS Redevelopment Project | Replacement - Major Station CBD | Major Station | TRUE | Transformers | Network | Labour - External | 50% | 0 | 3150.5132 | 1791.7954 | 1318.0983 | 516.147 | 801.8932 | 0 | 0 | 0 | 0 | 0 | 0 | 0 | 10.3924 | -3.4648 | -0.75264 | 0 | 0 | 0 | 0 | 0 | 0 | 0 | 0 | 85.9034 | 89.2124 | 31.3604 | 43.4507 | 0 | 0 | 0 | 0 | 0 | 0 | 3150.5132 | 1888.0913 | 1403.8459 | 546.7548 | 845.3438 | 0 | 0 | 0 | 0 | 0 | 0 | 14% | 25.13% | 31.84% | 11.69% | 17.34% | 0% | 0% | 0% | 0% | 0% | 100% | [10 empty] | 1031.1325 | 1881.7944 | 2429.9566 | 900.7916 | 1335.6566 | 0 | 0 | 0 | 0 | 0 | 10.3924 | -7.2115 | 1.7179 | 0.22567 | 1.1349 | 0 | 0 | 0 | 0 | 0 | 85.9034 | -3.9345 | 82.3717 | 43.2697 | 44.5122 | 0 | 0 | 0 | 0 | 0 | 1127.4284 | 1870.6484 | 2514.0461 | 944.287 | 1381.3037 | 0 | 0 | 0 | 0 | 0
268 | WMTS Redevelopment Project | Replacement - Major Station CBD | Major Station | TRUE | Establishment | Network | Materials | 40% | 0 | 3994.4682 | 2271.779 | 1671.1886 | 654.4117 | 1016.7032 | 0 | 0 | 0 | 0 | 0 | 0 | 0 | 0 | 0 | 0 | 0 | 0 | 0 | 0 | 0 | 0 | 0 | 0 | 108.2871 | 113.4086 | 39.8193 | 55.0902 | 0 | 0 | 0 | 0 | 0 | 0 | 3994.4682 | 2380.0661 | 1784.5972 | 694.231 | 1071.7933 | 0 | 0 | 0 | 0 | 0 | 0 | 14% | 25.13% | 31.84% | 11.69% | 17.34% | 0% | 0% | 0% | 0% | 0% | 100% | [10 empty] | 1307.3509 | 2385.8868 | 3080.8899 | 1142.0944 | 1693.4504 | 0 | 0 | 0 | 0 | 0 | 0 | 0 | 0 | 0 | 0 | 0 | 0 | 0 | 0 | 0 | 108.2871 | -4.5108 | 104.3723 | 54.8507 | 56.3856 | 0 | 0 | 0 | 0 | 0 | 1415.6379 | 2381.376 | 3185.2622 | 1196.9451 | 1749.8359 | 0 | 0 | 0 | 0 | 0
269 | WMTS Redevelopment Project | Replacement - Major Station CBD | Major Station | TRUE | Establishment | Network | Labour - Internal | 10% | 0 | 998.617 | 567.9448 | 417.7972 | 163.6029 | 254.1758 | 0 | 0 | 0 | 0 | 0 | 0 | 0 | 3.2941 | 1.5287 | 1.6152 | 3.8432 | 0 | 0 | 0 | 0 | 0 | 0 | 0 | 27.2288 | 28.4559 | 10.0531 | 13.9808 | 0 | 0 | 0 | 0 | 0 | 0 | 998.617 | 598.4676 | 447.7818 | 175.2713 | 271.9997 | 0 | 0 | 0 | 0 | 0 | 0 | 14% | 25.13% | 31.84% | 11.69% | 17.34% | 0% | 0% | 0% | 0% | 0% | 100% | [10 empty] | 326.8377 | 596.4717 | 770.2225 | 285.5236 | 423.3626 | 0 | 0 | 0 | 0 | 0 | 3.2941 | -1.0448 | 2.869 | 3.406 | 1.8191 | 0 | 0 | 0 | 0 | 0 | 27.2288 | -1.1629 | 26.2568 | 13.8976 | 14.1967 | 0 | 0 | 0 | 0 | 0 | 357.3606 | 594.264 | 799.3482 | 302.8272 | 439.3783 | 0 | 0 | 0 | 0 | 0
270 | WMTS Redevelopment Project | Replacement - Major Station CBD | Major Station | TRUE | Establishment | Network | Labour - External | 50% | 0 | 4993.0852 | 2839.7238 | 2088.9858 | 818.0147 | 1270.8789 | 0 | 0 | 0 | 0 | 0 | 0 | 0 | 16.4704 | -5.4912 | -1.1928 | 0 | 0 | 0 | 0 | 0 | 0 | 0 | 0 | 136.1439 | 141.3881 | 49.7015 | 68.8627 | 0 | 0 | 0 | 0 | 0 | 0 | 4993.0852 | 2992.3381 | 2224.8827 | 866.5234 | 1339.7417 | 0 | 0 | 0 | 0 | 0 | 0 | 14% | 25.13% | 31.84% | 11.69% | 17.34% | 0% | 0% | 0% | 0% | 0% | 100% | [10 empty] | 1634.1886 | 2982.3585 | 3851.1123 | 1427.618 | 2116.8129 | 0 | 0 | 0 | 0 | 0 | 16.4704 | -11.4291 | 2.7225 | 0.35765 | 1.7987 | 0 | 0 | 0 | 0 | 0 | 136.1439 | -6.2357 | 130.5466 | 68.5759 | 70.5452 | 0 | 0 | 0 | 0 | 0 | 1786.8029 | 2964.6937 | 3984.3815 | 1496.5516 | 2189.1568 | 0 | 0 | 0 | 0 | 0
271 | LYPS & HWTS 500kV CB Replacement Stage 1 | Replacement - Major Station | Major Station | TRUE | Switchgear | Network | Materials | 40% | 0 | 7738.2103 | 2436.6821 | 1782.6335 | 1198.5881 | 0 | 0 | 0 | 0 | 0 | 0 | 0 | 0 | 0 | 0 | 0 | 0 | 0 | 0 | 0 | 0 | 0 | 0 | 0 | 116.1474 | 120.9713 | 72.931 | 0 | 0 | 0 | 0 | 0 | 0 | 0 | 7738.2103 | 2552.8295 | 1903.6048 | 1271.5191 | 0 | 0 | 0 | 0 | 0 | 0 | 0 | 0% | 96.8% | 3.197% | 0% | 0% | 0% | 0% | 0% | 0% | 0% | 100% | [10 empty] | 0 | 12544.3006 | 422.2335 | 0 | 0 | 0 | 0 | 0 | 0 | 0 | 0 | 0 | 0 | 0 | 0 | 0 | 0 | 0 | 0 | 0 | 0 | 239.063 | 72.931 | 0 | 0 | 0 | 0 | 0 | 0 | 0 | 0 | 12783.3636 | 495.1645 | 0 | 0 | 0 | 0 | 0 | 0 | 0
272 | LYPS & HWTS 500kV CB Replacement Stage 1 | Replacement - Major Station | Major Station | TRUE | Switchgear | Network | Labour - Internal | 10% | 0 | 1934.5526 | 609.1705 | 445.6584 | 299.647 | 0 | 0 | 0 | 0 | 0 | 0 | 0 | 0 | 3.5332 | 1.6307 | 2.9584 | 0 | 0 | 0 | 0 | 0 | 0 | 0 | 0 | 29.2053 | 30.3535 | 18.4128 | 0 | 0 | 0 | 0 | 0 | 0 | 0 | 1934.5526 | 641.909 | 477.6425 | 321.0182 | 0 | 0 | 0 | 0 | 0 | 0 | 0 | 0% | 96.8% | 3.197% | 0% | 0% | 0% | 0% | 0% | 0% | 0% | 100% | [10 empty] | 0 | 3136.0752 | 105.5584 | 0 | 0 | 0 | 0 | 0 | 0 | 0 | 0 | 5.223 | 2.9584 | 0 | 0 | 0 | 0 | 0 | 0 | 0 | 0 | 60.0476 | 18.4128 | 0 | 0 | 0 | 0 | 0 | 0 | 0 | 0 | 3201.3458 | 126.9295 | 0 | 0 | 0 | 0 | 0 | 0 | 0
273 | LYPS & HWTS 500kV CB Replacement Stage 1 | Replacement - Major Station | Major Station | TRUE | Switchgear | Network | Labour - External | 50% | 0 | 9672.7629 | 3045.8526 | 2228.2918 | 1498.2351 | 0 | 0 | 0 | 0 | 0 | 0 | 0 | 0 | 17.6659 | -5.8573 | -2.1847 | 0 | 0 | 0 | 0 | 0 | 0 | 0 | 0 | 146.0263 | 150.8167 | 91.0308 | 0 | 0 | 0 | 0 | 0 | 0 | 0 | 9672.7629 | 3209.5449 | 2373.2512 | 1587.0812 | 0 | 0 | 0 | 0 | 0 | 0 | 0 | 0% | 96.8% | 3.197% | 0% | 0% | 0% | 0% | 0% | 0% | 0% | 100% | [10 empty] | 0 | 15680.3758 | 527.7918 | 0 | 0 | 0 | 0 | 0 | 0 | 0 | 0 | 12.1043 | -2.1847 | 0 | 0 | 0 | 0 | 0 | 0 | 0 | 0 | 299.2874 | 91.0308 | 0 | 0 | 0 | 0 | 0 | 0 | 0 | 0 | 15991.7675 | 616.638 | 0 | 0 | 0 | 0 | 0 | 0 | 0
274 | ERTS Redevelopment - Stage 1 | Replacement - Major Station | Major Station | TRUE | Secondary | Network | Materials | 40% | 0 | 262.4447 | 201.9776 | 278.2344 | 389.2843 | 0 | 0 | 0 | 0 | 0 | 0 | 0 | 0 | 0 | 0 | 0 | 0 | 0 | 0 | 0 | 0 | 0 | 0 | 0 | 9.6275 | 18.8813 | 23.687 | 0 | 0 | 0 | 0 | 0 | 0 | 0 | 262.4447 | 211.6051 | 297.1157 | 412.9713 | 0 | 0 | 0 | 0 | 0 | 0 | 0 | 20% | 80% | 0% | 0% | 0% | 0% | 0% | 0% | 0% | 0% | 100% | [10 empty] | 220.4461 | 896.5456 | 0 | 0 | 0 | 0 | 0 | 0 | 0 | 0 | 0 | 0 | 0 | 0 | 0 | 0 | 0 | 0 | 0 | 0 | 9.6275 | 33.7053 | 0 | 0 | 0 | 0 | 0 | 0 | 0 | 0 | 230.0736 | 930.251 | 0 | 0 | 0 | 0 | 0 | 0 | 0 | 0
275 | ERTS Redevelopment - Stage 1 | Replacement - Major Station | Major Station | TRUE | Secondary | Network | Labour - Internal | 10% | 0 | 65.6112 | 50.4944 | 69.5586 | 97.3211 | 0 | 0 | 0 | 0 | 0 | 0 | 0 | 0 | 0.29287 | 0.25452 | 0.96084 | 0 | 0 | 0 | 0 | 0 | 0 | 0 | 0 | 2.4208 | 4.7376 | 5.9802 | 0 | 0 | 0 | 0 | 0 | 0 | 0 | 65.6112 | 53.2081 | 74.5507 | 104.2621 | 0 | 0 | 0 | 0 | 0 | 0 | 0 | 20% | 80% | 0% | 0% | 0% | 0% | 0% | 0% | 0% | 0% | 100% | [10 empty] | 55.1115 | 224.1364 | 0 | 0 | 0 | 0 | 0 | 0 | 0 | 0 | 0.29287 | 0.54008 | 0 | 0 | 0 | 0 | 0 | 0 | 0 | 0 | 2.4208 | 8.4599 | 0 | 0 | 0 | 0 | 0 | 0 | 0 | 0 | 57.8252 | 233.1364 | 0 | 0 | 0 | 0 | 0 | 0 | 0 | 0
276 | ERTS Redevelopment - Stage 1 | Replacement - Major Station | Major Station | TRUE | Secondary | Network | Labour - External | 50% | 0 | 328.0559 | 252.472 | 347.793 | 486.6054 | 0 | 0 | 0 | 0 | 0 | 0 | 0 | 0 | 1.4643 | -0.91422 | -0.70956 | 0 | 0 | 0 | 0 | 0 | 0 | 0 | 0 | 12.1042 | 23.5395 | 29.5655 | 0 | 0 | 0 | 0 | 0 | 0 | 0 | 328.0559 | 266.0405 | 370.4183 | 515.4614 | 0 | 0 | 0 | 0 | 0 | 0 | 0 | 20% | 80% | 0% | 0% | 0% | 0% | 0% | 0% | 0% | 0% | 100% | [10 empty] | 275.5577 | 1120.682 | 0 | 0 | 0 | 0 | 0 | 0 | 0 | 0 | 1.4643 | -0.6171 | 0 | 0 | 0 | 0 | 0 | 0 | 0 | 0 | 12.1042 | 42.0742 | 0 | 0 | 0 | 0 | 0 | 0 | 0 | 0 | 289.1262 | 1162.1392 | 0 | 0 | 0 | 0 | 0 | 0 | 0 | 0
277 | ERTS Redevelopment - Stage 1 | Replacement - Major Station | Major Station | TRUE | Switchgear | Network | Materials | 40% | 0 | 472.4614 | 363.6065 | 500.8865 | 700.8021 | 0 | 0 | 0 | 0 | 0 | 0 | 0 | 0 | 0 | 0 | 0 | 0 | 0 | 0 | 0 | 0 | 0 | 0 | 0 | 17.3317 | 33.9907 | 42.642 | 0 | 0 | 0 | 0 | 0 | 0 | 0 | 472.4614 | 380.9382 | 534.8771 | 743.4441 | 0 | 0 | 0 | 0 | 0 | 0 | 0 | 20% | 80% | 0% | 0% | 0% | 0% | 0% | 0% | 0% | 0% | 100% | [10 empty] | 396.8542 | 1613.9902 | 0 | 0 | 0 | 0 | 0 | 0 | 0 | 0 | 0 | 0 | 0 | 0 | 0 | 0 | 0 | 0 | 0 | 0 | 17.3317 | 60.6774 | 0 | 0 | 0 | 0 | 0 | 0 | 0 | 0 | 414.1859 | 1674.6676 | 0 | 0 | 0 | 0 | 0 | 0 | 0 | 0
278 | ERTS Redevelopment - Stage 1 | Replacement - Major Station | Major Station | TRUE | Switchgear | Network | Labour - Internal | 10% | 0 | 118.1153 | 90.9016 | 125.2216 | 175.2005 | 0 | 0 | 0 | 0 | 0 | 0 | 0 | 0 | 0.52723 | 0.45819 | 1.7297 | 0 | 0 | 0 | 0 | 0 | 0 | 0 | 0 | 4.3581 | 8.5288 | 10.7658 | 0 | 0 | 0 | 0 | 0 | 0 | 0 | 118.1153 | 95.7869 | 134.2086 | 187.696 | 0 | 0 | 0 | 0 | 0 | 0 | 0 | 20% | 80% | 0% | 0% | 0% | 0% | 0% | 0% | 0% | 0% | 100% | [10 empty] | 99.2135 | 403.4975 | 0 | 0 | 0 | 0 | 0 | 0 | 0 | 0 | 0.52723 | 0.97228 | 0 | 0 | 0 | 0 | 0 | 0 | 0 | 0 | 4.3581 | 15.2297 | 0 | 0 | 0 | 0 | 0 | 0 | 0 | 0 | 104.0988 | 419.6996 | 0 | 0 | 0 | 0 | 0 | 0 | 0 | 0
279 | ERTS Redevelopment - Stage 1 | Replacement - Major Station | Major Station | TRUE | Switchgear | Network | Labour - External | 50% | 0 | 590.5767 | 454.5081 | 626.1081 | 876.0027 | 0 | 0 | 0 | 0 | 0 | 0 | 0 | 0 | 2.6361 | -1.6458 | -1.2774 | 0 | 0 | 0 | 0 | 0 | 0 | 0 | 0 | 21.7903 | 42.3766 | 53.2248 | 0 | 0 | 0 | 0 | 0 | 0 | 0 | 590.5767 | 478.9346 | 666.8389 | 927.9501 | 0 | 0 | 0 | 0 | 0 | 0 | 0 | 20% | 80% | 0% | 0% | 0% | 0% | 0% | 0% | 0% | 0% | 100% | [10 empty] | 496.0677 | 2017.4877 | 0 | 0 | 0 | 0 | 0 | 0 | 0 | 0 | 2.6361 | -1.1109 | 0 | 0 | 0 | 0 | 0 | 0 | 0 | 0 | 21.7903 | 75.7434 | 0 | 0 | 0 | 0 | 0 | 0 | 0 | 0 | 520.4942 | 2092.1202 | 0 | 0 | 0 | 0 | 0 | 0 | 0 | 0
280 | ERTS Redevelopment - Stage 1 | Replacement - Major Station | Major Station | TRUE | Transformers | Network | Materials | 40% | 0 | 672.1378 | 517.2776 | 712.5762 | 996.9823 | 0 | 0 | 0 | 0 | 0 | 0 | 0 | 0 | 0 | 0 | 0 | 0 | 0 | 0 | 0 | 0 | 0 | 0 | 0 | 24.6567 | 48.3562 | 60.6638 | 0 | 0 | 0 | 0 | 0 | 0 | 0 | 672.1378 | 541.9342 | 760.9324 | 1057.6461 | 0 | 0 | 0 | 0 | 0 | 0 | 0 | 20% | 80% | 0% | 0% | 0% | 0% | 0% | 0% | 0% | 0% | 100% | [10 empty] | 564.5767 | 2296.1112 | 0 | 0 | 0 | 0 | 0 | 0 | 0 | 0 | 0 | 0 | 0 | 0 | 0 | 0 | 0 | 0 | 0 | 0 | 24.6567 | 86.3215 | 0 | 0 | 0 | 0 | 0 | 0 | 0 | 0 | 589.2334 | 2382.4327 | 0 | 0 | 0 | 0 | 0 | 0 | 0 | 0
281 | ERTS Redevelopment - Stage 1 | Replacement - Major Station | Major Station | TRUE | Transformers | Network | Labour - Internal | 10% | 0 | 168.0344 | 129.3194 | 178.1441 | 249.2456 | 0 | 0 | 0 | 0 | 0 | 0 | 0 | 0 | 0.75005 | 0.65184 | 2.4608 | 0 | 0 | 0 | 0 | 0 | 0 | 0 | 0 | 6.1999 | 12.1333 | 15.3157 | 0 | 0 | 0 | 0 | 0 | 0 | 0 | 168.0344 | 136.2694 | 190.9292 | 267.022 | 0 | 0 | 0 | 0 | 0 | 0 | 0 | 20% | 80% | 0% | 0% | 0% | 0% | 0% | 0% | 0% | 0% | 100% | [10 empty] | 141.1442 | 574.0278 | 0 | 0 | 0 | 0 | 0 | 0 | 0 | 0 | 0.75005 | 1.3832 | 0 | 0 | 0 | 0 | 0 | 0 | 0 | 0 | 6.1999 | 21.6663 | 0 | 0 | 0 | 0 | 0 | 0 | 0 | 0 | 148.0942 | 597.0773 | 0 | 0 | 0 | 0 | 0 | 0 | 0 | 0
282 | ERTS Redevelopment - Stage 1 | Replacement - Major Station | Major Station | TRUE | Transformers | Network | Labour - External | 50% | 0 | 840.1722 | 646.597 | 890.7203 | 1246.2278 | 0 | 0 | 0 | 0 | 0 | 0 | 0 | 0 | 3.7503 | -2.3414 | -1.8172 | 0 | 0 | 0 | 0 | 0 | 0 | 0 | 0 | 30.9996 | 60.2863 | 75.7192 | 0 | 0 | 0 | 0 | 0 | 0 | 0 | 840.1722 | 681.3468 | 948.6652 | 1320.1298 | 0 | 0 | 0 | 0 | 0 | 0 | 0 | 20% | 80% | 0% | 0% | 0% | 0% | 0% | 0% | 0% | 0% | 100% | [10 empty] | 705.7209 | 2870.139 | 0 | 0 | 0 | 0 | 0 | 0 | 0 | 0 | 3.7503 | -1.5804 | 0 | 0 | 0 | 0 | 0 | 0 | 0 | 0 | 30.9996 | 107.7548 | 0 | 0 | 0 | 0 | 0 | 0 | 0 | 0 | 740.4708 | 2976.3134 | 0 | 0 | 0 | 0 | 0 | 0 | 0 | 0
283 | ERTS Redevelopment - Stage 1 | Replacement - Major Station | Major Station | TRUE | Establishment | Network | Materials | 40% | 0 | 120.6023 | 92.8156 | 127.8582 | 178.8895 | 0 | 0 | 0 | 0 | 0 | 0 | 0 | 0 | 0 | 0 | 0 | 0 | 0 | 0 | 0 | 0 | 0 | 0 | 0 | 4.4242 | 8.6766 | 10.885 | 0 | 0 | 0 | 0 | 0 | 0 | 0 | 120.6023 | 97.2398 | 136.5348 | 189.7745 | 0 | 0 | 0 | 0 | 0 | 0 | 0 | 20% | 80% | 0% | 0% | 0% | 0% | 0% | 0% | 0% | 0% | 100% | [10 empty] | 101.3025 | 411.9934 | 0 | 0 | 0 | 0 | 0 | 0 | 0 | 0 | 0 | 0 | 0 | 0 | 0 | 0 | 0 | 0 | 0 | 0 | 4.4242 | 15.4888 | 0 | 0 | 0 | 0 | 0 | 0 | 0 | 0 | 105.7267 | 427.4822 | 0 | 0 | 0 | 0 | 0 | 0 | 0 | 0
284 | ERTS Redevelopment - Stage 1 | Replacement - Major Station | Major Station | TRUE | Establishment | Network | Labour - Internal | 10% | 0 | 30.1506 | 23.2039 | 31.9646 | 44.7224 | 0 | 0 | 0 | 0 | 0 | 0 | 0 | 0 | 0.13458 | 0.11696 | 0.44154 | 0 | 0 | 0 | 0 | 0 | 0 | 0 | 0 | 1.1125 | 2.1771 | 2.7481 | 0 | 0 | 0 | 0 | 0 | 0 | 0 | 30.1506 | 24.4509 | 34.2586 | 47.912 | 0 | 0 | 0 | 0 | 0 | 0 | 0 | 20% | 80% | 0% | 0% | 0% | 0% | 0% | 0% | 0% | 0% | 100% | [10 empty] | 25.3256 | 102.9984 | 0 | 0 | 0 | 0 | 0 | 0 | 0 | 0 | 0.13458 | 0.24819 | 0 | 0 | 0 | 0 | 0 | 0 | 0 | 0 | 1.1125 | 3.8876 | 0 | 0 | 0 | 0 | 0 | 0 | 0 | 0 | 26.5727 | 107.1341 | 0 | 0 | 0 | 0 | 0 | 0 | 0 | 0
285 | ERTS Redevelopment - Stage 1 | Replacement - Major Station | Major Station | TRUE | Establishment | Network | Labour - External | 50% | 0 | 150.7529 | 116.0195 | 159.8228 | 223.6119 | 0 | 0 | 0 | 0 | 0 | 0 | 0 | 0 | 0.67291 | -0.42011 | -0.32607 | 0 | 0 | 0 | 0 | 0 | 0 | 0 | 0 | 5.5623 | 10.8172 | 13.5864 | 0 | 0 | 0 | 0 | 0 | 0 | 0 | 150.7529 | 122.2547 | 170.2199 | 236.8722 | 0 | 0 | 0 | 0 | 0 | 0 | 0 | 20% | 80% | 0% | 0% | 0% | 0% | 0% | 0% | 0% | 0% | 100% | [10 empty] | 126.6282 | 514.9918 | 0 | 0 | 0 | 0 | 0 | 0 | 0 | 0 | 0.67291 | -0.28358 | 0 | 0 | 0 | 0 | 0 | 0 | 0 | 0 | 5.5623 | 19.3346 | 0 | 0 | 0 | 0 | 0 | 0 | 0 | 0 | 132.8634 | 534.0428 | 0 | 0 | 0 | 0 | 0 | 0 | 0 | 0
286 | SVTS Redevelopment Project | Replacement - Major Station | Major Station | TRUE | Secondary | Network | Materials | 40% | 0 | 317.4075 | 737.9252 | 511.494 | 255.2249 | 849.8264 | 0 | 0 | 0 | 0 | 0 | 0 | 0 | 0 | 0 | 0 | 0 | 0 | 0 | 0 | 0 | 0 | 0 | 0 | 35.1741 | 34.7105 | 15.5298 | 46.0479 | 0 | 0 | 0 | 0 | 0 | 0 | 317.4075 | 773.0992 | 546.2046 | 270.7547 | 895.8743 | 0 | 0 | 0 | 0 | 0 | 0 | 0% | 38.46% | 28.85% | 19.23% | 13.46% | 0% | 0% | 0% | 0% | 0% | 100% | [10 empty] | 0 | 1018.0323 | 778.161 | 523.6163 | 366.5314 | 0 | 0 | 0 | 0 | 0 | 0 | 0 | 0 | 0 | 0 | 0 | 0 | 0 | 0 | 0 | 0 | 70.4734 | 13.6492 | 29.8783 | 18.0677 | 0 | 0 | 0 | 0 | 0 | 0 | 1088.5057 | 791.8102 | 553.4946 | 384.5992 | 0 | 0 | 0 | 0 | 0
287 | SVTS Redevelopment Project | Replacement - Major Station | Major Station | TRUE | Secondary | Network | Labour - Internal | 10% | 0 | 79.3519 | 184.4813 | 127.8735 | 63.8062 | 212.4566 | 0 | 0 | 0 | 0 | 0 | 0 | 0 | 1.07 | 0.4679 | 0.62995 | 3.2124 | 0 | 0 | 0 | 0 | 0 | 0 | 0 | 8.8445 | 8.7094 | 3.9208 | 11.686 | 0 | 0 | 0 | 0 | 0 | 0 | 79.3519 | 194.3958 | 137.0508 | 68.3569 | 227.355 | 0 | 0 | 0 | 0 | 0 | 0 | 0% | 38.46% | 28.85% | 19.23% | 13.46% | 0% | 0% | 0% | 0% | 0% | 100% | [10 empty] | 0 | 254.5081 | 194.5402 | 130.9041 | 91.6329 | 0 | 0 | 0 | 0 | 0 | 0 | 1.5558 | 0.58226 | 2.527 | 0.73347 | 0 | 0 | 0 | 0 | 0 | 0 | 17.702 | 3.448 | 7.6061 | 4.5572 | 0 | 0 | 0 | 0 | 0 | 0 | 273.7658 | 198.5705 | 141.0372 | 96.9235 | 0 | 0 | 0 | 0 | 0
288 | SVTS Redevelopment Project | Replacement - Major Station | Major Station | TRUE | Secondary | Network | Labour - External | 50% | 0 | 396.7594 | 922.4065 | 639.3676 | 319.0311 | 1062.283 | 0 | 0 | 0 | 0 | 0 | 0 | 0 | 5.35 | -1.6807 | -0.46521 | 0 | 0 | 0 | 0 | 0 | 0 | 0 | 0 | 44.2226 | 43.2741 | 19.3839 | 57.5599 | 0 | 0 | 0 | 0 | 0 | 0 | 396.7594 | 971.979 | 680.961 | 337.9498 | 1119.8429 | 0 | 0 | 0 | 0 | 0 | 0 | 0% | 38.46% | 28.85% | 19.23% | 13.46% | 0% | 0% | 0% | 0% | 0% | 100% | [10 empty] | 0 | 1272.5403 | 972.7012 | 654.5204 | 458.1643 | 0 | 0 | 0 | 0 | 0 | 0 | 3.7589 | -0.53766 | -0.38417 | 0.45731 | 0 | 0 | 0 | 0 | 0 | 0 | 88.237 | 17.0306 | 37.3342 | 22.6009 | 0 | 0 | 0 | 0 | 0 | 0 | 1364.5362 | 989.1942 | 691.4705 | 481.2225 | 0 | 0 | 0 | 0 | 0
289 | SVTS Redevelopment Project | Replacement - Major Station | Major Station | TRUE | Switchgear | Network | Materials | 40% | 0 | 995.047 | 2313.3359 | 1603.4926 | 800.1094 | 2664.1372 | 0 | 0 | 0 | 0 | 0 | 0 | 0 | 0 | 0 | 0 | 0 | 0 | 0 | 0 | 0 | 0 | 0 | 0 | 110.2679 | 108.8146 | 48.6846 | 144.3566 | 0 | 0 | 0 | 0 | 0 | 0 | 995.047 | 2423.6038 | 1712.3072 | 848.794 | 2808.4938 | 0 | 0 | 0 | 0 | 0 | 0 | 0% | 38.46% | 28.85% | 19.23% | 13.46% | 0% | 0% | 0% | 0% | 0% | 100% | [10 empty] | 0 | 3191.449 | 2439.4719 | 1641.4949 | 1149.0464 | 0 | 0 | 0 | 0 | 0 | 0 | 0 | 0 | 0 | 0 | 0 | 0 | 0 | 0 | 0 | 0 | 220.9285 | 42.7892 | 93.6661 | 56.6409 | 0 | 0 | 0 | 0 | 0 | 0 | 3412.3775 | 2482.2611 | 1735.161 | 1205.6874 | 0 | 0 | 0 | 0 | 0
290 | SVTS Redevelopment Project | Replacement - Major Station | Major Station | TRUE | Switchgear | Network | Labour - Internal | 10% | 0 | 248.7618 | 578.334 | 400.8731 | 200.0274 | 666.0343 | 0 | 0 | 0 | 0 | 0 | 0 | 0 | 3.3543 | 1.4668 | 1.9748 | 10.0705 | 0 | 0 | 0 | 0 | 0 | 0 | 0 | 27.7269 | 27.3032 | 12.2913 | 36.6348 | 0 | 0 | 0 | 0 | 0 | 0 | 248.7618 | 609.4152 | 429.6432 | 214.2935 | 712.7396 | 0 | 0 | 0 | 0 | 0 | 0 | 0% | 38.46% | 28.85% | 19.23% | 13.46% | 0% | 0% | 0% | 0% | 0% | 100% | [10 empty] | 0 | 797.8623 | 609.868 | 410.3737 | 287.2616 | 0 | 0 | 0 | 0 | 0 | 0 | 4.8773 | 1.8253 | 7.9221 | 2.2994 | 0 | 0 | 0 | 0 | 0 | 0 | 55.4942 | 10.8091 | 23.8445 | 14.2863 | 0 | 0 | 0 | 0 | 0 | 0 | 858.2338 | 622.5024 | 442.1403 | 303.8473 | 0 | 0 | 0 | 0 | 0
291 | SVTS Redevelopment Project | Replacement - Major Station | Major Station | TRUE | Switchgear | Network | Labour - External | 50% | 0 | 1243.8088 | 2891.6698 | 2004.3657 | 1000.1368 | 3330.1715 | 0 | 0 | 0 | 0 | 0 | 0 | 0 | 16.7717 | -5.2687 | -1.4584 | 0 | 0 | 0 | 0 | 0 | 0 | 0 | 0 | 138.6343 | 135.6608 | 60.767 | 180.4457 | 0 | 0 | 0 | 0 | 0 | 0 | 1243.8088 | 3047.0759 | 2134.7578 | 1059.4454 | 3510.6172 | 0 | 0 | 0 | 0 | 0 | 0 | 0% | 38.46% | 28.85% | 19.23% | 13.46% | 0% | 0% | 0% | 0% | 0% | 100% | [10 empty] | 0 | 3989.3113 | 3049.3399 | 2051.8687 | 1436.3081 | 0 | 0 | 0 | 0 | 0 | 0 | 11.7837 | -1.6855 | -1.2043 | 1.4336 | 0 | 0 | 0 | 0 | 0 | 0 | 276.6159 | 53.3897 | 117.0398 | 70.8521 | 0 | 0 | 0 | 0 | 0 | 0 | 4277.7109 | 3101.0441 | 2167.7041 | 1508.5938 | 0 | 0 | 0 | 0 | 0
292 | SVTS Redevelopment Project | Replacement - Major Station | Major Station | TRUE | Transformers | Network | Materials | 40% | 0 | 798.9204 | 1857.3708 | 1287.4396 | 642.4056 | 2139.0281 | 0 | 0 | 0 | 0 | 0 | 0 | 0 | 0 | 0 | 0 | 0 | 0 | 0 | 0 | 0 | 0 | 0 | 0 | 88.5338 | 87.367 | 39.0887 | 115.9035 | 0 | 0 | 0 | 0 | 0 | 0 | 798.9204 | 1945.9046 | 1374.8066 | 681.4943 | 2254.9316 | 0 | 0 | 0 | 0 | 0 | 0 | 0% | 38.46% | 28.85% | 19.23% | 13.46% | 0% | 0% | 0% | 0% | 0% | 100% | [10 empty] | 0 | 2562.4053 | 1958.645 | 1317.9516 | 922.5661 | 0 | 0 | 0 | 0 | 0 | 0 | 0 | 0 | 0 | 0 | 0 | 0 | 0 | 0 | 0 | 0 | 177.3828 | 34.3553 | 75.2043 | 45.4768 | 0 | 0 | 0 | 0 | 0 | 0 | 2739.7882 | 1993.0004 | 1393.1558 | 968.0429 | 0 | 0 | 0 | 0 | 0
293 | SVTS Redevelopment Project | Replacement - Major Station | Major Station | TRUE | Transformers | Network | Labour - Internal | 10% | 0 | 199.7301 | 464.3427 | 321.8599 | 160.6014 | 534.757 | 0 | 0 | 0 | 0 | 0 | 0 | 0 | 2.6932 | 1.1777 | 1.5856 | 8.0856 | 0 | 0 | 0 | 0 | 0 | 0 | 0 | 22.2618 | 21.9217 | 9.8687 | 29.414 | 0 | 0 | 0 | 0 | 0 | 0 | 199.7301 | 489.2977 | 344.9593 | 172.0557 | 572.2566 | 0 | 0 | 0 | 0 | 0 | 0 | 0% | 38.46% | 28.85% | 19.23% | 13.46% | 0% | 0% | 0% | 0% | 0% | 100% | [10 empty] | 0 | 640.6013 | 489.6613 | 329.4879 | 230.6415 | 0 | 0 | 0 | 0 | 0 | 0 | 3.916 | 1.4655 | 6.3606 | 1.8462 | 0 | 0 | 0 | 0 | 0 | 0 | 44.5561 | 8.6786 | 19.1447 | 11.4704 | 0 | 0 | 0 | 0 | 0 | 0 | 689.0735 | 499.8054 | 354.9932 | 243.9581 | 0 | 0 | 0 | 0 | 0
294 | SVTS Redevelopment Project | Replacement - Major Station | Major Station | TRUE | Transformers | Network | Labour - External | 50% | 0 | 998.6505 | 2321.7135 | 1609.2995 | 803.0069 | 2673.7852 | 0 | 0 | 0 | 0 | 0 | 0 | 0 | 13.4659 | -4.2302 | -1.1709 | 0 | 0 | 0 | 0 | 0 | 0 | 0 | 0 | 111.3091 | 108.9216 | 48.7897 | 144.8794 | 0 | 0 | 0 | 0 | 0 | 0 | 998.6505 | 2446.4885 | 1713.9909 | 850.6257 | 2818.6645 | 0 | 0 | 0 | 0 | 0 | 0 | 0% | 38.46% | 28.85% | 19.23% | 13.46% | 0% | 0% | 0% | 0% | 0% | 100% | [10 empty] | 0 | 3203.0067 | 2448.3063 | 1647.4395 | 1153.2076 | 0 | 0 | 0 | 0 | 0 | 0 | 9.4611 | -1.3533 | -0.96697 | 1.151 | 0 | 0 | 0 | 0 | 0 | 0 | 222.0941 | 42.8664 | 93.9709 | 56.887 | 0 | 0 | 0 | 0 | 0 | 0 | 3434.5619 | 2489.8194 | 1740.4434 | 1211.2457 | 0 | 0 | 0 | 0 | 0
295 | SVTS Redevelopment Project | Replacement - Major Station | Major Station | TRUE | Towers and Conductor | Network | Materials | 40% | 0 | 34.4225 | 80.0272 | 55.471 | 27.6789 | 92.1627 | 0 | 0 | 0 | 0 | 0 | 0 | 0 | 0 | 0 | 0 | 0 | 0 | 0 | 0 | 0 | 0 | 0 | 0 | 3.8146 | 3.7643 | 1.6842 | 4.9938 | 0 | 0 | 0 | 0 | 0 | 0 | 34.4225 | 83.8418 | 59.2353 | 29.363 | 97.1566 | 0 | 0 | 0 | 0 | 0 | 0 | 0% | 38.46% | 28.85% | 19.23% | 13.46% | 0% | 0% | 0% | 0% | 0% | 100% | [10 empty] | 0 | 110.4045 | 84.3907 | 56.7856 | 39.7499 | 0 | 0 | 0 | 0 | 0 | 0 | 0 | 0 | 0 | 0 | 0 | 0 | 0 | 0 | 0 | 0 | 7.6428 | 1.4802 | 3.2403 | 1.9594 | 0 | 0 | 0 | 0 | 0 | 0 | 118.0472 | 85.8709 | 60.0259 | 41.7094 | 0 | 0 | 0 | 0 | 0
296 | SVTS Redevelopment Project | Replacement - Major Station | Major Station | TRUE | Towers and Conductor | Network | Labour - Internal | 10% | 0 | 8.6056 | 20.0068 | 13.8677 | 6.9197 | 23.0407 | 0 | 0 | 0 | 0 | 0 | 0 | 0 | 0.11604 | 0.050743 | 0.068318 | 0.34838 | 0 | 0 | 0 | 0 | 0 | 0 | 0 | 0.95918 | 0.94452 | 0.4252 | 1.2673 | 0 | 0 | 0 | 0 | 0 | 0 | 8.6056 | 21.082 | 14.863 | 7.4132 | 24.6564 | 0 | 0 | 0 | 0 | 0 | 0 | 0% | 38.46% | 28.85% | 19.23% | 13.46% | 0% | 0% | 0% | 0% | 0% | 100% | [10 empty] | 0 | 27.6011 | 21.0977 | 14.1964 | 9.9375 | 0 | 0 | 0 | 0 | 0 | 0 | 0.16872 | 0.063145 | 0.27405 | 0.079544 | 0 | 0 | 0 | 0 | 0 | 0 | 1.9198 | 0.37393 | 0.82487 | 0.49422 | 0 | 0 | 0 | 0 | 0 | 0 | 29.6896 | 21.5347 | 15.2953 | 10.5112 | 0 | 0 | 0 | 0 | 0
297 | SVTS Redevelopment Project | Replacement - Major Station | Major Station | TRUE | Towers and Conductor | Network | Labour - External | 50% | 0 | 43.0281 | 100.034 | 69.3387 | 34.5986 | 115.2034 | 0 | 0 | 0 | 0 | 0 | 0 | 0 | 0.5802 | -0.18227 | -0.050451 | 0 | 0 | 0 | 0 | 0 | 0 | 0 | 0 | 4.7959 | 4.693 | 2.1022 | 6.2423 | 0 | 0 | 0 | 0 | 0 | 0 | 43.0281 | 105.41 | 73.8495 | 36.6503 | 121.4457 | 0 | 0 | 0 | 0 | 0 | 0 | 0% | 38.46% | 28.85% | 19.23% | 13.46% | 0% | 0% | 0% | 0% | 0% | 100% | [10 empty] | 0 | 138.0056 | 105.4884 | 70.982 | 49.6874 | 0 | 0 | 0 | 0 | 0 | 0 | 0.40764 | -0.058309 | -0.041663 | 0.049594 | 0 | 0 | 0 | 0 | 0 | 0 | 9.5692 | 1.847 | 4.0489 | 2.451 | 0 | 0 | 0 | 0 | 0 | 0 | 147.9824 | 107.277 | 74.9892 | 52.188 | 0 | 0 | 0 | 0 | 0
298 | SVTS Redevelopment Project | Replacement - Major Station | Major Station | TRUE | Establishment | Network | Materials | 40% | 0 | 275.8737 | 641.3652 | 444.5634 | 221.8279 | 738.6238 | 0 | 0 | 0 | 0 | 0 | 0 | 0 | 0 | 0 | 0 | 0 | 0 | 0 | 0 | 0 | 0 | 0 | 0 | 30.5714 | 30.1685 | 13.4977 | 40.0224 | 0 | 0 | 0 | 0 | 0 | 0 | 275.8737 | 671.9367 | 474.7319 | 235.3255 | 778.6462 | 0 | 0 | 0 | 0 | 0 | 0 | 0% | 38.46% | 28.85% | 19.23% | 13.46% | 0% | 0% | 0% | 0% | 0% | 100% | [10 empty] | 0 | 884.8194 | 676.3361 | 455.0994 | 318.5696 | 0 | 0 | 0 | 0 | 0 | 0 | 0 | 0 | 0 | 0 | 0 | 0 | 0 | 0 | 0 | 0 | 61.2517 | 11.8632 | 25.9686 | 15.7035 | 0 | 0 | 0 | 0 | 0 | 0 | 946.0711 | 688.1992 | 481.068 | 334.2731 | 0 | 0 | 0 | 0 | 0
299 | SVTS Redevelopment Project | Replacement - Major Station | Major Station | TRUE | Establishment | Network | Labour - Internal | 10% | 0 | 68.9684 | 160.3413 | 111.1408 | 55.457 | 184.656 | 0 | 0 | 0 | 0 | 0 | 0 | 0 | 0.92998 | 0.40667 | 0.54752 | 2.792 | 0 | 0 | 0 | 0 | 0 | 0 | 0 | 7.6872 | 7.5697 | 3.4077 | 10.1569 | 0 | 0 | 0 | 0 | 0 | 0 | 68.9684 | 168.9585 | 119.1172 | 59.4122 | 197.6049 | 0 | 0 | 0 | 0 | 0 | 0 | 0% | 38.46% | 28.85% | 19.23% | 13.46% | 0% | 0% | 0% | 0% | 0% | 100% | [10 empty] | 0 | 221.2049 | 169.084 | 113.7749 | 79.6424 | 0 | 0 | 0 | 0 | 0 | 0 | 1.3522 | 0.50607 | 2.1964 | 0.63749 | 0 | 0 | 0 | 0 | 0 | 0 | 15.3856 | 2.9968 | 6.6108 | 3.9608 | 0 | 0 | 0 | 0 | 0 | 0 | 237.9427 | 172.5869 | 122.582 | 84.2407 | 0 | 0 | 0 | 0 | 0
300 | SVTS Redevelopment Project | Replacement - Major Station | Major Station | TRUE | Establishment | Network | Labour - External | 50% | 0 | 344.8422 | 801.7066 | 555.7042 | 277.2848 | 923.2798 | 0 | 0 | 0 | 0 | 0 | 0 | 0 | 4.6499 | -1.4607 | -0.40433 | 0 | 0 | 0 | 0 | 0 | 0 | 0 | 0 | 38.4359 | 37.6115 | 16.8475 | 50.028 | 0 | 0 | 0 | 0 | 0 | 0 | 344.8422 | 844.7924 | 591.855 | 293.728 | 973.3078 | 0 | 0 | 0 | 0 | 0 | 0 | 0% | 38.46% | 28.85% | 19.23% | 13.46% | 0% | 0% | 0% | 0% | 0% | 100% | [10 empty] | 0 | 1106.0243 | 845.4201 | 568.8743 | 398.212 | 0 | 0 | 0 | 0 | 0 | 0 | 3.267 | -0.46731 | -0.3339 | 0.39747 | 0 | 0 | 0 | 0 | 0 | 0 | 76.6909 | 14.8021 | 32.4489 | 19.6435 | 0 | 0 | 0 | 0 | 0 | 0 | 1185.9822 | 859.7549 | 600.9893 | 418.253 | 0 | 0 | 0 | 0 | 0
301 | SVTS Redevelopment Project | Replacement - Major Station | Major Station | TRUE | Communications | Network | Materials | 40% | 0 | 8.0908 | 18.8098 | 13.0381 | 6.5057 | 21.6622 | 0 | 0 | 0 | 0 | 0 | 0 | 0 | 0 | 0 | 0 | 0 | 0 | 0 | 0 | 0 | 0 | 0 | 0 | 0.89659 | 0.88478 | 0.39586 | 1.1738 | 0 | 0 | 0 | 0 | 0 | 0 | 8.0908 | 19.7064 | 13.9229 | 6.9016 | 22.836 | 0 | 0 | 0 | 0 | 0 | 0 | 0% | 38.46% | 28.85% | 19.23% | 13.46% | 0% | 0% | 0% | 0% | 0% | 100% | [10 empty] | 0 | 25.9498 | 19.8355 | 13.3471 | 9.343 | 0 | 0 | 0 | 0 | 0 | 0 | 0 | 0 | 0 | 0 | 0 | 0 | 0 | 0 | 0 | 0 | 1.7964 | 0.34792 | 0.7616 | 0.46055 | 0 | 0 | 0 | 0 | 0 | 0 | 27.7462 | 20.1834 | 14.1087 | 9.8035 | 0 | 0 | 0 | 0 | 0
302 | SVTS Redevelopment Project | Replacement - Major Station | Major Station | TRUE | Communications | Network | Labour - Internal | 10% | 0 | 2.0227 | 4.7025 | 3.2595 | 1.6264 | 5.4156 | 0 | 0 | 0 | 0 | 0 | 0 | 0 | 0.027274 | 0.011927 | 0.016058 | 0.081884 | 0 | 0 | 0 | 0 | 0 | 0 | 0 | 0.22545 | 0.222 | 0.099941 | 0.29788 | 0 | 0 | 0 | 0 | 0 | 0 | 2.0227 | 4.9552 | 3.4934 | 1.7424 | 5.7953 | 0 | 0 | 0 | 0 | 0 | 0 | 0% | 38.46% | 28.85% | 19.23% | 13.46% | 0% | 0% | 0% | 0% | 0% | 100% | [10 empty] | 0 | 6.4875 | 4.9589 | 3.3368 | 2.3357 | 0 | 0 | 0 | 0 | 0 | 0 | 0.039658 | 0.014842 | 0.064415 | 0.018696 | 0 | 0 | 0 | 0 | 0 | 0 | 0.45123 | 0.08789 | 0.19388 | 0.11616 | 0 | 0 | 0 | 0 | 0 | 0 | 6.9783 | 5.0616 | 3.5951 | 2.4706 | 0 | 0 | 0 | 0 | 0
303 | SVTS Redevelopment Project | Replacement - Major Station | Major Station | TRUE | Communications | Network | Labour - External | 50% | 0 | 10.1135 | 23.5123 | 16.2976 | 8.1322 | 27.0778 | 0 | 0 | 0 | 0 | 0 | 0 | 0 | 0.13637 | -0.04284 | -0.011858 | 0 | 0 | 0 | 0 | 0 | 0 | 0 | 0 | 1.1272 | 1.1031 | 0.4941 | 1.4672 | 0 | 0 | 0 | 0 | 0 | 0 | 10.1135 | 24.7759 | 17.3578 | 8.6144 | 28.545 | 0 | 0 | 0 | 0 | 0 | 0 | 0% | 38.46% | 28.85% | 19.23% | 13.46% | 0% | 0% | 0% | 0% | 0% | 100% | [10 empty] | 0 | 32.4373 | 24.7943 | 16.6838 | 11.6787 | 0 | 0 | 0 | 0 | 0 | 0 | 0.095814 | -0.013705 | -0.0097926 | 0.011657 | 0 | 0 | 0 | 0 | 0 | 0 | 2.2492 | 0.43411 | 0.95166 | 0.5761 | 0 | 0 | 0 | 0 | 0 | 0 | 34.7823 | 25.2147 | 17.6257 | 12.2664 | 0 | 0 | 0 | 0 | 0
304 | XA09 - RTS Redevelopment Project | Replacement - Major Station CBD | Major Station | TRUE | Secondary | Network | Materials | 40% | 0 | 796.0174 | -264.0055 | 0 | 0 | 0 | 0 | 0 | 0 | 0 | 0 | 0 | 0 | 0 | 0 | 0 | 0 | 0 | 0 | 0 | 0 | 0 | 0 | 0 | -12.5841 | 0 | 0 | 0 | 0 | 0 | 0 | 0 | 0 | 0 | 796.0174 | -276.5896 | 0 | 0 | 0 | 0 | 0 | 0 | 0 | 0 | 0 | 0% | 0% | 0% | 0% | 0% | 0% | 0% | 0% | 0% | 0% | 0% | [10 empty] | 0 | 0 | 0 | 0 | 0 | 0 | 0 | 0 | 0 | 0 | 0 | 0 | 0 | 0 | 0 | 0 | 0 | 0 | 0 | 0 | 0 | 0 | 0 | 0 | 0 | 0 | 0 | 0 | 0 | 0 | 0 | 0 | 0 | 0 | 0 | 0 | 0 | 0 | 0 | 0
305 | XA09 - RTS Redevelopment Project | Replacement - Major Station CBD | Major Station | TRUE | Secondary | Network | Labour - Internal | 10% | 0 | 199.0043 | -66.0014 | 0 | 0 | 0 | 0 | 0 | 0 | 0 | 0 | 0 | 0 | -0.38281 | 0 | 0 | 0 | 0 | 0 | 0 | 0 | 0 | 0 | 0 | -3.1643 | 0 | 0 | 0 | 0 | 0 | 0 | 0 | 0 | 0 | 199.0043 | -69.5485 | 0 | 0 | 0 | 0 | 0 | 0 | 0 | 0 | 0 | 0% | 0% | 0% | 0% | 0% | 0% | 0% | 0% | 0% | 0% | 0% | [10 empty] | 0 | 0 | 0 | 0 | 0 | 0 | 0 | 0 | 0 | 0 | 0 | 0 | 0 | 0 | 0 | 0 | 0 | 0 | 0 | 0 | 0 | 0 | 0 | 0 | 0 | 0 | 0 | 0 | 0 | 0 | 0 | 0 | 0 | 0 | 0 | 0 | 0 | 0 | 0 | 0
306 | XA09 - RTS Redevelopment Project | Replacement - Major Station CBD | Major Station | TRUE | Secondary | Network | Labour - External | 50% | 0 | 995.0217 | -330.0069 | 0 | 0 | 0 | 0 | 0 | 0 | 0 | 0 | 0 | 0 | -1.914 | 0 | 0 | 0 | 0 | 0 | 0 | 0 | 0 | 0 | 0 | -15.8214 | 0 | 0 | 0 | 0 | 0 | 0 | 0 | 0 | 0 | 995.0217 | -347.7423 | 0 | 0 | 0 | 0 | 0 | 0 | 0 | 0 | 0 | 0% | 0% | 0% | 0% | 0% | 0% | 0% | 0% | 0% | 0% | 0% | [10 empty] | 0 | 0 | 0 | 0 | 0 | 0 | 0 | 0 | 0 | 0 | 0 | 0 | 0 | 0 | 0 | 0 | 0 | 0 | 0 | 0 | 0 | 0 | 0 | 0 | 0 | 0 | 0 | 0 | 0 | 0 | 0 | 0 | 0 | 0 | 0 | 0 | 0 | 0 | 0 | 0
307 | XA09 - RTS Redevelopment Project | Replacement - Major Station CBD | Major Station | TRUE | Switchgear | Network | Materials | 40% | 0 | 5418.9122 | -1797.2254 | 0 | 0 | 0 | 0 | 0 | 0 | 0 | 0 | 0 | 0 | 0 | 0 | 0 | 0 | 0 | 0 | 0 | 0 | 0 | 0 | 0 | -85.6669 | 0 | 0 | 0 | 0 | 0 | 0 | 0 | 0 | 0 | 5418.9122 | -1882.8922 | 0 | 0 | 0 | 0 | 0 | 0 | 0 | 0 | 0 | 0% | 0% | 0% | 0% | 0% | 0% | 0% | 0% | 0% | 0% | 0% | [10 empty] | 0 | 0 | 0 | 0 | 0 | 0 | 0 | 0 | 0 | 0 | 0 | 0 | 0 | 0 | 0 | 0 | 0 | 0 | 0 | 0 | 0 | 0 | 0 | 0 | 0 | 0 | 0 | 0 | 0 | 0 | 0 | 0 | 0 | 0 | 0 | 0 | 0 | 0 | 0 | 0
308 | XA09 - RTS Redevelopment Project | Replacement - Major Station CBD | Major Station | TRUE | Switchgear | Network | Labour - Internal | 10% | 0 | 1354.728 | -449.3063 | 0 | 0 | 0 | 0 | 0 | 0 | 0 | 0 | 0 | 0 | -2.606 | 0 | 0 | 0 | 0 | 0 | 0 | 0 | 0 | 0 | 0 | -21.5409 | 0 | 0 | 0 | 0 | 0 | 0 | 0 | 0 | 0 | 1354.728 | -473.4533 | 0 | 0 | 0 | 0 | 0 | 0 | 0 | 0 | 0 | 0% | 0% | 0% | 0% | 0% | 0% | 0% | 0% | 0% | 0% | 0% | [10 empty] | 0 | 0 | 0 | 0 | 0 | 0 | 0 | 0 | 0 | 0 | 0 | 0 | 0 | 0 | 0 | 0 | 0 | 0 | 0 | 0 | 0 | 0 | 0 | 0 | 0 | 0 | 0 | 0 | 0 | 0 | 0 | 0 | 0 | 0 | 0 | 0 | 0 | 0 | 0 | 0
309 | XA09 - RTS Redevelopment Project | Replacement - Major Station CBD | Major Station | TRUE | Switchgear | Network | Labour - External | 50% | 0 | 6773.6402 | -2246.5317 | 0 | 0 | 0 | 0 | 0 | 0 | 0 | 0 | 0 | 0 | -13.0299 | 0 | 0 | 0 | 0 | 0 | 0 | 0 | 0 | 0 | 0 | -107.7047 | 0 | 0 | 0 | 0 | 0 | 0 | 0 | 0 | 0 | 6773.6402 | -2367.2663 | 0 | 0 | 0 | 0 | 0 | 0 | 0 | 0 | 0 | 0% | 0% | 0% | 0% | 0% | 0% | 0% | 0% | 0% | 0% | 0% | [10 empty] | 0 | 0 | 0 | 0 | 0 | 0 | 0 | 0 | 0 | 0 | 0 | 0 | 0 | 0 | 0 | 0 | 0 | 0 | 0 | 0 | 0 | 0 | 0 | 0 | 0 | 0 | 0 | 0 | 0 | 0 | 0 | 0 | 0 | 0 | 0 | 0 | 0 | 0 | 0 | 0
310 | XA09 - RTS Redevelopment Project | Replacement - Major Station CBD | Major Station | TRUE | Transformers | Network | Materials | 40% | 0 | 4275.8983 | -1418.1357 | 0 | 0 | 0 | 0 | 0 | 0 | 0 | 0 | 0 | 0 | 0 | 0 | 0 | 0 | 0 | 0 | 0 | 0 | 0 | 0 | 0 | -67.5971 | 0 | 0 | 0 | 0 | 0 | 0 | 0 | 0 | 0 | 4275.8983 | -1485.7328 | 0 | 0 | 0 | 0 | 0 | 0 | 0 | 0 | 0 | 0% | 0% | 0% | 0% | 0% | 0% | 0% | 0% | 0% | 0% | 0% | [10 empty] | 0 | 0 | 0 | 0 | 0 | 0 | 0 | 0 | 0 | 0 | 0 | 0 | 0 | 0 | 0 | 0 | 0 | 0 | 0 | 0 | 0 | 0 | 0 | 0 | 0 | 0 | 0 | 0 | 0 | 0 | 0 | 0 | 0 | 0 | 0 | 0 | 0 | 0 | 0 | 0
311 | XA09 - RTS Redevelopment Project | Replacement - Major Station CBD | Major Station | TRUE | Transformers | Network | Labour - Internal | 10% | 0 | 1068.9746 | -354.5339 | 0 | 0 | 0 | 0 | 0 | 0 | 0 | 0 | 0 | 0 | -2.0563 | 0 | 0 | 0 | 0 | 0 | 0 | 0 | 0 | 0 | 0 | -16.9973 | 0 | 0 | 0 | 0 | 0 | 0 | 0 | 0 | 0 | 1068.9746 | -373.5875 | 0 | 0 | 0 | 0 | 0 | 0 | 0 | 0 | 0 | 0% | 0% | 0% | 0% | 0% | 0% | 0% | 0% | 0% | 0% | 0% | [10 empty] | 0 | 0 | 0 | 0 | 0 | 0 | 0 | 0 | 0 | 0 | 0 | 0 | 0 | 0 | 0 | 0 | 0 | 0 | 0 | 0 | 0 | 0 | 0 | 0 | 0 | 0 | 0 | 0 | 0 | 0 | 0 | 0 | 0 | 0 | 0 | 0 | 0 | 0 | 0 | 0
312 | XA09 - RTS Redevelopment Project | Replacement - Major Station CBD | Major Station | TRUE | Transformers | Network | Labour - External | 50% | 0 | 5344.8729 | -1772.6696 | 0 | 0 | 0 | 0 | 0 | 0 | 0 | 0 | 0 | 0 | -10.2815 | 0 | 0 | 0 | 0 | 0 | 0 | 0 | 0 | 0 | 0 | -84.9865 | 0 | 0 | 0 | 0 | 0 | 0 | 0 | 0 | 0 | 5344.8729 | -1867.9376 | 0 | 0 | 0 | 0 | 0 | 0 | 0 | 0 | 0 | 0% | 0% | 0% | 0% | 0% | 0% | 0% | 0% | 0% | 0% | 0% | [10 empty] | 0 | 0 | 0 | 0 | 0 | 0 | 0 | 0 | 0 | 0 | 0 | 0 | 0 | 0 | 0 | 0 | 0 | 0 | 0 | 0 | 0 | 0 | 0 | 0 | 0 | 0 | 0 | 0 | 0 | 0 | 0 | 0 | 0 | 0 | 0 | 0 | 0 | 0 | 0 | 0
313 | XA09 - RTS Redevelopment Project | Replacement - Major Station CBD | Major Station | TRUE | Towers and Conductor | Network | Materials | 40% | 0 | 1243.2645 | -412.3386 | 0 | 0 | 0 | 0 | 0 | 0 | 0 | 0 | 0 | 0 | 0 | 0 | 0 | 0 | 0 | 0 | 0 | 0 | 0 | 0 | 0 | -19.6546 | 0 | 0 | 0 | 0 | 0 | 0 | 0 | 0 | 0 | 1243.2645 | -431.9932 | 0 | 0 | 0 | 0 | 0 | 0 | 0 | 0 | 0 | 0% | 0% | 0% | 0% | 0% | 0% | 0% | 0% | 0% | 0% | 0% | [10 empty] | 0 | 0 | 0 | 0 | 0 | 0 | 0 | 0 | 0 | 0 | 0 | 0 | 0 | 0 | 0 | 0 | 0 | 0 | 0 | 0 | 0 | 0 | 0 | 0 | 0 | 0 | 0 | 0 | 0 | 0 | 0 | 0 | 0 | 0 | 0 | 0 | 0 | 0 | 0 | 0
314 | XA09 - RTS Redevelopment Project | Replacement - Major Station CBD | Major Station | TRUE | Towers and Conductor | Network | Labour - Internal | 10% | 0 | 310.8161 | -103.0846 | 0 | 0 | 0 | 0 | 0 | 0 | 0 | 0 | 0 | 0 | -0.59789 | 0 | 0 | 0 | 0 | 0 | 0 | 0 | 0 | 0 | 0 | -4.9422 | 0 | 0 | 0 | 0 | 0 | 0 | 0 | 0 | 0 | 310.8161 | -108.6247 | 0 | 0 | 0 | 0 | 0 | 0 | 0 | 0 | 0 | 0% | 0% | 0% | 0% | 0% | 0% | 0% | 0% | 0% | 0% | 0% | [10 empty] | 0 | 0 | 0 | 0 | 0 | 0 | 0 | 0 | 0 | 0 | 0 | 0 | 0 | 0 | 0 | 0 | 0 | 0 | 0 | 0 | 0 | 0 | 0 | 0 | 0 | 0 | 0 | 0 | 0 | 0 | 0 | 0 | 0 | 0 | 0 | 0 | 0 | 0 | 0 | 0
315 | XA09 - RTS Redevelopment Project | Replacement - Major Station CBD | Major Station | TRUE | Towers and Conductor | Network | Labour - External | 50% | 0 | 1554.0806 | -515.4232 | 0 | 0 | 0 | 0 | 0 | 0 | 0 | 0 | 0 | 0 | -2.9895 | 0 | 0 | 0 | 0 | 0 | 0 | 0 | 0 | 0 | 0 | -24.7108 | 0 | 0 | 0 | 0 | 0 | 0 | 0 | 0 | 0 | 1554.0806 | -543.1234 | 0 | 0 | 0 | 0 | 0 | 0 | 0 | 0 | 0 | 0% | 0% | 0% | 0% | 0% | 0% | 0% | 0% | 0% | 0% | 0% | [10 empty] | 0 | 0 | 0 | 0 | 0 | 0 | 0 | 0 | 0 | 0 | 0 | 0 | 0 | 0 | 0 | 0 | 0 | 0 | 0 | 0 | 0 | 0 | 0 | 0 | 0 | 0 | 0 | 0 | 0 | 0 | 0 | 0 | 0 | 0 | 0 | 0 | 0 | 0 | 0 | 0
316 | XA09 - RTS Redevelopment Project | Replacement - Major Station CBD | Major Station | TRUE | Establishment | Network | Materials | 40% | 0 | 802.7125 | -266.226 | 0 | 0 | 0 | 0 | 0 | 0 | 0 | 0 | 0 | 0 | 0 | 0 | 0 | 0 | 0 | 0 | 0 | 0 | 0 | 0 | 0 | -12.69 | 0 | 0 | 0 | 0 | 0 | 0 | 0 | 0 | 0 | 802.7125 | -278.916 | 0 | 0 | 0 | 0 | 0 | 0 | 0 | 0 | 0 | 0% | 0% | 0% | 0% | 0% | 0% | 0% | 0% | 0% | 0% | 0% | [10 empty] | 0 | 0 | 0 | 0 | 0 | 0 | 0 | 0 | 0 | 0 | 0 | 0 | 0 | 0 | 0 | 0 | 0 | 0 | 0 | 0 | 0 | 0 | 0 | 0 | 0 | 0 | 0 | 0 | 0 | 0 | 0 | 0 | 0 | 0 | 0 | 0 | 0 | 0 | 0 | 0
317 | XA09 - RTS Redevelopment Project | Replacement - Major Station CBD | Major Station | TRUE | Establishment | Network | Labour - Internal | 10% | 0 | 200.6781 | -66.5565 | 0 | 0 | 0 | 0 | 0 | 0 | 0 | 0 | 0 | 0 | -0.38603 | 0 | 0 | 0 | 0 | 0 | 0 | 0 | 0 | 0 | 0 | -3.1909 | 0 | 0 | 0 | 0 | 0 | 0 | 0 | 0 | 0 | 200.6781 | -70.1334 | 0 | 0 | 0 | 0 | 0 | 0 | 0 | 0 | 0 | 0% | 0% | 0% | 0% | 0% | 0% | 0% | 0% | 0% | 0% | 0% | [10 empty] | 0 | 0 | 0 | 0 | 0 | 0 | 0 | 0 | 0 | 0 | 0 | 0 | 0 | 0 | 0 | 0 | 0 | 0 | 0 | 0 | 0 | 0 | 0 | 0 | 0 | 0 | 0 | 0 | 0 | 0 | 0 | 0 | 0 | 0 | 0 | 0 | 0 | 0 | 0 | 0
318 | XA09 - RTS Redevelopment Project | Replacement - Major Station CBD | Major Station | TRUE | Establishment | Network | Labour - External | 50% | 0 | 1003.3907 | -332.7825 | 0 | 0 | 0 | 0 | 0 | 0 | 0 | 0 | 0 | 0 | -1.9301 | 0 | 0 | 0 | 0 | 0 | 0 | 0 | 0 | 0 | 0 | -15.9545 | 0 | 0 | 0 | 0 | 0 | 0 | 0 | 0 | 0 | 1003.3907 | -350.6671 | 0 | 0 | 0 | 0 | 0 | 0 | 0 | 0 | 0 | 0% | 0% | 0% | 0% | 0% | 0% | 0% | 0% | 0% | 0% | 0% | [10 empty] | 0 | 0 | 0 | 0 | 0 | 0 | 0 | 0 | 0 | 0 | 0 | 0 | 0 | 0 | 0 | 0 | 0 | 0 | 0 | 0 | 0 | 0 | 0 | 0 | 0 | 0 | 0 | 0 | 0 | 0 | 0 | 0 | 0 | 0 | 0 | 0 | 0 | 0 | 0 | 0
319 | XA09 - RTS Redevelopment - Part II | Replacement - Major Station CBD | Major Station | TRUE | Secondary | Network | Materials | 40% | 0 | 0 | 497.6398 | 0 | 0 | 0 | 0 | 0 | 0 | 0 | 0 | 0 | 0 | 0 | 0 | 0 | 0 | 0 | 0 | 0 | 0 | 0 | 0 | 0 | 23.7206 | 0 | 0 | 0 | 0 | 0 | 0 | 0 | 0 | 0 | 0 | 521.3604 | 0 | 0 | 0 | 0 | 0 | 0 | 0 | 0 | 0 | 0% | 0% | 0% | 0% | 0% | 0% | 0% | 0% | 0% | 0% | 0% | [10 empty] | 0 | 0 | 0 | 0 | 0 | 0 | 0 | 0 | 0 | 0 | 0 | 0 | 0 | 0 | 0 | 0 | 0 | 0 | 0 | 0 | 0 | 0 | 0 | 0 | 0 | 0 | 0 | 0 | 0 | 0 | 0 | 0 | 0 | 0 | 0 | 0 | 0 | 0 | 0 | 0
320 | XA09 - RTS Redevelopment - Part II | Replacement - Major Station CBD | Major Station | TRUE | Secondary | Network | Labour - Internal | 10% | 0 | 0 | 124.4099 | 0 | 0 | 0 | 0 | 0 | 0 | 0 | 0 | 0 | 0 | 0.72158 | 0 | 0 | 0 | 0 | 0 | 0 | 0 | 0 | 0 | 0 | 5.9645 | 0 | 0 | 0 | 0 | 0 | 0 | 0 | 0 | 0 | 0 | 131.0961 | 0 | 0 | 0 | 0 | 0 | 0 | 0 | 0 | 0 | 0% | 0% | 0% | 0% | 0% | 0% | 0% | 0% | 0% | 0% | 0% | [10 empty] | 0 | 0 | 0 | 0 | 0 | 0 | 0 | 0 | 0 | 0 | 0 | 0 | 0 | 0 | 0 | 0 | 0 | 0 | 0 | 0 | 0 | 0 | 0 | 0 | 0 | 0 | 0 | 0 | 0 | 0 | 0 | 0 | 0 | 0 | 0 | 0 | 0 | 0 | 0 | 0
321 | XA09 - RTS Redevelopment - Part II | Replacement - Major Station CBD | Major Station | TRUE | Secondary | Network | Labour - External | 50% | 0 | 0 | 622.0497 | 0 | 0 | 0 | 0 | 0 | 0 | 0 | 0 | 0 | 0 | 3.6079 | 0 | 0 | 0 | 0 | 0 | 0 | 0 | 0 | 0 | 0 | 29.8227 | 0 | 0 | 0 | 0 | 0 | 0 | 0 | 0 | 0 | 0 | 655.4803 | 0 | 0 | 0 | 0 | 0 | 0 | 0 | 0 | 0 | 0% | 0% | 0% | 0% | 0% | 0% | 0% | 0% | 0% | 0% | 0% | [10 empty] | 0 | 0 | 0 | 0 | 0 | 0 | 0 | 0 | 0 | 0 | 0 | 0 | 0 | 0 | 0 | 0 | 0 | 0 | 0 | 0 | 0 | 0 | 0 | 0 | 0 | 0 | 0 | 0 | 0 | 0 | 0 | 0 | 0 | 0 | 0 | 0 | 0 | 0 | 0 | 0
322 | XA09 - RTS Redevelopment - Part II | Replacement - Major Station CBD | Major Station | TRUE | Switchgear | Network | Materials | 40% | 0 | 0 | 3387.6979 | 0 | 0 | 0 | 0 | 0 | 0 | 0 | 0 | 0 | 0 | 0 | 0 | 0 | 0 | 0 | 0 | 0 | 0 | 0 | 0 | 0 | 161.4787 | 0 | 0 | 0 | 0 | 0 | 0 | 0 | 0 | 0 | 0 | 3549.1766 | 0 | 0 | 0 | 0 | 0 | 0 | 0 | 0 | 0 | 0% | 0% | 0% | 0% | 0% | 0% | 0% | 0% | 0% | 0% | 0% | [10 empty] | 0 | 0 | 0 | 0 | 0 | 0 | 0 | 0 | 0 | 0 | 0 | 0 | 0 | 0 | 0 | 0 | 0 | 0 | 0 | 0 | 0 | 0 | 0 | 0 | 0 | 0 | 0 | 0 | 0 | 0 | 0 | 0 | 0 | 0 | 0 | 0 | 0 | 0 | 0 | 0
323 | XA09 - RTS Redevelopment - Part II | Replacement - Major Station CBD | Major Station | TRUE | Switchgear | Network | Labour - Internal | 10% | 0 | 0 | 846.9245 | 0 | 0 | 0 | 0 | 0 | 0 | 0 | 0 | 0 | 0 | 4.9122 | 0 | 0 | 0 | 0 | 0 | 0 | 0 | 0 | 0 | 0 | 40.6038 | 0 | 0 | 0 | 0 | 0 | 0 | 0 | 0 | 0 | 0 | 892.4405 | 0 | 0 | 0 | 0 | 0 | 0 | 0 | 0 | 0 | 0% | 0% | 0% | 0% | 0% | 0% | 0% | 0% | 0% | 0% | 0% | [10 empty] | 0 | 0 | 0 | 0 | 0 | 0 | 0 | 0 | 0 | 0 | 0 | 0 | 0 | 0 | 0 | 0 | 0 | 0 | 0 | 0 | 0 | 0 | 0 | 0 | 0 | 0 | 0 | 0 | 0 | 0 | 0 | 0 | 0 | 0 | 0 | 0 | 0 | 0 | 0 | 0
324 | XA09 - RTS Redevelopment - Part II | Replacement - Major Station CBD | Major Station | TRUE | Switchgear | Network | Labour - External | 50% | 0 | 0 | 4234.6224 | 0 | 0 | 0 | 0 | 0 | 0 | 0 | 0 | 0 | 0 | 24.5608 | 0 | 0 | 0 | 0 | 0 | 0 | 0 | 0 | 0 | 0 | 203.019 | 0 | 0 | 0 | 0 | 0 | 0 | 0 | 0 | 0 | 0 | 4462.2023 | 0 | 0 | 0 | 0 | 0 | 0 | 0 | 0 | 0 | 0% | 0% | 0% | 0% | 0% | 0% | 0% | 0% | 0% | 0% | 0% | [10 empty] | 0 | 0 | 0 | 0 | 0 | 0 | 0 | 0 | 0 | 0 | 0 | 0 | 0 | 0 | 0 | 0 | 0 | 0 | 0 | 0 | 0 | 0 | 0 | 0 | 0 | 0 | 0 | 0 | 0 | 0 | 0 | 0 | 0 | 0 | 0 | 0 | 0 | 0 | 0 | 0
325 | XA09 - RTS Redevelopment - Part II | Replacement - Major Station CBD | Major Station | TRUE | Transformers | Network | Materials | 40% | 0 | 0 | 2673.1291 | 0 | 0 | 0 | 0 | 0 | 0 | 0 | 0 | 0 | 0 | 0 | 0 | 0 | 0 | 0 | 0 | 0 | 0 | 0 | 0 | 0 | 127.4179 | 0 | 0 | 0 | 0 | 0 | 0 | 0 | 0 | 0 | 0 | 2800.547 | 0 | 0 | 0 | 0 | 0 | 0 | 0 | 0 | 0 | 0% | 0% | 0% | 0% | 0% | 0% | 0% | 0% | 0% | 0% | 0% | [10 empty] | 0 | 0 | 0 | 0 | 0 | 0 | 0 | 0 | 0 | 0 | 0 | 0 | 0 | 0 | 0 | 0 | 0 | 0 | 0 | 0 | 0 | 0 | 0 | 0 | 0 | 0 | 0 | 0 | 0 | 0 | 0 | 0 | 0 | 0 | 0 | 0 | 0 | 0 | 0 | 0
326 | XA09 - RTS Redevelopment - Part II | Replacement - Major Station CBD | Major Station | TRUE | Transformers | Network | Labour - Internal | 10% | 0 | 0 | 668.2823 | 0 | 0 | 0 | 0 | 0 | 0 | 0 | 0 | 0 | 0 | 3.876 | 0 | 0 | 0 | 0 | 0 | 0 | 0 | 0 | 0 | 0 | 32.0392 | 0 | 0 | 0 | 0 | 0 | 0 | 0 | 0 | 0 | 0 | 704.1975 | 0 | 0 | 0 | 0 | 0 | 0 | 0 | 0 | 0 | 0% | 0% | 0% | 0% | 0% | 0% | 0% | 0% | 0% | 0% | 0% | [10 empty] | 0 | 0 | 0 | 0 | 0 | 0 | 0 | 0 | 0 | 0 | 0 | 0 | 0 | 0 | 0 | 0 | 0 | 0 | 0 | 0 | 0 | 0 | 0 | 0 | 0 | 0 | 0 | 0 | 0 | 0 | 0 | 0 | 0 | 0 | 0 | 0 | 0 | 0 | 0 | 0
327 | XA09 - RTS Redevelopment - Part II | Replacement - Major Station CBD | Major Station | TRUE | Transformers | Network | Labour - External | 50% | 0 | 0 | 3341.4114 | 0 | 0 | 0 | 0 | 0 | 0 | 0 | 0 | 0 | 0 | 19.3802 | 0 | 0 | 0 | 0 | 0 | 0 | 0 | 0 | 0 | 0 | 160.1961 | 0 | 0 | 0 | 0 | 0 | 0 | 0 | 0 | 0 | 0 | 3520.9877 | 0 | 0 | 0 | 0 | 0 | 0 | 0 | 0 | 0 | 0% | 0% | 0% | 0% | 0% | 0% | 0% | 0% | 0% | 0% | 0% | [10 empty] | 0 | 0 | 0 | 0 | 0 | 0 | 0 | 0 | 0 | 0 | 0 | 0 | 0 | 0 | 0 | 0 | 0 | 0 | 0 | 0 | 0 | 0 | 0 | 0 | 0 | 0 | 0 | 0 | 0 | 0 | 0 | 0 | 0 | 0 | 0 | 0 | 0 | 0 | 0 | 0
328 | XA09 - RTS Redevelopment - Part II | Replacement - Major Station CBD | Major Station | TRUE | Towers and Conductor | Network | Materials | 40% | 0 | 0 | 777.2417 | 0 | 0 | 0 | 0 | 0 | 0 | 0 | 0 | 0 | 0 | 0 | 0 | 0 | 0 | 0 | 0 | 0 | 0 | 0 | 0 | 0 | 37.0482 | 0 | 0 | 0 | 0 | 0 | 0 | 0 | 0 | 0 | 0 | 814.2899 | 0 | 0 | 0 | 0 | 0 | 0 | 0 | 0 | 0 | 0% | 0% | 0% | 0% | 0% | 0% | 0% | 0% | 0% | 0% | 0% | [10 empty] | 0 | 0 | 0 | 0 | 0 | 0 | 0 | 0 | 0 | 0 | 0 | 0 | 0 | 0 | 0 | 0 | 0 | 0 | 0 | 0 | 0 | 0 | 0 | 0 | 0 | 0 | 0 | 0 | 0 | 0 | 0 | 0 | 0 | 0 | 0 | 0 | 0 | 0 | 0 | 0
329 | XA09 - RTS Redevelopment - Part II | Replacement - Major Station CBD | Major Station | TRUE | Towers and Conductor | Network | Labour - Internal | 10% | 0 | 0 | 194.3104 | 0 | 0 | 0 | 0 | 0 | 0 | 0 | 0 | 0 | 0 | 1.127 | 0 | 0 | 0 | 0 | 0 | 0 | 0 | 0 | 0 | 0 | 9.3158 | 0 | 0 | 0 | 0 | 0 | 0 | 0 | 0 | 0 | 0 | 204.7532 | 0 | 0 | 0 | 0 | 0 | 0 | 0 | 0 | 0 | 0% | 0% | 0% | 0% | 0% | 0% | 0% | 0% | 0% | 0% | 0% | [10 empty] | 0 | 0 | 0 | 0 | 0 | 0 | 0 | 0 | 0 | 0 | 0 | 0 | 0 | 0 | 0 | 0 | 0 | 0 | 0 | 0 | 0 | 0 | 0 | 0 | 0 | 0 | 0 | 0 | 0 | 0 | 0 | 0 | 0 | 0 | 0 | 0 | 0 | 0 | 0 | 0
330 | XA09 - RTS Redevelopment - Part II | Replacement - Major Station CBD | Major Station | TRUE | Towers and Conductor | Network | Labour - External | 50% | 0 | 0 | 971.5521 | 0 | 0 | 0 | 0 | 0 | 0 | 0 | 0 | 0 | 0 | 5.635 | 0 | 0 | 0 | 0 | 0 | 0 | 0 | 0 | 0 | 0 | 46.5788 | 0 | 0 | 0 | 0 | 0 | 0 | 0 | 0 | 0 | 0 | 1023.7659 | 0 | 0 | 0 | 0 | 0 | 0 | 0 | 0 | 0 | 0% | 0% | 0% | 0% | 0% | 0% | 0% | 0% | 0% | 0% | 0% | [10 empty] | 0 | 0 | 0 | 0 | 0 | 0 | 0 | 0 | 0 | 0 | 0 | 0 | 0 | 0 | 0 | 0 | 0 | 0 | 0 | 0 | 0 | 0 | 0 | 0 | 0 | 0 | 0 | 0 | 0 | 0 | 0 | 0 | 0 | 0 | 0 | 0 | 0 | 0 | 0 | 0
331 | XA09 - RTS Redevelopment - Part II | Replacement - Major Station CBD | Major Station | TRUE | Establishment | Network | Materials | 40% | 0 | 0 | 501.8254 | 0 | 0 | 0 | 0 | 0 | 0 | 0 | 0 | 0 | 0 | 0 | 0 | 0 | 0 | 0 | 0 | 0 | 0 | 0 | 0 | 0 | 23.9201 | 0 | 0 | 0 | 0 | 0 | 0 | 0 | 0 | 0 | 0 | 525.7455 | 0 | 0 | 0 | 0 | 0 | 0 | 0 | 0 | 0 | 0% | 0% | 0% | 0% | 0% | 0% | 0% | 0% | 0% | 0% | 0% | [10 empty] | 0 | 0 | 0 | 0 | 0 | 0 | 0 | 0 | 0 | 0 | 0 | 0 | 0 | 0 | 0 | 0 | 0 | 0 | 0 | 0 | 0 | 0 | 0 | 0 | 0 | 0 | 0 | 0 | 0 | 0 | 0 | 0 | 0 | 0 | 0 | 0 | 0 | 0 | 0 | 0
332 | XA09 - RTS Redevelopment - Part II | Replacement - Major Station CBD | Major Station | TRUE | Establishment | Network | Labour - Internal | 10% | 0 | 0 | 125.4563 | 0 | 0 | 0 | 0 | 0 | 0 | 0 | 0 | 0 | 0 | 0.72765 | 0 | 0 | 0 | 0 | 0 | 0 | 0 | 0 | 0 | 0 | 6.0147 | 0 | 0 | 0 | 0 | 0 | 0 | 0 | 0 | 0 | 0 | 132.1987 | 0 | 0 | 0 | 0 | 0 | 0 | 0 | 0 | 0 | 0% | 0% | 0% | 0% | 0% | 0% | 0% | 0% | 0% | 0% | 0% | [10 empty] | 0 | 0 | 0 | 0 | 0 | 0 | 0 | 0 | 0 | 0 | 0 | 0 | 0 | 0 | 0 | 0 | 0 | 0 | 0 | 0 | 0 | 0 | 0 | 0 | 0 | 0 | 0 | 0 | 0 | 0 | 0 | 0 | 0 | 0 | 0 | 0 | 0 | 0 | 0 | 0
333 | XA09 - RTS Redevelopment - Part II | Replacement - Major Station CBD | Major Station | TRUE | Establishment | Network | Labour - External | 50% | 0 | 0 | 627.2817 | 0 | 0 | 0 | 0 | 0 | 0 | 0 | 0 | 0 | 0 | 3.6382 | 0 | 0 | 0 | 0 | 0 | 0 | 0 | 0 | 0 | 0 | 30.0736 | 0 | 0 | 0 | 0 | 0 | 0 | 0 | 0 | 0 | 0 | 660.9935 | 0 | 0 | 0 | 0 | 0 | 0 | 0 | 0 | 0 | 0% | 0% | 0% | 0% | 0% | 0% | 0% | 0% | 0% | 0% | 0% | [10 empty] | 0 | 0 | 0 | 0 | 0 | 0 | 0 | 0 | 0 | 0 | 0 | 0 | 0 | 0 | 0 | 0 | 0 | 0 | 0 | 0 | 0 | 0 | 0 | 0 | 0 | 0 | 0 | 0 | 0 | 0 | 0 | 0 | 0 | 0 | 0 | 0 | 0 | 0 | 0 | 0
334 | FBTS 220 & 66 kV CB Replacement Stage 1 | Replacement - Major Station | Major Station | TRUE | Switchgear | Network | Materials | 40% | 0 | 1963.5262 | 998.7247 | 2201.3361 | 786.5725 | 0 | 0 | 0 | 0 | 0 | 0 | 0 | 0 | 0 | 0 | 0 | 0 | 0 | 0 | 0 | 0 | 0 | 0 | 0 | 47.6054 | 149.3849 | 47.8609 | 0 | 0 | 0 | 0 | 0 | 0 | 0 | 1963.5262 | 1046.3301 | 2350.721 | 834.4334 | 0 | 0 | 0 | 0 | 0 | 0 | 0 | 0% | 90% | 10% | 0% | 0% | 0% | 0% | 0% | 0% | 0% | 100% | [10 empty] | 0 | 5307.6002 | 601.0386 | 0 | 0 | 0 | 0 | 0 | 0 | 0 | 0 | 0 | 0 | 0 | 0 | 0 | 0 | 0 | 0 | 0 | 0 | 197.7872 | 47.8609 | 0 | 0 | 0 | 0 | 0 | 0 | 0 | 0 | 5505.3874 | 648.8995 | 0 | 0 | 0 | 0 | 0 | 0 | 0
335 | FBTS 220 & 66 kV CB Replacement Stage 1 | Replacement - Major Station | Major Station | TRUE | Switchgear | Network | Labour - Internal | 10% | 0 | 490.8816 | 249.6812 | 550.334 | 196.6431 | 0 | 0 | 0 | 0 | 0 | 0 | 0 | 0 | 1.4482 | 2.0137 | 1.9414 | 0 | 0 | 0 | 0 | 0 | 0 | 0 | 0 | 11.9704 | 37.4829 | 12.0834 | 0 | 0 | 0 | 0 | 0 | 0 | 0 | 490.8816 | 263.0997 | 589.8306 | 210.6679 | 0 | 0 | 0 | 0 | 0 | 0 | 0 | 0% | 90% | 10% | 0% | 0% | 0% | 0% | 0% | 0% | 0% | 100% | [10 empty] | 0 | 1326.9 | 150.2596 | 0 | 0 | 0 | 0 | 0 | 0 | 0 | 0 | 3.4861 | 1.9414 | 0 | 0 | 0 | 0 | 0 | 0 | 0 | 0 | 49.6536 | 12.0834 | 0 | 0 | 0 | 0 | 0 | 0 | 0 | 0 | 1380.0398 | 164.2844 | 0 | 0 | 0 | 0 | 0 | 0 | 0
336 | FBTS 220 & 66 kV CB Replacement Stage 1 | Replacement - Major Station | Major Station | TRUE | Switchgear | Network | Labour - External | 50% | 0 | 2454.4078 | 1248.4059 | 2751.6702 | 983.2156 | 0 | 0 | 0 | 0 | 0 | 0 | 0 | 0 | 7.2408 | -7.2331 | -1.4337 | 0 | 0 | 0 | 0 | 0 | 0 | 0 | 0 | 59.8519 | 186.2403 | 59.7389 | 0 | 0 | 0 | 0 | 0 | 0 | 0 | 2454.4078 | 1315.4985 | 2930.6773 | 1041.5208 | 0 | 0 | 0 | 0 | 0 | 0 | 0 | 0% | 90% | 10% | 0% | 0% | 0% | 0% | 0% | 0% | 0% | 100% | [10 empty] | 0 | 6634.5002 | 751.2982 | 0 | 0 | 0 | 0 | 0 | 0 | 0 | 0 | 0.12885 | -1.4337 | 0 | 0 | 0 | 0 | 0 | 0 | 0 | 0 | 247.0941 | 59.7389 | 0 | 0 | 0 | 0 | 0 | 0 | 0 | 0 | 6881.7232 | 809.6034 | 0 | 0 | 0 | 0 | 0 | 0 | 0
337 | HWPS 220kV CB Replacement - Stage 4 | Replacement - Major Station | Major Station | TRUE | Switchgear | Network | Materials | 40% | 0 | 3644.3891 | 430.1366 | 941.6919 | 783.1406 | 1013.5658 | 0 | 0 | 0 | 0 | 0 | 0 | 0 | 0 | 0 | 0 | 0 | 0 | 0 | 0 | 0 | 0 | 0 | 0 | 20.503 | 63.9042 | 47.6521 | 54.9202 | 0 | 0 | 0 | 0 | 0 | 0 | 3644.3891 | 450.6396 | 1005.596 | 830.7927 | 1068.486 | 0 | 0 | 0 | 0 | 0 | 0 | 20% | 40% | 30% | 10% | 0% | 0% | 0% | 0% | 0% | 0% | 100% | [10 empty] | 1313.1212 | 2670.2058 | 2041.0453 | 686.6989 | 0 | 0 | 0 | 0 | 0 | 0 | 0 | 0 | 0 | 0 | 0 | 0 | 0 | 0 | 0 | 0 | 20.503 | 48.1228 | 71.2204 | 47.366 | 0 | 0 | 0 | 0 | 0 | 0 | 1333.6241 | 2718.3286 | 2112.2657 | 734.0649 | 0 | 0 | 0 | 0 | 0 | 0
338 | HWPS 220kV CB Replacement - Stage 4 | Replacement - Major Station | Major Station | TRUE | Switchgear | Network | Labour - Internal | 10% | 0 | 911.0973 | 107.5342 | 235.423 | 195.7851 | 253.3915 | 0 | 0 | 0 | 0 | 0 | 0 | 0 | 0.6237 | 0.86142 | 1.933 | 3.8313 | 0 | 0 | 0 | 0 | 0 | 0 | 0 | 5.1555 | 16.0345 | 12.0306 | 13.9376 | 0 | 0 | 0 | 0 | 0 | 0 | 911.0973 | 113.3133 | 252.3189 | 209.7488 | 271.1604 | 0 | 0 | 0 | 0 | 0 | 0 | 20% | 40% | 30% | 10% | 0% | 0% | 0% | 0% | 0% | 0% | 100% | [10 empty] | 328.2803 | 667.5515 | 510.2613 | 171.6747 | 0 | 0 | 0 | 0 | 0 | 0 | 0.6237 | 0.58293 | 2.4099 | 3.6364 | 0 | 0 | 0 | 0 | 0 | 0 | 5.1555 | 12.0726 | 17.9512 | 12.0374 | 0 | 0 | 0 | 0 | 0 | 0 | 334.0595 | 680.207 | 530.6223 | 187.3486 | 0 | 0 | 0 | 0 | 0 | 0
339 | HWPS 220kV CB Replacement - Stage 4 | Replacement - Major Station | Major Station | TRUE | Switchgear | Network | Labour - External | 50% | 0 | 4555.4863 | 537.6708 | 1177.1148 | 978.9257 | 1266.9573 | 0 | 0 | 0 | 0 | 0 | 0 | 0 | 3.1185 | -3.0942 | -1.4275 | 0 | 0 | 0 | 0 | 0 | 0 | 0 | 0 | 25.7774 | 79.6702 | 59.4783 | 68.6502 | 0 | 0 | 0 | 0 | 0 | 0 | 4555.4863 | 566.5666 | 1253.6909 | 1036.9766 | 1335.6075 | 0 | 0 | 0 | 0 | 0 | 0 | 20% | 40% | 30% | 10% | 0% | 0% | 0% | 0% | 0% | 0% | 100% | [10 empty] | 1641.4014 | 3337.7573 | 2551.3066 | 858.3737 | 0 | 0 | 0 | 0 | 0 | 0 | 3.1185 | -3.1084 | -1.4883 | 0.076061 | 0 | 0 | 0 | 0 | 0 | 0 | 25.7774 | 59.9544 | 88.9193 | 59.2158 | 0 | 0 | 0 | 0 | 0 | 0 | 1670.2973 | 3394.6033 | 2638.7376 | 917.6655 | 0 | 0 | 0 | 0 | 0 | 0
340 | FBTS Transformer and CB Replacement | Replacement - Major Station | Major Station | TRUE | Secondary | Network | Materials | 40% | 0 | 233.549 | 173.3869 | 202.6936 | 102.1459 | 0 | 0 | 0 | 0 | 0 | 0 | 0 | 0 | 0 | 0 | 0 | 0 | 0 | 0 | 0 | 0 | 0 | 0 | 0 | 8.2647 | 13.755 | 6.2153 | 0 | 0 | 0 | 0 | 0 | 0 | 0 | 233.549 | 181.6516 | 216.4486 | 108.3612 | 0 | 0 | 0 | 0 | 0 | 0 | 0 | 0% | 83% | 17% | 0% | 0% | 0% | 0% | 0% | 0% | 0% | 100% | [10 empty] | 0 | 586.183 | 122.3632 | 0 | 0 | 0 | 0 | 0 | 0 | 0 | 0 | 0 | 0 | 0 | 0 | 0 | 0 | 0 | 0 | 0 | 0 | 22.158 | 6.2153 | 0 | 0 | 0 | 0 | 0 | 0 | 0 | 0 | 608.341 | 128.5785 | 0 | 0 | 0 | 0 | 0 | 0 | 0
341 | FBTS Transformer and CB Replacement | Replacement - Major Station | Major Station | TRUE | Secondary | Network | Labour - Internal | 10% | 0 | 58.3872 | 43.3467 | 50.6734 | 25.5365 | 0 | 0 | 0 | 0 | 0 | 0 | 0 | 0 | 0.25141 | 0.18542 | 0.25212 | 0 | 0 | 0 | 0 | 0 | 0 | 0 | 0 | 2.0782 | 3.4513 | 1.5692 | 0 | 0 | 0 | 0 | 0 | 0 | 0 | 58.3872 | 45.6763 | 54.3102 | 27.3578 | 0 | 0 | 0 | 0 | 0 | 0 | 0 | 0% | 83% | 17% | 0% | 0% | 0% | 0% | 0% | 0% | 0% | 100% | [10 empty] | 0 | 146.5457 | 30.5908 | 0 | 0 | 0 | 0 | 0 | 0 | 0 | 0 | 0.44104 | 0.25212 | 0 | 0 | 0 | 0 | 0 | 0 | 0 | 0 | 5.5643 | 1.5692 | 0 | 0 | 0 | 0 | 0 | 0 | 0 | 0 | 152.5511 | 32.4121 | 0 | 0 | 0 | 0 | 0 | 0 | 0
342 | FBTS Transformer and CB Replacement | Replacement - Major Station | Major Station | TRUE | Secondary | Network | Labour - External | 50% | 0 | 291.9362 | 216.7336 | 253.367 | 127.6824 | 0 | 0 | 0 | 0 | 0 | 0 | 0 | 0 | 1.2571 | -0.66601 | -0.18618 | 0 | 0 | 0 | 0 | 0 | 0 | 0 | 0 | 10.3908 | 17.1486 | 7.7578 | 0 | 0 | 0 | 0 | 0 | 0 | 0 | 291.9362 | 228.3815 | 269.8496 | 135.254 | 0 | 0 | 0 | 0 | 0 | 0 | 0 | 0% | 83% | 17% | 0% | 0% | 0% | 0% | 0% | 0% | 0% | 100% | [10 empty] | 0 | 732.7287 | 152.9539 | 0 | 0 | 0 | 0 | 0 | 0 | 0 | 0 | 0.61209 | -0.18618 | 0 | 0 | 0 | 0 | 0 | 0 | 0 | 0 | 27.7133 | 7.7578 | 0 | 0 | 0 | 0 | 0 | 0 | 0 | 0 | 761.0541 | 160.5256 | 0 | 0 | 0 | 0 | 0 | 0 | 0
343 | FBTS Transformer and CB Replacement | Replacement - Major Station | Major Station | TRUE | Switchgear | Network | Materials | 40% | 0 | 732.1572 | 543.554 | 635.4282 | 320.2193 | 0 | 0 | 0 | 0 | 0 | 0 | 0 | 0 | 0 | 0 | 0 | 0 | 0 | 0 | 0 | 0 | 0 | 0 | 0 | 25.9092 | 43.1208 | 19.4845 | 0 | 0 | 0 | 0 | 0 | 0 | 0 | 732.1572 | 569.4632 | 678.549 | 339.7038 | 0 | 0 | 0 | 0 | 0 | 0 | 0 | 0% | 83% | 17% | 0% | 0% | 0% | 0% | 0% | 0% | 0% | 100% | [10 empty] | 0 | 1837.6363 | 383.5986 | 0 | 0 | 0 | 0 | 0 | 0 | 0 | 0 | 0 | 0 | 0 | 0 | 0 | 0 | 0 | 0 | 0 | 0 | 69.4637 | 19.4845 | 0 | 0 | 0 | 0 | 0 | 0 | 0 | 0 | 1907.1 | 403.0831 | 0 | 0 | 0 | 0 | 0 | 0 | 0
344 | FBTS Transformer and CB Replacement | Replacement - Major Station | Major Station | TRUE | Switchgear | Network | Labour - Internal | 10% | 0 | 183.0393 | 135.8885 | 158.857 | 80.0548 | 0 | 0 | 0 | 0 | 0 | 0 | 0 | 0 | 0.78815 | 0.58127 | 0.79037 | 0 | 0 | 0 | 0 | 0 | 0 | 0 | 0 | 6.5149 | 10.8196 | 4.9192 | 0 | 0 | 0 | 0 | 0 | 0 | 0 | 183.0393 | 143.1915 | 170.258 | 85.7644 | 0 | 0 | 0 | 0 | 0 | 0 | 0 | 0% | 83% | 17% | 0% | 0% | 0% | 0% | 0% | 0% | 0% | 100% | [10 empty] | 0 | 459.4091 | 95.8997 | 0 | 0 | 0 | 0 | 0 | 0 | 0 | 0 | 1.3826 | 0.79037 | 0 | 0 | 0 | 0 | 0 | 0 | 0 | 0 | 17.4436 | 4.9192 | 0 | 0 | 0 | 0 | 0 | 0 | 0 | 0 | 478.2353 | 101.6093 | 0 | 0 | 0 | 0 | 0 | 0 | 0
345 | FBTS Transformer and CB Replacement | Replacement - Major Station | Major Station | TRUE | Switchgear | Network | Labour - External | 50% | 0 | 915.1966 | 679.4425 | 794.2852 | 400.2741 | 0 | 0 | 0 | 0 | 0 | 0 | 0 | 0 | 3.9408 | -2.0879 | -0.58367 | 0 | 0 | 0 | 0 | 0 | 0 | 0 | 0 | 32.5743 | 53.7593 | 24.3201 | 0 | 0 | 0 | 0 | 0 | 0 | 0 | 915.1966 | 715.9576 | 845.9567 | 424.0105 | 0 | 0 | 0 | 0 | 0 | 0 | 0 | 0% | 83% | 17% | 0% | 0% | 0% | 0% | 0% | 0% | 0% | 100% | [10 empty] | 0 | 2297.0454 | 479.4983 | 0 | 0 | 0 | 0 | 0 | 0 | 0 | 0 | 1.9189 | -0.58367 | 0 | 0 | 0 | 0 | 0 | 0 | 0 | 0 | 86.8789 | 24.3201 | 0 | 0 | 0 | 0 | 0 | 0 | 0 | 0 | 2385.8432 | 503.2347 | 0 | 0 | 0 | 0 | 0 | 0 | 0
346 | FBTS Transformer and CB Replacement | Replacement - Major Station | Major Station | TRUE | Transformers | Network | Materials | 40% | 0 | 587.847 | 436.418 | 510.1835 | 257.1031 | 0 | 0 | 0 | 0 | 0 | 0 | 0 | 0 | 0 | 0 | 0 | 0 | 0 | 0 | 0 | 0 | 0 | 0 | 0 | 20.8024 | 34.6216 | 15.6441 | 0 | 0 | 0 | 0 | 0 | 0 | 0 | 587.847 | 457.2203 | 544.805 | 272.7472 | 0 | 0 | 0 | 0 | 0 | 0 | 0 | 0% | 83% | 17% | 0% | 0% | 0% | 0% | 0% | 0% | 0% | 100% | [10 empty] | 0 | 1475.433 | 307.9902 | 0 | 0 | 0 | 0 | 0 | 0 | 0 | 0 | 0 | 0 | 0 | 0 | 0 | 0 | 0 | 0 | 0 | 0 | 55.7722 | 15.6441 | 0 | 0 | 0 | 0 | 0 | 0 | 0 | 0 | 1531.2052 | 323.6343 | 0 | 0 | 0 | 0 | 0 | 0 | 0
347 | FBTS Transformer and CB Replacement | Replacement - Major Station | Major Station | TRUE | Transformers | Network | Labour - Internal | 10% | 0 | 146.9617 | 109.1045 | 127.5459 | 64.2758 | 0 | 0 | 0 | 0 | 0 | 0 | 0 | 0 | 0.63281 | 0.4667 | 0.63459 | 0 | 0 | 0 | 0 | 0 | 0 | 0 | 0 | 5.2308 | 8.6871 | 3.9496 | 0 | 0 | 0 | 0 | 0 | 0 | 0 | 146.9617 | 114.9681 | 136.6996 | 68.86 | 0 | 0 | 0 | 0 | 0 | 0 | 0 | 0% | 83% | 17% | 0% | 0% | 0% | 0% | 0% | 0% | 0% | 100% | [10 empty] | 0 | 368.8582 | 76.9976 | 0 | 0 | 0 | 0 | 0 | 0 | 0 | 0 | 1.1101 | 0.63459 | 0 | 0 | 0 | 0 | 0 | 0 | 0 | 0 | 14.0054 | 3.9496 | 0 | 0 | 0 | 0 | 0 | 0 | 0 | 0 | 383.9737 | 81.5818 | 0 | 0 | 0 | 0 | 0 | 0 | 0
348 | FBTS Transformer and CB Replacement | Replacement - Major Station | Major Station | TRUE | Transformers | Network | Labour - External | 50% | 0 | 734.8087 | 545.5225 | 637.7293 | 321.3789 | 0 | 0 | 0 | 0 | 0 | 0 | 0 | 0 | 3.164 | -1.6764 | -0.46863 | 0 | 0 | 0 | 0 | 0 | 0 | 0 | 0 | 26.1538 | 43.1632 | 19.5266 | 0 | 0 | 0 | 0 | 0 | 0 | 0 | 734.8087 | 574.8403 | 679.2162 | 340.4369 | 0 | 0 | 0 | 0 | 0 | 0 | 0 | 0% | 83% | 17% | 0% | 0% | 0% | 0% | 0% | 0% | 0% | 100% | [10 empty] | 0 | 1844.2912 | 384.9878 | 0 | 0 | 0 | 0 | 0 | 0 | 0 | 0 | 1.5406 | -0.46863 | 0 | 0 | 0 | 0 | 0 | 0 | 0 | 0 | 69.7548 | 19.5266 | 0 | 0 | 0 | 0 | 0 | 0 | 0 | 0 | 1915.5867 | 404.0457 | 0 | 0 | 0 | 0 | 0 | 0 | 0
349 | FBTS Transformer and CB Replacement | Replacement - Major Station | Major Station | TRUE | Towers and Conductor | Network | Materials | 40% | 0 | 25.3281 | 18.8036 | 21.9819 | 11.0776 | 0 | 0 | 0 | 0 | 0 | 0 | 0 | 0 | 0 | 0 | 0 | 0 | 0 | 0 | 0 | 0 | 0 | 0 | 0 | 0.8963 | 1.4917 | 0.67404 | 0 | 0 | 0 | 0 | 0 | 0 | 0 | 25.3281 | 19.6999 | 23.4736 | 11.7517 | 0 | 0 | 0 | 0 | 0 | 0 | 0 | 0% | 83% | 17% | 0% | 0% | 0% | 0% | 0% | 0% | 0% | 100% | [10 empty] | 0 | 63.5709 | 13.2701 | 0 | 0 | 0 | 0 | 0 | 0 | 0 | 0 | 0 | 0 | 0 | 0 | 0 | 0 | 0 | 0 | 0 | 0 | 2.403 | 0.67404 | 0 | 0 | 0 | 0 | 0 | 0 | 0 | 0 | 65.9739 | 13.9442 | 0 | 0 | 0 | 0 | 0 | 0 | 0
350 | FBTS Transformer and CB Replacement | Replacement - Major Station | Major Station | TRUE | Towers and Conductor | Network | Labour - Internal | 10% | 0 | 6.332 | 4.7009 | 5.4955 | 2.7694 | 0 | 0 | 0 | 0 | 0 | 0 | 0 | 0 | 0.027265 | 0.020108 | 0.027342 | 0 | 0 | 0 | 0 | 0 | 0 | 0 | 0 | 0.22537 | 0.37429 | 0.17017 | 0 | 0 | 0 | 0 | 0 | 0 | 0 | 6.332 | 4.9535 | 5.8899 | 2.9669 | 0 | 0 | 0 | 0 | 0 | 0 | 0 | 0% | 83% | 17% | 0% | 0% | 0% | 0% | 0% | 0% | 0% | 100% | [10 empty] | 0 | 15.8927 | 3.3175 | 0 | 0 | 0 | 0 | 0 | 0 | 0 | 0 | 0.04783 | 0.027342 | 0 | 0 | 0 | 0 | 0 | 0 | 0 | 0 | 0.60344 | 0.17017 | 0 | 0 | 0 | 0 | 0 | 0 | 0 | 0 | 16.544 | 3.5151 | 0 | 0 | 0 | 0 | 0 | 0 | 0
351 | FBTS Transformer and CB Replacement | Replacement - Major Station | Major Station | TRUE | Towers and Conductor | Network | Labour - External | 50% | 0 | 31.6602 | 23.5045 | 27.4774 | 13.847 | 0 | 0 | 0 | 0 | 0 | 0 | 0 | 0 | 0.13633 | -0.072228 | -0.020191 | 0 | 0 | 0 | 0 | 0 | 0 | 0 | 0 | 1.1269 | 1.8597 | 0.84133 | 0 | 0 | 0 | 0 | 0 | 0 | 0 | 31.6602 | 24.7677 | 29.2649 | 14.6682 | 0 | 0 | 0 | 0 | 0 | 0 | 0 | 0% | 83% | 17% | 0% | 0% | 0% | 0% | 0% | 0% | 0% | 100% | [10 empty] | 0 | 79.4636 | 16.5877 | 0 | 0 | 0 | 0 | 0 | 0 | 0 | 0 | 0.066381 | -0.020191 | 0 | 0 | 0 | 0 | 0 | 0 | 0 | 0 | 3.0055 | 0.84133 | 0 | 0 | 0 | 0 | 0 | 0 | 0 | 0 | 82.5355 | 17.4088 | 0 | 0 | 0 | 0 | 0 | 0 | 0
352 | FBTS Transformer and CB Replacement | Replacement - Major Station | Major Station | TRUE | Establishment | Network | Materials | 40% | 0 | 202.9883 | 150.6987 | 176.1705 | 88.7798 | 0 | 0 | 0 | 0 | 0 | 0 | 0 | 0 | 0 | 0 | 0 | 0 | 0 | 0 | 0 | 0 | 0 | 0 | 0 | 7.1832 | 11.9551 | 5.402 | 0 | 0 | 0 | 0 | 0 | 0 | 0 | 202.9883 | 157.8819 | 188.1256 | 94.1818 | 0 | 0 | 0 | 0 | 0 | 0 | 0 | 0% | 83% | 17% | 0% | 0% | 0% | 0% | 0% | 0% | 0% | 100% | [10 empty] | 0 | 509.479 | 106.3515 | 0 | 0 | 0 | 0 | 0 | 0 | 0 | 0 | 0 | 0 | 0 | 0 | 0 | 0 | 0 | 0 | 0 | 0 | 19.2586 | 5.402 | 0 | 0 | 0 | 0 | 0 | 0 | 0 | 0 | 528.7376 | 111.7536 | 0 | 0 | 0 | 0 | 0 | 0 | 0
353 | FBTS Transformer and CB Replacement | Replacement - Major Station | Major Station | TRUE | Establishment | Network | Labour - Internal | 10% | 0 | 50.7471 | 37.6747 | 44.0426 | 22.195 | 0 | 0 | 0 | 0 | 0 | 0 | 0 | 0 | 0.21851 | 0.16115 | 0.21913 | 0 | 0 | 0 | 0 | 0 | 0 | 0 | 0 | 1.8062 | 2.9997 | 1.3638 | 0 | 0 | 0 | 0 | 0 | 0 | 0 | 50.7471 | 39.6994 | 47.2035 | 23.7779 | 0 | 0 | 0 | 0 | 0 | 0 | 0 | 0% | 83% | 17% | 0% | 0% | 0% | 0% | 0% | 0% | 0% | 100% | [10 empty] | 0 | 127.3698 | 26.5879 | 0 | 0 | 0 | 0 | 0 | 0 | 0 | 0 | 0.38333 | 0.21913 | 0 | 0 | 0 | 0 | 0 | 0 | 0 | 0 | 4.8362 | 1.3638 | 0 | 0 | 0 | 0 | 0 | 0 | 0 | 0 | 132.5893 | 28.1709 | 0 | 0 | 0 | 0 | 0 | 0 | 0
354 | FBTS Transformer and CB Replacement | Replacement - Major Station | Major Station | TRUE | Establishment | Network | Labour - External | 50% | 0 | 253.7354 | 188.3733 | 220.2131 | 110.9748 | 0 | 0 | 0 | 0 | 0 | 0 | 0 | 0 | 1.0926 | -0.57886 | -0.16182 | 0 | 0 | 0 | 0 | 0 | 0 | 0 | 0 | 9.0311 | 14.9046 | 6.7427 | 0 | 0 | 0 | 0 | 0 | 0 | 0 | 253.7354 | 198.497 | 234.5389 | 117.5556 | 0 | 0 | 0 | 0 | 0 | 0 | 0 | 0% | 83% | 17% | 0% | 0% | 0% | 0% | 0% | 0% | 0% | 100% | [10 empty] | 0 | 636.8488 | 132.9394 | 0 | 0 | 0 | 0 | 0 | 0 | 0 | 0 | 0.532 | -0.16182 | 0 | 0 | 0 | 0 | 0 | 0 | 0 | 0 | 24.0869 | 6.7427 | 0 | 0 | 0 | 0 | 0 | 0 | 0 | 0 | 661.4677 | 139.5203 | 0 | 0 | 0 | 0 | 0 | 0 | 0
355 | FBTS Transformer and CB Replacement | Replacement - Major Station | Major Station | TRUE | Communications | Network | Materials | 40% | 0 | 5.9532 | 4.4197 | 5.1667 | 2.6037 | 0 | 0 | 0 | 0 | 0 | 0 | 0 | 0 | 0 | 0 | 0 | 0 | 0 | 0 | 0 | 0 | 0 | 0 | 0 | 0.21067 | 0.35062 | 0.15843 | 0 | 0 | 0 | 0 | 0 | 0 | 0 | 5.9532 | 4.6303 | 5.5173 | 2.7621 | 0 | 0 | 0 | 0 | 0 | 0 | 0 | 0% | 83% | 17% | 0% | 0% | 0% | 0% | 0% | 0% | 0% | 100% | [10 empty] | 0 | 14.9419 | 3.1191 | 0 | 0 | 0 | 0 | 0 | 0 | 0 | 0 | 0 | 0 | 0 | 0 | 0 | 0 | 0 | 0 | 0 | 0 | 0.56481 | 0.15843 | 0 | 0 | 0 | 0 | 0 | 0 | 0 | 0 | 15.5067 | 3.2775 | 0 | 0 | 0 | 0 | 0 | 0 | 0
356 | FBTS Transformer and CB Replacement | Replacement - Major Station | Major Station | TRUE | Communications | Network | Labour - Internal | 10% | 0 | 1.4883 | 1.1049 | 1.2917 | 0.65093 | 0 | 0 | 0 | 0 | 0 | 0 | 0 | 0 | 0.0064085 | 0.0047263 | 0.0064266 | 0 | 0 | 0 | 0 | 0 | 0 | 0 | 0 | 0.052973 | 0.087975 | 0.039998 | 0 | 0 | 0 | 0 | 0 | 0 | 0 | 1.4883 | 1.1643 | 1.3844 | 0.69735 | 0 | 0 | 0 | 0 | 0 | 0 | 0 | 0% | 83% | 17% | 0% | 0% | 0% | 0% | 0% | 0% | 0% | 100% | [10 empty] | 0 | 3.7355 | 0.77976 | 0 | 0 | 0 | 0 | 0 | 0 | 0 | 0 | 0.011242 | 0.0064266 | 0 | 0 | 0 | 0 | 0 | 0 | 0 | 0 | 0.14183 | 0.039998 | 0 | 0 | 0 | 0 | 0 | 0 | 0 | 0 | 3.8886 | 0.82619 | 0 | 0 | 0 | 0 | 0 | 0 | 0
357 | FBTS Transformer and CB Replacement | Replacement - Major Station | Major Station | TRUE | Communications | Network | Labour - External | 50% | 0 | 7.4415 | 5.5246 | 6.4584 | 3.2546 | 0 | 0 | 0 | 0 | 0 | 0 | 0 | 0 | 0.032043 | -0.016977 | -0.0047459 | 0 | 0 | 0 | 0 | 0 | 0 | 0 | 0 | 0.26486 | 0.43712 | 0.19775 | 0 | 0 | 0 | 0 | 0 | 0 | 0 | 7.4415 | 5.8215 | 6.8785 | 3.4477 | 0 | 0 | 0 | 0 | 0 | 0 | 0 | 0% | 83% | 17% | 0% | 0% | 0% | 0% | 0% | 0% | 0% | 100% | [10 empty] | 0 | 18.6774 | 3.8988 | 0 | 0 | 0 | 0 | 0 | 0 | 0 | 0 | 0.015602 | -0.0047459 | 0 | 0 | 0 | 0 | 0 | 0 | 0 | 0 | 0.70642 | 0.19775 | 0 | 0 | 0 | 0 | 0 | 0 | 0 | 0 | 19.3994 | 4.0918 | 0 | 0 | 0 | 0 | 0 | 0 | 0
358 | HYTS 500kV CB Replacement | Replacement - Major Station | Major Station | TRUE | Switchgear | Network | Materials | 40% | 0 | 1985.6571 | 400.1801 | 2322.5333 | 370.0825 | 0 | 0 | 0 | 0 | 0 | 0 | 0 | 0 | 0 | 0 | 0 | 0 | 0 | 0 | 0 | 0 | 0 | 0 | 0 | 19.0751 | 157.6095 | 22.5186 | 0 | 0 | 0 | 0 | 0 | 0 | 0 | 1985.6571 | 419.2551 | 2480.1428 | 392.6011 | 0 | 0 | 0 | 0 | 0 | 0 | 0 | 0% | 100% | 0% | 0% | 0% | 0% | 0% | 0% | 0% | 0% | 100% | [10 empty] | 0 | 5022.8242 | 0 | 0 | 0 | 0 | 0 | 0 | 0 | 0 | 0 | 0 | 0 | 0 | 0 | 0 | 0 | 0 | 0 | 0 | 0 | 177.0039 | 0 | 0 | 0 | 0 | 0 | 0 | 0 | 0 | 0 | 5199.8281 | 0 | 0 | 0 | 0 | 0 | 0 | 0 | 0
359 | HYTS 500kV CB Replacement | Replacement - Major Station | Major Station | TRUE | Switchgear | Network | Labour - Internal | 10% | 0 | 496.4143 | 100.045 | 580.6333 | 92.5206 | 0 | 0 | 0 | 0 | 0 | 0 | 0 | 0 | 0.58026 | 2.1246 | 0.91345 | 0 | 0 | 0 | 0 | 0 | 0 | 0 | 0 | 4.7964 | 39.5465 | 5.6852 | 0 | 0 | 0 | 0 | 0 | 0 | 0 | 496.4143 | 105.4217 | 622.3045 | 99.1193 | 0 | 0 | 0 | 0 | 0 | 0 | 0 | 0% | 100% | 0% | 0% | 0% | 0% | 0% | 0% | 0% | 0% | 100% | [10 empty] | 0 | 1255.7061 | 0 | 0 | 0 | 0 | 0 | 0 | 0 | 0 | 0 | 2.7145 | 0 | 0 | 0 | 0 | 0 | 0 | 0 | 0 | 0 | 44.4233 | 0 | 0 | 0 | 0 | 0 | 0 | 0 | 0 | 0 | 1302.8439 | 0 | 0 | 0 | 0 | 0 | 0 | 0 | 0
360 | HYTS 500kV CB Replacement | Replacement - Major Station | Major Station | TRUE | Switchgear | Network | Labour - External | 50% | 0 | 2482.0714 | 500.2251 | 2903.1667 | 462.6031 | 0 | 0 | 0 | 0 | 0 | 0 | 0 | 0 | 2.9013 | -7.6313 | -0.67456 | 0 | 0 | 0 | 0 | 0 | 0 | 0 | 0 | 23.9821 | 196.494 | 28.1072 | 0 | 0 | 0 | 0 | 0 | 0 | 0 | 2482.0714 | 527.1085 | 3092.0293 | 490.0357 | 0 | 0 | 0 | 0 | 0 | 0 | 0 | 0% | 100% | 0% | 0% | 0% | 0% | 0% | 0% | 0% | 0% | 100% | [10 empty] | 0 | 6278.5303 | 0 | 0 | 0 | 0 | 0 | 0 | 0 | 0 | 0 | -4.6815 | 0 | 0 | 0 | 0 | 0 | 0 | 0 | 0 | 0 | 220.8776 | 0 | 0 | 0 | 0 | 0 | 0 | 0 | 0 | 0 | 6494.7264 | 0 | 0 | 0 | 0 | 0 | 0 | 0 | 0
361 | SMTS H2 Transformer Replacement Stage 1 | Replacement - Major Station | Major Station | TRUE | Transformers | Network | Materials | 40% | 0 | 329.2512 | 250.3487 | 2.2427 | 0 | 0 | 0 | 0 | 0 | 0 | 0 | 0 | 0 | 0 | 0 | 0 | 0 | 0 | 0 | 0 | 0 | 0 | 0 | 0 | 11.9332 | 0.15219 | 0 | 0 | 0 | 0 | 0 | 0 | 0 | 0 | 329.2512 | 262.2819 | 2.3949 | 0 | 0 | 0 | 0 | 0 | 0 | 0 | 0 | 90% | 10% | 0% | 0% | 0% | 0% | 0% | 0% | 0% | 0% | 100% | [10 empty] | 510.6197 | 57.6853 | 0 | 0 | 0 | 0 | 0 | 0 | 0 | 0 | 0 | 0 | 0 | 0 | 0 | 0 | 0 | 0 | 0 | 0 | 11.9332 | 0.15219 | 0 | 0 | 0 | 0 | 0 | 0 | 0 | 0 | 522.5529 | 57.8375 | 0 | 0 | 0 | 0 | 0 | 0 | 0 | 0
362 | SMTS H2 Transformer Replacement Stage 1 | Replacement - Major Station | Major Station | TRUE | Transformers | Network | Labour - Internal | 10% | 0 | 82.3128 | 62.5872 | 0.56068 | 0 | 0 | 0 | 0 | 0 | 0 | 0 | 0 | 0 | 0.36301 | 0.0020516 | 0 | 0 | 0 | 0 | 0 | 0 | 0 | 0 | 0 | 3.0006 | 0.038187 | 0 | 0 | 0 | 0 | 0 | 0 | 0 | 0 | 82.3128 | 65.9508 | 0.60092 | 0 | 0 | 0 | 0 | 0 | 0 | 0 | 0 | 90% | 10% | 0% | 0% | 0% | 0% | 0% | 0% | 0% | 0% | 100% | [10 empty] | 127.6549 | 14.4213 | 0 | 0 | 0 | 0 | 0 | 0 | 0 | 0 | 0.36301 | 0.0020516 | 0 | 0 | 0 | 0 | 0 | 0 | 0 | 0 | 3.0006 | 0.038187 | 0 | 0 | 0 | 0 | 0 | 0 | 0 | 0 | 131.0185 | 14.4616 | 0 | 0 | 0 | 0 | 0 | 0 | 0 | 0
363 | SMTS H2 Transformer Replacement Stage 1 | Replacement - Major Station | Major Station | TRUE | Transformers | Network | Labour - External | 50% | 0 | 411.5639 | 312.9359 | 2.8034 | 0 | 0 | 0 | 0 | 0 | 0 | 0 | 0 | 0 | 1.815 | -0.0073691 | 0 | 0 | 0 | 0 | 0 | 0 | 0 | 0 | 0 | 15.003 | 0.18974 | 0 | 0 | 0 | 0 | 0 | 0 | 0 | 0 | 411.5639 | 329.7539 | 2.9858 | 0 | 0 | 0 | 0 | 0 | 0 | 0 | 0 | 90% | 10% | 0% | 0% | 0% | 0% | 0% | 0% | 0% | 0% | 100% | [10 empty] | 638.2747 | 72.1066 | 0 | 0 | 0 | 0 | 0 | 0 | 0 | 0 | 1.815 | -0.0073691 | 0 | 0 | 0 | 0 | 0 | 0 | 0 | 0 | 15.003 | 0.18974 | 0 | 0 | 0 | 0 | 0 | 0 | 0 | 0 | 655.0927 | 72.289 | 0 | 0 | 0 | 0 | 0 | 0 | 0 | 0
364 | L1 & L2 DDTS & SMTS Disconn/E SW Repl. | Replacement - Major Station | Major Station | TRUE | Switchgear | Network | Materials | 40% | 0 | 0 | 30.6599 | 506.3366 | 604.7444 | 1135.8511 | 0 | 0 | 0 | 0 | 0 | 0 | 0 | 0 | 0 | 0 | 0 | 0 | 0 | 0 | 0 | 0 | 0 | 0 | 1.4614 | 34.3605 | 36.7971 | 61.5462 | 0 | 0 | 0 | 0 | 0 | 0 | 0 | 32.1213 | 540.6971 | 641.5416 | 1197.3973 | 0 | 0 | 0 | 0 | 0 | 0 | 0% | 0% | 50% | 50% | 0% | 0% | 0% | 0% | 0% | 0% | 100% | [10 empty] | 0 | 0 | 1138.9526 | 1149.5837 | 0 | 0 | 0 | 0 | 0 | 0 | 0 | 0 | 0 | 0 | 0 | 0 | 0 | 0 | 0 | 0 | 0 | 0 | 73.3307 | 61.5462 | 0 | 0 | 0 | 0 | 0 | 0 | 0 | 0 | 1212.2833 | 1211.13 | 0 | 0 | 0 | 0 | 0 | 0
365 | L1 & L2 DDTS & SMTS Disconn/E SW Repl. | Replacement - Major Station | Major Station | TRUE | Switchgear | Network | Labour - Internal | 10% | 0 | 0 | 7.665 | 126.5841 | 151.1861 | 283.9628 | 0 | 0 | 0 | 0 | 0 | 0 | 0 | 0.044457 | 0.46318 | 1.4926 | 4.2935 | 0 | 0 | 0 | 0 | 0 | 0 | 0 | 0.36748 | 8.6216 | 9.2901 | 15.6192 | 0 | 0 | 0 | 0 | 0 | 0 | 0 | 8.0769 | 135.6689 | 161.9689 | 303.8755 | 0 | 0 | 0 | 0 | 0 | 0 | 0% | 0% | 50% | 50% | 0% | 0% | 0% | 0% | 0% | 0% | 100% | [10 empty] | 0 | 0 | 284.7381 | 287.3959 | 0 | 0 | 0 | 0 | 0 | 0 | 0 | 0 | 2.0108 | 4.2935 | 0 | 0 | 0 | 0 | 0 | 0 | 0 | 0 | 18.4577 | 15.6192 | 0 | 0 | 0 | 0 | 0 | 0 | 0 | 0 | 305.2066 | 307.3087 | 0 | 0 | 0 | 0 | 0 | 0
366 | L1 & L2 DDTS & SMTS Disconn/E SW Repl. | Replacement - Major Station | Major Station | TRUE | Switchgear | Network | Labour - External | 50% | 0 | 0 | 38.3249 | 632.9207 | 755.9305 | 1419.8139 | 0 | 0 | 0 | 0 | 0 | 0 | 0 | 0.22228 | -1.6637 | -1.1023 | 0 | 0 | 0 | 0 | 0 | 0 | 0 | 0 | 1.8374 | 42.8377 | 45.9294 | 76.9328 | 0 | 0 | 0 | 0 | 0 | 0 | 0 | 40.3845 | 674.0947 | 800.7576 | 1496.7466 | 0 | 0 | 0 | 0 | 0 | 0 | 0% | 0% | 50% | 50% | 0% | 0% | 0% | 0% | 0% | 0% | 100% | [10 empty] | 0 | 0 | 1423.6907 | 1436.9797 | 0 | 0 | 0 | 0 | 0 | 0 | 0 | 0 | -2.5676 | 0 | 0 | 0 | 0 | 0 | 0 | 0 | 0 | 0 | 91.4923 | 76.9328 | 0 | 0 | 0 | 0 | 0 | 0 | 0 | 0 | 1512.6154 | 1513.9125 | 0 | 0 | 0 | 0 | 0 | 0
367 | GNTS 66 kV CB Replacement | Replacement - Major Station | Major Station | TRUE | Switchgear | Network | Materials | 40% | 0 | 0 | 0 | 0 | 0 | 0 | 137.9808 | 620.9138 | 620.9138 | 0 | 0 | 0 | 0 | 0 | 0 | 0 | 0 | 0 | 0 | 0 | 0 | 0 | 0 | 0 | 0 | 0 | 0 | 0 | 7.6773 | 33.6683 | 43.5494 | 0 | 0 | 0 | 0 | 0 | 0 | 0 | 0 | 145.6582 | 654.582 | 664.4632 | 0 | 0 | 0 | 0% | 0% | 0% | 0% | 0% | 50% | 50% | 0% | 0% | 0% | 100% | [10 empty] | 0 | 0 | 0 | 0 | 0 | 689.9042 | 689.9042 | 0 | 0 | 0 | 0 | 0 | 0 | 0 | 0 | 0 | 0 | 0 | 0 | 0 | 0 | 0 | 0 | 0 | 0 | 41.3456 | 43.5494 | 0 | 0 | 0 | 0 | 0 | 0 | 0 | 0 | 731.2498 | 733.4536 | 0 | 0 | 0
368 | GNTS 66 kV CB Replacement | Replacement - Major Station | Major Station | TRUE | Switchgear | Network | Labour - Internal | 10% | 0 | 0 | 0 | 0 | 0 | 0 | 34.4952 | 155.2284 | 155.2284 | 0 | 0 | 0 | 0 | 0 | 0 | 0 | 0 | 0.69694 | 4.3711 | 6.128 | 0 | 0 | 0 | 0 | 0 | 0 | 0 | 0 | 1.9581 | 8.6541 | 11.3172 | 0 | 0 | 0 | 0 | 0 | 0 | 0 | 0 | 37.1503 | 168.2536 | 172.6736 | 0 | 0 | 0 | 0% | 0% | 0% | 0% | 0% | 50% | 50% | 0% | 0% | 0% | 100% | [10 empty] | 0 | 0 | 0 | 0 | 0 | 172.476 | 172.476 | 0 | 0 | 0 | 0 | 0 | 0 | 0 | 0 | 5.068 | 6.128 | 0 | 0 | 0 | 0 | 0 | 0 | 0 | 0 | 10.6122 | 11.3172 | 0 | 0 | 0 | 0 | 0 | 0 | 0 | 0 | 188.1563 | 189.9212 | 0 | 0 | 0
369 | GNTS 66 kV CB Replacement | Replacement - Major Station | Major Station | TRUE | Switchgear | Network | Labour - External | 50% | 0 | 0 | 0 | 0 | 0 | 0 | 172.476 | 776.1422 | 776.1422 | 0 | 0 | 0 | 0 | 0 | 0 | 0 | 0 | 0 | 0 | 0 | 0 | 0 | 0 | 0 | 0 | 0 | 0 | 0 | 9.5967 | 42.0853 | 54.4368 | 0 | 0 | 0 | 0 | 0 | 0 | 0 | 0 | 182.0727 | 818.2276 | 830.579 | 0 | 0 | 0 | 0% | 0% | 0% | 0% | 0% | 50% | 50% | 0% | 0% | 0% | 100% | [10 empty] | 0 | 0 | 0 | 0 | 0 | 862.3802 | 862.3802 | 0 | 0 | 0 | 0 | 0 | 0 | 0 | 0 | 0 | 0 | 0 | 0 | 0 | 0 | 0 | 0 | 0 | 0 | 51.682 | 54.4368 | 0 | 0 | 0 | 0 | 0 | 0 | 0 | 0 | 914.0622 | 916.817 | 0 | 0 | 0
370 | HOTS 66kV Circuit Breaker Replacement | Replacement - Major Station | Major Station | TRUE | Switchgear | Network | Materials | 40% | 0 | 0 | 0 | 0 | 0 | 0 | 0 | 137.9808 | 620.9138 | 620.9138 | 0 | 0 | 0 | 0 | 0 | 0 | 0 | 0 | 0 | 0 | 0 | 0 | 0 | 0 | 0 | 0 | 0 | 0 | 0 | 7.4818 | 43.5494 | 58.2475 | 0 | 0 | 0 | 0 | 0 | 0 | 0 | 0 | 145.4627 | 664.4632 | 679.1612 | 0 | 0 | 0% | 0% | 0% | 0% | 0% | 0% | 50% | 50% | 0% | 0% | 100% | [10 empty] | 0 | 0 | 0 | 0 | 0 | 0 | 689.9042 | 689.9042 | 0 | 0 | 0 | 0 | 0 | 0 | 0 | 0 | 0 | 0 | 0 | 0 | 0 | 0 | 0 | 0 | 0 | 0 | 51.0313 | 58.2475 | 0 | 0 | 0 | 0 | 0 | 0 | 0 | 0 | 740.9355 | 748.1517 | 0 | 0
371 | HOTS 66kV Circuit Breaker Replacement | Replacement - Major Station | Major Station | TRUE | Switchgear | Network | Labour - Internal | 10% | 0 | 0 | 0 | 0 | 0 | 0 | 0 | 34.4952 | 155.2284 | 155.2284 | 0 | 0 | 0 | 0 | 0 | 0 | 0 | 0 | 0.97135 | 6.128 | 7.9043 | 0 | 0 | 0 | 0 | 0 | 0 | 0 | 0 | 1.9231 | 11.3172 | 15.3034 | 0 | 0 | 0 | 0 | 0 | 0 | 0 | 0 | 37.3897 | 172.6736 | 178.4361 | 0 | 0 | 0% | 0% | 0% | 0% | 0% | 0% | 50% | 50% | 0% | 0% | 100% | [10 empty] | 0 | 0 | 0 | 0 | 0 | 0 | 172.476 | 172.476 | 0 | 0 | 0 | 0 | 0 | 0 | 0 | 0 | 7.0994 | 7.9043 | 0 | 0 | 0 | 0 | 0 | 0 | 0 | 0 | 13.2403 | 15.3034 | 0 | 0 | 0 | 0 | 0 | 0 | 0 | 0 | 192.8157 | 195.6837 | 0 | 0
372 | HOTS 66kV Circuit Breaker Replacement | Replacement - Major Station | Major Station | TRUE | Switchgear | Network | Labour - External | 50% | 0 | 0 | 0 | 0 | 0 | 0 | 0 | 172.476 | 776.1422 | 776.1422 | 0 | 0 | 0 | 0 | 0 | 0 | 0 | 0 | 0 | 0 | 0 | 0 | 0 | 0 | 0 | 0 | 0 | 0 | 0 | 9.3523 | 54.4368 | 72.8093 | 0 | 0 | 0 | 0 | 0 | 0 | 0 | 0 | 181.8283 | 830.579 | 848.9516 | 0 | 0 | 0% | 0% | 0% | 0% | 0% | 0% | 50% | 50% | 0% | 0% | 100% | [10 empty] | 0 | 0 | 0 | 0 | 0 | 0 | 862.3802 | 862.3802 | 0 | 0 | 0 | 0 | 0 | 0 | 0 | 0 | 0 | 0 | 0 | 0 | 0 | 0 | 0 | 0 | 0 | 0 | 63.7891 | 72.8093 | 0 | 0 | 0 | 0 | 0 | 0 | 0 | 0 | 926.1693 | 935.1896 | 0 | 0
373 | FTS 66kV Circuit Breaker Replacement | Replacement - Major Station | Major Station | TRUE | Switchgear | Network | Materials | 40% | 0 | 0 | 0 | 0 | 0 | 0 | 0 | 0 | 193.1732 | 869.2793 | 869.2793 | 0 | 0 | 0 | 0 | 0 | 0 | 0 | 0 | 0 | 0 | 0 | 0 | 0 | 0 | 0 | 0 | 0 | 0 | 0 | 13.5487 | 81.5465 | 54.8049 | 0 | 0 | 0 | 0 | 0 | 0 | 0 | 0 | 206.7219 | 950.8257 | 924.0842 | 0 | 0% | 0% | 0% | 0% | 0% | 0% | 0% | 50% | 50% | 0% | 100% | [10 empty] | 0 | 0 | 0 | 0 | 0 | 0 | 0 | 965.8659 | 965.8659 | 0 | 0 | 0 | 0 | 0 | 0 | 0 | 0 | 0 | 0 | 0 | 0 | 0 | 0 | 0 | 0 | 0 | 0 | 95.0952 | 54.8049 | 0 | 0 | 0 | 0 | 0 | 0 | 0 | 0 | 1060.9611 | 1020.6708 | 0
374 | FTS 66kV Circuit Breaker Replacement | Replacement - Major Station | Major Station | TRUE | Switchgear | Network | Labour - Internal | 10% | 0 | 0 | 0 | 0 | 0 | 0 | 0 | 0 | 48.2933 | 217.3198 | 217.3198 | 0 | 0 | 0 | 0 | 0 | 0 | 0 | 0 | 1.9065 | 11.066 | 13.5802 | 0 | 0 | 0 | 0 | 0 | 0 | 0 | 0 | 3.5209 | 21.4247 | 14.5574 | 0 | 0 | 0 | 0 | 0 | 0 | 0 | 0 | 53.7207 | 249.8105 | 245.4574 | 0 | 0% | 0% | 0% | 0% | 0% | 0% | 0% | 50% | 50% | 0% | 100% | [10 empty] | 0 | 0 | 0 | 0 | 0 | 0 | 0 | 241.4665 | 241.4665 | 0 | 0 | 0 | 0 | 0 | 0 | 0 | 0 | 12.9725 | 13.5802 | 0 | 0 | 0 | 0 | 0 | 0 | 0 | 0 | 24.9456 | 14.5574 | 0 | 0 | 0 | 0 | 0 | 0 | 0 | 0 | 279.3846 | 269.6041 | 0
375 | FTS 66kV Circuit Breaker Replacement | Replacement - Major Station | Major Station | TRUE | Switchgear | Network | Labour - External | 50% | 0 | 0 | 0 | 0 | 0 | 0 | 0 | 0 | 241.4665 | 1086.5991 | 1086.5991 | 0 | 0 | 0 | 0 | 0 | 0 | 0 | 0 | 0 | 0 | 62.1002 | 0 | 0 | 0 | 0 | 0 | 0 | 0 | 0 | 16.9359 | 101.9331 | 72.4213 | 0 | 0 | 0 | 0 | 0 | 0 | 0 | 0 | 258.4024 | 1188.5322 | 1221.1206 | 0 | 0% | 0% | 0% | 0% | 0% | 0% | 0% | 50% | 50% | 0% | 100% | [10 empty] | 0 | 0 | 0 | 0 | 0 | 0 | 0 | 1207.3323 | 1207.3323 | 0 | 0 | 0 | 0 | 0 | 0 | 0 | 0 | 0 | 31.0501 | 0 | 0 | 0 | 0 | 0 | 0 | 0 | 0 | 118.869 | 72.4213 | 0 | 0 | 0 | 0 | 0 | 0 | 0 | 0 | 1326.2013 | 1310.8038 | 0
376 | BETS Replace RTU, Prot and Control | Replacement - Major Station | Major Station | TRUE | Secondary | Network | Materials | 40% | 0 | 0 | 0 | 0 | 0 | 0 | 0 | 0 | 0 | 0 | 0 | 0 | 0 | 0 | 0 | 0 | 0 | 0 | 0 | 0 | 0 | 0 | 0 | 0 | 0 | 0 | 0 | 0 | 0 | 0 | 0 | 0 | 0 | 0 | 0 | 0 | 0 | 0 | 0 | 0 | 0 | 0 | 0 | 0 | 0 | 0% | 0% | 0% | 0% | 0% | 0% | 0% | 0% | 0% | 0% | 0% | [10 empty] | 0 | 0 | 0 | 0 | 0 | 0 | 0 | 0 | 0 | 0 | 0 | 0 | 0 | 0 | 0 | 0 | 0 | 0 | 0 | 0 | 0 | 0 | 0 | 0 | 0 | 0 | 0 | 0 | 0 | 0 | 0 | 0 | 0 | 0 | 0 | 0 | 0 | 0 | 0 | 0
377 | BETS Replace RTU, Prot and Control | Replacement - Major Station | Major Station | TRUE | Secondary | Network | Labour - Internal | 10% | 0 | 0 | 0 | 0 | 0 | 0 | 0 | 0 | 0 | 0 | 0 | 0 | 0 | 0 | 0 | 0 | 0 | 0 | 0 | 0 | 0 | 0 | 0 | 0 | 0 | 0 | 0 | 0 | 0 | 0 | 0 | 0 | 0 | 0 | 0 | 0 | 0 | 0 | 0 | 0 | 0 | 0 | 0 | 0 | 0 | 0% | 0% | 0% | 0% | 0% | 0% | 0% | 0% | 0% | 0% | 0% | [10 empty] | 0 | 0 | 0 | 0 | 0 | 0 | 0 | 0 | 0 | 0 | 0 | 0 | 0 | 0 | 0 | 0 | 0 | 0 | 0 | 0 | 0 | 0 | 0 | 0 | 0 | 0 | 0 | 0 | 0 | 0 | 0 | 0 | 0 | 0 | 0 | 0 | 0 | 0 | 0 | 0
378 | BETS Replace RTU, Prot and Control | Replacement - Major Station | Major Station | TRUE | Secondary | Network | Labour - External | 50% | 0 | 0 | 0 | 0 | 0 | 0 | 0 | 0 | 0 | 0 | 0 | 0 | 0 | 0 | 0 | 0 | 0 | 0 | 0 | 0 | 0 | 0 | 0 | 0 | 0 | 0 | 0 | 0 | 0 | 0 | 0 | 0 | 0 | 0 | 0 | 0 | 0 | 0 | 0 | 0 | 0 | 0 | 0 | 0 | 0 | 0% | 0% | 0% | 0% | 0% | 0% | 0% | 0% | 0% | 0% | 0% | [10 empty] | 0 | 0 | 0 | 0 | 0 | 0 | 0 | 0 | 0 | 0 | 0 | 0 | 0 | 0 | 0 | 0 | 0 | 0 | 0 | 0 | 0 | 0 | 0 | 0 | 0 | 0 | 0 | 0 | 0 | 0 | 0 | 0 | 0 | 0 | 0 | 0 | 0 | 0 | 0 | 0
379 | REFCL T2 ZS WORK - WOTS (Tx Component) | Security and Compliance | Stations | TRUE | Secondary | Network | Materials | 40% | 0 | 0 | 0 | 0 | 0 | 0 | 0 | 0 | 0 | 0 | 0 | 0 | 0 | 0 | 0 | 0 | 0 | 0 | 0 | 0 | 0 | 0 | 0 | 0 | 0 | 0 | 0 | 0 | 0 | 0 | 0 | 0 | 0 | 0 | 0 | 0 | 0 | 0 | 0 | 0 | 0 | 0 | 0 | 0 | 0 | 0% | 0% | 0% | 0% | 0% | 0% | 0% | 0% | 0% | 0% | 0% | [10 empty] | 0 | 0 | 0 | 0 | 0 | 0 | 0 | 0 | 0 | 0 | 0 | 0 | 0 | 0 | 0 | 0 | 0 | 0 | 0 | 0 | 0 | 0 | 0 | 0 | 0 | 0 | 0 | 0 | 0 | 0 | 0 | 0 | 0 | 0 | 0 | 0 | 0 | 0 | 0 | 0
380 | REFCL T2 ZS WORK - WOTS (Tx Component) | Security and Compliance | Stations | TRUE | Secondary | Network | Labour - Internal | 10% | 0 | 0 | 0 | 0 | 0 | 0 | 0 | 0 | 0 | 0 | 0 | 0 | 0 | 0 | 0 | 0 | 0 | 0 | 0 | 0 | 0 | 0 | 0 | 0 | 0 | 0 | 0 | 0 | 0 | 0 | 0 | 0 | 0 | 0 | 0 | 0 | 0 | 0 | 0 | 0 | 0 | 0 | 0 | 0 | 0 | 0% | 0% | 0% | 0% | 0% | 0% | 0% | 0% | 0% | 0% | 0% | [10 empty] | 0 | 0 | 0 | 0 | 0 | 0 | 0 | 0 | 0 | 0 | 0 | 0 | 0 | 0 | 0 | 0 | 0 | 0 | 0 | 0 | 0 | 0 | 0 | 0 | 0 | 0 | 0 | 0 | 0 | 0 | 0 | 0 | 0 | 0 | 0 | 0 | 0 | 0 | 0 | 0
381 | REFCL T2 ZS WORK - WOTS (Tx Component) | Security and Compliance | Stations | TRUE | Secondary | Network | Labour - External | 50% | 0 | 0 | 0 | 0 | 0 | 0 | 0 | 0 | 0 | 0 | 0 | 0 | 0 | 0 | 0 | 0 | 0 | 0 | 0 | 0 | 0 | 0 | 0 | 0 | 0 | 0 | 0 | 0 | 0 | 0 | 0 | 0 | 0 | 0 | 0 | 0 | 0 | 0 | 0 | 0 | 0 | 0 | 0 | 0 | 0 | 0% | 0% | 0% | 0% | 0% | 0% | 0% | 0% | 0% | 0% | 0% | [10 empty] | 0 | 0 | 0 | 0 | 0 | 0 | 0 | 0 | 0 | 0 | 0 | 0 | 0 | 0 | 0 | 0 | 0 | 0 | 0 | 0 | 0 | 0 | 0 | 0 | 0 | 0 | 0 | 0 | 0 | 0 | 0 | 0 | 0 | 0 | 0 | 0 | 0 | 0 | 0 | 0
382 | REFCL T2 ZS WORK - WOTS (Tx Component) | Security and Compliance | Stations | TRUE | Switchgear | Network | Materials | 40% | 0 | 0 | 0 | 0 | 0 | 0 | 0 | 0 | 0 | 0 | 0 | 0 | 0 | 0 | 0 | 0 | 0 | 0 | 0 | 0 | 0 | 0 | 0 | 0 | 0 | 0 | 0 | 0 | 0 | 0 | 0 | 0 | 0 | 0 | 0 | 0 | 0 | 0 | 0 | 0 | 0 | 0 | 0 | 0 | 0 | 0% | 0% | 0% | 0% | 0% | 0% | 0% | 0% | 0% | 0% | 0% | [10 empty] | 0 | 0 | 0 | 0 | 0 | 0 | 0 | 0 | 0 | 0 | 0 | 0 | 0 | 0 | 0 | 0 | 0 | 0 | 0 | 0 | 0 | 0 | 0 | 0 | 0 | 0 | 0 | 0 | 0 | 0 | 0 | 0 | 0 | 0 | 0 | 0 | 0 | 0 | 0 | 0
383 | REFCL T2 ZS WORK - WOTS (Tx Component) | Security and Compliance | Stations | TRUE | Switchgear | Network | Labour - Internal | 10% | 0 | 0 | 0 | 0 | 0 | 0 | 0 | 0 | 0 | 0 | 0 | 0 | 0 | 0 | 0 | 0 | 0 | 0 | 0 | 0 | 0 | 0 | 0 | 0 | 0 | 0 | 0 | 0 | 0 | 0 | 0 | 0 | 0 | 0 | 0 | 0 | 0 | 0 | 0 | 0 | 0 | 0 | 0 | 0 | 0 | 0% | 0% | 0% | 0% | 0% | 0% | 0% | 0% | 0% | 0% | 0% | [10 empty] | 0 | 0 | 0 | 0 | 0 | 0 | 0 | 0 | 0 | 0 | 0 | 0 | 0 | 0 | 0 | 0 | 0 | 0 | 0 | 0 | 0 | 0 | 0 | 0 | 0 | 0 | 0 | 0 | 0 | 0 | 0 | 0 | 0 | 0 | 0 | 0 | 0 | 0 | 0 | 0
384 | REFCL T2 ZS WORK - WOTS (Tx Component) | Security and Compliance | Stations | TRUE | Switchgear | Network | Labour - External | 50% | 0 | 0 | 0 | 0 | 0 | 0 | 0 | 0 | 0 | 0 | 0 | 0 | 0 | 0 | 0 | 0 | 0 | 0 | 0 | 0 | 0 | 0 | 0 | 0 | 0 | 0 | 0 | 0 | 0 | 0 | 0 | 0 | 0 | 0 | 0 | 0 | 0 | 0 | 0 | 0 | 0 | 0 | 0 | 0 | 0 | 0% | 0% | 0% | 0% | 0% | 0% | 0% | 0% | 0% | 0% | 0% | [10 empty] | 0 | 0 | 0 | 0 | 0 | 0 | 0 | 0 | 0 | 0 | 0 | 0 | 0 | 0 | 0 | 0 | 0 | 0 | 0 | 0 | 0 | 0 | 0 | 0 | 0 | 0 | 0 | 0 | 0 | 0 | 0 | 0 | 0 | 0 | 0 | 0 | 0 | 0 | 0 | 0
385 | REFCL T2 ZS WORK - WOTS (Tx Component) | Security and Compliance | Stations | TRUE | Transformers | Network | Materials | 40% | 0 | 0 | 0 | 0 | 0 | 0 | 0 | 0 | 0 | 0 | 0 | 0 | 0 | 0 | 0 | 0 | 0 | 0 | 0 | 0 | 0 | 0 | 0 | 0 | 0 | 0 | 0 | 0 | 0 | 0 | 0 | 0 | 0 | 0 | 0 | 0 | 0 | 0 | 0 | 0 | 0 | 0 | 0 | 0 | 0 | 0% | 0% | 0% | 0% | 0% | 0% | 0% | 0% | 0% | 0% | 0% | [10 empty] | 0 | 0 | 0 | 0 | 0 | 0 | 0 | 0 | 0 | 0 | 0 | 0 | 0 | 0 | 0 | 0 | 0 | 0 | 0 | 0 | 0 | 0 | 0 | 0 | 0 | 0 | 0 | 0 | 0 | 0 | 0 | 0 | 0 | 0 | 0 | 0 | 0 | 0 | 0 | 0
386 | REFCL T2 ZS WORK - WOTS (Tx Component) | Security and Compliance | Stations | TRUE | Transformers | Network | Labour - Internal | 10% | 0 | 0 | 0 | 0 | 0 | 0 | 0 | 0 | 0 | 0 | 0 | 0 | 0 | 0 | 0 | 0 | 0 | 0 | 0 | 0 | 0 | 0 | 0 | 0 | 0 | 0 | 0 | 0 | 0 | 0 | 0 | 0 | 0 | 0 | 0 | 0 | 0 | 0 | 0 | 0 | 0 | 0 | 0 | 0 | 0 | 0% | 0% | 0% | 0% | 0% | 0% | 0% | 0% | 0% | 0% | 0% | [10 empty] | 0 | 0 | 0 | 0 | 0 | 0 | 0 | 0 | 0 | 0 | 0 | 0 | 0 | 0 | 0 | 0 | 0 | 0 | 0 | 0 | 0 | 0 | 0 | 0 | 0 | 0 | 0 | 0 | 0 | 0 | 0 | 0 | 0 | 0 | 0 | 0 | 0 | 0 | 0 | 0
387 | REFCL T2 ZS WORK - WOTS (Tx Component) | Security and Compliance | Stations | TRUE | Transformers | Network | Labour - External | 50% | 0 | 0 | 0 | 0 | 0 | 0 | 0 | 0 | 0 | 0 | 0 | 0 | 0 | 0 | 0 | 0 | 0 | 0 | 0 | 0 | 0 | 0 | 0 | 0 | 0 | 0 | 0 | 0 | 0 | 0 | 0 | 0 | 0 | 0 | 0 | 0 | 0 | 0 | 0 | 0 | 0 | 0 | 0 | 0 | 0 | 0% | 0% | 0% | 0% | 0% | 0% | 0% | 0% | 0% | 0% | 0% | [10 empty] | 0 | 0 | 0 | 0 | 0 | 0 | 0 | 0 | 0 | 0 | 0 | 0 | 0 | 0 | 0 | 0 | 0 | 0 | 0 | 0 | 0 | 0 | 0 | 0 | 0 | 0 | 0 | 0 | 0 | 0 | 0 | 0 | 0 | 0 | 0 | 0 | 0 | 0 | 0 | 0
388 | REFCL T2 ZS WORK - WOTS (Tx Component) | Security and Compliance | Stations | TRUE | Towers and Conductor | Network | Materials | 40% | 0 | 0 | 0 | 0 | 0 | 0 | 0 | 0 | 0 | 0 | 0 | 0 | 0 | 0 | 0 | 0 | 0 | 0 | 0 | 0 | 0 | 0 | 0 | 0 | 0 | 0 | 0 | 0 | 0 | 0 | 0 | 0 | 0 | 0 | 0 | 0 | 0 | 0 | 0 | 0 | 0 | 0 | 0 | 0 | 0 | 0% | 0% | 0% | 0% | 0% | 0% | 0% | 0% | 0% | 0% | 0% | [10 empty] | 0 | 0 | 0 | 0 | 0 | 0 | 0 | 0 | 0 | 0 | 0 | 0 | 0 | 0 | 0 | 0 | 0 | 0 | 0 | 0 | 0 | 0 | 0 | 0 | 0 | 0 | 0 | 0 | 0 | 0 | 0 | 0 | 0 | 0 | 0 | 0 | 0 | 0 | 0 | 0
389 | REFCL T2 ZS WORK - WOTS (Tx Component) | Security and Compliance | Stations | TRUE | Towers and Conductor | Network | Labour - Internal | 10% | 0 | 0 | 0 | 0 | 0 | 0 | 0 | 0 | 0 | 0 | 0 | 0 | 0 | 0 | 0 | 0 | 0 | 0 | 0 | 0 | 0 | 0 | 0 | 0 | 0 | 0 | 0 | 0 | 0 | 0 | 0 | 0 | 0 | 0 | 0 | 0 | 0 | 0 | 0 | 0 | 0 | 0 | 0 | 0 | 0 | 0% | 0% | 0% | 0% | 0% | 0% | 0% | 0% | 0% | 0% | 0% | [10 empty] | 0 | 0 | 0 | 0 | 0 | 0 | 0 | 0 | 0 | 0 | 0 | 0 | 0 | 0 | 0 | 0 | 0 | 0 | 0 | 0 | 0 | 0 | 0 | 0 | 0 | 0 | 0 | 0 | 0 | 0 | 0 | 0 | 0 | 0 | 0 | 0 | 0 | 0 | 0 | 0
390 | REFCL T2 ZS WORK - WOTS (Tx Component) | Security and Compliance | Stations | TRUE | Towers and Conductor | Network | Labour - External | 50% | 0 | 0 | 0 | 0 | 0 | 0 | 0 | 0 | 0 | 0 | 0 | 0 | 0 | 0 | 0 | 0 | 0 | 0 | 0 | 0 | 0 | 0 | 0 | 0 | 0 | 0 | 0 | 0 | 0 | 0 | 0 | 0 | 0 | 0 | 0 | 0 | 0 | 0 | 0 | 0 | 0 | 0 | 0 | 0 | 0 | 0% | 0% | 0% | 0% | 0% | 0% | 0% | 0% | 0% | 0% | 0% | [10 empty] | 0 | 0 | 0 | 0 | 0 | 0 | 0 | 0 | 0 | 0 | 0 | 0 | 0 | 0 | 0 | 0 | 0 | 0 | 0 | 0 | 0 | 0 | 0 | 0 | 0 | 0 | 0 | 0 | 0 | 0 | 0 | 0 | 0 | 0 | 0 | 0 | 0 | 0 | 0 | 0
391 | REFCL T2 ZS WORK - WOTS (Tx Component) | Security and Compliance | Stations | TRUE | Establishment | Network | Materials | 40% | 0 | 0 | 0 | 0 | 0 | 0 | 0 | 0 | 0 | 0 | 0 | 0 | 0 | 0 | 0 | 0 | 0 | 0 | 0 | 0 | 0 | 0 | 0 | 0 | 0 | 0 | 0 | 0 | 0 | 0 | 0 | 0 | 0 | 0 | 0 | 0 | 0 | 0 | 0 | 0 | 0 | 0 | 0 | 0 | 0 | 0% | 0% | 0% | 0% | 0% | 0% | 0% | 0% | 0% | 0% | 0% | [10 empty] | 0 | 0 | 0 | 0 | 0 | 0 | 0 | 0 | 0 | 0 | 0 | 0 | 0 | 0 | 0 | 0 | 0 | 0 | 0 | 0 | 0 | 0 | 0 | 0 | 0 | 0 | 0 | 0 | 0 | 0 | 0 | 0 | 0 | 0 | 0 | 0 | 0 | 0 | 0 | 0
392 | REFCL T2 ZS WORK - WOTS (Tx Component) | Security and Compliance | Stations | TRUE | Establishment | Network | Labour - Internal | 10% | 0 | 0 | 0 | 0 | 0 | 0 | 0 | 0 | 0 | 0 | 0 | 0 | 0 | 0 | 0 | 0 | 0 | 0 | 0 | 0 | 0 | 0 | 0 | 0 | 0 | 0 | 0 | 0 | 0 | 0 | 0 | 0 | 0 | 0 | 0 | 0 | 0 | 0 | 0 | 0 | 0 | 0 | 0 | 0 | 0 | 0% | 0% | 0% | 0% | 0% | 0% | 0% | 0% | 0% | 0% | 0% | [10 empty] | 0 | 0 | 0 | 0 | 0 | 0 | 0 | 0 | 0 | 0 | 0 | 0 | 0 | 0 | 0 | 0 | 0 | 0 | 0 | 0 | 0 | 0 | 0 | 0 | 0 | 0 | 0 | 0 | 0 | 0 | 0 | 0 | 0 | 0 | 0 | 0 | 0 | 0 | 0 | 0
393 | REFCL T2 ZS WORK - WOTS (Tx Component) | Security and Compliance | Stations | TRUE | Establishment | Network | Labour - External | 50% | 0 | 0 | 0 | 0 | 0 | 0 | 0 | 0 | 0 | 0 | 0 | 0 | 0 | 0 | 0 | 0 | 0 | 0 | 0 | 0 | 0 | 0 | 0 | 0 | 0 | 0 | 0 | 0 | 0 | 0 | 0 | 0 | 0 | 0 | 0 | 0 | 0 | 0 | 0 | 0 | 0 | 0 | 0 | 0 | 0 | 0% | 0% | 0% | 0% | 0% | 0% | 0% | 0% | 0% | 0% | 0% | [10 empty] | 0 | 0 | 0 | 0 | 0 | 0 | 0 | 0 | 0 | 0 | 0 | 0 | 0 | 0 | 0 | 0 | 0 | 0 | 0 | 0 | 0 | 0 | 0 | 0 | 0 | 0 | 0 | 0 | 0 | 0 | 0 | 0 | 0 | 0 | 0 | 0 | 0 | 0 | 0 | 0
394 | Other station transformer replacement | Replacement - Major Station | Major Station | FALSE | Transformers | Network | Materials | 40% | 0 | 0 | 0 | 0 | 0 | 0 | 0 | 0 | 0 | 0 | 0 | 0 | 0 | 0 | 0 | 0 | 0 | 0 | 0 | 0 | 0 | 0 | 0 | 0 | 0 | 0 | 0 | 0 | 0 | 0 | 0 | 0 | 0 | 0 | 0 | 0 | 0 | 0 | 0 | 0 | 0 | 0 | 0 | 0 | 0 | 0% | 0% | 0% | 0% | 0% | 0% | 0% | 0% | 0% | 0% | 0% | x | x | x | x | x | x | x | x | x | x | 0 | 0 | 0 | 0 | 0 | 0 | 0 | 0 | 0 | 0 | 0 | 0 | 0 | 0 | 0 | 0 | 0 | 0 | 0 | 0 | 0 | 0 | 0 | 0 | 0 | 0 | 0 | 0 | 0 | 0 | 0 | 0 | 0 | 0 | 0 | 0 | 0 | 0 | 0 | 0
395 | Other station transformer replacement | Replacement - Major Station | Major Station | FALSE | Transformers | Network | Labour - Internal | 10% | 0 | 0 | 0 | 0 | 0 | 0 | 0 | 0 | 0 | 0 | 0 | 0 | 0 | 0 | 0 | 0 | 0 | 0 | 0 | 0 | 0 | 0 | 0 | 0 | 0 | 0 | 0 | 0 | 0 | 0 | 0 | 0 | 0 | 0 | 0 | 0 | 0 | 0 | 0 | 0 | 0 | 0 | 0 | 0 | 0 | 0% | 0% | 0% | 0% | 0% | 0% | 0% | 0% | 0% | 0% | 0% | x | x | x | x | x | x | x | x | x | x | 0 | 0 | 0 | 0 | 0 | 0 | 0 | 0 | 0 | 0 | 0 | 0 | 0 | 0 | 0 | 0 | 0 | 0 | 0 | 0 | 0 | 0 | 0 | 0 | 0 | 0 | 0 | 0 | 0 | 0 | 0 | 0 | 0 | 0 | 0 | 0 | 0 | 0 | 0 | 0
396 | Other station transformer replacement | Replacement - Major Station | Major Station | FALSE | Transformers | Network | Labour - External | 50% | 0 | 0 | 0 | 0 | 0 | 0 | 0 | 0 | 0 | 0 | 0 | 0 | 0 | 0 | 0 | 0 | 0 | 0 | 0 | 0 | 0 | 0 | 0 | 0 | 0 | 0 | 0 | 0 | 0 | 0 | 0 | 0 | 0 | 0 | 0 | 0 | 0 | 0 | 0 | 0 | 0 | 0 | 0 | 0 | 0 | 0% | 0% | 0% | 0% | 0% | 0% | 0% | 0% | 0% | 0% | 0% | x | x | x | x | x | x | x | x | x | x | 0 | 0 | 0 | 0 | 0 | 0 | 0 | 0 | 0 | 0 | 0 | 0 | 0 | 0 | 0 | 0 | 0 | 0 | 0 | 0 | 0 | 0 | 0 | 0 | 0 | 0 | 0 | 0 | 0 | 0 | 0 | 0 | 0 | 0 | 0 | 0 | 0 | 0 | 0 | 0
397 | Power Transformers | Replacement - Other | Stations | FALSE | Transformers | Network | Materials | 40% | 0 | 0 | 0 | 25.2035 | 2130.6153 | 996.2838 | 996.2838 | 996.2838 | 996.2838 | 996.2838 | 0 | 0 | 0 | 0 | 0 | 0 | 0 | 0 | 0 | 0 | 0 | 0 | 0 | 0 | 0 | 1.7103 | 129.6425 | 53.9838 | 55.4337 | 54.0222 | 69.877 | 93.4607 | 0 | 0 | 0 | 0 | 26.9138 | 2260.2578 | 1050.2675 | 1051.7175 | 1050.306 | 1066.1608 | 1089.7444 | 0 | 0 | 0% | 0% | 0% | 0% | 0% | 0% | 0% | 0% | 0% | 0% | 0% | x | x | x | x | x | x | x | x | x | x | 0 | 25.2035 | 2130.6153 | 996.2838 | 996.2838 | 996.2838 | 996.2838 | 996.2838 | 0 | 0 | 0 | 0 | 0 | 0 | 0 | 0 | 0 | 0 | 0 | 0 | 0 | 1.7103 | 129.6425 | 53.9838 | 55.4337 | 54.0222 | 69.877 | 93.4607 | 0 | 0 | 0 | 26.9138 | 2260.2578 | 1050.2675 | 1051.7175 | 1050.306 | 1066.1608 | 1089.7444 | 0 | 0
398 | Power Transformers | Replacement - Other | Stations | FALSE | Transformers | Network | Labour - Internal | 10% | 0 | 0 | 0 | 6.3009 | 532.6538 | 249.0709 | 249.0709 | 249.0709 | 249.0709 | 249.0709 | 0 | 0 | 0 | 0 | 0.023055 | 5.2588 | 3.766 | 5.0322 | 7.0136 | 9.8327 | 12.6828 | 0 | 0 | 0 | 0 | 0.42915 | 32.7306 | 13.7 | 14.1384 | 13.8859 | 18.1589 | 24.5549 | 0 | 0 | 0 | 0 | 6.7531 | 570.6433 | 266.5369 | 268.2416 | 269.9704 | 277.0625 | 286.3087 | 0 | 0 | 0% | 0% | 0% | 0% | 0% | 0% | 0% | 0% | 0% | 0% | 0% | x | x | x | x | x | x | x | x | x | x | 0 | 6.3009 | 532.6538 | 249.0709 | 249.0709 | 249.0709 | 249.0709 | 249.0709 | 0 | 0 | 0 | 0.023055 | 5.2588 | 3.766 | 5.0322 | 7.0136 | 9.8327 | 12.6828 | 0 | 0 | 0 | 0.42915 | 32.7306 | 13.7 | 14.1384 | 13.8859 | 18.1589 | 24.5549 | 0 | 0 | 0 | 6.7531 | 570.6433 | 266.5369 | 268.2416 | 269.9704 | 277.0625 | 286.3087 | 0 | 0
399 | Power Transformers | Replacement - Other | Stations | FALSE | Transformers | Network | Labour - External | 50% | 0 | 0 | 0 | 31.5043 | 2663.2692 | 1245.3547 | 1245.3547 | 1245.3547 | 1245.3547 | 1245.3547 | 0 | 0 | 0 | 0 | -0.082813 | -3.8835 | 0 | 0 | 0 | 0 | 0 | 0 | 0 | 0 | 0 | 2.1323 | 161.8168 | 67.4797 | 69.2922 | 67.5278 | 87.3463 | 116.8258 | 0 | 0 | 0 | 0 | 33.5538 | 2821.2024 | 1312.8344 | 1314.6469 | 1312.8825 | 1332.701 | 1362.1806 | 0 | 0 | 0% | 0% | 0% | 0% | 0% | 0% | 0% | 0% | 0% | 0% | 0% | x | x | x | x | x | x | x | x | x | x | 0 | 31.5043 | 2663.2692 | 1245.3547 | 1245.3547 | 1245.3547 | 1245.3547 | 1245.3547 | 0 | 0 | 0 | -0.082813 | -3.8835 | 0 | 0 | 0 | 0 | 0 | 0 | 0 | 0 | 2.1323 | 161.8168 | 67.4797 | 69.2922 | 67.5278 | 87.3463 | 116.8258 | 0 | 0 | 0 | 33.5538 | 2821.2024 | 1312.8344 | 1314.6469 | 1312.8825 | 1332.701 | 1362.1806 | 0 | 0
400 | Power transformers - Bushings replacement | Replacement - Other | Stations | FALSE | Transformers | Network | Materials | 40% | 0 | 0 | 0 | 326.6685 | 555.1238 | 0 | 0 | 0 | 0 | 0 | 0 | 0 | 0 | 0 | 0 | 0 | 0 | 0 | 0 | 0 | 0 | 0 | 0 | 0 | 0 | 22.1681 | 33.7779 | 0 | 0 | 0 | 0 | 0 | 0 | 0 | 0 | 0 | 348.8366 | 588.9016 | 0 | 0 | 0 | 0 | 0 | 0 | 0 | 0% | 0% | 0% | 0% | 0% | 0% | 0% | 0% | 0% | 0% | 0% | x | x | x | x | x | x | x | x | x | x | 0 | 326.6685 | 555.1238 | 0 | 0 | 0 | 0 | 0 | 0 | 0 | 0 | 0 | 0 | 0 | 0 | 0 | 0 | 0 | 0 | 0 | 0 | 22.1681 | 33.7779 | 0 | 0 | 0 | 0 | 0 | 0 | 0 | 0 | 348.8366 | 588.9016 | 0 | 0 | 0 | 0 | 0 | 0 | 0
401 | Power transformers - Bushings replacement | Replacement - Other | Stations | FALSE | Transformers | Network | Labour - Internal | 10% | 0 | 0 | 0 | 81.6671 | 138.7809 | 0 | 0 | 0 | 0 | 0 | 0 | 0 | 0 | 0 | 0.29882 | 1.3702 | 0 | 0 | 0 | 0 | 0 | 0 | 0 | 0 | 0 | 5.5623 | 8.5278 | 0 | 0 | 0 | 0 | 0 | 0 | 0 | 0 | 0 | 87.5283 | 148.6789 | 0 | 0 | 0 | 0 | 0 | 0 | 0 | 0% | 0% | 0% | 0% | 0% | 0% | 0% | 0% | 0% | 0% | 0% | x | x | x | x | x | x | x | x | x | x | 0 | 81.6671 | 138.7809 | 0 | 0 | 0 | 0 | 0 | 0 | 0 | 0 | 0.29882 | 1.3702 | 0 | 0 | 0 | 0 | 0 | 0 | 0 | 0 | 5.5623 | 8.5278 | 0 | 0 | 0 | 0 | 0 | 0 | 0 | 0 | 87.5283 | 148.6789 | 0 | 0 | 0 | 0 | 0 | 0 | 0
402 | Power transformers - Bushings replacement | Replacement - Other | Stations | FALSE | Transformers | Network | Labour - External | 50% | 0 | 0 | 0 | 408.3357 | 693.9047 | 0 | 0 | 0 | 0 | 0 | 0 | 0 | 0 | 0 | -1.0734 | -1.0118 | 0 | 0 | 0 | 0 | 0 | 0 | 0 | 0 | 0 | 27.6372 | 42.1608 | 0 | 0 | 0 | 0 | 0 | 0 | 0 | 0 | 0 | 434.8996 | 735.0536 | 0 | 0 | 0 | 0 | 0 | 0 | 0 | 0% | 0% | 0% | 0% | 0% | 0% | 0% | 0% | 0% | 0% | 0% | x | x | x | x | x | x | x | x | x | x | 0 | 408.3357 | 693.9047 | 0 | 0 | 0 | 0 | 0 | 0 | 0 | 0 | -1.0734 | -1.0118 | 0 | 0 | 0 | 0 | 0 | 0 | 0 | 0 | 27.6372 | 42.1608 | 0 | 0 | 0 | 0 | 0 | 0 | 0 | 0 | 434.8996 | 735.0536 | 0 | 0 | 0 | 0 | 0 | 0 | 0
403 | Power transformers - improved safe access | Replacement - Other | Stations | FALSE | Transformers | Network | Materials | 40% | 0 | 0 | 0 | 60.0379 | 0 | 0 | 0 | 0 | 0 | 0 | 0 | 0 | 0 | 0 | 0 | 0 | 0 | 0 | 0 | 0 | 0 | 0 | 0 | 0 | 0 | 4.0742 | 0 | 0 | 0 | 0 | 0 | 0 | 0 | 0 | 0 | 0 | 64.1122 | 0 | 0 | 0 | 0 | 0 | 0 | 0 | 0 | 0% | 0% | 0% | 0% | 0% | 0% | 0% | 0% | 0% | 0% | 0% | x | x | x | x | x | x | x | x | x | x | 0 | 60.0379 | 0 | 0 | 0 | 0 | 0 | 0 | 0 | 0 | 0 | 0 | 0 | 0 | 0 | 0 | 0 | 0 | 0 | 0 | 0 | 4.0742 | 0 | 0 | 0 | 0 | 0 | 0 | 0 | 0 | 0 | 64.1122 | 0 | 0 | 0 | 0 | 0 | 0 | 0 | 0
404 | Power transformers - improved safe access | Replacement - Other | Stations | FALSE | Transformers | Network | Labour - Internal | 10% | 0 | 0 | 0 | 15.0095 | 0 | 0 | 0 | 0 | 0 | 0 | 0 | 0 | 0 | 0 | 0.05492 | 0 | 0 | 0 | 0 | 0 | 0 | 0 | 0 | 0 | 0 | 1.0223 | 0 | 0 | 0 | 0 | 0 | 0 | 0 | 0 | 0 | 0 | 16.0867 | 0 | 0 | 0 | 0 | 0 | 0 | 0 | 0 | 0% | 0% | 0% | 0% | 0% | 0% | 0% | 0% | 0% | 0% | 0% | x | x | x | x | x | x | x | x | x | x | 0 | 15.0095 | 0 | 0 | 0 | 0 | 0 | 0 | 0 | 0 | 0 | 0.05492 | 0 | 0 | 0 | 0 | 0 | 0 | 0 | 0 | 0 | 1.0223 | 0 | 0 | 0 | 0 | 0 | 0 | 0 | 0 | 0 | 16.0867 | 0 | 0 | 0 | 0 | 0 | 0 | 0 | 0
405 | Power transformers - improved safe access | Replacement - Other | Stations | FALSE | Transformers | Network | Labour - External | 50% | 0 | 0 | 0 | 75.0474 | 0 | 0 | 0 | 0 | 0 | 0 | 0 | 0 | 0 | 0 | -0.19727 | 0 | 0 | 0 | 0 | 0 | 0 | 0 | 0 | 0 | 0 | 5.0794 | 0 | 0 | 0 | 0 | 0 | 0 | 0 | 0 | 0 | 0 | 79.9295 | 0 | 0 | 0 | 0 | 0 | 0 | 0 | 0 | 0% | 0% | 0% | 0% | 0% | 0% | 0% | 0% | 0% | 0% | 0% | x | x | x | x | x | x | x | x | x | x | 0 | 75.0474 | 0 | 0 | 0 | 0 | 0 | 0 | 0 | 0 | 0 | -0.19727 | 0 | 0 | 0 | 0 | 0 | 0 | 0 | 0 | 0 | 5.0794 | 0 | 0 | 0 | 0 | 0 | 0 | 0 | 0 | 0 | 79.9295 | 0 | 0 | 0 | 0 | 0 | 0 | 0 | 0
406 | Circuit breakers | Replacement - Other | Stations | FALSE | Switchgear | Network | Materials | 40% | 0 | 0 | 0 | 551.5686 | 1250.6609 | 948.2209 | 392.5981 | 392.5981 | 392.5981 | 392.5981 | 0 | 0 | 0 | 0 | 0 | 0 | 0 | 0 | 0 | 0 | 0 | 0 | 0 | 0 | 0 | 37.43 | 76.0995 | 51.3795 | 21.8444 | 21.2881 | 27.5359 | 36.8293 | 0 | 0 | 0 | 0 | 588.9986 | 1326.7604 | 999.6003 | 414.4424 | 413.8862 | 420.134 | 429.4274 | 0 | 0 | 0% | 0% | 0% | 0% | 0% | 0% | 0% | 0% | 0% | 0% | 0% | x | x | x | x | x | x | x | x | x | x | 0 | 551.5686 | 1250.6609 | 948.2209 | 392.5981 | 392.5981 | 392.5981 | 392.5981 | 0 | 0 | 0 | 0 | 0 | 0 | 0 | 0 | 0 | 0 | 0 | 0 | 0 | 37.43 | 76.0995 | 51.3795 | 21.8444 | 21.2881 | 27.5359 | 36.8293 | 0 | 0 | 0 | 588.9986 | 1326.7604 | 999.6003 | 414.4424 | 413.8862 | 420.134 | 429.4274 | 0 | 0
407 | Circuit breakers | Replacement - Other | Stations | FALSE | Switchgear | Network | Labour - Internal | 10% | 0 | 0 | 0 | 137.8922 | 312.6652 | 237.0552 | 98.1495 | 98.1495 | 98.1495 | 98.1495 | 0 | 0 | 0 | 0 | 0.50455 | 3.0869 | 3.5843 | 1.983 | 2.7638 | 3.8747 | 4.9978 | 0 | 0 | 0 | 0 | 9.3917 | 19.2127 | 13.0391 | 5.5714 | 5.4719 | 7.1557 | 9.6762 | 0 | 0 | 0 | 0 | 147.7885 | 334.9648 | 253.6786 | 105.704 | 106.3852 | 109.1799 | 112.8235 | 0 | 0 | 0% | 0% | 0% | 0% | 0% | 0% | 0% | 0% | 0% | 0% | 0% | x | x | x | x | x | x | x | x | x | x | 0 | 137.8922 | 312.6652 | 237.0552 | 98.1495 | 98.1495 | 98.1495 | 98.1495 | 0 | 0 | 0 | 0.50455 | 3.0869 | 3.5843 | 1.983 | 2.7638 | 3.8747 | 4.9978 | 0 | 0 | 0 | 9.3917 | 19.2127 | 13.0391 | 5.5714 | 5.4719 | 7.1557 | 9.6762 | 0 | 0 | 0 | 147.7885 | 334.9648 | 253.6786 | 105.704 | 106.3852 | 109.1799 | 112.8235 | 0 | 0
408 | Circuit breakers | Replacement - Other | Stations | FALSE | Switchgear | Network | Labour - External | 50% | 0 | 0 | 0 | 689.4608 | 1563.3261 | 1185.2761 | 490.7476 | 490.7476 | 490.7476 | 490.7476 | 0 | 0 | 0 | 0 | -1.8123 | -2.2796 | 0 | 0 | 0 | 0 | 0 | 0 | 0 | 0 | 0 | 46.6645 | 94.9857 | 64.2243 | 27.3054 | 26.6102 | 34.4199 | 46.0367 | 0 | 0 | 0 | 0 | 734.313 | 1656.0322 | 1249.5004 | 518.0531 | 517.3578 | 525.1675 | 536.7843 | 0 | 0 | 0% | 0% | 0% | 0% | 0% | 0% | 0% | 0% | 0% | 0% | 0% | x | x | x | x | x | x | x | x | x | x | 0 | 689.4608 | 1563.3261 | 1185.2761 | 490.7476 | 490.7476 | 490.7476 | 490.7476 | 0 | 0 | 0 | -1.8123 | -2.2796 | 0 | 0 | 0 | 0 | 0 | 0 | 0 | 0 | 46.6645 | 94.9857 | 64.2243 | 27.3054 | 26.6102 | 34.4199 | 46.0367 | 0 | 0 | 0 | 734.313 | 1656.0322 | 1249.5004 | 518.0531 | 517.3578 | 525.1675 | 536.7843 | 0 | 0
409 | Instrument transformers (Pre FY23) | Replacement - Other | Stations | FALSE | Switchgear | Network | Materials | 40% | 0 | 0 | 0 | 0 | 0 | 0 | 0 | 0 | 0 | 0 | 0 | 0 | 0 | 0 | 0 | 0 | 0 | 0 | 0 | 0 | 0 | 0 | 0 | 0 | 0 | 0 | 0 | 0 | 0 | 0 | 0 | 0 | 0 | 0 | 0 | 0 | 0 | 0 | 0 | 0 | 0 | 0 | 0 | 0 | 0 | 0% | 0% | 0% | 0% | 0% | 0% | 0% | 0% | 0% | 0% | 0% | x | x | x | x | x | x | x | x | x | x | 0 | 0 | 0 | 0 | 0 | 0 | 0 | 0 | 0 | 0 | 0 | 0 | 0 | 0 | 0 | 0 | 0 | 0 | 0 | 0 | 0 | 0 | 0 | 0 | 0 | 0 | 0 | 0 | 0 | 0 | 0 | 0 | 0 | 0 | 0 | 0 | 0 | 0 | 0 | 0
410 | Instrument transformers (Pre FY23) | Replacement - Other | Stations | FALSE | Switchgear | Network | Labour - Internal | 10% | 0 | 0 | 0 | 0 | 0 | 0 | 0 | 0 | 0 | 0 | 0 | 0 | 0 | 0 | 0 | 0 | 0 | 0 | 0 | 0 | 0 | 0 | 0 | 0 | 0 | 0 | 0 | 0 | 0 | 0 | 0 | 0 | 0 | 0 | 0 | 0 | 0 | 0 | 0 | 0 | 0 | 0 | 0 | 0 | 0 | 0% | 0% | 0% | 0% | 0% | 0% | 0% | 0% | 0% | 0% | 0% | x | x | x | x | x | x | x | x | x | x | 0 | 0 | 0 | 0 | 0 | 0 | 0 | 0 | 0 | 0 | 0 | 0 | 0 | 0 | 0 | 0 | 0 | 0 | 0 | 0 | 0 | 0 | 0 | 0 | 0 | 0 | 0 | 0 | 0 | 0 | 0 | 0 | 0 | 0 | 0 | 0 | 0 | 0 | 0 | 0
411 | Instrument transformers (Pre FY23) | Replacement - Other | Stations | FALSE | Switchgear | Network | Labour - External | 50% | 0 | 0 | 0 | 0 | 0 | 0 | 0 | 0 | 0 | 0 | 0 | 0 | 0 | 0 | 0 | 0 | 0 | 0 | 0 | 0 | 0 | 0 | 0 | 0 | 0 | 0 | 0 | 0 | 0 | 0 | 0 | 0 | 0 | 0 | 0 | 0 | 0 | 0 | 0 | 0 | 0 | 0 | 0 | 0 | 0 | 0% | 0% | 0% | 0% | 0% | 0% | 0% | 0% | 0% | 0% | 0% | x | x | x | x | x | x | x | x | x | x | 0 | 0 | 0 | 0 | 0 | 0 | 0 | 0 | 0 | 0 | 0 | 0 | 0 | 0 | 0 | 0 | 0 | 0 | 0 | 0 | 0 | 0 | 0 | 0 | 0 | 0 | 0 | 0 | 0 | 0 | 0 | 0 | 0 | 0 | 0 | 0 | 0 | 0 | 0 | 0
412 | Instrument transformers (Post FY22) | Replacement - Other | Stations | FALSE | Instrument Transformers | Network | Materials | 40% | 0 | 0 | 0 | 0 | 0 | 599.327 | 599.327 | 599.327 | 599.327 | 599.327 | 0 | 0 | 0 | 0 | 0 | 0 | 0 | 0 | 0 | 0 | 0 | 0 | 0 | 0 | 0 | 0 | 0 | 32.4746 | 33.3469 | 32.4978 | 42.0354 | 56.2224 | 0 | 0 | 0 | 0 | 0 | 0 | 631.8016 | 632.6738 | 631.8247 | 641.3624 | 655.5494 | 0 | 0 | 0% | 0% | 0% | 0% | 0% | 0% | 0% | 0% | 0% | 0% | 0% | x | x | x | x | x | x | x | x | x | x | 0 | 0 | 0 | 599.327 | 599.327 | 599.327 | 599.327 | 599.327 | 0 | 0 | 0 | 0 | 0 | 0 | 0 | 0 | 0 | 0 | 0 | 0 | 0 | 0 | 0 | 32.4746 | 33.3469 | 32.4978 | 42.0354 | 56.2224 | 0 | 0 | 0 | 0 | 0 | 631.8016 | 632.6738 | 631.8247 | 641.3624 | 655.5494 | 0 | 0
413 | Instrument transformers (Post FY22) | Replacement - Other | Stations | FALSE | Instrument Transformers | Network | Labour - Internal | 10% | 0 | 0 | 0 | 0 | 0 | 149.8317 | 149.8317 | 149.8317 | 149.8317 | 149.8317 | 0 | 0 | 0 | 0 | 0 | 0 | 2.2655 | 3.0272 | 4.2191 | 5.915 | 7.6295 | 0 | 0 | 0 | 0 | 0 | 0 | 8.2414 | 8.5052 | 8.3532 | 10.9237 | 14.7713 | 0 | 0 | 0 | 0 | 0 | 0 | 160.3386 | 161.3641 | 162.4041 | 166.6704 | 172.2326 | 0 | 0 | 0% | 0% | 0% | 0% | 0% | 0% | 0% | 0% | 0% | 0% | 0% | x | x | x | x | x | x | x | x | x | x | 0 | 0 | 0 | 149.8317 | 149.8317 | 149.8317 | 149.8317 | 149.8317 | 0 | 0 | 0 | 0 | 0 | 2.2655 | 3.0272 | 4.2191 | 5.915 | 7.6295 | 0 | 0 | 0 | 0 | 0 | 8.2414 | 8.5052 | 8.3532 | 10.9237 | 14.7713 | 0 | 0 | 0 | 0 | 0 | 160.3386 | 161.3641 | 162.4041 | 166.6704 | 172.2326 | 0 | 0
414 | Instrument transformers (Post FY22) | Replacement - Other | Stations | FALSE | Instrument Transformers | Network | Labour - External | 50% | 0 | 0 | 0 | 0 | 0 | 749.1587 | 749.1587 | 749.1587 | 749.1587 | 749.1587 | 0 | 0 | 0 | 0 | 0 | 0 | 0 | 0 | 0 | 0 | 0 | 0 | 0 | 0 | 0 | 0 | 0 | 40.5933 | 41.6836 | 40.6222 | 52.5442 | 70.278 | 0 | 0 | 0 | 0 | 0 | 0 | 789.752 | 790.8423 | 789.7809 | 801.7029 | 819.4367 | 0 | 0 | 0% | 0% | 0% | 0% | 0% | 0% | 0% | 0% | 0% | 0% | 0% | x | x | x | x | x | x | x | x | x | x | 0 | 0 | 0 | 749.1587 | 749.1587 | 749.1587 | 749.1587 | 749.1587 | 0 | 0 | 0 | 0 | 0 | 0 | 0 | 0 | 0 | 0 | 0 | 0 | 0 | 0 | 0 | 40.5933 | 41.6836 | 40.6222 | 52.5442 | 70.278 | 0 | 0 | 0 | 0 | 0 | 789.752 | 790.8423 | 789.7809 | 801.7029 | 819.4367 | 0 | 0
415 | Current transformers | Replacement - Other | Stations | FALSE | Switchgear | Network | Materials | 40% | 0 | 0 | 0 | 596.9894 | 381.3556 | 0 | 0 | 0 | 0 | 0 | 0 | 0 | 0 | 0 | 0 | 0 | 0 | 0 | 0 | 0 | 0 | 0 | 0 | 0 | 0 | 40.5123 | 23.2045 | 0 | 0 | 0 | 0 | 0 | 0 | 0 | 0 | 0 | 637.5017 | 404.5601 | 0 | 0 | 0 | 0 | 0 | 0 | 0 | 0% | 0% | 0% | 0% | 0% | 0% | 0% | 0% | 0% | 0% | 0% | x | x | x | x | x | x | x | x | x | x | 0 | 596.9894 | 381.3556 | 0 | 0 | 0 | 0 | 0 | 0 | 0 | 0 | 0 | 0 | 0 | 0 | 0 | 0 | 0 | 0 | 0 | 0 | 40.5123 | 23.2045 | 0 | 0 | 0 | 0 | 0 | 0 | 0 | 0 | 637.5017 | 404.5601 | 0 | 0 | 0 | 0 | 0 | 0 | 0
416 | Current transformers | Replacement - Other | Stations | FALSE | Switchgear | Network | Labour - Internal | 10% | 0 | 0 | 0 | 149.2474 | 95.3389 | 0 | 0 | 0 | 0 | 0 | 0 | 0 | 0 | 0 | 0.5461 | 0.94127 | 0 | 0 | 0 | 0 | 0 | 0 | 0 | 0 | 0 | 10.1651 | 5.8584 | 0 | 0 | 0 | 0 | 0 | 0 | 0 | 0 | 0 | 159.9586 | 102.1386 | 0 | 0 | 0 | 0 | 0 | 0 | 0 | 0% | 0% | 0% | 0% | 0% | 0% | 0% | 0% | 0% | 0% | 0% | x | x | x | x | x | x | x | x | x | x | 0 | 149.2474 | 95.3389 | 0 | 0 | 0 | 0 | 0 | 0 | 0 | 0 | 0.5461 | 0.94127 | 0 | 0 | 0 | 0 | 0 | 0 | 0 | 0 | 10.1651 | 5.8584 | 0 | 0 | 0 | 0 | 0 | 0 | 0 | 0 | 159.9586 | 102.1386 | 0 | 0 | 0 | 0 | 0 | 0 | 0
417 | Current transformers | Replacement - Other | Stations | FALSE | Switchgear | Network | Labour - External | 50% | 0 | 0 | 0 | 746.2368 | 476.6945 | 0 | 0 | 0 | 0 | 0 | 0 | 0 | 0 | 0 | -1.9616 | -0.69511 | 0 | 0 | 0 | 0 | 0 | 0 | 0 | 0 | 0 | 50.5073 | 28.9633 | 0 | 0 | 0 | 0 | 0 | 0 | 0 | 0 | 0 | 794.7825 | 504.9627 | 0 | 0 | 0 | 0 | 0 | 0 | 0 | 0% | 0% | 0% | 0% | 0% | 0% | 0% | 0% | 0% | 0% | 0% | x | x | x | x | x | x | x | x | x | x | 0 | 746.2368 | 476.6945 | 0 | 0 | 0 | 0 | 0 | 0 | 0 | 0 | -1.9616 | -0.69511 | 0 | 0 | 0 | 0 | 0 | 0 | 0 | 0 | 50.5073 | 28.9633 | 0 | 0 | 0 | 0 | 0 | 0 | 0 | 0 | 794.7825 | 504.9627 | 0 | 0 | 0 | 0 | 0 | 0 | 0
418 | Disconnectors | Replacement - Other | Stations | FALSE | Switchgear | Network | Materials | 40% | 0 | 0 | 0 | 36.5929 | 0 | 99.317 | 99.317 | 99.317 | 99.317 | 99.317 | 0 | 0 | 0 | 0 | 0 | 0 | 0 | 0 | 0 | 0 | 0 | 0 | 0 | 0 | 0 | 2.4832 | 0 | 5.3815 | 5.5261 | 5.3853 | 6.9659 | 9.3169 | 0 | 0 | 0 | 0 | 39.0761 | 0 | 104.6985 | 104.8431 | 104.7024 | 106.2829 | 108.6339 | 0 | 0 | 0% | 0% | 0% | 0% | 0% | 0% | 0% | 0% | 0% | 0% | 0% | x | x | x | x | x | x | x | x | x | x | 0 | 36.5929 | 0 | 99.317 | 99.317 | 99.317 | 99.317 | 99.317 | 0 | 0 | 0 | 0 | 0 | 0 | 0 | 0 | 0 | 0 | 0 | 0 | 0 | 2.4832 | 0 | 5.3815 | 5.5261 | 5.3853 | 6.9659 | 9.3169 | 0 | 0 | 0 | 39.0761 | 0 | 104.6985 | 104.8431 | 104.7024 | 106.2829 | 108.6339 | 0 | 0
419 | Disconnectors | Replacement - Other | Stations | FALSE | Switchgear | Network | Labour - Internal | 10% | 0 | 0 | 0 | 9.1482 | 0 | 24.8293 | 24.8293 | 24.8293 | 24.8293 | 24.8293 | 0 | 0 | 0 | 0 | 0.033474 | 0 | 0.37542 | 0.50165 | 0.69917 | 0.98019 | 1.2643 | 0 | 0 | 0 | 0 | 0.62308 | 0 | 1.3657 | 1.4094 | 1.3842 | 1.8102 | 2.4478 | 0 | 0 | 0 | 0 | 9.8048 | 0 | 26.5704 | 26.7403 | 26.9127 | 27.6197 | 28.5414 | 0 | 0 | 0% | 0% | 0% | 0% | 0% | 0% | 0% | 0% | 0% | 0% | 0% | x | x | x | x | x | x | x | x | x | x | 0 | 9.1482 | 0 | 24.8293 | 24.8293 | 24.8293 | 24.8293 | 24.8293 | 0 | 0 | 0 | 0.033474 | 0 | 0.37542 | 0.50165 | 0.69917 | 0.98019 | 1.2643 | 0 | 0 | 0 | 0.62308 | 0 | 1.3657 | 1.4094 | 1.3842 | 1.8102 | 2.4478 | 0 | 0 | 0 | 9.8048 | 0 | 26.5704 | 26.7403 | 26.9127 | 27.6197 | 28.5414 | 0 | 0
420 | Disconnectors | Replacement - Other | Stations | FALSE | Switchgear | Network | Labour - External | 50% | 0 | 0 | 0 | 45.7411 | 0 | 124.1463 | 124.1463 | 124.1463 | 124.1463 | 124.1463 | 0 | 0 | 0 | 0 | -0.12024 | 0 | 0 | 0 | 0 | 0 | 0 | 0 | 0 | 0 | 0 | 3.0959 | 0 | 6.7269 | 6.9076 | 6.7317 | 8.7073 | 11.6461 | 0 | 0 | 0 | 0 | 48.7167 | 0 | 130.8732 | 131.0539 | 130.878 | 132.8536 | 135.7924 | 0 | 0 | 0% | 0% | 0% | 0% | 0% | 0% | 0% | 0% | 0% | 0% | 0% | x | x | x | x | x | x | x | x | x | x | 0 | 45.7411 | 0 | 124.1463 | 124.1463 | 124.1463 | 124.1463 | 124.1463 | 0 | 0 | 0 | -0.12024 | 0 | 0 | 0 | 0 | 0 | 0 | 0 | 0 | 0 | 3.0959 | 0 | 6.7269 | 6.9076 | 6.7317 | 8.7073 | 11.6461 | 0 | 0 | 0 | 48.7167 | 0 | 130.8732 | 131.0539 | 130.878 | 132.8536 | 135.7924 | 0 | 0
421 | Reactive plant | Replacement - Other | Stations | FALSE | Reactive | Network | Materials | 40% | 0 | 0 | 0 | 3593.2709 | 94.7411 | 0 | 0 | 0 | 0 | 0 | 0 | 0 | 0 | 0 | 0 | 0 | 0 | 0 | 0 | 0 | 0 | 0 | 0 | 0 | 0 | 243.843 | 5.7648 | 0 | 0 | 0 | 0 | 0 | 0 | 0 | 0 | 0 | 3837.1139 | 100.5059 | 0 | 0 | 0 | 0 | 0 | 0 | 0 | 0% | 0% | 0% | 0% | 0% | 0% | 0% | 0% | 0% | 0% | 0% | x | x | x | x | x | x | x | x | x | x | 0 | 3593.2709 | 94.7411 | 0 | 0 | 0 | 0 | 0 | 0 | 0 | 0 | 0 | 0 | 0 | 0 | 0 | 0 | 0 | 0 | 0 | 0 | 243.843 | 5.7648 | 0 | 0 | 0 | 0 | 0 | 0 | 0 | 0 | 3837.1139 | 100.5059 | 0 | 0 | 0 | 0 | 0 | 0 | 0
422 | Reactive plant | Replacement - Other | Stations | FALSE | Reactive | Network | Labour - Internal | 10% | 0 | 0 | 0 | 898.3177 | 23.6853 | 0 | 0 | 0 | 0 | 0 | 0 | 0 | 0 | 0 | 3.287 | 0.23384 | 0 | 0 | 0 | 0 | 0 | 0 | 0 | 0 | 0 | 61.1838 | 1.4554 | 0 | 0 | 0 | 0 | 0 | 0 | 0 | 0 | 0 | 962.7885 | 25.3745 | 0 | 0 | 0 | 0 | 0 | 0 | 0 | 0% | 0% | 0% | 0% | 0% | 0% | 0% | 0% | 0% | 0% | 0% | x | x | x | x | x | x | x | x | x | x | 0 | 898.3177 | 23.6853 | 0 | 0 | 0 | 0 | 0 | 0 | 0 | 0 | 3.287 | 0.23384 | 0 | 0 | 0 | 0 | 0 | 0 | 0 | 0 | 61.1838 | 1.4554 | 0 | 0 | 0 | 0 | 0 | 0 | 0 | 0 | 962.7885 | 25.3745 | 0 | 0 | 0 | 0 | 0 | 0 | 0
423 | Reactive plant | Replacement - Other | Stations | FALSE | Reactive | Network | Labour - External | 50% | 0 | 0 | 0 | 4491.5886 | 118.4264 | 0 | 0 | 0 | 0 | 0 | 0 | 0 | 0 | 0 | -11.8067 | -0.17269 | 0 | 0 | 0 | 0 | 0 | 0 | 0 | 0 | 0 | 304.0026 | 7.1954 | 0 | 0 | 0 | 0 | 0 | 0 | 0 | 0 | 0 | 4783.7845 | 125.4492 | 0 | 0 | 0 | 0 | 0 | 0 | 0 | 0% | 0% | 0% | 0% | 0% | 0% | 0% | 0% | 0% | 0% | 0% | x | x | x | x | x | x | x | x | x | x | 0 | 4491.5886 | 118.4264 | 0 | 0 | 0 | 0 | 0 | 0 | 0 | 0 | -11.8067 | -0.17269 | 0 | 0 | 0 | 0 | 0 | 0 | 0 | 0 | 304.0026 | 7.1954 | 0 | 0 | 0 | 0 | 0 | 0 | 0 | 0 | 4783.7845 | 125.4492 | 0 | 0 | 0 | 0 | 0 | 0 | 0
424 | On-line monitoring | Replacement - Other | Stations | FALSE | Establishment | Network | Materials | 40% | 0 | 0 | 0 | 0 | 0 | 0 | 0 | 0 | 0 | 0 | 0 | 0 | 0 | 0 | 0 | 0 | 0 | 0 | 0 | 0 | 0 | 0 | 0 | 0 | 0 | 0 | 0 | 0 | 0 | 0 | 0 | 0 | 0 | 0 | 0 | 0 | 0 | 0 | 0 | 0 | 0 | 0 | 0 | 0 | 0 | 0% | 0% | 0% | 0% | 0% | 0% | 0% | 0% | 0% | 0% | 0% | x | x | x | x | x | x | x | x | x | x | 0 | 0 | 0 | 0 | 0 | 0 | 0 | 0 | 0 | 0 | 0 | 0 | 0 | 0 | 0 | 0 | 0 | 0 | 0 | 0 | 0 | 0 | 0 | 0 | 0 | 0 | 0 | 0 | 0 | 0 | 0 | 0 | 0 | 0 | 0 | 0 | 0 | 0 | 0 | 0
425 | On-line monitoring | Replacement - Other | Stations | FALSE | Establishment | Network | Labour - Internal | 10% | 0 | 0 | 0 | 0 | 0 | 0 | 0 | 0 | 0 | 0 | 0 | 0 | 0 | 0 | 0 | 0 | 0 | 0 | 0 | 0 | 0 | 0 | 0 | 0 | 0 | 0 | 0 | 0 | 0 | 0 | 0 | 0 | 0 | 0 | 0 | 0 | 0 | 0 | 0 | 0 | 0 | 0 | 0 | 0 | 0 | 0% | 0% | 0% | 0% | 0% | 0% | 0% | 0% | 0% | 0% | 0% | x | x | x | x | x | x | x | x | x | x | 0 | 0 | 0 | 0 | 0 | 0 | 0 | 0 | 0 | 0 | 0 | 0 | 0 | 0 | 0 | 0 | 0 | 0 | 0 | 0 | 0 | 0 | 0 | 0 | 0 | 0 | 0 | 0 | 0 | 0 | 0 | 0 | 0 | 0 | 0 | 0 | 0 | 0 | 0 | 0
426 | On-line monitoring | Replacement - Other | Stations | FALSE | Establishment | Network | Labour - External | 50% | 0 | 0 | 0 | 0 | 0 | 0 | 0 | 0 | 0 | 0 | 0 | 0 | 0 | 0 | 0 | 0 | 0 | 0 | 0 | 0 | 0 | 0 | 0 | 0 | 0 | 0 | 0 | 0 | 0 | 0 | 0 | 0 | 0 | 0 | 0 | 0 | 0 | 0 | 0 | 0 | 0 | 0 | 0 | 0 | 0 | 0% | 0% | 0% | 0% | 0% | 0% | 0% | 0% | 0% | 0% | 0% | x | x | x | x | x | x | x | x | x | x | 0 | 0 | 0 | 0 | 0 | 0 | 0 | 0 | 0 | 0 | 0 | 0 | 0 | 0 | 0 | 0 | 0 | 0 | 0 | 0 | 0 | 0 | 0 | 0 | 0 | 0 | 0 | 0 | 0 | 0 | 0 | 0 | 0 | 0 | 0 | 0 | 0 | 0 | 0 | 0
427 | Fire protection systems | Security and Compliance | Fire protection systems | FALSE | Establishment | Network | Materials | 40% | 0 | 0 | 0 | 377.397 | 0 | 196.6298 | 196.6298 | 196.6298 | 196.6298 | 196.6298 | 0 | 0 | 0 | 0 | 0 | 0 | 0 | 0 | 0 | 0 | 0 | 0 | 0 | 0 | 0 | 25.6105 | 0 | 10.6544 | 10.9406 | 10.662 | 13.7912 | 18.4457 | 0 | 0 | 0 | 0 | 403.0076 | 0 | 207.2842 | 207.5704 | 207.2918 | 210.421 | 215.0755 | 0 | 0 | 0% | 0% | 0% | 0% | 0% | 0% | 0% | 0% | 0% | 0% | 0% | x | x | x | x | x | x | x | x | x | x | 0 | 377.397 | 0 | 196.6298 | 196.6298 | 196.6298 | 196.6298 | 196.6298 | 0 | 0 | 0 | 0 | 0 | 0 | 0 | 0 | 0 | 0 | 0 | 0 | 0 | 25.6105 | 0 | 10.6544 | 10.9406 | 10.662 | 13.7912 | 18.4457 | 0 | 0 | 0 | 403.0076 | 0 | 207.2842 | 207.5704 | 207.2918 | 210.421 | 215.0755 | 0 | 0
428 | Fire protection systems | Security and Compliance | Fire protection systems | FALSE | Establishment | Network | Labour - Internal | 10% | 0 | 0 | 0 | 94.3493 | 0 | 49.1575 | 49.1575 | 49.1575 | 49.1575 | 49.1575 | 0 | 0 | 0 | 0 | 0.34523 | 0 | 0.74327 | 0.99318 | 1.3842 | 1.9406 | 2.5031 | 0 | 0 | 0 | 0 | 6.4261 | 0 | 2.7039 | 2.7904 | 2.7406 | 3.5839 | 4.8462 | 0 | 0 | 0 | 0 | 101.1206 | 0 | 52.6046 | 52.941 | 53.2822 | 54.682 | 56.5068 | 0 | 0 | 0% | 0% | 0% | 0% | 0% | 0% | 0% | 0% | 0% | 0% | 0% | x | x | x | x | x | x | x | x | x | x | 0 | 94.3493 | 0 | 49.1575 | 49.1575 | 49.1575 | 49.1575 | 49.1575 | 0 | 0 | 0 | 0.34523 | 0 | 0.74327 | 0.99318 | 1.3842 | 1.9406 | 2.5031 | 0 | 0 | 0 | 6.4261 | 0 | 2.7039 | 2.7904 | 2.7406 | 3.5839 | 4.8462 | 0 | 0 | 0 | 101.1206 | 0 | 52.6046 | 52.941 | 53.2822 | 54.682 | 56.5068 | 0 | 0
429 | Fire protection systems | Security and Compliance | Fire protection systems | FALSE | Establishment | Network | Labour - External | 50% | 0 | 0 | 0 | 471.7463 | 0 | 245.7873 | 245.7873 | 245.7873 | 245.7873 | 245.7873 | 0 | 0 | 0 | 0 | -1.24 | 0 | 0 | 0 | 0 | 0 | 0 | 0 | 0 | 0 | 0 | 31.929 | 0 | 13.318 | 13.6757 | 13.3275 | 17.2389 | 23.0571 | 0 | 0 | 0 | 0 | 502.4353 | 0 | 259.1053 | 259.463 | 259.1148 | 263.0262 | 268.8444 | 0 | 0 | 0% | 0% | 0% | 0% | 0% | 0% | 0% | 0% | 0% | 0% | 0% | x | x | x | x | x | x | x | x | x | x | 0 | 471.7463 | 0 | 245.7873 | 245.7873 | 245.7873 | 245.7873 | 245.7873 | 0 | 0 | 0 | -1.24 | 0 | 0 | 0 | 0 | 0 | 0 | 0 | 0 | 0 | 31.929 | 0 | 13.318 | 13.6757 | 13.3275 | 17.2389 | 23.0571 | 0 | 0 | 0 | 502.4353 | 0 | 259.1053 | 259.463 | 259.1148 | 263.0262 | 268.8444 | 0 | 0
430 | Civils | Replacement - Other | Stations | FALSE | Establishment | Network | Materials | 40% | 0 | 0 | 0 | 0 | 10.3623 | 793.9136 | 793.9136 | 793.9136 | 793.9136 | 793.9136 | 0 | 0 | 0 | 0 | 0 | 0 | 0 | 0 | 0 | 0 | 0 | 0 | 0 | 0 | 0 | 0 | 0.63052 | 43.0183 | 44.1738 | 43.049 | 55.6832 | 74.4765 | 0 | 0 | 0 | 0 | 0 | 10.9928 | 836.932 | 838.0874 | 836.9626 | 849.5969 | 868.3901 | 0 | 0 | 0% | 0% | 0% | 0% | 0% | 0% | 0% | 0% | 0% | 0% | 0% | x | x | x | x | x | x | x | x | x | x | 0 | 0 | 10.3623 | 793.9136 | 793.9136 | 793.9136 | 793.9136 | 793.9136 | 0 | 0 | 0 | 0 | 0 | 0 | 0 | 0 | 0 | 0 | 0 | 0 | 0 | 0 | 0.63052 | 43.0183 | 44.1738 | 43.049 | 55.6832 | 74.4765 | 0 | 0 | 0 | 0 | 10.9928 | 836.932 | 838.0874 | 836.9626 | 849.5969 | 868.3901 | 0 | 0
431 | Civils | Replacement - Other | Stations | FALSE | Establishment | Network | Labour - Internal | 10% | 0 | 0 | 0 | 0 | 2.5906 | 198.4784 | 198.4784 | 198.4784 | 198.4784 | 198.4784 | 0 | 0 | 0 | 0 | 0 | 0.025576 | 3.001 | 4.0101 | 5.5889 | 7.8354 | 10.1066 | 0 | 0 | 0 | 0 | 0 | 0.15919 | 10.9172 | 11.2666 | 11.0653 | 14.4704 | 19.5672 | 0 | 0 | 0 | 0 | 0 | 2.7753 | 212.3966 | 213.755 | 215.1327 | 220.7842 | 228.1522 | 0 | 0 | 0% | 0% | 0% | 0% | 0% | 0% | 0% | 0% | 0% | 0% | 0% | x | x | x | x | x | x | x | x | x | x | 0 | 0 | 2.5906 | 198.4784 | 198.4784 | 198.4784 | 198.4784 | 198.4784 | 0 | 0 | 0 | 0 | 0.025576 | 3.001 | 4.0101 | 5.5889 | 7.8354 | 10.1066 | 0 | 0 | 0 | 0 | 0.15919 | 10.9172 | 11.2666 | 11.0653 | 14.4704 | 19.5672 | 0 | 0 | 0 | 0 | 2.7753 | 212.3966 | 213.755 | 215.1327 | 220.7842 | 228.1522 | 0 | 0
432 | Civils | Replacement - Other | Stations | FALSE | Establishment | Network | Labour - External | 50% | 0 | 0 | 0 | 0 | 12.9529 | 992.3921 | 992.3921 | 992.3921 | 992.3921 | 992.3921 | 0 | 0 | 0 | 0 | 0 | -0.018888 | 0 | 0 | 0 | 0 | 0 | 0 | 0 | 0 | 0 | 0 | 0.787 | 53.7729 | 55.2172 | 53.8112 | 69.6041 | 93.0956 | 0 | 0 | 0 | 0 | 0 | 13.721 | 1046.1649 | 1047.6093 | 1046.2033 | 1061.9961 | 1085.4876 | 0 | 0 | 0% | 0% | 0% | 0% | 0% | 0% | 0% | 0% | 0% | 0% | 0% | x | x | x | x | x | x | x | x | x | x | 0 | 0 | 12.9529 | 992.3921 | 992.3921 | 992.3921 | 992.3921 | 992.3921 | 0 | 0 | 0 | 0 | -0.018888 | 0 | 0 | 0 | 0 | 0 | 0 | 0 | 0 | 0 | 0.787 | 53.7729 | 55.2172 | 53.8112 | 69.6041 | 93.0956 | 0 | 0 | 0 | 0 | 13.721 | 1046.1649 | 1047.6093 | 1046.2033 | 1061.9961 | 1085.4876 | 0 | 0
433 | Infrastructure security | Security and Compliance | Infrastructure security | FALSE | Establishment | Network | Materials | 40% | 0 | 0 | 0 | 138.326 | 342.3544 | 522.9517 | 522.9517 | 522.9517 | 522.9517 | 522.9517 | 0 | 0 | 0 | 0 | 0 | 0 | 0 | 0 | 0 | 0 | 0 | 0 | 0 | 0 | 0 | 9.3869 | 20.8314 | 28.3362 | 29.0973 | 28.3564 | 36.6786 | 49.0577 | 0 | 0 | 0 | 0 | 147.713 | 363.1858 | 551.2879 | 552.049 | 551.3081 | 559.6303 | 572.0094 | 0 | 0 | 0% | 0% | 0% | 0% | 0% | 0% | 0% | 0% | 0% | 0% | 0% | x | x | x | x | x | x | x | x | x | x | 0 | 138.326 | 342.3544 | 522.9517 | 522.9517 | 522.9517 | 522.9517 | 522.9517 | 0 | 0 | 0 | 0 | 0 | 0 | 0 | 0 | 0 | 0 | 0 | 0 | 0 | 9.3869 | 20.8314 | 28.3362 | 29.0973 | 28.3564 | 36.6786 | 49.0577 | 0 | 0 | 0 | 147.713 | 363.1858 | 551.2879 | 552.049 | 551.3081 | 559.6303 | 572.0094 | 0 | 0
434 | Infrastructure security | Security and Compliance | Infrastructure security | FALSE | Establishment | Network | Labour - Internal | 10% | 0 | 0 | 0 | 34.5815 | 85.5886 | 130.7379 | 130.7379 | 130.7379 | 130.7379 | 130.7379 | 0 | 0 | 0 | 0 | 0.12654 | 0.84501 | 1.9768 | 2.6414 | 3.6814 | 5.1612 | 6.6572 | 0 | 0 | 0 | 0 | 2.3553 | 5.2593 | 7.1912 | 7.4213 | 7.2887 | 9.5316 | 12.8889 | 0 | 0 | 0 | 0 | 37.0634 | 91.6929 | 139.9059 | 140.8007 | 141.7081 | 145.4308 | 150.2841 | 0 | 0 | 0% | 0% | 0% | 0% | 0% | 0% | 0% | 0% | 0% | 0% | 0% | x | x | x | x | x | x | x | x | x | x | 0 | 34.5815 | 85.5886 | 130.7379 | 130.7379 | 130.7379 | 130.7379 | 130.7379 | 0 | 0 | 0 | 0.12654 | 0.84501 | 1.9768 | 2.6414 | 3.6814 | 5.1612 | 6.6572 | 0 | 0 | 0 | 2.3553 | 5.2593 | 7.1912 | 7.4213 | 7.2887 | 9.5316 | 12.8889 | 0 | 0 | 0 | 37.0634 | 91.6929 | 139.9059 | 140.8007 | 141.7081 | 145.4308 | 150.2841 | 0 | 0
435 | Infrastructure security | Security and Compliance | Infrastructure security | FALSE | Establishment | Network | Labour - External | 50% | 0 | 0 | 0 | 172.9075 | 427.9431 | 653.6896 | 653.6896 | 653.6896 | 653.6896 | 653.6896 | 0 | 0 | 0 | 0 | -0.45451 | -0.62402 | 0 | 0 | 0 | 0 | 0 | 0 | 0 | 0 | 0 | 11.7028 | 26.0013 | 35.4203 | 36.3716 | 35.4455 | 45.8483 | 61.3221 | 0 | 0 | 0 | 0 | 184.1559 | 453.3203 | 689.1099 | 690.0612 | 689.1351 | 699.5379 | 715.0118 | 0 | 0 | 0% | 0% | 0% | 0% | 0% | 0% | 0% | 0% | 0% | 0% | 0% | x | x | x | x | x | x | x | x | x | x | 0 | 172.9075 | 427.9431 | 653.6896 | 653.6896 | 653.6896 | 653.6896 | 653.6896 | 0 | 0 | 0 | -0.45451 | -0.62402 | 0 | 0 | 0 | 0 | 0 | 0 | 0 | 0 | 11.7028 | 26.0013 | 35.4203 | 36.3716 | 35.4455 | 45.8483 | 61.3221 | 0 | 0 | 0 | 184.1559 | 453.3203 | 689.1099 | 690.0612 | 689.1351 | 699.5379 | 715.0118 | 0 | 0
436 | Structure fall arrests | Security and Compliance | Structure Fall Arrests | FALSE | Towers and Conductor | Network | Materials | 40% | 0 | 0 | 0 | 0 | 688.0574 | 216.3765 | 216.3765 | 216.3765 | 216.3765 | 216.3765 | 0 | 0 | 0 | 0 | 0 | 0 | 0 | 0 | 0 | 0 | 0 | 0 | 0 | 0 | 0 | 0 | 41.8665 | 11.7244 | 12.0393 | 11.7327 | 15.1761 | 20.2981 | 0 | 0 | 0 | 0 | 0 | 729.9239 | 228.1009 | 228.4158 | 228.1092 | 231.5526 | 236.6746 | 0 | 0 | 0% | 0% | 0% | 0% | 0% | 0% | 0% | 0% | 0% | 0% | 0% | x | x | x | x | x | x | x | x | x | x | 0 | 0 | 688.0574 | 216.3765 | 216.3765 | 216.3765 | 216.3765 | 216.3765 | 0 | 0 | 0 | 0 | 0 | 0 | 0 | 0 | 0 | 0 | 0 | 0 | 0 | 0 | 41.8665 | 11.7244 | 12.0393 | 11.7327 | 15.1761 | 20.2981 | 0 | 0 | 0 | 0 | 729.9239 | 228.1009 | 228.4158 | 228.1092 | 231.5526 | 236.6746 | 0 | 0
437 | Structure fall arrests | Security and Compliance | Structure Fall Arrests | FALSE | Towers and Conductor | Network | Labour - Internal | 10% | 0 | 0 | 0 | 0 | 172.0144 | 54.0941 | 54.0941 | 54.0941 | 54.0941 | 54.0941 | 0 | 0 | 0 | 0 | 0 | 1.6983 | 0.81791 | 1.0929 | 1.5232 | 2.1355 | 2.7545 | 0 | 0 | 0 | 0 | 0 | 10.57 | 2.9754 | 3.0706 | 3.0158 | 3.9438 | 5.3329 | 0 | 0 | 0 | 0 | 0 | 184.2826 | 57.8874 | 58.2577 | 58.6331 | 60.1734 | 62.1815 | 0 | 0 | 0% | 0% | 0% | 0% | 0% | 0% | 0% | 0% | 0% | 0% | 0% | x | x | x | x | x | x | x | x | x | x | 0 | 0 | 172.0144 | 54.0941 | 54.0941 | 54.0941 | 54.0941 | 54.0941 | 0 | 0 | 0 | 0 | 1.6983 | 0.81791 | 1.0929 | 1.5232 | 2.1355 | 2.7545 | 0 | 0 | 0 | 0 | 10.57 | 2.9754 | 3.0706 | 3.0158 | 3.9438 | 5.3329 | 0 | 0 | 0 | 0 | 184.2826 | 57.8874 | 58.2577 | 58.6331 | 60.1734 | 62.1815 | 0 | 0
438 | Structure fall arrests | Security and Compliance | Structure Fall Arrests | FALSE | Towers and Conductor | Network | Labour - External | 50% | 0 | 0 | 0 | 0 | 860.0718 | 270.4706 | 270.4706 | 270.4706 | 270.4706 | 270.4706 | 0 | 0 | 0 | 0 | 0 | -1.2541 | 0 | 0 | 0 | 0 | 0 | 0 | 0 | 0 | 0 | 0 | 52.2569 | 14.6555 | 15.0491 | 14.6659 | 18.9702 | 25.3727 | 0 | 0 | 0 | 0 | 0 | 911.0745 | 285.1261 | 285.5197 | 285.1365 | 289.4408 | 295.8433 | 0 | 0 | 0% | 0% | 0% | 0% | 0% | 0% | 0% | 0% | 0% | 0% | 0% | x | x | x | x | x | x | x | x | x | x | 0 | 0 | 860.0718 | 270.4706 | 270.4706 | 270.4706 | 270.4706 | 270.4706 | 0 | 0 | 0 | 0 | -1.2541 | 0 | 0 | 0 | 0 | 0 | 0 | 0 | 0 | 0 | 52.2569 | 14.6555 | 15.0491 | 14.6659 | 18.9702 | 25.3727 | 0 | 0 | 0 | 0 | 911.0745 | 285.1261 | 285.5197 | 285.1365 | 289.4408 | 295.8433 | 0 | 0
439 | Earth wires (incl. OPGW) | Replacement - Other | Lines | FALSE | Towers and Conductor | Network | Materials | 40% | 0 | 0 | 0 | 1354.6552 | 0 | 2549.8638 | 2549.8638 | 2549.8638 | 2549.8638 | 2549.8638 | 0 | 0 | 0 | 0 | 0 | 0 | 0 | 0 | 0 | 0 | 0 | 0 | 0 | 0 | 0 | 91.9283 | 0 | 138.1647 | 141.8757 | 138.2632 | 178.8415 | 239.2009 | 0 | 0 | 0 | 0 | 1446.5835 | 0 | 2688.0285 | 2691.7396 | 2688.127 | 2728.7053 | 2789.0647 | 0 | 0 | 0% | 0% | 0% | 0% | 0% | 0% | 0% | 0% | 0% | 0% | 0% | x | x | x | x | x | x | x | x | x | x | 0 | 1354.6552 | 0 | 2549.8638 | 2549.8638 | 2549.8638 | 2549.8638 | 2549.8638 | 0 | 0 | 0 | 0 | 0 | 0 | 0 | 0 | 0 | 0 | 0 | 0 | 0 | 91.9283 | 0 | 138.1647 | 141.8757 | 138.2632 | 178.8415 | 239.2009 | 0 | 0 | 0 | 1446.5835 | 0 | 2688.0285 | 2691.7396 | 2688.127 | 2728.7053 | 2789.0647 | 0 | 0
440 | Earth wires (incl. OPGW) | Replacement - Other | Lines | FALSE | Towers and Conductor | Network | Labour - Internal | 10% | 0 | 0 | 0 | 338.6638 | 0 | 637.466 | 637.466 | 637.466 | 637.466 | 637.466 | 0 | 0 | 0 | 0 | 1.2392 | 0 | 9.6386 | 12.8794 | 17.9504 | 25.1655 | 32.46 | 0 | 0 | 0 | 0 | 23.0662 | 0 | 35.0634 | 36.1856 | 35.5391 | 46.4754 | 62.8453 | 0 | 0 | 0 | 0 | 362.9691 | 0 | 682.168 | 686.5309 | 690.9555 | 709.1069 | 732.7713 | 0 | 0 | 0% | 0% | 0% | 0% | 0% | 0% | 0% | 0% | 0% | 0% | 0% | x | x | x | x | x | x | x | x | x | x | 0 | 338.6638 | 0 | 637.466 | 637.466 | 637.466 | 637.466 | 637.466 | 0 | 0 | 0 | 1.2392 | 0 | 9.6386 | 12.8794 | 17.9504 | 25.1655 | 32.46 | 0 | 0 | 0 | 23.0662 | 0 | 35.0634 | 36.1856 | 35.5391 | 46.4754 | 62.8453 | 0 | 0 | 0 | 362.9691 | 0 | 682.168 | 686.5309 | 690.9555 | 709.1069 | 732.7713 | 0 | 0
441 | Earth wires (incl. OPGW) | Replacement - Other | Lines | FALSE | Towers and Conductor | Network | Labour - External | 50% | 0 | 0 | 0 | 1693.319 | 0 | 3187.3298 | 3187.3298 | 3187.3298 | 3187.3298 | 3187.3298 | 0 | 0 | 0 | 0 | -4.4511 | 0 | 0 | 0 | 0 | 0 | 0 | 0 | 0 | 0 | 0 | 114.6083 | 0 | 172.7059 | 177.3447 | 172.8289 | 223.5518 | 299.0011 | 0 | 0 | 0 | 0 | 1803.4762 | 0 | 3360.0356 | 3364.6745 | 3360.1587 | 3410.8816 | 3486.3309 | 0 | 0 | 0% | 0% | 0% | 0% | 0% | 0% | 0% | 0% | 0% | 0% | 0% | x | x | x | x | x | x | x | x | x | x | 0 | 1693.319 | 0 | 3187.3298 | 3187.3298 | 3187.3298 | 3187.3298 | 3187.3298 | 0 | 0 | 0 | -4.4511 | 0 | 0 | 0 | 0 | 0 | 0 | 0 | 0 | 0 | 114.6083 | 0 | 172.7059 | 177.3447 | 172.8289 | 223.5518 | 299.0011 | 0 | 0 | 0 | 1803.4762 | 0 | 3360.0356 | 3364.6745 | 3360.1587 | 3410.8816 | 3486.3309 | 0 | 0
442 | Other Station works | Replacement - Other | Stations | FALSE | Secondary | Network | Materials | 40% | 0 | 0 | 0 | 336.9948 | 225.634 | 34.0071 | 28.3481 | 28.3481 | 28.3481 | 28.3481 | 0 | 0 | 0 | 0 | 0 | 0 | 0 | 0 | 0 | 0 | 0 | 0 | 0 | 0 | 0 | 22.8688 | 13.7293 | 1.8427 | 1.5773 | 1.5371 | 1.9883 | 2.6593 | 0 | 0 | 0 | 0 | 359.8636 | 239.3633 | 35.8498 | 29.9254 | 29.8852 | 30.3364 | 31.0074 | 0 | 0 | 0% | 0% | 0% | 0% | 0% | 0% | 0% | 0% | 0% | 0% | 0% | x | x | x | x | x | x | x | x | x | x | 0 | 336.9948 | 225.634 | 34.0071 | 28.3481 | 28.3481 | 28.3481 | 28.3481 | 0 | 0 | 0 | 0 | 0 | 0 | 0 | 0 | 0 | 0 | 0 | 0 | 0 | 22.8688 | 13.7293 | 1.8427 | 1.5773 | 1.5371 | 1.9883 | 2.6593 | 0 | 0 | 0 | 359.8636 | 239.3633 | 35.8498 | 29.9254 | 29.8852 | 30.3364 | 31.0074 | 0 | 0
443 | Other Station works | Replacement - Other | Stations | FALSE | Secondary | Network | Labour - Internal | 10% | 0 | 0 | 0 | 84.2487 | 56.4085 | 8.5018 | 7.087 | 7.087 | 7.087 | 7.087 | 0 | 0 | 0 | 0 | 0.30827 | 0.55691 | 0.12855 | 0.14319 | 0.19956 | 0.27978 | 0.36087 | 0 | 0 | 0 | 0 | 5.7381 | 3.4662 | 0.46764 | 0.40229 | 0.39511 | 0.51669 | 0.69868 | 0 | 0 | 0 | 0 | 90.2951 | 60.4316 | 9.098 | 7.6325 | 7.6817 | 7.8835 | 8.1466 | 0 | 0 | 0% | 0% | 0% | 0% | 0% | 0% | 0% | 0% | 0% | 0% | 0% | x | x | x | x | x | x | x | x | x | x | 0 | 84.2487 | 56.4085 | 8.5018 | 7.087 | 7.087 | 7.087 | 7.087 | 0 | 0 | 0 | 0.30827 | 0.55691 | 0.12855 | 0.14319 | 0.19956 | 0.27978 | 0.36087 | 0 | 0 | 0 | 5.7381 | 3.4662 | 0.46764 | 0.40229 | 0.39511 | 0.51669 | 0.69868 | 0 | 0 | 0 | 90.2951 | 60.4316 | 9.098 | 7.6325 | 7.6817 | 7.8835 | 8.1466 | 0 | 0
444 | Other Station works | Replacement - Other | Stations | FALSE | Secondary | Network | Labour - External | 50% | 0 | 0 | 0 | 421.2435 | 282.0425 | 42.5089 | 35.4351 | 35.4351 | 35.4351 | 35.4351 | 0 | 0 | 0 | 0 | -1.1073 | -0.41127 | 0 | 0 | 0 | 0 | 0 | 0 | 0 | 0 | 0 | 28.5109 | 17.1365 | 2.3034 | 1.9716 | 1.9214 | 2.4853 | 3.3241 | 0 | 0 | 0 | 0 | 448.647 | 298.7678 | 44.8123 | 37.4068 | 37.3566 | 37.9205 | 38.7593 | 0 | 0 | 0% | 0% | 0% | 0% | 0% | 0% | 0% | 0% | 0% | 0% | 0% | x | x | x | x | x | x | x | x | x | x | 0 | 421.2435 | 282.0425 | 42.5089 | 35.4351 | 35.4351 | 35.4351 | 35.4351 | 0 | 0 | 0 | -1.1073 | -0.41127 | 0 | 0 | 0 | 0 | 0 | 0 | 0 | 0 | 28.5109 | 17.1365 | 2.3034 | 1.9716 | 1.9214 | 2.4853 | 3.3241 | 0 | 0 | 0 | 448.647 | 298.7678 | 44.8123 | 37.4068 | 37.3566 | 37.9205 | 38.7593 | 0 | 0
445 | Other Station works | Replacement - Other | Stations | FALSE | Switchgear | Network | Materials | 40% | 0 | 0 | 0 | 606.6688 | 406.1936 | 61.2208 | 51.0332 | 51.0332 | 51.0332 | 51.0332 | 0 | 0 | 0 | 0 | 0 | 0 | 0 | 0 | 0 | 0 | 0 | 0 | 0 | 0 | 0 | 41.1692 | 24.7158 | 3.3173 | 2.8395 | 2.7672 | 3.5793 | 4.7874 | 0 | 0 | 0 | 0 | 647.838 | 430.9094 | 64.538 | 53.8727 | 53.8004 | 54.6125 | 55.8205 | 0 | 0 | 0% | 0% | 0% | 0% | 0% | 0% | 0% | 0% | 0% | 0% | 0% | x | x | x | x | x | x | x | x | x | x | 0 | 606.6688 | 406.1936 | 61.2208 | 51.0332 | 51.0332 | 51.0332 | 51.0332 | 0 | 0 | 0 | 0 | 0 | 0 | 0 | 0 | 0 | 0 | 0 | 0 | 0 | 41.1692 | 24.7158 | 3.3173 | 2.8395 | 2.7672 | 3.5793 | 4.7874 | 0 | 0 | 0 | 647.838 | 430.9094 | 64.538 | 53.8727 | 53.8004 | 54.6125 | 55.8205 | 0 | 0
446 | Other Station works | Replacement - Other | Stations | FALSE | Switchgear | Network | Labour - Internal | 10% | 0 | 0 | 0 | 151.6672 | 101.5484 | 15.3052 | 12.7583 | 12.7583 | 12.7583 | 12.7583 | 0 | 0 | 0 | 0 | 0.55496 | 1.0026 | 0.23142 | 0.25777 | 0.35926 | 0.50366 | 0.64966 | 0 | 0 | 0 | 0 | 10.33 | 6.24 | 0.84185 | 0.72422 | 0.71128 | 0.93016 | 1.2578 | 0 | 0 | 0 | 0 | 162.5521 | 108.7909 | 16.3785 | 13.7403 | 13.8288 | 14.1921 | 14.6657 | 0 | 0 | 0% | 0% | 0% | 0% | 0% | 0% | 0% | 0% | 0% | 0% | 0% | x | x | x | x | x | x | x | x | x | x | 0 | 151.6672 | 101.5484 | 15.3052 | 12.7583 | 12.7583 | 12.7583 | 12.7583 | 0 | 0 | 0 | 0.55496 | 1.0026 | 0.23142 | 0.25777 | 0.35926 | 0.50366 | 0.64966 | 0 | 0 | 0 | 10.33 | 6.24 | 0.84185 | 0.72422 | 0.71128 | 0.93016 | 1.2578 | 0 | 0 | 0 | 162.5521 | 108.7909 | 16.3785 | 13.7403 | 13.8288 | 14.1921 | 14.6657 | 0 | 0
447 | Other Station works | Replacement - Other | Stations | FALSE | Switchgear | Network | Labour - External | 50% | 0 | 0 | 0 | 758.336 | 507.742 | 76.5259 | 63.7915 | 63.7915 | 63.7915 | 63.7915 | 0 | 0 | 0 | 0 | -1.9934 | -0.74038 | 0 | 0 | 0 | 0 | 0 | 0 | 0 | 0 | 0 | 51.3262 | 30.8497 | 4.1466 | 3.5494 | 3.459 | 4.4742 | 5.9842 | 0 | 0 | 0 | 0 | 807.6688 | 537.8513 | 80.6725 | 67.3408 | 67.2505 | 68.2656 | 69.7757 | 0 | 0 | 0% | 0% | 0% | 0% | 0% | 0% | 0% | 0% | 0% | 0% | 0% | x | x | x | x | x | x | x | x | x | x | 0 | 758.336 | 507.742 | 76.5259 | 63.7915 | 63.7915 | 63.7915 | 63.7915 | 0 | 0 | 0 | -1.9934 | -0.74038 | 0 | 0 | 0 | 0 | 0 | 0 | 0 | 0 | 51.3262 | 30.8497 | 4.1466 | 3.5494 | 3.459 | 4.4742 | 5.9842 | 0 | 0 | 0 | 807.6688 | 537.8513 | 80.6725 | 67.3408 | 67.2505 | 68.2656 | 69.7757 | 0 | 0
448 | Other Station works | Replacement - Other | Stations | FALSE | Transformers | Network | Materials | 40% | 0 | 0 | 0 | 863.0654 | 577.8633 | 87.0945 | 72.6013 | 72.6013 | 72.6013 | 72.6013 | 0 | 0 | 0 | 0 | 0 | 0 | 0 | 0 | 0 | 0 | 0 | 0 | 0 | 0 | 0 | 58.5685 | 35.1615 | 4.7192 | 4.0396 | 3.9367 | 5.0921 | 6.8107 | 0 | 0 | 0 | 0 | 921.6339 | 613.0248 | 91.8137 | 76.6409 | 76.538 | 77.6934 | 79.412 | 0 | 0 | 0% | 0% | 0% | 0% | 0% | 0% | 0% | 0% | 0% | 0% | 0% | x | x | x | x | x | x | x | x | x | x | 0 | 863.0654 | 577.8633 | 87.0945 | 72.6013 | 72.6013 | 72.6013 | 72.6013 | 0 | 0 | 0 | 0 | 0 | 0 | 0 | 0 | 0 | 0 | 0 | 0 | 0 | 58.5685 | 35.1615 | 4.7192 | 4.0396 | 3.9367 | 5.0921 | 6.8107 | 0 | 0 | 0 | 921.6339 | 613.0248 | 91.8137 | 76.6409 | 76.538 | 77.6934 | 79.412 | 0 | 0
449 | Other Station works | Replacement - Other | Stations | FALSE | Transformers | Network | Labour - Internal | 10% | 0 | 0 | 0 | 215.7663 | 144.4658 | 21.7736 | 18.1503 | 18.1503 | 18.1503 | 18.1503 | 0 | 0 | 0 | 0 | 0.7895 | 1.4263 | 0.32922 | 0.36671 | 0.51109 | 0.71653 | 0.92422 | 0 | 0 | 0 | 0 | 14.6957 | 8.8772 | 1.1976 | 1.0303 | 1.0119 | 1.3233 | 1.7894 | 0 | 0 | 0 | 0 | 231.2515 | 154.7693 | 23.3005 | 19.5473 | 19.6733 | 20.1901 | 20.8639 | 0 | 0 | 0% | 0% | 0% | 0% | 0% | 0% | 0% | 0% | 0% | 0% | 0% | x | x | x | x | x | x | x | x | x | x | 0 | 215.7663 | 144.4658 | 21.7736 | 18.1503 | 18.1503 | 18.1503 | 18.1503 | 0 | 0 | 0 | 0.7895 | 1.4263 | 0.32922 | 0.36671 | 0.51109 | 0.71653 | 0.92422 | 0 | 0 | 0 | 14.6957 | 8.8772 | 1.1976 | 1.0303 | 1.0119 | 1.3233 | 1.7894 | 0 | 0 | 0 | 231.2515 | 154.7693 | 23.3005 | 19.5473 | 19.6733 | 20.1901 | 20.8639 | 0 | 0
450 | Other Station works | Replacement - Other | Stations | FALSE | Transformers | Network | Labour - External | 50% | 0 | 0 | 0 | 1078.8317 | 722.3291 | 108.8681 | 90.7516 | 90.7516 | 90.7516 | 90.7516 | 0 | 0 | 0 | 0 | -2.8358 | -1.0533 | 0 | 0 | 0 | 0 | 0 | 0 | 0 | 0 | 0 | 73.0182 | 43.8878 | 5.899 | 5.0495 | 4.9209 | 6.3651 | 8.5133 | 0 | 0 | 0 | 0 | 1149.014 | 765.1636 | 114.7672 | 95.8011 | 95.6725 | 97.1168 | 99.265 | 0 | 0 | 0% | 0% | 0% | 0% | 0% | 0% | 0% | 0% | 0% | 0% | 0% | x | x | x | x | x | x | x | x | x | x | 0 | 1078.8317 | 722.3291 | 108.8681 | 90.7516 | 90.7516 | 90.7516 | 90.7516 | 0 | 0 | 0 | -2.8358 | -1.0533 | 0 | 0 | 0 | 0 | 0 | 0 | 0 | 0 | 73.0182 | 43.8878 | 5.899 | 5.0495 | 4.9209 | 6.3651 | 8.5133 | 0 | 0 | 0 | 1149.014 | 765.1636 | 114.7672 | 95.8011 | 95.6725 | 97.1168 | 99.265 | 0 | 0
451 | Other Station works | Replacement - Other | Stations | FALSE | Establishment | Network | Materials | 40% | 0 | 0 | 0 | 154.8606 | 103.6866 | 15.6274 | 13.0269 | 13.0269 | 13.0269 | 13.0269 | 0 | 0 | 0 | 0 | 0 | 0 | 0 | 0 | 0 | 0 | 0 | 0 | 0 | 0 | 0 | 10.509 | 6.3091 | 0.84678 | 0.72482 | 0.70637 | 0.91368 | 1.222 | 0 | 0 | 0 | 0 | 165.3696 | 109.9956 | 16.4742 | 13.7517 | 13.7333 | 13.9406 | 14.249 | 0 | 0 | 0% | 0% | 0% | 0% | 0% | 0% | 0% | 0% | 0% | 0% | 0% | x | x | x | x | x | x | x | x | x | x | 0 | 154.8606 | 103.6866 | 15.6274 | 13.0269 | 13.0269 | 13.0269 | 13.0269 | 0 | 0 | 0 | 0 | 0 | 0 | 0 | 0 | 0 | 0 | 0 | 0 | 0 | 10.509 | 6.3091 | 0.84678 | 0.72482 | 0.70637 | 0.91368 | 1.222 | 0 | 0 | 0 | 165.3696 | 109.9956 | 16.4742 | 13.7517 | 13.7333 | 13.9406 | 14.249 | 0 | 0
452 | Other Station works | Replacement - Other | Stations | FALSE | Establishment | Network | Labour - Internal | 10% | 0 | 0 | 0 | 38.7152 | 25.9216 | 3.9069 | 3.2567 | 3.2567 | 3.2567 | 3.2567 | 0 | 0 | 0 | 0 | 0.14166 | 0.25592 | 0.059072 | 0.065799 | 0.091706 | 0.12857 | 0.16583 | 0 | 0 | 0 | 0 | 2.6369 | 1.5928 | 0.21489 | 0.18487 | 0.18156 | 0.23744 | 0.32107 | 0 | 0 | 0 | 0 | 41.4937 | 27.7704 | 4.1808 | 3.5074 | 3.53 | 3.6227 | 3.7436 | 0 | 0 | 0% | 0% | 0% | 0% | 0% | 0% | 0% | 0% | 0% | 0% | 0% | x | x | x | x | x | x | x | x | x | x | 0 | 38.7152 | 25.9216 | 3.9069 | 3.2567 | 3.2567 | 3.2567 | 3.2567 | 0 | 0 | 0 | 0.14166 | 0.25592 | 0.059072 | 0.065799 | 0.091706 | 0.12857 | 0.16583 | 0 | 0 | 0 | 2.6369 | 1.5928 | 0.21489 | 0.18487 | 0.18156 | 0.23744 | 0.32107 | 0 | 0 | 0 | 41.4937 | 27.7704 | 4.1808 | 3.5074 | 3.53 | 3.6227 | 3.7436 | 0 | 0
453 | Other Station works | Replacement - Other | Stations | FALSE | Establishment | Network | Labour - External | 50% | 0 | 0 | 0 | 193.5758 | 129.6082 | 19.5343 | 16.2837 | 16.2837 | 16.2837 | 16.2837 | 0 | 0 | 0 | 0 | -0.50884 | -0.18899 | 0 | 0 | 0 | 0 | 0 | 0 | 0 | 0 | 0 | 13.1017 | 7.8748 | 1.0585 | 0.90603 | 0.88296 | 1.1421 | 1.5276 | 0 | 0 | 0 | 0 | 206.1687 | 137.294 | 20.5928 | 17.1897 | 17.1666 | 17.4258 | 17.8112 | 0 | 0 | 0% | 0% | 0% | 0% | 0% | 0% | 0% | 0% | 0% | 0% | 0% | x | x | x | x | x | x | x | x | x | x | 0 | 193.5758 | 129.6082 | 19.5343 | 16.2837 | 16.2837 | 16.2837 | 16.2837 | 0 | 0 | 0 | -0.50884 | -0.18899 | 0 | 0 | 0 | 0 | 0 | 0 | 0 | 0 | 13.1017 | 7.8748 | 1.0585 | 0.90603 | 0.88296 | 1.1421 | 1.5276 | 0 | 0 | 0 | 206.1687 | 137.294 | 20.5928 | 17.1897 | 17.1666 | 17.4258 | 17.8112 | 0 | 0
454 | Conductor | Replacement - Other | Lines | FALSE | Towers and Conductor | Network | Materials | 40% | 0 | 0 | 0 | 0 | 2072.4621 | 412.5238 | 412.5238 | 412.5238 | 412.5238 | 412.5238 | 0 | 0 | 0 | 0 | 0 | 0 | 0 | 0 | 0 | 0 | 0 | 0 | 0 | 0 | 0 | 0 | 126.104 | 22.3526 | 22.953 | 22.3686 | 28.9335 | 38.6986 | 0 | 0 | 0 | 0 | 0 | 2198.5661 | 434.8764 | 435.4768 | 434.8923 | 441.4572 | 451.2223 | 0 | 0 | 0% | 0% | 0% | 0% | 0% | 0% | 0% | 0% | 0% | 0% | 0% | x | x | x | x | x | x | x | x | x | x | 0 | 0 | 2072.4621 | 412.5238 | 412.5238 | 412.5238 | 412.5238 | 412.5238 | 0 | 0 | 0 | 0 | 0 | 0 | 0 | 0 | 0 | 0 | 0 | 0 | 0 | 0 | 126.104 | 22.3526 | 22.953 | 22.3686 | 28.9335 | 38.6986 | 0 | 0 | 0 | 0 | 2198.5661 | 434.8764 | 435.4768 | 434.8923 | 441.4572 | 451.2223 | 0 | 0
455 | Conductor | Replacement - Other | Lines | FALSE | Towers and Conductor | Network | Labour - Internal | 10% | 0 | 0 | 0 | 0 | 518.1155 | 103.1309 | 103.1309 | 103.1309 | 103.1309 | 103.1309 | 0 | 0 | 0 | 0 | 0 | 5.1153 | 1.5594 | 2.0837 | 2.9041 | 4.0713 | 5.2515 | 0 | 0 | 0 | 0 | 0 | 31.8373 | 5.6727 | 5.8542 | 5.7496 | 7.5189 | 10.1673 | 0 | 0 | 0 | 0 | 0 | 555.0681 | 110.3629 | 111.0688 | 111.7846 | 114.7212 | 118.5497 | 0 | 0 | 0% | 0% | 0% | 0% | 0% | 0% | 0% | 0% | 0% | 0% | 0% | x | x | x | x | x | x | x | x | x | x | 0 | 0 | 518.1155 | 103.1309 | 103.1309 | 103.1309 | 103.1309 | 103.1309 | 0 | 0 | 0 | 0 | 5.1153 | 1.5594 | 2.0837 | 2.9041 | 4.0713 | 5.2515 | 0 | 0 | 0 | 0 | 31.8373 | 5.6727 | 5.8542 | 5.7496 | 7.5189 | 10.1673 | 0 | 0 | 0 | 0 | 555.0681 | 110.3629 | 111.0688 | 111.7846 | 114.7212 | 118.5497 | 0 | 0
456 | Conductor | Replacement - Other | Lines | FALSE | Towers and Conductor | Network | Labour - External | 50% | 0 | 0 | 0 | 0 | 2590.5776 | 515.6547 | 515.6547 | 515.6547 | 515.6547 | 515.6547 | 0 | 0 | 0 | 0 | 0 | -3.7775 | 0 | 0 | 0 | 0 | 0 | 0 | 0 | 0 | 0 | 0 | 157.4002 | 27.9408 | 28.6913 | 27.9607 | 36.1668 | 48.3732 | 0 | 0 | 0 | 0 | 0 | 2744.2002 | 543.5955 | 544.346 | 543.6154 | 551.8215 | 564.0279 | 0 | 0 | 0% | 0% | 0% | 0% | 0% | 0% | 0% | 0% | 0% | 0% | 0% | x | x | x | x | x | x | x | x | x | x | 0 | 0 | 2590.5776 | 515.6547 | 515.6547 | 515.6547 | 515.6547 | 515.6547 | 0 | 0 | 0 | 0 | -3.7775 | 0 | 0 | 0 | 0 | 0 | 0 | 0 | 0 | 0 | 157.4002 | 27.9408 | 28.6913 | 27.9607 | 36.1668 | 48.3732 | 0 | 0 | 0 | 0 | 2744.2002 | 543.5955 | 544.346 | 543.6154 | 551.8215 | 564.0279 | 0 | 0
457 | Power cables | Replacement - Other | Lines | FALSE | Towers and Conductor | Network | Materials | 40% | 0 | 0 | 0 | 430.6955 | 0 | 172.2481 | 172.2481 | 172.2481 | 172.2481 | 172.2481 | 0 | 0 | 0 | 0 | 0 | 0 | 0 | 0 | 0 | 0 | 0 | 0 | 0 | 0 | 0 | 29.2274 | 0 | 9.3333 | 9.584 | 9.3399 | 12.0811 | 16.1585 | 0 | 0 | 0 | 0 | 459.9229 | 0 | 181.5814 | 181.8321 | 181.5881 | 184.3292 | 188.4066 | 0 | 0 | 0% | 0% | 0% | 0% | 0% | 0% | 0% | 0% | 0% | 0% | 0% | x | x | x | x | x | x | x | x | x | x | 0 | 430.6955 | 0 | 172.2481 | 172.2481 | 172.2481 | 172.2481 | 172.2481 | 0 | 0 | 0 | 0 | 0 | 0 | 0 | 0 | 0 | 0 | 0 | 0 | 0 | 29.2274 | 0 | 9.3333 | 9.584 | 9.3399 | 12.0811 | 16.1585 | 0 | 0 | 0 | 459.9229 | 0 | 181.5814 | 181.8321 | 181.5881 | 184.3292 | 188.4066 | 0 | 0
458 | Power cables | Replacement - Other | Lines | FALSE | Towers and Conductor | Network | Labour - Internal | 10% | 0 | 0 | 0 | 107.6739 | 0 | 43.062 | 43.062 | 43.062 | 43.062 | 43.062 | 0 | 0 | 0 | 0 | 0.39398 | 0 | 0.6511 | 0.87003 | 1.2126 | 1.7 | 2.1927 | 0 | 0 | 0 | 0 | 7.3336 | 0 | 2.3686 | 2.4444 | 2.4007 | 3.1395 | 4.2453 | 0 | 0 | 0 | 0 | 115.4014 | 0 | 46.0817 | 46.3765 | 46.6753 | 47.9015 | 49.5001 | 0 | 0 | 0% | 0% | 0% | 0% | 0% | 0% | 0% | 0% | 0% | 0% | 0% | x | x | x | x | x | x | x | x | x | x | 0 | 107.6739 | 0 | 43.062 | 43.062 | 43.062 | 43.062 | 43.062 | 0 | 0 | 0 | 0.39398 | 0 | 0.6511 | 0.87003 | 1.2126 | 1.7 | 2.1927 | 0 | 0 | 0 | 7.3336 | 0 | 2.3686 | 2.4444 | 2.4007 | 3.1395 | 4.2453 | 0 | 0 | 0 | 115.4014 | 0 | 46.0817 | 46.3765 | 46.6753 | 47.9015 | 49.5001 | 0 | 0
459 | Power cables | Replacement - Other | Lines | FALSE | Towers and Conductor | Network | Labour - External | 50% | 0 | 0 | 0 | 538.3693 | 0 | 215.3102 | 215.3102 | 215.3102 | 215.3102 | 215.3102 | 0 | 0 | 0 | 0 | -1.4152 | 0 | 0 | 0 | 0 | 0 | 0 | 0 | 0 | 0 | 0 | 36.4383 | 0 | 11.6666 | 11.98 | 11.6749 | 15.1014 | 20.1981 | 0 | 0 | 0 | 0 | 573.3924 | 0 | 226.9768 | 227.2901 | 226.9851 | 230.4115 | 235.5082 | 0 | 0 | 0% | 0% | 0% | 0% | 0% | 0% | 0% | 0% | 0% | 0% | 0% | x | x | x | x | x | x | x | x | x | x | 0 | 538.3693 | 0 | 215.3102 | 215.3102 | 215.3102 | 215.3102 | 215.3102 | 0 | 0 | 0 | -1.4152 | 0 | 0 | 0 | 0 | 0 | 0 | 0 | 0 | 0 | 36.4383 | 0 | 11.6666 | 11.98 | 11.6749 | 15.1014 | 20.1981 | 0 | 0 | 0 | 573.3924 | 0 | 226.9768 | 227.2901 | 226.9851 | 230.4115 | 235.5082 | 0 | 0
460 | Insulators (Pre FY23) | Security and Compliance | Insulators | FALSE | Towers and Conductor | Network | Materials | 40% | 0 | 0 | 0 | 272.3411 | 2072.4621 | 0 | 0 | 0 | 0 | 0 | 0 | 0 | 0 | 0 | 0 | 0 | 0 | 0 | 0 | 0 | 0 | 0 | 0 | 0 | 0 | 18.4813 | 126.104 | 0 | 0 | 0 | 0 | 0 | 0 | 0 | 0 | 0 | 290.8224 | 2198.5661 | 0 | 0 | 0 | 0 | 0 | 0 | 0 | 0% | 0% | 0% | 0% | 0% | 0% | 0% | 0% | 0% | 0% | 0% | x | x | x | x | x | x | x | x | x | x | 0 | 272.3411 | 2072.4621 | 0 | 0 | 0 | 0 | 0 | 0 | 0 | 0 | 0 | 0 | 0 | 0 | 0 | 0 | 0 | 0 | 0 | 0 | 18.4813 | 126.104 | 0 | 0 | 0 | 0 | 0 | 0 | 0 | 0 | 290.8224 | 2198.5661 | 0 | 0 | 0 | 0 | 0 | 0 | 0
461 | Insulators (Pre FY23) | Security and Compliance | Insulators | FALSE | Towers and Conductor | Network | Labour - Internal | 10% | 0 | 0 | 0 | 68.0853 | 518.1155 | 0 | 0 | 0 | 0 | 0 | 0 | 0 | 0 | 0 | 0.24913 | 5.1153 | 0 | 0 | 0 | 0 | 0 | 0 | 0 | 0 | 0 | 4.6372 | 31.8373 | 0 | 0 | 0 | 0 | 0 | 0 | 0 | 0 | 0 | 72.9716 | 555.0681 | 0 | 0 | 0 | 0 | 0 | 0 | 0 | 0% | 0% | 0% | 0% | 0% | 0% | 0% | 0% | 0% | 0% | 0% | x | x | x | x | x | x | x | x | x | x | 0 | 68.0853 | 518.1155 | 0 | 0 | 0 | 0 | 0 | 0 | 0 | 0 | 0.24913 | 5.1153 | 0 | 0 | 0 | 0 | 0 | 0 | 0 | 0 | 4.6372 | 31.8373 | 0 | 0 | 0 | 0 | 0 | 0 | 0 | 0 | 72.9716 | 555.0681 | 0 | 0 | 0 | 0 | 0 | 0 | 0
462 | Insulators (Pre FY23) | Security and Compliance | Insulators | FALSE | Towers and Conductor | Network | Labour - External | 50% | 0 | 0 | 0 | 340.4264 | 2590.5776 | 0 | 0 | 0 | 0 | 0 | 0 | 0 | 0 | 0 | -0.89485 | -3.7775 | 0 | 0 | 0 | 0 | 0 | 0 | 0 | 0 | 0 | 23.041 | 157.4002 | 0 | 0 | 0 | 0 | 0 | 0 | 0 | 0 | 0 | 362.5725 | 2744.2002 | 0 | 0 | 0 | 0 | 0 | 0 | 0 | 0% | 0% | 0% | 0% | 0% | 0% | 0% | 0% | 0% | 0% | 0% | x | x | x | x | x | x | x | x | x | x | 0 | 340.4264 | 2590.5776 | 0 | 0 | 0 | 0 | 0 | 0 | 0 | 0 | -0.89485 | -3.7775 | 0 | 0 | 0 | 0 | 0 | 0 | 0 | 0 | 23.041 | 157.4002 | 0 | 0 | 0 | 0 | 0 | 0 | 0 | 0 | 362.5725 | 2744.2002 | 0 | 0 | 0 | 0 | 0 | 0 | 0
463 | Insulators (Post FY22) | Security and Compliance | Insulators | FALSE | Insulators | Network | Materials | 40% | 0 | 0 | 0 | 0 | 0 | 2133.6429 | 2133.6429 | 2133.6429 | 2133.6429 | 2133.6429 | 0 | 0 | 0 | 0 | 0 | 0 | 0 | 0 | 0 | 0 | 0 | 0 | 0 | 0 | 0 | 0 | 0 | 115.6117 | 118.717 | 115.6941 | 149.6487 | 200.1555 | 0 | 0 | 0 | 0 | 0 | 0 | 2249.2546 | 2252.3599 | 2249.337 | 2283.2916 | 2333.7984 | 0 | 0 | 0% | 0% | 0% | 0% | 0% | 0% | 0% | 0% | 0% | 0% | 0% | x | x | x | x | x | x | x | x | x | x | 0 | 0 | 0 | 2133.6429 | 2133.6429 | 2133.6429 | 2133.6429 | 2133.6429 | 0 | 0 | 0 | 0 | 0 | 0 | 0 | 0 | 0 | 0 | 0 | 0 | 0 | 0 | 0 | 115.6117 | 118.717 | 115.6941 | 149.6487 | 200.1555 | 0 | 0 | 0 | 0 | 0 | 2249.2546 | 2252.3599 | 2249.337 | 2283.2916 | 2333.7984 | 0 | 0
464 | Insulators (Post FY22) | Security and Compliance | Insulators | FALSE | Insulators | Network | Labour - Internal | 10% | 0 | 0 | 0 | 0 | 0 | 533.4107 | 533.4107 | 533.4107 | 533.4107 | 533.4107 | 0 | 0 | 0 | 0 | 0 | 0 | 8.0652 | 10.7771 | 15.0203 | 21.0577 | 27.1615 | 0 | 0 | 0 | 0 | 0 | 0 | 29.3399 | 30.2789 | 29.738 | 38.8891 | 52.5869 | 0 | 0 | 0 | 0 | 0 | 0 | 570.8159 | 574.4667 | 578.169 | 593.3575 | 613.1591 | 0 | 0 | 0% | 0% | 0% | 0% | 0% | 0% | 0% | 0% | 0% | 0% | 0% | x | x | x | x | x | x | x | x | x | x | 0 | 0 | 0 | 533.4107 | 533.4107 | 533.4107 | 533.4107 | 533.4107 | 0 | 0 | 0 | 0 | 0 | 8.0652 | 10.7771 | 15.0203 | 21.0577 | 27.1615 | 0 | 0 | 0 | 0 | 0 | 29.3399 | 30.2789 | 29.738 | 38.8891 | 52.5869 | 0 | 0 | 0 | 0 | 0 | 570.8159 | 574.4667 | 578.169 | 593.3575 | 613.1591 | 0 | 0
465 | Insulators (Post FY22) | Security and Compliance | Insulators | FALSE | Insulators | Network | Labour - External | 50% | 0 | 0 | 0 | 0 | 0 | 2667.0537 | 2667.0537 | 2667.0537 | 2667.0537 | 2667.0537 | 0 | 0 | 0 | 0 | 0 | 0 | 0 | 0 | 0 | 0 | 0 | 0 | 0 | 0 | 0 | 0 | 0 | 144.5146 | 148.3962 | 144.6176 | 187.0609 | 250.1944 | 0 | 0 | 0 | 0 | 0 | 0 | 2811.5683 | 2815.4499 | 2811.6713 | 2854.1146 | 2917.248 | 0 | 0 | 0% | 0% | 0% | 0% | 0% | 0% | 0% | 0% | 0% | 0% | 0% | x | x | x | x | x | x | x | x | x | x | 0 | 0 | 0 | 2667.0537 | 2667.0537 | 2667.0537 | 2667.0537 | 2667.0537 | 0 | 0 | 0 | 0 | 0 | 0 | 0 | 0 | 0 | 0 | 0 | 0 | 0 | 0 | 0 | 144.5146 | 148.3962 | 144.6176 | 187.0609 | 250.1944 | 0 | 0 | 0 | 0 | 0 | 2811.5683 | 2815.4499 | 2811.6713 | 2854.1146 | 2917.248 | 0 | 0
466 | Towers | Replacement - Other | Lines | FALSE | Towers and Conductor | Network | Materials | 40% | 0 | 0 | 0 | 6165.3642 | 634.1734 | 292.6584 | 292.6584 | 292.6584 | 292.6584 | 292.6584 | 0 | 0 | 0 | 0 | 0 | 0 | 0 | 0 | 0 | 0 | 0 | 0 | 0 | 0 | 0 | 418.3879 | 38.5878 | 15.8577 | 16.2837 | 15.869 | 20.5264 | 27.4541 | 0 | 0 | 0 | 0 | 6583.7521 | 672.7612 | 308.5161 | 308.942 | 308.5274 | 313.1847 | 320.1124 | 0 | 0 | 0% | 0% | 0% | 0% | 0% | 0% | 0% | 0% | 0% | 0% | 0% | x | x | x | x | x | x | x | x | x | x | 0 | 6165.3642 | 634.1734 | 292.6584 | 292.6584 | 292.6584 | 292.6584 | 292.6584 | 0 | 0 | 0 | 0 | 0 | 0 | 0 | 0 | 0 | 0 | 0 | 0 | 0 | 418.3879 | 38.5878 | 15.8577 | 16.2837 | 15.869 | 20.5264 | 27.4541 | 0 | 0 | 0 | 6583.7521 | 672.7612 | 308.5161 | 308.942 | 308.5274 | 313.1847 | 320.1124 | 0 | 0
467 | Towers | Replacement - Other | Lines | FALSE | Towers and Conductor | Network | Labour - Internal | 10% | 0 | 0 | 0 | 1541.3411 | 158.5433 | 73.1646 | 73.1646 | 73.1646 | 73.1646 | 73.1646 | 0 | 0 | 0 | 0 | 5.6398 | 1.5653 | 1.1063 | 1.4782 | 2.0602 | 2.8883 | 3.7256 | 0 | 0 | 0 | 0 | 104.9797 | 9.7422 | 4.0244 | 4.1532 | 4.079 | 5.3342 | 7.213 | 0 | 0 | 0 | 0 | 1651.9606 | 169.8508 | 78.2952 | 78.796 | 79.3038 | 81.3871 | 84.1032 | 0 | 0 | 0% | 0% | 0% | 0% | 0% | 0% | 0% | 0% | 0% | 0% | 0% | x | x | x | x | x | x | x | x | x | x | 0 | 1541.3411 | 158.5433 | 73.1646 | 73.1646 | 73.1646 | 73.1646 | 73.1646 | 0 | 0 | 0 | 5.6398 | 1.5653 | 1.1063 | 1.4782 | 2.0602 | 2.8883 | 3.7256 | 0 | 0 | 0 | 104.9797 | 9.7422 | 4.0244 | 4.1532 | 4.079 | 5.3342 | 7.213 | 0 | 0 | 0 | 1651.9606 | 169.8508 | 78.2952 | 78.796 | 79.3038 | 81.3871 | 84.1032 | 0 | 0
468 | Towers | Replacement - Other | Lines | FALSE | Towers and Conductor | Network | Labour - External | 50% | 0 | 0 | 0 | 7706.7053 | 792.7167 | 365.823 | 365.823 | 365.823 | 365.823 | 365.823 | 0 | 0 | 0 | 0 | -20.258 | -1.1559 | 0 | 0 | 0 | 0 | 0 | 0 | 0 | 0 | 0 | 521.6102 | 48.1644 | 19.8222 | 20.3546 | 19.8363 | 25.658 | 34.3176 | 0 | 0 | 0 | 0 | 8208.0574 | 839.7253 | 385.6451 | 386.1775 | 385.6592 | 391.4809 | 400.1405 | 0 | 0 | 0% | 0% | 0% | 0% | 0% | 0% | 0% | 0% | 0% | 0% | 0% | x | x | x | x | x | x | x | x | x | x | 0 | 7706.7053 | 792.7167 | 365.823 | 365.823 | 365.823 | 365.823 | 365.823 | 0 | 0 | 0 | -20.258 | -1.1559 | 0 | 0 | 0 | 0 | 0 | 0 | 0 | 0 | 521.6102 | 48.1644 | 19.8222 | 20.3546 | 19.8363 | 25.658 | 34.3176 | 0 | 0 | 0 | 8208.0574 | 839.7253 | 385.6451 | 386.1775 | 385.6592 | 391.4809 | 400.1405 | 0 | 0
469 | Secondary & Protection program | Replacement - Other | Secondary & Protection | FALSE | Secondary | Network | Materials | 40% | 0 | 0 | 0 | 3229.9609 | 4447.2212 | 2232.2984 | 2232.2984 | 2232.2984 | 2232.2984 | 2232.2984 | 0 | 0 | 0 | 0 | 0 | 0 | 0 | 0 | 0 | 0 | 0 | 0 | 0 | 0 | 0 | 219.1884 | 270.602 | 120.9574 | 124.2062 | 121.0436 | 156.5682 | 209.4103 | 0 | 0 | 0 | 0 | 3449.1493 | 4717.8232 | 2353.2557 | 2356.5046 | 2353.3419 | 2388.8666 | 2441.7087 | 0 | 0 | 0% | 0% | 0% | 0% | 0% | 0% | 0% | 0% | 0% | 0% | 0% | x | x | x | x | x | x | x | x | x | x | 0 | 3229.9609 | 4447.2212 | 2232.2984 | 2232.2984 | 2232.2984 | 2232.2984 | 2232.2984 | 0 | 0 | 0 | 0 | 0 | 0 | 0 | 0 | 0 | 0 | 0 | 0 | 0 | 219.1884 | 270.602 | 120.9574 | 124.2062 | 121.0436 | 156.5682 | 209.4103 | 0 | 0 | 0 | 3449.1493 | 4717.8232 | 2353.2557 | 2356.5046 | 2353.3419 | 2388.8666 | 2441.7087 | 0 | 0
470 | Secondary & Protection program | Replacement - Other | Secondary & Protection | FALSE | Secondary | Network | Labour - Internal | 10% | 0 | 0 | 0 | 807.4902 | 1111.8053 | 558.0746 | 558.0746 | 558.0746 | 558.0746 | 558.0746 | 0 | 0 | 0 | 0 | 2.9546 | 10.9767 | 8.4382 | 11.2754 | 15.7148 | 22.0313 | 28.4174 | 0 | 0 | 0 | 0 | 54.9976 | 68.3184 | 30.6966 | 31.6789 | 31.113 | 40.6873 | 55.0184 | 0 | 0 | 0 | 0 | 865.4425 | 1191.1004 | 597.2093 | 601.0289 | 604.9024 | 620.7932 | 641.5104 | 0 | 0 | 0% | 0% | 0% | 0% | 0% | 0% | 0% | 0% | 0% | 0% | 0% | x | x | x | x | x | x | x | x | x | x | 0 | 807.4902 | 1111.8053 | 558.0746 | 558.0746 | 558.0746 | 558.0746 | 558.0746 | 0 | 0 | 0 | 2.9546 | 10.9767 | 8.4382 | 11.2754 | 15.7148 | 22.0313 | 28.4174 | 0 | 0 | 0 | 54.9976 | 68.3184 | 30.6966 | 31.6789 | 31.113 | 40.6873 | 55.0184 | 0 | 0 | 0 | 865.4425 | 1191.1004 | 597.2093 | 601.0289 | 604.9024 | 620.7932 | 641.5104 | 0 | 0
471 | Secondary & Protection program | Replacement - Other | Secondary & Protection | FALSE | Secondary | Network | Labour - External | 50% | 0 | 0 | 0 | 4037.4511 | 5559.0265 | 2790.373 | 2790.373 | 2790.373 | 2790.373 | 2790.373 | 0 | 0 | 0 | 0 | -10.6129 | -8.1061 | 0 | 0 | 0 | 0 | 0 | 0 | 0 | 0 | 0 | 273.2654 | 337.7593 | 151.1967 | 155.2578 | 151.3045 | 195.7102 | 261.7629 | 0 | 0 | 0 | 0 | 4300.1035 | 5888.6797 | 2941.5697 | 2945.6308 | 2941.6774 | 2986.0832 | 3052.1358 | 0 | 0 | 0% | 0% | 0% | 0% | 0% | 0% | 0% | 0% | 0% | 0% | 0% | x | x | x | x | x | x | x | x | x | x | 0 | 4037.4511 | 5559.0265 | 2790.373 | 2790.373 | 2790.373 | 2790.373 | 2790.373 | 0 | 0 | 0 | -10.6129 | -8.1061 | 0 | 0 | 0 | 0 | 0 | 0 | 0 | 0 | 273.2654 | 337.7593 | 151.1967 | 155.2578 | 151.3045 | 195.7102 | 261.7629 | 0 | 0 | 0 | 4300.1035 | 5888.6797 | 2941.5697 | 2945.6308 | 2941.6774 | 2986.0832 | 3052.1358 | 0 | 0
472 | Comms program | Replacement - Other | Communications | FALSE | Communications | Network | Materials | 40% | 0 | 0 | 0 | 4174.0942 | 5836.1898 | 1146.1402 | 4123.3694 | 5237.5642 | 3984.3568 | 6092.1197 | 0 | 0 | 0 | 0 | 0 | 0 | 0 | 0 | 0 | 0 | 0 | 0 | 0 | 0 | 0 | 283.2583 | 355.1172 | 62.1037 | 229.4264 | 284.0003 | 279.4535 | 571.4973 | 0 | 0 | 0 | 0 | 4457.3525 | 6191.307 | 1208.2439 | 4352.7958 | 5521.5646 | 4263.8103 | 6663.617 | 0 | 0 | 0% | 0% | 0% | 0% | 0% | 0% | 0% | 0% | 0% | 0% | 0% | x | x | x | x | x | x | x | x | x | x | 0 | 4174.0942 | 5836.1898 | 1146.1402 | 4123.3694 | 5237.5642 | 3984.3568 | 6092.1197 | 0 | 0 | 0 | 0 | 0 | 0 | 0 | 0 | 0 | 0 | 0 | 0 | 0 | 283.2583 | 355.1172 | 62.1037 | 229.4264 | 284.0003 | 279.4535 | 571.4973 | 0 | 0 | 0 | 4457.3525 | 6191.307 | 1208.2439 | 4352.7958 | 5521.5646 | 4263.8103 | 6663.617 | 0 | 0
473 | Comms program | Replacement - Other | Communications | FALSE | Communications | Network | Labour - Internal | 10% | 0 | 0 | 0 | 1043.5235 | 1459.0475 | 286.535 | 1030.8423 | 1309.3911 | 996.0892 | 1523.0299 | 0 | 0 | 0 | 0 | 3.8183 | 14.405 | 4.3324 | 20.8272 | 36.8711 | 39.323 | 77.5533 | 0 | 0 | 0 | 0 | 71.0737 | 89.6558 | 15.7607 | 58.5154 | 72.9994 | 72.6214 | 150.1496 | 0 | 0 | 0 | 0 | 1118.4155 | 1563.1083 | 306.6282 | 1110.185 | 1419.2615 | 1108.0336 | 1750.7328 | 0 | 0 | 0% | 0% | 0% | 0% | 0% | 0% | 0% | 0% | 0% | 0% | 0% | x | x | x | x | x | x | x | x | x | x | 0 | 1043.5235 | 1459.0475 | 286.535 | 1030.8423 | 1309.3911 | 996.0892 | 1523.0299 | 0 | 0 | 0 | 3.8183 | 14.405 | 4.3324 | 20.8272 | 36.8711 | 39.323 | 77.5533 | 0 | 0 | 0 | 71.0737 | 89.6558 | 15.7607 | 58.5154 | 72.9994 | 72.6214 | 150.1496 | 0 | 0 | 0 | 1118.4155 | 1563.1083 | 306.6282 | 1110.185 | 1419.2615 | 1108.0336 | 1750.7328 | 0 | 0
474 | Comms program | Replacement - Other | Communications | FALSE | Communications | Network | Labour - External | 50% | 0 | 0 | 0 | 5217.6177 | 7295.2373 | 1432.6752 | 5154.2117 | 6546.9553 | 4980.446 | 7615.1496 | 0 | 0 | 0 | 0 | -13.7152 | -10.6378 | 0 | 0 | 0 | 0 | 0 | 0 | 0 | 0 | 0 | 353.1421 | 443.2492 | 77.6297 | 286.783 | 355.0004 | 349.3168 | 714.3717 | 0 | 0 | 0 | 0 | 5557.0447 | 7727.8487 | 1510.3049 | 5440.9947 | 6901.9557 | 5329.7628 | 8329.5213 | 0 | 0 | 0% | 0% | 0% | 0% | 0% | 0% | 0% | 0% | 0% | 0% | 0% | x | x | x | x | x | x | x | x | x | x | 0 | 5217.6177 | 7295.2373 | 1432.6752 | 5154.2117 | 6546.9553 | 4980.446 | 7615.1496 | 0 | 0 | 0 | -13.7152 | -10.6378 | 0 | 0 | 0 | 0 | 0 | 0 | 0 | 0 | 353.1421 | 443.2492 | 77.6297 | 286.783 | 355.0004 | 349.3168 | 714.3717 | 0 | 0 | 0 | 5557.0447 | 7727.8487 | 1510.3049 | 5440.9947 | 6901.9557 | 5329.7628 | 8329.5213 | 0 | 0
475 | Comms program - safety and security | Security and Compliance | Communications (S&C) | FALSE | Communications | Network | Materials | 40% | 0 | 0 | 0 | 284.6872 | 1877.547 | 312.4113 | 12.5508 | 832.5391 | 2824.3575 | 740.4996 | 0 | 0 | 0 | 0 | 0 | 0 | 0 | 0 | 0 | 0 | 0 | 0 | 0 | 0 | 0 | 19.3192 | 114.2439 | 16.928 | 0.69834 | 45.1434 | 198.0938 | 69.4657 | 0 | 0 | 0 | 0 | 304.0064 | 1991.7909 | 329.3394 | 13.2492 | 877.6825 | 3022.4513 | 809.9653 | 0 | 0 | 0% | 0% | 0% | 0% | 0% | 0% | 0% | 0% | 0% | 0% | 0% | x | x | x | x | x | x | x | x | x | x | 0 | 284.6872 | 1877.547 | 312.4113 | 12.5508 | 832.5391 | 2824.3575 | 740.4996 | 0 | 0 | 0 | 0 | 0 | 0 | 0 | 0 | 0 | 0 | 0 | 0 | 0 | 19.3192 | 114.2439 | 16.928 | 0.69834 | 45.1434 | 198.0938 | 69.4657 | 0 | 0 | 0 | 304.0064 | 1991.7909 | 329.3394 | 13.2492 | 877.6825 | 3022.4513 | 809.9653 | 0 | 0
476 | Comms program - safety and security | Security and Compliance | Communications (S&C) | FALSE | Communications | Network | Labour - Internal | 10% | 0 | 0 | 0 | 71.1718 | 469.3867 | 78.1028 | 3.1377 | 208.1348 | 706.0894 | 185.1249 | 0 | 0 | 0 | 0 | 0.26042 | 4.6342 | 1.1809 | 0.063395 | 5.8609 | 27.8746 | 9.4266 | 0 | 0 | 0 | 0 | 4.8475 | 28.843 | 4.296 | 0.17811 | 11.6036 | 51.4785 | 18.2507 | 0 | 0 | 0 | 0 | 76.2797 | 502.8639 | 83.5798 | 3.3792 | 225.5993 | 785.4425 | 212.8023 | 0 | 0 | 0% | 0% | 0% | 0% | 0% | 0% | 0% | 0% | 0% | 0% | 0% | x | x | x | x | x | x | x | x | x | x | 0 | 71.1718 | 469.3867 | 78.1028 | 3.1377 | 208.1348 | 706.0894 | 185.1249 | 0 | 0 | 0 | 0.26042 | 4.6342 | 1.1809 | 0.063395 | 5.8609 | 27.8746 | 9.4266 | 0 | 0 | 0 | 4.8475 | 28.843 | 4.296 | 0.17811 | 11.6036 | 51.4785 | 18.2507 | 0 | 0 | 0 | 76.2797 | 502.8639 | 83.5798 | 3.3792 | 225.5993 | 785.4425 | 212.8023 | 0 | 0
477 | Comms program - safety and security | Security and Compliance | Communications (S&C) | FALSE | Communications | Network | Labour - External | 50% | 0 | 0 | 0 | 355.859 | 2346.9337 | 390.5142 | 15.6886 | 1040.6739 | 3530.4469 | 925.6245 | 0 | 0 | 0 | 0 | -0.93542 | -3.4223 | 0 | 0 | 0 | 0 | 0 | 0 | 0 | 0 | 0 | 24.0855 | 142.5967 | 21.1601 | 0.87292 | 56.4292 | 247.6173 | 86.8322 | 0 | 0 | 0 | 0 | 379.0091 | 2486.1082 | 411.6742 | 16.5615 | 1097.1031 | 3778.0642 | 1012.4567 | 0 | 0 | 0% | 0% | 0% | 0% | 0% | 0% | 0% | 0% | 0% | 0% | 0% | x | x | x | x | x | x | x | x | x | x | 0 | 355.859 | 2346.9337 | 390.5142 | 15.6886 | 1040.6739 | 3530.4469 | 925.6245 | 0 | 0 | 0 | -0.93542 | -3.4223 | 0 | 0 | 0 | 0 | 0 | 0 | 0 | 0 | 24.0855 | 142.5967 | 21.1601 | 0.87292 | 56.4292 | 247.6173 | 86.8322 | 0 | 0 | 0 | 379.0091 | 2486.1082 | 411.6742 | 16.5615 | 1097.1031 | 3778.0642 | 1012.4567 | 0 | 0
478 | Non-System - Motor Vehicles | Non Network - Vehicles | Vehicles | FALSE | Vehicles | Other (Non-Network) | Materials | 40% | 0 | 0 | 0 | 158.6115 | 891.1587 | 485.2992 | 633.8175 | 732.1324 | 481.1156 | 495.7582 | 307.5451 | 307.5451 | 0 | 0 | 0 | 0 | 0 | 0 | 0 | 0 | 0 | 0 | 0 | 0 | 0 | 0 | 0 | 0 | 0 | 0 | 0 | 0 | 0 | 0 | 0 | 0 | 158.6115 | 891.1587 | 485.2992 | 633.8175 | 732.1324 | 481.1156 | 495.7582 | 307.5451 | 307.5451 | 0% | 0% | 0% | 0% | 0% | 0% | 0% | 0% | 0% | 0% | 0% | x | x | x | x | x | x | x | x | x | x | 0 | 158.6115 | 891.1587 | 485.2992 | 633.8175 | 732.1324 | 481.1156 | 495.7582 | 307.5451 | 307.5451 | 0 | 0 | 0 | 0 | 0 | 0 | 0 | 0 | 0 | 0 | 0 | 0 | 0 | 0 | 0 | 0 | 0 | 0 | 0 | 0 | 0 | 158.6115 | 891.1587 | 485.2992 | 633.8175 | 732.1324 | 481.1156 | 495.7582 | 307.5451 | 307.5451
479 | Non-System - Motor Vehicles | Non Network - Vehicles | Vehicles | FALSE | Vehicles | Other (Non-Network) | Labour - Internal | 10% | 0 | 0 | 0 | 39.6529 | 222.7897 | 121.3248 | 158.4544 | 183.0331 | 120.2789 | 123.9396 | 76.8863 | 76.8863 | 0 | 0 | 0.14509 | 2.1996 | 1.8344 | 3.2014 | 5.154 | 4.7483 | 6.3111 | 4.8046 | 5.7039 | 0 | 0 | 0 | 0 | 0 | 0 | 0 | 0 | 0 | 0 | 0 | 0 | 0 | 39.798 | 224.9892 | 123.1592 | 161.6558 | 188.1871 | 125.0272 | 130.2506 | 81.6909 | 82.5902 | 0% | 0% | 0% | 0% | 0% | 0% | 0% | 0% | 0% | 0% | 0% | x | x | x | x | x | x | x | x | x | x | 0 | 39.6529 | 222.7897 | 121.3248 | 158.4544 | 183.0331 | 120.2789 | 123.9396 | 76.8863 | 76.8863 | 0 | 0.14509 | 2.1996 | 1.8344 | 3.2014 | 5.154 | 4.7483 | 6.3111 | 4.8046 | 5.7039 | 0 | 0 | 0 | 0 | 0 | 0 | 0 | 0 | 0 | 0 | 0 | 39.798 | 224.9892 | 123.1592 | 161.6558 | 188.1871 | 125.0272 | 130.2506 | 81.6909 | 82.5902
480 | Non-System - Motor Vehicles | Non Network - Vehicles | Vehicles | FALSE | Vehicles | Other (Non-Network) | Labour - External | 50% | 0 | 0 | 0 | 198.2643 | 1113.9484 | 606.624 | 792.2718 | 915.1655 | 601.3945 | 619.6978 | 384.4314 | 384.4314 | 0 | 0 | -0.52116 | -1.6243 | 0 | 0 | 0 | 0 | 0 | 21.9706 | 27.0319 | 0 | 0 | 0 | 0 | 0 | 0 | 0 | 0 | 0 | 0 | 0 | 0 | 0 | 197.7432 | 1112.324 | 606.624 | 792.2718 | 915.1655 | 601.3945 | 619.6978 | 406.402 | 411.4633 | 0% | 0% | 0% | 0% | 0% | 0% | 0% | 0% | 0% | 0% | 0% | x | x | x | x | x | x | x | x | x | x | 0 | 198.2643 | 1113.9484 | 606.624 | 792.2718 | 915.1655 | 601.3945 | 619.6978 | 384.4314 | 384.4314 | 0 | -0.52116 | -1.6243 | 0 | 0 | 0 | 0 | 0 | 21.9706 | 27.0319 | 0 | 0 | 0 | 0 | 0 | 0 | 0 | 0 | 0 | 0 | 0 | 197.7432 | 1112.324 | 606.624 | 792.2718 | 915.1655 | 601.3945 | 619.6978 | 406.402 | 411.4633
481 | Non-System - Premises | Non Network - Premises | Premises | FALSE | Premises | Other (Non-Network) | Materials | 40% | 0 | 0 | 0 | 646.3287 | 658.7188 | 770.5116 | 828.4956 | 944.1014 | 774.5687 | 796.5089 | 643.4434 | 643.4434 | 0 | 0 | 0 | 0 | 0 | 0 | 0 | 0 | 0 | 0 | 0 | 0 | 0 | 0 | 0 | 0 | 0 | 0 | 0 | 0 | 0 | 0 | 0 | 0 | 646.3287 | 658.7188 | 770.5116 | 828.4956 | 944.1014 | 774.5687 | 796.5089 | 643.4434 | 643.4434 | 0% | 0% | 0% | 0% | 0% | 0% | 0% | 0% | 0% | 0% | 0% | x | x | x | x | x | x | x | x | x | x | 0 | 646.3287 | 658.7188 | 770.5116 | 828.4956 | 944.1014 | 774.5687 | 796.5089 | 643.4434 | 643.4434 | 0 | 0 | 0 | 0 | 0 | 0 | 0 | 0 | 0 | 0 | 0 | 0 | 0 | 0 | 0 | 0 | 0 | 0 | 0 | 0 | 0 | 646.3287 | 658.7188 | 770.5116 | 828.4956 | 944.1014 | 774.5687 | 796.5089 | 643.4434 | 643.4434
482 | Non-System - Premises | Non Network - Premises | Premises | FALSE | Premises | Other (Non-Network) | Labour - Internal | 10% | 0 | 0 | 0 | 161.5822 | 164.6797 | 192.6279 | 207.1239 | 236.0254 | 193.6422 | 199.1272 | 160.8609 | 160.8609 | 0 | 0 | 0.59124 | 1.6259 | 2.9126 | 4.1847 | 6.6462 | 7.6445 | 10.1396 | 10.0521 | 11.9336 | 0 | 0 | 0 | 0 | 0 | 0 | 0 | 0 | 0 | 0 | 0 | 0 | 0 | 162.1734 | 166.3056 | 195.5405 | 211.3086 | 242.6716 | 201.2867 | 209.2669 | 170.913 | 172.7944 | 0% | 0% | 0% | 0% | 0% | 0% | 0% | 0% | 0% | 0% | 0% | x | x | x | x | x | x | x | x | x | x | 0 | 161.5822 | 164.6797 | 192.6279 | 207.1239 | 236.0254 | 193.6422 | 199.1272 | 160.8609 | 160.8609 | 0 | 0.59124 | 1.6259 | 2.9126 | 4.1847 | 6.6462 | 7.6445 | 10.1396 | 10.0521 | 11.9336 | 0 | 0 | 0 | 0 | 0 | 0 | 0 | 0 | 0 | 0 | 0 | 162.1734 | 166.3056 | 195.5405 | 211.3086 | 242.6716 | 201.2867 | 209.2669 | 170.913 | 172.7944
483 | Non-System - Premises | Non Network - Premises | Premises | FALSE | Premises | Other (Non-Network) | Labour - External | 50% | 0 | 0 | 0 | 807.9108 | 823.3985 | 963.1395 | 1035.6194 | 1180.1268 | 968.2108 | 995.6362 | 804.3043 | 804.3043 | 0 | 0 | -2.1237 | -1.2007 | 0 | 0 | 0 | 0 | 0 | 45.9668 | 56.5559 | 0 | 0 | 0 | 0 | 0 | 0 | 0 | 0 | 0 | 0 | 0 | 0 | 0 | 805.7871 | 822.1978 | 963.1395 | 1035.6194 | 1180.1268 | 968.2108 | 995.6362 | 850.271 | 860.8602 | 0% | 0% | 0% | 0% | 0% | 0% | 0% | 0% | 0% | 0% | 0% | x | x | x | x | x | x | x | x | x | x | 0 | 807.9108 | 823.3985 | 963.1395 | 1035.6194 | 1180.1268 | 968.2108 | 995.6362 | 804.3043 | 804.3043 | 0 | -2.1237 | -1.2007 | 0 | 0 | 0 | 0 | 0 | 45.9668 | 56.5559 | 0 | 0 | 0 | 0 | 0 | 0 | 0 | 0 | 0 | 0 | 0 | 805.7871 | 822.1978 | 963.1395 | 1035.6194 | 1180.1268 | 968.2108 | 995.6362 | 850.271 | 860.8602
484 | Non-System - Other | Non Network - Other | Other (Non-Network) | FALSE | Other (Non-Network) | Other (Non-Network) | Materials | 40% | 0 | 0 | 0 | 212.1558 | 230.7294 | 234.9273 | 231.5679 | 256.9227 | 234.9084 | 238.2419 | 201.0658 | 201.0658 | 0 | 0 | 0 | 0 | 0 | 0 | 0 | 0 | 0 | 0 | 0 | 0 | 0 | 0 | 0 | 0 | 0 | 0 | 0 | 0 | 0 | 0 | 0 | 0 | 212.1558 | 230.7294 | 234.9273 | 231.5679 | 256.9227 | 234.9084 | 238.2419 | 201.0658 | 201.0658 | 0% | 0% | 0% | 0% | 0% | 0% | 0% | 0% | 0% | 0% | 0% | x | x | x | x | x | x | x | x | x | x | 0 | 212.1558 | 230.7294 | 234.9273 | 231.5679 | 256.9227 | 234.9084 | 238.2419 | 201.0658 | 201.0658 | 0 | 0 | 0 | 0 | 0 | 0 | 0 | 0 | 0 | 0 | 0 | 0 | 0 | 0 | 0 | 0 | 0 | 0 | 0 | 0 | 0 | 212.1558 | 230.7294 | 234.9273 | 231.5679 | 256.9227 | 234.9084 | 238.2419 | 201.0658 | 201.0658
485 | Non-System - Other | Non Network - Other | Other (Non-Network) | FALSE | Other (Non-Network) | Other (Non-Network) | Labour - Internal | 10% | 0 | 0 | 0 | 53.039 | 57.6824 | 58.7318 | 57.892 | 64.2307 | 58.7271 | 59.5605 | 50.2664 | 50.2664 | 0 | 0 | 0.19407 | 0.56949 | 0.88803 | 1.1697 | 1.8087 | 2.3184 | 3.0328 | 3.1411 | 3.7291 | 0 | 0 | 0 | 0 | 0 | 0 | 0 | 0 | 0 | 0 | 0 | 0 | 0 | 53.233 | 58.2519 | 59.6199 | 59.0616 | 66.0393 | 61.0455 | 62.5933 | 53.4076 | 53.9955 | 0% | 0% | 0% | 0% | 0% | 0% | 0% | 0% | 0% | 0% | 0% | x | x | x | x | x | x | x | x | x | x | 0 | 53.039 | 57.6824 | 58.7318 | 57.892 | 64.2307 | 58.7271 | 59.5605 | 50.2664 | 50.2664 | 0 | 0.19407 | 0.56949 | 0.88803 | 1.1697 | 1.8087 | 2.3184 | 3.0328 | 3.1411 | 3.7291 | 0 | 0 | 0 | 0 | 0 | 0 | 0 | 0 | 0 | 0 | 0 | 53.233 | 58.2519 | 59.6199 | 59.0616 | 66.0393 | 61.0455 | 62.5933 | 53.4076 | 53.9955
486 | Non-System - Other | Non Network - Other | Other (Non-Network) | FALSE | Other (Non-Network) | Other (Non-Network) | Labour - External | 50% | 0 | 0 | 0 | 265.1948 | 288.4118 | 293.6592 | 289.4598 | 321.1534 | 293.6355 | 297.8024 | 251.3322 | 251.3322 | 0 | 0 | -0.6971 | -0.42056 | 0 | 0 | 0 | 0 | 0 | 14.3639 | 17.6728 | 0 | 0 | 0 | 0 | 0 | 0 | 0 | 0 | 0 | 0 | 0 | 0 | 0 | 264.4977 | 287.9912 | 293.6592 | 289.4598 | 321.1534 | 293.6355 | 297.8024 | 265.6961 | 269.0051 | 0% | 0% | 0% | 0% | 0% | 0% | 0% | 0% | 0% | 0% | 0% | x | x | x | x | x | x | x | x | x | x | 0 | 265.1948 | 288.4118 | 293.6592 | 289.4598 | 321.1534 | 293.6355 | 297.8024 | 251.3322 | 251.3322 | 0 | -0.6971 | -0.42056 | 0 | 0 | 0 | 0 | 0 | 14.3639 | 17.6728 | 0 | 0 | 0 | 0 | 0 | 0 | 0 | 0 | 0 | 0 | 0 | 264.4977 | 287.9912 | 293.6592 | 289.4598 | 321.1534 | 293.6355 | 297.8024 | 265.6961 | 269.0051
487 | IT Program - Current Period | Non Network - IT | IT | FALSE | IT | IT | Materials | 40% | 0 | 0 | 0 | 7622.141 | 6946.6201 | 0 | 0 | 0 | 0 | 0 | 0 | 0 | 0 | 0 | 0 | 0 | 0 | 0 | 0 | 0 | 0 | 0 | 0 | 0 | 0 | 149.5962 | 157.7097 | 0 | 0 | 0 | 0 | 0 | 0 | 0 | 0 | 0 | 7771.7372 | 7104.3298 | 0 | 0 | 0 | 0 | 0 | 0 | 0 | 0% | 0% | 0% | 0% | 0% | 0% | 0% | 0% | 0% | 0% | 0% | x | x | x | x | x | x | x | x | x | x | 0 | 7622.141 | 6946.6201 | 0 | 0 | 0 | 0 | 0 | 0 | 0 | 0 | 0 | 0 | 0 | 0 | 0 | 0 | 0 | 0 | 0 | 0 | 149.5962 | 157.7097 | 0 | 0 | 0 | 0 | 0 | 0 | 0 | 0 | 7771.7372 | 7104.3298 | 0 | 0 | 0 | 0 | 0 | 0 | 0
488 | IT Program - Current Period | Non Network - IT | IT | FALSE | IT | IT | Labour - Internal | 10% | 0 | 0 | 0 | 1905.5352 | 1736.655 | 0 | 0 | 0 | 0 | 0 | 0 | 0 | 0 | 0 | 6.9724 | 17.1458 | 0 | 0 | 0 | 0 | 0 | 0 | 0 | 0 | 0 | 37.5359 | 39.8167 | 0 | 0 | 0 | 0 | 0 | 0 | 0 | 0 | 0 | 1950.0436 | 1793.6175 | 0 | 0 | 0 | 0 | 0 | 0 | 0 | 0% | 0% | 0% | 0% | 0% | 0% | 0% | 0% | 0% | 0% | 0% | x | x | x | x | x | x | x | x | x | x | 0 | 1905.5352 | 1736.655 | 0 | 0 | 0 | 0 | 0 | 0 | 0 | 0 | 6.9724 | 17.1458 | 0 | 0 | 0 | 0 | 0 | 0 | 0 | 0 | 37.5359 | 39.8167 | 0 | 0 | 0 | 0 | 0 | 0 | 0 | 0 | 1950.0436 | 1793.6175 | 0 | 0 | 0 | 0 | 0 | 0 | 0
489 | IT Program - Current Period | Non Network - IT | IT | FALSE | IT | IT | Labour - External | 50% | 0 | 0 | 0 | 9527.6762 | 8683.2751 | 0 | 0 | 0 | 0 | 0 | 0 | 0 | 0 | 0 | -25.0447 | -12.6618 | 0 | 0 | 0 | 0 | 0 | 0 | 0 | 0 | 0 | 186.5037 | 196.8496 | 0 | 0 | 0 | 0 | 0 | 0 | 0 | 0 | 0 | 9689.1352 | 8867.463 | 0 | 0 | 0 | 0 | 0 | 0 | 0 | 0% | 0% | 0% | 0% | 0% | 0% | 0% | 0% | 0% | 0% | 0% | x | x | x | x | x | x | x | x | x | x | 0 | 9527.6762 | 8683.2751 | 0 | 0 | 0 | 0 | 0 | 0 | 0 | 0 | -25.0447 | -12.6618 | 0 | 0 | 0 | 0 | 0 | 0 | 0 | 0 | 186.5037 | 196.8496 | 0 | 0 | 0 | 0 | 0 | 0 | 0 | 0 | 9689.1352 | 8867.463 | 0 | 0 | 0 | 0 | 0 | 0 | 0
490 | Corporate Enablement | Non Network - IT | IT | FALSE | IT | IT | Materials | 40% | 0 | 0 | 0 | 0 | 0 | 119.233 | 95.3864 | 119.233 | 71.5398 | 71.5398 | 0 | 0 | 0 | 0 | 0 | 0 | 0 | 0 | 0 | 0 | 0 | 0 | 0 | 0 | 0 | 0 | 0 | 2.5861 | 1.9602 | 2.3787 | 1.8852 | 2.2437 | 0 | 0 | 0 | 0 | 0 | 0 | 121.8191 | 97.3466 | 121.6117 | 73.425 | 73.7835 | 0 | 0 | 0% | 0% | 0% | 0% | 0% | 0% | 0% | 0% | 0% | 0% | 0% | x | x | x | x | x | x | x | x | x | x | 0 | 0 | 0 | 119.233 | 95.3864 | 119.233 | 71.5398 | 71.5398 | 0 | 0 | 0 | 0 | 0 | 0 | 0 | 0 | 0 | 0 | 0 | 0 | 0 | 0 | 0 | 2.5861 | 1.9602 | 2.3787 | 1.8852 | 2.2437 | 0 | 0 | 0 | 0 | 0 | 121.8191 | 97.3466 | 121.6117 | 73.425 | 73.7835 | 0 | 0
491 | Corporate Enablement | Non Network - IT | IT | FALSE | IT | IT | Labour - Internal | 10% | 0 | 0 | 0 | 0 | 0 | 29.8082 | 23.8466 | 29.8082 | 17.8849 | 17.8849 | 0 | 0 | 0 | 0 | 0 | 0 | 0.4507 | 0.4818 | 0.83937 | 0.70605 | 0.91071 | 0 | 0 | 0 | 0 | 0 | 0 | 0.65631 | 0.49995 | 0.61143 | 0.4899 | 0.58948 | 0 | 0 | 0 | 0 | 0 | 0 | 30.9153 | 24.8283 | 31.259 | 19.0809 | 19.3851 | 0 | 0 | 0% | 0% | 0% | 0% | 0% | 0% | 0% | 0% | 0% | 0% | 0% | x | x | x | x | x | x | x | x | x | x | 0 | 0 | 0 | 29.8082 | 23.8466 | 29.8082 | 17.8849 | 17.8849 | 0 | 0 | 0 | 0 | 0 | 0.4507 | 0.4818 | 0.83937 | 0.70605 | 0.91071 | 0 | 0 | 0 | 0 | 0 | 0.65631 | 0.49995 | 0.61143 | 0.4899 | 0.58948 | 0 | 0 | 0 | 0 | 0 | 30.9153 | 24.8283 | 31.259 | 19.0809 | 19.3851 | 0 | 0
492 | Corporate Enablement | Non Network - IT | IT | FALSE | IT | IT | Labour - External | 50% | 0 | 0 | 0 | 0 | 0 | 149.0412 | 119.233 | 149.0412 | 89.4247 | 89.4247 | 0 | 0 | 0 | 0 | 0 | 0 | 0 | 0 | 0 | 0 | 0 | 0 | 0 | 0 | 0 | 0 | 0 | 3.2326 | 2.4503 | 2.9734 | 2.3565 | 2.8046 | 0 | 0 | 0 | 0 | 0 | 0 | 152.2739 | 121.6832 | 152.0147 | 91.7812 | 92.2293 | 0 | 0 | 0% | 0% | 0% | 0% | 0% | 0% | 0% | 0% | 0% | 0% | 0% | x | x | x | x | x | x | x | x | x | x | 0 | 0 | 0 | 149.0412 | 119.233 | 149.0412 | 89.4247 | 89.4247 | 0 | 0 | 0 | 0 | 0 | 0 | 0 | 0 | 0 | 0 | 0 | 0 | 0 | 0 | 0 | 3.2326 | 2.4503 | 2.9734 | 2.3565 | 2.8046 | 0 | 0 | 0 | 0 | 0 | 152.2739 | 121.6832 | 152.0147 | 91.7812 | 92.2293 | 0 | 0
493 | Corporate Enablement | Non Network - IT | IT | FALSE | In-house software | IT | Materials | 40% | 0 | 0 | 0 | 0 | 0 | 476.9319 | 381.5456 | 476.9319 | 286.1592 | 286.1592 | 0 | 0 | 0 | 0 | 0 | 0 | 0 | 0 | 0 | 0 | 0 | 0 | 0 | 0 | 0 | 0 | 0 | 10.3445 | 7.8408 | 9.515 | 7.5407 | 8.9747 | 0 | 0 | 0 | 0 | 0 | 0 | 487.2764 | 389.3864 | 486.4469 | 293.6999 | 295.1339 | 0 | 0 | 0% | 0% | 0% | 0% | 0% | 0% | 0% | 0% | 0% | 0% | 0% | x | x | x | x | x | x | x | x | x | x | 0 | 0 | 0 | 476.9319 | 381.5456 | 476.9319 | 286.1592 | 286.1592 | 0 | 0 | 0 | 0 | 0 | 0 | 0 | 0 | 0 | 0 | 0 | 0 | 0 | 0 | 0 | 10.3445 | 7.8408 | 9.515 | 7.5407 | 8.9747 | 0 | 0 | 0 | 0 | 0 | 487.2764 | 389.3864 | 486.4469 | 293.6999 | 295.1339 | 0 | 0
494 | Corporate Enablement | Non Network - IT | IT | FALSE | In-house software | IT | Labour - Internal | 10% | 0 | 0 | 0 | 0 | 0 | 119.233 | 95.3864 | 119.233 | 71.5398 | 71.5398 | 0 | 0 | 0 | 0 | 0 | 0 | 1.8028 | 1.9272 | 3.3575 | 2.8242 | 3.6428 | 0 | 0 | 0 | 0 | 0 | 0 | 2.6252 | 1.9998 | 2.4457 | 1.9596 | 2.3579 | 0 | 0 | 0 | 0 | 0 | 0 | 123.661 | 99.3134 | 125.0362 | 76.3236 | 77.5406 | 0 | 0 | 0% | 0% | 0% | 0% | 0% | 0% | 0% | 0% | 0% | 0% | 0% | x | x | x | x | x | x | x | x | x | x | 0 | 0 | 0 | 119.233 | 95.3864 | 119.233 | 71.5398 | 71.5398 | 0 | 0 | 0 | 0 | 0 | 1.8028 | 1.9272 | 3.3575 | 2.8242 | 3.6428 | 0 | 0 | 0 | 0 | 0 | 2.6252 | 1.9998 | 2.4457 | 1.9596 | 2.3579 | 0 | 0 | 0 | 0 | 0 | 123.661 | 99.3134 | 125.0362 | 76.3236 | 77.5406 | 0 | 0
495 | Corporate Enablement | Non Network - IT | IT | FALSE | In-house software | IT | Labour - External | 50% | 0 | 0 | 0 | 0 | 0 | 596.1649 | 476.9319 | 596.1649 | 357.699 | 357.699 | 0 | 0 | 0 | 0 | 0 | 0 | 0 | 0 | 0 | 0 | 0 | 0 | 0 | 0 | 0 | 0 | 0 | 12.9306 | 9.801 | 11.8937 | 9.4259 | 11.2184 | 0 | 0 | 0 | 0 | 0 | 0 | 609.0955 | 486.733 | 608.0586 | 367.1249 | 368.9174 | 0 | 0 | 0% | 0% | 0% | 0% | 0% | 0% | 0% | 0% | 0% | 0% | 0% | x | x | x | x | x | x | x | x | x | x | 0 | 0 | 0 | 596.1649 | 476.9319 | 596.1649 | 357.699 | 357.699 | 0 | 0 | 0 | 0 | 0 | 0 | 0 | 0 | 0 | 0 | 0 | 0 | 0 | 0 | 0 | 12.9306 | 9.801 | 11.8937 | 9.4259 | 11.2184 | 0 | 0 | 0 | 0 | 0 | 609.0955 | 486.733 | 608.0586 | 367.1249 | 368.9174 | 0 | 0
496 | Workforce Collaboration | Non Network - IT | IT | FALSE | IT | IT | Materials | 40% | 0 | 0 | 0 | 0 | 0 | 68.7549 | 68.7549 | 68.7549 | 68.7549 | 68.7549 | 0 | 0 | 0 | 0 | 0 | 0 | 0 | 0 | 0 | 0 | 0 | 0 | 0 | 0 | 0 | 0 | 0 | 1.4913 | 1.4129 | 1.3717 | 1.8118 | 2.1563 | 0 | 0 | 0 | 0 | 0 | 0 | 70.2462 | 70.1678 | 70.1266 | 70.5667 | 70.9113 | 0 | 0 | 0% | 0% | 0% | 0% | 0% | 0% | 0% | 0% | 0% | 0% | 0% | x | x | x | x | x | x | x | x | x | x | 0 | 0 | 0 | 68.7549 | 68.7549 | 68.7549 | 68.7549 | 68.7549 | 0 | 0 | 0 | 0 | 0 | 0 | 0 | 0 | 0 | 0 | 0 | 0 | 0 | 0 | 0 | 1.4913 | 1.4129 | 1.3717 | 1.8118 | 2.1563 | 0 | 0 | 0 | 0 | 0 | 70.2462 | 70.1678 | 70.1266 | 70.5667 | 70.9113 | 0 | 0
497 | Workforce Collaboration | Non Network - IT | IT | FALSE | IT | IT | Labour - Internal | 10% | 0 | 0 | 0 | 0 | 0 | 17.1887 | 17.1887 | 17.1887 | 17.1887 | 17.1887 | 0 | 0 | 0 | 0 | 0 | 0 | 0.2599 | 0.34728 | 0.48402 | 0.67857 | 0.87526 | 0 | 0 | 0 | 0 | 0 | 0 | 0.37845 | 0.36037 | 0.35258 | 0.47083 | 0.56654 | 0 | 0 | 0 | 0 | 0 | 0 | 17.8271 | 17.8964 | 18.0253 | 18.3381 | 18.6305 | 0 | 0 | 0% | 0% | 0% | 0% | 0% | 0% | 0% | 0% | 0% | 0% | 0% | x | x | x | x | x | x | x | x | x | x | 0 | 0 | 0 | 17.1887 | 17.1887 | 17.1887 | 17.1887 | 17.1887 | 0 | 0 | 0 | 0 | 0 | 0.2599 | 0.34728 | 0.48402 | 0.67857 | 0.87526 | 0 | 0 | 0 | 0 | 0 | 0.37845 | 0.36037 | 0.35258 | 0.47083 | 0.56654 | 0 | 0 | 0 | 0 | 0 | 17.8271 | 17.8964 | 18.0253 | 18.3381 | 18.6305 | 0 | 0
498 | Workforce Collaboration | Non Network - IT | IT | FALSE | IT | IT | Labour - External | 50% | 0 | 0 | 0 | 0 | 0 | 85.9436 | 85.9436 | 85.9436 | 85.9436 | 85.9436 | 0 | 0 | 0 | 0 | 0 | 0 | 0 | 0 | 0 | 0 | 0 | 0 | 0 | 0 | 0 | 0 | 0 | 1.8641 | 1.7662 | 1.7146 | 2.2647 | 2.6954 | 0 | 0 | 0 | 0 | 0 | 0 | 87.8077 | 87.7098 | 87.6582 | 88.2084 | 88.6391 | 0 | 0 | 0% | 0% | 0% | 0% | 0% | 0% | 0% | 0% | 0% | 0% | 0% | x | x | x | x | x | x | x | x | x | x | 0 | 0 | 0 | 85.9436 | 85.9436 | 85.9436 | 85.9436 | 85.9436 | 0 | 0 | 0 | 0 | 0 | 0 | 0 | 0 | 0 | 0 | 0 | 0 | 0 | 0 | 0 | 1.8641 | 1.7662 | 1.7146 | 2.2647 | 2.6954 | 0 | 0 | 0 | 0 | 0 | 87.8077 | 87.7098 | 87.6582 | 88.2084 | 88.6391 | 0 | 0
499 | Workforce Collaboration | Non Network - IT | IT | FALSE | In-house software | IT | Materials | 40% | 0 | 0 | 0 | 0 | 0 | 275.0196 | 275.0196 | 275.0196 | 275.0196 | 275.0196 | 0 | 0 | 0 | 0 | 0 | 0 | 0 | 0 | 0 | 0 | 0 | 0 | 0 | 0 | 0 | 0 | 0 | 5.9651 | 5.6517 | 5.4867 | 7.2472 | 8.6254 | 0 | 0 | 0 | 0 | 0 | 0 | 280.9847 | 280.6713 | 280.5064 | 282.2668 | 283.645 | 0 | 0 | 0% | 0% | 0% | 0% | 0% | 0% | 0% | 0% | 0% | 0% | 0% | x | x | x | x | x | x | x | x | x | x | 0 | 0 | 0 | 275.0196 | 275.0196 | 275.0196 | 275.0196 | 275.0196 | 0 | 0 | 0 | 0 | 0 | 0 | 0 | 0 | 0 | 0 | 0 | 0 | 0 | 0 | 0 | 5.9651 | 5.6517 | 5.4867 | 7.2472 | 8.6254 | 0 | 0 | 0 | 0 | 0 | 280.9847 | 280.6713 | 280.5064 | 282.2668 | 283.645 | 0 | 0
500 | Workforce Collaboration | Non Network - IT | IT | FALSE | In-house software | IT | Labour - Internal | 10% | 0 | 0 | 0 | 0 | 0 | 68.7549 | 68.7549 | 68.7549 | 68.7549 | 68.7549 | 0 | 0 | 0 | 0 | 0 | 0 | 1.0396 | 1.3891 | 1.9361 | 2.7143 | 3.501 | 0 | 0 | 0 | 0 | 0 | 0 | 1.5138 | 1.4415 | 1.4103 | 1.8833 | 2.2661 | 0 | 0 | 0 | 0 | 0 | 0 | 71.3083 | 71.5855 | 72.1013 | 73.3525 | 74.5221 | 0 | 0 | 0% | 0% | 0% | 0% | 0% | 0% | 0% | 0% | 0% | 0% | 0% | x | x | x | x | x | x | x | x | x | x | 0 | 0 | 0 | 68.7549 | 68.7549 | 68.7549 | 68.7549 | 68.7549 | 0 | 0 | 0 | 0 | 0 | 1.0396 | 1.3891 | 1.9361 | 2.7143 | 3.501 | 0 | 0 | 0 | 0 | 0 | 1.5138 | 1.4415 | 1.4103 | 1.8833 | 2.2661 | 0 | 0 | 0 | 0 | 0 | 71.3083 | 71.5855 | 72.1013 | 73.3525 | 74.5221 | 0 | 0
501 | Workforce Collaboration | Non Network - IT | IT | FALSE | In-house software | IT | Labour - External | 50% | 0 | 0 | 0 | 0 | 0 | 343.7746 | 343.7746 | 343.7746 | 343.7746 | 343.7746 | 0 | 0 | 0 | 0 | 0 | 0 | 0 | 0 | 0 | 0 | 0 | 0 | 0 | 0 | 0 | 0 | 0 | 7.4563 | 7.0646 | 6.8584 | 9.059 | 10.7817 | 0 | 0 | 0 | 0 | 0 | 0 | 351.2309 | 350.8392 | 350.633 | 352.8335 | 354.5563 | 0 | 0 | 0% | 0% | 0% | 0% | 0% | 0% | 0% | 0% | 0% | 0% | 0% | x | x | x | x | x | x | x | x | x | x | 0 | 0 | 0 | 343.7746 | 343.7746 | 343.7746 | 343.7746 | 343.7746 | 0 | 0 | 0 | 0 | 0 | 0 | 0 | 0 | 0 | 0 | 0 | 0 | 0 | 0 | 0 | 7.4563 | 7.0646 | 6.8584 | 9.059 | 10.7817 | 0 | 0 | 0 | 0 | 0 | 351.2309 | 350.8392 | 350.633 | 352.8335 | 354.5563 | 0 | 0
502 | Information Management | Non Network - IT | IT | FALSE | IT | IT | Materials | 40% | 0 | 0 | 0 | 0 | 0 | 142.1085 | 113.6868 | 113.6868 | 85.2651 | 113.6868 | 0 | 0 | 0 | 0 | 0 | 0 | 0 | 0 | 0 | 0 | 0 | 0 | 0 | 0 | 0 | 0 | 0 | 3.0823 | 2.3363 | 2.2681 | 2.2469 | 3.5655 | 0 | 0 | 0 | 0 | 0 | 0 | 145.1908 | 116.0231 | 115.9549 | 87.512 | 117.2523 | 0 | 0 | 0% | 0% | 0% | 0% | 0% | 0% | 0% | 0% | 0% | 0% | 0% | x | x | x | x | x | x | x | x | x | x | 0 | 0 | 0 | 142.1085 | 113.6868 | 113.6868 | 85.2651 | 113.6868 | 0 | 0 | 0 | 0 | 0 | 0 | 0 | 0 | 0 | 0 | 0 | 0 | 0 | 0 | 0 | 3.0823 | 2.3363 | 2.2681 | 2.2469 | 3.5655 | 0 | 0 | 0 | 0 | 0 | 145.1908 | 116.0231 | 115.9549 | 87.512 | 117.2523 | 0 | 0
503 | Information Management | Non Network - IT | IT | FALSE | IT | IT | Labour - Internal | 10% | 0 | 0 | 0 | 0 | 0 | 35.5271 | 28.4217 | 28.4217 | 21.3163 | 28.4217 | 0 | 0 | 0 | 0 | 0 | 0 | 0.53717 | 0.57423 | 0.80033 | 0.84151 | 1.4472 | 0 | 0 | 0 | 0 | 0 | 0 | 0.78222 | 0.59587 | 0.58299 | 0.58389 | 0.93677 | 0 | 0 | 0 | 0 | 0 | 0 | 36.8465 | 29.5918 | 29.805 | 22.7417 | 30.8057 | 0 | 0 | 0% | 0% | 0% | 0% | 0% | 0% | 0% | 0% | 0% | 0% | 0% | x | x | x | x | x | x | x | x | x | x | 0 | 0 | 0 | 35.5271 | 28.4217 | 28.4217 | 21.3163 | 28.4217 | 0 | 0 | 0 | 0 | 0 | 0.53717 | 0.57423 | 0.80033 | 0.84151 | 1.4472 | 0 | 0 | 0 | 0 | 0 | 0.78222 | 0.59587 | 0.58299 | 0.58389 | 0.93677 | 0 | 0 | 0 | 0 | 0 | 36.8465 | 29.5918 | 29.805 | 22.7417 | 30.8057 | 0 | 0
504 | Information Management | Non Network - IT | IT | FALSE | IT | IT | Labour - External | 50% | 0 | 0 | 0 | 0 | 0 | 177.6356 | 142.1085 | 142.1085 | 106.5814 | 142.1085 | 0 | 0 | 0 | 0 | 0 | 0 | 0 | 0 | 0 | 0 | 0 | 0 | 0 | 0 | 0 | 0 | 0 | 3.8529 | 2.9204 | 2.8351 | 2.8086 | 4.4569 | 0 | 0 | 0 | 0 | 0 | 0 | 181.4885 | 145.0289 | 144.9436 | 109.39 | 146.5654 | 0 | 0 | 0% | 0% | 0% | 0% | 0% | 0% | 0% | 0% | 0% | 0% | 0% | x | x | x | x | x | x | x | x | x | x | 0 | 0 | 0 | 177.6356 | 142.1085 | 142.1085 | 106.5814 | 142.1085 | 0 | 0 | 0 | 0 | 0 | 0 | 0 | 0 | 0 | 0 | 0 | 0 | 0 | 0 | 0 | 3.8529 | 2.9204 | 2.8351 | 2.8086 | 4.4569 | 0 | 0 | 0 | 0 | 0 | 181.4885 | 145.0289 | 144.9436 | 109.39 | 146.5654 | 0 | 0
505 | Information Management | Non Network - IT | IT | FALSE | In-house software | IT | Materials | 40% | 0 | 0 | 0 | 0 | 0 | 568.4341 | 454.7472 | 454.7472 | 341.0604 | 454.7472 | 0 | 0 | 0 | 0 | 0 | 0 | 0 | 0 | 0 | 0 | 0 | 0 | 0 | 0 | 0 | 0 | 0 | 12.3291 | 9.3451 | 9.0724 | 8.9874 | 14.2621 | 0 | 0 | 0 | 0 | 0 | 0 | 580.7632 | 464.0924 | 463.8196 | 350.0479 | 469.0094 | 0 | 0 | 0% | 0% | 0% | 0% | 0% | 0% | 0% | 0% | 0% | 0% | 0% | x | x | x | x | x | x | x | x | x | x | 0 | 0 | 0 | 568.4341 | 454.7472 | 454.7472 | 341.0604 | 454.7472 | 0 | 0 | 0 | 0 | 0 | 0 | 0 | 0 | 0 | 0 | 0 | 0 | 0 | 0 | 0 | 12.3291 | 9.3451 | 9.0724 | 8.9874 | 14.2621 | 0 | 0 | 0 | 0 | 0 | 580.7632 | 464.0924 | 463.8196 | 350.0479 | 469.0094 | 0 | 0
506 | Information Management | Non Network - IT | IT | FALSE | In-house software | IT | Labour - Internal | 10% | 0 | 0 | 0 | 0 | 0 | 142.1085 | 113.6868 | 113.6868 | 85.2651 | 113.6868 | 0 | 0 | 0 | 0 | 0 | 0 | 2.1487 | 2.2969 | 3.2013 | 3.366 | 5.789 | 0 | 0 | 0 | 0 | 0 | 0 | 3.1289 | 2.3835 | 2.332 | 2.3356 | 3.7471 | 0 | 0 | 0 | 0 | 0 | 0 | 147.3861 | 118.3672 | 119.2201 | 90.9667 | 123.2229 | 0 | 0 | 0% | 0% | 0% | 0% | 0% | 0% | 0% | 0% | 0% | 0% | 0% | x | x | x | x | x | x | x | x | x | x | 0 | 0 | 0 | 142.1085 | 113.6868 | 113.6868 | 85.2651 | 113.6868 | 0 | 0 | 0 | 0 | 0 | 2.1487 | 2.2969 | 3.2013 | 3.366 | 5.789 | 0 | 0 | 0 | 0 | 0 | 3.1289 | 2.3835 | 2.332 | 2.3356 | 3.7471 | 0 | 0 | 0 | 0 | 0 | 147.3861 | 118.3672 | 119.2201 | 90.9667 | 123.2229 | 0 | 0
507 | Information Management | Non Network - IT | IT | FALSE | In-house software | IT | Labour - External | 50% | 0 | 0 | 0 | 0 | 0 | 710.5426 | 568.4341 | 568.4341 | 426.3255 | 568.4341 | 0 | 0 | 0 | 0 | 0 | 0 | 0 | 0 | 0 | 0 | 0 | 0 | 0 | 0 | 0 | 0 | 0 | 15.4114 | 11.6814 | 11.3405 | 11.2343 | 17.8277 | 0 | 0 | 0 | 0 | 0 | 0 | 725.954 | 580.1155 | 579.7745 | 437.5598 | 586.2617 | 0 | 0 | 0% | 0% | 0% | 0% | 0% | 0% | 0% | 0% | 0% | 0% | 0% | x | x | x | x | x | x | x | x | x | x | 0 | 0 | 0 | 710.5426 | 568.4341 | 568.4341 | 426.3255 | 568.4341 | 0 | 0 | 0 | 0 | 0 | 0 | 0 | 0 | 0 | 0 | 0 | 0 | 0 | 0 | 0 | 15.4114 | 11.6814 | 11.3405 | 11.2343 | 17.8277 | 0 | 0 | 0 | 0 | 0 | 725.954 | 580.1155 | 579.7745 | 437.5598 | 586.2617 | 0 | 0
508 | Cyber Security | Non Network - IT | IT | FALSE | IT | IT | Materials | 40% | 0 | 0 | 0 | 0 | 0 | 349.5177 | 297.7373 | 233.0118 | 220.0667 | 194.1765 | 0 | 0 | 0 | 0 | 0 | 0 | 0 | 0 | 0 | 0 | 0 | 0 | 0 | 0 | 0 | 0 | 0 | 7.5809 | 6.1186 | 4.6487 | 5.7991 | 6.0899 | 0 | 0 | 0 | 0 | 0 | 0 | 357.0986 | 303.8558 | 237.6604 | 225.8658 | 200.2664 | 0 | 0 | 0% | 0% | 0% | 0% | 0% | 0% | 0% | 0% | 0% | 0% | 0% | x | x | x | x | x | x | x | x | x | x | 0 | 0 | 0 | 349.5177 | 297.7373 | 233.0118 | 220.0667 | 194.1765 | 0 | 0 | 0 | 0 | 0 | 0 | 0 | 0 | 0 | 0 | 0 | 0 | 0 | 0 | 0 | 7.5809 | 6.1186 | 4.6487 | 5.7991 | 6.0899 | 0 | 0 | 0 | 0 | 0 | 357.0986 | 303.8558 | 237.6604 | 225.8658 | 200.2664 | 0 | 0
509 | Cyber Security | Non Network - IT | IT | FALSE | IT | IT | Labour - Internal | 10% | 0 | 0 | 0 | 0 | 0 | 87.3794 | 74.4343 | 58.2529 | 55.0167 | 48.5441 | 0 | 0 | 0 | 0 | 0 | 0 | 1.3212 | 1.5039 | 1.6403 | 2.1719 | 2.4719 | 0 | 0 | 0 | 0 | 0 | 0 | 1.9239 | 1.5605 | 1.1949 | 1.507 | 1.6 | 0 | 0 | 0 | 0 | 0 | 0 | 90.6245 | 77.4987 | 61.0882 | 58.6956 | 52.616 | 0 | 0 | 0% | 0% | 0% | 0% | 0% | 0% | 0% | 0% | 0% | 0% | 0% | x | x | x | x | x | x | x | x | x | x | 0 | 0 | 0 | 87.3794 | 74.4343 | 58.2529 | 55.0167 | 48.5441 | 0 | 0 | 0 | 0 | 0 | 1.3212 | 1.5039 | 1.6403 | 2.1719 | 2.4719 | 0 | 0 | 0 | 0 | 0 | 1.9239 | 1.5605 | 1.1949 | 1.507 | 1.6 | 0 | 0 | 0 | 0 | 0 | 90.6245 | 77.4987 | 61.0882 | 58.6956 | 52.616 | 0 | 0
510 | Cyber Security | Non Network - IT | IT | FALSE | IT | IT | Labour - External | 50% | 0 | 0 | 0 | 0 | 0 | 436.8971 | 372.1716 | 291.2647 | 275.0834 | 242.7206 | 0 | 0 | 0 | 0 | 0 | 0 | 0 | 0 | 0 | 0 | 0 | 0 | 0 | 0 | 0 | 0 | 0 | 9.4761 | 7.6482 | 5.8108 | 7.2489 | 7.6124 | 0 | 0 | 0 | 0 | 0 | 0 | 446.3732 | 379.8198 | 297.0756 | 282.3322 | 250.333 | 0 | 0 | 0% | 0% | 0% | 0% | 0% | 0% | 0% | 0% | 0% | 0% | 0% | x | x | x | x | x | x | x | x | x | x | 0 | 0 | 0 | 436.8971 | 372.1716 | 291.2647 | 275.0834 | 242.7206 | 0 | 0 | 0 | 0 | 0 | 0 | 0 | 0 | 0 | 0 | 0 | 0 | 0 | 0 | 0 | 9.4761 | 7.6482 | 5.8108 | 7.2489 | 7.6124 | 0 | 0 | 0 | 0 | 0 | 446.3732 | 379.8198 | 297.0756 | 282.3322 | 250.333 | 0 | 0
511 | Cyber Security | Non Network - IT | IT | FALSE | In-house software | IT | Materials | 40% | 0 | 0 | 0 | 0 | 0 | 1398.0707 | 1190.9491 | 932.0471 | 880.2667 | 776.7059 | 0 | 0 | 0 | 0 | 0 | 0 | 0 | 0 | 0 | 0 | 0 | 0 | 0 | 0 | 0 | 0 | 0 | 30.3236 | 24.4742 | 18.5947 | 23.1963 | 24.3596 | 0 | 0 | 0 | 0 | 0 | 0 | 1428.3943 | 1215.4233 | 950.6418 | 903.4631 | 801.0656 | 0 | 0 | 0% | 0% | 0% | 0% | 0% | 0% | 0% | 0% | 0% | 0% | 0% | x | x | x | x | x | x | x | x | x | x | 0 | 0 | 0 | 1398.0707 | 1190.9491 | 932.0471 | 880.2667 | 776.7059 | 0 | 0 | 0 | 0 | 0 | 0 | 0 | 0 | 0 | 0 | 0 | 0 | 0 | 0 | 0 | 30.3236 | 24.4742 | 18.5947 | 23.1963 | 24.3596 | 0 | 0 | 0 | 0 | 0 | 1428.3943 | 1215.4233 | 950.6418 | 903.4631 | 801.0656 | 0 | 0
512 | Cyber Security | Non Network - IT | IT | FALSE | In-house software | IT | Labour - Internal | 10% | 0 | 0 | 0 | 0 | 0 | 349.5177 | 297.7373 | 233.0118 | 220.0667 | 194.1765 | 0 | 0 | 0 | 0 | 0 | 0 | 5.2847 | 6.0155 | 6.5614 | 8.6877 | 9.8875 | 0 | 0 | 0 | 0 | 0 | 0 | 7.6955 | 6.2422 | 4.7796 | 6.028 | 6.4 | 0 | 0 | 0 | 0 | 0 | 0 | 362.498 | 309.995 | 244.3527 | 234.7824 | 210.464 | 0 | 0 | 0% | 0% | 0% | 0% | 0% | 0% | 0% | 0% | 0% | 0% | 0% | x | x | x | x | x | x | x | x | x | x | 0 | 0 | 0 | 349.5177 | 297.7373 | 233.0118 | 220.0667 | 194.1765 | 0 | 0 | 0 | 0 | 0 | 5.2847 | 6.0155 | 6.5614 | 8.6877 | 9.8875 | 0 | 0 | 0 | 0 | 0 | 7.6955 | 6.2422 | 4.7796 | 6.028 | 6.4 | 0 | 0 | 0 | 0 | 0 | 362.498 | 309.995 | 244.3527 | 234.7824 | 210.464 | 0 | 0
513 | Cyber Security | Non Network - IT | IT | FALSE | In-house software | IT | Labour - External | 50% | 0 | 0 | 0 | 0 | 0 | 1747.5884 | 1488.6864 | 1165.0589 | 1100.3334 | 970.8824 | 0 | 0 | 0 | 0 | 0 | 0 | 0 | 0 | 0 | 0 | 0 | 0 | 0 | 0 | 0 | 0 | 0 | 37.9045 | 30.5928 | 23.2433 | 28.9954 | 30.4496 | 0 | 0 | 0 | 0 | 0 | 0 | 1785.4929 | 1519.2792 | 1188.3022 | 1129.3288 | 1001.332 | 0 | 0 | 0% | 0% | 0% | 0% | 0% | 0% | 0% | 0% | 0% | 0% | 0% | x | x | x | x | x | x | x | x | x | x | 0 | 0 | 0 | 1747.5884 | 1488.6864 | 1165.0589 | 1100.3334 | 970.8824 | 0 | 0 | 0 | 0 | 0 | 0 | 0 | 0 | 0 | 0 | 0 | 0 | 0 | 0 | 0 | 37.9045 | 30.5928 | 23.2433 | 28.9954 | 30.4496 | 0 | 0 | 0 | 0 | 0 | 1785.4929 | 1519.2792 | 1188.3022 | 1129.3288 | 1001.332 | 0 | 0
514 | Corporate Communications | Non Network - IT | IT | FALSE | IT | IT | Materials | 40% | 0 | 0 | 0 | 0 | 0 | 209.599 | 104.4857 | 104.4857 | 104.4857 | 104.4857 | 0 | 0 | 0 | 0 | 0 | 0 | 0 | 0 | 0 | 0 | 0 | 0 | 0 | 0 | 0 | 0 | 0 | 4.5461 | 2.1472 | 2.0845 | 2.7534 | 3.277 | 0 | 0 | 0 | 0 | 0 | 0 | 214.1452 | 106.6329 | 106.5703 | 107.2391 | 107.7627 | 0 | 0 | 0% | 0% | 0% | 0% | 0% | 0% | 0% | 0% | 0% | 0% | 0% | x | x | x | x | x | x | x | x | x | x | 0 | 0 | 0 | 209.599 | 104.4857 | 104.4857 | 104.4857 | 104.4857 | 0 | 0 | 0 | 0 | 0 | 0 | 0 | 0 | 0 | 0 | 0 | 0 | 0 | 0 | 0 | 4.5461 | 2.1472 | 2.0845 | 2.7534 | 3.277 | 0 | 0 | 0 | 0 | 0 | 214.1452 | 106.6329 | 106.5703 | 107.2391 | 107.7627 | 0 | 0
515 | Corporate Communications | Non Network - IT | IT | FALSE | IT | IT | Labour - Internal | 10% | 0 | 0 | 0 | 0 | 0 | 52.3998 | 26.1214 | 26.1214 | 26.1214 | 26.1214 | 0 | 0 | 0 | 0 | 0 | 0 | 0.79229 | 0.52776 | 0.73555 | 1.0312 | 1.3301 | 0 | 0 | 0 | 0 | 0 | 0 | 1.1537 | 0.54765 | 0.53581 | 0.71551 | 0.86096 | 0 | 0 | 0 | 0 | 0 | 0 | 54.3458 | 27.1968 | 27.3928 | 27.8682 | 28.3125 | 0 | 0 | 0% | 0% | 0% | 0% | 0% | 0% | 0% | 0% | 0% | 0% | 0% | x | x | x | x | x | x | x | x | x | x | 0 | 0 | 0 | 52.3998 | 26.1214 | 26.1214 | 26.1214 | 26.1214 | 0 | 0 | 0 | 0 | 0 | 0.79229 | 0.52776 | 0.73555 | 1.0312 | 1.3301 | 0 | 0 | 0 | 0 | 0 | 1.1537 | 0.54765 | 0.53581 | 0.71551 | 0.86096 | 0 | 0 | 0 | 0 | 0 | 54.3458 | 27.1968 | 27.3928 | 27.8682 | 28.3125 | 0 | 0
516 | Corporate Communications | Non Network - IT | IT | FALSE | IT | IT | Labour - External | 50% | 0 | 0 | 0 | 0 | 0 | 261.9988 | 130.6072 | 130.6072 | 130.6072 | 130.6072 | 0 | 0 | 0 | 0 | 0 | 0 | 0 | 0 | 0 | 0 | 0 | 0 | 0 | 0 | 0 | 0 | 0 | 5.6827 | 2.684 | 2.6057 | 3.4417 | 4.0962 | 0 | 0 | 0 | 0 | 0 | 0 | 267.6815 | 133.2912 | 133.2128 | 134.0489 | 134.7034 | 0 | 0 | 0% | 0% | 0% | 0% | 0% | 0% | 0% | 0% | 0% | 0% | 0% | x | x | x | x | x | x | x | x | x | x | 0 | 0 | 0 | 261.9988 | 130.6072 | 130.6072 | 130.6072 | 130.6072 | 0 | 0 | 0 | 0 | 0 | 0 | 0 | 0 | 0 | 0 | 0 | 0 | 0 | 0 | 0 | 5.6827 | 2.684 | 2.6057 | 3.4417 | 4.0962 | 0 | 0 | 0 | 0 | 0 | 267.6815 | 133.2912 | 133.2128 | 134.0489 | 134.7034 | 0 | 0
517 | Corporate Communications | Non Network - IT | IT | FALSE | In-house software | IT | Materials | 40% | 0 | 0 | 0 | 0 | 0 | 838.3962 | 417.943 | 417.943 | 417.943 | 417.943 | 0 | 0 | 0 | 0 | 0 | 0 | 0 | 0 | 0 | 0 | 0 | 0 | 0 | 0 | 0 | 0 | 0 | 18.1845 | 8.5888 | 8.3381 | 11.0134 | 13.1078 | 0 | 0 | 0 | 0 | 0 | 0 | 856.5807 | 426.5318 | 426.2811 | 428.9564 | 431.0508 | 0 | 0 | 0% | 0% | 0% | 0% | 0% | 0% | 0% | 0% | 0% | 0% | 0% | x | x | x | x | x | x | x | x | x | x | 0 | 0 | 0 | 838.3962 | 417.943 | 417.943 | 417.943 | 417.943 | 0 | 0 | 0 | 0 | 0 | 0 | 0 | 0 | 0 | 0 | 0 | 0 | 0 | 0 | 0 | 18.1845 | 8.5888 | 8.3381 | 11.0134 | 13.1078 | 0 | 0 | 0 | 0 | 0 | 856.5807 | 426.5318 | 426.2811 | 428.9564 | 431.0508 | 0 | 0
518 | Corporate Communications | Non Network - IT | IT | FALSE | In-house software | IT | Labour - Internal | 10% | 0 | 0 | 0 | 0 | 0 | 209.599 | 104.4857 | 104.4857 | 104.4857 | 104.4857 | 0 | 0 | 0 | 0 | 0 | 0 | 3.1692 | 2.111 | 2.9422 | 4.1248 | 5.3205 | 0 | 0 | 0 | 0 | 0 | 0 | 4.6149 | 2.1906 | 2.1432 | 2.862 | 3.4438 | 0 | 0 | 0 | 0 | 0 | 0 | 217.3831 | 108.7874 | 109.5712 | 111.4726 | 113.25 | 0 | 0 | 0% | 0% | 0% | 0% | 0% | 0% | 0% | 0% | 0% | 0% | 0% | x | x | x | x | x | x | x | x | x | x | 0 | 0 | 0 | 209.599 | 104.4857 | 104.4857 | 104.4857 | 104.4857 | 0 | 0 | 0 | 0 | 0 | 3.1692 | 2.111 | 2.9422 | 4.1248 | 5.3205 | 0 | 0 | 0 | 0 | 0 | 4.6149 | 2.1906 | 2.1432 | 2.862 | 3.4438 | 0 | 0 | 0 | 0 | 0 | 217.3831 | 108.7874 | 109.5712 | 111.4726 | 113.25 | 0 | 0
519 | Corporate Communications | Non Network - IT | IT | FALSE | In-house software | IT | Labour - External | 50% | 0 | 0 | 0 | 0 | 0 | 1047.9952 | 522.4287 | 522.4287 | 522.4287 | 522.4287 | 0 | 0 | 0 | 0 | 0 | 0 | 0 | 0 | 0 | 0 | 0 | 0 | 0 | 0 | 0 | 0 | 0 | 22.7306 | 10.736 | 10.4226 | 13.7668 | 16.3848 | 0 | 0 | 0 | 0 | 0 | 0 | 1070.7258 | 533.1647 | 532.8514 | 536.1955 | 538.8136 | 0 | 0 | 0% | 0% | 0% | 0% | 0% | 0% | 0% | 0% | 0% | 0% | 0% | x | x | x | x | x | x | x | x | x | x | 0 | 0 | 0 | 1047.9952 | 522.4287 | 522.4287 | 522.4287 | 522.4287 | 0 | 0 | 0 | 0 | 0 | 0 | 0 | 0 | 0 | 0 | 0 | 0 | 0 | 0 | 0 | 22.7306 | 10.736 | 10.4226 | 13.7668 | 16.3848 | 0 | 0 | 0 | 0 | 0 | 1070.7258 | 533.1647 | 532.8514 | 536.1955 | 538.8136 | 0 | 0
520 | Intelligent Network Ops | Non Network - IT | IT | FALSE | IT | IT | Materials | 40% | 0 | 0 | 0 | 0 | 0 | 246.3312 | 369.4968 | 369.4968 | 123.1656 | 123.1656 | 0 | 0 | 0 | 0 | 0 | 0 | 0 | 0 | 0 | 0 | 0 | 0 | 0 | 0 | 0 | 0 | 0 | 5.3428 | 7.5932 | 7.3716 | 3.2456 | 3.8628 | 0 | 0 | 0 | 0 | 0 | 0 | 251.674 | 377.09 | 376.8683 | 126.4112 | 127.0284 | 0 | 0 | 0% | 0% | 0% | 0% | 0% | 0% | 0% | 0% | 0% | 0% | 0% | x | x | x | x | x | x | x | x | x | x | 0 | 0 | 0 | 246.3312 | 369.4968 | 369.4968 | 123.1656 | 123.1656 | 0 | 0 | 0 | 0 | 0 | 0 | 0 | 0 | 0 | 0 | 0 | 0 | 0 | 0 | 0 | 5.3428 | 7.5932 | 7.3716 | 3.2456 | 3.8628 | 0 | 0 | 0 | 0 | 0 | 251.674 | 377.09 | 376.8683 | 126.4112 | 127.0284 | 0 | 0
521 | Intelligent Network Ops | Non Network - IT | IT | FALSE | IT | IT | Labour - Internal | 10% | 0 | 0 | 0 | 0 | 0 | 61.5828 | 92.3742 | 92.3742 | 30.7914 | 30.7914 | 0 | 0 | 0 | 0 | 0 | 0 | 0.93114 | 1.8663 | 2.6012 | 1.2156 | 1.5679 | 0 | 0 | 0 | 0 | 0 | 0 | 1.3559 | 1.9367 | 1.8948 | 0.84343 | 1.0149 | 0 | 0 | 0 | 0 | 0 | 0 | 63.8698 | 96.1772 | 96.8701 | 32.8504 | 33.3742 | 0 | 0 | 0% | 0% | 0% | 0% | 0% | 0% | 0% | 0% | 0% | 0% | 0% | x | x | x | x | x | x | x | x | x | x | 0 | 0 | 0 | 61.5828 | 92.3742 | 92.3742 | 30.7914 | 30.7914 | 0 | 0 | 0 | 0 | 0 | 0.93114 | 1.8663 | 2.6012 | 1.2156 | 1.5679 | 0 | 0 | 0 | 0 | 0 | 1.3559 | 1.9367 | 1.8948 | 0.84343 | 1.0149 | 0 | 0 | 0 | 0 | 0 | 63.8698 | 96.1772 | 96.8701 | 32.8504 | 33.3742 | 0 | 0
522 | Intelligent Network Ops | Non Network - IT | IT | FALSE | IT | IT | Labour - External | 50% | 0 | 0 | 0 | 0 | 0 | 307.914 | 461.8709 | 461.8709 | 153.957 | 153.957 | 0 | 0 | 0 | 0 | 0 | 0 | 0 | 0 | 0 | 0 | 0 | 0 | 0 | 0 | 0 | 0 | 0 | 6.6785 | 9.4915 | 9.2145 | 4.057 | 4.8285 | 0 | 0 | 0 | 0 | 0 | 0 | 314.5925 | 471.3625 | 471.0854 | 158.014 | 158.7855 | 0 | 0 | 0% | 0% | 0% | 0% | 0% | 0% | 0% | 0% | 0% | 0% | 0% | x | x | x | x | x | x | x | x | x | x | 0 | 0 | 0 | 307.914 | 461.8709 | 461.8709 | 153.957 | 153.957 | 0 | 0 | 0 | 0 | 0 | 0 | 0 | 0 | 0 | 0 | 0 | 0 | 0 | 0 | 0 | 6.6785 | 9.4915 | 9.2145 | 4.057 | 4.8285 | 0 | 0 | 0 | 0 | 0 | 314.5925 | 471.3625 | 471.0854 | 158.014 | 158.7855 | 0 | 0
523 | Intelligent Network Ops | Non Network - IT | IT | FALSE | In-house software | IT | Materials | 40% | 0 | 0 | 0 | 0 | 0 | 985.3247 | 1477.987 | 1477.987 | 492.6623 | 492.6623 | 0 | 0 | 0 | 0 | 0 | 0 | 0 | 0 | 0 | 0 | 0 | 0 | 0 | 0 | 0 | 0 | 0 | 21.3713 | 30.3729 | 29.4863 | 12.9824 | 15.4513 | 0 | 0 | 0 | 0 | 0 | 0 | 1006.696 | 1508.3599 | 1507.4734 | 505.6447 | 508.1136 | 0 | 0 | 0% | 0% | 0% | 0% | 0% | 0% | 0% | 0% | 0% | 0% | 0% | x | x | x | x | x | x | x | x | x | x | 0 | 0 | 0 | 985.3247 | 1477.987 | 1477.987 | 492.6623 | 492.6623 | 0 | 0 | 0 | 0 | 0 | 0 | 0 | 0 | 0 | 0 | 0 | 0 | 0 | 0 | 0 | 21.3713 | 30.3729 | 29.4863 | 12.9824 | 15.4513 | 0 | 0 | 0 | 0 | 0 | 1006.696 | 1508.3599 | 1507.4734 | 505.6447 | 508.1136 | 0 | 0
524 | Intelligent Network Ops | Non Network - IT | IT | FALSE | In-house software | IT | Labour - Internal | 10% | 0 | 0 | 0 | 0 | 0 | 246.3312 | 369.4968 | 369.4968 | 123.1656 | 123.1656 | 0 | 0 | 0 | 0 | 0 | 0 | 3.7246 | 7.4653 | 10.4046 | 4.8623 | 6.2716 | 0 | 0 | 0 | 0 | 0 | 0 | 5.4236 | 7.7466 | 7.5792 | 3.3737 | 4.0595 | 0 | 0 | 0 | 0 | 0 | 0 | 255.4793 | 384.7087 | 387.4806 | 131.4016 | 133.4967 | 0 | 0 | 0% | 0% | 0% | 0% | 0% | 0% | 0% | 0% | 0% | 0% | 0% | x | x | x | x | x | x | x | x | x | x | 0 | 0 | 0 | 246.3312 | 369.4968 | 369.4968 | 123.1656 | 123.1656 | 0 | 0 | 0 | 0 | 0 | 3.7246 | 7.4653 | 10.4046 | 4.8623 | 6.2716 | 0 | 0 | 0 | 0 | 0 | 5.4236 | 7.7466 | 7.5792 | 3.3737 | 4.0595 | 0 | 0 | 0 | 0 | 0 | 255.4793 | 384.7087 | 387.4806 | 131.4016 | 133.4967 | 0 | 0
525 | Intelligent Network Ops | Non Network - IT | IT | FALSE | In-house software | IT | Labour - External | 50% | 0 | 0 | 0 | 0 | 0 | 1231.6558 | 1847.4838 | 1847.4838 | 615.8279 | 615.8279 | 0 | 0 | 0 | 0 | 0 | 0 | 0 | 0 | 0 | 0 | 0 | 0 | 0 | 0 | 0 | 0 | 0 | 26.7142 | 37.9661 | 36.8579 | 16.228 | 19.3141 | 0 | 0 | 0 | 0 | 0 | 0 | 1258.37 | 1885.4499 | 1884.3417 | 632.0559 | 635.142 | 0 | 0 | 0% | 0% | 0% | 0% | 0% | 0% | 0% | 0% | 0% | 0% | 0% | x | x | x | x | x | x | x | x | x | x | 0 | 0 | 0 | 1231.6558 | 1847.4838 | 1847.4838 | 615.8279 | 615.8279 | 0 | 0 | 0 | 0 | 0 | 0 | 0 | 0 | 0 | 0 | 0 | 0 | 0 | 0 | 0 | 26.7142 | 37.9661 | 36.8579 | 16.228 | 19.3141 | 0 | 0 | 0 | 0 | 0 | 1258.37 | 1885.4499 | 1884.3417 | 632.0559 | 635.142 | 0 | 0
526 | TAM- Apps | Non Network - IT | IT | FALSE | IT | IT | Materials | 40% | 0 | 0 | 0 | 0 | 0 | 59.0773 | 59.0773 | 59.0773 | 59.0773 | 59.0773 | 0 | 0 | 0 | 0 | 0 | 0 | 0 | 0 | 0 | 0 | 0 | 0 | 0 | 0 | 0 | 0 | 0 | 1.2814 | 1.214 | 1.1786 | 1.5568 | 1.8528 | 0 | 0 | 0 | 0 | 0 | 0 | 60.3587 | 60.2914 | 60.2559 | 60.6341 | 60.9301 | 0 | 0 | 0% | 0% | 0% | 0% | 0% | 0% | 0% | 0% | 0% | 0% | 0% | x | x | x | x | x | x | x | x | x | x | 0 | 0 | 0 | 59.0773 | 59.0773 | 59.0773 | 59.0773 | 59.0773 | 0 | 0 | 0 | 0 | 0 | 0 | 0 | 0 | 0 | 0 | 0 | 0 | 0 | 0 | 0 | 1.2814 | 1.214 | 1.1786 | 1.5568 | 1.8528 | 0 | 0 | 0 | 0 | 0 | 60.3587 | 60.2914 | 60.2559 | 60.6341 | 60.9301 | 0 | 0
527 | TAM- Apps | Non Network - IT | IT | FALSE | IT | IT | Labour - Internal | 10% | 0 | 0 | 0 | 0 | 0 | 14.7693 | 14.7693 | 14.7693 | 14.7693 | 14.7693 | 0 | 0 | 0 | 0 | 0 | 0 | 0.22331 | 0.2984 | 0.41589 | 0.58305 | 0.75206 | 0 | 0 | 0 | 0 | 0 | 0 | 0.32518 | 0.30964 | 0.30295 | 0.40456 | 0.48679 | 0 | 0 | 0 | 0 | 0 | 0 | 15.3178 | 15.3774 | 15.4882 | 15.7569 | 16.0082 | 0 | 0 | 0% | 0% | 0% | 0% | 0% | 0% | 0% | 0% | 0% | 0% | 0% | x | x | x | x | x | x | x | x | x | x | 0 | 0 | 0 | 14.7693 | 14.7693 | 14.7693 | 14.7693 | 14.7693 | 0 | 0 | 0 | 0 | 0 | 0.22331 | 0.2984 | 0.41589 | 0.58305 | 0.75206 | 0 | 0 | 0 | 0 | 0 | 0.32518 | 0.30964 | 0.30295 | 0.40456 | 0.48679 | 0 | 0 | 0 | 0 | 0 | 15.3178 | 15.3774 | 15.4882 | 15.7569 | 16.0082 | 0 | 0
528 | TAM- Apps | Non Network - IT | IT | FALSE | IT | IT | Labour - External | 50% | 0 | 0 | 0 | 0 | 0 | 73.8466 | 73.8466 | 73.8466 | 73.8466 | 73.8466 | 0 | 0 | 0 | 0 | 0 | 0 | 0 | 0 | 0 | 0 | 0 | 0 | 0 | 0 | 0 | 0 | 0 | 1.6017 | 1.5176 | 1.4733 | 1.946 | 2.316 | 0 | 0 | 0 | 0 | 0 | 0 | 75.4483 | 75.3642 | 75.3199 | 75.7926 | 76.1627 | 0 | 0 | 0% | 0% | 0% | 0% | 0% | 0% | 0% | 0% | 0% | 0% | 0% | x | x | x | x | x | x | x | x | x | x | 0 | 0 | 0 | 73.8466 | 73.8466 | 73.8466 | 73.8466 | 73.8466 | 0 | 0 | 0 | 0 | 0 | 0 | 0 | 0 | 0 | 0 | 0 | 0 | 0 | 0 | 0 | 1.6017 | 1.5176 | 1.4733 | 1.946 | 2.316 | 0 | 0 | 0 | 0 | 0 | 75.4483 | 75.3642 | 75.3199 | 75.7926 | 76.1627 | 0 | 0
529 | TAM- Apps | Non Network - IT | IT | FALSE | In-house software | IT | Materials | 40% | 0 | 0 | 0 | 0 | 0 | 236.3092 | 236.3092 | 236.3092 | 236.3092 | 236.3092 | 0 | 0 | 0 | 0 | 0 | 0 | 0 | 0 | 0 | 0 | 0 | 0 | 0 | 0 | 0 | 0 | 0 | 5.1255 | 4.8562 | 4.7145 | 6.2271 | 7.4113 | 0 | 0 | 0 | 0 | 0 | 0 | 241.4347 | 241.1654 | 241.0237 | 242.5363 | 243.7205 | 0 | 0 | 0% | 0% | 0% | 0% | 0% | 0% | 0% | 0% | 0% | 0% | 0% | x | x | x | x | x | x | x | x | x | x | 0 | 0 | 0 | 236.3092 | 236.3092 | 236.3092 | 236.3092 | 236.3092 | 0 | 0 | 0 | 0 | 0 | 0 | 0 | 0 | 0 | 0 | 0 | 0 | 0 | 0 | 0 | 5.1255 | 4.8562 | 4.7145 | 6.2271 | 7.4113 | 0 | 0 | 0 | 0 | 0 | 241.4347 | 241.1654 | 241.0237 | 242.5363 | 243.7205 | 0 | 0
530 | TAM- Apps | Non Network - IT | IT | FALSE | In-house software | IT | Labour - Internal | 10% | 0 | 0 | 0 | 0 | 0 | 59.0773 | 59.0773 | 59.0773 | 59.0773 | 59.0773 | 0 | 0 | 0 | 0 | 0 | 0 | 0.89326 | 1.1936 | 1.6636 | 2.3322 | 3.0082 | 0 | 0 | 0 | 0 | 0 | 0 | 1.3007 | 1.2386 | 1.2118 | 1.6182 | 1.9472 | 0 | 0 | 0 | 0 | 0 | 0 | 61.2713 | 61.5095 | 61.9527 | 63.0278 | 64.0327 | 0 | 0 | 0% | 0% | 0% | 0% | 0% | 0% | 0% | 0% | 0% | 0% | 0% | x | x | x | x | x | x | x | x | x | x | 0 | 0 | 0 | 59.0773 | 59.0773 | 59.0773 | 59.0773 | 59.0773 | 0 | 0 | 0 | 0 | 0 | 0.89326 | 1.1936 | 1.6636 | 2.3322 | 3.0082 | 0 | 0 | 0 | 0 | 0 | 1.3007 | 1.2386 | 1.2118 | 1.6182 | 1.9472 | 0 | 0 | 0 | 0 | 0 | 61.2713 | 61.5095 | 61.9527 | 63.0278 | 64.0327 | 0 | 0
531 | TAM- Apps | Non Network - IT | IT | FALSE | In-house software | IT | Labour - External | 50% | 0 | 0 | 0 | 0 | 0 | 295.3865 | 295.3865 | 295.3865 | 295.3865 | 295.3865 | 0 | 0 | 0 | 0 | 0 | 0 | 0 | 0 | 0 | 0 | 0 | 0 | 0 | 0 | 0 | 0 | 0 | 6.4068 | 6.0702 | 5.8931 | 7.7839 | 9.2641 | 0 | 0 | 0 | 0 | 0 | 0 | 301.7934 | 301.4568 | 301.2796 | 303.1704 | 304.6507 | 0 | 0 | 0% | 0% | 0% | 0% | 0% | 0% | 0% | 0% | 0% | 0% | 0% | x | x | x | x | x | x | x | x | x | x | 0 | 0 | 0 | 295.3865 | 295.3865 | 295.3865 | 295.3865 | 295.3865 | 0 | 0 | 0 | 0 | 0 | 0 | 0 | 0 | 0 | 0 | 0 | 0 | 0 | 0 | 0 | 6.4068 | 6.0702 | 5.8931 | 7.7839 | 9.2641 | 0 | 0 | 0 | 0 | 0 | 301.7934 | 301.4568 | 301.2796 | 303.1704 | 304.6507 | 0 | 0
532 | TAM- Infra | Non Network - IT | IT | FALSE | IT | IT | Materials | 40% | 0 | 0 | 0 | 0 | 0 | 212.5209 | 326.9553 | 433.2157 | 416.868 | 245.2164 | 0 | 0 | 0 | 0 | 0 | 0 | 0 | 0 | 0 | 0 | 0 | 0 | 0 | 0 | 0 | 0 | 0 | 4.6095 | 6.719 | 8.6428 | 10.9851 | 7.6907 | 0 | 0 | 0 | 0 | 0 | 0 | 217.1304 | 333.6742 | 441.8585 | 427.853 | 252.9071 | 0 | 0 | 0% | 0% | 0% | 0% | 0% | 0% | 0% | 0% | 0% | 0% | 0% | x | x | x | x | x | x | x | x | x | x | 0 | 0 | 0 | 212.5209 | 326.9553 | 433.2157 | 416.868 | 245.2164 | 0 | 0 | 0 | 0 | 0 | 0 | 0 | 0 | 0 | 0 | 0 | 0 | 0 | 0 | 0 | 4.6095 | 6.719 | 8.6428 | 10.9851 | 7.6907 | 0 | 0 | 0 | 0 | 0 | 217.1304 | 333.6742 | 441.8585 | 427.853 | 252.9071 | 0 | 0
533 | TAM- Infra | Non Network - IT | IT | FALSE | IT | IT | Labour - Internal | 10% | 0 | 0 | 0 | 0 | 0 | 53.1302 | 81.7388 | 108.3039 | 104.217 | 61.3041 | 0 | 0 | 0 | 0 | 0 | 0 | 0.80334 | 1.6515 | 3.0497 | 4.1142 | 3.1216 | 0 | 0 | 0 | 0 | 0 | 0 | 1.1698 | 1.7137 | 2.2215 | 2.8547 | 2.0206 | 0 | 0 | 0 | 0 | 0 | 0 | 55.1034 | 85.104 | 113.5752 | 111.1859 | 66.4463 | 0 | 0 | 0% | 0% | 0% | 0% | 0% | 0% | 0% | 0% | 0% | 0% | 0% | x | x | x | x | x | x | x | x | x | x | 0 | 0 | 0 | 53.1302 | 81.7388 | 108.3039 | 104.217 | 61.3041 | 0 | 0 | 0 | 0 | 0 | 0.80334 | 1.6515 | 3.0497 | 4.1142 | 3.1216 | 0 | 0 | 0 | 0 | 0 | 1.1698 | 1.7137 | 2.2215 | 2.8547 | 2.0206 | 0 | 0 | 0 | 0 | 0 | 55.1034 | 85.104 | 113.5752 | 111.1859 | 66.4463 | 0 | 0
534 | TAM- Infra | Non Network - IT | IT | FALSE | IT | IT | Labour - External | 50% | 0 | 0 | 0 | 0 | 0 | 265.6511 | 408.6941 | 541.5196 | 521.0849 | 306.5206 | 0 | 0 | 0 | 0 | 0 | 0 | 0 | 0 | 0 | 0 | 0 | 0 | 0 | 0 | 0 | 0 | 0 | 5.7619 | 8.3987 | 10.8035 | 13.7314 | 9.6133 | 0 | 0 | 0 | 0 | 0 | 0 | 271.413 | 417.0928 | 552.3231 | 534.8163 | 316.1339 | 0 | 0 | 0% | 0% | 0% | 0% | 0% | 0% | 0% | 0% | 0% | 0% | 0% | x | x | x | x | x | x | x | x | x | x | 0 | 0 | 0 | 265.6511 | 408.6941 | 541.5196 | 521.0849 | 306.5206 | 0 | 0 | 0 | 0 | 0 | 0 | 0 | 0 | 0 | 0 | 0 | 0 | 0 | 0 | 0 | 5.7619 | 8.3987 | 10.8035 | 13.7314 | 9.6133 | 0 | 0 | 0 | 0 | 0 | 271.413 | 417.0928 | 552.3231 | 534.8163 | 316.1339 | 0 | 0
535 | TAM- Infra | Non Network - IT | IT | FALSE | In-house software | IT | Materials | 40% | 0 | 0 | 0 | 0 | 0 | 850.0837 | 1307.821 | 1732.8629 | 1667.4718 | 980.8658 | 0 | 0 | 0 | 0 | 0 | 0 | 0 | 0 | 0 | 0 | 0 | 0 | 0 | 0 | 0 | 0 | 0 | 18.438 | 26.876 | 34.5712 | 43.9403 | 30.7627 | 0 | 0 | 0 | 0 | 0 | 0 | 868.5217 | 1334.697 | 1767.4341 | 1711.4121 | 1011.6284 | 0 | 0 | 0% | 0% | 0% | 0% | 0% | 0% | 0% | 0% | 0% | 0% | 0% | x | x | x | x | x | x | x | x | x | x | 0 | 0 | 0 | 850.0837 | 1307.821 | 1732.8629 | 1667.4718 | 980.8658 | 0 | 0 | 0 | 0 | 0 | 0 | 0 | 0 | 0 | 0 | 0 | 0 | 0 | 0 | 0 | 18.438 | 26.876 | 34.5712 | 43.9403 | 30.7627 | 0 | 0 | 0 | 0 | 0 | 868.5217 | 1334.697 | 1767.4341 | 1711.4121 | 1011.6284 | 0 | 0
536 | TAM- Infra | Non Network - IT | IT | FALSE | In-house software | IT | Labour - Internal | 10% | 0 | 0 | 0 | 0 | 0 | 212.5209 | 326.9553 | 433.2157 | 416.868 | 245.2164 | 0 | 0 | 0 | 0 | 0 | 0 | 3.2133 | 6.6058 | 12.1989 | 16.4569 | 12.4865 | 0 | 0 | 0 | 0 | 0 | 0 | 4.6792 | 6.8547 | 8.8862 | 11.4187 | 8.0823 | 0 | 0 | 0 | 0 | 0 | 0 | 220.4135 | 340.4158 | 454.3008 | 444.7436 | 265.7852 | 0 | 0 | 0% | 0% | 0% | 0% | 0% | 0% | 0% | 0% | 0% | 0% | 0% | x | x | x | x | x | x | x | x | x | x | 0 | 0 | 0 | 212.5209 | 326.9553 | 433.2157 | 416.868 | 245.2164 | 0 | 0 | 0 | 0 | 0 | 3.2133 | 6.6058 | 12.1989 | 16.4569 | 12.4865 | 0 | 0 | 0 | 0 | 0 | 4.6792 | 6.8547 | 8.8862 | 11.4187 | 8.0823 | 0 | 0 | 0 | 0 | 0 | 220.4135 | 340.4158 | 454.3008 | 444.7436 | 265.7852 | 0 | 0
537 | TAM- Infra | Non Network - IT | IT | FALSE | In-house software | IT | Labour - External | 50% | 0 | 0 | 0 | 0 | 0 | 1062.6046 | 1634.7763 | 2166.0786 | 2084.3398 | 1226.0822 | 0 | 0 | 0 | 0 | 0 | 0 | 0 | 0 | 0 | 0 | 0 | 0 | 0 | 0 | 0 | 0 | 0 | 23.0475 | 33.5949 | 43.214 | 54.9254 | 38.4533 | 0 | 0 | 0 | 0 | 0 | 0 | 1085.6521 | 1668.3712 | 2209.2926 | 2139.2652 | 1264.5355 | 0 | 0 | 0% | 0% | 0% | 0% | 0% | 0% | 0% | 0% | 0% | 0% | 0% | x | x | x | x | x | x | x | x | x | x | 0 | 0 | 0 | 1062.6046 | 1634.7763 | 2166.0786 | 2084.3398 | 1226.0822 | 0 | 0 | 0 | 0 | 0 | 0 | 0 | 0 | 0 | 0 | 0 | 0 | 0 | 0 | 0 | 23.0475 | 33.5949 | 43.214 | 54.9254 | 38.4533 | 0 | 0 | 0 | 0 | 0 | 1085.6521 | 1668.3712 | 2209.2926 | 2139.2652 | 1264.5355 | 0 | 0
[7 empty] | Total |  |  | 124006.9762 | 63338.1493 | 134936.8639 | 124686.4289 | 152685.6414 | 161206.2162 | 164232.6058 | 131268.0305 | 100435.632 |  |  | 0 | 220.4168 | -127.9752 | 32.1938 | 230.8624 | 325.7021 | 462.4617 | 518.2118 | 511.4224 |  |  | 0 | 3029.5949 | 8057.6262 | 6655.2682 | 7511.1179 | 8120.6624 | 8022.7384 | 8349.2956 | 8340.0565 |  |  | 124006.9762 | 66588.1609 | 142866.515 | 131373.8909 | 160427.6217 | 169652.5807 | 172717.8059 | 140135.5379 | 109287.1109 | [23 empty] | 20579.9154 | 211683.3427 | 139020.9118 | 81677.4918 | 254242.3963 | 141925.2656 | 165241.2476 | 100848.8387 |  |  | 93.6288 | -60.5492 | 45.348 | 123.6446 | 426.6655 | 391.8925 | 611.3895 | 513.3289 |  |  | 1286.9143 | 8244.3805 | 6069.0477 | 3641.1733 | 12884.8299 | 6830.8669 | 10192.1854 | 8374.062 |  |  | 21960.4585 | 219867.174 | 145135.3075 | 85442.3097 | 267553.8917 | 149148.025 | 176044.8225 | 109736.2296

## Report¦Forecasts-$FY20
Back to contents
AusNet Services Forecast Transmission Capex Model (FY20 to FY29) v9
#VALUE!
Direct Capex by Cost Type (As Incurred)
| Item | $'000 FY20 | [12 empty] | Total (FY18 to FY22) | Total (FY23 to FY27) | Total | Difference between Regulatory Period Totals
|  | ACTUAL | ACTUAL | ACTUAL | ACTUAL | FORECAST | FORECAST | FORECAST | FORECAST | FORECAST | FORECAST | FORECAST | FORECAST | FORECAST
|  | LTD | FY18 | FY19 | FY20 | FY21 | FY22 | FY23 | FY24 | FY25 | FY26 | FY27 | FY28 | FY29 |  |  |  | $ | %
| Labour - Internal | 11856.4465 |  |  |  | 13320.0811 | 12151.4837 | 14819.1761 | 15724.5151 | 16144.6291 | 13046.1522 | 10091.7405 | 703.1885 | 2790.9087 | 25471.5648 | 69826.2129 | 110648.3214 | 44354.6481 | 174.1%
| Labour - External | 59282.2324 |  |  |  | 66183.1706 | 60075.7024 | 72992.2297 | 77065.5384 | 78512.3209 | 62753.4203 | 48013.8188 | 3498.2765 | 13904.2795 | 126258.8729 | 339337.328 | 542280.9894 | 213078.4551 | 168.8%
| Materials | 47425.7859 |  |  |  | 53086.0799 | 48130.7452 | 58393.7837 | 61652.4307 | 62809.8567 | 50202.7362 | 38411.055 | 2647.3241 | 10392.6479 | 101216.8251 | 271469.8624 | 433152.4455 | 170253.0373 | 168.2%
| Total | 118564.4648 |  |  |  | 132589.3316 | 120357.9313 | 146205.1895 | 154442.4842 | 157466.8067 | 126002.3087 | 96516.6143 | 6848.7891 | 27087.8361 | 252947.2629 | 680633.4033 | 1086081.7563 | 427686.1404 | 169.1%
Direct Capex by Cost Type (As Commissioned)
| Item | $'000 FY20 | [12 empty] | Total (FY18 to FY22) | Total (FY23 to FY27) | Total | Difference between Regulatory Period Totals
|  | ACTUAL | ACTUAL | ACTUAL | ACTUAL | FORECAST | FORECAST | FORECAST | FORECAST | FORECAST | FORECAST | FORECAST | FORECAST | FORECAST
|  | LTD | FY18 | FY19 | FY20 | FY21 | FY22 | FY23 | FY24 | FY25 | FY26 | FY27 | FY28 | FY29 |  |  |  | $ | %
| Labour - Internal |  |  |  |  | 20874.7047 | 13519.2823 | 7928.8934 | 24717.831 | 13944.3271 | 16383.4579 | 10133.0705 | 536.4339 | 2980.7501 | 34393.987 | 73107.5799 | 111018.7509 | 38713.5929 | 112.6%
| Labour - External |  |  |  |  | 103984.596 | 67020.5712 | 39044.9858 | 121540.5177 | 67848.1715 | 78994.5078 | 48211.3545 | 2639.5857 | 14848.7174 | 171005.1671 | 355639.5373 | 544133.0076 | 184634.3702 | 108%
| Materials |  |  |  |  | 83279.2353 | 53664.0607 | 31237.1075 | 97233.606 | 54278.5372 | 63195.6063 | 38569.0836 | 2024.9673 | 11107.3522 | 136943.296 | 284513.9406 | 434589.5562 | 147570.6446 | 107.8%
| Total |  |  |  |  | 208138.5361 | 134203.9141 | 78210.9868 | 243491.9547 | 136071.0357 | 158573.572 | 96913.5086 | 5200.9869 | 28936.8198 | 342342.4502 | 713261.0578 | 1089741.3147 | 370918.6076 | 108.3%
Total Capex by Asset Class, incl. Overheads (As Incurred)
| Item | $'000 FY20 | [12 empty] | Total (FY18 to FY22) | Total (FY23 to FY27) | Total | Difference between Regulatory Period Totals
|  | ACTUAL | ACTUAL | ACTUAL | ACTUAL | FORECAST | FORECAST | FORECAST | FORECAST | FORECAST | FORECAST | FORECAST | FORECAST | FORECAST
|  | LTD | FY18 | FY19 | FY20 | FY21 | FY22 | FY23 | FY24 | FY25 | FY26 | FY27 | FY28 | FY29 |  |  |  | $ | %
| Secondary | 7045.3354 | 22199.322 | 15151.5403 | 19984.2953 | 13490.1421 | 15506.4926 | 13671.9515 | 13354.0575 | 12617.3678 | 10015.3681 | 8268.4585 | 127.6099 | 1671.3561 | 86331.7923 | 57927.2035 | 153103.297 | -28404.5888 | -32.9%
| Switchgear | 73517.3117 | 42092.511 | 47505.8647 | 40215.217 | 41130.3079 | 28313.601 | 43747.1545 | 37970.2296 | 37455.4392 | 27934.7867 | 17980.4917 | 2978.5156 | 9073.5642 | 199257.5016 | 165088.1016 | 449914.9946 | -34169.4 | -17.15%
| Transformers | 21953.9778 | 30290.6153 | 24140.0487 | 11458.4831 | 13058.6647 | 20147.1899 | 34078.4974 | 39581.2689 | 38044.4078 | 27198.3563 | 16330.2421 | 741.2161 | 9707.9962 | 99095.0016 | 155232.7725 | 286730.9641 | 56137.7709 | 56.65%
| Reactive | 0 | -9.0999 | 1761.8102 | 4528.0743 | 9425.8966 | 242.542 | 0 | 0 | 0 | 0 | 0 | 0 | 0 | 15949.2231 | 0 | 15949.2231 | -15949.2231 | -100%
| Towers and Conductor | 3114.5923 | 6102.9607 | 5682.7291 | 16565.9538 | 21797.455 | 14476.0681 | 10950.6363 | 11507.3736 | 11448.5942 | 10964.7061 | 10463.8692 | 48.7306 | 638.244 | 64625.1667 | 55335.1794 | 123761.913 | -9289.9873 | -14.38%
| Establishment | 12899.6731 | 16452.9615 | 20231.8299 | 19565.8956 | 8277.9329 | 6879.8524 | 19495.0804 | 20766.5392 | 20307.7438 | 15639.2733 | 10491.46 | 355.2223 | 4652.4853 | 71408.4725 | 86700.0967 | 176015.95 | 15291.6242 | 21.41%
| Communications | 33.5746 | 6930.0517 | 19363.7056 | 25978.457 | 11744.0655 | 19773.5181 | 3769.6784 | 10515.1368 | 15375.9354 | 17484.9463 | 17954.9044 | 0 | 0 | 83789.7979 | 65100.6013 | 148923.9738 | -18689.1965 | -22.3%
| Inventory | 0 | 1574.8294 | -637.2642 | 1275.2103 | 0 | 0 | 0 | 0 | 0 | 0 | 0 | 0 | 0 | 2212.7755 | 0 | 2212.7755 | -2212.7755 | -100%
| IT | 0 | 9787.6307 | 12298.8241 | 11993.9702 | 19091.3255 | 17144.2562 | 3441.6101 | 3509.0286 | 3669.597 | 2830.4794 | 2428.4965 | 0 | 0 | 70316.0067 | 15879.2115 | 86195.2182 | -54436.7951 | -77.42%
| Vehicles | 0 | 730.9185 | 570.8415 | 0 | 389.6301 | 2150.5551 | 1161.7539 | 1518.0609 | 1754.9278 | 1154.5399 | 1191.0341 | 760.7185 | 766.4174 | 3841.9452 | 6780.3166 | 12149.3978 | 2938.3714 | 76.48%
| Other (Non-Network) | 0 | 564.9672 | 829.8417 | 935.6886 | 521.1623 | 556.7991 | 562.3907 | 554.6299 | 615.846 | 563.7131 | 572.3641 | 497.3399 | 501.0657 | 3408.4589 | 2868.9439 | 7275.8085 | -539.515 | -15.83%
| Premises | 0 | 1294.4781 | 648.8126 | 4437.6154 | 1587.7108 | 1589.6283 | 1844.5217 | 1984.3359 | 2263.0195 | 1858.7435 | 1913.5725 | 1591.569 | 1603.4923 | 9558.2452 | 9864.1931 | 22617.4997 | 305.9479 | 3.201%
| Land | 0 | 0 | 0 | 0 | 0 | 0 | 0 | 0 | 0 | 0 | 0 | 0 | 0 | 0 | 0 | 0 | 0 | NA
| Easements | 0 | 0 | 0 | 0 | 0 | 0 | 0 | 0 | 0 | 0 | 0 | 0 | 0 | 0 | 0 | 0 | 0 | NA
| Equity raising costs (2003-08) | 0 | 0 | 0 | 0 | 0 | 0 | 0 | 0 | 0 | 0 | 0 | 0 | 0 | 0 | 0 | 0 | 0 | NA
| Inventory Adjustment (Other non-network) | 0 | -1574.8294 | 637.2642 | -1275.2103 | 0 | 0 | 0 | 0 | 0 | 0 | 0 | 0 | 0 | -2212.7755 | 0 | -2212.7755 | 2212.7755 | -100%
| Accelerated Depr | 0 | 0 | 0 | 0 | 0 | 0 | 0 | 0 | 0 | 0 | 0 | 0 | 0 | 0 | 0 | 0 | 0 | NA
| Insulators | 0 | 0 | 0 | 0 | 0 | 0 | 5384.4732 | 5394.644 | 5391.6809 | 5479.2476 | 5606.8329 | 0 | 0 | 0 | 27256.8786 | 27256.8786 | 27256.8786 | NA
| Instrument Transformers | 0 | 0 | 0 | 0 | 0 | 0 | 1512.4649 | 1515.3218 | 1514.4895 | 1539.0864 | 1574.9243 | 0 | 0 | 0 | 7656.2869 | 7656.2869 | 7656.2869 | NA
| Capitalised Leases | 0 | 0 | 0 | 44322.9786 | 0 | 0 | 0 | 0 | 0 | 0 | 0 | 0 | 0 | 44322.9786 | 0 | 44322.9786 | -44322.9786 | -100%
| Spare straight-line tax asset class | 0 | 0 | 0 | 0 | 0 | 0 | 0 | 0 | 0 | 0 | 0 | 0 | 0 | 0 | 0 | 0 | 0 | NA
| Buildings | 0 | 0 | 0 | 0 | 0 | 0 | 0 | 0 | 0 | 0 | 0 | 0 | 0 | 0 | 0 | 0 | 0 | NA
| In-house software | 0 | 0 | 0 | 0 | 0 | 0 | 13766.4405 | 14036.1142 | 14678.3881 | 11321.9175 | 9713.9859 | 0 | 0 | 0 | 63516.8462 | 63516.8462 | 63516.8462 | NA
| Equity raising costs | 0 | 0 | 0 | 0 | 0 | 0 | 0 | 0 | 0 | 0 | 0 | 0 | 0 | 0 | 0 | 0 | 0 | NA
| Total | 118564.4648 | 136437.3168 | 148185.8483 | 199986.6288 | 140514.2933 | 126780.5031 | 153386.6537 | 162206.7408 | 165137.4371 | 133985.1642 | 104490.6361 | 7100.9217 | 28614.6213 | 751904.5902 | 719206.6319 | 1625391.2301 | -32697.9583 | -4.349%
Total Capex by Asset Class, incl. Overheads (As Commissioned)
| Item | $'000 FY20 | [12 empty] | Total (FY18 to FY22) | Total (FY23 to FY27) | Total | Difference between Regulatory Period Totals
|  | ACTUAL | ACTUAL | ACTUAL | ACTUAL | FORECAST | FORECAST | FORECAST | FORECAST | FORECAST | FORECAST | FORECAST | FORECAST | FORECAST
|  | LTD | FY18 | FY19 | FY20 | FY21 | FY22 | FY23 | FY24 | FY25 | FY26 | FY27 | FY28 | FY29 |  |  |  | $ | %
| Secondary |  | 15721.6916 | 13229.8741 | 24412.3356 | 17779.9163 | 16759.34 | 8004.0325 | 20981.3232 | 11165.2076 | 12253.9584 | 8268.4128 | 0 | 1798.9659 | 87903.1576 | 60672.9346 | 150375.0582 | -27230.2229 | -30.98%
| Switchgear |  | 23337.0097 | 21954.2793 | 52185.9464 | 97790.9676 | 37990.8409 | 17208.5547 | 74166.9169 | 29406.1935 | 39940.39 | 18410.3547 | 2486.9205 | 9766.3407 | 233259.044 | 179132.4098 | 424644.715 | -54126.6342 | -23.2%
| Transformers |  | 21974.2436 | 39127.9476 | 15517.1182 | 23549.1029 | 18796.792 | 7877.1319 | 70589.041 | 29608.2359 | 40201.1068 | 16329.9768 | 0 | 10449.2122 | 118965.2042 | 164605.4924 | 294019.9088 | 45640.2881 | 38.36%
| Reactive |  | 243.2649 | 806.7319 | 1804.0744 | 9425.8966 | 242.542 | 0 | 0 | 0 | 0 | 0 | 0 | 0 | 12522.5099 | 0 | 12522.5099 | -12522.5099 | -100%
| Towers and Conductor |  | 25635.5363 | 9572.1638 | 20912.5152 | 22023.9716 | 14237.016 | 9338.9009 | 13237.2935 | 10893.9416 | 11819.5609 | 10463.8518 | 0 | 686.9746 | 92381.2029 | 55753.5487 | 148821.7262 | -36627.6543 | -39.65%
| Establishment |  | 16167.4458 | 10681.4432 | 21181.2805 | 12284.6646 | 10788.8352 | 7875.4907 | 37749.0978 | 16264.631 | 21870.7452 | 10491.3328 | 0 | 5007.7077 | 71103.6693 | 94251.2975 | 170362.6745 | 23147.6282 | 32.55%
| Communications |  | 1906.7556 | 6888.5742 | 29753.6984 | 11802.829 | 19804.1573 | 3714.5876 | 10575.4777 | 15375.946 | 17484.9463 | 17954.9044 | 0 | 0 | 70156.0145 | 65105.8621 | 135261.8766 | -5050.1525 | -7.198%
| Inventory |  | 1574.8294 | -637.2642 | 1275.2103 | 0 | 0 | 0 | 0 | 0 | 0 | 0 | 0 | 0 | 2212.7755 | 0 | 2212.7755 | -2212.7755 | -100%
| IT |  | 6094.8175 | 13501.9523 | 11865.3063 | 19091.3255 | 17144.2562 | 3441.6101 | 3509.0286 | 3669.597 | 2830.4794 | 2428.4965 | 0 | 0 | 67697.6578 | 15879.2115 | 83576.8694 | -51818.4463 | -76.54%
| Vehicles |  | 378.6574 | 1196.0272 | 74.0462 | 389.6301 | 2150.5551 | 1161.7539 | 1518.0609 | 1754.9278 | 1154.5399 | 1191.0341 | 760.7185 | 766.4174 | 4188.916 | 6780.3166 | 12496.3685 | 2591.4006 | 61.86%
| Other (Non-Network) |  | 1568.7807 | 2853.6801 | 2821.795 | 521.1623 | 556.7991 | 562.3907 | 554.6299 | 615.846 | 563.7131 | 572.3641 | 497.3399 | 501.0657 | 8322.2172 | 2868.9439 | 12189.5667 | -5453.2732 | -65.53%
| Premises |  | 0 | 0 | 0 | 1587.7108 | 1589.6283 | 1844.5217 | 1984.3359 | 2263.0195 | 1858.7435 | 1913.5725 | 1591.569 | 1603.4923 | 3177.3391 | 9864.1931 | 16236.5935 | 6686.854 | 210.5%
| Land |  | 0 | 0 | 0 | 0 | 0 | 0 | 0 | 0 | 0 | 0 | 0 | 0 | 0 | 0 | 0 | 0 | NA
| Easements |  | 0 | 0 | 0 | 0 | 0 | 0 | 0 | 0 | 0 | 0 | 0 | 0 | 0 | 0 | 0 | 0 | NA
| Equity raising costs (2003-08) |  | 0 | 0 | 0 | 0 | 0 | 0 | 0 | 0 | 0 | 0 | 0 | 0 | 0 | 0 | 0 | 0 | NA
| Inventory Adjustment (Other non-network) |  | -1574.8294 | 637.2642 | -1275.2103 | 0 | 0 | 0 | 0 | 0 | 0 | 0 | 0 | 0 | -2212.7755 | 0 | -2212.7755 | 2212.7755 | -100%
| Accelerated Depr |  | 0 | 0 | 0 | 0 | 0 | 0 | 0 | 0 | 0 | 0 | 0 | 0 | 0 | 0 | 0 | 0 | NA
| Insulators |  | 0 | 0 | 0 | 0 | 0 | 5384.4732 | 5394.644 | 5391.6809 | 5479.2476 | 5606.8329 | 0 | 0 | 0 | 27256.8786 | 27256.8786 | 27256.8786 | NA
| Instrument Transformers |  | 0 | 0 | 0 | 0 | 0 | 1512.4649 | 1515.3218 | 1514.4895 | 1539.0864 | 1574.9243 | 0 | 0 | 0 | 7656.2869 | 7656.2869 | 7656.2869 | NA
| Capitalised Leases |  | 0 | 0 | 44322.9786 | 0 | 0 | 0 | 0 | 0 | 0 | 0 | 0 | 0 | 44322.9786 | 0 | 44322.9786 | -44322.9786 | -100%
| Spare straight-line tax asset class |  | 0 | 0 | 0 | 0 | 0 | 0 | 0 | 0 | 0 | 0 | 0 | 0 | 0 | 0 | 0 | 0 | NA
| Buildings |  | 0 | 0 | 0 | 0 | 0 | 0 | 0 | 0 | 0 | 0 | 0 | 0 | 0 | 0 | 0 | 0 | NA
| In-house software |  | 0 | 0 | 0 | 0 | 0 | 13766.4405 | 14036.1142 | 14678.3881 | 11321.9175 | 9713.9859 | 0 | 0 | 0 | 63516.8462 | 63516.8462 | 63516.8462 | NA
| Equity raising costs |  | 0 | 0 | 0 | 0 | 0 | 0 | 0 | 0 | 0 | 0 | 0 | 0 | 0 | 0 | 0 | 0 | NA
| Total |  | 113028.2031 | 119812.6737 | 224851.0949 | 216247.1772 | 140060.7623 | 81692.3535 | 255811.2855 | 142602.1045 | 168318.4351 | 104920.0435 | 5336.5478 | 30580.1766 | 813999.9112 | 753344.222 | 1603260.8577 | -60655.6891 | -7.452%
Total Capex by Driver, incl. Overheads (As Incurred)
| Item | $'000 FY20 | [12 empty] | Total (FY18 to FY22) | Total (FY23 to FY27) | Total | Difference between Regulatory Period Totals
|  | ACTUAL | ACTUAL | ACTUAL | ACTUAL | FORECAST | FORECAST | FORECAST | FORECAST | FORECAST | FORECAST | FORECAST | FORECAST | FORECAST
|  | LTD | FY18 | FY19 | FY20 | FY21 | FY22 | FY23 | FY24 | FY25 | FY26 | FY27 | FY28 | FY29 |  |  |  | $ | %
| Replacement - Major Station CBD | 67395.8608 | 51822.9722 | 46616.5263 | 12154.1885 | 17185.5633 | 6567.5763 | 10058.2225 | 0 | 0 | 0 | 0 | 0 | 0 | 134346.8267 | 10058.2225 | 211800.91 | -124288.6042 | -92.51%
| Replacement - Major Station | 51168.604 | 30456.3268 | 43317.7277 | 56301.9921 | 39885.1212 | 38081.338 | 87668.5272 | 100374.2144 | 97059.7502 | 68530.6843 | 39771.9916 | 4251.2944 | 25743.6458 | 208042.5058 | 393405.1678 | 682611.2178 | 185362.6619 | 89.1%
| Replacement - Other | 0 | 35262.7212 | 35749.266 | 57390.8289 | 59039.7302 | 47940.2229 | 26348.3219 | 32437.5292 | 35235.2642 | 32589.2557 | 38886.9271 | 0 | 0 | 235382.7692 | 165497.2981 | 400880.0672 | -69885.4711 | -29.69%
| Security and Compliance | 0 | 6523.8978 | 5560.4619 | 7530.1807 | 2814.0499 | 12750.1271 | 8534.8651 | 7792.8277 | 9860.6443 | 15135.8307 | 10012.2644 | 0 | 0 | 35178.7174 | 51336.4322 | 86515.1497 | 16157.7148 | 45.93%
| Non Network - Other | 0 | 564.9672 | 829.8417 | 935.6886 | 521.1623 | 556.7991 | 562.3907 | 554.6299 | 615.846 | 563.7131 | 572.3641 | 497.3399 | 501.0657 | 3408.4589 | 2868.9439 | 7275.8085 | -539.515 | -15.83%
| Non Network - Vehicles | 0 | 730.9185 | 570.8415 | 0 | 389.6301 | 2150.5551 | 1161.7539 | 1518.0609 | 1754.9278 | 1154.5399 | 1191.0341 | 760.7185 | 766.4174 | 3841.9452 | 6780.3166 | 12149.3978 | 2938.3714 | 76.48%
| Non Network - Premises | 0 | 1294.4781 | 648.8126 | 4437.6154 | 1587.7108 | 1589.6283 | 1844.5217 | 1984.3359 | 2263.0195 | 1858.7435 | 1913.5725 | 1591.569 | 1603.4923 | 9558.2452 | 9864.1931 | 22617.4997 | 305.9479 | 3.201%
| Non Network - IT | 0 | 9787.6307 | 12298.8241 | 11993.9702 | 19091.3255 | 17144.2562 | 17208.0506 | 17545.1428 | 18347.9852 | 14152.3968 | 12142.4823 | 0 | 0 | 70316.0067 | 79396.0577 | 149712.0644 | 9080.051 | 12.91%
| Capitalised Leases | 0 | 0 | 0 | 44322.9786 | 0 | 0 | 0 | 0 | 0 | 0 | 0 | 0 | 0 | 44322.9786 | 0 | 44322.9786 | -44322.9786 | -100%
| Total | 118564.4648 | 136443.9125 | 145592.3018 | 195067.443 | 140514.2933 | 126780.5031 | 153386.6537 | 162206.7408 | 165137.4371 | 133985.1642 | 104490.6361 | 7100.9217 | 28614.6213 | 744398.4538 | 719206.6319 | 1617885.0936 | -25191.8218 | -3.384%
| NCIPAP |  | FY18: -6.4773; FY19: 2593.5464; FY20: 5011.6301 | 7598.6992 | 0 | 7598.6992 | -7598.6992 | -100%
| Total including NCIPAP | 118564.4648 | 136437.4352 | 148185.8483 | 200079.0731 | 140514.2933 | 126780.5031 | 153386.6537 | 162206.7408 | 165137.4371 | 133985.1642 | 104490.6361 | 7100.9217 | 28614.6213 | 751997.153 | 719206.6319 | 1625483.7928 | -32790.5211 | -4.36%
Total Capex by Driver, incl. Overheads (As Commissioned)
| Item | $'000 FY20 | [12 empty] | Total (FY18 to FY22) | Total (FY23 to FY27) | Total | Difference between Regulatory Period Totals
|  | ACTUAL | ACTUAL | ACTUAL | ACTUAL | FORECAST | FORECAST | FORECAST | FORECAST | FORECAST | FORECAST | FORECAST | FORECAST | FORECAST
|  | LTD | FY18 | FY19 | FY20 | FY21 | FY22 | FY23 | FY24 | FY25 | FY26 | FY27 | FY28 | FY29 |  |  |  | $ | %
| Replacement - Major Station CBD |  |  |  |  | 22903.7441 | 30147.5744 | 11230.5952 | 16410.6799 | 0 | 0 | 0 | 0 | 0 | 53051.3185 | 27641.275 | 80692.5935 | -25410.0434 | -47.9%
| Replacement - Major Station |  |  |  |  | 109899.8244 | 27781.5991 | 14801.8543 | 177568.0793 | 74524.4175 | 102863.9553 | 40201.399 | 2486.9205 | 27709.2011 | 137681.4235 | 409959.7053 | 577837.2504 | 272278.2818 | 197.8%
| Replacement - Other |  |  |  |  | 59039.7302 | 47940.2229 | 26348.3219 | 32437.5292 | 35235.2642 | 32589.2557 | 38886.9271 | 0 | 0 | 106979.9531 | 165497.2981 | 272477.2511 | 58517.345 | 54.7%
| Security and Compliance |  |  |  |  | 2814.0499 | 12750.1271 | 8534.8651 | 7792.8277 | 9860.6443 | 15135.8307 | 10012.2644 | 0 | 0 | 15564.177 | 51336.4322 | 66900.6093 | 35772.2552 | 229.8%
| Non Network - Other |  |  |  |  | 521.1623 | 556.7991 | 562.3907 | 554.6299 | 615.846 | 563.7131 | 572.3641 | 497.3399 | 501.0657 | 1077.9614 | 2868.9439 | 4945.3109 | 1790.9826 | 166.1%
| Non Network - Vehicles |  |  |  |  | 389.6301 | 2150.5551 | 1161.7539 | 1518.0609 | 1754.9278 | 1154.5399 | 1191.0341 | 760.7185 | 766.4174 | 2540.1852 | 6780.3166 | 10847.6378 | 4240.1314 | 166.9%
| Non Network - Premises |  |  |  |  | 1587.7108 | 1589.6283 | 1844.5217 | 1984.3359 | 2263.0195 | 1858.7435 | 1913.5725 | 1591.569 | 1603.4923 | 3177.3391 | 9864.1931 | 16236.5935 | 6686.854 | 210.5%
| Non Network - IT |  |  |  |  | 19091.3255 | 17144.2562 | 17208.0506 | 17545.1428 | 18347.9852 | 14152.3968 | 12142.4823 | 0 | 0 | 36235.5817 | 79396.0577 | 115631.6394 | 43160.476 | 119.1%
| Capitalised Leases |  |  |  |  | 0 | 0 | 0 | 0 | 0 | 0 | 0 | 0 | 0 | 0 | 0 | 0 | 0 | NA
| Total |  |  |  |  | 216247.1772 | 140060.7623 | 81692.3535 | 255811.2855 | 142602.1045 | 168318.4351 | 104920.0435 | 5336.5478 | 30580.1766 | 356307.9395 | 753344.222 | 1145568.886 | 397036.2826 | 111.4%
Major Station Replacement Capex incl Overheads (As Incurred)
| Item | $'000 FY20 | [12 empty] | Total (FY18 to FY22) | Total (FY23 to FY27) | Total | Difference between Regulatory Period Totals
|  | ACTUAL | ACTUAL | ACTUAL | ACTUAL | FORECAST | FORECAST | FORECAST | FORECAST | FORECAST | FORECAST | FORECAST | FORECAST | FORECAST
|  | LTD | FY18 | FY19 | FY20 | FY21 | FY22 | FY23 | FY24 | FY25 | FY26 | FY27 | FY28 | FY29 |  |  |  | $ | %
| Major Station | 118564.4648 | 80802.1123 | 89934.2541 | 69746.6472 | 57070.6846 | 44648.9143 | 97726.7497 | 100374.2144 | 97059.7502 | 68530.6843 | 39771.9916 | 4251.2944 | 25743.6458 | 342202.6124 | 403463.3902 | 894225.4077 | 61260.7778 | 17.9%
| Total | 118564.4648 | 80802.1123 | 89934.2541 | 69746.6472 | 57070.6846 | 44648.9143 | 97726.7497 | 100374.2144 | 97059.7502 | 68530.6843 | 39771.9916 | 4251.2944 | 25743.6458 | 342202.6124 | 403463.3902 | 894225.4077 | 61260.7778 | 17.9%
Major Station Replacement Capex incl Overheads (As Commissioned)
| Item | $'000 FY20 | [12 empty] | Total (FY18 to FY22) | Total (FY23 to FY27) | Total | Difference between Regulatory Period Totals
|  | ACTUAL | ACTUAL | ACTUAL | ACTUAL | FORECAST | FORECAST | FORECAST | FORECAST | FORECAST | FORECAST | FORECAST | FORECAST | FORECAST
|  | LTD | FY18 | FY19 | FY20 | FY21 | FY22 | FY23 | FY24 | FY25 | FY26 | FY27 | FY28 | FY29 |  |  |  | $ | %
| Major Station |  |  |  |  | 132803.5685 | 57929.1734 | 26032.4494 | 193978.7591 | 74524.4175 | 102863.9553 | 40201.399 | 2486.9205 | 27709.2011 | 190732.7419 | 437600.9803 | 658529.8439 | 849262.5858 | 129.4%
| Total |  |  |  |  | 132803.5685 | 57929.1734 | 26032.4494 | 193978.7591 | 74524.4175 | 102863.9553 | 40201.399 | 2486.9205 | 27709.2011 | 190732.7419 | 437600.9803 | 658529.8439 | 849262.5858 | 129.4%
Other Replacement Capex incl Overheads (As Incurred)
| Item | $'000 FY20 | [12 empty] | Total (FY18 to FY22) | Total (FY23 to FY27) | Total | Difference between Regulatory Period Totals
|  | ACTUAL | ACTUAL | ACTUAL | ACTUAL | FORECAST | FORECAST | FORECAST | FORECAST | FORECAST | FORECAST | FORECAST | FORECAST | FORECAST
|  | LTD | FY18 | FY19 | FY20 | FY21 | FY22 | FY23 | FY24 | FY25 | FY26 | FY27 | FY28 | FY29 |  |  |  | $ | %
| Lines | 0 | 323.9946 | 346.4093 | 346.4093 | 20856.378 | 6929.1224 | 8649.1385 | 8665.476 | 8660.7162 | 8801.3757 | 9006.3173 | 0 | 0 | 28802.3137 | 43783.0237 | 72585.3374 | 14980.71 | 52.01%
| Stations | 0 | 14940.4309 | 10271.0368 | 10271.0368 | 18760.9765 | 14685.0528 | 9173.337 | 7702.5579 | 7698.327 | 7823.3562 | 8005.5244 | 0 | 0 | 68928.5338 | 40403.1026 | 109331.6364 | -28525.4312 | -41.38%
| Secondary & Protection | 0 | 17103.4515 | 10163.0386 | 10163.0386 | 8472.8589 | 11385.1092 | 5633.4406 | 5644.0817 | 5640.9816 | 5732.5973 | 5866.0818 | 0 | 0 | 57287.4967 | 28517.183 | 85804.6797 | -28770.3137 | -50.22%
| Communications | 0 | 2259.8115 | 15618.9856 | 15618.9856 | 10949.5168 | 14940.9385 | 2892.4057 | 10425.4136 | 13235.2394 | 10231.9266 | 16009.0035 | 0 | 0 | 59388.2381 | 52793.9888 | 112182.2269 | -6594.2493 | -11.1%
| Total | 0 | 34627.6885 | 36399.4704 | 36399.4704 | 59039.7302 | 47940.2229 | 26348.3219 | 32437.5292 | 35235.2642 | 32589.2557 | 38886.9271 | 0 | 0 | 214406.5823 | 165497.2981 | 379903.8804 | -48909.2843 | -22.81%
Other Replacement Capex incl Overheads (As Commissioned)
| Item | $'000 FY20 | [12 empty] | Total (FY18 to FY22) | Total (FY23 to FY27) | Total | Difference between Regulatory Period Totals
|  | ACTUAL | ACTUAL | ACTUAL | ACTUAL | FORECAST | FORECAST | FORECAST | FORECAST | FORECAST | FORECAST | FORECAST | FORECAST | FORECAST
|  | LTD | FY18 | FY19 | FY20 | FY21 | FY22 | FY23 | FY24 | FY25 | FY26 | FY27 | FY28 | FY29 |  |  |  | $ | %
| Lines |  |  |  |  | 20856.378 | 6929.1224 | 8649.1385 | 8665.476 | 8660.7162 | 8801.3757 | 9006.3173 | 0 | 0 | 27785.5004 | 43783.0237 | 71568.5241 | 15997.5232 | 57.58%
| Stations |  |  |  |  | 18760.9765 | 14685.0528 | 9173.337 | 7702.5579 | 7698.327 | 7823.3562 | 8005.5244 | 0 | 0 | 33446.0293 | 40403.1026 | 73849.1319 | 6957.0733 | 20.8%
| Secondary & Protection |  |  |  |  | 8472.8589 | 11385.1092 | 5633.4406 | 5644.0817 | 5640.9816 | 5732.5973 | 5866.0818 | 0 | 0 | 19857.968 | 28517.183 | 48375.151 | 8659.215 | 43.61%
| Communications |  |  |  |  | 10949.5168 | 14940.9385 | 2892.4057 | 10425.4136 | 13235.2394 | 10231.9266 | 16009.0035 | 0 | 0 | 25890.4553 | 52793.9888 | 78684.4441 | 26903.5335 | 103.9%
| Total |  |  |  |  | 59039.7302 | 47940.2229 | 26348.3219 | 32437.5292 | 35235.2642 | 32589.2557 | 38886.9271 | 0 | 0 | 106979.9531 | 165497.2981 | 272477.2511 | 58517.345 | 54.7%
Security & Compliance Capex incl Overheads (As Incurred)
| Item | $'000 FY20 | [12 empty] | Total (FY18 to FY22) | Total (FY23 to FY27) | Total | Difference between Regulatory Period Totals
|  | ACTUAL | ACTUAL | ACTUAL | ACTUAL | FORECAST | FORECAST | FORECAST | FORECAST | FORECAST | FORECAST | FORECAST | FORECAST | FORECAST
|  | LTD | FY18 | FY19 | FY20 | FY21 | FY22 | FY23 | FY24 | FY25 | FY26 | FY27 | FY28 | FY29 |  |  |  | $ | %
| Instrument Transformers | 0 | 0 | 0 | 0 | 0 | 0 | 0 | 0 | 0 | 0 | 0 | 0 | 0 | 0 | 0 | 0 | 0 | NA
| Fire protection systems | 0 | 883.3438 | 522.6706 | 522.6706 | 989.9909 | 0 | 496.2162 | 497.1535 | 496.8804 | 504.9503 | 516.7081 | 0 | 0 | 2918.6758 | 2511.9084 | 5430.5842 | -406.7674 | -13.94%
| Infrastructure security | 0 | 3365.2648 | 2352.5269 | 2352.5269 | 362.8579 | 876.4445 | 1319.7238 | 1322.2167 | 1321.4904 | 1342.9529 | 1374.2237 | 0 | 0 | 9309.6211 | 6680.6075 | 15990.2286 | -2629.0136 | -28.24%
| Structure Fall Arrests | 0 | 2260.8303 | 2413.658 | 2413.658 | 0 | 1761.4614 | 546.0489 | 547.0804 | 546.7799 | 555.6602 | 568.5988 | 0 | 0 | 8849.6078 | 2764.1682 | 11613.7759 | -6085.4396 | -68.77%
| Insulators | 0 | 1299.035 | 23.4336 | 23.4336 | 714.4073 | 5305.6067 | 5384.4732 | 5394.644 | 5391.6809 | 5479.2476 | 5606.8329 | 0 | 0 | 7365.9162 | 27256.8786 | 34622.7948 | 19890.9624 | 270%
| Communications (S&C) | 0 | 136.526 | 376.9749 | 376.9749 | 746.7938 | 4806.6144 | 788.403 | 31.7332 | 2103.8127 | 7253.0198 | 1945.9008 | 0 | 0 | 6443.884 | 12122.8695 | 18566.7535 | 5678.9856 | 88.13%
| Total | 0 | 7945 | 5689.2639 | 5689.2639 | 2814.0499 | 12750.1271 | 8534.8651 | 7792.8277 | 9860.6443 | 15135.8307 | 10012.2644 | 0 | 0 | 34887.7049 | 51336.4322 | 86224.1371 | 16448.7274 | 47.15%
Security & Compliance Capex incl Overheads (As Commissioned)
| Item | $'000 FY20 | [12 empty] | Total (FY18 to FY22) | Total (FY23 to FY27) | Total | Difference between Regulatory Period Totals
|  | ACTUAL | ACTUAL | ACTUAL | ACTUAL | FORECAST | FORECAST | FORECAST | FORECAST | FORECAST | FORECAST | FORECAST | FORECAST | FORECAST
|  | LTD | FY18 | FY19 | FY20 | FY21 | FY22 | FY23 | FY24 | FY25 | FY26 | FY27 | FY28 | FY29 |  |  |  | $ | %
| Instrument Transformers |  |  |  |  | 0 | 0 | 0 | 0 | 0 | 0 | 0 | 0 | 0 | 0 | 0 | 0 | 0 | NA
| Fire protection systems |  |  |  |  | 989.9909 | 0 | 496.2162 | 497.1535 | 496.8804 | 504.9503 | 516.7081 | 0 | 0 | 989.9909 | 2511.9084 | 3501.8993 | 1521.9175 | 153.7%
| Infrastructure security |  |  |  |  | 362.8579 | 876.4445 | 1319.7238 | 1322.2167 | 1321.4904 | 1342.9529 | 1374.2237 | 0 | 0 | 1239.3025 | 6680.6075 | 7919.91 | 5441.305 | 439.1%
| Structure Fall Arrests |  |  |  |  | 0 | 1761.4614 | 546.0489 | 547.0804 | 546.7799 | 555.6602 | 568.5988 | 0 | 0 | 1761.4614 | 2764.1682 | 4525.6296 | 1002.7067 | 56.92%
| Insulators |  |  |  |  | 714.4073 | 5305.6067 | 5384.4732 | 5394.644 | 5391.6809 | 5479.2476 | 5606.8329 | 0 | 0 | 6020.014 | 27256.8786 | 33276.8927 | 21236.8646 | 352.8%
| Communications (S&C) |  |  |  |  | 746.7938 | 4806.6144 | 788.403 | 31.7332 | 2103.8127 | 7253.0198 | 1945.9008 | 0 | 0 | 5553.4082 | 12122.8695 | 17676.2777 | 6569.4613 | 118.3%
| Total |  |  |  |  | 2814.0499 | 12750.1271 | 8534.8651 | 7792.8277 | 9860.6443 | 15135.8307 | 10012.2644 | 0 | 0 | 15564.177 | 51336.4322 | 66900.6093 | 35772.2552 | 229.8%
Non-Network Capex incl Overheads (As Incurred)
| Item | $'000 FY20 | [12 empty] | Total (FY18 to FY22) | Total (FY23 to FY27) | Total | Difference between Regulatory Period Totals
|  | ACTUAL | ACTUAL | ACTUAL | ACTUAL | FORECAST | FORECAST | FORECAST | FORECAST | FORECAST | FORECAST | FORECAST | FORECAST | FORECAST
|  | LTD | FY18 | FY19 | FY20 | FY21 | FY22 | FY23 | FY24 | FY25 | FY26 | FY27 | FY28 | FY29 |  |  |  | $ | %
| Vehicles | 0 | 717.7961 | 570.8415 | 0 | 389.6301 | 2150.5551 | 1161.7539 | 1518.0609 | 1754.9278 | 1154.5399 | 1191.0341 | 760.7185 | 766.4174 | 3828.8228 | 6780.3166 | 12136.2754 | 2951.4938 | 77.09%
| Premises | 0 | 1271.2379 | 648.8126 | 4521.2689 | 1587.7108 | 1589.6283 | 1844.5217 | 1984.3359 | 2263.0195 | 1858.7435 | 1913.5725 | 1591.569 | 1603.4923 | 9618.6585 | 9864.1931 | 22677.9129 | 245.5346 | 2.553%
| Other (Non-Network) | 0 | 554.8242 | 829.8417 | 953.3273 | 521.1623 | 556.7991 | 562.3907 | 554.6299 | 615.846 | 563.7131 | 572.3641 | 497.3399 | 501.0657 | 3415.9545 | 2868.9439 | 7283.3041 | -547.0106 | -16.01%
| IT | 0 | 9611.9102 | 12298.8241 | 12220.0683 | 19091.3255 | 17144.2562 | 17208.0506 | 17545.1428 | 18347.9852 | 14152.3968 | 12142.4823 | 0 | 0 | 70366.3844 | 79396.0577 | 149762.4421 | 9029.6733 | 12.83%
| Total | 0 | 12155.7684 | 14348.3199 | 17694.6645 | 21589.8286 | 21441.2388 | 20776.717 | 21602.1695 | 22981.7785 | 17729.3934 | 15819.453 | 2849.6273 | 2870.9755 | 87229.8202 | 98909.5114 | 191859.9344 | 11679.6912 | 13.39%
Non-Network Capex incl Overheads (As Commissioned)
| Item | $'000 FY20 | [12 empty] | Total (FY18 to FY22) | Total (FY23 to FY27) | Total | Difference between Regulatory Period Totals
|  | ACTUAL | ACTUAL | ACTUAL | ACTUAL | FORECAST | FORECAST | FORECAST | FORECAST | FORECAST | FORECAST | FORECAST | FORECAST | FORECAST
|  | LTD | FY18 | FY19 | FY20 | FY21 | FY22 | FY23 | FY24 | FY25 | FY26 | FY27 | FY28 | FY29 |  |  |  | $ | %
| Vehicles |  |  |  |  | 389.6301 | 2150.5551 | 1161.7539 | 1518.0609 | 1754.9278 | 1154.5399 | 1191.0341 | 760.7185 | 766.4174 | 2540.1852 | 6780.3166 | 10847.6378 | 4240.1314 | 166.9%
| Premises |  |  |  |  | 1587.7108 | 1589.6283 | 1844.5217 | 1984.3359 | 2263.0195 | 1858.7435 | 1913.5725 | 1591.569 | 1603.4923 | 3177.3391 | 9864.1931 | 16236.5935 | 6686.854 | 210.5%
| Other (Non-Network) |  |  |  |  | 521.1623 | 556.7991 | 562.3907 | 554.6299 | 615.846 | 563.7131 | 572.3641 | 497.3399 | 501.0657 | 1077.9614 | 2868.9439 | 4945.3109 | 1790.9826 | 166.1%
| IT |  |  |  |  | 19091.3255 | 17144.2562 | 17208.0506 | 17545.1428 | 18347.9852 | 14152.3968 | 12142.4823 | 0 | 0 | 36235.5817 | 79396.0577 | 115631.6394 | 43160.476 | 119.1%
| Total |  |  |  |  | 21589.8286 | 21441.2388 | 20776.717 | 21602.1695 | 22981.7785 | 17729.3934 | 15819.453 | 2849.6273 | 2870.9755 | 43031.0674 | 98909.5114 | 147661.1817 | 55878.444 | 129.9%
Total Overhead by Asset Class, (As Incurred)
| Item | $'000 FY20 | [12 empty] | Total (FY18 to FY22) | Total (FY23 to FY27) | Total | Difference between Regulatory Period Totals
|  | ACTUAL | ACTUAL | ACTUAL | ACTUAL | FORECAST | FORECAST | FORECAST | FORECAST | FORECAST | FORECAST | FORECAST | FORECAST | FORECAST
|  | LTD | FY18 | FY19 | FY20 | FY21 | FY22 | FY23 | FY24 | FY25 | FY26 | FY27 | FY28 | FY29 |  |  |  | $ | %
| Secondary |  |  |  |  | 857.279 | 889.4119 | 702.7384 | 703.8633 | 648.9713 | 656.4151 | 709.1347 | 7.5682 | 99.1236 | 1746.6909 | 3421.1227 | 5274.5054 | 1674.4318 | 95.86%
| Switchgear |  |  |  |  | 2613.7715 | 1623.9942 | 2248.604 | 2001.3282 | 1926.5114 | 1830.8678 | 1542.0759 | 176.6476 | 538.1283 | 4237.7657 | 9549.3873 | 14501.9288 | 5311.6216 | 125.3%
| Transformers |  |  |  |  | 829.8592 | 1155.5902 | 1751.635 | 2086.2426 | 1956.8049 | 1782.6015 | 1400.5441 | 43.9595 | 575.7547 | 1985.4494 | 8977.8281 | 11582.9917 | 6992.3787 | 352.2%
| Reactive |  |  |  |  | 599.0021 | 13.9116 | 0 | 0 | 0 | 0 | 0 | 0 | 0 | 612.9137 | 0 | 612.9137 | -612.9137 | -100%
| Towers and Conductor |  |  |  |  | 1385.1967 | 830.3094 | 562.8628 | 606.5286 | 588.8557 | 718.6354 | 897.4215 | 2.8901 | 37.8525 | 2215.5062 | 3374.304 | 5630.5527 | 1158.7978 | 52.3%
| Establishment |  |  |  |  | 526.0507 | 394.6104 | 1002.0473 | 1094.5591 | 1044.5239 | 1025.0102 | 899.7878 | 21.0673 | 275.9262 | 920.661 | 5065.9282 | 6283.5827 | 4145.2672 | 450.2%
| Communications |  |  |  |  | 746.3184 | 1134.1573 | 193.7615 | 554.23 | 790.8575 | 1145.9771 | 1539.8814 | 0 | 0 | 1880.4757 | 4224.7074 | 6105.1831 | 2344.2317 | 124.7%
| Inventory |  |  |  |  | 0 | 0 | 0 | 0 | 0 | 0 | 0 | 0 | 0 | 0 | 0 | 0 | 0 | NA
| IT |  |  |  |  | 367.4841 | 380.5869 | 73.0625 | 70.6591 | 71.7777 | 72.6723 | 73.8483 | 0 | 0 | 748.071 | 362.0199 | 1110.0909 | -386.051 | -51.61%
| Vehicles |  |  |  |  | 0 | 0 | 0 | 0 | 0 | 0 | 0 | 0 | 0 | 0 | 0 | 0 | 0 | NA
| Other (Non-Network) |  |  |  |  | 0 | 0 | 0 | 0 | 0 | 0 | 0 | 0 | 0 | 0 | 0 | 0 | 0 | NA
| Premises |  |  |  |  | 0 | 0 | 0 | 0 | 0 | 0 | 0 | 0 | 0 | 0 | 0 | 0 | 0 | NA
| Land |  |  |  |  | 0 | 0 | 0 | 0 | 0 | 0 | 0 | 0 | 0 | 0 | 0 | 0 | 0 | NA
| Easements |  |  |  |  | 0 | 0 | 0 | 0 | 0 | 0 | 0 | 0 | 0 | 0 | 0 | 0 | 0 | NA
| Equity raising costs (2003-08) |  |  |  |  | 0 | 0 | 0 | 0 | 0 | 0 | 0 | 0 | 0 | 0 | 0 | 0 | 0 | NA
| Inventory Adjustment (Other non-network) |  |  |  |  | 0 | 0 | 0 | 0 | 0 | 0 | 0 | 0 | 0 | 0 | 0 | 0 | 0 | NA
| Accelerated Depr |  |  |  |  | 0 | 0 | 0 | 0 | 0 | 0 | 0 | 0 | 0 | 0 | 0 | 0 | 0 | NA
| Insulators |  |  |  |  | 0 | 0 | 276.762 | 284.34 | 277.3198 | 359.1142 | 480.8635 | 0 | 0 | 0 | 1678.3994 | 1678.3994 | 1678.3994 | NA
| Instrument Transformers |  |  |  |  | 0 | 0 | 77.7407 | 79.8693 | 77.8974 | 100.8729 | 135.0715 | 0 | 0 | 0 | 471.4519 | 471.4519 | 471.4519 | NA
| Capitalised Leases |  |  |  |  | 0 | 0 | 0 | 0 | 0 | 0 | 0 | 0 | 0 | 0 | 0 | 0 | 0 | NA
| Spare straight-line tax asset class |  |  |  |  | 0 | 0 | 0 | 0 | 0 | 0 | 0 | 0 | 0 | 0 | 0 | 0 | 0 | NA
| Buildings |  |  |  |  | 0 | 0 | 0 | 0 | 0 | 0 | 0 | 0 | 0 | 0 | 0 | 0 | 0 | NA
| In-house software |  |  |  |  | 0 | 0 | 292.2502 | 282.6364 | 287.1109 | 290.6891 | 295.3931 | 0 | 0 | 0 | 1448.0797 | 1448.0797 | 1448.0797 | NA
| Equity raising costs |  |  |  |  | 0 | 0 | 0 | 0 | 0 | 0 | 0 | 0 | 0 | 0 | 0 | 0 | 0 | NA
| Total |  |  |  |  | 7924.9617 | 6422.5718 | 7181.4643 | 7764.2566 | 7670.6304 | 7982.8554 | 7974.0218 | 252.1326 | 1526.7852 | 14347.5335 | 38573.2286 | 54699.6799 | 24225.6951 | 168.8%
Total Overhead by Asset Class, (As Commissioned)
| Item | $'000 FY20 | [12 empty] | Total (FY18 to FY22) | Total (FY23 to FY27) | Total | Difference between Regulatory Period Totals
|  | ACTUAL | ACTUAL | ACTUAL | ACTUAL | FORECAST | FORECAST | FORECAST | FORECAST | FORECAST | FORECAST | FORECAST | FORECAST | FORECAST
|  | LTD | FY18 | FY19 | FY20 | FY21 | FY22 | FY23 | FY24 | FY25 | FY26 | FY27 | FY28 | FY29 |  |  |  | $ | %
| Secondary |  |  |  |  | 901.575 | 818.5097 | 409.4843 | 1071.1095 | 574.9579 | 771.7565 | 709.1347 | 0 | 106.6917 | 1720.0847 | 3536.4429 | 5363.2194 | 1816.3581 | 105.6%
| Switchgear |  |  |  |  | 2767.9518 | 1582.3414 | 885.4116 | 3723.7953 | 1525.1573 | 2442.4616 | 1574.5889 | 135.5609 | 579.2149 | 4350.2932 | 10151.4147 | 15216.4838 | 5801.1215 | 133.4%
| Transformers |  |  |  |  | 991.6707 | 758.903 | 403.4287 | 3652.8651 | 1526.902 | 2452.557 | 1400.5441 | 0 | 619.7142 | 1750.5737 | 9436.2969 | 11806.5848 | 7685.7232 | 439%
| Reactive |  |  |  |  | 599.0021 | 13.9116 | 0 | 0 | 0 | 0 | 0 | 0 | 0 | 612.9137 | 0 | 612.9137 | -612.9137 | -100%
| Towers and Conductor |  |  |  |  | 1395.5219 | 807.9832 | 480.3906 | 697.1852 | 560.5921 | 762.6811 | 897.4215 | 0 | 40.7426 | 2203.5051 | 3398.2704 | 5642.5181 | 1194.7653 | 54.22%
| Establishment |  |  |  |  | 336.3394 | 360.7224 | 391.8192 | 1899.6275 | 838.4961 | 1346.0814 | 899.7878 | 0 | 296.9934 | 697.0618 | 5375.812 | 6369.8672 | 4678.7502 | 671.2%
| Communications |  |  |  |  | 749.0962 | 1133.8899 | 191.017 | 557.2435 | 790.8575 | 1145.9771 | 1539.8814 | 0 | 0 | 1882.986 | 4224.9765 | 6107.9625 | 2341.9905 | 124.4%
| Inventory |  |  |  |  | 0 | 0 | 0 | 0 | 0 | 0 | 0 | 0 | 0 | 0 | 0 | 0 | 0 | NA
| IT |  |  |  |  | 367.4841 | 380.5869 | 73.0625 | 70.6591 | 71.7777 | 72.6723 | 73.8483 | 0 | 0 | 748.071 | 362.0199 | 1110.0909 | -386.051 | -51.61%
| Vehicles |  |  |  |  | 0 | 0 | 0 | 0 | 0 | 0 | 0 | 0 | 0 | 0 | 0 | 0 | 0 | NA
| Other (Non-Network) |  |  |  |  | 0 | 0 | 0 | 0 | 0 | 0 | 0 | 0 | 0 | 0 | 0 | 0 | 0 | NA
| Premises |  |  |  |  | 0 | 0 | 0 | 0 | 0 | 0 | 0 | 0 | 0 | 0 | 0 | 0 | 0 | NA
| Land |  |  |  |  | 0 | 0 | 0 | 0 | 0 | 0 | 0 | 0 | 0 | 0 | 0 | 0 | 0 | NA
| Easements |  |  |  |  | 0 | 0 | 0 | 0 | 0 | 0 | 0 | 0 | 0 | 0 | 0 | 0 | 0 | NA
| Equity raising costs (2003-08) |  |  |  |  | 0 | 0 | 0 | 0 | 0 | 0 | 0 | 0 | 0 | 0 | 0 | 0 | 0 | NA
| Inventory Adjustment (Other non-network) |  |  |  |  | 0 | 0 | 0 | 0 | 0 | 0 | 0 | 0 | 0 | 0 | 0 | 0 | 0 | NA
| Accelerated Depr |  |  |  |  | 0 | 0 | 0 | 0 | 0 | 0 | 0 | 0 | 0 | 0 | 0 | 0 | 0 | NA
| Insulators |  |  |  |  | 0 | 0 | 276.762 | 284.34 | 277.3198 | 359.1142 | 480.8635 | 0 | 0 | 0 | 1678.3994 | 1678.3994 | 1678.3994 | NA
| Instrument Transformers |  |  |  |  | 0 | 0 | 77.7407 | 79.8693 | 77.8974 | 100.8729 | 135.0715 | 0 | 0 | 0 | 471.4519 | 471.4519 | 471.4519 | NA
| Capitalised Leases |  |  |  |  | 0 | 0 | 0 | 0 | 0 | 0 | 0 | 0 | 0 | 0 | 0 | 0 | 0 | NA
| Spare straight-line tax asset class |  |  |  |  | 0 | 0 | 0 | 0 | 0 | 0 | 0 | 0 | 0 | 0 | 0 | 0 | 0 | NA
| Buildings |  |  |  |  | 0 | 0 | 0 | 0 | 0 | 0 | 0 | 0 | 0 | 0 | 0 | 0 | 0 | NA
| In-house software |  |  |  |  | 0 | 0 | 292.2502 | 282.6364 | 287.1109 | 290.6891 | 295.3931 | 0 | 0 | 0 | 1448.0797 | 1448.0797 | 1448.0797 | NA
| Equity raising costs |  |  |  |  | 0 | 0 | 0 | 0 | 0 | 0 | 0 | 0 | 0 | 0 | 0 | 0 | 0 | NA
| Total |  |  |  |  | 8108.6411 | 5856.8481 | 3481.3667 | 12319.3308 | 6531.0687 | 9744.8631 | 8006.5349 | 135.5609 | 1643.3569 | 13965.4893 | 40083.1642 | 55827.5713 | 26117.6749 | 187%
[5 empty] | Total Capex As Incurred less Capex by Type less Overheads | 0 | 0 | 0 | 0 | 0 | 0 | 0 | 0 | 0
[5 empty] | Total Capex As Commissioned less Capex by Type less Overheads | 0 | 0 | 0 | 0 | 0 | 0 | 0 | 0 | 0
[5 empty] | As Incurred Capex by Asset Class less Capex by Driver | 0 | 0 | 0 | 0 | 0 | 0 | 0 | 0 | 0
[5 empty] | As Commissioned Capex by Asset Class less Capex by Driver | 0 | 0 | 0 | 0 | 0 | 0 | 0 | 0 | 0
[5 empty] | As Incurred Capex by Asset Class less Capex by Driver | 0 | 0 | 0 | 0 | 0 | 0 | 0 | 0 | 0
[6 empty] | 0 | 0 | 0 | 0 | 0 | 0 | 0 | 0 | 0

## Report¦Forecasts-$Mar22
Back to contents
AusNet Services Forecast Transmission Capex Model (FY20 to FY29) v9
#VALUE!
Direct Capex by Cost Type (As Incurred)
| Item | $'000 Mar22 | [12 empty] | Total (FY18 to FY22) | Total (FY23 to FY27) | Total | Difference between Regulatory Period Totals
|  | ACTUAL | ACTUAL | ACTUAL | ACTUAL | FORECAST | FORECAST | FORECAST | FORECAST | FORECAST | FORECAST | FORECAST | FORECAST | FORECAST
|  | LTD | FY18 | FY19 | FY20 | FY21 | FY22 | FY23 | FY24 | FY25 | FY26 | FY27 | FY28 | FY29 |  |  |  | $ | %
| Labour - Internal | 12400.6976 |  |  |  | 13931.5181 | 12709.278 | 14186.8278 | 15809.5981 | 16659.5063 | 13645.0149 | 10554.9856 | 735.4672 | 2919.0208 | 26640.7961 | 70855.9327 | 113551.9144 | 44215.1366 | 166%
| Labour - External | 62003.4881 |  |  |  | 69221.2027 | 62833.381 | 69779.8269 | 77419.48 | 80985.2228 | 65634.0152 | 50217.816 | 3658.8593 | 14542.5331 | 132054.5837 | 344036.361 | 556295.8251 | 211981.7773 | 160.5%
| Materials | 49602.7905 |  |  |  | 55522.9111 | 50340.1098 | 55823.8615 | 61935.584 | 64788.1783 | 52507.2122 | 40174.2528 | 2768.8453 | 10869.7057 | 105863.0209 | 275229.0888 | 444333.4512 | 169366.0679 | 160%
| Total | 124006.9762 |  |  |  | 138675.6319 | 125882.7688 | 139790.5162 | 155164.6621 | 162432.9074 | 131786.2423 | 100947.0545 | 7163.1718 | 28331.2597 | 264558.4007 | 690121.3824 | 1114181.1907 | 425562.9817 | 160.9%
Direct Capex by Cost Type (As Commissioned)
| Item | $'000 Mar22 | [12 empty] | Total (FY18 to FY22) | Total (FY23 to FY27) | Total | Difference between Regulatory Period Totals
|  | ACTUAL | ACTUAL | ACTUAL | ACTUAL | FORECAST | FORECAST | FORECAST | FORECAST | FORECAST | FORECAST | FORECAST | FORECAST | FORECAST
|  | LTD | FY18 | FY19 | FY20 | FY21 | FY22 | FY23 | FY24 | FY25 | FY26 | FY27 | FY28 | FY29 |  |  |  | $ | %
| Labour - Internal |  |  |  |  | 21832.9245 | 14139.8632 | 8292.8566 | 25852.4633 | 14584.419 | 17135.5143 | 10598.2128 | 561.058 | 3117.5766 | 35972.7878 | 76463.4659 | 116114.8884 | 40490.6782 | 112.6%
| Labour - External |  |  |  |  | 108757.8418 | 70097.0428 | 40837.2832 | 127119.6399 | 70962.6328 | 82620.6238 | 50424.4193 | 2760.7516 | 15530.324 | 178854.8847 | 371964.599 | 569110.5593 | 193109.7144 | 108%
| Materials |  |  |  |  | 87102.0349 | 56127.4232 | 32670.9967 | 101696.9585 | 56770.1062 | 66096.499 | 40339.5355 | 2117.9202 | 11617.2174 | 143229.458 | 297574.096 | 454538.6916 | 154344.638 | 107.8%
| Total |  |  |  |  | 217692.8012 | 140364.3292 | 81801.1365 | 254669.0617 | 142317.1581 | 165852.6371 | 101362.1676 | 5439.7299 | 30265.118 | 358057.1305 | 746002.161 | 1139764.1393 | 387945.0305 | 108.3%
Total Capex by Asset Class, incl. Overheads (As Incurred)
| Item | $'000 Mar22 | [12 empty] | Total (FY18 to FY22) | Total (FY23 to FY27) | Total | Difference between Regulatory Period Totals
|  | ACTUAL | ACTUAL | ACTUAL | ACTUAL | FORECAST | FORECAST | FORECAST | FORECAST | FORECAST | FORECAST | FORECAST | FORECAST | FORECAST
|  | LTD | FY18 | FY19 | FY20 | FY21 | FY22 | FY23 | FY24 | FY25 | FY26 | FY27 | FY28 | FY29 |  |  |  | $ | %
| Secondary | 7368.7402 | 23218.3462 | 15847.0474 | 20901.6423 | 14109.3854 | 16218.2933 | 14299.5405 | 13967.0541 | 13196.5478 | 10475.1075 | 8648.0088 | 133.4676 | 1748.077 | 90294.7145 | 60586.2587 | 160131.2579 | -29708.4558 | -32.9%
| Switchgear | 76892.0058 | 44024.7001 | 49686.5451 | 42061.2319 | 43018.3286 | 29613.2914 | 45755.2973 | 39713.192 | 39174.771 | 29217.0882 | 18805.8573 | 3115.2395 | 9490.0716 | 208404.0971 | 172666.2057 | 470567.6198 | -35737.8914 | -17.15%
| Transformers | 22961.7399 | 31681.0573 | 25248.1588 | 11984.4663 | 13658.1017 | 21072.0143 | 35642.8161 | 41398.1834 | 39790.7753 | 28446.8531 | 17079.8556 | 775.2404 | 10153.6261 | 103643.7985 | 162358.4836 | 299892.8884 | 58714.6851 | 56.65%
| Reactive | 0 | -9.5176 | 1842.6832 | 4735.9282 | 9858.5772 | 253.6755 | 0 | 0 | 0 | 0 | 0 | 0 | 0 | 16681.3466 | 0 | 16681.3466 | -16681.3466 | -100%
| Towers and Conductor | 3257.5627 | 6383.1073 | 5943.5857 | 17326.3873 | 22798.0321 | 15140.5688 | 11453.3077 | 12035.6011 | 11974.1235 | 11468.0233 | 10944.1964 | 50.9675 | 667.5415 | 67591.6811 | 57875.2519 | 129443.0048 | -9716.4292 | -14.38%
| Establishment | 13491.8119 | 17208.2083 | 21160.5396 | 20464.0366 | 8657.9182 | 7195.661 | 20389.9708 | 21719.7938 | 21239.9382 | 16357.169 | 10973.0536 | 371.5282 | 4866.0502 | 74686.3637 | 90679.9254 | 184095.6794 | 15993.5617 | 21.41%
| Communications | 35.1158 | 7248.1646 | 20252.5654 | 27170.9563 | 12283.158 | 20681.1897 | 3942.7195 | 10997.8172 | 16081.7431 | 18287.5647 | 18779.0954 | 0 | 0 | 87636.034 | 68088.9399 | 155760.0896 | -19547.0941 | -22.3%
| Inventory | 0 | 1647.1194 | -666.5168 | 1333.7468 | 0 | 0 | 0 | 0 | 0 | 0 | 0 | 0 | 0 | 2314.3494 | 0 | 2314.3494 | -2314.3494 | -100%
| IT | 0 | 10236.9162 | 12863.3818 | 12544.5341 | 19967.6821 | 17931.2358 | 3599.5917 | 3670.1049 | 3838.044 | 2960.408 | 2539.9727 | 0 | 0 | 73543.75 | 16608.1212 | 90151.8712 | -56935.6288 | -77.42%
| Vehicles | 0 | 764.4702 | 597.045 | 0 | 407.5155 | 2249.2729 | 1215.0824 | 1587.7451 | 1835.485 | 1207.5372 | 1245.7066 | 795.638 | 801.5986 | 4018.3036 | 7091.5562 | 12707.0964 | 3073.2526 | 76.48%
| Other (Non-Network) | 0 | 590.9011 | 867.9342 | 978.6399 | 545.0854 | 582.3581 | 588.2064 | 580.0893 | 644.1155 | 589.5895 | 598.6376 | 520.1695 | 524.0663 | 3564.9188 | 3000.6382 | 7609.7928 | -564.2805 | -15.83%
| Premises | 0 | 1353.899 | 678.5953 | 4641.317 | 1660.5921 | 1662.5977 | 1929.1915 | 2075.4236 | 2366.8998 | 1944.0662 | 2001.412 | 1664.6274 | 1677.0981 | 9997.0011 | 10316.9931 | 23655.7196 | 319.9919 | 3.201%
| Land | 0 | 0 | 0 | 0 | 0 | 0 | 0 | 0 | 0 | 0 | 0 | 0 | 0 | 0 | 0 | 0 | 0 | NA
| Easements | 0 | 0 | 0 | 0 | 0 | 0 | 0 | 0 | 0 | 0 | 0 | 0 | 0 | 0 | 0 | 0 | 0 | NA
| Equity raising costs (2003-08) | 0 | 0 | 0 | 0 | 0 | 0 | 0 | 0 | 0 | 0 | 0 | 0 | 0 | 0 | 0 | 0 | 0 | NA
| Inventory Adjustment (Other non-network) | 0 | -1647.1194 | 666.5168 | -1333.7468 | 0 | 0 | 0 | 0 | 0 | 0 | 0 | 0 | 0 | -2314.3494 | 0 | -2314.3494 | 2314.3494 | -100%
| Accelerated Depr | 0 | 0 | 0 | 0 | 0 | 0 | 0 | 0 | 0 | 0 | 0 | 0 | 0 | 0 | 0 | 0 | 0 | NA
| Insulators | 0 | 0 | 0 | 0 | 0 | 0 | 5631.6388 | 5642.2765 | 5639.1773 | 5730.7637 | 5864.2055 | 0 | 0 | 0 | 28508.0619 | 28508.0619 | 28508.0619 | NA
| Instrument Transformers | 0 | 0 | 0 | 0 | 0 | 0 | 1581.8922 | 1584.8802 | 1584.0097 | 1609.7357 | 1647.2187 | 0 | 0 | 0 | 8007.7365 | 8007.7365 | 8007.7365 | NA
| Capitalised Leases | 0 | 0 | 0 | 46357.5537 | 0 | 0 | 0 | 0 | 0 | 0 | 0 | 0 | 0 | 46357.5537 | 0 | 46357.5537 | -46357.5537 | -100%
| Spare straight-line tax asset class | 0 | 0 | 0 | 0 | 0 | 0 | 0 | 0 | 0 | 0 | 0 | 0 | 0 | 0 | 0 | 0 | 0 | NA
| Buildings | 0 | 0 | 0 | 0 | 0 | 0 | 0 | 0 | 0 | 0 | 0 | 0 | 0 | 0 | 0 | 0 | 0 | NA
| In-house software | 0 | 0 | 0 | 0 | 0 | 0 | 14398.3668 | 14680.4195 | 15352.176 | 11841.6319 | 10159.8908 | 0 | 0 | 0 | 66432.485 | 66432.485 | 66432.485 | NA
| Equity raising costs | 0 | 0 | 0 | 0 | 0 | 0 | 0 | 0 | 0 | 0 | 0 | 0 | 0 | 0 | 0 | 0 | 0 | NA
| Total | 124006.9762 | 142700.2527 | 154988.0816 | 209166.6937 | 146964.3762 | 132600.1584 | 160427.6217 | 169652.5807 | 172717.8059 | 140135.5379 | 109287.1109 | 7426.8782 | 29928.1295 | 786419.5627 | 752220.6571 | 1700002.2036 | -34198.9056 | -4.349%
Total Capex by Asset Class, incl. Overheads (As Commissioned)
| Item | $'000 Mar22 | [12 empty] | Total (FY18 to FY22) | Total (FY23 to FY27) | Total | Difference between Regulatory Period Totals
|  | ACTUAL | ACTUAL | ACTUAL | ACTUAL | FORECAST | FORECAST | FORECAST | FORECAST | FORECAST | FORECAST | FORECAST | FORECAST | FORECAST
|  | LTD | FY18 | FY19 | FY20 | FY21 | FY22 | FY23 | FY24 | FY25 | FY26 | FY27 | FY28 | FY29 |  |  |  | $ | %
| Secondary |  | 16443.3706 | 13837.1702 | 25532.9447 | 18596.0748 | 17528.6505 | 8371.4448 | 21944.4372 | 11677.7285 | 12816.4567 | 8647.961 | 0 | 1881.5446 | 91938.2108 | 63458.0282 | 157277.7836 | -28480.1826 | -30.98%
| Switchgear |  | 24408.2577 | 22962.0552 | 54581.4584 | 102279.9049 | 39734.7495 | 17998.4858 | 77571.4301 | 30756.0376 | 41773.7894 | 19255.4524 | 2601.0786 | 10214.6489 | 243966.4257 | 187355.1953 | 444137.3485 | -56611.2304 | -23.2%
| Transformers |  | 22982.9359 | 40924.0532 | 16229.4066 | 24630.0866 | 19659.6285 | 8238.719 | 73829.3176 | 30967.3544 | 42046.474 | 17079.5781 | 0 | 10928.8665 | 124426.1108 | 172161.4431 | 307516.4205 | 47735.3323 | 38.36%
| Reactive |  | 254.4316 | 843.7637 | 1886.8876 | 9858.5772 | 253.6755 | 0 | 0 | 0 | 0 | 0 | 0 | 0 | 13097.3356 | 0 | 13097.3356 | -13097.3356 | -100%
| Towers and Conductor |  | 26812.2944 | 10011.5586 | 21872.4706 | 23034.9467 | 14890.5433 | 9767.5881 | 13844.9302 | 11394.0105 | 12362.1188 | 10944.1781 | 0 | 718.5091 | 96621.8136 | 58312.8257 | 155653.1484 | -38308.9879 | -39.65%
| Establishment |  | 16909.5864 | 11171.7576 | 22153.5732 | 12848.5724 | 11284.0794 | 8237.0024 | 39481.9095 | 17011.2328 | 22874.6867 | 10972.9206 | 0 | 5237.5784 | 74367.5691 | 98577.752 | 178182.8995 | 24210.1829 | 32.55%
| Communications |  | 1994.2821 | 7204.7832 | 31119.4942 | 12344.6189 | 20713.2354 | 3885.0998 | 11060.9281 | 16081.7541 | 18287.5647 | 18779.0954 | 0 | 0 | 73376.4137 | 68094.4421 | 141470.8558 | -5281.9716 | -7.198%
| Inventory |  | 1647.1194 | -666.5168 | 1333.7468 | 0 | 0 | 0 | 0 | 0 | 0 | 0 | 0 | 0 | 2314.3494 | 0 | 2314.3494 | -2314.3494 | -100%
| IT |  | 6374.5904 | 14121.7377 | 12409.9641 | 19967.6821 | 17931.2358 | 3599.5917 | 3670.1049 | 3838.044 | 2960.408 | 2539.9727 | 0 | 0 | 70805.21 | 16608.1212 | 87413.3313 | -54197.0888 | -76.54%
| Vehicles |  | 396.039 | 1250.9289 | 77.4452 | 407.5155 | 2249.2729 | 1215.0824 | 1587.7451 | 1835.485 | 1207.5372 | 1245.7066 | 795.638 | 801.5986 | 4381.2015 | 7091.5562 | 13069.9943 | 2710.3547 | 61.86%
| Other (Non-Network) |  | 1640.793 | 2984.6738 | 2951.3249 | 545.0854 | 582.3581 | 588.2064 | 580.0893 | 644.1155 | 589.5895 | 598.6376 | 520.1695 | 524.0663 | 8704.2352 | 3000.6382 | 12749.1092 | -5703.597 | -65.53%
| Premises |  | 0 | 0 | 0 | 1660.5921 | 1662.5977 | 1929.1915 | 2075.4236 | 2366.8998 | 1944.0662 | 2001.412 | 1664.6274 | 1677.0981 | 3323.1898 | 10316.9931 | 16981.9083 | 6993.8033 | 210.5%
| Land |  | 0 | 0 | 0 | 0 | 0 | 0 | 0 | 0 | 0 | 0 | 0 | 0 | 0 | 0 | 0 | 0 | NA
| Easements |  | 0 | 0 | 0 | 0 | 0 | 0 | 0 | 0 | 0 | 0 | 0 | 0 | 0 | 0 | 0 | 0 | NA
| Equity raising costs (2003-08) |  | 0 | 0 | 0 | 0 | 0 | 0 | 0 | 0 | 0 | 0 | 0 | 0 | 0 | 0 | 0 | 0 | NA
| Inventory Adjustment (Other non-network) |  | -1647.1194 | 666.5168 | -1333.7468 | 0 | 0 | 0 | 0 | 0 | 0 | 0 | 0 | 0 | -2314.3494 | 0 | -2314.3494 | 2314.3494 | -100%
| Accelerated Depr |  | 0 | 0 | 0 | 0 | 0 | 0 | 0 | 0 | 0 | 0 | 0 | 0 | 0 | 0 | 0 | 0 | NA
| Insulators |  | 0 | 0 | 0 | 0 | 0 | 5631.6388 | 5642.2765 | 5639.1773 | 5730.7637 | 5864.2055 | 0 | 0 | 0 | 28508.0619 | 28508.0619 | 28508.0619 | NA
| Instrument Transformers |  | 0 | 0 | 0 | 0 | 0 | 1581.8922 | 1584.8802 | 1584.0097 | 1609.7357 | 1647.2187 | 0 | 0 | 0 | 8007.7365 | 8007.7365 | 8007.7365 | NA
| Capitalised Leases |  | 0 | 0 | 46357.5537 | 0 | 0 | 0 | 0 | 0 | 0 | 0 | 0 | 0 | 46357.5537 | 0 | 46357.5537 | -46357.5537 | -100%
| Spare straight-line tax asset class |  | 0 | 0 | 0 | 0 | 0 | 0 | 0 | 0 | 0 | 0 | 0 | 0 | 0 | 0 | 0 | 0 | NA
| Buildings |  | 0 | 0 | 0 | 0 | 0 | 0 | 0 | 0 | 0 | 0 | 0 | 0 | 0 | 0 | 0 | 0 | NA
| In-house software |  | 0 | 0 | 0 | 0 | 0 | 14398.3668 | 14680.4195 | 15352.176 | 11841.6319 | 10159.8908 | 0 | 0 | 0 | 66432.485 | 66432.485 | 66432.485 | NA
| Equity raising costs |  | 0 | 0 | 0 | 0 | 0 | 0 | 0 | 0 | 0 | 0 | 0 | 0 | 0 | 0 | 0 | 0 | NA
| Total |  | 118216.5812 | 125312.482 | 235172.5232 | 226173.6565 | 146490.0266 | 85442.3097 | 267553.8917 | 149148.025 | 176044.8225 | 109736.2296 | 5581.5135 | 31983.9105 | 851365.2695 | 787925.2784 | 1676855.972 | -63439.9911 | -7.452%
Total Capex by Driver, incl. Overheads (As Incurred)
| Item | $'000 Mar22 | [12 empty] | Total (FY18 to FY22) | Total (FY23 to FY27) | Total | Difference between Regulatory Period Totals
|  | ACTUAL | ACTUAL | ACTUAL | ACTUAL | FORECAST | FORECAST | FORECAST | FORECAST | FORECAST | FORECAST | FORECAST | FORECAST | FORECAST
|  | LTD | FY18 | FY19 | FY20 | FY21 | FY22 | FY23 | FY24 | FY25 | FY26 | FY27 | FY28 | FY29 |  |  |  | $ | %
| Replacement - Major Station CBD | 70489.5596 | 54201.8225 | 48756.3831 | 12712.107 | 17974.439 | 6869.0503 | 10519.929 | 0 | 0 | 0 | 0 | 0 | 0 | 140513.802 | 10519.929 | 221523.2906 | -129993.873 | -92.51%
| Replacement - Major Station | 53517.4166 | 31854.3755 | 45306.1584 | 58886.4446 | 41715.9836 | 39829.4006 | 91692.8101 | 104981.7315 | 101515.1221 | 71676.4753 | 41597.661 | 4446.4433 | 26925.3665 | 217592.3629 | 411463.8001 | 713945.3893 | 193871.4372 | 89.1%
| Replacement - Other | 0 | 36881.3998 | 37390.2786 | 60025.2627 | 61749.8542 | 50140.8418 | 27557.7993 | 33926.5218 | 36852.6824 | 34085.2132 | 40671.969 | 0 | 0 | 246187.6371 | 173094.1857 | 419281.8228 | -73093.4514 | -29.69%
| Security and Compliance | 0 | 6823.3668 | 5815.7059 | 7875.8416 | 2943.2244 | 13335.4012 | 8926.6444 | 8150.545 | 10313.2813 | 15830.6167 | 10471.8613 | 0 | 0 | 36793.54 | 53692.9487 | 90486.4887 | 16899.4087 | 45.93%
| Non Network - Other | 0 | 590.9011 | 867.9342 | 978.6399 | 545.0854 | 582.3581 | 588.2064 | 580.0893 | 644.1155 | 589.5895 | 598.6376 | 520.1695 | 524.0663 | 3564.9188 | 3000.6382 | 7609.7928 | -564.2805 | -15.83%
| Non Network - Vehicles | 0 | 764.4702 | 597.045 | 0 | 407.5155 | 2249.2729 | 1215.0824 | 1587.7451 | 1835.485 | 1207.5372 | 1245.7066 | 795.638 | 801.5986 | 4018.3036 | 7091.5562 | 12707.0964 | 3073.2526 | 76.48%
| Non Network - Premises | 0 | 1353.899 | 678.5953 | 4641.317 | 1660.5921 | 1662.5977 | 1929.1915 | 2075.4236 | 2366.8998 | 1944.0662 | 2001.412 | 1664.6274 | 1677.0981 | 9997.0011 | 10316.9931 | 23655.7196 | 319.9919 | 3.201%
| Non Network - IT | 0 | 10236.9162 | 12863.3818 | 12544.5341 | 19967.6821 | 17931.2358 | 17997.9585 | 18350.5243 | 19190.22 | 14802.0399 | 12699.8635 | 0 | 0 | 73543.75 | 83040.6062 | 156584.3562 | 9496.8562 | 12.91%
| Capitalised Leases | 0 | 0 | 0 | 46357.5537 | 0 | 0 | 0 | 0 | 0 | 0 | 0 | 0 | 0 | 46357.5537 | 0 | 46357.5537 | -46357.5537 | -100%
| Total | 124006.9762 | 142707.1511 | 152275.4826 | 204021.7007 | 146964.3762 | 132600.1584 | 160427.6217 | 169652.5807 | 172717.8059 | 140135.5379 | 109287.1109 | 7426.8782 | 29928.1295 | 778568.8691 | 752220.6571 | 1692151.51 | -26348.212 | -3.384%
| NCIPAP |  | FY18: -6.8985; FY19: 2712.599; FY20: 5144.6983 | 7850.3988 | 0 | 7850.3988 | -7850.3988 | -100%
| Total including NCIPAP | 124006.9762 | 142700.2527 | 154988.0816 | 209166.3989 | 146964.3762 | 132600.1584 | 160427.6217 | 169652.5807 | 172717.8059 | 140135.5379 | 109287.1109 | 7426.8782 | 29928.1295 | 786419.2679 | 752220.6571 | 1700001.9088 | -34198.6108 | -4.349%
Total Capex by Driver, incl. Overheads (As Commissioned)
| Item | $'000 Mar22 | [12 empty] | Total (FY18 to FY22) | Total (FY23 to FY27) | Total | Difference between Regulatory Period Totals
|  | ACTUAL | ACTUAL | ACTUAL | ACTUAL | FORECAST | FORECAST | FORECAST | FORECAST | FORECAST | FORECAST | FORECAST | FORECAST | FORECAST
|  | LTD | FY18 | FY19 | FY20 | FY21 | FY22 | FY23 | FY24 | FY25 | FY26 | FY27 | FY28 | FY29 |  |  |  | $ | %
| Replacement - Major Station CBD |  |  |  |  | 23955.1037 | 31531.4504 | 11746.1176 | 17163.9858 | 0 | 0 | 0 | 0 | 0 | 55486.554 | 28910.1034 | 84396.6574 | -26576.4506 | -47.9%
| Replacement - Major Station |  |  |  |  | 114944.5993 | 29056.8687 | 15481.3096 | 185719.0567 | 77945.3412 | 107585.7599 | 42046.7797 | 2601.0786 | 28981.1475 | 144001.468 | 428778.247 | 604361.9412 | 284776.779 | 197.8%
| Replacement - Other |  |  |  |  | 61749.8542 | 50140.8418 | 27557.7993 | 33926.5218 | 36852.6824 | 34085.2132 | 40671.969 | 0 | 0 | 111890.696 | 173094.1857 | 284984.8816 | 61203.4897 | 54.7%
| Security and Compliance |  |  |  |  | 2943.2244 | 13335.4012 | 8926.6444 | 8150.545 | 10313.2813 | 15830.6167 | 10471.8613 | 0 | 0 | 16278.6256 | 53692.9487 | 69971.5743 | 37414.3231 | 229.8%
| Non Network - Other |  |  |  |  | 545.0854 | 582.3581 | 588.2064 | 580.0893 | 644.1155 | 589.5895 | 598.6376 | 520.1695 | 524.0663 | 1127.4435 | 3000.6382 | 5172.3175 | 1873.1947 | 166.1%
| Non Network - Vehicles |  |  |  |  | 407.5155 | 2249.2729 | 1215.0824 | 1587.7451 | 1835.485 | 1207.5372 | 1245.7066 | 795.638 | 801.5986 | 2656.7884 | 7091.5562 | 11345.5812 | 4434.7678 | 166.9%
| Non Network - Premises |  |  |  |  | 1660.5921 | 1662.5977 | 1929.1915 | 2075.4236 | 2366.8998 | 1944.0662 | 2001.412 | 1664.6274 | 1677.0981 | 3323.1898 | 10316.9931 | 16981.9083 | 6993.8033 | 210.5%
| Non Network - IT |  |  |  |  | 19967.6821 | 17931.2358 | 17997.9585 | 18350.5243 | 19190.22 | 14802.0399 | 12699.8635 | 0 | 0 | 37898.9179 | 83040.6062 | 120939.5241 | 45141.6883 | 119.1%
| Capitalised Leases |  |  |  |  | 0 | 0 | 0 | 0 | 0 | 0 | 0 | 0 | 0 | 0 | 0 | 0 | 0 | NA
| Total |  |  |  |  | 226173.6565 | 146490.0266 | 85442.3097 | 267553.8917 | 149148.025 | 176044.8225 | 109736.2296 | 5581.5135 | 31983.9105 | 372663.6831 | 787925.2784 | 1198154.3855 | 415261.5954 | 111.4%
Major Station Replacement Capex incl Overheads (As Incurred)
| Item | $'000 Mar22 | [12 empty] | Total (FY18 to FY22) | Total (FY23 to FY27) | Total | Difference between Regulatory Period Totals
|  | ACTUAL | ACTUAL | ACTUAL | ACTUAL | FORECAST | FORECAST | FORECAST | FORECAST | FORECAST | FORECAST | FORECAST | FORECAST | FORECAST
|  | LTD | FY18 | FY19 | FY20 | FY21 | FY22 | FY23 | FY24 | FY25 | FY26 | FY27 | FY28 | FY29 |  |  |  | $ | %
| Major Station | 124006.9762 | 86056.198 | 94062.5416 | 71598.5516 | 59690.4227 | 46698.451 | 102212.7392 | 104981.7315 | 101515.1221 | 71676.4753 | 41597.661 | 4446.4433 | 26925.3665 | 358106.1649 | 421983.7291 | 935468.6798 | 63877.5642 | 17.84%
| Total | 124006.9762 | 86056.198 | 94062.5416 | 71598.5516 | 59690.4227 | 46698.451 | 102212.7392 | 104981.7315 | 101515.1221 | 71676.4753 | 41597.661 | 4446.4433 | 26925.3665 | 358106.1649 | 421983.7291 | 935468.6798 | 63877.5642 | 17.84%
Major Station Replacement Capex incl Overheads (As Commissioned)
| Item | $'000 Mar22 | [12 empty] | Total (FY18 to FY22) | Total (FY23 to FY27) | Total | Difference between Regulatory Period Totals
|  | ACTUAL | ACTUAL | ACTUAL | ACTUAL | FORECAST | FORECAST | FORECAST | FORECAST | FORECAST | FORECAST | FORECAST | FORECAST | FORECAST
|  | LTD | FY18 | FY19 | FY20 | FY21 | FY22 | FY23 | FY24 | FY25 | FY26 | FY27 | FY28 | FY29 |  |  |  | $ | %
| Major Station |  |  |  |  | 138899.703 | 60588.3191 | 27227.4272 | 202883.0425 | 77945.3412 | 107585.7599 | 42046.7797 | 2601.0786 | 28981.1475 | 199488.022 | 457688.3504 | 688758.5986 | 888246.6206 | 129.4%
| Total |  |  |  |  | 138899.703 | 60588.3191 | 27227.4272 | 202883.0425 | 77945.3412 | 107585.7599 | 42046.7797 | 2601.0786 | 28981.1475 | 199488.022 | 457688.3504 | 688758.5986 | 888246.6206 | 129.4%
Other Replacement Capex incl Overheads (As Incurred)
| Item | $'000 Mar22 | [12 empty] | Total (FY18 to FY22) | Total (FY23 to FY27) | Total | Difference between Regulatory Period Totals
|  | ACTUAL | ACTUAL | ACTUAL | ACTUAL | FORECAST | FORECAST | FORECAST | FORECAST | FORECAST | FORECAST | FORECAST | FORECAST | FORECAST
|  | LTD | FY18 | FY19 | FY20 | FY21 | FY22 | FY23 | FY24 | FY25 | FY26 | FY27 | FY28 | FY29 |  |  |  | $ | %
| Lines | 0 | 345.0621 | 362.3107 | 355.6072 | 21813.7566 | 7247.1926 | 9046.1633 | 9063.2507 | 9058.2725 | 9205.3887 | 9419.7378 | 0 | 0 | 30123.9291 | 45792.813 | 75916.7422 | 15668.8839 | 52.01%
| Stations | 0 | 15911.9192 | 10742.5123 | 10543.7521 | 19622.1689 | 15359.1466 | 9594.4243 | 8056.1314 | 8051.7063 | 8182.4748 | 8373.0052 | 0 | 0 | 72179.4991 | 42257.7421 | 114437.2412 | -29921.757 | -41.45%
| Secondary & Protection | 0 | 18215.5883 | 10629.5566 | 10432.8864 | 8861.7918 | 11907.7243 | 5892.0347 | 5903.1642 | 5899.9218 | 5995.7429 | 6135.3549 | 0 | 0 | 60047.5474 | 29826.2185 | 89873.7658 | -30221.3289 | -50.33%
| Communications | 0 | 2406.7537 | 16335.9501 | 16033.699 | 11452.1368 | 15626.7783 | 3025.177 | 10903.9754 | 13842.7818 | 10701.6067 | 16743.8711 | 0 | 0 | 61855.3179 | 55217.4121 | 117072.73 | -6637.9059 | -10.73%
| Total | 0 | 36879.3233 | 38070.3296 | 37365.9446 | 61749.8542 | 50140.8418 | 27557.7993 | 33926.5218 | 36852.6824 | 34085.2132 | 40671.969 | 0 | 0 | 224206.2935 | 173094.1857 | 397300.4792 | -51112.1078 | -22.8%
Other Replacement Capex incl Overheads (As Commissioned)
| Item | $'000 Mar22 | [12 empty] | Total (FY18 to FY22) | Total (FY23 to FY27) | Total | Difference between Regulatory Period Totals
|  | ACTUAL | ACTUAL | ACTUAL | ACTUAL | FORECAST | FORECAST | FORECAST | FORECAST | FORECAST | FORECAST | FORECAST | FORECAST | FORECAST
|  | LTD | FY18 | FY19 | FY20 | FY21 | FY22 | FY23 | FY24 | FY25 | FY26 | FY27 | FY28 | FY29 |  |  |  | $ | %
| Lines |  |  |  |  | 21813.7566 | 7247.1926 | 9046.1633 | 9063.2507 | 9058.2725 | 9205.3887 | 9419.7378 | 0 | 0 | 29060.9492 | 45792.813 | 74853.7622 | 16731.8638 | 57.58%
| Stations |  |  |  |  | 19622.1689 | 15359.1466 | 9594.4243 | 8056.1314 | 8051.7063 | 8182.4748 | 8373.0052 | 0 | 0 | 34981.3155 | 42257.7421 | 77239.0576 | 7276.4266 | 20.8%
| Secondary & Protection |  |  |  |  | 8861.7918 | 11907.7243 | 5892.0347 | 5903.1642 | 5899.9218 | 5995.7429 | 6135.3549 | 0 | 0 | 20769.5161 | 29826.2185 | 50595.7346 | 9056.7023 | 43.61%
| Communications |  |  |  |  | 11452.1368 | 15626.7783 | 3025.177 | 10903.9754 | 13842.7818 | 10701.6067 | 16743.8711 | 0 | 0 | 27078.9151 | 55217.4121 | 82296.3272 | 28138.497 | 103.9%
| Total |  |  |  |  | 61749.8542 | 50140.8418 | 27557.7993 | 33926.5218 | 36852.6824 | 34085.2132 | 40671.969 | 0 | 0 | 111890.696 | 173094.1857 | 284984.8816 | 61203.4897 | 54.7%
Security & Compliance Capex incl Overheads (As Incurred)
| Item | $'000 Mar22 | [12 empty] | Total (FY18 to FY22) | Total (FY23 to FY27) | Total | Difference between Regulatory Period Totals
|  | ACTUAL | ACTUAL | ACTUAL | ACTUAL | FORECAST | FORECAST | FORECAST | FORECAST | FORECAST | FORECAST | FORECAST | FORECAST | FORECAST
|  | LTD | FY18 | FY19 | FY20 | FY21 | FY22 | FY23 | FY24 | FY25 | FY26 | FY27 | FY28 | FY29 |  |  |  | $ | %
| Instrument Transformers | 0 | 0 | 0 | 0 | 0 | 0 | 0 | 0 | 0 | 0 | 0 | 0 | 0 | 0 | 0 | 0 | 0 | NA
| Fire protection systems | 0 | 940.7825 | 546.6629 | 536.5484 | 1035.4348 | 0 | 518.9942 | 519.9745 | 519.6889 | 528.1292 | 540.4268 | 0 | 0 | 3059.4287 | 2627.2135 | 5686.6422 | -432.2151 | -14.13%
| Infrastructure security | 0 | 3584.0882 | 2460.5159 | 2414.9909 | 379.5143 | 916.6763 | 1380.3036 | 1382.9109 | 1382.1513 | 1404.5989 | 1437.3053 | 0 | 0 | 9755.7857 | 6987.2701 | 16743.0557 | -2768.5156 | -28.38%
| Structure Fall Arrests | 0 | 2407.8388 | 2524.4531 | 2477.7451 | 0 | 1842.3185 | 571.1144 | 572.1932 | 571.8789 | 581.1669 | 594.6994 | 0 | 0 | 9252.3555 | 2891.0529 | 12143.4084 | -6361.3027 | -68.75%
| Insulators | 0 | 1383.5036 | 24.5093 | 24.0558 | 747.201 | 5549.1521 | 5631.6388 | 5642.2765 | 5639.1773 | 5730.7637 | 5864.2055 | 0 | 0 | 7728.4218 | 28508.0619 | 36236.4836 | 20779.6401 | 268.9%
| Communications (S&C) | 0 | 145.4035 | 394.2793 | 386.9843 | 781.0741 | 5027.2543 | 824.5934 | 33.1899 | 2200.3849 | 7585.958 | 2035.2243 | 0 | 0 | 6734.9955 | 12679.3504 | 19414.3459 | 5944.3548 | 88.26%
| Total | 0 | 8461.6166 | 5950.4204 | 5840.3246 | 2943.2244 | 13335.4012 | 8926.6444 | 8150.545 | 10313.2813 | 15830.6167 | 10471.8613 | 0 | 0 | 36530.9872 | 53692.9487 | 90223.9359 | 17161.9616 | 46.98%
Security & Compliance Capex incl Overheads (As Commissioned)
| Item | $'000 Mar22 | [12 empty] | Total (FY18 to FY22) | Total (FY23 to FY27) | Total | Difference between Regulatory Period Totals
|  | ACTUAL | ACTUAL | ACTUAL | ACTUAL | FORECAST | FORECAST | FORECAST | FORECAST | FORECAST | FORECAST | FORECAST | FORECAST | FORECAST
|  | LTD | FY18 | FY19 | FY20 | FY21 | FY22 | FY23 | FY24 | FY25 | FY26 | FY27 | FY28 | FY29 |  |  |  | $ | %
| Instrument Transformers |  |  |  |  | 0 | 0 | 0 | 0 | 0 | 0 | 0 | 0 | 0 | 0 | 0 | 0 | 0 | NA
| Fire protection systems |  |  |  |  | 1035.4348 | 0 | 518.9942 | 519.9745 | 519.6889 | 528.1292 | 540.4268 | 0 | 0 | 1035.4348 | 2627.2135 | 3662.6484 | 1591.7787 | 153.7%
| Infrastructure security |  |  |  |  | 379.5143 | 916.6763 | 1380.3036 | 1382.9109 | 1382.1513 | 1404.5989 | 1437.3053 | 0 | 0 | 1296.1906 | 6987.2701 | 8283.4607 | 5691.0794 | 439.1%
| Structure Fall Arrests |  |  |  |  | 0 | 1842.3185 | 571.1144 | 572.1932 | 571.8789 | 581.1669 | 594.6994 | 0 | 0 | 1842.3185 | 2891.0529 | 4733.3714 | 1048.7344 | 56.92%
| Insulators |  |  |  |  | 747.201 | 5549.1521 | 5631.6388 | 5642.2765 | 5639.1773 | 5730.7637 | 5864.2055 | 0 | 0 | 6296.3531 | 28508.0619 | 34804.415 | 22211.7087 | 352.8%
| Communications (S&C) |  |  |  |  | 781.0741 | 5027.2543 | 824.5934 | 33.1899 | 2200.3849 | 7585.958 | 2035.2243 | 0 | 0 | 5808.3285 | 12679.3504 | 18487.6789 | 6871.0219 | 118.3%
| Total |  |  |  |  | 2943.2244 | 13335.4012 | 8926.6444 | 8150.545 | 10313.2813 | 15830.6167 | 10471.8613 | 0 | 0 | 16278.6256 | 53692.9487 | 69971.5743 | 37414.3231 | 229.8%
Non-Network Capex incl Overheads (As Incurred)
| Item | $'000 Mar22 | [12 empty] | Total (FY18 to FY22) | Total (FY23 to FY27) | Total | Difference between Regulatory Period Totals
|  | ACTUAL | ACTUAL | ACTUAL | ACTUAL | FORECAST | FORECAST | FORECAST | FORECAST | FORECAST | FORECAST | FORECAST | FORECAST | FORECAST
|  | LTD | FY18 | FY19 | FY20 | FY21 | FY22 | FY23 | FY24 | FY25 | FY26 | FY27 | FY28 | FY29 |  |  |  | $ | %
| Vehicles | 0 | 764.4702 | 597.045 | 0 | 407.5155 | 2249.2729 | 1215.0824 | 1587.7451 | 1835.485 | 1207.5372 | 1245.7066 | 795.638 | 801.5986 | 4018.3036 | 7091.5562 | 12707.0964 | 3073.2526 | 76.48%
| Premises | 0 | 1353.899 | 678.5953 | 4641.317 | 1660.5921 | 1662.5977 | 1929.1915 | 2075.4236 | 2366.8998 | 1944.0662 | 2001.412 | 1664.6274 | 1677.0981 | 9997.0011 | 10316.9931 | 23655.7196 | 319.9919 | 3.201%
| Other (Non-Network) | 0 | 590.9011 | 867.9342 | 978.6399 | 545.0854 | 582.3581 | 588.2064 | 580.0893 | 644.1155 | 589.5895 | 598.6376 | 520.1695 | 524.0663 | 3564.9188 | 3000.6382 | 7609.7928 | -564.2805 | -15.83%
| IT | 0 | 10236.9162 | 12863.3818 | 12544.5341 | 19967.6821 | 17931.2358 | 17997.9585 | 18350.5243 | 19190.22 | 14802.0399 | 12699.8635 | 0 | 0 | 73543.75 | 83040.6062 | 156584.3562 | 9496.8562 | 12.91%
| Total | 0 | 12946.1865 | 15006.9565 | 18164.491 | 22580.8751 | 22425.4644 | 21730.4388 | 22593.7824 | 24036.7201 | 18543.2327 | 16545.6196 | 2980.4349 | 3002.763 | 91123.9734 | 103449.7936 | 200556.965 | 12325.8202 | 13.53%
Non-Network Capex incl Overheads (As Commissioned)
| Item | $'000 Mar22 | [12 empty] | Total (FY18 to FY22) | Total (FY23 to FY27) | Total | Difference between Regulatory Period Totals
|  | ACTUAL | ACTUAL | ACTUAL | ACTUAL | FORECAST | FORECAST | FORECAST | FORECAST | FORECAST | FORECAST | FORECAST | FORECAST | FORECAST
|  | LTD | FY18 | FY19 | FY20 | FY21 | FY22 | FY23 | FY24 | FY25 | FY26 | FY27 | FY28 | FY29 |  |  |  | $ | %
| Vehicles |  |  |  |  | 407.5155 | 2249.2729 | 1215.0824 | 1587.7451 | 1835.485 | 1207.5372 | 1245.7066 | 795.638 | 801.5986 | 2656.7884 | 7091.5562 | 11345.5812 | 4434.7678 | 166.9%
| Premises |  |  |  |  | 1660.5921 | 1662.5977 | 1929.1915 | 2075.4236 | 2366.8998 | 1944.0662 | 2001.412 | 1664.6274 | 1677.0981 | 3323.1898 | 10316.9931 | 16981.9083 | 6993.8033 | 210.5%
| Other (Non-Network) |  |  |  |  | 545.0854 | 582.3581 | 588.2064 | 580.0893 | 644.1155 | 589.5895 | 598.6376 | 520.1695 | 524.0663 | 1127.4435 | 3000.6382 | 5172.3175 | 1873.1947 | 166.1%
| IT |  |  |  |  | 19967.6821 | 17931.2358 | 17997.9585 | 18350.5243 | 19190.22 | 14802.0399 | 12699.8635 | 0 | 0 | 37898.9179 | 83040.6062 | 120939.5241 | 45141.6883 | 119.1%
| Total |  |  |  |  | 22580.8751 | 22425.4644 | 21730.4388 | 22593.7824 | 24036.7201 | 18543.2327 | 16545.6196 | 2980.4349 | 3002.763 | 45006.3395 | 103449.7936 | 154439.331 | 58443.4542 | 129.9%
Total Overhead by Asset Class, (As Incurred)
| Item | $'000 Mar22 | [12 empty] | Total (FY18 to FY22) | Total (FY23 to FY27) | Total | Difference between Regulatory Period Totals
|  | ACTUAL | ACTUAL | ACTUAL | ACTUAL | FORECAST | FORECAST | FORECAST | FORECAST | FORECAST | FORECAST | FORECAST | FORECAST | FORECAST
|  | LTD | FY18 | FY19 | FY20 | FY21 | FY22 | FY23 | FY24 | FY25 | FY26 | FY27 | FY28 | FY29 |  |  |  | $ | %
| Secondary |  |  |  |  | 896.631 | 930.2389 | 734.9965 | 736.173 | 678.7612 | 686.5467 | 741.6864 | 7.9156 | 103.6737 | 1826.8699 | 3578.1638 | 5516.6231 | 1751.2939 | 95.86%
| Switchgear |  |  |  |  | 2733.7525 | 1698.541 | 2351.8226 | 2093.196 | 2014.9448 | 1914.9108 | 1612.8624 | 184.7563 | 562.8302 | 4432.2935 | 9987.7366 | 15167.6166 | 5555.443 | 125.3%
| Transformers |  |  |  |  | 867.9526 | 1208.6357 | 1832.041 | 2182.0082 | 2046.6289 | 1864.429 | 1464.8339 | 45.9774 | 602.1838 | 2076.5883 | 9389.9409 | 12114.6903 | 7313.3526 | 352.2%
| Reactive |  |  |  |  | 626.4983 | 14.5502 | 0 | 0 | 0 | 0 | 0 | 0 | 0 | 641.0485 | 0 | 641.0485 | -641.0485 | -100%
| Towers and Conductor |  |  |  |  | 1448.7819 | 868.4235 | 588.7001 | 634.3704 | 615.8861 | 751.6232 | 938.6162 | 3.0227 | 39.5901 | 2317.2054 | 3529.196 | 5889.0142 | 1211.9906 | 52.3%
| Establishment |  |  |  |  | 550.1982 | 412.7243 | 1048.0446 | 1144.8031 | 1092.4711 | 1072.0616 | 941.0911 | 22.0343 | 288.5921 | 962.9225 | 5298.4715 | 6572.0205 | 4335.5491 | 450.2%
| Communications |  |  |  |  | 780.5769 | 1186.219 | 202.6558 | 579.671 | 827.1606 | 1198.5813 | 1610.5672 | 0 | 0 | 1966.7959 | 4418.6358 | 6385.4318 | 2451.8399 | 124.7%
| Inventory |  |  |  |  | 0 | 0 | 0 | 0 | 0 | 0 | 0 | 0 | 0 | 0 | 0 | 0 | 0 | NA
| IT |  |  |  |  | 384.3528 | 398.0571 | 76.4164 | 73.9026 | 75.0726 | 76.0082 | 77.2382 | 0 | 0 | 782.41 | 378.6379 | 1161.0478 | -403.7721 | -51.61%
| Vehicles |  |  |  |  | 0 | 0 | 0 | 0 | 0 | 0 | 0 | 0 | 0 | 0 | 0 | 0 | 0 | NA
| Other (Non-Network) |  |  |  |  | 0 | 0 | 0 | 0 | 0 | 0 | 0 | 0 | 0 | 0 | 0 | 0 | 0 | NA
| Premises |  |  |  |  | 0 | 0 | 0 | 0 | 0 | 0 | 0 | 0 | 0 | 0 | 0 | 0 | 0 | NA
| Land |  |  |  |  | 0 | 0 | 0 | 0 | 0 | 0 | 0 | 0 | 0 | 0 | 0 | 0 | 0 | NA
| Easements |  |  |  |  | 0 | 0 | 0 | 0 | 0 | 0 | 0 | 0 | 0 | 0 | 0 | 0 | 0 | NA
| Equity raising costs (2003-08) |  |  |  |  | 0 | 0 | 0 | 0 | 0 | 0 | 0 | 0 | 0 | 0 | 0 | 0 | 0 | NA
| Inventory Adjustment (Other non-network) |  |  |  |  | 0 | 0 | 0 | 0 | 0 | 0 | 0 | 0 | 0 | 0 | 0 | 0 | 0 | NA
| Accelerated Depr |  |  |  |  | 0 | 0 | 0 | 0 | 0 | 0 | 0 | 0 | 0 | 0 | 0 | 0 | 0 | NA
| Insulators |  |  |  |  | 0 | 0 | 289.4663 | 297.3921 | 290.0497 | 375.5987 | 502.9367 | 0 | 0 | 0 | 1755.4436 | 1755.4436 | 1755.4436 | NA
| Instrument Transformers |  |  |  |  | 0 | 0 | 81.3093 | 83.5356 | 81.4732 | 105.5033 | 141.2718 | 0 | 0 | 0 | 493.0931 | 493.0931 | 493.0931 | NA
| Capitalised Leases |  |  |  |  | 0 | 0 | 0 | 0 | 0 | 0 | 0 | 0 | 0 | 0 | 0 | 0 | 0 | NA
| Spare straight-line tax asset class |  |  |  |  | 0 | 0 | 0 | 0 | 0 | 0 | 0 | 0 | 0 | 0 | 0 | 0 | 0 | NA
| Buildings |  |  |  |  | 0 | 0 | 0 | 0 | 0 | 0 | 0 | 0 | 0 | 0 | 0 | 0 | 0 | NA
| In-house software |  |  |  |  | 0 | 0 | 305.6655 | 295.6103 | 300.2903 | 304.0327 | 308.9527 | 0 | 0 | 0 | 1514.5514 | 1514.5514 | 1514.5514 | NA
| Equity raising costs |  |  |  |  | 0 | 0 | 0 | 0 | 0 | 0 | 0 | 0 | 0 | 0 | 0 | 0 | 0 | NA
| Total |  |  |  |  | 8288.7443 | 6717.3897 | 7511.1179 | 8120.6624 | 8022.7384 | 8349.2956 | 8340.0565 | 263.7064 | 1596.8698 | 15006.134 | 40343.8707 | 57210.5809 | 25337.7367 | 168.8%
Total Overhead by Asset Class, (As Commissioned)
| Item | $'000 Mar22 | [12 empty] | Total (FY18 to FY22) | Total (FY23 to FY27) | Total | Difference between Regulatory Period Totals
|  | ACTUAL | ACTUAL | ACTUAL | ACTUAL | FORECAST | FORECAST | FORECAST | FORECAST | FORECAST | FORECAST | FORECAST | FORECAST | FORECAST
|  | LTD | FY18 | FY19 | FY20 | FY21 | FY22 | FY23 | FY24 | FY25 | FY26 | FY27 | FY28 | FY29 |  |  |  | $ | %
| Secondary |  |  |  |  | 942.9604 | 856.0821 | 428.281 | 1120.277 | 601.3505 | 807.1827 | 741.6864 | 0 | 111.5893 | 1799.0425 | 3698.7776 | 5609.4093 | 1899.7351 | 105.6%
| Switchgear |  |  |  |  | 2895.0102 | 1654.9763 | 926.055 | 3894.7301 | 1595.1672 | 2554.5789 | 1646.8679 | 141.7836 | 605.8029 | 4549.9865 | 10617.3991 | 15914.9721 | 6067.4126 | 133.4%
| Transformers |  |  |  |  | 1037.1918 | 793.7392 | 421.9474 | 3820.544 | 1596.992 | 2565.1377 | 1464.8339 | 0 | 648.1612 | 1830.931 | 9869.455 | 12348.5471 | 8038.5239 | 439%
| Reactive |  |  |  |  | 626.4983 | 14.5502 | 0 | 0 | 0 | 0 | 0 | 0 | 0 | 641.0485 | 0 | 641.0485 | -641.0485 | -100%
| Towers and Conductor |  |  |  |  | 1459.5811 | 845.0724 | 502.4421 | 729.1883 | 586.3251 | 797.6907 | 938.6162 | 0 | 42.6128 | 2304.6535 | 3554.2625 | 5901.5288 | 1249.6091 | 54.22%
| Establishment |  |  |  |  | 351.7786 | 377.2807 | 409.805 | 1986.8269 | 876.9859 | 1407.8711 | 941.0911 | 0 | 310.6264 | 729.0593 | 5622.58 | 6662.2657 | 4893.5207 | 671.2%
| Communications |  |  |  |  | 783.4822 | 1185.9393 | 199.7854 | 582.8229 | 827.1606 | 1198.5813 | 1610.5672 | 0 | 0 | 1969.4215 | 4418.9173 | 6388.3387 | 2449.4958 | 124.4%
| Inventory |  |  |  |  | 0 | 0 | 0 | 0 | 0 | 0 | 0 | 0 | 0 | 0 | 0 | 0 | 0 | NA
| IT |  |  |  |  | 384.3528 | 398.0571 | 76.4164 | 73.9026 | 75.0726 | 76.0082 | 77.2382 | 0 | 0 | 782.41 | 378.6379 | 1161.0478 | -403.7721 | -51.61%
| Vehicles |  |  |  |  | 0 | 0 | 0 | 0 | 0 | 0 | 0 | 0 | 0 | 0 | 0 | 0 | 0 | NA
| Other (Non-Network) |  |  |  |  | 0 | 0 | 0 | 0 | 0 | 0 | 0 | 0 | 0 | 0 | 0 | 0 | 0 | NA
| Premises |  |  |  |  | 0 | 0 | 0 | 0 | 0 | 0 | 0 | 0 | 0 | 0 | 0 | 0 | 0 | NA
| Land |  |  |  |  | 0 | 0 | 0 | 0 | 0 | 0 | 0 | 0 | 0 | 0 | 0 | 0 | 0 | NA
| Easements |  |  |  |  | 0 | 0 | 0 | 0 | 0 | 0 | 0 | 0 | 0 | 0 | 0 | 0 | 0 | NA
| Equity raising costs (2003-08) |  |  |  |  | 0 | 0 | 0 | 0 | 0 | 0 | 0 | 0 | 0 | 0 | 0 | 0 | 0 | NA
| Inventory Adjustment (Other non-network) |  |  |  |  | 0 | 0 | 0 | 0 | 0 | 0 | 0 | 0 | 0 | 0 | 0 | 0 | 0 | NA
| Accelerated Depr |  |  |  |  | 0 | 0 | 0 | 0 | 0 | 0 | 0 | 0 | 0 | 0 | 0 | 0 | 0 | NA
| Insulators |  |  |  |  | 0 | 0 | 289.4663 | 297.3921 | 290.0497 | 375.5987 | 502.9367 | 0 | 0 | 0 | 1755.4436 | 1755.4436 | 1755.4436 | NA
| Instrument Transformers |  |  |  |  | 0 | 0 | 81.3093 | 83.5356 | 81.4732 | 105.5033 | 141.2718 | 0 | 0 | 0 | 493.0931 | 493.0931 | 493.0931 | NA
| Capitalised Leases |  |  |  |  | 0 | 0 | 0 | 0 | 0 | 0 | 0 | 0 | 0 | 0 | 0 | 0 | 0 | NA
| Spare straight-line tax asset class |  |  |  |  | 0 | 0 | 0 | 0 | 0 | 0 | 0 | 0 | 0 | 0 | 0 | 0 | 0 | NA
| Buildings |  |  |  |  | 0 | 0 | 0 | 0 | 0 | 0 | 0 | 0 | 0 | 0 | 0 | 0 | 0 | NA
| In-house software |  |  |  |  | 0 | 0 | 305.6655 | 295.6103 | 300.2903 | 304.0327 | 308.9527 | 0 | 0 | 0 | 1514.5514 | 1514.5514 | 1514.5514 | NA
| Equity raising costs |  |  |  |  | 0 | 0 | 0 | 0 | 0 | 0 | 0 | 0 | 0 | 0 | 0 | 0 | 0 | NA
| Total |  |  |  |  | 8480.8553 | 6125.6973 | 3641.1733 | 12884.8299 | 6830.8669 | 10192.1854 | 8374.062 | 141.7836 | 1718.7925 | 14606.5526 | 41923.1175 | 58390.2462 | 27316.5649 | 187%
[5 empty] | Total Capex As Incurred less Capex by Type less Overheads | 0 | 0 | 13125.9876 | 6367.2562 | 2262.1601 | 0 | 0 | 0 | 0
[6 empty] | 0 | 0 | 0 | 0 | 0 | 0 | 0 | 0 | 0
[6 empty] | 0 | 0 | 0 | 0 | 0 | 0 | 0 | 0 | 0
[6 empty] | 0 | 0 | 0 | 0 | 0 | 0 | 0 | 0 | 0
[6 empty] | 0 | 0 | 0 | 0 | 0 | 0 | 0 | 0 | 0
[6 empty] | 0 | 0 | 0 | 0 | 0 | 0 | 0 | 0 | 0

## Report¦Forecasts-$Nom
Back to contents
AusNet Services Forecast Transmission Capex Model (FY20 to FY29) v9
#VALUE!
Direct Capex by Cost Type (As Incurred)
| Item | $'000 FY20 | [12 empty] | Total (FY18 to FY22) | Total (FY23 to FY27) | Total | Difference between Regulatory Period Totals
|  | ACTUAL | ACTUAL | ACTUAL | ACTUAL | FORECAST | FORECAST | FORECAST | FORECAST | FORECAST | FORECAST | FORECAST | FORECAST | FORECAST
|  | LTD | FY18 | FY19 | FY20 | FY21 | FY22 | FY23 | FY24 | FY25 | FY26 | FY27 | FY28 | FY29 |  |  |  | $ | %
| Labour - Internal | 11637.0761 |  |  |  | 13543.0605 | 12591.7444 | 15644.101 | 16816.1537 | 17426.5918 | 14265.5881 | 11138.0277 | 786.2068 | 3149.5295 | 26134.8049 | 75290.4623 | 116998.0796 | 49155.6574 | 188.1%
| Labour - External | 58185.3805 |  |  |  | 67291.0827 | 62252.3067 | 77055.4183 | 82415.6376 | 84746.5841 | 68619.0406 | 52991.7753 | 3911.2827 | 15690.9249 | 129543.3894 | 365828.4559 | 573159.4335 | 236285.0665 | 182.4%
| Materials | 46548.3044 |  |  |  | 53974.7456 | 49874.5716 | 61644.3347 | 65932.5101 | 67797.2673 | 54895.2324 | 42393.4203 | 2959.8669 | 11728.0624 | 103849.3171 | 292662.7647 | 457748.3157 | 188813.4476 | 181.8%
| Total | 116370.7611 |  |  |  | 134808.8887 | 124718.6227 | 154343.854 | 165164.3014 | 169970.4432 | 137779.8611 | 106523.2233 | 7657.3565 | 30568.5168 | 259527.5114 | 733781.6829 | 1147905.8288 | 474254.1715 | 182.7%
Direct Capex by Cost Type (As Commissioned)
| Item | $'000 FY20 | [12 empty] | Total (FY18 to FY22) | Total (FY23 to FY27) | Total | Difference between Regulatory Period Totals
|  | ACTUAL | ACTUAL | ACTUAL | ACTUAL | FORECAST | FORECAST | FORECAST | FORECAST | FORECAST | FORECAST | FORECAST | FORECAST | FORECAST
|  | LTD | FY18 | FY19 | FY20 | FY21 | FY22 | FY23 | FY24 | FY25 | FY26 | FY27 | FY28 | FY29 |  |  |  | $ | %
| Labour - Internal |  |  |  |  | 21224.1491 | 14009.0998 | 8370.2636 | 26433.81 | 15051.575 | 17914.8349 | 11183.6427 | 599.7652 | 3363.7648 | 35233.2489 | 78954.1262 | 118150.9052 | 43720.8773 | 124.1%
| Labour - External |  |  |  |  | 105725.3073 | 69448.7953 | 41218.4657 | 129978.1909 | 73235.6489 | 86378.1976 | 53209.7911 | 2951.2149 | 16756.7194 | 175174.1026 | 384020.2942 | 578902.3311 | 208846.1917 | 119.2%
| Materials |  |  |  |  | 84673.3371 | 55608.3647 | 32975.9537 | 103983.8273 | 58588.5192 | 69102.5581 | 42567.8329 | 2264.0348 | 12534.6034 | 140281.7018 | 307218.6911 | 462299.0311 | 166936.9893 | 119%
| Total |  |  |  |  | 211622.7935 | 139066.2598 | 82564.683 | 260395.8282 | 146875.7431 | 173395.5905 | 106961.2667 | 5815.0149 | 32655.0876 | 350689.0533 | 770193.1116 | 1159352.2674 | 419504.0583 | 119.6%
Total Capex by Asset Class, incl. Overheads (As Incurred)
| Item | $'000 FY20 | [12 empty] | Total (FY18 to FY22) | Total (FY23 to FY27) | Total | Difference between Regulatory Period Totals
|  | ACTUAL | ACTUAL | ACTUAL | ACTUAL | FORECAST | FORECAST | FORECAST | FORECAST | FORECAST | FORECAST | FORECAST | FORECAST | FORECAST
|  | LTD | FY18 | FY19 | FY20 | FY21 | FY22 | FY23 | FY24 | FY25 | FY26 | FY27 | FY28 | FY29 |  |  |  | $ | %
| Secondary | 6914.9811 | 21397.4081 | 14871.2034 | 19984.2953 | 13715.9682 | 16068.3088 | 14433.015 | 14281.1325 | 13619.2486 | 10951.5138 | 9125.7123 | 142.6755 | 1886.1188 | 86037.1839 | 62410.6223 | 157391.5815 | -23626.5616 | -27.46%
| Switchgear | 72157.0795 | 40571.9886 | 46626.9015 | 40215.217 | 41818.8329 | 29339.4319 | 46182.3855 | 40606.2262 | 40429.5847 | 30545.877 | 19844.6656 | 3330.1588 | 10239.4816 | 198572.3718 | 177608.739 | 461907.8307 | -20963.6329 | -10.56%
| Transformers | 21547.7808 | 29196.4168 | 23693.4046 | 11458.4831 | 13277.2679 | 20877.1433 | 35975.5126 | 42329.1082 | 41065.3204 | 29740.6118 | 18023.3221 | 828.724 | 10955.4356 | 98502.7157 | 167133.8749 | 298968.531 | 68631.1593 | 69.67%
| Reactive | 0 | -8.7712 | 1729.2128 | 4528.0743 | 9583.6869 | 251.3296 | 0 | 0 | 0 | 0 | 0 | 0 | 0 | 16083.5324 | 0 | 16083.5324 | -16083.5324 | -100%
| Towers and Conductor | 3056.9655 | 5882.5013 | 5577.5861 | 16565.9538 | 22162.3463 | 15000.5509 | 11560.2149 | 12306.2467 | 12357.6687 | 11989.5873 | 11548.7379 | 54.4838 | 720.2558 | 65188.9384 | 59762.4555 | 128783.099 | -5426.4829 | -8.324%
| Establishment | 12661.0008 | 15858.6255 | 19857.4965 | 19565.8956 | 8416.5063 | 7129.1165 | 20580.2945 | 22208.2088 | 21920.2783 | 17101.0906 | 11579.1891 | 397.1598 | 5250.3115 | 70827.6404 | 93389.0613 | 182525.1738 | 22561.4208 | 31.85%
| Communications | 32.9534 | 6679.715 | 19005.4344 | 25978.457 | 11940.6622 | 20489.933 | 3979.5215 | 11245.1262 | 16596.8601 | 19119.2804 | 19816.4254 | 0 | 0 | 84094.2016 | 70757.2136 | 154884.3686 | -13336.9879 | -15.86%
| Inventory | 0 | 1517.9413 | -625.4734 | 1275.2103 | 0 | 0 | 0 | 0 | 0 | 0 | 0 | 0 | 0 | 2167.6782 | 0 | 2167.6782 | -2167.6782 | -100%
| IT | 0 | 9434.0687 | 12071.2687 | 11993.9702 | 19410.916 | 17765.4102 | 3633.1909 | 3752.6349 | 3960.981 | 3095.0469 | 2680.2771 | 0 | 0 | 70675.6338 | 17122.1308 | 87797.7646 | -53553.503 | -75.77%
| Vehicles | 0 | 704.5153 | 560.2796 | 0 | 396.1526 | 2228.4719 | 1226.4242 | 1623.4488 | 1894.2777 | 1262.4558 | 1314.5176 | 850.5288 | 864.8991 | 3889.4195 | 7321.1241 | 12925.9715 | 3431.7047 | 88.23%
| Other (Non-Network) | 0 | 544.5587 | 814.4878 | 935.6886 | 529.8866 | 576.9725 | 593.6968 | 593.1339 | 664.7472 | 616.4039 | 631.7054 | 556.0558 | 565.4507 | 3401.5942 | 3099.6872 | 7622.788 | -301.907 | -8.875%
| Premises | 0 | 1247.7172 | 636.8082 | 4437.6154 | 1614.2892 | 1647.2222 | 1947.199 | 2122.0939 | 2442.7143 | 2032.482 | 2111.9671 | 1779.4695 | 1809.5348 | 9583.6522 | 10656.4562 | 23829.1127 | 1072.8041 | 11.19%
| Land | 0 | 0 | 0 | 0 | 0 | 0 | 0 | 0 | 0 | 0 | 0 | 0 | 0 | 0 | 0 | 0 | 0 | NA
| Easements | 0 | 0 | 0 | 0 | 0 | 0 | 0 | 0 | 0 | 0 | 0 | 0 | 0 | 0 | 0 | 0 | 0 | NA
| Equity raising costs (2003-08) | 0 | 0 | 0 | 0 | 0 | 0 | 0 | 0 | 0 | 0 | 0 | 0 | 0 | 0 | 0 | 0 | 0 | NA
| Inventory Adjustment (Other non-network) | 0 | -1517.9413 | 625.4734 | -1275.2103 | 0 | 0 | 0 | 0 | 0 | 0 | 0 | 0 | 0 | -2167.6782 | 0 | -2167.6782 | 2167.6782 | -100%
| Accelerated Depr | 0 | 0 | 0 | 0 | 0 | 0 | 0 | 0 | 0 | 0 | 0 | 0 | 0 | 0 | 0 | 0 | 0 | NA
| Insulators | 0 | 0 | 0 | 0 | 0 | 0 | 5684.2055 | 5769.1549 | 5819.8068 | 5991.398 | 6188.1357 | 0 | 0 | 0 | 29452.7009 | 29452.7009 | 29452.7009 | NA
| Instrument Transformers | 0 | 0 | 0 | 0 | 0 | 0 | 1596.6578 | 1620.5196 | 1634.7474 | 1682.9463 | 1738.2087 | 0 | 0 | 0 | 8273.0797 | 8273.0797 | 8273.0797 | NA
| Capitalised Leases | 0 | 0 | 0 | 44322.9786 | 0 | 0 | 0 | 0 | 0 | 0 | 0 | 0 | 0 | 44322.9786 | 0 | 44322.9786 | -44322.9786 | -100%
| Spare straight-line tax asset class | 0 | 0 | 0 | 0 | 0 | 0 | 0 | 0 | 0 | 0 | 0 | 0 | 0 | 0 | 0 | 0 | 0 | NA
| Buildings | 0 | 0 | 0 | 0 | 0 | 0 | 0 | 0 | 0 | 0 | 0 | 0 | 0 | 0 | 0 | 0 | 0 | NA
| In-house software | 0 | 0 | 0 | 0 | 0 | 0 | 14532.7638 | 15010.5394 | 15843.9241 | 12380.1876 | 10721.1084 | 0 | 0 | 0 | 68488.5233 | 68488.5233 | 68488.5233 | NA
| Equity raising costs | 0 | 0 | 0 | 0 | 0 | 0 | 0 | 0 | 0 | 0 | 0 | 0 | 0 | 0 | 0 | 0 | 0 | NA
| Total | 116370.7611 | 131508.7441 | 145444.0837 | 199986.6288 | 142866.515 | 131373.8909 | 161925.0819 | 173467.5738 | 178250.1593 | 146508.8815 | 115323.9724 | 7939.2559 | 32291.4879 | 751179.8625 | 775475.6689 | 1683257.0362 | 24295.8064 | 3.234%
Total Capex by Asset Class, incl. Overheads (As Commissioned)
| Item | $'000 FY20 | [12 empty] | Total (FY18 to FY22) | Total (FY23 to FY27) | Total | Difference between Regulatory Period Totals
|  | ACTUAL | ACTUAL | ACTUAL | ACTUAL | FORECAST | FORECAST | FORECAST | FORECAST | FORECAST | FORECAST | FORECAST | FORECAST | FORECAST
|  | LTD | FY18 | FY19 | FY20 | FY21 | FY22 | FY23 | FY24 | FY25 | FY26 | FY27 | FY28 | FY29 |  |  |  | $ | %
| Secondary |  | 15153.7715 | 12985.0922 | 24412.3356 | 18077.5536 | 17366.5481 | 8449.5854 | 22437.9037 | 12051.7798 | 13399.3473 | 9125.6619 | 0 | 2030.126 | 87995.3011 | 65464.2781 | 155489.7052 | -22531.023 | -25.6%
| Switchgear |  | 22493.9988 | 21548.0768 | 52185.9464 | 99427.997 | 39367.2881 | 18166.4869 | 79315.7859 | 31741.1894 | 43673.6552 | 20319.0957 | 2780.5261 | 11021.2772 | 235023.3071 | 193216.2132 | 442041.3236 | -41807.0939 | -17.79%
| Transformers |  | 21180.4603 | 38403.9944 | 15517.1182 | 23943.317 | 19477.8191 | 8315.6207 | 75489.5242 | 31959.275 | 43958.7414 | 18023.0292 | 0 | 11791.895 | 118522.7089 | 177746.1905 | 308060.7945 | 59223.4816 | 49.97%
| Reactive |  | 234.4774 | 791.8056 | 1804.0744 | 9583.6869 | 251.3296 | 0 | 0 | 0 | 0 | 0 | 0 | 0 | 12665.3739 | 0 | 12665.3739 | -12665.3739 | -100%
| Towers and Conductor |  | 24709.4949 | 9395.0577 | 20912.5152 | 22392.6549 | 14752.8377 | 9858.7606 | 14156.2624 | 11758.9739 | 12924.3462 | 11548.7186 | 0 | 775.2481 | 92162.5603 | 60247.0617 | 153184.8702 | -31915.4986 | -34.63%
| Establishment |  | 15583.4235 | 10483.8129 | 21181.2805 | 12490.311 | 11179.7258 | 8313.8881 | 40369.7428 | 17556.1224 | 23915.024 | 11579.0488 | 0 | 5651.1785 | 70918.5538 | 101733.8262 | 178303.5585 | 30815.2724 | 43.45%
| Communications |  | 1837.8772 | 6761.1204 | 29753.6984 | 12000.4094 | 20521.6823 | 3921.364 | 11309.6562 | 16596.8715 | 19119.2804 | 19816.4254 | 0 | 0 | 70874.7877 | 70763.5975 | 141638.3852 | -111.1902 | -0.1569%
| Inventory |  | 1517.9413 | -625.4734 | 1275.2103 | 0 | 0 | 0 | 0 | 0 | 0 | 0 | 0 | 0 | 2167.6782 | 0 | 2167.6782 | -2167.6782 | -100%
| IT |  | 5874.6523 | 13252.1364 | 11865.3063 | 19410.916 | 17765.4102 | 3633.1909 | 3752.6349 | 3960.981 | 3095.0469 | 2680.2771 | 0 | 0 | 68168.4212 | 17122.1308 | 85290.552 | -51046.2904 | -74.88%
| Vehicles |  | 364.979 | 1173.898 | 74.0462 | 396.1526 | 2228.4719 | 1226.4242 | 1623.4488 | 1894.2777 | 1262.4558 | 1314.5176 | 850.5288 | 864.8991 | 4237.5478 | 7321.1241 | 13274.0998 | 3083.5763 | 72.77%
| Other (Non-Network) |  | 1512.1111 | 2800.8808 | 2821.795 | 529.8866 | 576.9725 | 593.6968 | 593.1339 | 664.7472 | 616.4039 | 631.7054 | 556.0558 | 565.4507 | 8241.6459 | 3099.6872 | 12462.8397 | -5141.9587 | -62.39%
| Premises |  | 0 | 0 | 0 | 1614.2892 | 1647.2222 | 1947.199 | 2122.0939 | 2442.7143 | 2032.482 | 2111.9671 | 1779.4695 | 1809.5348 | 3261.5114 | 10656.4562 | 17506.9719 | 7394.9448 | 226.7%
| Land |  | 0 | 0 | 0 | 0 | 0 | 0 | 0 | 0 | 0 | 0 | 0 | 0 | 0 | 0 | 0 | 0 | NA
| Easements |  | 0 | 0 | 0 | 0 | 0 | 0 | 0 | 0 | 0 | 0 | 0 | 0 | 0 | 0 | 0 | 0 | NA
| Equity raising costs (2003-08) |  | 0 | 0 | 0 | 0 | 0 | 0 | 0 | 0 | 0 | 0 | 0 | 0 | 0 | 0 | 0 | 0 | NA
| Inventory Adjustment (Other non-network) |  | -1517.9413 | 625.4734 | -1275.2103 | 0 | 0 | 0 | 0 | 0 | 0 | 0 | 0 | 0 | -2167.6782 | 0 | -2167.6782 | 2167.6782 | -100%
| Accelerated Depr |  | 0 | 0 | 0 | 0 | 0 | 0 | 0 | 0 | 0 | 0 | 0 | 0 | 0 | 0 | 0 | 0 | NA
| Insulators |  | 0 | 0 | 0 | 0 | 0 | 5684.2055 | 5769.1549 | 5819.8068 | 5991.398 | 6188.1357 | 0 | 0 | 0 | 29452.7009 | 29452.7009 | 29452.7009 | NA
| Instrument Transformers |  | 0 | 0 | 0 | 0 | 0 | 1596.6578 | 1620.5196 | 1634.7474 | 1682.9463 | 1738.2087 | 0 | 0 | 0 | 8273.0797 | 8273.0797 | 8273.0797 | NA
| Capitalised Leases |  | 0 | 0 | 44322.9786 | 0 | 0 | 0 | 0 | 0 | 0 | 0 | 0 | 0 | 44322.9786 | 0 | 44322.9786 | -44322.9786 | -100%
| Spare straight-line tax asset class |  | 0 | 0 | 0 | 0 | 0 | 0 | 0 | 0 | 0 | 0 | 0 | 0 | 0 | 0 | 0 | 0 | NA
| Buildings |  | 0 | 0 | 0 | 0 | 0 | 0 | 0 | 0 | 0 | 0 | 0 | 0 | 0 | 0 | 0 | 0 | NA
| In-house software |  | 0 | 0 | 0 | 0 | 0 | 14532.7638 | 15010.5394 | 15843.9241 | 12380.1876 | 10721.1084 | 0 | 0 | 0 | 68488.5233 | 68488.5233 | 68488.5233 | NA
| Equity raising costs |  | 0 | 0 | 0 | 0 | 0 | 0 | 0 | 0 | 0 | 0 | 0 | 0 | 0 | 0 | 0 | 0 | NA
| Total |  | 108945.246 | 117595.8754 | 224851.0949 | 219867.174 | 145135.3075 | 86239.8436 | 273570.4005 | 153925.4107 | 184051.315 | 115797.8997 | 5966.5802 | 34509.6094 | 816394.6977 | 813584.8695 | 1670455.7568 | -2809.8282 | -0.3442%
Total Capex by Driver, incl. Overheads (As Incurred)
| Item | $'000 FY20 | [12 empty] | Total (FY18 to FY22) | Total (FY23 to FY27) | Total | Difference between Regulatory Period Totals
|  | ACTUAL | ACTUAL | ACTUAL | ACTUAL | FORECAST | FORECAST | FORECAST | FORECAST | FORECAST | FORECAST | FORECAST | FORECAST | FORECAST
|  | LTD | FY18 | FY19 | FY20 | FY21 | FY22 | FY23 | FY24 | FY25 | FY26 | FY27 | FY28 | FY29 |  |  |  | $ | %
| Replacement - Major Station CBD | 66148.8889 | 49950.953 | 45754.0179 | 12154.1885 | 17473.2512 | 6805.5263 | 10618.1239 | 0 | 0 | 0 | 0 | 0 | 0 | 132137.9369 | 10618.1239 | 208904.9498 | -121519.813 | -91.96%
| Replacement - Major Station | 50221.8721 | 29356.1423 | 42516.2544 | 56301.9921 | 40552.8017 | 39461.064 | 92548.6873 | 107342.4653 | 104766.7702 | 74936.3108 | 43895.4555 | 4753.2018 | 29051.6033 | 208188.2544 | 423489.6891 | 715704.6208 | 215301.4347 | 103.4%
| Replacement - Other | 0 | 33988.9137 | 35087.8258 | 57390.8289 | 60028.0605 | 49677.1464 | 27815.0287 | 34689.4306 | 38033.1169 | 35635.4036 | 42918.6295 | 0 | 0 | 236172.7752 | 179091.6095 | 415264.3847 | -57081.1658 | -24.17%
| Security and Compliance | 0 | 6288.2328 | 5457.5811 | 7530.1807 | 2861.1574 | 13212.0773 | 9009.9673 | 8333.827 | 10643.6278 | 16550.5908 | 11050.3117 | 0 | 0 | 35349.2293 | 55588.3247 | 90937.5539 | 20239.0954 | 57.25%
| Non Network - Other | 0 | 544.5587 | 814.4878 | 935.6886 | 529.8866 | 576.9725 | 593.6968 | 593.1339 | 664.7472 | 616.4039 | 631.7054 | 556.0558 | 565.4507 | 3401.5942 | 3099.6872 | 7622.788 | -301.907 | -8.875%
| Non Network - Vehicles | 0 | 704.5153 | 560.2796 | 0 | 396.1526 | 2228.4719 | 1226.4242 | 1623.4488 | 1894.2777 | 1262.4558 | 1314.5176 | 850.5288 | 864.8991 | 3889.4195 | 7321.1241 | 12925.9715 | 3431.7047 | 88.23%
| Non Network - Premises | 0 | 1247.7172 | 636.8082 | 4437.6154 | 1614.2892 | 1647.2222 | 1947.199 | 2122.0939 | 2442.7143 | 2032.482 | 2111.9671 | 1779.4695 | 1809.5348 | 9583.6522 | 10656.4562 | 23829.1127 | 1072.8041 | 11.19%
| Non Network - IT | 0 | 9434.0687 | 12071.2687 | 11993.9702 | 19410.916 | 17765.4102 | 18165.9547 | 18763.1743 | 19804.9051 | 15475.2345 | 13401.3855 | 0 | 0 | 70675.6338 | 85610.6541 | 156286.2879 | 14935.0203 | 21.13%
| Capitalised Leases | 0 | 0 | 0 | 44322.9786 | 0 | 0 | 0 | 0 | 0 | 0 | 0 | 0 | 0 | 44322.9786 | 0 | 44322.9786 | -44322.9786 | -100%
| Total | 116370.7611 | 131515.1016 | 142898.5236 | 195067.443 | 142866.515 | 131373.8909 | 161925.0819 | 173467.5738 | 178250.1593 | 146508.8815 | 115323.9724 | 7939.2559 | 32291.4879 | 743721.4741 | 775475.6689 | 1675798.6478 | 31754.1948 | 4.27%
| NCIPAP |  | FY18: -6.3575; FY19: 2545.5601; FY20: 4918.9039 | 7458.1065 | 0 | 7458.1065 | -7458.1065 | -100%
| Total including NCIPAP | 116370.7611 | 131508.7441 | 145444.0837 | 199986.3469 | 142866.515 | 131373.8909 | 161925.0819 | 173467.5738 | 178250.1593 | 146508.8815 | 115323.9724 | 7939.2559 | 32291.4879 | 751179.5806 | 775475.6689 | 1683256.7543 | 24296.0883 | 3.234%
Total Capex by Driver, incl. Overheads (As Commissioned)
| Item | $'000 FY20 | [12 empty] | Total (FY18 to FY22) | Total (FY23 to FY27) | Total | Difference between Regulatory Period Totals
|  | ACTUAL | ACTUAL | ACTUAL | ACTUAL | FORECAST | FORECAST | FORECAST | FORECAST | FORECAST | FORECAST | FORECAST | FORECAST | FORECAST
|  | LTD | FY18 | FY19 | FY20 | FY21 | FY22 | FY23 | FY24 | FY25 | FY26 | FY27 | FY28 | FY29 |  |  |  | $ | %
| Replacement - Major Station CBD |  |  |  |  | 23287.1548 | 31239.852 | 11855.758 | 17549.9539 | 0 | 0 | 0 | 0 | 0 | 54527.0067 | 29405.7119 | 83932.7186 | -25121.2949 | -46.07%
| Replacement - Major Station |  |  |  |  | 111739.5571 | 28788.1549 | 15625.8149 | 189895.3381 | 80442.0216 | 112478.7444 | 44369.3828 | 2780.5261 | 31269.7248 | 140527.7121 | 442811.3018 | 617389.2648 | 302283.5898 | 215.1%
| Replacement - Other |  |  |  |  | 60028.0605 | 49677.1464 | 27815.0287 | 34689.4306 | 38033.1169 | 35635.4036 | 42918.6295 | 0 | 0 | 109705.2069 | 179091.6095 | 288796.8163 | 69386.4026 | 63.25%
| Security and Compliance |  |  |  |  | 2861.1574 | 13212.0773 | 9009.9673 | 8333.827 | 10643.6278 | 16550.5908 | 11050.3117 | 0 | 0 | 16073.2347 | 55588.3247 | 71661.5593 | 39515.09 | 245.8%
| Non Network - Other |  |  |  |  | 529.8866 | 576.9725 | 593.6968 | 593.1339 | 664.7472 | 616.4039 | 631.7054 | 556.0558 | 565.4507 | 1106.8591 | 3099.6872 | 5328.0528 | 1992.8282 | 180%
| Non Network - Vehicles |  |  |  |  | 396.1526 | 2228.4719 | 1226.4242 | 1623.4488 | 1894.2777 | 1262.4558 | 1314.5176 | 850.5288 | 864.8991 | 2624.6245 | 7321.1241 | 11661.1765 | 4696.4996 | 178.9%
| Non Network - Premises |  |  |  |  | 1614.2892 | 1647.2222 | 1947.199 | 2122.0939 | 2442.7143 | 2032.482 | 2111.9671 | 1779.4695 | 1809.5348 | 3261.5114 | 10656.4562 | 17506.9719 | 7394.9448 | 226.7%
| Non Network - IT |  |  |  |  | 19410.916 | 17765.4102 | 18165.9547 | 18763.1743 | 19804.9051 | 15475.2345 | 13401.3855 | 0 | 0 | 37176.3262 | 85610.6541 | 122786.9803 | 48434.3279 | 130.3%
| Capitalised Leases |  |  |  |  | 0 | 0 | 0 | 0 | 0 | 0 | 0 | 0 | 0 | 0 | 0 | 0 | 0 | NA
| Total |  |  |  |  | 219867.174 | 145135.3075 | 86239.8436 | 273570.4005 | 153925.4107 | 184051.315 | 115797.8997 | 5966.5802 | 34509.6094 | 365002.4815 | 813584.8695 | 1219063.5406 | 448582.388 | 122.9%
Major Station Replacement Capex incl Overheads (As Incurred)
| Item | $'000 FY20 | [12 empty] | Total (FY18 to FY22) | Total (FY23 to FY27) | Total | Difference between Regulatory Period Totals
|  | ACTUAL | ACTUAL | ACTUAL | ACTUAL | FORECAST | FORECAST | FORECAST | FORECAST | FORECAST | FORECAST | FORECAST | FORECAST | FORECAST
|  | LTD | FY18 | FY19 | FY20 | FY21 | FY22 | FY23 | FY24 | FY25 | FY26 | FY27 | FY28 | FY29 |  |  |  | $ | %
| Major Station | 116370.7611 | 79307.0952 | 88270.2723 | 68456.1806 | 58026.0529 | 46266.5903 | 103166.8112 | 107342.4653 | 104766.7702 | 74936.3108 | 43895.4555 | 4753.2018 | 29051.6033 | 340326.1913 | 434107.813 | 924609.5706 | 93781.6217 | 27.56%
| Total | 116370.7611 | 79307.0952 | 88270.2723 | 68456.1806 | 58026.0529 | 46266.5903 | 103166.8112 | 107342.4653 | 104766.7702 | 74936.3108 | 43895.4555 | 4753.2018 | 29051.6033 | 340326.1913 | 434107.813 | 924609.5706 | 93781.6217 | 27.56%
Major Station Replacement Capex incl Overheads (As Commissioned)
| Item | $'000 FY20 | [12 empty] | Total (FY18 to FY22) | Total (FY23 to FY27) | Total | Difference between Regulatory Period Totals
|  | ACTUAL | ACTUAL | ACTUAL | ACTUAL | FORECAST | FORECAST | FORECAST | FORECAST | FORECAST | FORECAST | FORECAST | FORECAST | FORECAST
|  | LTD | FY18 | FY19 | FY20 | FY21 | FY22 | FY23 | FY24 | FY25 | FY26 | FY27 | FY28 | FY29 |  |  |  | $ | %
| Major Station |  |  |  |  | 135026.7119 | 60028.0069 | 27481.5729 | 207445.292 | 80442.0216 | 112478.7444 | 44369.3828 | 2780.5261 | 31269.7248 | 195054.7188 | 472217.0137 | 701321.9834 | 896376.7022 | 142.1%
| Total |  |  |  |  | 135026.7119 | 60028.0069 | 27481.5729 | 207445.292 | 80442.0216 | 112478.7444 | 44369.3828 | 2780.5261 | 31269.7248 | 195054.7188 | 472217.0137 | 701321.9834 | 896376.7022 | 142.1%
Other Replacement Capex incl Overheads (As Incurred)
| Item | $'000 FY20 | [12 empty] | Total (FY18 to FY22) | Total (FY23 to FY27) | Total | Difference between Regulatory Period Totals
|  | ACTUAL | ACTUAL | ACTUAL | ACTUAL | FORECAST | FORECAST | FORECAST | FORECAST | FORECAST | FORECAST | FORECAST | FORECAST | FORECAST
|  | LTD | FY18 | FY19 | FY20 | FY21 | FY22 | FY23 | FY24 | FY25 | FY26 | FY27 | FY28 | FY29 |  |  |  | $ | %
| Lines | 0 | 318 | 340 | 340 | 21205.5156 | 7180.1716 | 9130.6018 | 9267.0569 | 9348.4195 | 9624.0484 | 9940.0705 | 0 | 0 | 29383.6873 | 47310.1971 | 76693.8844 | 17926.5099 | 61.01%
| Stations | 0 | 14664 | 10081 | 10081 | 19075.0369 | 15217.1074 | 9683.9804 | 8237.2904 | 8309.6119 | 8554.6126 | 8835.5178 | 0 | 0 | 69118.1442 | 43621.0131 | 112739.1574 | -25497.1311 | -36.89%
| Secondary & Protection | 0 | 16787 | 9975 | 9975 | 8614.6953 | 11797.6034 | 5947.032 | 6035.9092 | 6088.9032 | 6268.4284 | 6474.263 | 0 | 0 | 57149.2986 | 30814.5358 | 87963.8344 | -26334.7628 | -46.08%
| Communications | 0 | 2218 | 15330 | 15330 | 11132.8127 | 15482.2641 | 3053.4145 | 11149.1741 | 14286.1823 | 11188.3142 | 17668.7783 | 0 | 0 | 59493.0768 | 57345.8634 | 116838.9402 | -2147.2133 | -3.609%
| Total | 0 | 33987 | 35726 | 35726 | 60028.0605 | 49677.1464 | 27815.0287 | 34689.4306 | 38033.1169 | 35635.4036 | 42918.6295 | 0 | 0 | 215144.2069 | 179091.6095 | 394235.8163 | -36052.5974 | -16.76%
Other Replacement Capex incl Overheads (As Commissioned)
| Item | $'000 FY20 | [12 empty] | Total (FY18 to FY22) | Total (FY23 to FY27) | Total | Difference between Regulatory Period Totals
|  | ACTUAL | ACTUAL | ACTUAL | ACTUAL | FORECAST | FORECAST | FORECAST | FORECAST | FORECAST | FORECAST | FORECAST | FORECAST | FORECAST
|  | LTD | FY18 | FY19 | FY20 | FY21 | FY22 | FY23 | FY24 | FY25 | FY26 | FY27 | FY28 | FY29 |  |  |  | $ | %
| Lines |  |  |  |  | 21205.5156 | 7180.1716 | 9130.6018 | 9267.0569 | 9348.4195 | 9624.0484 | 9940.0705 | 0 | 0 | 28385.6873 | 47310.1971 | 75695.8844 | 18924.5099 | 66.67%
| Stations |  |  |  |  | 19075.0369 | 15217.1074 | 9683.9804 | 8237.2904 | 8309.6119 | 8554.6126 | 8835.5178 | 0 | 0 | 34292.1442 | 43621.0131 | 77913.1574 | 9328.8689 | 27.2%
| Secondary & Protection |  |  |  |  | 8614.6953 | 11797.6034 | 5947.032 | 6035.9092 | 6088.9032 | 6268.4284 | 6474.263 | 0 | 0 | 20412.2986 | 30814.5358 | 51226.8344 | 10402.2372 | 50.96%
| Communications |  |  |  |  | 11132.8127 | 15482.2641 | 3053.4145 | 11149.1741 | 14286.1823 | 11188.3142 | 17668.7783 | 0 | 0 | 26615.0768 | 57345.8634 | 83960.9402 | 30730.7867 | 115.5%
| Total |  |  |  |  | 60028.0605 | 49677.1464 | 27815.0287 | 34689.4306 | 38033.1169 | 35635.4036 | 42918.6295 | 0 | 0 | 109705.2069 | 179091.6095 | 288796.8163 | 69386.4026 | 63.25%
Security & Compliance Capex incl Overheads (As Incurred)
| Item | $'000 FY20 | [12 empty] | Total (FY18 to FY22) | Total (FY23 to FY27) | Total | Difference between Regulatory Period Totals
|  | ACTUAL | ACTUAL | ACTUAL | ACTUAL | FORECAST | FORECAST | FORECAST | FORECAST | FORECAST | FORECAST | FORECAST | FORECAST | FORECAST
|  | LTD | FY18 | FY19 | FY20 | FY21 | FY22 | FY23 | FY24 | FY25 | FY26 | FY27 | FY28 | FY29 |  |  |  | $ | %
| Instrument Transformers | 0 | 0 | 0 | 0 | 0 | 0 | 0 | 0 | 0 | 0 | 0 | 0 | 0 | 0 | 0 | 0 | 0 | NA
| Fire protection systems | 0 | 867 | 513 | 513 | 1006.5634 | 0 | 523.8385 | 531.6672 | 536.3351 | 552.1484 | 570.2792 | 0 | 0 | 2899.5634 | 2714.2685 | 5613.832 | -185.2949 | -6.39%
| Infrastructure security | 0 | 3303 | 2309 | 2309 | 368.9322 | 908.199 | 1393.1876 | 1414.0086 | 1426.4232 | 1468.4799 | 1516.6999 | 0 | 0 | 9198.1312 | 7218.7992 | 16416.9305 | -1979.332 | -21.52%
| Structure Fall Arrests | 0 | 2219 | 2369 | 2369 | 0 | 1825.281 | 576.4453 | 585.0602 | 590.1969 | 607.5982 | 627.5498 | 0 | 0 | 8782.281 | 2986.8504 | 11769.1314 | -5795.4306 | -65.99%
| Insulators | 0 | 1275 | 23 | 23 | 726.3666 | 5497.8343 | 5684.2055 | 5769.1549 | 5819.8068 | 5991.398 | 6188.1357 | 0 | 0 | 7545.2009 | 29452.7009 | 36997.9018 | 21907.5 | 290.4%
| Communications (S&C) | 0 | 134 | 370 | 370 | 759.2952 | 4980.763 | 832.2903 | 33.9362 | 2270.8658 | 7930.9662 | 2147.6471 | 0 | 0 | 6614.0582 | 13215.7056 | 19829.7638 | 6601.6475 | 99.81%
| Total | 0 | 7798 | 5584 | 5584 | 2861.1574 | 13212.0773 | 9009.9673 | 8333.827 | 10643.6278 | 16550.5908 | 11050.3117 | 0 | 0 | 35039.2347 | 55588.3247 | 90627.5593 | 20549.09 | 58.65%
Security & Compliance Capex incl Overheads (As Commissioned)
| Item | $'000 FY20 | [12 empty] | Total (FY18 to FY22) | Total (FY23 to FY27) | Total | Difference between Regulatory Period Totals
|  | ACTUAL | ACTUAL | ACTUAL | ACTUAL | FORECAST | FORECAST | FORECAST | FORECAST | FORECAST | FORECAST | FORECAST | FORECAST | FORECAST
|  | LTD | FY18 | FY19 | FY20 | FY21 | FY22 | FY23 | FY24 | FY25 | FY26 | FY27 | FY28 | FY29 |  |  |  | $ | %
| Instrument Transformers |  |  |  |  | 0 | 0 | 0 | 0 | 0 | 0 | 0 | 0 | 0 | 0 | 0 | 0 | 0 | NA
| Fire protection systems |  |  |  |  | 1006.5634 | 0 | 523.8385 | 531.6672 | 536.3351 | 552.1484 | 570.2792 | 0 | 0 | 1006.5634 | 2714.2685 | 3720.832 | 1707.7051 | 169.7%
| Infrastructure security |  |  |  |  | 368.9322 | 908.199 | 1393.1876 | 1414.0086 | 1426.4232 | 1468.4799 | 1516.6999 | 0 | 0 | 1277.1312 | 7218.7992 | 8495.9305 | 5941.668 | 465.2%
| Structure Fall Arrests |  |  |  |  | 0 | 1825.281 | 576.4453 | 585.0602 | 590.1969 | 607.5982 | 627.5498 | 0 | 0 | 1825.281 | 2986.8504 | 4812.1314 | 1161.5694 | 63.64%
| Insulators |  |  |  |  | 726.3666 | 5497.8343 | 5684.2055 | 5769.1549 | 5819.8068 | 5991.398 | 6188.1357 | 0 | 0 | 6224.2009 | 29452.7009 | 35676.9018 | 23228.5 | 373.2%
| Communications (S&C) |  |  |  |  | 759.2952 | 4980.763 | 832.2903 | 33.9362 | 2270.8658 | 7930.9662 | 2147.6471 | 0 | 0 | 5740.0582 | 13215.7056 | 18955.7638 | 7475.6475 | 130.2%
| Total |  |  |  |  | 2861.1574 | 13212.0773 | 9009.9673 | 8333.827 | 10643.6278 | 16550.5908 | 11050.3117 | 0 | 0 | 16073.2347 | 55588.3247 | 71661.5593 | 39515.09 | 245.8%
Non-Network Capex incl Overheads (As Incurred)
| Item | $'000 FY20 | [12 empty] | Total (FY18 to FY22) | Total (FY23 to FY27) | Total | Difference between Regulatory Period Totals
|  | ACTUAL | ACTUAL | ACTUAL | ACTUAL | FORECAST | FORECAST | FORECAST | FORECAST | FORECAST | FORECAST | FORECAST | FORECAST | FORECAST
|  | LTD | FY18 | FY19 | FY20 | FY21 | FY22 | FY23 | FY24 | FY25 | FY26 | FY27 | FY28 | FY29 |  |  |  | $ | %
| Vehicles | 0 | 704.5153 | 560.2796 | 0 | 396.1526 | 2228.4719 | 1226.4242 | 1623.4488 | 1894.2777 | 1262.4558 | 1314.5176 | 850.5288 | 864.8991 | 3889.4195 | 7321.1241 | 12925.9715 | 3431.7047 | 88.23%
| Premises | 0 | 1247.7172 | 636.8082 | 4437.6154 | 1614.2892 | 1647.2222 | 1947.199 | 2122.0939 | 2442.7143 | 2032.482 | 2111.9671 | 1779.4695 | 1809.5348 | 9583.6522 | 10656.4562 | 23829.1127 | 1072.8041 | 11.19%
| Other (Non-Network) | 0 | 544.5587 | 814.4878 | 935.6886 | 529.8866 | 576.9725 | 593.6968 | 593.1339 | 664.7472 | 616.4039 | 631.7054 | 556.0558 | 565.4507 | 3401.5942 | 3099.6872 | 7622.788 | -301.907 | -8.875%
| IT | 0 | 9434.0687 | 12071.2687 | 11993.9702 | 19410.916 | 17765.4102 | 18165.9547 | 18763.1743 | 19804.9051 | 15475.2345 | 13401.3855 | 0 | 0 | 70675.6338 | 85610.6541 | 156286.2879 | 14935.0203 | 21.13%
| Total | 0 | 11930.8599 | 14082.8444 | 17367.2742 | 21951.2443 | 22218.0769 | 21933.2746 | 23101.8508 | 24806.6444 | 19386.5762 | 17459.5756 | 3186.0541 | 3239.8846 | 87550.2997 | 106687.9217 | 200664.16 | 19137.622 | 21.86%
Non-Network Capex incl Overheads (As Commissioned)
| Item | $'000 FY20 | [12 empty] | Total (FY18 to FY22) | Total (FY23 to FY27) | Total | Difference between Regulatory Period Totals
|  | ACTUAL | ACTUAL | ACTUAL | ACTUAL | FORECAST | FORECAST | FORECAST | FORECAST | FORECAST | FORECAST | FORECAST | FORECAST | FORECAST
|  | LTD | FY18 | FY19 | FY20 | FY21 | FY22 | FY23 | FY24 | FY25 | FY26 | FY27 | FY28 | FY29 |  |  |  | $ | %
| Vehicles |  |  |  |  | 396.1526 | 2228.4719 | 1226.4242 | 1623.4488 | 1894.2777 | 1262.4558 | 1314.5176 | 850.5288 | 864.8991 | 2624.6245 | 7321.1241 | 11661.1765 | 4696.4996 | 178.9%
| Premises |  |  |  |  | 1614.2892 | 1647.2222 | 1947.199 | 2122.0939 | 2442.7143 | 2032.482 | 2111.9671 | 1779.4695 | 1809.5348 | 3261.5114 | 10656.4562 | 17506.9719 | 7394.9448 | 226.7%
| Other (Non-Network) |  |  |  |  | 529.8866 | 576.9725 | 593.6968 | 593.1339 | 664.7472 | 616.4039 | 631.7054 | 556.0558 | 565.4507 | 1106.8591 | 3099.6872 | 5328.0528 | 1992.8282 | 180%
| IT |  |  |  |  | 19410.916 | 17765.4102 | 18165.9547 | 18763.1743 | 19804.9051 | 15475.2345 | 13401.3855 | 0 | 0 | 37176.3262 | 85610.6541 | 122786.9803 | 48434.3279 | 130.3%
| Total |  |  |  |  | 21951.2443 | 22218.0769 | 21933.2746 | 23101.8508 | 24806.6444 | 19386.5762 | 17459.5756 | 3186.0541 | 3239.8846 | 44169.3212 | 106687.9217 | 157283.1815 | 62518.6005 | 141.5%
Total Overhead by Asset Class, (As Incurred)
| Item | $'000 FY20 | [12 empty] | Total (FY18 to FY22) | Total (FY23 to FY27) | Total | Difference between Regulatory Period Totals
|  | ACTUAL | ACTUAL | ACTUAL | ACTUAL | FORECAST | FORECAST | FORECAST | FORECAST | FORECAST | FORECAST | FORECAST | FORECAST | FORECAST
|  | LTD | FY18 | FY19 | FY20 | FY21 | FY22 | FY23 | FY24 | FY25 | FY26 | FY27 | FY28 | FY29 |  |  |  | $ | %
| Secondary |  |  |  |  | 871.6299 | 921.6362 | 741.8571 | 752.7274 | 700.5028 | 717.7708 | 782.656 | 8.4617 | 111.8605 | 1793.2661 | 3695.5141 | 5609.1024 | 1902.2479 | 106.1%
| Switchgear |  |  |  |  | 2657.5263 | 1682.8331 | 2373.7749 | 2140.2659 | 2079.4859 | 2002.0007 | 1701.9545 | 197.5026 | 607.2756 | 4340.3594 | 10297.4819 | 15442.6195 | 5957.1224 | 137.2%
| Transformers |  |  |  |  | 843.7512 | 1197.4584 | 1849.1416 | 2231.0752 | 2112.1848 | 1949.2229 | 1545.7492 | 49.1494 | 649.7369 | 2041.2095 | 9687.3737 | 12427.4695 | 7646.1641 | 374.6%
| Reactive |  |  |  |  | 609.0294 | 14.4156 | 0 | 0 | 0 | 0 | 0 | 0 | 0 | 623.445 | 0 | 623.445 | -623.445 | -100%
| Towers and Conductor |  |  |  |  | 1408.385 | 860.3924 | 594.1951 | 648.6355 | 635.6137 | 785.8069 | 990.464 | 3.2313 | 42.7164 | 2268.7774 | 3654.7152 | 5969.4404 | 1385.9378 | 61.09%
| Establishment |  |  |  |  | 534.8568 | 408.9075 | 1057.8273 | 1170.5464 | 1127.4642 | 1120.8188 | 993.0756 | 23.5545 | 311.3816 | 943.7643 | 5469.7323 | 6748.4327 | 4525.968 | 479.6%
| Communications |  |  |  |  | 758.8118 | 1175.249 | 204.5474 | 592.7061 | 853.6555 | 1253.0926 | 1699.5326 | 0 | 0 | 1934.0608 | 4603.5342 | 6537.595 | 2669.4734 | 138%
| Inventory |  |  |  |  | 0 | 0 | 0 | 0 | 0 | 0 | 0 | 0 | 0 | 0 | 0 | 0 | 0 | NA
| IT |  |  |  |  | 373.6358 | 394.3759 | 77.1296 | 75.5644 | 77.4772 | 79.465 | 81.5047 | 0 | 0 | 768.0117 | 391.141 | 1159.1528 | -376.8707 | -49.07%
| Vehicles |  |  |  |  | 0 | 0 | 0 | 0 | 0 | 0 | 0 | 0 | 0 | 0 | 0 | 0 | 0 | NA
| Other (Non-Network) |  |  |  |  | 0 | 0 | 0 | 0 | 0 | 0 | 0 | 0 | 0 | 0 | 0 | 0 | 0 | NA
| Premises |  |  |  |  | 0 | 0 | 0 | 0 | 0 | 0 | 0 | 0 | 0 | 0 | 0 | 0 | 0 | NA
| Land |  |  |  |  | 0 | 0 | 0 | 0 | 0 | 0 | 0 | 0 | 0 | 0 | 0 | 0 | 0 | NA
| Easements |  |  |  |  | 0 | 0 | 0 | 0 | 0 | 0 | 0 | 0 | 0 | 0 | 0 | 0 | 0 | NA
| Equity raising costs (2003-08) |  |  |  |  | 0 | 0 | 0 | 0 | 0 | 0 | 0 | 0 | 0 | 0 | 0 | 0 | 0 | NA
| Inventory Adjustment (Other non-network) |  |  |  |  | 0 | 0 | 0 | 0 | 0 | 0 | 0 | 0 | 0 | 0 | 0 | 0 | 0 | NA
| Accelerated Depr |  |  |  |  | 0 | 0 | 0 | 0 | 0 | 0 | 0 | 0 | 0 | 0 | 0 | 0 | 0 | NA
| Insulators |  |  |  |  | 0 | 0 | 292.1682 | 304.0796 | 299.3403 | 392.6809 | 530.7182 | 0 | 0 | 0 | 1818.9873 | 1818.9873 | 1818.9873 | NA
| Instrument Transformers |  |  |  |  | 0 | 0 | 82.0682 | 85.4141 | 84.0828 | 110.3016 | 149.0754 | 0 | 0 | 0 | 510.9422 | 510.9422 | 510.9422 | NA
| Capitalised Leases |  |  |  |  | 0 | 0 | 0 | 0 | 0 | 0 | 0 | 0 | 0 | 0 | 0 | 0 | 0 | NA
| Spare straight-line tax asset class |  |  |  |  | 0 | 0 | 0 | 0 | 0 | 0 | 0 | 0 | 0 | 0 | 0 | 0 | 0 | NA
| Buildings |  |  |  |  | 0 | 0 | 0 | 0 | 0 | 0 | 0 | 0 | 0 | 0 | 0 | 0 | 0 | NA
| In-house software |  |  |  |  | 0 | 0 | 308.5186 | 302.2578 | 309.9089 | 317.86 | 326.0188 | 0 | 0 | 0 | 1564.5641 | 1564.5641 | 1564.5641 | NA
| Equity raising costs |  |  |  |  | 0 | 0 | 0 | 0 | 0 | 0 | 0 | 0 | 0 | 0 | 0 | 0 | 0 | NA
| Total |  |  |  |  | 8057.6262 | 6655.2682 | 7581.228 | 8303.2724 | 8279.7161 | 8729.0203 | 8800.7491 | 281.8994 | 1722.9711 | 14712.8944 | 41693.986 | 58411.7508 | 26981.0915 | 183.4%
Total Overhead by Asset Class, (As Commissioned)
| Item | $'000 FY20 | [12 empty] | Total (FY18 to FY22) | Total (FY23 to FY27) | Total | Difference between Regulatory Period Totals
|  | ACTUAL | ACTUAL | ACTUAL | ACTUAL | FORECAST | FORECAST | FORECAST | FORECAST | FORECAST | FORECAST | FORECAST | FORECAST | FORECAST
|  | LTD | FY18 | FY19 | FY20 | FY21 | FY22 | FY23 | FY24 | FY25 | FY26 | FY27 | FY28 | FY29 |  |  |  | $ | %
| Secondary |  |  |  |  | 916.6675 | 848.1652 | 432.2787 | 1145.4688 | 620.6124 | 843.8933 | 782.656 | 0 | 120.4012 | 1764.8326 | 3824.9092 | 5710.1431 | 2060.0766 | 116.7%
| Switchgear |  |  |  |  | 2814.2875 | 1639.6713 | 934.699 | 3982.3113 | 1646.2623 | 2670.7608 | 1737.8385 | 151.5652 | 653.6418 | 4453.9588 | 10971.8718 | 16231.0376 | 6517.9129 | 146.3%
| Transformers |  |  |  |  | 1008.2714 | 786.3988 | 425.8859 | 3906.457 | 1648.1455 | 2681.7998 | 1545.7492 | 0 | 699.345 | 1794.6702 | 10208.0373 | 12702.0526 | 8413.3671 | 468.8%
| Reactive |  |  |  |  | 609.0294 | 14.4156 | 0 | 0 | 0 | 0 | 0 | 0 | 0 | 623.445 | 0 | 623.445 | -623.445 | -100%
| Towers and Conductor |  |  |  |  | 1418.883 | 837.2573 | 507.132 | 745.5857 | 605.1058 | 833.9696 | 990.464 | 0 | 45.9778 | 2256.1403 | 3682.2571 | 5984.3753 | 1426.1167 | 63.21%
| Establishment |  |  |  |  | 341.9698 | 373.7917 | 413.6302 | 2031.5048 | 905.0768 | 1471.9009 | 993.0756 | 0 | 335.1559 | 715.7615 | 5815.1883 | 6866.1057 | 5099.4268 | 712.4%
| Communications |  |  |  |  | 761.6361 | 1174.9719 | 201.6502 | 595.9289 | 853.6555 | 1253.0926 | 1699.5326 | 0 | 0 | 1936.6079 | 4603.8597 | 6540.4676 | 2667.2517 | 137.7%
| Inventory |  |  |  |  | 0 | 0 | 0 | 0 | 0 | 0 | 0 | 0 | 0 | 0 | 0 | 0 | 0 | NA
| IT |  |  |  |  | 373.6358 | 394.3759 | 77.1296 | 75.5644 | 77.4772 | 79.465 | 81.5047 | 0 | 0 | 768.0117 | 391.141 | 1159.1528 | -376.8707 | -49.07%
| Vehicles |  |  |  |  | 0 | 0 | 0 | 0 | 0 | 0 | 0 | 0 | 0 | 0 | 0 | 0 | 0 | NA
| Other (Non-Network) |  |  |  |  | 0 | 0 | 0 | 0 | 0 | 0 | 0 | 0 | 0 | 0 | 0 | 0 | 0 | NA
| Premises |  |  |  |  | 0 | 0 | 0 | 0 | 0 | 0 | 0 | 0 | 0 | 0 | 0 | 0 | 0 | NA
| Land |  |  |  |  | 0 | 0 | 0 | 0 | 0 | 0 | 0 | 0 | 0 | 0 | 0 | 0 | 0 | NA
| Easements |  |  |  |  | 0 | 0 | 0 | 0 | 0 | 0 | 0 | 0 | 0 | 0 | 0 | 0 | 0 | NA
| Equity raising costs (2003-08) |  |  |  |  | 0 | 0 | 0 | 0 | 0 | 0 | 0 | 0 | 0 | 0 | 0 | 0 | 0 | NA
| Inventory Adjustment (Other non-network) |  |  |  |  | 0 | 0 | 0 | 0 | 0 | 0 | 0 | 0 | 0 | 0 | 0 | 0 | 0 | NA
| Accelerated Depr |  |  |  |  | 0 | 0 | 0 | 0 | 0 | 0 | 0 | 0 | 0 | 0 | 0 | 0 | 0 | NA
| Insulators |  |  |  |  | 0 | 0 | 292.1682 | 304.0796 | 299.3403 | 392.6809 | 530.7182 | 0 | 0 | 0 | 1818.9873 | 1818.9873 | 1818.9873 | NA
| Instrument Transformers |  |  |  |  | 0 | 0 | 82.0682 | 85.4141 | 84.0828 | 110.3016 | 149.0754 | 0 | 0 | 0 | 510.9422 | 510.9422 | 510.9422 | NA
| Capitalised Leases |  |  |  |  | 0 | 0 | 0 | 0 | 0 | 0 | 0 | 0 | 0 | 0 | 0 | 0 | 0 | NA
| Spare straight-line tax asset class |  |  |  |  | 0 | 0 | 0 | 0 | 0 | 0 | 0 | 0 | 0 | 0 | 0 | 0 | 0 | NA
| Buildings |  |  |  |  | 0 | 0 | 0 | 0 | 0 | 0 | 0 | 0 | 0 | 0 | 0 | 0 | 0 | NA
| In-house software |  |  |  |  | 0 | 0 | 308.5186 | 302.2578 | 309.9089 | 317.86 | 326.0188 | 0 | 0 | 0 | 1564.5641 | 1564.5641 | 1564.5641 | NA
| Equity raising costs |  |  |  |  | 0 | 0 | 0 | 0 | 0 | 0 | 0 | 0 | 0 | 0 | 0 | 0 | 0 | NA
| Total |  |  |  |  | 8244.3805 | 6069.0477 | 3675.1606 | 13174.5723 | 7049.6676 | 10655.7245 | 8836.633 | 151.5652 | 1854.5218 | 14313.4282 | 43391.758 | 59711.2732 | 29078.3297 | 203.2%
[5 empty] | Total Capex As Incurred less Capex by Type less Overheads | 0 | 0 | 0 | 0 | 0 | 0 | 0 | 0 | 0
[6 empty] | 0 | 0 | 0 | 0 | 0 | 0 | 0 | 0 | 0
[6 empty] | 0 | 0 | 0 | 0 | 0 | 0 | 0 | 0 | 0
[6 empty] | 0 | 0 | 0 | 0 | 0 | 0 | 0 | 0 | 0
[6 empty] | 0 | 0 | 0 | 0 | 0 | 0 | 0 | 0 | 0
[6 empty] | 0 | 0 | 0 | 0 | 0 | 0 | 0 | 0 | 0

## Report¦Forecasts-$Nom+Mar22
Back to contents
AusNet Services Forecast Transmission Capex Model (FY20 to FY29) v9
#VALUE!
Direct Capex by Cost Type (As Incurred)
| Item | $'000 March 22 | $'000 Nominal |  |  |  |  | $'000 March 22 | [6 empty] | Total (FY18 to FY22) | Total (FY23 to FY27) | Total | Difference between Regulatory Period Totals
|  | ACTUAL | ACTUAL | ACTUAL | ACTUAL | FORECAST | FORECAST | FORECAST | FORECAST | FORECAST | FORECAST | FORECAST | FORECAST | FORECAST
|  | LTD | FY18 | FY19 | FY20 | FY21 | FY22 | FY23 | FY24 | FY25 | FY26 | FY27 | FY28 | FY29 |  |  |  | $ | %
| Labour - Internal | 12400.6976 |  |  |  | 13543.0605 | 12591.7444 | 15499.4265 | 16446.3237 | 16885.7223 | 13645.0149 | 10554.9856 | 735.4672 | 2919.0208 | 26134.8049 | 73031.4731 | 115221.4636 | 46896.6682 | 179.4%
| Labour - External | 62003.4881 |  |  |  | 67291.0827 | 62252.3067 | 76342.8207 | 80603.1081 | 82116.3029 | 65634.0152 | 50217.816 | 3658.8593 | 14542.5331 | 129543.3894 | 354914.063 | 564662.3329 | 225370.6735 | 174%
| Materials | 49602.7905 |  |  |  | 53974.7456 | 49874.5716 | 61074.2566 | 64482.4865 | 65693.0423 | 52507.2122 | 40174.2528 | 2768.8453 | 10869.7057 | 103849.3171 | 283931.2504 | 451021.909 | 180081.9332 | 173.4%
| Total | 124006.9762 |  |  |  | 134808.8887 | 124718.6227 | 152916.5038 | 161531.9183 | 164695.0675 | 131786.2423 | 100947.0545 | 7163.1718 | 28331.2597 | 259527.5114 | 711876.7864 | 1130905.7055 | 452349.275 | 174.3%
Direct Capex by Cost Type (As Commissioned)
| Item | $'000 March 22 | FY18: $'000 Nominal; FY23: $'000 March 22 | Total (FY18 to FY22) | Total (FY23 to FY27) | Total | Difference between Regulatory Period Totals
|  | ACTUAL | ACTUAL | ACTUAL | ACTUAL | FORECAST | FORECAST | FORECAST | FORECAST | FORECAST | FORECAST | FORECAST | FORECAST | FORECAST
|  | LTD | FY18 | FY19 | FY20 | FY21 | FY22 | FY23 | FY24 | FY25 | FY26 | FY27 | FY28 | FY29 |  |  |  | $ | %
| Labour - Internal |  |  |  |  | 21224.1491 | 14009.0998 | 8292.8566 | 25852.4633 | 14584.419 | 17135.5143 | 10598.2128 | 561.058 | 3117.5766 | 35233.2489 | 76463.4659 | 115375.3495 | 41230.217 | 117%
| Labour - External |  |  |  |  | 105725.3073 | 69448.7953 | 40837.2832 | 127119.6399 | 70962.6328 | 82620.6238 | 50424.4193 | 2760.7516 | 15530.324 | 175174.1026 | 371964.599 | 565429.7772 | 196790.4965 | 112.3%
| Materials |  |  |  |  | 84673.3371 | 55608.3647 | 32670.9967 | 101696.9585 | 56770.1062 | 66096.499 | 40339.5355 | 2117.9202 | 11617.2174 | 140281.7018 | 297574.096 | 451590.9354 | 157292.3942 | 112.1%
| Total |  |  |  |  | 211622.7935 | 139066.2598 | 81801.1365 | 254669.0617 | 142317.1581 | 165852.6371 | 101362.1676 | 5439.7299 | 30265.118 | 350689.0533 | 746002.161 | 1132396.0621 | 395313.1077 | 112.7%
Total Capex by Asset Class, incl. Overheads (As Incurred)
| Item | $'000 March 22 | FY18: $'000 Nominal; FY23: $'000 March 22 | Total (FY18 to FY22) | Total (FY23 to FY27) | Total | Difference between Regulatory Period Totals
|  | ACTUAL | ACTUAL | ACTUAL | ACTUAL | FORECAST | FORECAST | FORECAST | FORECAST | FORECAST | FORECAST | FORECAST | FORECAST | FORECAST
|  | LTD | FY18 | FY19 | FY20 | FY21 | FY22 | FY23 | FY24 | FY25 | FY26 | FY27 | FY28 | FY29 |  |  |  | $ | %
| Secondary | 7368.7402 | 21397.4081 | 14871.2034 | 19984.2953 | 13715.9682 | 16068.3088 | 14299.5405 | 13967.0541 | 13196.5478 | 10475.1075 | 8648.0088 | 133.4676 | 1748.077 | 86037.1839 | 60586.2587 | 155873.7273 | -25450.9252 | -29.58%
| Switchgear | 76892.0058 | 40571.9886 | 46626.9015 | 40215.217 | 41818.8329 | 29339.4319 | 45755.2973 | 39713.192 | 39174.771 | 29217.0882 | 18805.8573 | 3115.2395 | 9490.0716 | 198572.3718 | 172666.2057 | 460735.8945 | -25906.1661 | -13.05%
| Transformers | 22961.7399 | 29196.4168 | 23693.4046 | 11458.4831 | 13277.2679 | 20877.1433 | 35642.8161 | 41398.1834 | 39790.7753 | 28446.8531 | 17079.8556 | 775.2404 | 10153.6261 | 98502.7157 | 162358.4836 | 294751.8056 | 63855.7679 | 64.83%
| Reactive | 0 | -8.7712 | 1729.2128 | 4528.0743 | 9583.6869 | 251.3296 | 0 | 0 | 0 | 0 | 0 | 0 | 0 | 16083.5324 | 0 | 16083.5324 | -16083.5324 | -100%
| Towers and Conductor | 3257.5627 | 5882.5013 | 5577.5861 | 16565.9538 | 22162.3463 | 15000.5509 | 11453.3077 | 12035.6011 | 11974.1235 | 11468.0233 | 10944.1964 | 50.9675 | 667.5415 | 65188.9384 | 57875.2519 | 127040.2621 | -7313.6865 | -11.22%
| Establishment | 13491.8119 | 15858.6255 | 19857.4965 | 19565.8956 | 8416.5063 | 7129.1165 | 20389.9708 | 21719.7938 | 21239.9382 | 16357.169 | 10973.0536 | 371.5282 | 4866.0502 | 70827.6404 | 90679.9254 | 180236.9562 | 19852.2849 | 28.03%
| Communications | 35.1158 | 6679.715 | 19005.4344 | 25978.457 | 11940.6622 | 20489.933 | 3942.7195 | 10997.8172 | 16081.7431 | 18287.5647 | 18779.0954 | 0 | 0 | 84094.2016 | 68088.9399 | 152218.2572 | -16005.2617 | -19.03%
| Inventory | 0 | 1517.9413 | -625.4734 | 1275.2103 | 0 | 0 | 0 | 0 | 0 | 0 | 0 | 0 | 0 | 2167.6782 | 0 | 2167.6782 | -2167.6782 | -100%
| IT | 0 | 9434.0687 | 12071.2687 | 11993.9702 | 19410.916 | 17765.4102 | 3599.5917 | 3670.1049 | 3838.044 | 2960.408 | 2539.9727 | 0 | 0 | 70675.6338 | 16608.1212 | 87283.7551 | -54067.5126 | -76.5%
| Vehicles | 0 | 704.5153 | 560.2796 | 0 | 396.1526 | 2228.4719 | 1215.0824 | 1587.7451 | 1835.485 | 1207.5372 | 1245.7066 | 795.638 | 801.5986 | 3889.4195 | 7091.5562 | 12578.2123 | 3202.1367 | 82.33%
| Other (Non-Network) | 0 | 544.5587 | 814.4878 | 935.6886 | 529.8866 | 576.9725 | 588.2064 | 580.0893 | 644.1155 | 589.5895 | 598.6376 | 520.1695 | 524.0663 | 3401.5942 | 3000.6382 | 7446.4682 | -400.956 | -11.79%
| Premises | 0 | 1247.7172 | 636.8082 | 4437.6154 | 1614.2892 | 1647.2222 | 1929.1915 | 2075.4236 | 2366.8998 | 1944.0662 | 2001.412 | 1664.6274 | 1677.0981 | 9583.6522 | 10316.9931 | 23242.3707 | 733.3409 | 7.652%
| Land | 0 | 0 | 0 | 0 | 0 | 0 | 0 | 0 | 0 | 0 | 0 | 0 | 0 | 0 | 0 | 0 | 0 | NA
| Easements | 0 | 0 | 0 | 0 | 0 | 0 | 0 | 0 | 0 | 0 | 0 | 0 | 0 | 0 | 0 | 0 | 0 | NA
| Equity raising costs (2003-08) | 0 | 0 | 0 | 0 | 0 | 0 | 0 | 0 | 0 | 0 | 0 | 0 | 0 | 0 | 0 | 0 | 0 | NA
| Inventory Adjustment (Other non-network) | 0 | -1517.9413 | 625.4734 | -1275.2103 | 0 | 0 | 0 | 0 | 0 | 0 | 0 | 0 | 0 | -2167.6782 | 0 | -2167.6782 | 2167.6782 | -100%
| Accelerated Depr | 0 | 0 | 0 | 0 | 0 | 0 | 0 | 0 | 0 | 0 | 0 | 0 | 0 | 0 | 0 | 0 | 0 | NA
| Insulators | 0 | 0 | 0 | 0 | 0 | 0 | 5631.6388 | 5642.2765 | 5639.1773 | 5730.7637 | 5864.2055 | 0 | 0 | 0 | 28508.0619 | 28508.0619 | 28508.0619 | NA
| Instrument Transformers | 0 | 0 | 0 | 0 | 0 | 0 | 1581.8922 | 1584.8802 | 1584.0097 | 1609.7357 | 1647.2187 | 0 | 0 | 0 | 8007.7365 | 8007.7365 | 8007.7365 | NA
| Capitalised Leases | 0 | 0 | 0 | 44322.9786 | 0 | 0 | 0 | 0 | 0 | 0 | 0 | 0 | 0 | 44322.9786 | 0 | 44322.9786 | -44322.9786 | -100%
| Spare straight-line tax asset class | 0 | 0 | 0 | 0 | 0 | 0 | 0 | 0 | 0 | 0 | 0 | 0 | 0 | 0 | 0 | 0 | 0 | NA
| Buildings | 0 | 0 | 0 | 0 | 0 | 0 | 0 | 0 | 0 | 0 | 0 | 0 | 0 | 0 | 0 | 0 | 0 | NA
| In-house software | 0 | 0 | 0 | 0 | 0 | 0 | 14398.3668 | 14680.4195 | 15352.176 | 11841.6319 | 10159.8908 | 0 | 0 | 0 | 66432.485 | 66432.485 | 66432.485 | NA
| Equity raising costs | 0 | 0 | 0 | 0 | 0 | 0 | 0 | 0 | 0 | 0 | 0 | 0 | 0 | 0 | 0 | 0 | 0 | NA
| Total | 124006.9762 | 131508.7441 | 145444.0837 | 199986.6288 | 142866.515 | 131373.8909 | 160427.6217 | 169652.5807 | 172717.8059 | 140135.5379 | 109287.1109 | 7426.8782 | 29928.1295 | 751179.8625 | 752220.6571 | 1664762.5034 | 1040.7947 | 0.1386%
Total Capex by Asset Class, incl. Overheads (As Commissioned)
| Item | $'000 March 22 | FY18: $'000 Nominal; FY23: $'000 March 22 | Total (FY18 to FY22) | Total (FY23 to FY27) | Total | Difference between Regulatory Period Totals
|  | ACTUAL | ACTUAL | ACTUAL | ACTUAL | FORECAST | FORECAST | FORECAST | FORECAST | FORECAST | FORECAST | FORECAST | FORECAST | FORECAST
|  | LTD | FY18 | FY19 | FY20 | FY21 | FY22 | FY23 | FY24 | FY25 | FY26 | FY27 | FY28 | FY29 |  |  |  | $ | %
| Secondary |  | 15153.7715 | 12985.0922 | 24412.3356 | 18077.5536 | 17366.5481 | 8371.4448 | 21944.4372 | 11677.7285 | 12816.4567 | 8647.961 | 0 | 1881.5446 | 87995.3011 | 63458.0282 | 153334.8739 | -24537.2728 | -27.88%
| Switchgear |  | 22493.9988 | 21548.0768 | 52185.9464 | 99427.997 | 39367.2881 | 17998.4858 | 77571.4301 | 30756.0376 | 41773.7894 | 19255.4524 | 2601.0786 | 10214.6489 | 235023.3071 | 187355.1953 | 435194.2299 | -47668.1118 | -20.28%
| Transformers |  | 21180.4603 | 38403.9944 | 15517.1182 | 23943.317 | 19477.8191 | 8238.719 | 73829.3176 | 30967.3544 | 42046.474 | 17079.5781 | 0 | 10928.8665 | 118522.7089 | 172161.4431 | 301613.0185 | 53638.7342 | 45.26%
| Reactive |  | 234.4774 | 791.8056 | 1804.0744 | 9583.6869 | 251.3296 | 0 | 0 | 0 | 0 | 0 | 0 | 0 | 12665.3739 | 0 | 12665.3739 | -12665.3739 | -100%
| Towers and Conductor |  | 24709.4949 | 9395.0577 | 20912.5152 | 22392.6549 | 14752.8377 | 9767.5881 | 13844.9302 | 11394.0105 | 12362.1188 | 10944.1781 | 0 | 718.5091 | 92162.5603 | 58312.8257 | 151193.8951 | -33849.7346 | -36.73%
| Establishment |  | 15583.4235 | 10483.8129 | 21181.2805 | 12490.311 | 11179.7258 | 8237.0024 | 39481.9095 | 17011.2328 | 22874.6867 | 10972.9206 | 0 | 5237.5784 | 70918.5538 | 98577.752 | 174733.8842 | 27659.1982 | 39%
| Communications |  | 1837.8772 | 6761.1204 | 29753.6984 | 12000.4094 | 20521.6823 | 3885.0998 | 11060.9281 | 16081.7541 | 18287.5647 | 18779.0954 | 0 | 0 | 70874.7877 | 68094.4421 | 138969.2298 | -2780.3456 | -3.923%
| Inventory |  | 1517.9413 | -625.4734 | 1275.2103 | 0 | 0 | 0 | 0 | 0 | 0 | 0 | 0 | 0 | 2167.6782 | 0 | 2167.6782 | -2167.6782 | -100%
| IT |  | 5874.6523 | 13252.1364 | 11865.3063 | 19410.916 | 17765.4102 | 3599.5917 | 3670.1049 | 3838.044 | 2960.408 | 2539.9727 | 0 | 0 | 68168.4212 | 16608.1212 | 84776.5425 | -51560.3 | -75.64%
| Vehicles |  | 364.979 | 1173.898 | 74.0462 | 396.1526 | 2228.4719 | 1215.0824 | 1587.7451 | 1835.485 | 1207.5372 | 1245.7066 | 795.638 | 801.5986 | 4237.5478 | 7091.5562 | 12926.3406 | 2854.0084 | 67.35%
| Other (Non-Network) |  | 1512.1111 | 2800.8808 | 2821.795 | 529.8866 | 576.9725 | 588.2064 | 580.0893 | 644.1155 | 589.5895 | 598.6376 | 520.1695 | 524.0663 | 8241.6459 | 3000.6382 | 12286.5199 | -5241.0077 | -63.59%
| Premises |  | 0 | 0 | 0 | 1614.2892 | 1647.2222 | 1929.1915 | 2075.4236 | 2366.8998 | 1944.0662 | 2001.412 | 1664.6274 | 1677.0981 | 3261.5114 | 10316.9931 | 16920.2299 | 7055.4817 | 216.3%
| Land |  | 0 | 0 | 0 | 0 | 0 | 0 | 0 | 0 | 0 | 0 | 0 | 0 | 0 | 0 | 0 | 0 | NA
| Easements |  | 0 | 0 | 0 | 0 | 0 | 0 | 0 | 0 | 0 | 0 | 0 | 0 | 0 | 0 | 0 | 0 | NA
| Equity raising costs (2003-08) |  | 0 | 0 | 0 | 0 | 0 | 0 | 0 | 0 | 0 | 0 | 0 | 0 | 0 | 0 | 0 | 0 | NA
| Inventory Adjustment (Other non-network) |  | -1517.9413 | 625.4734 | -1275.2103 | 0 | 0 | 0 | 0 | 0 | 0 | 0 | 0 | 0 | -2167.6782 | 0 | -2167.6782 | 2167.6782 | -100%
| Accelerated Depr |  | 0 | 0 | 0 | 0 | 0 | 0 | 0 | 0 | 0 | 0 | 0 | 0 | 0 | 0 | 0 | 0 | NA
| Insulators |  | 0 | 0 | 0 | 0 | 0 | 5631.6388 | 5642.2765 | 5639.1773 | 5730.7637 | 5864.2055 | 0 | 0 | 0 | 28508.0619 | 28508.0619 | 28508.0619 | NA
| Instrument Transformers |  | 0 | 0 | 0 | 0 | 0 | 1581.8922 | 1584.8802 | 1584.0097 | 1609.7357 | 1647.2187 | 0 | 0 | 0 | 8007.7365 | 8007.7365 | 8007.7365 | NA
| Capitalised Leases |  | 0 | 0 | 44322.9786 | 0 | 0 | 0 | 0 | 0 | 0 | 0 | 0 | 0 | 44322.9786 | 0 | 44322.9786 | -44322.9786 | -100%
| Spare straight-line tax asset class |  | 0 | 0 | 0 | 0 | 0 | 0 | 0 | 0 | 0 | 0 | 0 | 0 | 0 | 0 | 0 | 0 | NA
| Buildings |  | 0 | 0 | 0 | 0 | 0 | 0 | 0 | 0 | 0 | 0 | 0 | 0 | 0 | 0 | 0 | 0 | NA
| In-house software |  | 0 | 0 | 0 | 0 | 0 | 14398.3668 | 14680.4195 | 15352.176 | 11841.6319 | 10159.8908 | 0 | 0 | 0 | 66432.485 | 66432.485 | 66432.485 | NA
| Equity raising costs |  | 0 | 0 | 0 | 0 | 0 | 0 | 0 | 0 | 0 | 0 | 0 | 0 | 0 | 0 | 0 | 0 | NA
| Total |  | 108945.246 | 117595.8754 | 224851.0949 | 219867.174 | 145135.3075 | 85442.3097 | 267553.8917 | 149148.025 | 176044.8225 | 109736.2296 | 5581.5135 | 31983.9105 | 816394.6977 | 787925.2784 | 1641885.4002 | -28469.4193 | -3.487%
Total Capex by Driver, incl. Overheads (As Incurred)
| Item | $'000 March 22 | FY18: $'000 Nominal; FY23: $'000 March 22 | Total (FY18 to FY22) | Total (FY23 to FY27) | Total | Difference between Regulatory Period Totals
|  | ACTUAL | ACTUAL | ACTUAL | ACTUAL | FORECAST | FORECAST | FORECAST | FORECAST | FORECAST | FORECAST | FORECAST | FORECAST | FORECAST
|  | LTD | FY18 | FY19 | FY20 | FY21 | FY22 | FY23 | FY24 | FY25 | FY26 | FY27 | FY28 | FY29 |  |  |  | $ | %
| Replacement - Major Station CBD | 70489.5596 | 49950.953 | 45754.0179 | 12154.1885 | 17473.2512 | 6805.5263 | 10519.929 | 0 | 0 | 0 | 0 | 0 | 0 | 132137.9369 | 10519.929 | 213147.4255 | -121618.0079 | -92.04%
| Replacement - Major Station | 53517.4166 | 29356.1423 | 42516.2544 | 56301.9921 | 40552.8017 | 39461.064 | 91692.8101 | 104981.7315 | 101515.1221 | 71676.4753 | 41597.661 | 4446.4433 | 26925.3665 | 208188.2544 | 411463.8001 | 704541.2808 | 203275.5457 | 97.64%
| Replacement - Other | 0 | 33988.9137 | 35087.8258 | 57390.8289 | 60028.0605 | 49677.1464 | 27557.7993 | 33926.5218 | 36852.6824 | 34085.2132 | 40671.969 | 0 | 0 | 236172.7752 | 173094.1857 | 409266.9609 | -63078.5896 | -26.71%
| Security and Compliance | 0 | 6288.2328 | 5457.5811 | 7530.1807 | 2861.1574 | 13212.0773 | 8926.6444 | 8150.545 | 10313.2813 | 15830.6167 | 10471.8613 | 0 | 0 | 35349.2293 | 53692.9487 | 89042.178 | 18343.7194 | 51.89%
| Non Network - Other | 0 | 544.5587 | 814.4878 | 935.6886 | 529.8866 | 576.9725 | 588.2064 | 580.0893 | 644.1155 | 589.5895 | 598.6376 | 520.1695 | 524.0663 | 3401.5942 | 3000.6382 | 7446.4682 | -400.956 | -11.79%
| Non Network - Vehicles | 0 | 704.5153 | 560.2796 | 0 | 396.1526 | 2228.4719 | 1215.0824 | 1587.7451 | 1835.485 | 1207.5372 | 1245.7066 | 795.638 | 801.5986 | 3889.4195 | 7091.5562 | 12578.2123 | 3202.1367 | 82.33%
| Non Network - Premises | 0 | 1247.7172 | 636.8082 | 4437.6154 | 1614.2892 | 1647.2222 | 1929.1915 | 2075.4236 | 2366.8998 | 1944.0662 | 2001.412 | 1664.6274 | 1677.0981 | 9583.6522 | 10316.9931 | 23242.3707 | 733.3409 | 7.652%
| Non Network - IT | 0 | 9434.0687 | 12071.2687 | 11993.9702 | 19410.916 | 17765.4102 | 17997.9585 | 18350.5243 | 19190.22 | 14802.0399 | 12699.8635 | 0 | 0 | 70675.6338 | 83040.6062 | 153716.24 | 12364.9724 | 17.5%
| Capitalised Leases | 0 | 0 | 0 | 44322.9786 | 0 | 0 | 0 | 0 | 0 | 0 | 0 | 0 | 0 | 44322.9786 | 0 | 44322.9786 | -44322.9786 | -100%
| Total | 124006.9762 | 131515.1016 | 142898.5236 | 195067.443 | 142866.515 | 131373.8909 | 160427.6217 | 169652.5807 | 172717.8059 | 140135.5379 | 109287.1109 | 7426.8782 | 29928.1295 | 743721.4741 | 752220.6571 | 1657304.115 | 8499.1831 | 1.143%
| NCIPAP |  | FY18: -6.3575; FY19: 2545.5601; FY20: 4918.9039 | 7458.1065 | 0 | 7458.1065 | -7458.1065 | -100%
| Total including NCIPAP | 124006.9762 | 131508.7441 | 145444.0837 | 199986.3469 | 142866.515 | 131373.8909 | 160427.6217 | 169652.5807 | 172717.8059 | 140135.5379 | 109287.1109 | 7426.8782 | 29928.1295 | 751179.5806 | 752220.6571 | 1664762.2215 | 1041.0765 | 0.1386%
Total Capex by Driver, incl. Overheads (As Commissioned)
| Item | $'000 March 22 | FY18: $'000 Nominal; FY23: $'000 March 22 | Total (FY18 to FY22) | Total (FY23 to FY27) | Total | Difference between Regulatory Period Totals
|  | ACTUAL | ACTUAL | ACTUAL | ACTUAL | FORECAST | FORECAST | FORECAST | FORECAST | FORECAST | FORECAST | FORECAST | FORECAST | FORECAST
|  | LTD | FY18 | FY19 | FY20 | FY21 | FY22 | FY23 | FY24 | FY25 | FY26 | FY27 | FY28 | FY29 |  |  |  | $ | %
| Replacement - Major Station CBD |  |  |  |  | 23287.1548 | 31239.852 | 11746.1176 | 17163.9858 | 0 | 0 | 0 | 0 | 0 | 54527.0067 | 28910.1034 | 83437.1101 | -25616.9034 | -46.98%
| Replacement - Major Station |  |  |  |  | 111739.5571 | 28788.1549 | 15481.3096 | 185719.0567 | 77945.3412 | 107585.7599 | 42046.7797 | 2601.0786 | 28981.1475 | 140527.7121 | 428778.247 | 600888.1852 | 288250.535 | 205.1%
| Replacement - Other |  |  |  |  | 60028.0605 | 49677.1464 | 27557.7993 | 33926.5218 | 36852.6824 | 34085.2132 | 40671.969 | 0 | 0 | 109705.2069 | 173094.1857 | 282799.3925 | 63388.9788 | 57.78%
| Security and Compliance |  |  |  |  | 2861.1574 | 13212.0773 | 8926.6444 | 8150.545 | 10313.2813 | 15830.6167 | 10471.8613 | 0 | 0 | 16073.2347 | 53692.9487 | 69766.1834 | 37619.714 | 234.1%
| Non Network - Other |  |  |  |  | 529.8866 | 576.9725 | 588.2064 | 580.0893 | 644.1155 | 589.5895 | 598.6376 | 520.1695 | 524.0663 | 1106.8591 | 3000.6382 | 5151.7331 | 1893.7791 | 171.1%
| Non Network - Vehicles |  |  |  |  | 396.1526 | 2228.4719 | 1215.0824 | 1587.7451 | 1835.485 | 1207.5372 | 1245.7066 | 795.638 | 801.5986 | 2624.6245 | 7091.5562 | 11313.4173 | 4466.9317 | 170.2%
| Non Network - Premises |  |  |  |  | 1614.2892 | 1647.2222 | 1929.1915 | 2075.4236 | 2366.8998 | 1944.0662 | 2001.412 | 1664.6274 | 1677.0981 | 3261.5114 | 10316.9931 | 16920.2299 | 7055.4817 | 216.3%
| Non Network - IT |  |  |  |  | 19410.916 | 17765.4102 | 17997.9585 | 18350.5243 | 19190.22 | 14802.0399 | 12699.8635 | 0 | 0 | 37176.3262 | 83040.6062 | 120216.9324 | 45864.28 | 123.4%
| Capitalised Leases |  |  |  |  | 0 | 0 | 0 | 0 | 0 | 0 | 0 | 0 | 0 | 0 | 0 | 0 | 0 | NA
| Total |  |  |  |  | 219867.174 | 145135.3075 | 85442.3097 | 267553.8917 | 149148.025 | 176044.8225 | 109736.2296 | 5581.5135 | 31983.9105 | 365002.4815 | 787925.2784 | 1190493.184 | 422922.7969 | 115.9%
Major Station Replacement Capex incl Overheads (As Incurred)
| Item | $'000 March 22 | FY18: $'000 Nominal; FY23: $'000 March 22 | Total (FY18 to FY22) | Total (FY23 to FY27) | Total | Difference between Regulatory Period Totals
|  | ACTUAL | ACTUAL | ACTUAL | ACTUAL | FORECAST | FORECAST | FORECAST | FORECAST | FORECAST | FORECAST | FORECAST | FORECAST | FORECAST
|  | LTD | FY18 | FY19 | FY20 | FY21 | FY22 | FY23 | FY24 | FY25 | FY26 | FY27 | FY28 | FY29 |  |  |  | $ | %
| Major Station | 124006.9762 | 79307.0952 | 88270.2723 | 68456.1806 | 58026.0529 | 46266.5903 | 102212.7392 | 104981.7315 | 101515.1221 | 71676.4753 | 41597.661 | 4446.4433 | 26925.3665 | 340326.1913 | 421983.7291 | 917688.7063 | 81657.5378 | 23.99%
| Total | 124006.9762 | 79307.0952 | 88270.2723 | 68456.1806 | 58026.0529 | 46266.5903 | 102212.7392 | 104981.7315 | 101515.1221 | 71676.4753 | 41597.661 | 4446.4433 | 26925.3665 | 340326.1913 | 421983.7291 | 917688.7063 | 81657.5378 | 23.99%
Major Station Replacement Capex incl Overheads (As Commissioned)
| Item | $'000 March 22 | FY18: $'000 Nominal; FY23: $'000 March 22 | Total (FY18 to FY22) | Total (FY23 to FY27) | Total | Difference between Regulatory Period Totals
|  | ACTUAL | ACTUAL | ACTUAL | ACTUAL | FORECAST | FORECAST | FORECAST | FORECAST | FORECAST | FORECAST | FORECAST | FORECAST | FORECAST
|  | LTD | FY18 | FY19 | FY20 | FY21 | FY22 | FY23 | FY24 | FY25 | FY26 | FY27 | FY28 | FY29 |  |  |  | $ | %
| Major Station |  |  |  |  | 135026.7119 | 60028.0069 | 27227.4272 | 202883.0425 | 77945.3412 | 107585.7599 | 42046.7797 | 2601.0786 | 28981.1475 | 195054.7188 | 457688.3504 | 684325.2953 | 879380.0141 | 134.6%
| Total |  |  |  |  | 135026.7119 | 60028.0069 | 27227.4272 | 202883.0425 | 77945.3412 | 107585.7599 | 42046.7797 | 2601.0786 | 28981.1475 | 195054.7188 | 457688.3504 | 684325.2953 | 879380.0141 | 134.6%
Other Replacement Capex incl Overheads (As Incurred)
| Item | $'000 March 22 | FY18: $'000 Nominal; FY23: $'000 March 22 | Total (FY18 to FY22) | Total (FY23 to FY27) | Total | Difference between Regulatory Period Totals
|  | ACTUAL | ACTUAL | ACTUAL | ACTUAL | FORECAST | FORECAST | FORECAST | FORECAST | FORECAST | FORECAST | FORECAST | FORECAST | FORECAST
|  | LTD | FY18 | FY19 | FY20 | FY21 | FY22 | FY23 | FY24 | FY25 | FY26 | FY27 | FY28 | FY29 |  |  |  | $ | %
| Lines | 0 | 318 | 340 | 340 | 21205.5156 | 7180.1716 | 9046.1633 | 9063.2507 | 9058.2725 | 9205.3887 | 9419.7378 | 0 | 0 | 29383.6873 | 45792.813 | 75176.5003 | 16409.1258 | 55.84%
| Stations | 0 | 14664 | 10081 | 10081 | 19075.0369 | 15217.1074 | 9594.4243 | 8056.1314 | 8051.7063 | 8182.4748 | 8373.0052 | 0 | 0 | 69118.1442 | 42257.7421 | 111375.8863 | -26860.4021 | -38.86%
| Secondary & Protection | 0 | 16787 | 9975 | 9975 | 8614.6953 | 11797.6034 | 5892.0347 | 5903.1642 | 5899.9218 | 5995.7429 | 6135.3549 | 0 | 0 | 57149.2986 | 29826.2185 | 86975.5171 | -27323.0801 | -47.81%
| Communications | 0 | 2218 | 15330 | 15330 | 11132.8127 | 15482.2641 | 3025.177 | 10903.9754 | 13842.7818 | 10701.6067 | 16743.8711 | 0 | 0 | 59493.0768 | 55217.4121 | 114710.4888 | -4275.6647 | -7.187%
| Total | 0 | 33987 | 35726 | 35726 | 60028.0605 | 49677.1464 | 27557.7993 | 33926.5218 | 36852.6824 | 34085.2132 | 40671.969 | 0 | 0 | 215144.2069 | 173094.1857 | 388238.3925 | -42050.0212 | -19.55%
Other Replacement Capex incl Overheads (As Commissioned)
| Item | $'000 March 22 | FY18: $'000 Nominal; FY23: $'000 March 22 | Total (FY18 to FY22) | Total (FY23 to FY27) | Total | Difference between Regulatory Period Totals
|  | ACTUAL | ACTUAL | ACTUAL | ACTUAL | FORECAST | FORECAST | FORECAST | FORECAST | FORECAST | FORECAST | FORECAST | FORECAST | FORECAST
|  | LTD | FY18 | FY19 | FY20 | FY21 | FY22 | FY23 | FY24 | FY25 | FY26 | FY27 | FY28 | FY29 |  |  |  | $ | %
| Lines |  |  |  |  | 21205.5156 | 7180.1716 | 9046.1633 | 9063.2507 | 9058.2725 | 9205.3887 | 9419.7378 | 0 | 0 | 28385.6873 | 45792.813 | 74178.5003 | 17407.1258 | 61.32%
| Stations |  |  |  |  | 19075.0369 | 15217.1074 | 9594.4243 | 8056.1314 | 8051.7063 | 8182.4748 | 8373.0052 | 0 | 0 | 34292.1442 | 42257.7421 | 76549.8863 | 7965.5979 | 23.23%
| Secondary & Protection |  |  |  |  | 8614.6953 | 11797.6034 | 5892.0347 | 5903.1642 | 5899.9218 | 5995.7429 | 6135.3549 | 0 | 0 | 20412.2986 | 29826.2185 | 50238.5171 | 9413.9199 | 46.12%
| Communications |  |  |  |  | 11132.8127 | 15482.2641 | 3025.177 | 10903.9754 | 13842.7818 | 10701.6067 | 16743.8711 | 0 | 0 | 26615.0768 | 55217.4121 | 81832.4888 | 28602.3353 | 107.5%
| Total |  |  |  |  | 60028.0605 | 49677.1464 | 27557.7993 | 33926.5218 | 36852.6824 | 34085.2132 | 40671.969 | 0 | 0 | 109705.2069 | 173094.1857 | 282799.3925 | 63388.9788 | 57.78%
Security & Compliance Capex incl Overheads (As Incurred)
| Item | $'000 March 22 | FY18: $'000 Nominal; FY23: $'000 March 22 | Total (FY18 to FY22) | Total (FY23 to FY27) | Total | Difference between Regulatory Period Totals
|  | ACTUAL | ACTUAL | ACTUAL | ACTUAL | FORECAST | FORECAST | FORECAST | FORECAST | FORECAST | FORECAST | FORECAST | FORECAST | FORECAST
|  | LTD | FY18 | FY19 | FY20 | FY21 | FY22 | FY23 | FY24 | FY25 | FY26 | FY27 | FY28 | FY29 |  |  |  | $ | %
| Instrument Transformers | 0 | 0 | 0 | 0 | 0 | 0 | 0 | 0 | 0 | 0 | 0 | 0 | 0 | 0 | 0 | 0 | 0 | NA
| Fire protection systems | 0 | 867 | 513 | 513 | 1006.5634 | 0 | 518.9942 | 519.9745 | 519.6889 | 528.1292 | 540.4268 | 0 | 0 | 2899.5634 | 2627.2135 | 5526.777 | -272.3499 | -9.393%
| Infrastructure security | 0 | 3303 | 2309 | 2309 | 368.9322 | 908.199 | 1380.3036 | 1382.9109 | 1382.1513 | 1404.5989 | 1437.3053 | 0 | 0 | 9198.1312 | 6987.2701 | 16185.4013 | -2210.8612 | -24.04%
| Structure Fall Arrests | 0 | 2219 | 2369 | 2369 | 0 | 1825.281 | 571.1144 | 572.1932 | 571.8789 | 581.1669 | 594.6994 | 0 | 0 | 8782.281 | 2891.0529 | 11673.3339 | -5891.2281 | -67.08%
| Insulators | 0 | 1275 | 23 | 23 | 726.3666 | 5497.8343 | 5631.6388 | 5642.2765 | 5639.1773 | 5730.7637 | 5864.2055 | 0 | 0 | 7545.2009 | 28508.0619 | 36053.2627 | 20962.861 | 277.8%
| Communications (S&C) | 0 | 134 | 370 | 370 | 759.2952 | 4980.763 | 824.5934 | 33.1899 | 2200.3849 | 7585.958 | 2035.2243 | 0 | 0 | 6614.0582 | 12679.3504 | 19293.4086 | 6065.2922 | 91.7%
| Total | 0 | 7798 | 5584 | 5584 | 2861.1574 | 13212.0773 | 8926.6444 | 8150.545 | 10313.2813 | 15830.6167 | 10471.8613 | 0 | 0 | 35039.2347 | 53692.9487 | 88732.1834 | 18653.714 | 53.24%
Security & Compliance Capex incl Overheads (As Commissioned)
| Item | $'000 March 22 | FY18: $'000 Nominal; FY23: $'000 March 22 | Total (FY18 to FY22) | Total (FY23 to FY27) | Total | Difference between Regulatory Period Totals
|  | ACTUAL | ACTUAL | ACTUAL | ACTUAL | FORECAST | FORECAST | FORECAST | FORECAST | FORECAST | FORECAST | FORECAST | FORECAST | FORECAST
|  | LTD | FY18 | FY19 | FY20 | FY21 | FY22 | FY23 | FY24 | FY25 | FY26 | FY27 | FY28 | FY29 |  |  |  | $ | %
| Instrument Transformers |  |  |  |  | 0 | 0 | 0 | 0 | 0 | 0 | 0 | 0 | 0 | 0 | 0 | 0 | 0 | NA
| Fire protection systems |  |  |  |  | 1006.5634 | 0 | 518.9942 | 519.9745 | 519.6889 | 528.1292 | 540.4268 | 0 | 0 | 1006.5634 | 2627.2135 | 3633.777 | 1620.6501 | 161%
| Infrastructure security |  |  |  |  | 368.9322 | 908.199 | 1380.3036 | 1382.9109 | 1382.1513 | 1404.5989 | 1437.3053 | 0 | 0 | 1277.1312 | 6987.2701 | 8264.4013 | 5710.1388 | 447.1%
| Structure Fall Arrests |  |  |  |  | 0 | 1825.281 | 571.1144 | 572.1932 | 571.8789 | 581.1669 | 594.6994 | 0 | 0 | 1825.281 | 2891.0529 | 4716.3339 | 1065.7719 | 58.39%
| Insulators |  |  |  |  | 726.3666 | 5497.8343 | 5631.6388 | 5642.2765 | 5639.1773 | 5730.7637 | 5864.2055 | 0 | 0 | 6224.2009 | 28508.0619 | 34732.2627 | 22283.861 | 358%
| Communications (S&C) |  |  |  |  | 759.2952 | 4980.763 | 824.5934 | 33.1899 | 2200.3849 | 7585.958 | 2035.2243 | 0 | 0 | 5740.0582 | 12679.3504 | 18419.4086 | 6939.2922 | 120.9%
| Total |  |  |  |  | 2861.1574 | 13212.0773 | 8926.6444 | 8150.545 | 10313.2813 | 15830.6167 | 10471.8613 | 0 | 0 | 16073.2347 | 53692.9487 | 69766.1834 | 37619.714 | 234.1%
Non-Network Capex incl Overheads (As Incurred)
| Item | $'000 March 22 | FY18: $'000 Nominal; FY23: $'000 March 22 | Total (FY18 to FY22) | Total (FY23 to FY27) | Total | Difference between Regulatory Period Totals
|  | ACTUAL | ACTUAL | ACTUAL | ACTUAL | FORECAST | FORECAST | FORECAST | FORECAST | FORECAST | FORECAST | FORECAST | FORECAST | FORECAST
|  | LTD | FY18 | FY19 | FY20 | FY21 | FY22 | FY23 | FY24 | FY25 | FY26 | FY27 | FY28 | FY29 |  |  |  | $ | %
| Vehicles | 0 | 704.5153 | 560.2796 | 0 | 396.1526 | 2228.4719 | 1215.0824 | 1587.7451 | 1835.485 | 1207.5372 | 1245.7066 | 795.638 | 801.5986 | 3889.4195 | 7091.5562 | 12578.2123 | 3202.1367 | 82.33%
| Premises | 0 | 1247.7172 | 636.8082 | 4437.6154 | 1614.2892 | 1647.2222 | 1929.1915 | 2075.4236 | 2366.8998 | 1944.0662 | 2001.412 | 1664.6274 | 1677.0981 | 9583.6522 | 10316.9931 | 23242.3707 | 733.3409 | 7.652%
| Other (Non-Network) | 0 | 544.5587 | 814.4878 | 935.6886 | 529.8866 | 576.9725 | 588.2064 | 580.0893 | 644.1155 | 589.5895 | 598.6376 | 520.1695 | 524.0663 | 3401.5942 | 3000.6382 | 7446.4682 | -400.956 | -11.79%
| IT | 0 | 9434.0687 | 12071.2687 | 11993.9702 | 19410.916 | 17765.4102 | 17997.9585 | 18350.5243 | 19190.22 | 14802.0399 | 12699.8635 | 0 | 0 | 70675.6338 | 83040.6062 | 153716.24 | 12364.9724 | 17.5%
| Total | 0 | 11930.8599 | 14082.8444 | 17367.2742 | 21951.2443 | 22218.0769 | 21730.4388 | 22593.7824 | 24036.7201 | 18543.2327 | 16545.6196 | 2980.4349 | 3002.763 | 87550.2997 | 103449.7936 | 196983.2912 | 15899.494 | 18.16%
Non-Network Capex incl Overheads (As Commissioned)
| Item | $'000 March 22 | FY18: $'000 Nominal; FY23: $'000 March 22 | Total (FY18 to FY22) | Total (FY23 to FY27) | Total | Difference between Regulatory Period Totals
|  | ACTUAL | ACTUAL | ACTUAL | ACTUAL | FORECAST | FORECAST | FORECAST | FORECAST | FORECAST | FORECAST | FORECAST | FORECAST | FORECAST
|  | LTD | FY18 | FY19 | FY20 | FY21 | FY22 | FY23 | FY24 | FY25 | FY26 | FY27 | FY28 | FY29 |  |  |  | $ | %
| Vehicles |  |  |  |  | 396.1526 | 2228.4719 | 1215.0824 | 1587.7451 | 1835.485 | 1207.5372 | 1245.7066 | 795.638 | 801.5986 | 2624.6245 | 7091.5562 | 11313.4173 | 4466.9317 | 170.2%
| Premises |  |  |  |  | 1614.2892 | 1647.2222 | 1929.1915 | 2075.4236 | 2366.8998 | 1944.0662 | 2001.412 | 1664.6274 | 1677.0981 | 3261.5114 | 10316.9931 | 16920.2299 | 7055.4817 | 216.3%
| Other (Non-Network) |  |  |  |  | 529.8866 | 576.9725 | 588.2064 | 580.0893 | 644.1155 | 589.5895 | 598.6376 | 520.1695 | 524.0663 | 1106.8591 | 3000.6382 | 5151.7331 | 1893.7791 | 171.1%
| IT |  |  |  |  | 19410.916 | 17765.4102 | 17997.9585 | 18350.5243 | 19190.22 | 14802.0399 | 12699.8635 | 0 | 0 | 37176.3262 | 83040.6062 | 120216.9324 | 45864.28 | 123.4%
| Total |  |  |  |  | 21951.2443 | 22218.0769 | 21730.4388 | 22593.7824 | 24036.7201 | 18543.2327 | 16545.6196 | 2980.4349 | 3002.763 | 44169.3212 | 103449.7936 | 153602.3127 | 59280.4725 | 134.2%
Total Overhead by Asset Class, (As Incurred)
| Item | $'000 March 22 | FY18: $'000 Nominal; FY23: $'000 March 22 | Total (FY18 to FY22) | Total (FY23 to FY27) | Total | Difference between Regulatory Period Totals
|  | ACTUAL | ACTUAL | ACTUAL | ACTUAL | FORECAST | FORECAST | FORECAST | FORECAST | FORECAST | FORECAST | FORECAST | FORECAST | FORECAST
|  | LTD | FY18 | FY19 | FY20 | FY21 | FY22 | FY23 | FY24 | FY25 | FY26 | FY27 | FY28 | FY29 |  |  |  | $ | %
| Secondary |  |  |  |  | 871.6299 | 921.6362 | 734.9965 | 736.173 | 678.7612 | 686.5467 | 741.6864 | 7.9156 | 103.6737 | 1793.2661 | 3578.1638 | 5483.0192 | 1784.8977 | 99.53%
| Switchgear |  |  |  |  | 2657.5263 | 1682.8331 | 2351.8226 | 2093.196 | 2014.9448 | 1914.9108 | 1612.8624 | 184.7563 | 562.8302 | 4340.3594 | 9987.7366 | 15075.6825 | 5647.3771 | 130.1%
| Transformers |  |  |  |  | 843.7512 | 1197.4584 | 1832.041 | 2182.0082 | 2046.6289 | 1864.429 | 1464.8339 | 45.9774 | 602.1838 | 2041.2095 | 9389.9409 | 12079.3116 | 7348.7314 | 360%
| Reactive |  |  |  |  | 609.0294 | 14.4156 | 0 | 0 | 0 | 0 | 0 | 0 | 0 | 623.445 | 0 | 623.445 | -623.445 | -100%
| Towers and Conductor |  |  |  |  | 1408.385 | 860.3924 | 588.7001 | 634.3704 | 615.8861 | 751.6232 | 938.6162 | 3.0227 | 39.5901 | 2268.7774 | 3529.196 | 5840.5862 | 1260.4186 | 55.55%
| Establishment |  |  |  |  | 534.8568 | 408.9075 | 1048.0446 | 1144.8031 | 1092.4711 | 1072.0616 | 941.0911 | 22.0343 | 288.5921 | 943.7643 | 5298.4715 | 6552.8623 | 4354.7073 | 461.4%
| Communications |  |  |  |  | 758.8118 | 1175.249 | 202.6558 | 579.671 | 827.1606 | 1198.5813 | 1610.5672 | 0 | 0 | 1934.0608 | 4418.6358 | 6352.6967 | 2484.575 | 128.5%
| Inventory |  |  |  |  | 0 | 0 | 0 | 0 | 0 | 0 | 0 | 0 | 0 | 0 | 0 | 0 | 0 | NA
| IT |  |  |  |  | 373.6358 | 394.3759 | 76.4164 | 73.9026 | 75.0726 | 76.0082 | 77.2382 | 0 | 0 | 768.0117 | 378.6379 | 1146.6496 | -389.3739 | -50.7%
| Vehicles |  |  |  |  | 0 | 0 | 0 | 0 | 0 | 0 | 0 | 0 | 0 | 0 | 0 | 0 | 0 | NA
| Other (Non-Network) |  |  |  |  | 0 | 0 | 0 | 0 | 0 | 0 | 0 | 0 | 0 | 0 | 0 | 0 | 0 | NA
| Premises |  |  |  |  | 0 | 0 | 0 | 0 | 0 | 0 | 0 | 0 | 0 | 0 | 0 | 0 | 0 | NA
| Land |  |  |  |  | 0 | 0 | 0 | 0 | 0 | 0 | 0 | 0 | 0 | 0 | 0 | 0 | 0 | NA
| Easements |  |  |  |  | 0 | 0 | 0 | 0 | 0 | 0 | 0 | 0 | 0 | 0 | 0 | 0 | 0 | NA
| Equity raising costs (2003-08) |  |  |  |  | 0 | 0 | 0 | 0 | 0 | 0 | 0 | 0 | 0 | 0 | 0 | 0 | 0 | NA
| Inventory Adjustment (Other non-network) |  |  |  |  | 0 | 0 | 0 | 0 | 0 | 0 | 0 | 0 | 0 | 0 | 0 | 0 | 0 | NA
| Accelerated Depr |  |  |  |  | 0 | 0 | 0 | 0 | 0 | 0 | 0 | 0 | 0 | 0 | 0 | 0 | 0 | NA
| Insulators |  |  |  |  | 0 | 0 | 289.4663 | 297.3921 | 290.0497 | 375.5987 | 502.9367 | 0 | 0 | 0 | 1755.4436 | 1755.4436 | 1755.4436 | NA
| Instrument Transformers |  |  |  |  | 0 | 0 | 81.3093 | 83.5356 | 81.4732 | 105.5033 | 141.2718 | 0 | 0 | 0 | 493.0931 | 493.0931 | 493.0931 | NA
| Capitalised Leases |  |  |  |  | 0 | 0 | 0 | 0 | 0 | 0 | 0 | 0 | 0 | 0 | 0 | 0 | 0 | NA
| Spare straight-line tax asset class |  |  |  |  | 0 | 0 | 0 | 0 | 0 | 0 | 0 | 0 | 0 | 0 | 0 | 0 | 0 | NA
| Buildings |  |  |  |  | 0 | 0 | 0 | 0 | 0 | 0 | 0 | 0 | 0 | 0 | 0 | 0 | 0 | NA
| In-house software |  |  |  |  | 0 | 0 | 305.6655 | 295.6103 | 300.2903 | 304.0327 | 308.9527 | 0 | 0 | 0 | 1514.5514 | 1514.5514 | 1514.5514 | NA
| Equity raising costs |  |  |  |  | 0 | 0 | 0 | 0 | 0 | 0 | 0 | 0 | 0 | 0 | 0 | 0 | 0 | NA
| Total |  |  |  |  | 8057.6262 | 6655.2682 | 7511.1179 | 8120.6624 | 8022.7384 | 8349.2956 | 8340.0565 | 263.7064 | 1596.8698 | 14712.8944 | 40343.8707 | 56917.3413 | 25630.9763 | 174.2%
Total Overhead by Asset Class, (As Commissioned)
| Item | $'000 March 22 | FY18: $'000 Nominal; FY23: $'000 March 22 | Total (FY18 to FY22) | Total (FY23 to FY27) | Total | Difference between Regulatory Period Totals
|  | ACTUAL | ACTUAL | ACTUAL | ACTUAL | FORECAST | FORECAST | FORECAST | FORECAST | FORECAST | FORECAST | FORECAST | FORECAST | FORECAST
|  | LTD | FY18 | FY19 | FY20 | FY21 | FY22 | FY23 | FY24 | FY25 | FY26 | FY27 | FY28 | FY29 |  |  |  | $ | %
| Secondary |  |  |  |  | 916.6675 | 848.1652 | 428.281 | 1120.277 | 601.3505 | 807.1827 | 741.6864 | 0 | 111.5893 | 1764.8326 | 3698.7776 | 5575.1995 | 1933.945 | 109.6%
| Switchgear |  |  |  |  | 2814.2875 | 1639.6713 | 926.055 | 3894.7301 | 1595.1672 | 2554.5789 | 1646.8679 | 141.7836 | 605.8029 | 4453.9588 | 10617.3991 | 15818.9444 | 6163.4403 | 138.4%
| Transformers |  |  |  |  | 1008.2714 | 786.3988 | 421.9474 | 3820.544 | 1596.992 | 2565.1377 | 1464.8339 | 0 | 648.1612 | 1794.6702 | 9869.455 | 12312.2864 | 8074.7847 | 449.9%
| Reactive |  |  |  |  | 609.0294 | 14.4156 | 0 | 0 | 0 | 0 | 0 | 0 | 0 | 623.445 | 0 | 623.445 | -623.445 | -100%
| Towers and Conductor |  |  |  |  | 1418.883 | 837.2573 | 502.4421 | 729.1883 | 586.3251 | 797.6907 | 938.6162 | 0 | 42.6128 | 2256.1403 | 3554.2625 | 5853.0157 | 1298.1222 | 57.54%
| Establishment |  |  |  |  | 341.9698 | 373.7917 | 409.805 | 1986.8269 | 876.9859 | 1407.8711 | 941.0911 | 0 | 310.6264 | 715.7615 | 5622.58 | 6648.9679 | 4906.8185 | 685.5%
| Communications |  |  |  |  | 761.6361 | 1174.9719 | 199.7854 | 582.8229 | 827.1606 | 1198.5813 | 1610.5672 | 0 | 0 | 1936.6079 | 4418.9173 | 6355.5252 | 2482.3093 | 128.2%
| Inventory |  |  |  |  | 0 | 0 | 0 | 0 | 0 | 0 | 0 | 0 | 0 | 0 | 0 | 0 | 0 | NA
| IT |  |  |  |  | 373.6358 | 394.3759 | 76.4164 | 73.9026 | 75.0726 | 76.0082 | 77.2382 | 0 | 0 | 768.0117 | 378.6379 | 1146.6496 | -389.3739 | -50.7%
| Vehicles |  |  |  |  | 0 | 0 | 0 | 0 | 0 | 0 | 0 | 0 | 0 | 0 | 0 | 0 | 0 | NA
| Other (Non-Network) |  |  |  |  | 0 | 0 | 0 | 0 | 0 | 0 | 0 | 0 | 0 | 0 | 0 | 0 | 0 | NA
| Premises |  |  |  |  | 0 | 0 | 0 | 0 | 0 | 0 | 0 | 0 | 0 | 0 | 0 | 0 | 0 | NA
| Land |  |  |  |  | 0 | 0 | 0 | 0 | 0 | 0 | 0 | 0 | 0 | 0 | 0 | 0 | 0 | NA
| Easements |  |  |  |  | 0 | 0 | 0 | 0 | 0 | 0 | 0 | 0 | 0 | 0 | 0 | 0 | 0 | NA
| Equity raising costs (2003-08) |  |  |  |  | 0 | 0 | 0 | 0 | 0 | 0 | 0 | 0 | 0 | 0 | 0 | 0 | 0 | NA
| Inventory Adjustment (Other non-network) |  |  |  |  | 0 | 0 | 0 | 0 | 0 | 0 | 0 | 0 | 0 | 0 | 0 | 0 | 0 | NA
| Accelerated Depr |  |  |  |  | 0 | 0 | 0 | 0 | 0 | 0 | 0 | 0 | 0 | 0 | 0 | 0 | 0 | NA
| Insulators |  |  |  |  | 0 | 0 | 289.4663 | 297.3921 | 290.0497 | 375.5987 | 502.9367 | 0 | 0 | 0 | 1755.4436 | 1755.4436 | 1755.4436 | NA
| Instrument Transformers |  |  |  |  | 0 | 0 | 81.3093 | 83.5356 | 81.4732 | 105.5033 | 141.2718 | 0 | 0 | 0 | 493.0931 | 493.0931 | 493.0931 | NA
| Capitalised Leases |  |  |  |  | 0 | 0 | 0 | 0 | 0 | 0 | 0 | 0 | 0 | 0 | 0 | 0 | 0 | NA
| Spare straight-line tax asset class |  |  |  |  | 0 | 0 | 0 | 0 | 0 | 0 | 0 | 0 | 0 | 0 | 0 | 0 | 0 | NA
| Buildings |  |  |  |  | 0 | 0 | 0 | 0 | 0 | 0 | 0 | 0 | 0 | 0 | 0 | 0 | 0 | NA
| In-house software |  |  |  |  | 0 | 0 | 305.6655 | 295.6103 | 300.2903 | 304.0327 | 308.9527 | 0 | 0 | 0 | 1514.5514 | 1514.5514 | 1514.5514 | NA
| Equity raising costs |  |  |  |  | 0 | 0 | 0 | 0 | 0 | 0 | 0 | 0 | 0 | 0 | 0 | 0 | 0 | NA
| Total |  |  |  |  | 8244.3805 | 6069.0477 | 3641.1733 | 12884.8299 | 6830.8669 | 10192.1854 | 8374.062 | 141.7836 | 1718.7925 | 14313.4282 | 41923.1175 | 58097.1219 | 27609.6892 | 192.9%
[5 empty] | Total Capex As Incurred less Capex by Type less Overheads | 0 | 0 | 0 | 0 | 0 | 0 | 0 | 0 | 0
[6 empty] | 0 | 0 | 0 | 0 | 0 | 0 | 0 | 0 | 0
[6 empty] | 0 | 0 | 0 | 0 | 0 | 0 | 0 | 0 | 0
[6 empty] | 0 | 0 | 0 | 0 | 0 | 0 | 0 | 0 | 0
[6 empty] | 0 | 0 | 0 | 0 | 0 | 0 | 0 | 0 | 0
[6 empty] | 0 | 0 | 0 | 0 | 0 | 0 | 0 | 0 | 0

## Report¦Forecasts Eff-$FY20
Back to contents
AusNet Services Forecast Transmission Capex Model (FY20 to FY29) v9
#VALUE!
Direct Capex by Cost Type (As Incurred)
| Item | $'m FY20 | [12 empty] | Total (FY18 to FY22) | Total (FY23 to FY27) | Total | Difference between Regulatory Period Totals
|  | ACTUAL | ACTUAL | ACTUAL | ACTUAL | FORECAST | FORECAST | FORECAST | FORECAST | FORECAST | FORECAST | FORECAST | FORECAST | FORECAST
|  | LTD | FY18 | FY19 | FY20 | FY21 | FY22 | FY23 | FY24 | FY25 | FY26 | FY27 | FY28 | FY29 |  |  |  | $ | %
| Labour - Internal | 11.8564 |  |  |  | 13.3201 | 12.1515 | 14.8192 | 15.7245 | 16.1446 | 13.0462 | 10.0917 | 0.70319 | 2.7909 | 25.4716 | 69.8262 | 110.6483 | 44.3546 | 174.1%
| Labour - External | 59.2822 |  |  |  | 66.1832 | 60.0757 | 72.9922 | 77.0655 | 78.5123 | 62.7534 | 48.0138 | 3.4983 | 13.9043 | 126.2589 | 339.3373 | 542.281 | 213.0785 | 168.8%
| Materials | 47.4258 |  |  |  | 53.0861 | 48.1307 | 58.3938 | 61.6524 | 62.8099 | 50.2027 | 38.4111 | 2.6473 | 10.3926 | 101.2168 | 271.4699 | 433.1524 | 170.253 | 168.2%
| Total | 118.5645 |  |  |  | 132.5893 | 120.3579 | 146.2052 | 154.4425 | 157.4668 | 126.0023 | 96.5166 | 6.8488 | 27.0878 | 252.9473 | 680.6334 | 1086.0818 | 427.6861 | 169.1%
Direct Capex by Cost Type (As Commissioned)
| Item | $'m FY20 | [12 empty] | Total (FY18 to FY22) | Total (FY23 to FY27) | Total | Difference between Regulatory Period Totals
|  | ACTUAL | ACTUAL | ACTUAL | ACTUAL | FORECAST | FORECAST | FORECAST | FORECAST | FORECAST | FORECAST | FORECAST | FORECAST | FORECAST
|  | LTD | FY18 | FY19 | FY20 | FY21 | FY22 | FY23 | FY24 | FY25 | FY26 | FY27 | FY28 | FY29 |  |  |  | $ | %
| Labour - Internal |  |  |  |  | 20.8747 | 13.5193 | 7.9289 | 24.7178 | 13.9443 | 16.3835 | 10.1331 | 0.53643 | 2.9808 | 34.394 | 73.1076 | 111.0188 | 38.7136 | 112.6%
| Labour - External |  |  |  |  | 103.9846 | 67.0206 | 39.045 | 121.5405 | 67.8482 | 78.9945 | 48.2114 | 2.6396 | 14.8487 | 171.0052 | 355.6395 | 544.133 | 184.6344 | 108%
| Materials |  |  |  |  | 83.2792 | 53.6641 | 31.2371 | 97.2336 | 54.2785 | 63.1956 | 38.5691 | 2.025 | 11.1074 | 136.9433 | 284.5139 | 434.5896 | 147.5706 | 107.8%
| Total |  |  |  |  | 208.1385 | 134.2039 | 78.211 | 243.492 | 136.071 | 158.5736 | 96.9135 | 5.201 | 28.9368 | 342.3425 | 713.2611 | 1089.7413 | 370.9186 | 108.3%
Total Capex by Asset Class, incl. Overheads (As Incurred)
| Item | $'m FY20 | [12 empty] | Total (FY18 to FY22) | Total (FY23 to FY27) | Total | Difference between Regulatory Period Totals
|  | ACTUAL | ACTUAL | ACTUAL | ACTUAL | FORECAST | FORECAST | FORECAST | FORECAST | FORECAST | FORECAST | FORECAST | FORECAST | FORECAST
|  | LTD | FY18 | FY19 | FY20 | FY21 | FY22 | FY23 | FY24 | FY25 | FY26 | FY27 | FY28 | FY29 |  |  |  | $ | %
| Secondary | 7.0453 | 22.1993 | 15.1515 | 19.9843 | 13.4901 | 15.5065 | 13.672 | 13.3541 | 12.6174 | 10.0154 | 8.2685 | 0.12761 | 1.6714 | 86.3318 | 57.9272 | 153.1033 | -28.4046 | -32.9%
| Switchgear | 73.5173 | 42.0925 | 47.5059 | 40.2152 | 41.1303 | 28.3136 | 43.7472 | 37.9702 | 37.4554 | 27.9348 | 17.9805 | 2.9785 | 9.0736 | 199.2575 | 165.0881 | 449.915 | -34.1694 | -17.15%
| Transformers | 21.954 | 30.2906 | 24.14 | 11.4585 | 13.0587 | 20.1472 | 34.0785 | 39.5813 | 38.0444 | 27.1984 | 16.3302 | 0.74122 | 9.708 | 99.095 | 155.2328 | 286.731 | 56.1378 | 56.65%
| Reactive | 0 | -0.0090999 | 1.7618 | 4.5281 | 9.4259 | 0.24254 | 0 | 0 | 0 | 0 | 0 | 0 | 0 | 15.9492 | 0 | 15.9492 | -15.9492 | -100%
| Towers and Conductor | 3.1146 | 6.103 | 5.6827 | 16.566 | 21.7975 | 14.4761 | 10.9506 | 11.5074 | 11.4486 | 10.9647 | 10.4639 | 0.048731 | 0.63824 | 64.6252 | 55.3352 | 123.7619 | -9.29 | -14.38%
| Establishment | 12.8997 | 16.453 | 20.2318 | 19.5659 | 8.2779 | 6.8799 | 19.4951 | 20.7665 | 20.3077 | 15.6393 | 10.4915 | 0.35522 | 4.6525 | 71.4085 | 86.7001 | 176.0159 | 15.2916 | 21.41%
| Communications | 0.033575 | 6.9301 | 19.3637 | 25.9785 | 11.7441 | 19.7735 | 3.7697 | 10.5151 | 15.3759 | 17.4849 | 17.9549 | 0 | 0 | 83.7898 | 65.1006 | 148.924 | -18.6892 | -22.3%
| Inventory | 0 | 1.5748 | -0.63726 | 1.2752 | 0 | 0 | 0 | 0 | 0 | 0 | 0 | 0 | 0 | 2.2128 | 0 | 2.2128 | -2.2128 | -100%
| IT | 0 | 9.7876 | 12.2988 | 11.994 | 19.0913 | 17.1443 | 3.4416 | 3.509 | 3.6696 | 2.8305 | 2.4285 | 0 | 0 | 70.316 | 15.8792 | 86.1952 | -54.4368 | -77.42%
| Vehicles | 0 | 0.73092 | 0.57084 | 0 | 0.38963 | 2.1506 | 1.1618 | 1.5181 | 1.7549 | 1.1545 | 1.191 | 0.76072 | 0.76642 | 3.8419 | 6.7803 | 12.1494 | 2.9384 | 76.48%
| Other (Non-Network) | 0 | 0.56497 | 0.82984 | 0.93569 | 0.52116 | 0.5568 | 0.56239 | 0.55463 | 0.61585 | 0.56371 | 0.57236 | 0.49734 | 0.50107 | 3.4085 | 2.8689 | 7.2758 | -0.53951 | -15.83%
| Premises | 0 | 1.2945 | 0.64881 | 4.4376 | 1.5877 | 1.5896 | 1.8445 | 1.9843 | 2.263 | 1.8587 | 1.9136 | 1.5916 | 1.6035 | 9.5582 | 9.8642 | 22.6175 | 0.30595 | 3.201%
| Land | 0 | 0 | 0 | 0 | 0 | 0 | 0 | 0 | 0 | 0 | 0 | 0 | 0 | 0 | 0 | 0 | 0 | NA
| Easements | 0 | 0 | 0 | 0 | 0 | 0 | 0 | 0 | 0 | 0 | 0 | 0 | 0 | 0 | 0 | 0 | 0 | NA
| Equity raising costs (2003-08) | 0 | 0 | 0 | 0 | 0 | 0 | 0 | 0 | 0 | 0 | 0 | 0 | 0 | 0 | 0 | 0 | 0 | NA
| Inventory Adjustment (Other non-network) | 0 | -1.5748 | 0.63726 | -1.2752 | 0 | 0 | 0 | 0 | 0 | 0 | 0 | 0 | 0 | -2.2128 | 0 | -2.2128 | 2.2128 | -100%
| Accelerated Depr | 0 | 0 | 0 | 0 | 0 | 0 | 0 | 0 | 0 | 0 | 0 | 0 | 0 | 0 | 0 | 0 | 0 | NA
| Insulators | 0 | 0 | 0 | 0 | 0 | 0 | 5.3845 | 5.3946 | 5.3917 | 5.4792 | 5.6068 | 0 | 0 | 0 | 27.2569 | 27.2569 | 27.2569 | NA
| Instrument Transformers | 0 | 0 | 0 | 0 | 0 | 0 | 1.5125 | 1.5153 | 1.5145 | 1.5391 | 1.5749 | 0 | 0 | 0 | 7.6563 | 7.6563 | 7.6563 | NA
| Capitalised Leases | 0 | 0 | 0 | 44.323 | 0 | 0 | 0 | 0 | 0 | 0 | 0 | 0 | 0 | 44.323 | 0 | 44.323 | -44.323 | -100%
| Spare straight-line tax asset class | 0 | 0 | 0 | 0 | 0 | 0 | 0 | 0 | 0 | 0 | 0 | 0 | 0 | 0 | 0 | 0 | 0 | NA
| Buildings | 0 | 0 | 0 | 0 | 0 | 0 | 0 | 0 | 0 | 0 | 0 | 0 | 0 | 0 | 0 | 0 | 0 | NA
| In-house software | 0 | 0 | 0 | 0 | 0 | 0 | 13.7664 | 14.0361 | 14.6784 | 11.3219 | 9.714 | 0 | 0 | 0 | 63.5168 | 63.5168 | 63.5168 | NA
| Equity raising costs | 0 | 0 | 0 | 0 | 0 | 0 | 0 | 0 | 0 | 0 | 0 | 0 | 0 | 0 | 0 | 0 | 0 | NA
| Total | 118.5645 | 136.4373 | 148.1858 | 199.9866 | 140.5143 | 126.7805 | 153.3867 | 162.2067 | 165.1374 | 133.9852 | 104.4906 | 7.1009 | 28.6146 | 751.9046 | 719.2066 | 1625.3912 | -32.698 | -4.349%
Total Capex by Asset Class, incl. Overheads (As Commissioned)
| Item | $'m FY20 | [12 empty] | Total (FY18 to FY22) | Total (FY23 to FY27) | Total | Difference between Regulatory Period Totals
|  | ACTUAL | ACTUAL | ACTUAL | ACTUAL | FORECAST | FORECAST | FORECAST | FORECAST | FORECAST | FORECAST | FORECAST | FORECAST | FORECAST
|  | LTD | FY18 | FY19 | FY20 | FY21 | FY22 | FY23 | FY24 | FY25 | FY26 | FY27 | FY28 | FY29 |  |  |  | $ | %
| Secondary |  | 15.7217 | 13.2299 | 24.4123 | 17.7799 | 16.7593 | 8.004 | 20.9813 | 11.1652 | 12.254 | 8.2684 | 0 | 1.799 | 87.9032 | 60.6729 | 150.3751 | -27.2302 | -30.98%
| Switchgear |  | 23.337 | 21.9543 | 52.1859 | 97.791 | 37.9908 | 17.2086 | 74.1669 | 29.4062 | 39.9404 | 18.4104 | 2.4869 | 9.7663 | 233.259 | 179.1324 | 424.6447 | -54.1266 | -23.2%
| Transformers |  | 21.9742 | 39.1279 | 15.5171 | 23.5491 | 18.7968 | 7.8771 | 70.589 | 29.6082 | 40.2011 | 16.33 | 0 | 10.4492 | 118.9652 | 164.6055 | 294.0199 | 45.6403 | 38.36%
| Reactive |  | 0.24326 | 0.80673 | 1.8041 | 9.4259 | 0.24254 | 0 | 0 | 0 | 0 | 0 | 0 | 0 | 12.5225 | 0 | 12.5225 | -12.5225 | -100%
| Towers and Conductor |  | 25.6355 | 9.5722 | 20.9125 | 22.024 | 14.237 | 9.3389 | 13.2373 | 10.8939 | 11.8196 | 10.4639 | 0 | 0.68697 | 92.3812 | 55.7535 | 148.8217 | -36.6277 | -39.65%
| Establishment |  | 16.1674 | 10.6814 | 21.1813 | 12.2847 | 10.7888 | 7.8755 | 37.7491 | 16.2646 | 21.8707 | 10.4913 | 0 | 5.0077 | 71.1037 | 94.2513 | 170.3627 | 23.1476 | 32.55%
| Communications |  | 1.9068 | 6.8886 | 29.7537 | 11.8028 | 19.8042 | 3.7146 | 10.5755 | 15.3759 | 17.4849 | 17.9549 | 0 | 0 | 70.156 | 65.1059 | 135.2619 | -5.0502 | -7.198%
| Inventory |  | 1.5748 | -0.63726 | 1.2752 | 0 | 0 | 0 | 0 | 0 | 0 | 0 | 0 | 0 | 2.2128 | 0 | 2.2128 | -2.2128 | -100%
| IT |  | 6.0948 | 13.502 | 11.8653 | 19.0913 | 17.1443 | 3.4416 | 3.509 | 3.6696 | 2.8305 | 2.4285 | 0 | 0 | 67.6977 | 15.8792 | 83.5769 | -51.8184 | -76.54%
| Vehicles |  | 0.37866 | 1.196 | 0.074046 | 0.38963 | 2.1506 | 1.1618 | 1.5181 | 1.7549 | 1.1545 | 1.191 | 0.76072 | 0.76642 | 4.1889 | 6.7803 | 12.4964 | 2.5914 | 61.86%
| Other (Non-Network) |  | 1.5688 | 2.8537 | 2.8218 | 0.52116 | 0.5568 | 0.56239 | 0.55463 | 0.61585 | 0.56371 | 0.57236 | 0.49734 | 0.50107 | 8.3222 | 2.8689 | 12.1896 | -5.4533 | -65.53%
| Premises |  | 0 | 0 | 0 | 1.5877 | 1.5896 | 1.8445 | 1.9843 | 2.263 | 1.8587 | 1.9136 | 1.5916 | 1.6035 | 3.1773 | 9.8642 | 16.2366 | 6.6869 | 210.5%
| Land |  | 0 | 0 | 0 | 0 | 0 | 0 | 0 | 0 | 0 | 0 | 0 | 0 | 0 | 0 | 0 | 0 | NA
| Easements |  | 0 | 0 | 0 | 0 | 0 | 0 | 0 | 0 | 0 | 0 | 0 | 0 | 0 | 0 | 0 | 0 | NA
| Equity raising costs (2003-08) |  | 0 | 0 | 0 | 0 | 0 | 0 | 0 | 0 | 0 | 0 | 0 | 0 | 0 | 0 | 0 | 0 | NA
| Inventory Adjustment (Other non-network) |  | -1.5748 | 0.63726 | -1.2752 | 0 | 0 | 0 | 0 | 0 | 0 | 0 | 0 | 0 | -2.2128 | 0 | -2.2128 | 2.2128 | -100%
| Accelerated Depr |  | 0 | 0 | 0 | 0 | 0 | 0 | 0 | 0 | 0 | 0 | 0 | 0 | 0 | 0 | 0 | 0 | NA
| Insulators |  | 0 | 0 | 0 | 0 | 0 | 5.3845 | 5.3946 | 5.3917 | 5.4792 | 5.6068 | 0 | 0 | 0 | 27.2569 | 27.2569 | 27.2569 | NA
| Instrument Transformers |  | 0 | 0 | 0 | 0 | 0 | 1.5125 | 1.5153 | 1.5145 | 1.5391 | 1.5749 | 0 | 0 | 0 | 7.6563 | 7.6563 | 7.6563 | NA
| Capitalised Leases |  | 0 | 0 | 44.323 | 0 | 0 | 0 | 0 | 0 | 0 | 0 | 0 | 0 | 44.323 | 0 | 44.323 | -44.323 | -100%
| Spare straight-line tax asset class |  | 0 | 0 | 0 | 0 | 0 | 0 | 0 | 0 | 0 | 0 | 0 | 0 | 0 | 0 | 0 | 0 | NA
| Buildings |  | 0 | 0 | 0 | 0 | 0 | 0 | 0 | 0 | 0 | 0 | 0 | 0 | 0 | 0 | 0 | 0 | NA
| In-house software |  | 0 | 0 | 0 | 0 | 0 | 13.7664 | 14.0361 | 14.6784 | 11.3219 | 9.714 | 0 | 0 | 0 | 63.5168 | 63.5168 | 63.5168 | NA
| Equity raising costs |  | 0 | 0 | 0 | 0 | 0 | 0 | 0 | 0 | 0 | 0 | 0 | 0 | 0 | 0 | 0 | 0 | NA
| Total |  | 113.0282 | 119.8127 | 224.8511 | 216.2472 | 140.0608 | 81.6924 | 255.8113 | 142.6021 | 168.3184 | 104.92 | 5.3365 | 30.5802 | 813.9999 | 753.3442 | 1603.2609 | -60.6557 | -7.452%
Total Capex by Driver, incl. Overheads (As Incurred)
| Item | $'m FY20 | [12 empty] | Total (FY18 to FY22) | Total (FY23 to FY27) | Total | Difference between Regulatory Period Totals
|  | ACTUAL | ACTUAL | ACTUAL | ACTUAL | FORECAST | FORECAST | FORECAST | FORECAST | FORECAST | FORECAST | FORECAST | FORECAST | FORECAST
|  | LTD | FY18 | FY19 | FY20 | FY21 | FY22 | FY23 | FY24 | FY25 | FY26 | FY27 | FY28 | FY29 |  |  |  | $ | %
| Replacement - Major Station CBD | 67.3959 | 51.823 | 46.6165 | 12.1542 | 17.1856 | 6.5676 | 10.0582 | 0 | 0 | 0 | 0 | 0 | 0 | 134.3468 | 10.0582 | 211.8009 | -124.2886 | -92.51%
| Replacement - Major Station | 51.1686 | 30.4563 | 43.3177 | 56.302 | 39.8851 | 38.0813 | 87.6685 | 100.3742 | 97.0598 | 68.5307 | 39.772 | 4.2513 | 25.7436 | 208.0425 | 393.4052 | 682.6112 | 185.3627 | 89.1%
| Replacement - Other | 0 | 35.2627 | 35.7493 | 57.3908 | 59.0397 | 47.9402 | 26.3483 | 32.4375 | 35.2353 | 32.5893 | 38.8869 | 0 | 0 | 235.3828 | 165.4973 | 400.8801 | -69.8855 | -29.69%
| Security and Compliance | 0 | 6.5239 | 5.5605 | 7.5302 | 2.814 | 12.7501 | 8.5349 | 7.7928 | 9.8606 | 15.1358 | 10.0123 | 0 | 0 | 35.1787 | 51.3364 | 86.5151 | 16.1577 | 45.93%
| Non Network - Other | 0 | 0.56497 | 0.82984 | 0.93569 | 0.52116 | 0.5568 | 0.56239 | 0.55463 | 0.61585 | 0.56371 | 0.57236 | 0.49734 | 0.50107 | 3.4085 | 2.8689 | 7.2758 | -0.53951 | -15.83%
| Non Network - Vehicles | 0 | 0.73092 | 0.57084 | 0 | 0.38963 | 2.1506 | 1.1618 | 1.5181 | 1.7549 | 1.1545 | 1.191 | 0.76072 | 0.76642 | 3.8419 | 6.7803 | 12.1494 | 2.9384 | 76.48%
| Non Network - Premises | 0 | 1.2945 | 0.64881 | 4.4376 | 1.5877 | 1.5896 | 1.8445 | 1.9843 | 2.263 | 1.8587 | 1.9136 | 1.5916 | 1.6035 | 9.5582 | 9.8642 | 22.6175 | 0.30595 | 3.201%
| Non Network - IT | 0 | 9.7876 | 12.2988 | 11.994 | 19.0913 | 17.1443 | 17.2081 | 17.5451 | 18.348 | 14.1524 | 12.1425 | 0 | 0 | 70.316 | 79.3961 | 149.7121 | 9.0801 | 12.91%
| Capitalised Leases | 0 | 0 | 0 | 44.323 | 0 | 0 | 0 | 0 | 0 | 0 | 0 | 0 | 0 | 44.323 | 0 | 44.323 | -44.323 | -100%
| Total | 118.5645 | 136.4439 | 145.5923 | 195.0674 | 140.5143 | 126.7805 | 153.3867 | 162.2067 | 165.1374 | 133.9852 | 104.4906 | 7.1009 | 28.6146 | 744.3985 | 719.2066 | 1617.8851 | -25.1918 | -3.384%
| NCIPAP | 0 | -0.0064773 | 2.5935 | 5.0116 | 0 | 0 | 0 | 0 | 0 | 0 | 0 | 0 | 0 | 7.5987 | 0 | 7.5987 | -7.5987 | -100%
| Total including NCIPAP | 118.5645 | 136.4374 | 148.1858 | 200.0791 | 140.5143 | 126.7805 | 153.3867 | 162.2067 | 165.1374 | 133.9852 | 104.4906 | 7.1009 | 28.6146 | 751.9972 | 719.2066 | 1625.4838 | -32.7905 | -4.36%
Total Capex by Driver, incl. Overheads (As Commissioned)
| Item | $'m FY20 | [12 empty] | Total (FY18 to FY22) | Total (FY23 to FY27) | Total | Difference between Regulatory Period Totals
|  | ACTUAL | ACTUAL | ACTUAL | ACTUAL | FORECAST | FORECAST | FORECAST | FORECAST | FORECAST | FORECAST | FORECAST | FORECAST | FORECAST
|  | LTD | FY18 | FY19 | FY20 | FY21 | FY22 | FY23 | FY24 | FY25 | FY26 | FY27 | FY28 | FY29 |  |  |  | $ | %
| Replacement - Major Station CBD |  |  |  |  | 22.9037 | 30.1476 | 11.2306 | 16.4107 | 0 | 0 | 0 | 0 | 0 | 53.0513 | 27.6413 | 80.6926 | -25.41 | -47.9%
| Replacement - Major Station |  |  |  |  | 109.8998 | 27.7816 | 14.8019 | 177.5681 | 74.5244 | 102.864 | 40.2014 | 2.4869 | 27.7092 | 137.6814 | 409.9597 | 577.8373 | 272.2783 | 197.8%
| Replacement - Other |  |  |  |  | 59.0397 | 47.9402 | 26.3483 | 32.4375 | 35.2353 | 32.5893 | 38.8869 | 0 | 0 | 106.98 | 165.4973 | 272.4773 | 58.5173 | 54.7%
| Security and Compliance |  |  |  |  | 2.814 | 12.7501 | 8.5349 | 7.7928 | 9.8606 | 15.1358 | 10.0123 | 0 | 0 | 15.5642 | 51.3364 | 66.9006 | 35.7723 | 229.8%
| Non Network - Other |  |  |  |  | 0.52116 | 0.5568 | 0.56239 | 0.55463 | 0.61585 | 0.56371 | 0.57236 | 0.49734 | 0.50107 | 1.078 | 2.8689 | 4.9453 | 1.791 | 166.1%
| Non Network - Vehicles |  |  |  |  | 0.38963 | 2.1506 | 1.1618 | 1.5181 | 1.7549 | 1.1545 | 1.191 | 0.76072 | 0.76642 | 2.5402 | 6.7803 | 10.8476 | 4.2401 | 166.9%
| Non Network - Premises |  |  |  |  | 1.5877 | 1.5896 | 1.8445 | 1.9843 | 2.263 | 1.8587 | 1.9136 | 1.5916 | 1.6035 | 3.1773 | 9.8642 | 16.2366 | 6.6869 | 210.5%
| Non Network - IT |  |  |  |  | 19.0913 | 17.1443 | 17.2081 | 17.5451 | 18.348 | 14.1524 | 12.1425 | 0 | 0 | 36.2356 | 79.3961 | 115.6316 | 43.1605 | 119.1%
| Capitalised Leases |  |  |  |  | 0 | 0 | 0 | 0 | 0 | 0 | 0 | 0 | 0 | 0 | 0 | 0 | 0 | NA
| Total |  |  |  |  | 216.2472 | 140.0608 | 81.6924 | 255.8113 | 142.6021 | 168.3184 | 104.92 | 5.3365 | 30.5802 | 356.3079 | 753.3442 | 1145.5689 | 397.0363 | 111.4%
Major Station Replacement Capex incl Overheads (As Incurred)
| Item | $'m FY20 | [12 empty] | Total (FY18 to FY22) | Total (FY23 to FY27) | Total | Difference between Regulatory Period Totals
|  | ACTUAL | ACTUAL | ACTUAL | ACTUAL | FORECAST | FORECAST | FORECAST | FORECAST | FORECAST | FORECAST | FORECAST | FORECAST | FORECAST
|  | LTD | FY18 | FY19 | FY20 | FY21 | FY22 | FY23 | FY24 | FY25 | FY26 | FY27 | FY28 | FY29 |  |  |  | $ | %
| Major Station | 118.5645 | 80.8021 | 89.9343 | 69.7466 | 57.0707 | 44.6489 | 97.7267 | 100.3742 | 97.0598 | 68.5307 | 39.772 | 4.2513 | 25.7436 | 342.2026 | 403.4634 | 894.2254 | 61.2608 | 17.9%
| Total | 118.5645 | 80.8021 | 89.9343 | 69.7466 | 57.0707 | 44.6489 | 97.7267 | 100.3742 | 97.0598 | 68.5307 | 39.772 | 4.2513 | 25.7436 | 342.2026 | 403.4634 | 894.2254 | 61.2608 | 17.9%
Major Station Replacement Capex incl Overheads (As Commissioned)
| Item | $'m FY20 | [12 empty] | Total (FY18 to FY22) | Total (FY23 to FY27) | Total | Difference between Regulatory Period Totals
|  | ACTUAL | ACTUAL | ACTUAL | ACTUAL | FORECAST | FORECAST | FORECAST | FORECAST | FORECAST | FORECAST | FORECAST | FORECAST | FORECAST
|  | LTD | FY18 | FY19 | FY20 | FY21 | FY22 | FY23 | FY24 | FY25 | FY26 | FY27 | FY28 | FY29 |  |  |  | $ | %
| Major Station |  |  |  |  | 132.8036 | 57.9292 | 26.0324 | 193.9788 | 74.5244 | 102.864 | 40.2014 | 2.4869 | 27.7092 | 190.7327 | 437.601 | 658.5298 | 849.2626 | 129.4%
| Total |  |  |  |  | 132.8036 | 57.9292 | 26.0324 | 193.9788 | 74.5244 | 102.864 | 40.2014 | 2.4869 | 27.7092 | 190.7327 | 437.601 | 658.5298 | 849.2626 | 129.4%
Other Replacement Capex incl Overheads (As Incurred)
| Item | $'m FY20 | [12 empty] | Total (FY18 to FY22) | Total (FY23 to FY27) | Total | Difference between Regulatory Period Totals
|  | ACTUAL | ACTUAL | ACTUAL | ACTUAL | FORECAST | FORECAST | FORECAST | FORECAST | FORECAST | FORECAST | FORECAST | FORECAST | FORECAST
|  | LTD | FY18 | FY19 | FY20 | FY21 | FY22 | FY23 | FY24 | FY25 | FY26 | FY27 | FY28 | FY29 |  |  |  | $ | %
| Lines | 0 | 0.32399 | 0.34641 | 0.34641 | 20.8564 | 6.9291 | 8.6491 | 8.6655 | 8.6607 | 8.8014 | 9.0063 | 0 | 0 | 28.8023 | 43.783 | 72.5853 | 14.9807 | 52.01%
| Stations | 0 | 14.9404 | 10.271 | 10.271 | 18.761 | 14.6851 | 9.1733 | 7.7026 | 7.6983 | 7.8234 | 8.0055 | 0 | 0 | 68.9285 | 40.4031 | 109.3316 | -28.5254 | -41.38%
| Secondary & Protection | 0 | 17.1035 | 10.163 | 10.163 | 8.4729 | 11.3851 | 5.6334 | 5.6441 | 5.641 | 5.7326 | 5.8661 | 0 | 0 | 57.2875 | 28.5172 | 85.8047 | -28.7703 | -50.22%
| Communications | 0 | 2.2598 | 15.619 | 15.619 | 10.9495 | 14.9409 | 2.8924 | 10.4254 | 13.2352 | 10.2319 | 16.009 | 0 | 0 | 59.3882 | 52.794 | 112.1822 | -6.5942 | -11.1%
| Total | 0 | 34.6277 | 36.3995 | 36.3995 | 59.0397 | 47.9402 | 26.3483 | 32.4375 | 35.2353 | 32.5893 | 38.8869 | 0 | 0 | 214.4066 | 165.4973 | 379.9039 | -48.9093 | -22.81%
Other Replacement Capex incl Overheads (As Commissioned)
| Item | $'m FY20 | [12 empty] | Total (FY18 to FY22) | Total (FY23 to FY27) | Total | Difference between Regulatory Period Totals
|  | ACTUAL | ACTUAL | ACTUAL | ACTUAL | FORECAST | FORECAST | FORECAST | FORECAST | FORECAST | FORECAST | FORECAST | FORECAST | FORECAST
|  | LTD | FY18 | FY19 | FY20 | FY21 | FY22 | FY23 | FY24 | FY25 | FY26 | FY27 | FY28 | FY29 |  |  |  | $ | %
| Lines |  |  |  |  | 20.8564 | 6.9291 | 8.6491 | 8.6655 | 8.6607 | 8.8014 | 9.0063 | 0 | 0 | 27.7855 | 43.783 | 71.5685 | 15.9975 | 57.58%
| Stations |  |  |  |  | 18.761 | 14.6851 | 9.1733 | 7.7026 | 7.6983 | 7.8234 | 8.0055 | 0 | 0 | 33.446 | 40.4031 | 73.8491 | 6.9571 | 20.8%
| Secondary & Protection |  |  |  |  | 8.4729 | 11.3851 | 5.6334 | 5.6441 | 5.641 | 5.7326 | 5.8661 | 0 | 0 | 19.858 | 28.5172 | 48.3752 | 8.6592 | 43.61%
| Communications |  |  |  |  | 10.9495 | 14.9409 | 2.8924 | 10.4254 | 13.2352 | 10.2319 | 16.009 | 0 | 0 | 25.8905 | 52.794 | 78.6844 | 26.9035 | 103.9%
| Total |  |  |  |  | 59.0397 | 47.9402 | 26.3483 | 32.4375 | 35.2353 | 32.5893 | 38.8869 | 0 | 0 | 106.98 | 165.4973 | 272.4773 | 58.5173 | 54.7%
Security & Compliance Capex incl Overheads (As Incurred)
| Item | $'m FY20 | [12 empty] | Total (FY18 to FY22) | Total (FY23 to FY27) | Total | Difference between Regulatory Period Totals
|  | ACTUAL | ACTUAL | ACTUAL | ACTUAL | FORECAST | FORECAST | FORECAST | FORECAST | FORECAST | FORECAST | FORECAST | FORECAST | FORECAST
|  | LTD | FY18 | FY19 | FY20 | FY21 | FY22 | FY23 | FY24 | FY25 | FY26 | FY27 | FY28 | FY29 |  |  |  | $ | %
| Instrument Transformers | 0 | 0 | 0 | 0 | 0 | 0 | 0 | 0 | 0 | 0 | 0 | 0 | 0 | 0 | 0 | 0 | 0 | NA
| Fire protection systems | 0 | 0.88334 | 0.52267 | 0.52267 | 0.98999 | 0 | 0.49622 | 0.49715 | 0.49688 | 0.50495 | 0.51671 | 0 | 0 | 2.9187 | 2.5119 | 5.4306 | -0.40677 | -13.94%
| Infrastructure security | 0 | 3.3653 | 2.3525 | 2.3525 | 0.36286 | 0.87644 | 1.3197 | 1.3222 | 1.3215 | 1.343 | 1.3742 | 0 | 0 | 9.3096 | 6.6806 | 15.9902 | -2.629 | -28.24%
| Structure Fall Arrests | 0 | 2.2608 | 2.4137 | 2.4137 | 0 | 1.7615 | 0.54605 | 0.54708 | 0.54678 | 0.55566 | 0.5686 | 0 | 0 | 8.8496 | 2.7642 | 11.6138 | -6.0854 | -68.77%
| Insulators | 0 | 1.299 | 0.023434 | 0.023434 | 0.71441 | 5.3056 | 5.3845 | 5.3946 | 5.3917 | 5.4792 | 5.6068 | 0 | 0 | 7.3659 | 27.2569 | 34.6228 | 19.891 | 270%
| Communications (S&C) | 0 | 0.13653 | 0.37697 | 0.37697 | 0.74679 | 4.8066 | 0.7884 | 0.031733 | 2.1038 | 7.253 | 1.9459 | 0 | 0 | 6.4439 | 12.1229 | 18.5668 | 5.679 | 88.13%
| Total | 0 | 7.945 | 5.6893 | 5.6893 | 2.814 | 12.7501 | 8.5349 | 7.7928 | 9.8606 | 15.1358 | 10.0123 | 0 | 0 | 34.8877 | 51.3364 | 86.2241 | 16.4487 | 47.15%
Security & Compliance Capex incl Overheads (As Commissioned)
| Item | $'m FY20 | [12 empty] | Total (FY18 to FY22) | Total (FY23 to FY27) | Total | Difference between Regulatory Period Totals
|  | ACTUAL | ACTUAL | ACTUAL | ACTUAL | FORECAST | FORECAST | FORECAST | FORECAST | FORECAST | FORECAST | FORECAST | FORECAST | FORECAST
|  | LTD | FY18 | FY19 | FY20 | FY21 | FY22 | FY23 | FY24 | FY25 | FY26 | FY27 | FY28 | FY29 |  |  |  | $ | %
| Instrument Transformers |  |  |  |  | 0 | 0 | 0 | 0 | 0 | 0 | 0 | 0 | 0 | 0 | 0 | 0 | 0 | NA
| Fire protection systems |  |  |  |  | 0.98999 | 0 | 0.49622 | 0.49715 | 0.49688 | 0.50495 | 0.51671 | 0 | 0 | 0.98999 | 2.5119 | 3.5019 | 1.5219 | 153.7%
| Infrastructure security |  |  |  |  | 0.36286 | 0.87644 | 1.3197 | 1.3222 | 1.3215 | 1.343 | 1.3742 | 0 | 0 | 1.2393 | 6.6806 | 7.9199 | 5.4413 | 439.1%
| Structure Fall Arrests |  |  |  |  | 0 | 1.7615 | 0.54605 | 0.54708 | 0.54678 | 0.55566 | 0.5686 | 0 | 0 | 1.7615 | 2.7642 | 4.5256 | 1.0027 | 56.92%
| Insulators |  |  |  |  | 0.71441 | 5.3056 | 5.3845 | 5.3946 | 5.3917 | 5.4792 | 5.6068 | 0 | 0 | 6.02 | 27.2569 | 33.2769 | 21.2369 | 352.8%
| Communications (S&C) |  |  |  |  | 0.74679 | 4.8066 | 0.7884 | 0.031733 | 2.1038 | 7.253 | 1.9459 | 0 | 0 | 5.5534 | 12.1229 | 17.6763 | 6.5695 | 118.3%
| Total |  |  |  |  | 2.814 | 12.7501 | 8.5349 | 7.7928 | 9.8606 | 15.1358 | 10.0123 | 0 | 0 | 15.5642 | 51.3364 | 66.9006 | 35.7723 | 229.8%
Non-Network Capex incl Overheads (As Incurred)
| Item | $'m FY20 | [12 empty] | Total (FY18 to FY22) | Total (FY23 to FY27) | Total | Difference between Regulatory Period Totals
|  | ACTUAL | ACTUAL | ACTUAL | ACTUAL | FORECAST | FORECAST | FORECAST | FORECAST | FORECAST | FORECAST | FORECAST | FORECAST | FORECAST
|  | LTD | FY18 | FY19 | FY20 | FY21 | FY22 | FY23 | FY24 | FY25 | FY26 | FY27 | FY28 | FY29 |  |  |  | $ | %
| Vehicles | 0 | 0.7178 | 0.57084 | 0 | 0.38963 | 2.1506 | 1.1618 | 1.5181 | 1.7549 | 1.1545 | 1.191 | 0.76072 | 0.76642 | 3.8288 | 6.7803 | 12.1363 | 2.9515 | 77.09%
| Premises | 0 | 1.2712 | 0.64881 | 4.5213 | 1.5877 | 1.5896 | 1.8445 | 1.9843 | 2.263 | 1.8587 | 1.9136 | 1.5916 | 1.6035 | 9.6187 | 9.8642 | 22.6779 | 0.24553 | 2.553%
| Other (Non-Network) | 0 | 0.55482 | 0.82984 | 0.95333 | 0.52116 | 0.5568 | 0.56239 | 0.55463 | 0.61585 | 0.56371 | 0.57236 | 0.49734 | 0.50107 | 3.416 | 2.8689 | 7.2833 | -0.54701 | -16.01%
| IT | 0 | 9.6119 | 12.2988 | 12.2201 | 19.0913 | 17.1443 | 17.2081 | 17.5451 | 18.348 | 14.1524 | 12.1425 | 0 | 0 | 70.3664 | 79.3961 | 149.7624 | 9.0297 | 12.83%
| Total | 0 | 12.1558 | 14.3483 | 17.6947 | 21.5898 | 21.4412 | 20.7767 | 21.6022 | 22.9818 | 17.7294 | 15.8195 | 2.8496 | 2.871 | 87.2298 | 98.9095 | 191.8599 | 11.6797 | 13.39%
Non-Network Capex incl Overheads (As Commissioned)
| Item | $'m FY20 | [12 empty] | Total (FY18 to FY22) | Total (FY23 to FY27) | Total | Difference between Regulatory Period Totals
|  | ACTUAL | ACTUAL | ACTUAL | ACTUAL | FORECAST | FORECAST | FORECAST | FORECAST | FORECAST | FORECAST | FORECAST | FORECAST | FORECAST
|  | LTD | FY18 | FY19 | FY20 | FY21 | FY22 | FY23 | FY24 | FY25 | FY26 | FY27 | FY28 | FY29 |  |  |  | $ | %
| Vehicles |  |  |  |  | 0.38963 | 2.1506 | 1.1618 | 1.5181 | 1.7549 | 1.1545 | 1.191 | 0.76072 | 0.76642 | 2.5402 | 6.7803 | 10.8476 | 4.2401 | 166.9%
| Premises |  |  |  |  | 1.5877 | 1.5896 | 1.8445 | 1.9843 | 2.263 | 1.8587 | 1.9136 | 1.5916 | 1.6035 | 3.1773 | 9.8642 | 16.2366 | 6.6869 | 210.5%
| Other (Non-Network) |  |  |  |  | 0.52116 | 0.5568 | 0.56239 | 0.55463 | 0.61585 | 0.56371 | 0.57236 | 0.49734 | 0.50107 | 1.078 | 2.8689 | 4.9453 | 1.791 | 166.1%
| IT |  |  |  |  | 19.0913 | 17.1443 | 17.2081 | 17.5451 | 18.348 | 14.1524 | 12.1425 | 0 | 0 | 36.2356 | 79.3961 | 115.6316 | 43.1605 | 119.1%
| Total |  |  |  |  | 21.5898 | 21.4412 | 20.7767 | 21.6022 | 22.9818 | 17.7294 | 15.8195 | 2.8496 | 2.871 | 43.0311 | 98.9095 | 147.6612 | 55.8784 | 129.9%

## Report¦Forecasts Eff-$Mar22
Back to contents
AusNet Services Forecast Transmission Capex Model (FY20 to FY29) v9
#VALUE!
Direct Capex by Cost Type (As Incurred)
| Item | $'m March 2022 | [12 empty] | Total (FY18 to FY22) | Total (FY23 to FY27) | Total | Difference between Regulatory Period Totals
|  | ACTUAL | ACTUAL | ACTUAL | ACTUAL | FORECAST | FORECAST | FORECAST | FORECAST | FORECAST | FORECAST | FORECAST | FORECAST | FORECAST
|  | LTD | FY18 | FY19 | FY20 | FY21 | FY22 | FY23 | FY24 | FY25 | FY26 | FY27 | FY28 | FY29 |  |  |  | $ | %
| Labour - Internal | 12.4007 |  |  |  | 13.9315 | 12.7093 | 14.1868 | 15.8096 | 16.6595 | 13.645 | 10.555 | 0.73547 | 2.919 | 26.6408 | 70.8559 | 113.5519 | 44.2151 | 166%
| Labour - External | 62.0035 |  |  |  | 69.2212 | 62.8334 | 69.7798 | 77.4195 | 80.9852 | 65.634 | 50.2178 | 3.6589 | 14.5425 | 132.0546 | 344.0364 | 556.2958 | 211.9818 | 160.5%
| Materials | 49.6028 |  |  |  | 55.5229 | 50.3401 | 55.8239 | 61.9356 | 64.7882 | 52.5072 | 40.1743 | 2.7688 | 10.8697 | 105.863 | 275.2291 | 444.3335 | 169.3661 | 160%
| Total | 124.007 |  |  |  | 138.6756 | 125.8828 | 139.7905 | 155.1647 | 162.4329 | 131.7862 | 100.9471 | 7.1632 | 28.3313 | 264.5584 | 690.1214 | 1114.1812 | 425.563 | 160.9%
Direct Capex by Cost Type (As Commissioned)
| Item | $'m March 2022 | [12 empty] | Total (FY18 to FY22) | Total (FY23 to FY27) | Total | Difference between Regulatory Period Totals
|  | ACTUAL | ACTUAL | ACTUAL | ACTUAL | FORECAST | FORECAST | FORECAST | FORECAST | FORECAST | FORECAST | FORECAST | FORECAST | FORECAST
|  | LTD | FY18 | FY19 | FY20 | FY21 | FY22 | FY23 | FY24 | FY25 | FY26 | FY27 | FY28 | FY29 |  |  |  | $ | %
| Labour - Internal |  |  |  |  | 21.8329 | 14.1399 | 8.2929 | 25.8525 | 14.5844 | 17.1355 | 10.5982 | 0.56106 | 3.1176 | 35.9728 | 76.4635 | 116.1149 | 40.4907 | 112.6%
| Labour - External |  |  |  |  | 108.7578 | 70.097 | 40.8373 | 127.1196 | 70.9626 | 82.6206 | 50.4244 | 2.7608 | 15.5303 | 178.8549 | 371.9646 | 569.1106 | 193.1097 | 108%
| Materials |  |  |  |  | 87.102 | 56.1274 | 32.671 | 101.697 | 56.7701 | 66.0965 | 40.3395 | 2.1179 | 11.6172 | 143.2295 | 297.5741 | 454.5387 | 154.3446 | 107.8%
| Total |  |  |  |  | 217.6928 | 140.3643 | 81.8011 | 254.6691 | 142.3172 | 165.8526 | 101.3622 | 5.4397 | 30.2651 | 358.0571 | 746.0022 | 1139.7641 | 387.945 | 108.3%
Total Capex by Asset Class, incl. Overheads (As Incurred)
| Item | $'m March 2022 | [12 empty] | Total (FY18 to FY22) | Total (FY23 to FY27) | Total | Difference between Regulatory Period Totals
|  | ACTUAL | ACTUAL | ACTUAL | ACTUAL | FORECAST | FORECAST | FORECAST | FORECAST | FORECAST | FORECAST | FORECAST | FORECAST | FORECAST
|  | LTD | FY18 | FY19 | FY20 | FY21 | FY22 | FY23 | FY24 | FY25 | FY26 | FY27 | FY28 | FY29 |  |  |  | $ | %
| Secondary | 7.3687 | 23.2183 | 15.847 | 20.9016 | 14.1094 | 16.2183 | 14.2995 | 13.9671 | 13.1965 | 10.4751 | 8.648 | 0.13347 | 1.7481 | 90.2947 | 60.5863 | 160.1313 | -29.7085 | -32.9%
| Switchgear | 76.892 | 44.0247 | 49.6865 | 42.0612 | 43.0183 | 29.6133 | 45.7553 | 39.7132 | 39.1748 | 29.2171 | 18.8059 | 3.1152 | 9.4901 | 208.4041 | 172.6662 | 470.5676 | -35.7379 | -17.15%
| Transformers | 22.9617 | 31.6811 | 25.2482 | 11.9845 | 13.6581 | 21.072 | 35.6428 | 41.3982 | 39.7908 | 28.4469 | 17.0799 | 0.77524 | 10.1536 | 103.6438 | 162.3585 | 299.8929 | 58.7147 | 56.65%
| Reactive | 0 | -0.0095176 | 1.8427 | 4.7359 | 9.8586 | 0.25368 | 0 | 0 | 0 | 0 | 0 | 0 | 0 | 16.6813 | 0 | 16.6813 | -16.6813 | -100%
| Towers and Conductor | 3.2576 | 6.3831 | 5.9436 | 17.3264 | 22.798 | 15.1406 | 11.4533 | 12.0356 | 11.9741 | 11.468 | 10.9442 | 0.050968 | 0.66754 | 67.5917 | 57.8753 | 129.443 | -9.7164 | -14.38%
| Establishment | 13.4918 | 17.2082 | 21.1605 | 20.464 | 8.6579 | 7.1957 | 20.39 | 21.7198 | 21.2399 | 16.3572 | 10.9731 | 0.37153 | 4.8661 | 74.6864 | 90.6799 | 184.0957 | 15.9936 | 21.41%
| Communications | 0.035116 | 7.2482 | 20.2526 | 27.171 | 12.2832 | 20.6812 | 3.9427 | 10.9978 | 16.0817 | 18.2876 | 18.7791 | 0 | 0 | 87.636 | 68.0889 | 155.7601 | -19.5471 | -22.3%
| Inventory | 0 | 1.6471 | -0.66652 | 1.3337 | 0 | 0 | 0 | 0 | 0 | 0 | 0 | 0 | 0 | 2.3143 | 0 | 2.3143 | -2.3143 | -100%
| IT | 0 | 10.2369 | 12.8634 | 12.5445 | 19.9677 | 17.9312 | 3.5996 | 3.6701 | 3.838 | 2.9604 | 2.54 | 0 | 0 | 73.5438 | 16.6081 | 90.1519 | -56.9356 | -77.42%
| Vehicles | 0 | 0.76447 | 0.59705 | 0 | 0.40752 | 2.2493 | 1.2151 | 1.5877 | 1.8355 | 1.2075 | 1.2457 | 0.79564 | 0.8016 | 4.0183 | 7.0916 | 12.7071 | 3.0733 | 76.48%
| Other (Non-Network) | 0 | 0.5909 | 0.86793 | 0.97864 | 0.54509 | 0.58236 | 0.58821 | 0.58009 | 0.64412 | 0.58959 | 0.59864 | 0.52017 | 0.52407 | 3.5649 | 3.0006 | 7.6098 | -0.56428 | -15.83%
| Premises | 0 | 1.3539 | 0.6786 | 4.6413 | 1.6606 | 1.6626 | 1.9292 | 2.0754 | 2.3669 | 1.9441 | 2.0014 | 1.6646 | 1.6771 | 9.997 | 10.317 | 23.6557 | 0.31999 | 3.201%
| Land | 0 | 0 | 0 | 0 | 0 | 0 | 0 | 0 | 0 | 0 | 0 | 0 | 0 | 0 | 0 | 0 | 0 | NA
| Easements | 0 | 0 | 0 | 0 | 0 | 0 | 0 | 0 | 0 | 0 | 0 | 0 | 0 | 0 | 0 | 0 | 0 | NA
| Equity raising costs (2003-08) | 0 | 0 | 0 | 0 | 0 | 0 | 0 | 0 | 0 | 0 | 0 | 0 | 0 | 0 | 0 | 0 | 0 | NA
| Inventory Adjustment (Other non-network) | 0 | -1.6471 | 0.66652 | -1.3337 | 0 | 0 | 0 | 0 | 0 | 0 | 0 | 0 | 0 | -2.3143 | 0 | -2.3143 | 2.3143 | -100%
| Accelerated Depr | 0 | 0 | 0 | 0 | 0 | 0 | 0 | 0 | 0 | 0 | 0 | 0 | 0 | 0 | 0 | 0 | 0 | NA
| Insulators | 0 | 0 | 0 | 0 | 0 | 0 | 5.6316 | 5.6423 | 5.6392 | 5.7308 | 5.8642 | 0 | 0 | 0 | 28.5081 | 28.5081 | 28.5081 | NA
| Instrument Transformers | 0 | 0 | 0 | 0 | 0 | 0 | 1.5819 | 1.5849 | 1.584 | 1.6097 | 1.6472 | 0 | 0 | 0 | 8.0077 | 8.0077 | 8.0077 | NA
| Capitalised Leases | 0 | 0 | 0 | 46.3576 | 0 | 0 | 0 | 0 | 0 | 0 | 0 | 0 | 0 | 46.3576 | 0 | 46.3576 | -46.3576 | -100%
| Spare straight-line tax asset class | 0 | 0 | 0 | 0 | 0 | 0 | 0 | 0 | 0 | 0 | 0 | 0 | 0 | 0 | 0 | 0 | 0 | NA
| Buildings | 0 | 0 | 0 | 0 | 0 | 0 | 0 | 0 | 0 | 0 | 0 | 0 | 0 | 0 | 0 | 0 | 0 | NA
| In-house software | 0 | 0 | 0 | 0 | 0 | 0 | 14.3984 | 14.6804 | 15.3522 | 11.8416 | 10.1599 | 0 | 0 | 0 | 66.4325 | 66.4325 | 66.4325 | NA
| Equity raising costs | 0 | 0 | 0 | 0 | 0 | 0 | 0 | 0 | 0 | 0 | 0 | 0 | 0 | 0 | 0 | 0 | 0 | NA
| Total | 124.007 | 142.7003 | 154.9881 | 209.1667 | 146.9644 | 132.6002 | 160.4276 | 169.6526 | 172.7178 | 140.1355 | 109.2871 | 7.4269 | 29.9281 | 786.4196 | 752.2207 | 1700.0022 | -34.1989 | -4.349%
Total Capex by Asset Class, incl. Overheads (As Commissioned)
| Item | $'m March 2022 | [12 empty] | Total (FY18 to FY22) | Total (FY23 to FY27) | Total | Difference between Regulatory Period Totals
|  | ACTUAL | ACTUAL | ACTUAL | ACTUAL | FORECAST | FORECAST | FORECAST | FORECAST | FORECAST | FORECAST | FORECAST | FORECAST | FORECAST
|  | LTD | FY18 | FY19 | FY20 | FY21 | FY22 | FY23 | FY24 | FY25 | FY26 | FY27 | FY28 | FY29 |  |  |  | $ | %
| Secondary |  | 16.4434 | 13.8372 | 25.5329 | 18.5961 | 17.5287 | 8.3714 | 21.9444 | 11.6777 | 12.8165 | 8.648 | 0 | 1.8815 | 91.9382 | 63.458 | 157.2778 | -28.4802 | -30.98%
| Switchgear |  | 24.4083 | 22.9621 | 54.5815 | 102.2799 | 39.7347 | 17.9985 | 77.5714 | 30.756 | 41.7738 | 19.2555 | 2.6011 | 10.2146 | 243.9664 | 187.3552 | 444.1373 | -56.6112 | -23.2%
| Transformers |  | 22.9829 | 40.9241 | 16.2294 | 24.6301 | 19.6596 | 8.2387 | 73.8293 | 30.9674 | 42.0465 | 17.0796 | 0 | 10.9289 | 124.4261 | 172.1614 | 307.5164 | 47.7353 | 38.36%
| Reactive |  | 0.25443 | 0.84376 | 1.8869 | 9.8586 | 0.25368 | 0 | 0 | 0 | 0 | 0 | 0 | 0 | 13.0973 | 0 | 13.0973 | -13.0973 | -100%
| Towers and Conductor |  | 26.8123 | 10.0116 | 21.8725 | 23.0349 | 14.8905 | 9.7676 | 13.8449 | 11.394 | 12.3621 | 10.9442 | 0 | 0.71851 | 96.6218 | 58.3128 | 155.6531 | -38.309 | -39.65%
| Establishment |  | 16.9096 | 11.1718 | 22.1536 | 12.8486 | 11.2841 | 8.237 | 39.4819 | 17.0112 | 22.8747 | 10.9729 | 0 | 5.2376 | 74.3676 | 98.5778 | 178.1829 | 24.2102 | 32.55%
| Communications |  | 1.9943 | 7.2048 | 31.1195 | 12.3446 | 20.7132 | 3.8851 | 11.0609 | 16.0818 | 18.2876 | 18.7791 | 0 | 0 | 73.3764 | 68.0944 | 141.4709 | -5.282 | -7.198%
| Inventory |  | 1.6471 | -0.66652 | 1.3337 | 0 | 0 | 0 | 0 | 0 | 0 | 0 | 0 | 0 | 2.3143 | 0 | 2.3143 | -2.3143 | -100%
| IT |  | 6.3746 | 14.1217 | 12.41 | 19.9677 | 17.9312 | 3.5996 | 3.6701 | 3.838 | 2.9604 | 2.54 | 0 | 0 | 70.8052 | 16.6081 | 87.4133 | -54.1971 | -76.54%
| Vehicles |  | 0.39604 | 1.2509 | 0.077445 | 0.40752 | 2.2493 | 1.2151 | 1.5877 | 1.8355 | 1.2075 | 1.2457 | 0.79564 | 0.8016 | 4.3812 | 7.0916 | 13.07 | 2.7104 | 61.86%
| Other (Non-Network) |  | 1.6408 | 2.9847 | 2.9513 | 0.54509 | 0.58236 | 0.58821 | 0.58009 | 0.64412 | 0.58959 | 0.59864 | 0.52017 | 0.52407 | 8.7042 | 3.0006 | 12.7491 | -5.7036 | -65.53%
| Premises |  | 0 | 0 | 0 | 1.6606 | 1.6626 | 1.9292 | 2.0754 | 2.3669 | 1.9441 | 2.0014 | 1.6646 | 1.6771 | 3.3232 | 10.317 | 16.9819 | 6.9938 | 210.5%
| Land |  | 0 | 0 | 0 | 0 | 0 | 0 | 0 | 0 | 0 | 0 | 0 | 0 | 0 | 0 | 0 | 0 | NA
| Easements |  | 0 | 0 | 0 | 0 | 0 | 0 | 0 | 0 | 0 | 0 | 0 | 0 | 0 | 0 | 0 | 0 | NA
| Equity raising costs (2003-08) |  | 0 | 0 | 0 | 0 | 0 | 0 | 0 | 0 | 0 | 0 | 0 | 0 | 0 | 0 | 0 | 0 | NA
| Inventory Adjustment (Other non-network) |  | -1.6471 | 0.66652 | -1.3337 | 0 | 0 | 0 | 0 | 0 | 0 | 0 | 0 | 0 | -2.3143 | 0 | -2.3143 | 2.3143 | -100%
| Accelerated Depr |  | 0 | 0 | 0 | 0 | 0 | 0 | 0 | 0 | 0 | 0 | 0 | 0 | 0 | 0 | 0 | 0 | NA
| Insulators |  | 0 | 0 | 0 | 0 | 0 | 5.6316 | 5.6423 | 5.6392 | 5.7308 | 5.8642 | 0 | 0 | 0 | 28.5081 | 28.5081 | 28.5081 | NA
| Instrument Transformers |  | 0 | 0 | 0 | 0 | 0 | 1.5819 | 1.5849 | 1.584 | 1.6097 | 1.6472 | 0 | 0 | 0 | 8.0077 | 8.0077 | 8.0077 | NA
| Capitalised Leases |  | 0 | 0 | 46.3576 | 0 | 0 | 0 | 0 | 0 | 0 | 0 | 0 | 0 | 46.3576 | 0 | 46.3576 | -46.3576 | -100%
| Spare straight-line tax asset class |  | 0 | 0 | 0 | 0 | 0 | 0 | 0 | 0 | 0 | 0 | 0 | 0 | 0 | 0 | 0 | 0 | NA
| Buildings |  | 0 | 0 | 0 | 0 | 0 | 0 | 0 | 0 | 0 | 0 | 0 | 0 | 0 | 0 | 0 | 0 | NA
| In-house software |  | 0 | 0 | 0 | 0 | 0 | 14.3984 | 14.6804 | 15.3522 | 11.8416 | 10.1599 | 0 | 0 | 0 | 66.4325 | 66.4325 | 66.4325 | NA
| Equity raising costs |  | 0 | 0 | 0 | 0 | 0 | 0 | 0 | 0 | 0 | 0 | 0 | 0 | 0 | 0 | 0 | 0 | NA
| Total |  | 118.2166 | 125.3125 | 235.1725 | 226.1737 | 146.49 | 85.4423 | 267.5539 | 149.148 | 176.0448 | 109.7362 | 5.5815 | 31.9839 | 851.3653 | 787.9253 | 1676.856 | -63.44 | -7.452%
Total Capex by Driver, incl. Overheads (As Incurred)
| Item | $'m March 2022 | [12 empty] | Total (FY18 to FY22) | Total (FY23 to FY27) | Total | Difference between Regulatory Period Totals
|  | ACTUAL | ACTUAL | ACTUAL | ACTUAL | FORECAST | FORECAST | FORECAST | FORECAST | FORECAST | FORECAST | FORECAST | FORECAST | FORECAST
|  | LTD | FY18 | FY19 | FY20 | FY21 | FY22 | FY23 | FY24 | FY25 | FY26 | FY27 | FY28 | FY29 |  |  |  | $ | %
| Replacement - Major Station CBD | 70.4896 | 54.2018 | 48.7564 | 12.7121 | 17.9744 | 6.8691 | 10.5199 | 0 | 0 | 0 | 0 | 0 | 0 | 140.5138 | 10.5199 | 221.5233 | -129.9939 | -92.51%
| Replacement - Major Station | 53.5174 | 31.8544 | 45.3062 | 58.8864 | 41.716 | 39.8294 | 91.6928 | 104.9817 | 101.5151 | 71.6765 | 41.5977 | 4.4464 | 26.9254 | 217.5924 | 411.4638 | 713.9454 | 193.8714 | 89.1%
| Replacement - Other | 0 | 36.8814 | 37.3903 | 60.0253 | 61.7499 | 50.1408 | 27.5578 | 33.9265 | 36.8527 | 34.0852 | 40.672 | 0 | 0 | 246.1876 | 173.0942 | 419.2818 | -73.0935 | -29.69%
| Security and Compliance | 0 | 6.8234 | 5.8157 | 7.8758 | 2.9432 | 13.3354 | 8.9266 | 8.1505 | 10.3133 | 15.8306 | 10.4719 | 0 | 0 | 36.7935 | 53.6929 | 90.4865 | 16.8994 | 45.93%
| Non Network - Other | 0 | 0.5909 | 0.86793 | 0.97864 | 0.54509 | 0.58236 | 0.58821 | 0.58009 | 0.64412 | 0.58959 | 0.59864 | 0.52017 | 0.52407 | 3.5649 | 3.0006 | 7.6098 | -0.56428 | -15.83%
| Non Network - Vehicles | 0 | 0.76447 | 0.59705 | 0 | 0.40752 | 2.2493 | 1.2151 | 1.5877 | 1.8355 | 1.2075 | 1.2457 | 0.79564 | 0.8016 | 4.0183 | 7.0916 | 12.7071 | 3.0733 | 76.48%
| Non Network - Premises | 0 | 1.3539 | 0.6786 | 4.6413 | 1.6606 | 1.6626 | 1.9292 | 2.0754 | 2.3669 | 1.9441 | 2.0014 | 1.6646 | 1.6771 | 9.997 | 10.317 | 23.6557 | 0.31999 | 3.201%
| Non Network - IT | 0 | 10.2369 | 12.8634 | 12.5445 | 19.9677 | 17.9312 | 17.998 | 18.3505 | 19.1902 | 14.802 | 12.6999 | 0 | 0 | 73.5438 | 83.0406 | 156.5844 | 9.4969 | 12.91%
| Capitalised Leases | 0 | 0 | 0 | 46.3576 | 0 | 0 | 0 | 0 | 0 | 0 | 0 | 0 | 0 | 46.3576 | 0 | 46.3576 | -46.3576 | -100%
| Total | 124.007 | 142.7072 | 152.2755 | 204.0217 | 146.9644 | 132.6002 | 160.4276 | 169.6526 | 172.7178 | 140.1355 | 109.2871 | 7.4269 | 29.9281 | 778.5689 | 752.2207 | 1692.1515 | -26.3482 | -3.384%
| NCIPAP | 0 | -0.0068985 | 2.7126 | 5.1447 | 0 | 0 | 0 | 0 | 0 | 0 | 0 | 0 | 0 | 7.8504 | 0 | 7.8504 | -7.8504 | -100%
| Total including NCIPAP | 124.007 | 142.7003 | 154.9881 | 209.1664 | 146.9644 | 132.6002 | 160.4276 | 169.6526 | 172.7178 | 140.1355 | 109.2871 | 7.4269 | 29.9281 | 786.4193 | 752.2207 | 1700.0019 | -34.1986 | -4.349%
Total Capex by Driver, incl. Overheads (As Commissioned)
| Item | $'m March 2022 | [12 empty] | Total (FY18 to FY22) | Total (FY23 to FY27) | Total | Difference between Regulatory Period Totals
|  | ACTUAL | ACTUAL | ACTUAL | ACTUAL | FORECAST | FORECAST | FORECAST | FORECAST | FORECAST | FORECAST | FORECAST | FORECAST | FORECAST
|  | LTD | FY18 | FY19 | FY20 | FY21 | FY22 | FY23 | FY24 | FY25 | FY26 | FY27 | FY28 | FY29 |  |  |  | $ | %
| Replacement - Major Station CBD |  |  |  |  | 23.9551 | 31.5315 | 11.7461 | 17.164 | 0 | 0 | 0 | 0 | 0 | 55.4866 | 28.9101 | 84.3967 | -26.5765 | -47.9%
| Replacement - Major Station |  |  |  |  | 114.9446 | 29.0569 | 15.4813 | 185.7191 | 77.9453 | 107.5858 | 42.0468 | 2.6011 | 28.9811 | 144.0015 | 428.7782 | 604.3619 | 284.7768 | 197.8%
| Replacement - Other |  |  |  |  | 61.7499 | 50.1408 | 27.5578 | 33.9265 | 36.8527 | 34.0852 | 40.672 | 0 | 0 | 111.8907 | 173.0942 | 284.9849 | 61.2035 | 54.7%
| Security and Compliance |  |  |  |  | 2.9432 | 13.3354 | 8.9266 | 8.1505 | 10.3133 | 15.8306 | 10.4719 | 0 | 0 | 16.2786 | 53.6929 | 69.9716 | 37.4143 | 229.8%
| Non Network - Other |  |  |  |  | 0.54509 | 0.58236 | 0.58821 | 0.58009 | 0.64412 | 0.58959 | 0.59864 | 0.52017 | 0.52407 | 1.1274 | 3.0006 | 5.1723 | 1.8732 | 166.1%
| Non Network - Vehicles |  |  |  |  | 0.40752 | 2.2493 | 1.2151 | 1.5877 | 1.8355 | 1.2075 | 1.2457 | 0.79564 | 0.8016 | 2.6568 | 7.0916 | 11.3456 | 4.4348 | 166.9%
| Non Network - Premises |  |  |  |  | 1.6606 | 1.6626 | 1.9292 | 2.0754 | 2.3669 | 1.9441 | 2.0014 | 1.6646 | 1.6771 | 3.3232 | 10.317 | 16.9819 | 6.9938 | 210.5%
| Non Network - IT |  |  |  |  | 19.9677 | 17.9312 | 17.998 | 18.3505 | 19.1902 | 14.802 | 12.6999 | 0 | 0 | 37.8989 | 83.0406 | 120.9395 | 45.1417 | 119.1%
| Capitalised Leases |  |  |  |  | 0 | 0 | 0 | 0 | 0 | 0 | 0 | 0 | 0 | 0 | 0 | 0 | 0 | NA
| Total |  |  |  |  | 226.1737 | 146.49 | 85.4423 | 267.5539 | 149.148 | 176.0448 | 109.7362 | 5.5815 | 31.9839 | 372.6637 | 787.9253 | 1198.1544 | 415.2616 | 111.4%
Major Station Replacement Capex incl Overheads (As Incurred)
| Item | $'m March 2022 | [12 empty] | Total (FY18 to FY22) | Total (FY23 to FY27) | Total | Difference between Regulatory Period Totals
|  | ACTUAL | ACTUAL | ACTUAL | ACTUAL | FORECAST | FORECAST | FORECAST | FORECAST | FORECAST | FORECAST | FORECAST | FORECAST | FORECAST
|  | LTD | FY18 | FY19 | FY20 | FY21 | FY22 | FY23 | FY24 | FY25 | FY26 | FY27 | FY28 | FY29 |  |  |  | $ | %
| Major Station | 124.007 | 86.0562 | 94.0625 | 71.5986 | 59.6904 | 46.6985 | 102.2127 | 104.9817 | 101.5151 | 71.6765 | 41.5977 | 4.4464 | 26.9254 | 358.1062 | 421.9837 | 935.4687 | 63.8776 | 17.84%
| Total | 124.007 | 86.0562 | 94.0625 | 71.5986 | 59.6904 | 46.6985 | 102.2127 | 104.9817 | 101.5151 | 71.6765 | 41.5977 | 4.4464 | 26.9254 | 358.1062 | 421.9837 | 935.4687 | 63.8776 | 17.84%
Major Station Replacement Capex incl Overheads (As Commissioned)
| Item | $'m March 2022 | [12 empty] | Total (FY18 to FY22) | Total (FY23 to FY27) | Total | Difference between Regulatory Period Totals
|  | ACTUAL | ACTUAL | ACTUAL | ACTUAL | FORECAST | FORECAST | FORECAST | FORECAST | FORECAST | FORECAST | FORECAST | FORECAST | FORECAST
|  | LTD | FY18 | FY19 | FY20 | FY21 | FY22 | FY23 | FY24 | FY25 | FY26 | FY27 | FY28 | FY29 |  |  |  | $ | %
| Major Station |  |  |  |  | 138.8997 | 60.5883 | 27.2274 | 202.883 | 77.9453 | 107.5858 | 42.0468 | 2.6011 | 28.9811 | 199.488 | 457.6884 | 688.7586 | 888.2466 | 129.4%
| Total |  |  |  |  | 138.8997 | 60.5883 | 27.2274 | 202.883 | 77.9453 | 107.5858 | 42.0468 | 2.6011 | 28.9811 | 199.488 | 457.6884 | 688.7586 | 888.2466 | 129.4%
Other Replacement Capex incl Overheads (As Incurred)
| Item | $'m March 2022 | [12 empty] | Total (FY18 to FY22) | Total (FY23 to FY27) | Total | Difference between Regulatory Period Totals
|  | ACTUAL | ACTUAL | ACTUAL | ACTUAL | FORECAST | FORECAST | FORECAST | FORECAST | FORECAST | FORECAST | FORECAST | FORECAST | FORECAST
|  | LTD | FY18 | FY19 | FY20 | FY21 | FY22 | FY23 | FY24 | FY25 | FY26 | FY27 | FY28 | FY29 |  |  |  | $ | %
| Lines | 0 | 0.34506 | 0.36231 | 0.35561 | 21.8138 | 7.2472 | 9.0462 | 9.0633 | 9.0583 | 9.2054 | 9.4197 | 0 | 0 | 30.1239 | 45.7928 | 75.9167 | 15.6689 | 52.01%
| Stations | 0 | 15.9119 | 10.7425 | 10.5438 | 19.6222 | 15.3591 | 9.5944 | 8.0561 | 8.0517 | 8.1825 | 8.373 | 0 | 0 | 72.1795 | 42.2577 | 114.4372 | -29.9218 | -41.45%
| Secondary & Protection | 0 | 18.2156 | 10.6296 | 10.4329 | 8.8618 | 11.9077 | 5.892 | 5.9032 | 5.8999 | 5.9957 | 6.1354 | 0 | 0 | 60.0475 | 29.8262 | 89.8738 | -30.2213 | -50.33%
| Communications | 0 | 2.4068 | 16.336 | 16.0337 | 11.4521 | 15.6268 | 3.0252 | 10.904 | 13.8428 | 10.7016 | 16.7439 | 0 | 0 | 61.8553 | 55.2174 | 117.0727 | -6.6379 | -10.73%
| Total | 0 | 36.8793 | 38.0703 | 37.3659 | 61.7499 | 50.1408 | 27.5578 | 33.9265 | 36.8527 | 34.0852 | 40.672 | 0 | 0 | 224.2063 | 173.0942 | 397.3005 | -51.1121 | -22.8%
Other Replacement Capex incl Overheads (As Commissioned)
| Item | $'m March 2022 | [12 empty] | Total (FY18 to FY22) | Total (FY23 to FY27) | Total | Difference between Regulatory Period Totals
|  | ACTUAL | ACTUAL | ACTUAL | ACTUAL | FORECAST | FORECAST | FORECAST | FORECAST | FORECAST | FORECAST | FORECAST | FORECAST | FORECAST
|  | LTD | FY18 | FY19 | FY20 | FY21 | FY22 | FY23 | FY24 | FY25 | FY26 | FY27 | FY28 | FY29 |  |  |  | $ | %
| Lines |  |  |  |  | 21.8138 | 7.2472 | 9.0462 | 9.0633 | 9.0583 | 9.2054 | 9.4197 | 0 | 0 | 29.0609 | 45.7928 | 74.8538 | 16.7319 | 57.58%
| Stations |  |  |  |  | 19.6222 | 15.3591 | 9.5944 | 8.0561 | 8.0517 | 8.1825 | 8.373 | 0 | 0 | 34.9813 | 42.2577 | 77.2391 | 7.2764 | 20.8%
| Secondary & Protection |  |  |  |  | 8.8618 | 11.9077 | 5.892 | 5.9032 | 5.8999 | 5.9957 | 6.1354 | 0 | 0 | 20.7695 | 29.8262 | 50.5957 | 9.0567 | 43.61%
| Communications |  |  |  |  | 11.4521 | 15.6268 | 3.0252 | 10.904 | 13.8428 | 10.7016 | 16.7439 | 0 | 0 | 27.0789 | 55.2174 | 82.2963 | 28.1385 | 103.9%
| Total |  |  |  |  | 61.7499 | 50.1408 | 27.5578 | 33.9265 | 36.8527 | 34.0852 | 40.672 | 0 | 0 | 111.8907 | 173.0942 | 284.9849 | 61.2035 | 54.7%
Security & Compliance Capex incl Overheads (As Incurred)
| Item | $'m March 2022 | [12 empty] | Total (FY18 to FY22) | Total (FY23 to FY27) | Total | Difference between Regulatory Period Totals
|  | ACTUAL | ACTUAL | ACTUAL | ACTUAL | FORECAST | FORECAST | FORECAST | FORECAST | FORECAST | FORECAST | FORECAST | FORECAST | FORECAST
|  | LTD | FY18 | FY19 | FY20 | FY21 | FY22 | FY23 | FY24 | FY25 | FY26 | FY27 | FY28 | FY29 |  |  |  | $ | %
| Instrument Transformers | 0 | 0 | 0 | 0 | 0 | 0 | 0 | 0 | 0 | 0 | 0 | 0 | 0 | 0 | 0 | 0 | 0 | NA
| Fire protection systems | 0 | 0.94078 | 0.54666 | 0.53655 | 1.0354 | 0 | 0.51899 | 0.51997 | 0.51969 | 0.52813 | 0.54043 | 0 | 0 | 3.0594 | 2.6272 | 5.6866 | -0.43222 | -14.13%
| Infrastructure security | 0 | 3.5841 | 2.4605 | 2.415 | 0.37951 | 0.91668 | 1.3803 | 1.3829 | 1.3822 | 1.4046 | 1.4373 | 0 | 0 | 9.7558 | 6.9873 | 16.7431 | -2.7685 | -28.38%
| Structure Fall Arrests | 0 | 2.4078 | 2.5245 | 2.4777 | 0 | 1.8423 | 0.57111 | 0.57219 | 0.57188 | 0.58117 | 0.5947 | 0 | 0 | 9.2524 | 2.8911 | 12.1434 | -6.3613 | -68.75%
| Insulators | 0 | 1.3835 | 0.024509 | 0.024056 | 0.7472 | 5.5492 | 5.6316 | 5.6423 | 5.6392 | 5.7308 | 5.8642 | 0 | 0 | 7.7284 | 28.5081 | 36.2365 | 20.7796 | 268.9%
| Communications (S&C) | 0 | 0.1454 | 0.39428 | 0.38698 | 0.78107 | 5.0273 | 0.82459 | 0.03319 | 2.2004 | 7.586 | 2.0352 | 0 | 0 | 6.735 | 12.6794 | 19.4143 | 5.9444 | 88.26%
| Total | 0 | 8.4616 | 5.9504 | 5.8403 | 2.9432 | 13.3354 | 8.9266 | 8.1505 | 10.3133 | 15.8306 | 10.4719 | 0 | 0 | 36.531 | 53.6929 | 90.2239 | 17.162 | 46.98%
Security & Compliance Capex incl Overheads (As Commissioned)
| Item | $'m March 2022 | [12 empty] | Total (FY18 to FY22) | Total (FY23 to FY27) | Total | Difference between Regulatory Period Totals
|  | ACTUAL | ACTUAL | ACTUAL | ACTUAL | FORECAST | FORECAST | FORECAST | FORECAST | FORECAST | FORECAST | FORECAST | FORECAST | FORECAST
|  | LTD | FY18 | FY19 | FY20 | FY21 | FY22 | FY23 | FY24 | FY25 | FY26 | FY27 | FY28 | FY29 |  |  |  | $ | %
| Instrument Transformers |  |  |  |  | 0 | 0 | 0 | 0 | 0 | 0 | 0 | 0 | 0 | 0 | 0 | 0 | 0 | NA
| Fire protection systems |  |  |  |  | 1.0354 | 0 | 0.51899 | 0.51997 | 0.51969 | 0.52813 | 0.54043 | 0 | 0 | 1.0354 | 2.6272 | 3.6626 | 1.5918 | 153.7%
| Infrastructure security |  |  |  |  | 0.37951 | 0.91668 | 1.3803 | 1.3829 | 1.3822 | 1.4046 | 1.4373 | 0 | 0 | 1.2962 | 6.9873 | 8.2835 | 5.6911 | 439.1%
| Structure Fall Arrests |  |  |  |  | 0 | 1.8423 | 0.57111 | 0.57219 | 0.57188 | 0.58117 | 0.5947 | 0 | 0 | 1.8423 | 2.8911 | 4.7334 | 1.0487 | 56.92%
| Insulators |  |  |  |  | 0.7472 | 5.5492 | 5.6316 | 5.6423 | 5.6392 | 5.7308 | 5.8642 | 0 | 0 | 6.2964 | 28.5081 | 34.8044 | 22.2117 | 352.8%
| Communications (S&C) |  |  |  |  | 0.78107 | 5.0273 | 0.82459 | 0.03319 | 2.2004 | 7.586 | 2.0352 | 0 | 0 | 5.8083 | 12.6794 | 18.4877 | 6.871 | 118.3%
| Total |  |  |  |  | 2.9432 | 13.3354 | 8.9266 | 8.1505 | 10.3133 | 15.8306 | 10.4719 | 0 | 0 | 16.2786 | 53.6929 | 69.9716 | 37.4143 | 229.8%
Non-Network Capex incl Overheads (As Incurred)
| Item | $'m March 2022 | [12 empty] | Total (FY18 to FY22) | Total (FY23 to FY27) | Total | Difference between Regulatory Period Totals
|  | ACTUAL | ACTUAL | ACTUAL | ACTUAL | FORECAST | FORECAST | FORECAST | FORECAST | FORECAST | FORECAST | FORECAST | FORECAST | FORECAST
|  | LTD | FY18 | FY19 | FY20 | FY21 | FY22 | FY23 | FY24 | FY25 | FY26 | FY27 | FY28 | FY29 |  |  |  | $ | %
| Vehicles | 0 | 0.76447 | 0.59705 | 0 | 0.40752 | 2.2493 | 1.2151 | 1.5877 | 1.8355 | 1.2075 | 1.2457 | 0.79564 | 0.8016 | 4.0183 | 7.0916 | 12.7071 | 3.0733 | 76.48%
| Premises | 0 | 1.3539 | 0.6786 | 4.6413 | 1.6606 | 1.6626 | 1.9292 | 2.0754 | 2.3669 | 1.9441 | 2.0014 | 1.6646 | 1.6771 | 9.997 | 10.317 | 23.6557 | 0.31999 | 3.201%
| Other (Non-Network) | 0 | 0.5909 | 0.86793 | 0.97864 | 0.54509 | 0.58236 | 0.58821 | 0.58009 | 0.64412 | 0.58959 | 0.59864 | 0.52017 | 0.52407 | 3.5649 | 3.0006 | 7.6098 | -0.56428 | -15.83%
| IT | 0 | 10.2369 | 12.8634 | 12.5445 | 19.9677 | 17.9312 | 17.998 | 18.3505 | 19.1902 | 14.802 | 12.6999 | 0 | 0 | 73.5438 | 83.0406 | 156.5844 | 9.4969 | 12.91%
| Total | 0 | 12.9462 | 15.007 | 18.1645 | 22.5809 | 22.4255 | 21.7304 | 22.5938 | 24.0367 | 18.5432 | 16.5456 | 2.9804 | 3.0028 | 91.124 | 103.4498 | 200.557 | 12.3258 | 13.53%
Non-Network Capex incl Overheads (As Commissioned)
| Item | $'m March 2022 | [12 empty] | Total (FY18 to FY22) | Total (FY23 to FY27) | Total | Difference between Regulatory Period Totals
|  | ACTUAL | ACTUAL | ACTUAL | ACTUAL | FORECAST | FORECAST | FORECAST | FORECAST | FORECAST | FORECAST | FORECAST | FORECAST | FORECAST
|  | LTD | FY18 | FY19 | FY20 | FY21 | FY22 | FY23 | FY24 | FY25 | FY26 | FY27 | FY28 | FY29 |  |  |  | $ | %
| Vehicles |  |  |  |  | 0.40752 | 2.2493 | 1.2151 | 1.5877 | 1.8355 | 1.2075 | 1.2457 | 0.79564 | 0.8016 | 2.6568 | 7.0916 | 11.3456 | 4.4348 | 166.9%
| Premises |  |  |  |  | 1.6606 | 1.6626 | 1.9292 | 2.0754 | 2.3669 | 1.9441 | 2.0014 | 1.6646 | 1.6771 | 3.3232 | 10.317 | 16.9819 | 6.9938 | 210.5%
| Other (Non-Network) |  |  |  |  | 0.54509 | 0.58236 | 0.58821 | 0.58009 | 0.64412 | 0.58959 | 0.59864 | 0.52017 | 0.52407 | 1.1274 | 3.0006 | 5.1723 | 1.8732 | 166.1%
| IT |  |  |  |  | 19.9677 | 17.9312 | 17.998 | 18.3505 | 19.1902 | 14.802 | 12.6999 | 0 | 0 | 37.8989 | 83.0406 | 120.9395 | 45.1417 | 119.1%
| Total |  |  |  |  | 22.5809 | 22.4255 | 21.7304 | 22.5938 | 24.0367 | 18.5432 | 16.5456 | 2.9804 | 3.0028 | 45.0063 | 103.4498 | 154.4393 | 58.4435 | 129.9%

## Report¦Forecasts Eff-$Nom
Back to contents
AusNet Services Forecast Transmission Capex Model (FY20 to FY29) v9
#VALUE!
Direct Capex by Cost Type (As Incurred)
| Item | $'m March 2022 | [12 empty] | Total (FY18 to FY22) | Total (FY23 to FY27) | Total | Difference between Regulatory Period Totals
|  | ACTUAL | ACTUAL | ACTUAL | ACTUAL | FORECAST | FORECAST | FORECAST | FORECAST | FORECAST | FORECAST | FORECAST | FORECAST | FORECAST
|  | LTD | FY18 | FY19 | FY20 | FY21 | FY22 | FY23 | FY24 | FY25 | FY26 | FY27 | FY28 | FY29 |  |  |  | $ | %
| Labour - Internal | 11.6371 |  |  |  | 13.5431 | 12.5917 | 15.6441 | 16.8162 | 17.4266 | 14.2656 | 11.138 | 0.78621 | 3.1495 | 26.1348 | 75.2905 | 116.9981 | 49.1557 | 188.1%
| Labour - External | 58.1854 |  |  |  | 67.2911 | 62.2523 | 77.0554 | 82.4156 | 84.7466 | 68.619 | 52.9918 | 3.9113 | 15.6909 | 129.5434 | 365.8285 | 573.1594 | 236.2851 | 182.4%
| Materials | 46.5483 |  |  |  | 53.9747 | 49.8746 | 61.6443 | 65.9325 | 67.7973 | 54.8952 | 42.3934 | 2.9599 | 11.7281 | 103.8493 | 292.6628 | 457.7483 | 188.8134 | 181.8%
| Total | 116.3708 |  |  |  | 134.8089 | 124.7186 | 154.3439 | 165.1643 | 169.9704 | 137.7799 | 106.5232 | 7.6574 | 30.5685 | 259.5275 | 733.7817 | 1147.9058 | 474.2542 | 182.7%
Direct Capex by Cost Type (As Commissioned)
| Item | $'m March 2022 | [12 empty] | Total (FY18 to FY22) | Total (FY23 to FY27) | Total | Difference between Regulatory Period Totals
|  | ACTUAL | ACTUAL | ACTUAL | ACTUAL | FORECAST | FORECAST | FORECAST | FORECAST | FORECAST | FORECAST | FORECAST | FORECAST | FORECAST
|  | LTD | FY18 | FY19 | FY20 | FY21 | FY22 | FY23 | FY24 | FY25 | FY26 | FY27 | FY28 | FY29 |  |  |  | $ | %
| Labour - Internal |  |  |  |  | 21.2241 | 14.0091 | 8.3703 | 26.4338 | 15.0516 | 17.9148 | 11.1836 | 0.59977 | 3.3638 | 35.2332 | 78.9541 | 118.1509 | 43.7209 | 124.1%
| Labour - External |  |  |  |  | 105.7253 | 69.4488 | 41.2185 | 129.9782 | 73.2356 | 86.3782 | 53.2098 | 2.9512 | 16.7567 | 175.1741 | 384.0203 | 578.9023 | 208.8462 | 119.2%
| Materials |  |  |  |  | 84.6733 | 55.6084 | 32.976 | 103.9838 | 58.5885 | 69.1026 | 42.5678 | 2.264 | 12.5346 | 140.2817 | 307.2187 | 462.299 | 166.937 | 119%
| Total |  |  |  |  | 211.6228 | 139.0663 | 82.5647 | 260.3958 | 146.8757 | 173.3956 | 106.9613 | 5.815 | 32.6551 | 350.6891 | 770.1931 | 1159.3523 | 419.5041 | 119.6%
Total Capex by Asset Class, incl. Overheads (As Incurred)
| Item | $'m March 2022 | [12 empty] | Total (FY18 to FY22) | Total (FY23 to FY27) | Total | Difference between Regulatory Period Totals
|  | ACTUAL | ACTUAL | ACTUAL | ACTUAL | FORECAST | FORECAST | FORECAST | FORECAST | FORECAST | FORECAST | FORECAST | FORECAST | FORECAST
|  | LTD | FY18 | FY19 | FY20 | FY21 | FY22 | FY23 | FY24 | FY25 | FY26 | FY27 | FY28 | FY29 |  |  |  | $ | %
| Secondary | 6.915 | 21.3974 | 14.8712 | 19.9843 | 13.716 | 16.0683 | 14.433 | 14.2811 | 13.6192 | 10.9515 | 9.1257 | 0.14268 | 1.8861 | 86.0372 | 62.4106 | 157.3916 | -23.6266 | -27.46%
| Switchgear | 72.1571 | 40.572 | 46.6269 | 40.2152 | 41.8188 | 29.3394 | 46.1824 | 40.6062 | 40.4296 | 30.5459 | 19.8447 | 3.3302 | 10.2395 | 198.5724 | 177.6087 | 461.9078 | -20.9636 | -10.56%
| Transformers | 21.5478 | 29.1964 | 23.6934 | 11.4585 | 13.2773 | 20.8771 | 35.9755 | 42.3291 | 41.0653 | 29.7406 | 18.0233 | 0.82872 | 10.9554 | 98.5027 | 167.1339 | 298.9685 | 68.6312 | 69.67%
| Reactive | 0 | -0.0087712 | 1.7292 | 4.5281 | 9.5837 | 0.25133 | 0 | 0 | 0 | 0 | 0 | 0 | 0 | 16.0835 | 0 | 16.0835 | -16.0835 | -100%
| Towers and Conductor | 3.057 | 5.8825 | 5.5776 | 16.566 | 22.1623 | 15.0006 | 11.5602 | 12.3062 | 12.3577 | 11.9896 | 11.5487 | 0.054484 | 0.72026 | 65.1889 | 59.7625 | 128.7831 | -5.4265 | -8.324%
| Establishment | 12.661 | 15.8586 | 19.8575 | 19.5659 | 8.4165 | 7.1291 | 20.5803 | 22.2082 | 21.9203 | 17.1011 | 11.5792 | 0.39716 | 5.2503 | 70.8276 | 93.3891 | 182.5252 | 22.5614 | 31.85%
| Communications | 0.032953 | 6.6797 | 19.0054 | 25.9785 | 11.9407 | 20.4899 | 3.9795 | 11.2451 | 16.5969 | 19.1193 | 19.8164 | 0 | 0 | 84.0942 | 70.7572 | 154.8844 | -13.337 | -15.86%
| Inventory | 0 | 1.5179 | -0.62547 | 1.2752 | 0 | 0 | 0 | 0 | 0 | 0 | 0 | 0 | 0 | 2.1677 | 0 | 2.1677 | -2.1677 | -100%
| IT | 0 | 9.4341 | 12.0713 | 11.994 | 19.4109 | 17.7654 | 3.6332 | 3.7526 | 3.961 | 3.095 | 2.6803 | 0 | 0 | 70.6756 | 17.1221 | 87.7978 | -53.5535 | -75.77%
| Vehicles | 0 | 0.70452 | 0.56028 | 0 | 0.39615 | 2.2285 | 1.2264 | 1.6234 | 1.8943 | 1.2625 | 1.3145 | 0.85053 | 0.8649 | 3.8894 | 7.3211 | 12.926 | 3.4317 | 88.23%
| Other (Non-Network) | 0 | 0.54456 | 0.81449 | 0.93569 | 0.52989 | 0.57697 | 0.5937 | 0.59313 | 0.66475 | 0.6164 | 0.63171 | 0.55606 | 0.56545 | 3.4016 | 3.0997 | 7.6228 | -0.30191 | -8.875%
| Premises | 0 | 1.2477 | 0.63681 | 4.4376 | 1.6143 | 1.6472 | 1.9472 | 2.1221 | 2.4427 | 2.0325 | 2.112 | 1.7795 | 1.8095 | 9.5837 | 10.6565 | 23.8291 | 1.0728 | 11.19%
| Land | 0 | 0 | 0 | 0 | 0 | 0 | 0 | 0 | 0 | 0 | 0 | 0 | 0 | 0 | 0 | 0 | 0 | NA
| Easements | 0 | 0 | 0 | 0 | 0 | 0 | 0 | 0 | 0 | 0 | 0 | 0 | 0 | 0 | 0 | 0 | 0 | NA
| Equity raising costs (2003-08) | 0 | 0 | 0 | 0 | 0 | 0 | 0 | 0 | 0 | 0 | 0 | 0 | 0 | 0 | 0 | 0 | 0 | NA
| Inventory Adjustment (Other non-network) | 0 | -1.5179 | 0.62547 | -1.2752 | 0 | 0 | 0 | 0 | 0 | 0 | 0 | 0 | 0 | -2.1677 | 0 | -2.1677 | 2.1677 | -100%
| Accelerated Depr | 0 | 0 | 0 | 0 | 0 | 0 | 0 | 0 | 0 | 0 | 0 | 0 | 0 | 0 | 0 | 0 | 0 | NA
| Insulators | 0 | 0 | 0 | 0 | 0 | 0 | 5.6842 | 5.7692 | 5.8198 | 5.9914 | 6.1881 | 0 | 0 | 0 | 29.4527 | 29.4527 | 29.4527 | NA
| Instrument Transformers | 0 | 0 | 0 | 0 | 0 | 0 | 1.5967 | 1.6205 | 1.6347 | 1.6829 | 1.7382 | 0 | 0 | 0 | 8.2731 | 8.2731 | 8.2731 | NA
| Capitalised Leases | 0 | 0 | 0 | 44.323 | 0 | 0 | 0 | 0 | 0 | 0 | 0 | 0 | 0 | 44.323 | 0 | 44.323 | -44.323 | -100%
| Spare straight-line tax asset class | 0 | 0 | 0 | 0 | 0 | 0 | 0 | 0 | 0 | 0 | 0 | 0 | 0 | 0 | 0 | 0 | 0 | NA
| Buildings | 0 | 0 | 0 | 0 | 0 | 0 | 0 | 0 | 0 | 0 | 0 | 0 | 0 | 0 | 0 | 0 | 0 | NA
| In-house software | 0 | 0 | 0 | 0 | 0 | 0 | 14.5328 | 15.0105 | 15.8439 | 12.3802 | 10.7211 | 0 | 0 | 0 | 68.4885 | 68.4885 | 68.4885 | NA
| Equity raising costs | 0 | 0 | 0 | 0 | 0 | 0 | 0 | 0 | 0 | 0 | 0 | 0 | 0 | 0 | 0 | 0 | 0 | NA
| Total | 116.3708 | 131.5087 | 145.4441 | 199.9866 | 142.8665 | 131.3739 | 161.9251 | 173.4676 | 178.2502 | 146.5089 | 115.324 | 7.9393 | 32.2915 | 751.1799 | 775.4757 | 1683.257 | 24.2958 | 3.234%
Total Capex by Asset Class, incl. Overheads (As Commissioned)
| Item | $'m March 2022 | [12 empty] | Total (FY18 to FY22) | Total (FY23 to FY27) | Total | Difference between Regulatory Period Totals
|  | ACTUAL | ACTUAL | ACTUAL | ACTUAL | FORECAST | FORECAST | FORECAST | FORECAST | FORECAST | FORECAST | FORECAST | FORECAST | FORECAST
|  | LTD | FY18 | FY19 | FY20 | FY21 | FY22 | FY23 | FY24 | FY25 | FY26 | FY27 | FY28 | FY29 |  |  |  | $ | %
| Secondary |  | 15.1538 | 12.9851 | 24.4123 | 18.0776 | 17.3665 | 8.4496 | 22.4379 | 12.0518 | 13.3993 | 9.1257 | 0 | 2.0301 | 87.9953 | 65.4643 | 155.4897 | -22.531 | -25.6%
| Switchgear |  | 22.494 | 21.5481 | 52.1859 | 99.428 | 39.3673 | 18.1665 | 79.3158 | 31.7412 | 43.6737 | 20.3191 | 2.7805 | 11.0213 | 235.0233 | 193.2162 | 442.0413 | -41.8071 | -17.79%
| Transformers |  | 21.1805 | 38.404 | 15.5171 | 23.9433 | 19.4778 | 8.3156 | 75.4895 | 31.9593 | 43.9587 | 18.023 | 0 | 11.7919 | 118.5227 | 177.7462 | 308.0608 | 59.2235 | 49.97%
| Reactive |  | 0.23448 | 0.79181 | 1.8041 | 9.5837 | 0.25133 | 0 | 0 | 0 | 0 | 0 | 0 | 0 | 12.6654 | 0 | 12.6654 | -12.6654 | -100%
| Towers and Conductor |  | 24.7095 | 9.3951 | 20.9125 | 22.3927 | 14.7528 | 9.8588 | 14.1563 | 11.759 | 12.9243 | 11.5487 | 0 | 0.77525 | 92.1626 | 60.2471 | 153.1849 | -31.9155 | -34.63%
| Establishment |  | 15.5834 | 10.4838 | 21.1813 | 12.4903 | 11.1797 | 8.3139 | 40.3697 | 17.5561 | 23.915 | 11.579 | 0 | 5.6512 | 70.9186 | 101.7338 | 178.3036 | 30.8153 | 43.45%
| Communications |  | 1.8379 | 6.7611 | 29.7537 | 12.0004 | 20.5217 | 3.9214 | 11.3097 | 16.5969 | 19.1193 | 19.8164 | 0 | 0 | 70.8748 | 70.7636 | 141.6384 | -0.11119 | -0.1569%
| Inventory |  | 1.5179 | -0.62547 | 1.2752 | 0 | 0 | 0 | 0 | 0 | 0 | 0 | 0 | 0 | 2.1677 | 0 | 2.1677 | -2.1677 | -100%
| IT |  | 5.8747 | 13.2521 | 11.8653 | 19.4109 | 17.7654 | 3.6332 | 3.7526 | 3.961 | 3.095 | 2.6803 | 0 | 0 | 68.1684 | 17.1221 | 85.2906 | -51.0463 | -74.88%
| Vehicles |  | 0.36498 | 1.1739 | 0.074046 | 0.39615 | 2.2285 | 1.2264 | 1.6234 | 1.8943 | 1.2625 | 1.3145 | 0.85053 | 0.8649 | 4.2375 | 7.3211 | 13.2741 | 3.0836 | 72.77%
| Other (Non-Network) |  | 1.5121 | 2.8009 | 2.8218 | 0.52989 | 0.57697 | 0.5937 | 0.59313 | 0.66475 | 0.6164 | 0.63171 | 0.55606 | 0.56545 | 8.2416 | 3.0997 | 12.4628 | -5.142 | -62.39%
| Premises |  | 0 | 0 | 0 | 1.6143 | 1.6472 | 1.9472 | 2.1221 | 2.4427 | 2.0325 | 2.112 | 1.7795 | 1.8095 | 3.2615 | 10.6565 | 17.507 | 7.3949 | 226.7%
| Land |  | 0 | 0 | 0 | 0 | 0 | 0 | 0 | 0 | 0 | 0 | 0 | 0 | 0 | 0 | 0 | 0 | NA
| Easements |  | 0 | 0 | 0 | 0 | 0 | 0 | 0 | 0 | 0 | 0 | 0 | 0 | 0 | 0 | 0 | 0 | NA
| Equity raising costs (2003-08) |  | 0 | 0 | 0 | 0 | 0 | 0 | 0 | 0 | 0 | 0 | 0 | 0 | 0 | 0 | 0 | 0 | NA
| Inventory Adjustment (Other non-network) |  | -1.5179 | 0.62547 | -1.2752 | 0 | 0 | 0 | 0 | 0 | 0 | 0 | 0 | 0 | -2.1677 | 0 | -2.1677 | 2.1677 | -100%
| Accelerated Depr |  | 0 | 0 | 0 | 0 | 0 | 0 | 0 | 0 | 0 | 0 | 0 | 0 | 0 | 0 | 0 | 0 | NA
| Insulators |  | 0 | 0 | 0 | 0 | 0 | 5.6842 | 5.7692 | 5.8198 | 5.9914 | 6.1881 | 0 | 0 | 0 | 29.4527 | 29.4527 | 29.4527 | NA
| Instrument Transformers |  | 0 | 0 | 0 | 0 | 0 | 1.5967 | 1.6205 | 1.6347 | 1.6829 | 1.7382 | 0 | 0 | 0 | 8.2731 | 8.2731 | 8.2731 | NA
| Capitalised Leases |  | 0 | 0 | 44.323 | 0 | 0 | 0 | 0 | 0 | 0 | 0 | 0 | 0 | 44.323 | 0 | 44.323 | -44.323 | -100%
| Spare straight-line tax asset class |  | 0 | 0 | 0 | 0 | 0 | 0 | 0 | 0 | 0 | 0 | 0 | 0 | 0 | 0 | 0 | 0 | NA
| Buildings |  | 0 | 0 | 0 | 0 | 0 | 0 | 0 | 0 | 0 | 0 | 0 | 0 | 0 | 0 | 0 | 0 | NA
| In-house software |  | 0 | 0 | 0 | 0 | 0 | 14.5328 | 15.0105 | 15.8439 | 12.3802 | 10.7211 | 0 | 0 | 0 | 68.4885 | 68.4885 | 68.4885 | NA
| Equity raising costs |  | 0 | 0 | 0 | 0 | 0 | 0 | 0 | 0 | 0 | 0 | 0 | 0 | 0 | 0 | 0 | 0 | NA
| Total |  | 108.9452 | 117.5959 | 224.8511 | 219.8672 | 145.1353 | 86.2398 | 273.5704 | 153.9254 | 184.0513 | 115.7979 | 5.9666 | 34.5096 | 816.3947 | 813.5849 | 1670.4558 | -2.8098 | -0.3442%
Total Capex by Driver, incl. Overheads (As Incurred)
| Item | $'m March 2022 | [12 empty] | Total (FY18 to FY22) | Total (FY23 to FY27) | Total | Difference between Regulatory Period Totals
|  | ACTUAL | ACTUAL | ACTUAL | ACTUAL | FORECAST | FORECAST | FORECAST | FORECAST | FORECAST | FORECAST | FORECAST | FORECAST | FORECAST
|  | LTD | FY18 | FY19 | FY20 | FY21 | FY22 | FY23 | FY24 | FY25 | FY26 | FY27 | FY28 | FY29 |  |  |  | $ | %
| Replacement - Major Station CBD | 66.1489 | 49.951 | 45.754 | 12.1542 | 17.4733 | 6.8055 | 10.6181 | 0 | 0 | 0 | 0 | 0 | 0 | 132.1379 | 10.6181 | 208.9049 | -121.5198 | -91.96%
| Replacement - Major Station | 50.2219 | 29.3561 | 42.5163 | 56.302 | 40.5528 | 39.4611 | 92.5487 | 107.3425 | 104.7668 | 74.9363 | 43.8955 | 4.7532 | 29.0516 | 208.1883 | 423.4897 | 715.7046 | 215.3014 | 103.4%
| Replacement - Other | 0 | 33.9889 | 35.0878 | 57.3908 | 60.0281 | 49.6771 | 27.815 | 34.6894 | 38.0331 | 35.6354 | 42.9186 | 0 | 0 | 236.1728 | 179.0916 | 415.2644 | -57.0812 | -24.17%
| Security and Compliance | 0 | 6.2882 | 5.4576 | 7.5302 | 2.8612 | 13.2121 | 9.01 | 8.3338 | 10.6436 | 16.5506 | 11.0503 | 0 | 0 | 35.3492 | 55.5883 | 90.9376 | 20.2391 | 57.25%
| Non Network - Other | 0 | 0.54456 | 0.81449 | 0.93569 | 0.52989 | 0.57697 | 0.5937 | 0.59313 | 0.66475 | 0.6164 | 0.63171 | 0.55606 | 0.56545 | 3.4016 | 3.0997 | 7.6228 | -0.30191 | -8.875%
| Non Network - Vehicles | 0 | 0.70452 | 0.56028 | 0 | 0.39615 | 2.2285 | 1.2264 | 1.6234 | 1.8943 | 1.2625 | 1.3145 | 0.85053 | 0.8649 | 3.8894 | 7.3211 | 12.926 | 3.4317 | 88.23%
| Non Network - Premises | 0 | 1.2477 | 0.63681 | 4.4376 | 1.6143 | 1.6472 | 1.9472 | 2.1221 | 2.4427 | 2.0325 | 2.112 | 1.7795 | 1.8095 | 9.5837 | 10.6565 | 23.8291 | 1.0728 | 11.19%
| Non Network - IT | 0 | 9.4341 | 12.0713 | 11.994 | 19.4109 | 17.7654 | 18.166 | 18.7632 | 19.8049 | 15.4752 | 13.4014 | 0 | 0 | 70.6756 | 85.6107 | 156.2863 | 14.935 | 21.13%
| Capitalised Leases | 0 | 0 | 0 | 44.323 | 0 | 0 | 0 | 0 | 0 | 0 | 0 | 0 | 0 | 44.323 | 0 | 44.323 | -44.323 | -100%
| Total | 116.3708 | 131.5151 | 142.8985 | 195.0674 | 142.8665 | 131.3739 | 161.9251 | 173.4676 | 178.2502 | 146.5089 | 115.324 | 7.9393 | 32.2915 | 743.7215 | 775.4757 | 1675.7986 | 31.7542 | 4.27%
| NCIPAP | 0 | -0.0063574 | 2.5456 | 4.9189 | 0 | 0 | 0 | 0 | 0 | 0 | 0 | 0 | 0 | 7.4581 | 0 | 7.4581 | -7.4581 | -100%
| Total including NCIPAP | 116.3708 | 131.5087 | 145.4441 | 199.9863 | 142.8665 | 131.3739 | 161.9251 | 173.4676 | 178.2502 | 146.5089 | 115.324 | 7.9393 | 32.2915 | 751.1796 | 775.4757 | 1683.2568 | 24.2961 | 3.234%
Total Capex by Driver, incl. Overheads (As Commissioned)
| Item | $'m March 2022 | [12 empty] | Total (FY18 to FY22) | Total (FY23 to FY27) | Total | Difference between Regulatory Period Totals
|  | ACTUAL | ACTUAL | ACTUAL | ACTUAL | FORECAST | FORECAST | FORECAST | FORECAST | FORECAST | FORECAST | FORECAST | FORECAST | FORECAST
|  | LTD | FY18 | FY19 | FY20 | FY21 | FY22 | FY23 | FY24 | FY25 | FY26 | FY27 | FY28 | FY29 |  |  |  | $ | %
| Replacement - Major Station CBD |  |  |  |  | 23.2872 | 31.2399 | 11.8558 | 17.55 | 0 | 0 | 0 | 0 | 0 | 54.527 | 29.4057 | 83.9327 | -25.1213 | -46.07%
| Replacement - Major Station |  |  |  |  | 111.7396 | 28.7882 | 15.6258 | 189.8953 | 80.442 | 112.4787 | 44.3694 | 2.7805 | 31.2697 | 140.5277 | 442.8113 | 617.3893 | 302.2836 | 215.1%
| Replacement - Other |  |  |  |  | 60.0281 | 49.6771 | 27.815 | 34.6894 | 38.0331 | 35.6354 | 42.9186 | 0 | 0 | 109.7052 | 179.0916 | 288.7968 | 69.3864 | 63.25%
| Security and Compliance |  |  |  |  | 2.8612 | 13.2121 | 9.01 | 8.3338 | 10.6436 | 16.5506 | 11.0503 | 0 | 0 | 16.0732 | 55.5883 | 71.6616 | 39.5151 | 245.8%
| Non Network - Other |  |  |  |  | 0.52989 | 0.57697 | 0.5937 | 0.59313 | 0.66475 | 0.6164 | 0.63171 | 0.55606 | 0.56545 | 1.1069 | 3.0997 | 5.3281 | 1.9928 | 180%
| Non Network - Vehicles |  |  |  |  | 0.39615 | 2.2285 | 1.2264 | 1.6234 | 1.8943 | 1.2625 | 1.3145 | 0.85053 | 0.8649 | 2.6246 | 7.3211 | 11.6612 | 4.6965 | 178.9%
| Non Network - Premises |  |  |  |  | 1.6143 | 1.6472 | 1.9472 | 2.1221 | 2.4427 | 2.0325 | 2.112 | 1.7795 | 1.8095 | 3.2615 | 10.6565 | 17.507 | 7.3949 | 226.7%
| Non Network - IT |  |  |  |  | 19.4109 | 17.7654 | 18.166 | 18.7632 | 19.8049 | 15.4752 | 13.4014 | 0 | 0 | 37.1763 | 85.6107 | 122.787 | 48.4343 | 130.3%
| Capitalised Leases |  |  |  |  | 0 | 0 | 0 | 0 | 0 | 0 | 0 | 0 | 0 | 0 | 0 | 0 | 0 | NA
| Total |  |  |  |  | 219.8672 | 145.1353 | 86.2398 | 273.5704 | 153.9254 | 184.0513 | 115.7979 | 5.9666 | 34.5096 | 365.0025 | 813.5849 | 1219.0635 | 448.5824 | 122.9%
Major Station Replacement Capex incl Overheads (As Incurred)
| Item | $'m March 2022 | [12 empty] | Total (FY18 to FY22) | Total (FY23 to FY27) | Total | Difference between Regulatory Period Totals
|  | ACTUAL | ACTUAL | ACTUAL | ACTUAL | FORECAST | FORECAST | FORECAST | FORECAST | FORECAST | FORECAST | FORECAST | FORECAST | FORECAST
|  | LTD | FY18 | FY19 | FY20 | FY21 | FY22 | FY23 | FY24 | FY25 | FY26 | FY27 | FY28 | FY29 |  |  |  | $ | %
| Major Station | 116.3708 | 79.3071 | 88.2703 | 68.4562 | 58.0261 | 46.2666 | 103.1668 | 107.3425 | 104.7668 | 74.9363 | 43.8955 | 4.7532 | 29.0516 | 340.3262 | 434.1078 | 924.6096 | 93.7816 | 27.56%
| Total | 116.3708 | 79.3071 | 88.2703 | 68.4562 | 58.0261 | 46.2666 | 103.1668 | 107.3425 | 104.7668 | 74.9363 | 43.8955 | 4.7532 | 29.0516 | 340.3262 | 434.1078 | 924.6096 | 93.7816 | 27.56%
Major Station Replacement Capex incl Overheads (As Commissioned)
| Item | $'m March 2022 | [12 empty] | Total (FY18 to FY22) | Total (FY23 to FY27) | Total | Difference between Regulatory Period Totals
|  | ACTUAL | ACTUAL | ACTUAL | ACTUAL | FORECAST | FORECAST | FORECAST | FORECAST | FORECAST | FORECAST | FORECAST | FORECAST | FORECAST
|  | LTD | FY18 | FY19 | FY20 | FY21 | FY22 | FY23 | FY24 | FY25 | FY26 | FY27 | FY28 | FY29 |  |  |  | $ | %
| Major Station |  |  |  |  | 135.0267 | 60.028 | 27.4816 | 207.4453 | 80.442 | 112.4787 | 44.3694 | 2.7805 | 31.2697 | 195.0547 | 472.217 | 701.322 | 896.3767 | 142.1%
| Total |  |  |  |  | 135.0267 | 60.028 | 27.4816 | 207.4453 | 80.442 | 112.4787 | 44.3694 | 2.7805 | 31.2697 | 195.0547 | 472.217 | 701.322 | 896.3767 | 142.1%
Other Replacement Capex incl Overheads (As Incurred)
| Item | $'m March 2022 | [12 empty] | Total (FY18 to FY22) | Total (FY23 to FY27) | Total | Difference between Regulatory Period Totals
|  | ACTUAL | ACTUAL | ACTUAL | ACTUAL | FORECAST | FORECAST | FORECAST | FORECAST | FORECAST | FORECAST | FORECAST | FORECAST | FORECAST
|  | LTD | FY18 | FY19 | FY20 | FY21 | FY22 | FY23 | FY24 | FY25 | FY26 | FY27 | FY28 | FY29 |  |  |  | $ | %
| Lines | 0 | 0.318 | 0.34 | 0.34 | 21.2055 | 7.1802 | 9.1306 | 9.2671 | 9.3484 | 9.624 | 9.9401 | 0 | 0 | 29.3837 | 47.3102 | 76.6939 | 17.9265 | 61.01%
| Stations | 0 | 14.664 | 10.081 | 10.081 | 19.075 | 15.2171 | 9.684 | 8.2373 | 8.3096 | 8.5546 | 8.8355 | 0 | 0 | 69.1181 | 43.621 | 112.7392 | -25.4971 | -36.89%
| Secondary & Protection | 0 | 16.787 | 9.975 | 9.975 | 8.6147 | 11.7976 | 5.947 | 6.0359 | 6.0889 | 6.2684 | 6.4743 | 0 | 0 | 57.1493 | 30.8145 | 87.9638 | -26.3348 | -46.08%
| Communications | 0 | 2.218 | 15.33 | 15.33 | 11.1328 | 15.4823 | 3.0534 | 11.1492 | 14.2862 | 11.1883 | 17.6688 | 0 | 0 | 59.4931 | 57.3459 | 116.8389 | -2.1472 | -3.609%
| Total | 0 | 33.987 | 35.726 | 35.726 | 60.0281 | 49.6771 | 27.815 | 34.6894 | 38.0331 | 35.6354 | 42.9186 | 0 | 0 | 215.1442 | 179.0916 | 394.2358 | -36.0526 | -16.76%
Other Replacement Capex incl Overheads (As Commissioned)
| Item | $'m March 2022 | [12 empty] | Total (FY18 to FY22) | Total (FY23 to FY27) | Total | Difference between Regulatory Period Totals
|  | ACTUAL | ACTUAL | ACTUAL | ACTUAL | FORECAST | FORECAST | FORECAST | FORECAST | FORECAST | FORECAST | FORECAST | FORECAST | FORECAST
|  | LTD | FY18 | FY19 | FY20 | FY21 | FY22 | FY23 | FY24 | FY25 | FY26 | FY27 | FY28 | FY29 |  |  |  | $ | %
| Lines |  |  |  |  | 21.2055 | 7.1802 | 9.1306 | 9.2671 | 9.3484 | 9.624 | 9.9401 | 0 | 0 | 28.3857 | 47.3102 | 75.6959 | 18.9245 | 66.67%
| Stations |  |  |  |  | 19.075 | 15.2171 | 9.684 | 8.2373 | 8.3096 | 8.5546 | 8.8355 | 0 | 0 | 34.2921 | 43.621 | 77.9132 | 9.3289 | 27.2%
| Secondary & Protection |  |  |  |  | 8.6147 | 11.7976 | 5.947 | 6.0359 | 6.0889 | 6.2684 | 6.4743 | 0 | 0 | 20.4123 | 30.8145 | 51.2268 | 10.4022 | 50.96%
| Communications |  |  |  |  | 11.1328 | 15.4823 | 3.0534 | 11.1492 | 14.2862 | 11.1883 | 17.6688 | 0 | 0 | 26.6151 | 57.3459 | 83.9609 | 30.7308 | 115.5%
| Total |  |  |  |  | 60.0281 | 49.6771 | 27.815 | 34.6894 | 38.0331 | 35.6354 | 42.9186 | 0 | 0 | 109.7052 | 179.0916 | 288.7968 | 69.3864 | 63.25%
Security & Compliance Capex incl Overheads (As Incurred)
| Item | $'m March 2022 | [12 empty] | Total (FY18 to FY22) | Total (FY23 to FY27) | Total | Difference between Regulatory Period Totals
|  | ACTUAL | ACTUAL | ACTUAL | ACTUAL | FORECAST | FORECAST | FORECAST | FORECAST | FORECAST | FORECAST | FORECAST | FORECAST | FORECAST
|  | LTD | FY18 | FY19 | FY20 | FY21 | FY22 | FY23 | FY24 | FY25 | FY26 | FY27 | FY28 | FY29 |  |  |  | $ | %
| Instrument Transformers | 0 | 0 | 0 | 0 | 0 | 0 | 0 | 0 | 0 | 0 | 0 | 0 | 0 | 0 | 0 | 0 | 0 | NA
| Fire protection systems | 0 | 0.867 | 0.513 | 0.513 | 1.0066 | 0 | 0.52384 | 0.53167 | 0.53634 | 0.55215 | 0.57028 | 0 | 0 | 2.8996 | 2.7143 | 5.6138 | -0.18529 | -6.39%
| Infrastructure security | 0 | 3.303 | 2.309 | 2.309 | 0.36893 | 0.9082 | 1.3932 | 1.414 | 1.4264 | 1.4685 | 1.5167 | 0 | 0 | 9.1981 | 7.2188 | 16.4169 | -1.9793 | -21.52%
| Structure Fall Arrests | 0 | 2.219 | 2.369 | 2.369 | 0 | 1.8253 | 0.57645 | 0.58506 | 0.5902 | 0.6076 | 0.62755 | 0 | 0 | 8.7823 | 2.9869 | 11.7691 | -5.7954 | -65.99%
| Insulators | 0 | 1.275 | 0.023 | 0.023 | 0.72637 | 5.4978 | 5.6842 | 5.7692 | 5.8198 | 5.9914 | 6.1881 | 0 | 0 | 7.5452 | 29.4527 | 36.9979 | 21.9075 | 290.4%
| Communications (S&C) | 0 | 0.134 | 0.37 | 0.37 | 0.7593 | 4.9808 | 0.83229 | 0.033936 | 2.2709 | 7.931 | 2.1476 | 0 | 0 | 6.6141 | 13.2157 | 19.8298 | 6.6016 | 99.81%
| Total | 0 | 7.798 | 5.584 | 5.584 | 2.8612 | 13.2121 | 9.01 | 8.3338 | 10.6436 | 16.5506 | 11.0503 | 0 | 0 | 35.0392 | 55.5883 | 90.6276 | 20.5491 | 58.65%
Security & Compliance Capex incl Overheads (As Commissioned)
| Item | $'m March 2022 | [12 empty] | Total (FY18 to FY22) | Total (FY23 to FY27) | Total | Difference between Regulatory Period Totals
|  | ACTUAL | ACTUAL | ACTUAL | ACTUAL | FORECAST | FORECAST | FORECAST | FORECAST | FORECAST | FORECAST | FORECAST | FORECAST | FORECAST
|  | LTD | FY18 | FY19 | FY20 | FY21 | FY22 | FY23 | FY24 | FY25 | FY26 | FY27 | FY28 | FY29 |  |  |  | $ | %
| Instrument Transformers |  |  |  |  | 0 | 0 | 0 | 0 | 0 | 0 | 0 | 0 | 0 | 0 | 0 | 0 | 0 | NA
| Fire protection systems |  |  |  |  | 1.0066 | 0 | 0.52384 | 0.53167 | 0.53634 | 0.55215 | 0.57028 | 0 | 0 | 1.0066 | 2.7143 | 3.7208 | 1.7077 | 169.7%
| Infrastructure security |  |  |  |  | 0.36893 | 0.9082 | 1.3932 | 1.414 | 1.4264 | 1.4685 | 1.5167 | 0 | 0 | 1.2771 | 7.2188 | 8.4959 | 5.9417 | 465.2%
| Structure Fall Arrests |  |  |  |  | 0 | 1.8253 | 0.57645 | 0.58506 | 0.5902 | 0.6076 | 0.62755 | 0 | 0 | 1.8253 | 2.9869 | 4.8121 | 1.1616 | 63.64%
| Insulators |  |  |  |  | 0.72637 | 5.4978 | 5.6842 | 5.7692 | 5.8198 | 5.9914 | 6.1881 | 0 | 0 | 6.2242 | 29.4527 | 35.6769 | 23.2285 | 373.2%
| Communications (S&C) |  |  |  |  | 0.7593 | 4.9808 | 0.83229 | 0.033936 | 2.2709 | 7.931 | 2.1476 | 0 | 0 | 5.7401 | 13.2157 | 18.9558 | 7.4756 | 130.2%
| Total |  |  |  |  | 2.8612 | 13.2121 | 9.01 | 8.3338 | 10.6436 | 16.5506 | 11.0503 | 0 | 0 | 16.0732 | 55.5883 | 71.6616 | 39.5151 | 245.8%
Non-Network Capex incl Overheads (As Incurred)
| Item | $'m March 2022 | [12 empty] | Total (FY18 to FY22) | Total (FY23 to FY27) | Total | Difference between Regulatory Period Totals
|  | ACTUAL | ACTUAL | ACTUAL | ACTUAL | FORECAST | FORECAST | FORECAST | FORECAST | FORECAST | FORECAST | FORECAST | FORECAST | FORECAST
|  | LTD | FY18 | FY19 | FY20 | FY21 | FY22 | FY23 | FY24 | FY25 | FY26 | FY27 | FY28 | FY29 |  |  |  | $ | %
| Vehicles | 0 | 0.70452 | 0.56028 | 0 | 0.39615 | 2.2285 | 1.2264 | 1.6234 | 1.8943 | 1.2625 | 1.3145 | 0.85053 | 0.8649 | 3.8894 | 7.3211 | 12.926 | 3.4317 | 88.23%
| Premises | 0 | 1.2477 | 0.63681 | 4.4376 | 1.6143 | 1.6472 | 1.9472 | 2.1221 | 2.4427 | 2.0325 | 2.112 | 1.7795 | 1.8095 | 9.5837 | 10.6565 | 23.8291 | 1.0728 | 11.19%
| Other (Non-Network) | 0 | 0.54456 | 0.81449 | 0.93569 | 0.52989 | 0.57697 | 0.5937 | 0.59313 | 0.66475 | 0.6164 | 0.63171 | 0.55606 | 0.56545 | 3.4016 | 3.0997 | 7.6228 | -0.30191 | -8.875%
| IT | 0 | 9.4341 | 12.0713 | 11.994 | 19.4109 | 17.7654 | 18.166 | 18.7632 | 19.8049 | 15.4752 | 13.4014 | 0 | 0 | 70.6756 | 85.6107 | 156.2863 | 14.935 | 21.13%
| Total | 0 | 11.9309 | 14.0828 | 17.3673 | 21.9512 | 22.2181 | 21.9333 | 23.1019 | 24.8066 | 19.3866 | 17.4596 | 3.1861 | 3.2399 | 87.5503 | 106.6879 | 200.6642 | 19.1376 | 21.86%
Non-Network Capex incl Overheads (As Commissioned)
| Item | $'m March 2022 | [12 empty] | Total (FY18 to FY22) | Total (FY23 to FY27) | Total | Difference between Regulatory Period Totals
|  | ACTUAL | ACTUAL | ACTUAL | ACTUAL | FORECAST | FORECAST | FORECAST | FORECAST | FORECAST | FORECAST | FORECAST | FORECAST | FORECAST
|  | LTD | FY18 | FY19 | FY20 | FY21 | FY22 | FY23 | FY24 | FY25 | FY26 | FY27 | FY28 | FY29 |  |  |  | $ | %
| Vehicles |  |  |  |  | 0.39615 | 2.2285 | 1.2264 | 1.6234 | 1.8943 | 1.2625 | 1.3145 | 0.85053 | 0.8649 | 2.6246 | 7.3211 | 11.6612 | 4.6965 | 178.9%
| Premises |  |  |  |  | 1.6143 | 1.6472 | 1.9472 | 2.1221 | 2.4427 | 2.0325 | 2.112 | 1.7795 | 1.8095 | 3.2615 | 10.6565 | 17.507 | 7.3949 | 226.7%
| Other (Non-Network) |  |  |  |  | 0.52989 | 0.57697 | 0.5937 | 0.59313 | 0.66475 | 0.6164 | 0.63171 | 0.55606 | 0.56545 | 1.1069 | 3.0997 | 5.3281 | 1.9928 | 180%
| IT |  |  |  |  | 19.4109 | 17.7654 | 18.166 | 18.7632 | 19.8049 | 15.4752 | 13.4014 | 0 | 0 | 37.1763 | 85.6107 | 122.787 | 48.4343 | 130.3%
| Total |  |  |  |  | 21.9512 | 22.2181 | 21.9333 | 23.1019 | 24.8066 | 19.3866 | 17.4596 | 3.1861 | 3.2399 | 44.1693 | 106.6879 | 157.2832 | 62.5186 | 141.5%

## Report¦Forecasts Eff-$Nom+Mar22
Back to contents
AusNet Services Forecast Transmission Capex Model (FY20 to FY29) v9
#VALUE!
Direct Capex by Cost Type (As Incurred)
| Item | $'000 March 22 | $'000 Nominal |  |  |  |  | $'000 March 22 | [6 empty] | Total (FY18 to FY22) | Total (FY23 to FY27) | Total | Difference between Regulatory Period Totals
|  | ACTUAL | ACTUAL | ACTUAL | ACTUAL | FORECAST | FORECAST | FORECAST | FORECAST | FORECAST | FORECAST | FORECAST | FORECAST | FORECAST
|  | LTD | FY18 | FY19 | FY20 | FY21 | FY22 | FY23 | FY24 | FY25 | FY26 | FY27 | FY28 | FY29 |  |  |  | $ | %
| Labour - Internal | 12.4007 |  |  |  | 13.5431 | 12.5917 | 15.4994 | 16.4463 | 16.8857 | 13.645 | 10.555 | 0.73547 | 2.919 | 26.1348 | 73.0315 | 115.2215 | 46.8967 | 179.4%
| Labour - External | 62.0035 |  |  |  | 67.2911 | 62.2523 | 76.3428 | 80.6031 | 82.1163 | 65.634 | 50.2178 | 3.6589 | 14.5425 | 129.5434 | 354.9141 | 564.6623 | 225.3707 | 174%
| Materials | 49.6028 |  |  |  | 53.9747 | 49.8746 | 61.0743 | 64.4825 | 65.693 | 52.5072 | 40.1743 | 2.7688 | 10.8697 | 103.8493 | 283.9313 | 451.0219 | 180.0819 | 173.4%
| Total | 124.007 |  |  |  | 134.8089 | 124.7186 | 152.9165 | 161.5319 | 164.6951 | 131.7862 | 100.9471 | 7.1632 | 28.3313 | 259.5275 | 711.8768 | 1130.9057 | 452.3493 | 174.3%
Direct Capex by Cost Type (As Commissioned)
| Item | $'000 March 22 | FY18: $'000 Nominal; FY23: $'000 March 22 | Total (FY18 to FY22) | Total (FY23 to FY27) | Total | Difference between Regulatory Period Totals
|  | ACTUAL | ACTUAL | ACTUAL | ACTUAL | FORECAST | FORECAST | FORECAST | FORECAST | FORECAST | FORECAST | FORECAST | FORECAST | FORECAST
|  | LTD | FY18 | FY19 | FY20 | FY21 | FY22 | FY23 | FY24 | FY25 | FY26 | FY27 | FY28 | FY29 |  |  |  | $ | %
| Labour - Internal |  |  |  |  | 21.2241 | 14.0091 | 8.2929 | 25.8525 | 14.5844 | 17.1355 | 10.5982 | 0.56106 | 3.1176 | 35.2332 | 76.4635 | 115.3753 | 41.2302 | 117%
| Labour - External |  |  |  |  | 105.7253 | 69.4488 | 40.8373 | 127.1196 | 70.9626 | 82.6206 | 50.4244 | 2.7608 | 15.5303 | 175.1741 | 371.9646 | 565.4298 | 196.7905 | 112.3%
| Materials |  |  |  |  | 84.6733 | 55.6084 | 32.671 | 101.697 | 56.7701 | 66.0965 | 40.3395 | 2.1179 | 11.6172 | 140.2817 | 297.5741 | 451.5909 | 157.2924 | 112.1%
| Total |  |  |  |  | 211.6228 | 139.0663 | 81.8011 | 254.6691 | 142.3172 | 165.8526 | 101.3622 | 5.4397 | 30.2651 | 350.6891 | 746.0022 | 1132.3961 | 395.3131 | 112.7%
Total Capex by Asset Class, incl. Overheads (As Incurred)
| Item | $'000 March 22 | FY18: $'000 Nominal; FY23: $'000 March 22 | Total (FY18 to FY22) | Total (FY23 to FY27) | Total | Difference between Regulatory Period Totals
|  | ACTUAL | ACTUAL | ACTUAL | ACTUAL | FORECAST | FORECAST | FORECAST | FORECAST | FORECAST | FORECAST | FORECAST | FORECAST | FORECAST
|  | LTD | FY18 | FY19 | FY20 | FY21 | FY22 | FY23 | FY24 | FY25 | FY26 | FY27 | FY28 | FY29 |  |  |  | $ | %
| Secondary | 7.3687 | 21.3974 | 14.8712 | 19.9843 | 13.716 | 16.0683 | 14.2995 | 13.9671 | 13.1965 | 10.4751 | 8.648 | 0.13347 | 1.7481 | 86.0372 | 60.5863 | 155.8737 | -25.4509 | -29.58%
| Switchgear | 76.892 | 40.572 | 46.6269 | 40.2152 | 41.8188 | 29.3394 | 45.7553 | 39.7132 | 39.1748 | 29.2171 | 18.8059 | 3.1152 | 9.4901 | 198.5724 | 172.6662 | 460.7359 | -25.9062 | -13.05%
| Transformers | 22.9617 | 29.1964 | 23.6934 | 11.4585 | 13.2773 | 20.8771 | 35.6428 | 41.3982 | 39.7908 | 28.4469 | 17.0799 | 0.77524 | 10.1536 | 98.5027 | 162.3585 | 294.7518 | 63.8558 | 64.83%
| Reactive | 0 | -0.0087712 | 1.7292 | 4.5281 | 9.5837 | 0.25133 | 0 | 0 | 0 | 0 | 0 | 0 | 0 | 16.0835 | 0 | 16.0835 | -16.0835 | -100%
| Towers and Conductor | 3.2576 | 5.8825 | 5.5776 | 16.566 | 22.1623 | 15.0006 | 11.4533 | 12.0356 | 11.9741 | 11.468 | 10.9442 | 0.050968 | 0.66754 | 65.1889 | 57.8753 | 127.0403 | -7.3137 | -11.22%
| Establishment | 13.4918 | 15.8586 | 19.8575 | 19.5659 | 8.4165 | 7.1291 | 20.39 | 21.7198 | 21.2399 | 16.3572 | 10.9731 | 0.37153 | 4.8661 | 70.8276 | 90.6799 | 180.237 | 19.8523 | 28.03%
| Communications | 0.035116 | 6.6797 | 19.0054 | 25.9785 | 11.9407 | 20.4899 | 3.9427 | 10.9978 | 16.0817 | 18.2876 | 18.7791 | 0 | 0 | 84.0942 | 68.0889 | 152.2183 | -16.0053 | -19.03%
| Inventory | 0 | 1.5179 | -0.62547 | 1.2752 | 0 | 0 | 0 | 0 | 0 | 0 | 0 | 0 | 0 | 2.1677 | 0 | 2.1677 | -2.1677 | -100%
| IT | 0 | 9.4341 | 12.0713 | 11.994 | 19.4109 | 17.7654 | 3.5996 | 3.6701 | 3.838 | 2.9604 | 2.54 | 0 | 0 | 70.6756 | 16.6081 | 87.2838 | -54.0675 | -76.5%
| Vehicles | 0 | 0.70452 | 0.56028 | 0 | 0.39615 | 2.2285 | 1.2151 | 1.5877 | 1.8355 | 1.2075 | 1.2457 | 0.79564 | 0.8016 | 3.8894 | 7.0916 | 12.5782 | 3.2021 | 82.33%
| Other (Non-Network) | 0 | 0.54456 | 0.81449 | 0.93569 | 0.52989 | 0.57697 | 0.58821 | 0.58009 | 0.64412 | 0.58959 | 0.59864 | 0.52017 | 0.52407 | 3.4016 | 3.0006 | 7.4465 | -0.40096 | -11.79%
| Premises | 0 | 1.2477 | 0.63681 | 4.4376 | 1.6143 | 1.6472 | 1.9292 | 2.0754 | 2.3669 | 1.9441 | 2.0014 | 1.6646 | 1.6771 | 9.5837 | 10.317 | 23.2424 | 0.73334 | 7.652%
| Land | 0 | 0 | 0 | 0 | 0 | 0 | 0 | 0 | 0 | 0 | 0 | 0 | 0 | 0 | 0 | 0 | 0 | NA
| Easements | 0 | 0 | 0 | 0 | 0 | 0 | 0 | 0 | 0 | 0 | 0 | 0 | 0 | 0 | 0 | 0 | 0 | NA
| Equity raising costs (2003-08) | 0 | 0 | 0 | 0 | 0 | 0 | 0 | 0 | 0 | 0 | 0 | 0 | 0 | 0 | 0 | 0 | 0 | NA
| Inventory Adjustment (Other non-network) | 0 | -1.5179 | 0.62547 | -1.2752 | 0 | 0 | 0 | 0 | 0 | 0 | 0 | 0 | 0 | -2.1677 | 0 | -2.1677 | 2.1677 | -100%
| Accelerated Depr | 0 | 0 | 0 | 0 | 0 | 0 | 0 | 0 | 0 | 0 | 0 | 0 | 0 | 0 | 0 | 0 | 0 | NA
| Insulators | 0 | 0 | 0 | 0 | 0 | 0 | 5.6316 | 5.6423 | 5.6392 | 5.7308 | 5.8642 | 0 | 0 | 0 | 28.5081 | 28.5081 | 28.5081 | NA
| Instrument Transformers | 0 | 0 | 0 | 0 | 0 | 0 | 1.5819 | 1.5849 | 1.584 | 1.6097 | 1.6472 | 0 | 0 | 0 | 8.0077 | 8.0077 | 8.0077 | NA
| Capitalised Leases | 0 | 0 | 0 | 44.323 | 0 | 0 | 0 | 0 | 0 | 0 | 0 | 0 | 0 | 44.323 | 0 | 44.323 | -44.323 | -100%
| Spare straight-line tax asset class | 0 | 0 | 0 | 0 | 0 | 0 | 0 | 0 | 0 | 0 | 0 | 0 | 0 | 0 | 0 | 0 | 0 | NA
| Buildings | 0 | 0 | 0 | 0 | 0 | 0 | 0 | 0 | 0 | 0 | 0 | 0 | 0 | 0 | 0 | 0 | 0 | NA
| In-house software | 0 | 0 | 0 | 0 | 0 | 0 | 14.3984 | 14.6804 | 15.3522 | 11.8416 | 10.1599 | 0 | 0 | 0 | 66.4325 | 66.4325 | 66.4325 | NA
| Equity raising costs | 0 | 0 | 0 | 0 | 0 | 0 | 0 | 0 | 0 | 0 | 0 | 0 | 0 | 0 | 0 | 0 | 0 | NA
| Total | 124.007 | 131.5087 | 145.4441 | 199.9866 | 142.8665 | 131.3739 | 160.4276 | 169.6526 | 172.7178 | 140.1355 | 109.2871 | 7.4269 | 29.9281 | 751.1799 | 752.2207 | 1664.7625 | 1.0408 | 0.1386%
Total Capex by Asset Class, incl. Overheads (As Commissioned)
| Item | $'000 March 22 | FY18: $'000 Nominal; FY23: $'000 March 22 | Total (FY18 to FY22) | Total (FY23 to FY27) | Total | Difference between Regulatory Period Totals
|  | ACTUAL | ACTUAL | ACTUAL | ACTUAL | FORECAST | FORECAST | FORECAST | FORECAST | FORECAST | FORECAST | FORECAST | FORECAST | FORECAST
|  | LTD | FY18 | FY19 | FY20 | FY21 | FY22 | FY23 | FY24 | FY25 | FY26 | FY27 | FY28 | FY29 |  |  |  | $ | %
| Secondary |  | 15.1538 | 12.9851 | 24.4123 | 18.0776 | 17.3665 | 8.3714 | 21.9444 | 11.6777 | 12.8165 | 8.648 | 0 | 1.8815 | 87.9953 | 63.458 | 153.3349 | -24.5373 | -27.88%
| Switchgear |  | 22.494 | 21.5481 | 52.1859 | 99.428 | 39.3673 | 17.9985 | 77.5714 | 30.756 | 41.7738 | 19.2555 | 2.6011 | 10.2146 | 235.0233 | 187.3552 | 435.1942 | -47.6681 | -20.28%
| Transformers |  | 21.1805 | 38.404 | 15.5171 | 23.9433 | 19.4778 | 8.2387 | 73.8293 | 30.9674 | 42.0465 | 17.0796 | 0 | 10.9289 | 118.5227 | 172.1614 | 301.613 | 53.6387 | 45.26%
| Reactive |  | 0.23448 | 0.79181 | 1.8041 | 9.5837 | 0.25133 | 0 | 0 | 0 | 0 | 0 | 0 | 0 | 12.6654 | 0 | 12.6654 | -12.6654 | -100%
| Towers and Conductor |  | 24.7095 | 9.3951 | 20.9125 | 22.3927 | 14.7528 | 9.7676 | 13.8449 | 11.394 | 12.3621 | 10.9442 | 0 | 0.71851 | 92.1626 | 58.3128 | 151.1939 | -33.8497 | -36.73%
| Establishment |  | 15.5834 | 10.4838 | 21.1813 | 12.4903 | 11.1797 | 8.237 | 39.4819 | 17.0112 | 22.8747 | 10.9729 | 0 | 5.2376 | 70.9186 | 98.5778 | 174.7339 | 27.6592 | 39%
| Communications |  | 1.8379 | 6.7611 | 29.7537 | 12.0004 | 20.5217 | 3.8851 | 11.0609 | 16.0818 | 18.2876 | 18.7791 | 0 | 0 | 70.8748 | 68.0944 | 138.9692 | -2.7803 | -3.923%
| Inventory |  | 1.5179 | -0.62547 | 1.2752 | 0 | 0 | 0 | 0 | 0 | 0 | 0 | 0 | 0 | 2.1677 | 0 | 2.1677 | -2.1677 | -100%
| IT |  | 5.8747 | 13.2521 | 11.8653 | 19.4109 | 17.7654 | 3.5996 | 3.6701 | 3.838 | 2.9604 | 2.54 | 0 | 0 | 68.1684 | 16.6081 | 84.7765 | -51.5603 | -75.64%
| Vehicles |  | 0.36498 | 1.1739 | 0.074046 | 0.39615 | 2.2285 | 1.2151 | 1.5877 | 1.8355 | 1.2075 | 1.2457 | 0.79564 | 0.8016 | 4.2375 | 7.0916 | 12.9263 | 2.854 | 67.35%
| Other (Non-Network) |  | 1.5121 | 2.8009 | 2.8218 | 0.52989 | 0.57697 | 0.58821 | 0.58009 | 0.64412 | 0.58959 | 0.59864 | 0.52017 | 0.52407 | 8.2416 | 3.0006 | 12.2865 | -5.241 | -63.59%
| Premises |  | 0 | 0 | 0 | 1.6143 | 1.6472 | 1.9292 | 2.0754 | 2.3669 | 1.9441 | 2.0014 | 1.6646 | 1.6771 | 3.2615 | 10.317 | 16.9202 | 7.0555 | 216.3%
| Land |  | 0 | 0 | 0 | 0 | 0 | 0 | 0 | 0 | 0 | 0 | 0 | 0 | 0 | 0 | 0 | 0 | NA
| Easements |  | 0 | 0 | 0 | 0 | 0 | 0 | 0 | 0 | 0 | 0 | 0 | 0 | 0 | 0 | 0 | 0 | NA
| Equity raising costs (2003-08) |  | 0 | 0 | 0 | 0 | 0 | 0 | 0 | 0 | 0 | 0 | 0 | 0 | 0 | 0 | 0 | 0 | NA
| Inventory Adjustment (Other non-network) |  | -1.5179 | 0.62547 | -1.2752 | 0 | 0 | 0 | 0 | 0 | 0 | 0 | 0 | 0 | -2.1677 | 0 | -2.1677 | 2.1677 | -100%
| Accelerated Depr |  | 0 | 0 | 0 | 0 | 0 | 0 | 0 | 0 | 0 | 0 | 0 | 0 | 0 | 0 | 0 | 0 | NA
| Insulators |  | 0 | 0 | 0 | 0 | 0 | 5.6316 | 5.6423 | 5.6392 | 5.7308 | 5.8642 | 0 | 0 | 0 | 28.5081 | 28.5081 | 28.5081 | NA
| Instrument Transformers |  | 0 | 0 | 0 | 0 | 0 | 1.5819 | 1.5849 | 1.584 | 1.6097 | 1.6472 | 0 | 0 | 0 | 8.0077 | 8.0077 | 8.0077 | NA
| Capitalised Leases |  | 0 | 0 | 44.323 | 0 | 0 | 0 | 0 | 0 | 0 | 0 | 0 | 0 | 44.323 | 0 | 44.323 | -44.323 | -100%
| Spare straight-line tax asset class |  | 0 | 0 | 0 | 0 | 0 | 0 | 0 | 0 | 0 | 0 | 0 | 0 | 0 | 0 | 0 | 0 | NA
| Buildings |  | 0 | 0 | 0 | 0 | 0 | 0 | 0 | 0 | 0 | 0 | 0 | 0 | 0 | 0 | 0 | 0 | NA
| In-house software |  | 0 | 0 | 0 | 0 | 0 | 14.3984 | 14.6804 | 15.3522 | 11.8416 | 10.1599 | 0 | 0 | 0 | 66.4325 | 66.4325 | 66.4325 | NA
| Equity raising costs |  | 0 | 0 | 0 | 0 | 0 | 0 | 0 | 0 | 0 | 0 | 0 | 0 | 0 | 0 | 0 | 0 | NA
| Total |  | 108.9452 | 117.5959 | 224.8511 | 219.8672 | 145.1353 | 85.4423 | 267.5539 | 149.148 | 176.0448 | 109.7362 | 5.5815 | 31.9839 | 816.3947 | 787.9253 | 1641.8854 | -28.4694 | -3.487%
Total Capex by Driver, incl. Overheads (As Incurred)
| Item | $'000 March 22 | FY18: $'000 Nominal; FY23: $'000 March 22 | Total (FY18 to FY22) | Total (FY23 to FY27) | Total | Difference between Regulatory Period Totals
|  | ACTUAL | ACTUAL | ACTUAL | ACTUAL | FORECAST | FORECAST | FORECAST | FORECAST | FORECAST | FORECAST | FORECAST | FORECAST | FORECAST
|  | LTD | FY18 | FY19 | FY20 | FY21 | FY22 | FY23 | FY24 | FY25 | FY26 | FY27 | FY28 | FY29 |  |  |  | $ | %
| Replacement - Major Station CBD | 70.4896 | 49.951 | 45.754 | 12.1542 | 17.4733 | 6.8055 | 10.5199 | 0 | 0 | 0 | 0 | 0 | 0 | 132.1379 | 10.5199 | 213.1474 | -121.618 | -92.04%
| Replacement - Major Station | 53.5174 | 29.3561 | 42.5163 | 56.302 | 40.5528 | 39.4611 | 91.6928 | 104.9817 | 101.5151 | 71.6765 | 41.5977 | 4.4464 | 26.9254 | 208.1883 | 411.4638 | 704.5413 | 203.2755 | 97.64%
| Replacement - Other | 0 | 33.9889 | 35.0878 | 57.3908 | 60.0281 | 49.6771 | 27.5578 | 33.9265 | 36.8527 | 34.0852 | 40.672 | 0 | 0 | 236.1728 | 173.0942 | 409.267 | -63.0786 | -26.71%
| Security and Compliance | 0 | 6.2882 | 5.4576 | 7.5302 | 2.8612 | 13.2121 | 8.9266 | 8.1505 | 10.3133 | 15.8306 | 10.4719 | 0 | 0 | 35.3492 | 53.6929 | 89.0422 | 18.3437 | 51.89%
| Non Network - Other | 0 | 0.54456 | 0.81449 | 0.93569 | 0.52989 | 0.57697 | 0.58821 | 0.58009 | 0.64412 | 0.58959 | 0.59864 | 0.52017 | 0.52407 | 3.4016 | 3.0006 | 7.4465 | -0.40096 | -11.79%
| Non Network - Vehicles | 0 | 0.70452 | 0.56028 | 0 | 0.39615 | 2.2285 | 1.2151 | 1.5877 | 1.8355 | 1.2075 | 1.2457 | 0.79564 | 0.8016 | 3.8894 | 7.0916 | 12.5782 | 3.2021 | 82.33%
| Non Network - Premises | 0 | 1.2477 | 0.63681 | 4.4376 | 1.6143 | 1.6472 | 1.9292 | 2.0754 | 2.3669 | 1.9441 | 2.0014 | 1.6646 | 1.6771 | 9.5837 | 10.317 | 23.2424 | 0.73334 | 7.652%
| Non Network - IT | 0 | 9.4341 | 12.0713 | 11.994 | 19.4109 | 17.7654 | 17.998 | 18.3505 | 19.1902 | 14.802 | 12.6999 | 0 | 0 | 70.6756 | 83.0406 | 153.7162 | 12.365 | 17.5%
| Capitalised Leases | 0 | 0 | 0 | 44.323 | 0 | 0 | 0 | 0 | 0 | 0 | 0 | 0 | 0 | 44.323 | 0 | 44.323 | -44.323 | -100%
| Total | 124.007 | 131.5151 | 142.8985 | 195.0674 | 142.8665 | 131.3739 | 160.4276 | 169.6526 | 172.7178 | 140.1355 | 109.2871 | 7.4269 | 29.9281 | 743.7215 | 752.2207 | 1657.3041 | 8.4992 | 1.143%
| NCIPAP | 0 | -0.0063574 | 2.5456 | 4.9189 | 0 | 0 | 0 | 0 | 0 | 0 | 0 | 0 | 0 | 7.4581 | 0 | 7.4581 | -7.4581 | -100%
| Total including NCIPAP | 124.007 | 131.5087 | 145.4441 | 199.9863 | 142.8665 | 131.3739 | 160.4276 | 169.6526 | 172.7178 | 140.1355 | 109.2871 | 7.4269 | 29.9281 | 751.1796 | 752.2207 | 1664.7622 | 1.0411 | 0.1386%
Total Capex by Driver, incl. Overheads (As Commissioned)
| Item | $'000 March 22 | FY18: $'000 Nominal; FY23: $'000 March 22 | Total (FY18 to FY22) | Total (FY23 to FY27) | Total | Difference between Regulatory Period Totals
|  | ACTUAL | ACTUAL | ACTUAL | ACTUAL | FORECAST | FORECAST | FORECAST | FORECAST | FORECAST | FORECAST | FORECAST | FORECAST | FORECAST
|  | LTD | FY18 | FY19 | FY20 | FY21 | FY22 | FY23 | FY24 | FY25 | FY26 | FY27 | FY28 | FY29 |  |  |  | $ | %
| Replacement - Major Station CBD |  |  |  |  | 23.2872 | 31.2399 | 11.7461 | 17.164 | 0 | 0 | 0 | 0 | 0 | 54.527 | 28.9101 | 83.4371 | -25.6169 | -46.98%
| Replacement - Major Station |  |  |  |  | 111.7396 | 28.7882 | 15.4813 | 185.7191 | 77.9453 | 107.5858 | 42.0468 | 2.6011 | 28.9811 | 140.5277 | 428.7782 | 600.8882 | 288.2505 | 205.1%
| Replacement - Other |  |  |  |  | 60.0281 | 49.6771 | 27.5578 | 33.9265 | 36.8527 | 34.0852 | 40.672 | 0 | 0 | 109.7052 | 173.0942 | 282.7994 | 63.389 | 57.78%
| Security and Compliance |  |  |  |  | 2.8612 | 13.2121 | 8.9266 | 8.1505 | 10.3133 | 15.8306 | 10.4719 | 0 | 0 | 16.0732 | 53.6929 | 69.7662 | 37.6197 | 234.1%
| Non Network - Other |  |  |  |  | 0.52989 | 0.57697 | 0.58821 | 0.58009 | 0.64412 | 0.58959 | 0.59864 | 0.52017 | 0.52407 | 1.1069 | 3.0006 | 5.1517 | 1.8938 | 171.1%
| Non Network - Vehicles |  |  |  |  | 0.39615 | 2.2285 | 1.2151 | 1.5877 | 1.8355 | 1.2075 | 1.2457 | 0.79564 | 0.8016 | 2.6246 | 7.0916 | 11.3134 | 4.4669 | 170.2%
| Non Network - Premises |  |  |  |  | 1.6143 | 1.6472 | 1.9292 | 2.0754 | 2.3669 | 1.9441 | 2.0014 | 1.6646 | 1.6771 | 3.2615 | 10.317 | 16.9202 | 7.0555 | 216.3%
| Non Network - IT |  |  |  |  | 19.4109 | 17.7654 | 17.998 | 18.3505 | 19.1902 | 14.802 | 12.6999 | 0 | 0 | 37.1763 | 83.0406 | 120.2169 | 45.8643 | 123.4%
| Capitalised Leases |  |  |  |  | 0 | 0 | 0 | 0 | 0 | 0 | 0 | 0 | 0 | 0 | 0 | 0 | 0 | NA
| Total |  |  |  |  | 219.8672 | 145.1353 | 85.4423 | 267.5539 | 149.148 | 176.0448 | 109.7362 | 5.5815 | 31.9839 | 365.0025 | 787.9253 | 1190.4932 | 422.9228 | 115.9%
Major Station Replacement Capex incl Overheads (As Incurred)
| Item | $'000 March 22 | FY18: $'000 Nominal; FY23: $'000 March 22 | Total ( to FY22) | Total (FY23 to FY27) | Total | Difference between Regulatory Period Totals
|  | ACTUAL | ACTUAL | ACTUAL | ACTUAL | FORECAST | FORECAST | FORECAST | FORECAST | FORECAST | FORECAST | FORECAST | FORECAST | FORECAST
|  | LTD |  |  | FY20 | FY21 | FY22 | FY23 | FY24 | FY25 | FY26 | FY27 | FY28 | FY29 |  |  |  | $ | %
| Major Station | 124.007 | 79.3071 | 88.2703 | 68.4562 | 58.0261 | 46.2666 | 102.2127 | 104.9817 | 101.5151 | 71.6765 | 41.5977 | 4.4464 | 26.9254 | 340.3262 | 421.9837 | 917.6887 | 81.6575 | 23.99%
| Total | 124.007 | 79.3071 | 88.2703 | 68.4562 | 58.0261 | 46.2666 | 102.2127 | 104.9817 | 101.5151 | 71.6765 | 41.5977 | 4.4464 | 26.9254 | 340.3262 | 421.9837 | 917.6887 | 81.6575 | 23.99%
Major Station Replacement Capex incl Overheads (As Commissioned)
| Item | $'000 March 22 | $'000 Nominal |  | FY23: $'000 March 22 | Total (FY18 to FY22) | Total (FY23 to FY27) | Total | Difference between Regulatory Period Totals
|  | ACTUAL | ACTUAL | ACTUAL | ACTUAL | FORECAST | FORECAST | FORECAST | FORECAST | FORECAST | FORECAST | FORECAST | FORECAST | FORECAST
|  | LTD | FY18 | FY19 | FY20 | FY21 | FY22 | FY23 | FY24 | FY25 | FY26 | FY27 | FY28 | FY29 |  |  |  | $ | %
| Major Station |  |  |  |  | 135.0267 | 60.028 | 27.2274 | 202.883 | 77.9453 | 107.5858 | 42.0468 | 2.6011 | 28.9811 | 195.0547 | 457.6884 | 684.3253 | 879.38 | 134.6%
| Total |  |  |  |  | 135.0267 | 60.028 | 27.2274 | 202.883 | 77.9453 | 107.5858 | 42.0468 | 2.6011 | 28.9811 | 195.0547 | 457.6884 | 684.3253 | 879.38 | 134.6%
Other Replacement Capex incl Overheads (As Incurred)
| Item | $'000 March 22 | FY18: $'000 Nominal; FY23: $'000 March 22 | Total (FY18 to FY22) | Total (FY23 to FY27) | Total | Difference between Regulatory Period Totals
|  | ACTUAL | ACTUAL | ACTUAL | ACTUAL | FORECAST | FORECAST | FORECAST | FORECAST | FORECAST | FORECAST | FORECAST | FORECAST | FORECAST
|  | LTD | FY18 | FY19 | FY20 | FY21 | FY22 | FY23 | FY24 | FY25 | FY26 | FY27 | FY28 | FY29 |  |  |  | $ | %
| Lines | 0 | 0.318 | 0.34 | 0.34 | 21.2055 | 7.1802 | 9.0462 | 9.0633 | 9.0583 | 9.2054 | 9.4197 | 0 | 0 | 29.3837 | 45.7928 | 75.1765 | 16.4091 | 55.84%
| Stations | 0 | 14.664 | 10.081 | 10.081 | 19.075 | 15.2171 | 9.5944 | 8.0561 | 8.0517 | 8.1825 | 8.373 | 0 | 0 | 69.1181 | 42.2577 | 111.3759 | -26.8604 | -38.86%
| Secondary & Protection | 0 | 16.787 | 9.975 | 9.975 | 8.6147 | 11.7976 | 5.892 | 5.9032 | 5.8999 | 5.9957 | 6.1354 | 0 | 0 | 57.1493 | 29.8262 | 86.9755 | -27.3231 | -47.81%
| Communications | 0 | 2.218 | 15.33 | 15.33 | 11.1328 | 15.4823 | 3.0252 | 10.904 | 13.8428 | 10.7016 | 16.7439 | 0 | 0 | 59.4931 | 55.2174 | 114.7105 | -4.2757 | -7.187%
| Total | 0 | 33.987 | 35.726 | 35.726 | 60.0281 | 49.6771 | 27.5578 | 33.9265 | 36.8527 | 34.0852 | 40.672 | 0 | 0 | 215.1442 | 173.0942 | 388.2384 | -42.05 | -19.55%
Other Replacement Capex incl Overheads (As Commissioned)
| Item | $'000 March 22 | FY18: $'000 Nominal; FY23: $'000 March 22 | Total (FY18 to FY22) | Total (FY23 to FY27) | Total | Difference between Regulatory Period Totals
|  | ACTUAL | ACTUAL | ACTUAL | ACTUAL | FORECAST | FORECAST | FORECAST | FORECAST | FORECAST | FORECAST | FORECAST | FORECAST | FORECAST
|  | LTD | FY18 | FY19 | FY20 | FY21 | FY22 | FY23 | FY24 | FY25 | FY26 | FY27 | FY28 | FY29 |  |  |  | $ | %
| Lines |  |  |  |  | 21.2055 | 7.1802 | 9.0462 | 9.0633 | 9.0583 | 9.2054 | 9.4197 | 0 | 0 | 28.3857 | 45.7928 | 74.1785 | 17.4071 | 61.32%
| Stations |  |  |  |  | 19.075 | 15.2171 | 9.5944 | 8.0561 | 8.0517 | 8.1825 | 8.373 | 0 | 0 | 34.2921 | 42.2577 | 76.5499 | 7.9656 | 23.23%
| Secondary & Protection |  |  |  |  | 8.6147 | 11.7976 | 5.892 | 5.9032 | 5.8999 | 5.9957 | 6.1354 | 0 | 0 | 20.4123 | 29.8262 | 50.2385 | 9.4139 | 46.12%
| Communications |  |  |  |  | 11.1328 | 15.4823 | 3.0252 | 10.904 | 13.8428 | 10.7016 | 16.7439 | 0 | 0 | 26.6151 | 55.2174 | 81.8325 | 28.6023 | 107.5%
| Total |  |  |  |  | 60.0281 | 49.6771 | 27.5578 | 33.9265 | 36.8527 | 34.0852 | 40.672 | 0 | 0 | 109.7052 | 173.0942 | 282.7994 | 63.389 | 57.78%
Security & Compliance Capex incl Overheads (As Incurred)
| Item | $'000 March 22 | FY18: $'000 Nominal; FY23: $'000 March 22 | Total (FY18 to FY22) | Total (FY23 to FY27) | Total | Difference between Regulatory Period Totals
|  | ACTUAL | ACTUAL | ACTUAL | ACTUAL | FORECAST | FORECAST | FORECAST | FORECAST | FORECAST | FORECAST | FORECAST | FORECAST | FORECAST
|  | LTD | FY18 | FY19 | FY20 | FY21 | FY22 | FY23 | FY24 | FY25 | FY26 | FY27 | FY28 | FY29 |  |  |  | $ | %
| Instrument Transformers | 0 | 0 | 0 | 0 | 0 | 0 | 0 | 0 | 0 | 0 | 0 | 0 | 0 | 0 | 0 | 0 | 0 | NA
| Fire protection systems | 0 | 0.867 | 0.513 | 0.513 | 1.0066 | 0 | 0.51899 | 0.51997 | 0.51969 | 0.52813 | 0.54043 | 0 | 0 | 2.8996 | 2.6272 | 5.5268 | -0.27235 | -9.393%
| Infrastructure security | 0 | 3.303 | 2.309 | 2.309 | 0.36893 | 0.9082 | 1.3803 | 1.3829 | 1.3822 | 1.4046 | 1.4373 | 0 | 0 | 9.1981 | 6.9873 | 16.1854 | -2.2109 | -24.04%
| Structure Fall Arrests | 0 | 2.219 | 2.369 | 2.369 | 0 | 1.8253 | 0.57111 | 0.57219 | 0.57188 | 0.58117 | 0.5947 | 0 | 0 | 8.7823 | 2.8911 | 11.6733 | -5.8912 | -67.08%
| Insulators | 0 | 1.275 | 0.023 | 0.023 | 0.72637 | 5.4978 | 5.6316 | 5.6423 | 5.6392 | 5.7308 | 5.8642 | 0 | 0 | 7.5452 | 28.5081 | 36.0533 | 20.9629 | 277.8%
| Communications (S&C) | 0 | 0.134 | 0.37 | 0.37 | 0.7593 | 4.9808 | 0.82459 | 0.03319 | 2.2004 | 7.586 | 2.0352 | 0 | 0 | 6.6141 | 12.6794 | 19.2934 | 6.0653 | 91.7%
| Total | 0 | 7.798 | 5.584 | 5.584 | 2.8612 | 13.2121 | 8.9266 | 8.1505 | 10.3133 | 15.8306 | 10.4719 | 0 | 0 | 35.0392 | 53.6929 | 88.7322 | 18.6537 | 53.24%
Security & Compliance Capex incl Overheads (As Commissioned)
| Item | $'000 March 22 | FY18: $'000 Nominal; FY23: $'000 March 22 | Total (FY18 to FY22) | Total (FY23 to FY27) | Total | Difference between Regulatory Period Totals
|  | ACTUAL | ACTUAL | ACTUAL | ACTUAL | FORECAST | FORECAST | FORECAST | FORECAST | FORECAST | FORECAST | FORECAST | FORECAST | FORECAST
|  | LTD | FY18 | FY19 | FY20 | FY21 | FY22 | FY23 | FY24 | FY25 | FY26 | FY27 | FY28 | FY29 |  |  |  | $ | %
| Instrument Transformers |  |  |  |  | 0 | 0 | 0 | 0 | 0 | 0 | 0 | 0 | 0 | 0 | 0 | 0 | 0 | NA
| Fire protection systems |  |  |  |  | 1.0066 | 0 | 0.51899 | 0.51997 | 0.51969 | 0.52813 | 0.54043 | 0 | 0 | 1.0066 | 2.6272 | 3.6338 | 1.6207 | 161%
| Infrastructure security |  |  |  |  | 0.36893 | 0.9082 | 1.3803 | 1.3829 | 1.3822 | 1.4046 | 1.4373 | 0 | 0 | 1.2771 | 6.9873 | 8.2644 | 5.7101 | 447.1%
| Structure Fall Arrests |  |  |  |  | 0 | 1.8253 | 0.57111 | 0.57219 | 0.57188 | 0.58117 | 0.5947 | 0 | 0 | 1.8253 | 2.8911 | 4.7163 | 1.0658 | 58.39%
| Insulators |  |  |  |  | 0.72637 | 5.4978 | 5.6316 | 5.6423 | 5.6392 | 5.7308 | 5.8642 | 0 | 0 | 6.2242 | 28.5081 | 34.7323 | 22.2839 | 358%
| Communications (S&C) |  |  |  |  | 0.7593 | 4.9808 | 0.82459 | 0.03319 | 2.2004 | 7.586 | 2.0352 | 0 | 0 | 5.7401 | 12.6794 | 18.4194 | 6.9393 | 120.9%
| Total |  |  |  |  | 2.8612 | 13.2121 | 8.9266 | 8.1505 | 10.3133 | 15.8306 | 10.4719 | 0 | 0 | 16.0732 | 53.6929 | 69.7662 | 37.6197 | 234.1%
Non-Network Capex incl Overheads (As Incurred)
| Item | $'000 March 22 | FY18: $'000 Nominal; FY23: $'000 March 22 | Total (FY18 to FY22) | Total (FY23 to FY27) | Total | Difference between Regulatory Period Totals
|  | ACTUAL | ACTUAL | ACTUAL | ACTUAL | FORECAST | FORECAST | FORECAST | FORECAST | FORECAST | FORECAST | FORECAST | FORECAST | FORECAST
|  | LTD | FY18 | FY19 | FY20 | FY21 | FY22 | FY23 | FY24 | FY25 | FY26 | FY27 | FY28 | FY29 |  |  |  | $ | %
| Vehicles | 0 | 0.70452 | 0.56028 | 0 | 0.39615 | 2.2285 | 1.2151 | 1.5877 | 1.8355 | 1.2075 | 1.2457 | 0.79564 | 0.8016 | 3.8894 | 7.0916 | 12.5782 | 3.2021 | 82.33%
| Premises | 0 | 1.2477 | 0.63681 | 4.4376 | 1.6143 | 1.6472 | 1.9292 | 2.0754 | 2.3669 | 1.9441 | 2.0014 | 1.6646 | 1.6771 | 9.5837 | 10.317 | 23.2424 | 0.73334 | 7.652%
| Other (Non-Network) | 0 | 0.54456 | 0.81449 | 0.93569 | 0.52989 | 0.57697 | 0.58821 | 0.58009 | 0.64412 | 0.58959 | 0.59864 | 0.52017 | 0.52407 | 3.4016 | 3.0006 | 7.4465 | -0.40096 | -11.79%
| IT | 0 | 9.4341 | 12.0713 | 11.994 | 19.4109 | 17.7654 | 17.998 | 18.3505 | 19.1902 | 14.802 | 12.6999 | 0 | 0 | 70.6756 | 83.0406 | 153.7162 | 12.365 | 17.5%
| Total | 0 | 11.9309 | 14.0828 | 17.3673 | 21.9512 | 22.2181 | 21.7304 | 22.5938 | 24.0367 | 18.5432 | 16.5456 | 2.9804 | 3.0028 | 87.5503 | 103.4498 | 196.9833 | 15.8995 | 18.16%
Non-Network Capex incl Overheads (As Commissioned)
| Item | $'000 March 22 | FY18: $'000 Nominal; FY23: $'000 March 22 | Total (FY18 to FY22) | Total (FY23 to FY27) | Total | Difference between Regulatory Period Totals
|  | ACTUAL | ACTUAL | ACTUAL | ACTUAL | FORECAST | FORECAST | FORECAST | FORECAST | FORECAST | FORECAST | FORECAST | FORECAST | FORECAST
|  | LTD | FY18 | FY19 | FY20 | FY21 | FY22 | FY23 | FY24 | FY25 | FY26 | FY27 | FY28 | FY29 |  |  |  | $ | %
| Vehicles |  |  |  |  | 0.39615 | 2.2285 | 1.2151 | 1.5877 | 1.8355 | 1.2075 | 1.2457 | 0.79564 | 0.8016 | 2.6246 | 7.0916 | 11.3134 | 4.4669 | 170.2%
| Premises |  |  |  |  | 1.6143 | 1.6472 | 1.9292 | 2.0754 | 2.3669 | 1.9441 | 2.0014 | 1.6646 | 1.6771 | 3.2615 | 10.317 | 16.9202 | 7.0555 | 216.3%
| Other (Non-Network) |  |  |  |  | 0.52989 | 0.57697 | 0.58821 | 0.58009 | 0.64412 | 0.58959 | 0.59864 | 0.52017 | 0.52407 | 1.1069 | 3.0006 | 5.1517 | 1.8938 | 171.1%
| IT |  |  |  |  | 19.4109 | 17.7654 | 17.998 | 18.3505 | 19.1902 | 14.802 | 12.6999 | 0 | 0 | 37.1763 | 83.0406 | 120.2169 | 45.8643 | 123.4%
| Total |  |  |  |  | 21.9512 | 22.2181 | 21.7304 | 22.5938 | 24.0367 | 18.5432 | 16.5456 | 2.9804 | 3.0028 | 44.1693 | 103.4498 | 153.6023 | 59.2805 | 134.2%

## RIN Templates Output
Back to contents
AusNet Services Forecast Transmission Capex Model (FY20 to FY29) v9
#VALUE!
Direct Capex by Cost Type (As Incurred)
| Item | $'000 Mar22 | [12 empty] | Total (FY18 to FY22) | Total (FY23 to FY27) | Total | Difference between Regulatory Period Totals
|  | ACTUAL | ACTUAL | ACTUAL | ACTUAL | FORECAST | FORECAST | FORECAST | FORECAST | FORECAST | FORECAST | FORECAST | FORECAST | FORECAST
|  | LTD | FY18 | FY19 | FY20 | FY21 | FY22 | FY23 | FY24 | FY25 | FY26 | FY27 | FY28 | FY29 |  |  |  | $ | %
| Labour - Internal | 12400.6976 |  |  |  | 13931.5181 | 12709.278 | 14186.8278 | 15809.5981 | 16659.5063 | 13645.0149 | 10554.9856 | 735.4672 | 2919.0208 | 26640.7961 | 70855.9327 | 113551.9144 | 44215.1366 | 166%
| Labour - External | 62003.4881 |  |  |  | 69221.2027 | 62833.381 | 69779.8269 | 77419.48 | 80985.2228 | 65634.0152 | 50217.816 | 3658.8593 | 14542.5331 | 132054.5837 | 344036.361 | 556295.8251 | 211981.7773 | 160.5%
| Materials | 49602.7905 |  |  |  | 55522.9111 | 50340.1098 | 55823.8615 | 61935.584 | 64788.1783 | 52507.2122 | 40174.2528 | 2768.8453 | 10869.7057 | 105863.0209 | 275229.0888 | 444333.4512 | 169366.0679 | 160%
| Total | 124006.9762 |  |  |  | 138675.6319 | 125882.7688 | 139790.5162 | 155164.6621 | 162432.9074 | 131786.2423 | 100947.0545 | 7163.1718 | 28331.2597 | 264558.4007 | 690121.3824 | 1114181.1907 | 425562.9817 | 160.9%
Direct Capex by Cost Type (As Commissioned)
| Item | $'000 Mar22 | [12 empty] | Total (FY18 to FY22) | Total (FY23 to FY27) | Total | Difference between Regulatory Period Totals
|  | ACTUAL | ACTUAL | ACTUAL | ACTUAL | FORECAST | FORECAST | FORECAST | FORECAST | FORECAST | FORECAST | FORECAST | FORECAST | FORECAST
|  | LTD | FY18 | FY19 | FY20 | FY21 | FY22 | FY23 | FY24 | FY25 | FY26 | FY27 | FY28 | FY29 |  |  |  | $ | %
| Labour - Internal |  |  |  |  | 21832.9245 | 14139.8632 | 8292.8566 | 25852.4633 | 14584.419 | 17135.5143 | 10598.2128 | 561.058 | 3117.5766 | 35972.7878 | 76463.4659 | 116114.8884 | 40490.6782 | 112.6%
| Labour - External |  |  |  |  | 108757.8418 | 70097.0428 | 40837.2832 | 127119.6399 | 70962.6328 | 82620.6238 | 50424.4193 | 2760.7516 | 15530.324 | 178854.8847 | 371964.599 | 569110.5593 | 193109.7144 | 108%
| Materials |  |  |  |  | 87102.0349 | 56127.4232 | 32670.9967 | 101696.9585 | 56770.1062 | 66096.499 | 40339.5355 | 2117.9202 | 11617.2174 | 143229.458 | 297574.096 | 454538.6916 | 154344.638 | 107.8%
| Total |  |  |  |  | 217692.8012 | 140364.3292 | 81801.1365 | 254669.0617 | 142317.1581 | 165852.6371 | 101362.1676 | 5439.7299 | 30265.118 | 358057.1305 | 746002.161 | 1139764.1393 | 387945.0305 | 108.3%
Total Capex by Asset Class, incl. Overheads (As Incurred)
| Item | $'000 Mar22 | [12 empty] | Total (FY18 to FY22) | Total (FY23 to FY27) | Total | Difference between Regulatory Period Totals
|  | ACTUAL | ACTUAL | ACTUAL | ACTUAL | FORECAST | FORECAST | FORECAST | FORECAST | FORECAST | FORECAST | FORECAST | FORECAST | FORECAST
|  | LTD | FY18 | FY19 | FY20 | FY21 | FY22 | FY23 | FY24 | FY25 | FY26 | FY27 | FY28 | FY29 |  |  |  | $ | %
| Secondary | 7368.7402 | 23218.3462 | 15847.0474 | 20901.6423 | 14109.3854 | 16218.2933 | 14299.5405 | 13967.0541 | 13196.5478 | 10475.1075 | 8648.0088 | 133.4676 | 1748.077 | 90294.7145 | 60586.2587 | 160131.2579 | -29708.4558 | -32.9%
| Switchgear | 76892.0058 | 44024.7001 | 49686.5451 | 42061.2319 | 43018.3286 | 29613.2914 | 45755.2973 | 39713.192 | 39174.771 | 29217.0882 | 18805.8573 | 3115.2395 | 9490.0716 | 208404.0971 | 172666.2057 | 470567.6198 | -35737.8914 | -17.15%
| Transformers | 22961.7399 | 31681.0573 | 25248.1588 | 11984.4663 | 13658.1017 | 21072.0143 | 35642.8161 | 41398.1834 | 39790.7753 | 28446.8531 | 17079.8556 | 775.2404 | 10153.6261 | 103643.7985 | 162358.4836 | 299892.8884 | 58714.6851 | 56.65%
| Reactive | 0 | -9.5176 | 1842.6832 | 4735.9282 | 9858.5772 | 253.6755 | 0 | 0 | 0 | 0 | 0 | 0 | 0 | 16681.3466 | 0 | 16681.3466 | -16681.3466 | -100%
| Towers and Conductor | 3257.5627 | 6383.1073 | 5943.5857 | 17326.3873 | 22798.0321 | 15140.5688 | 11453.3077 | 12035.6011 | 11974.1235 | 11468.0233 | 10944.1964 | 50.9675 | 667.5415 | 67591.6811 | 57875.2519 | 129443.0048 | -9716.4292 | -14.38%
| Establishment | 13491.8119 | 17208.2083 | 21160.5396 | 20464.0366 | 8657.9182 | 7195.661 | 20389.9708 | 21719.7938 | 21239.9382 | 16357.169 | 10973.0536 | 371.5282 | 4866.0502 | 74686.3637 | 90679.9254 | 184095.6794 | 15993.5617 | 21.41%
| Communications | 35.1158 | 7248.1646 | 20252.5654 | 27170.9563 | 12283.158 | 20681.1897 | 3942.7195 | 10997.8172 | 16081.7431 | 18287.5647 | 18779.0954 | 0 | 0 | 87636.034 | 68088.9399 | 155760.0896 | -19547.0941 | -22.3%
| Inventory | 0 | 1647.1194 | -666.5168 | 1333.7468 | 0 | 0 | 0 | 0 | 0 | 0 | 0 | 0 | 0 | 2314.3494 | 0 | 2314.3494 | -2314.3494 | -100%
| IT | 0 | 10236.9162 | 12863.3818 | 12544.5341 | 19967.6821 | 17931.2358 | 3599.5917 | 3670.1049 | 3838.044 | 2960.408 | 2539.9727 | 0 | 0 | 73543.75 | 16608.1212 | 90151.8712 | -56935.6288 | -77.42%
| Vehicles | 0 | 764.4702 | 597.045 | 0 | 407.5155 | 2249.2729 | 1215.0824 | 1587.7451 | 1835.485 | 1207.5372 | 1245.7066 | 795.638 | 801.5986 | 4018.3036 | 7091.5562 | 12707.0964 | 3073.2526 | 76.48%
| Other (Non-Network) | 0 | 590.9011 | 867.9342 | 978.6399 | 545.0854 | 582.3581 | 588.2064 | 580.0893 | 644.1155 | 589.5895 | 598.6376 | 520.1695 | 524.0663 | 3564.9188 | 3000.6382 | 7609.7928 | -564.2805 | -15.83%
| Premises | 0 | 1353.899 | 678.5953 | 4641.317 | 1660.5921 | 1662.5977 | 1929.1915 | 2075.4236 | 2366.8998 | 1944.0662 | 2001.412 | 1664.6274 | 1677.0981 | 9997.0011 | 10316.9931 | 23655.7196 | 319.9919 | 3.201%
| Land | 0 | 0 | 0 | 0 | 0 | 0 | 0 | 0 | 0 | 0 | 0 | 0 | 0 | 0 | 0 | 0 | 0 | NA
| Easements | 0 | 0 | 0 | 0 | 0 | 0 | 0 | 0 | 0 | 0 | 0 | 0 | 0 | 0 | 0 | 0 | 0 | NA
| Equity raising costs (2003-08) | 0 | 0 | 0 | 0 | 0 | 0 | 0 | 0 | 0 | 0 | 0 | 0 | 0 | 0 | 0 | 0 | 0 | NA
| Inventory Adjustment (Other non-network) | 0 | -1647.1194 | 666.5168 | -1333.7468 | 0 | 0 | 0 | 0 | 0 | 0 | 0 | 0 | 0 | -2314.3494 | 0 | -2314.3494 | 2314.3494 | -100%
| Accelerated Depr | 0 | 0 | 0 | 0 | 0 | 0 | 0 | 0 | 0 | 0 | 0 | 0 | 0 | 0 | 0 | 0 | 0 | NA
| Insulators | 0 | 0 | 0 | 0 | 0 | 0 | 5631.6388 | 5642.2765 | 5639.1773 | 5730.7637 | 5864.2055 | 0 | 0 | 0 | 28508.0619 | 28508.0619 | 28508.0619 | NA
| Instrument Transformers | 0 | 0 | 0 | 0 | 0 | 0 | 1581.8922 | 1584.8802 | 1584.0097 | 1609.7357 | 1647.2187 | 0 | 0 | 0 | 8007.7365 | 8007.7365 | 8007.7365 | NA
| Capitalised Leases | 0 | 0 | 0 | 46357.5537 | 0 | 0 | 0 | 0 | 0 | 0 | 0 | 0 | 0 | 46357.5537 | 0 | 46357.5537 | -46357.5537 | -100%
| Spare straight-line tax asset class | 0 | 0 | 0 | 0 | 0 | 0 | 0 | 0 | 0 | 0 | 0 | 0 | 0 | 0 | 0 | 0 | 0 | NA
| Buildings | 0 | 0 | 0 | 0 | 0 | 0 | 0 | 0 | 0 | 0 | 0 | 0 | 0 | 0 | 0 | 0 | 0 | NA
| In-house software | 0 | 0 | 0 | 0 | 0 | 0 | 14398.3668 | 14680.4195 | 15352.176 | 11841.6319 | 10159.8908 | 0 | 0 | 0 | 66432.485 | 66432.485 | 66432.485 | NA
| Equity raising costs | 0 | 0 | 0 | 0 | 0 | 0 | 0 | 0 | 0 | 0 | 0 | 0 | 0 | 0 | 0 | 0 | 0 | NA
| Total | 124006.9762 | 142700.2527 | 154988.0816 | 209166.6937 | 146964.3762 | 132600.1584 | 160427.6217 | 169652.5807 | 172717.8059 | 140135.5379 | 109287.1109 | 7426.8782 | 29928.1295 | 786419.5627 | 752220.6571 | 1700002.2036 | -34198.9056 | -4.349%
Total Capex by Asset Class, incl. Overheads (As Commissioned)
| Item | $'000 Mar22 | [12 empty] | Total (FY18 to FY22) | Total (FY23 to FY27) | Total | Difference between Regulatory Period Totals
|  | ACTUAL | ACTUAL | ACTUAL | ACTUAL | FORECAST | FORECAST | FORECAST | FORECAST | FORECAST | FORECAST | FORECAST | FORECAST | FORECAST
|  | LTD | FY18 | FY19 | FY20 | FY21 | FY22 | FY23 | FY24 | FY25 | FY26 | FY27 | FY28 | FY29 |  |  |  | $ | %
| Secondary |  | 16443.3706 | 13837.1702 | 25532.9447 | 18596.0748 | 17528.6505 | 8371.4448 | 21944.4372 | 11677.7285 | 12816.4567 | 8647.961 | 0 | 1881.5446 | 91938.2108 | 63458.0282 | 157277.7836 | -28480.1826 | -30.98%
| Switchgear |  | 24408.2577 | 22962.0552 | 54581.4584 | 102279.9049 | 39734.7495 | 17998.4858 | 77571.4301 | 30756.0376 | 41773.7894 | 19255.4524 | 2601.0786 | 10214.6489 | 243966.4257 | 187355.1953 | 444137.3485 | -56611.2304 | -23.2%
| Transformers |  | 22982.9359 | 40924.0532 | 16229.4066 | 24630.0866 | 19659.6285 | 8238.719 | 73829.3176 | 30967.3544 | 42046.474 | 17079.5781 | 0 | 10928.8665 | 124426.1108 | 172161.4431 | 307516.4205 | 47735.3323 | 38.36%
| Reactive |  | 254.4316 | 843.7637 | 1886.8876 | 9858.5772 | 253.6755 | 0 | 0 | 0 | 0 | 0 | 0 | 0 | 13097.3356 | 0 | 13097.3356 | -13097.3356 | -100%
| Towers and Conductor |  | 26812.2944 | 10011.5586 | 21872.4706 | 23034.9467 | 14890.5433 | 9767.5881 | 13844.9302 | 11394.0105 | 12362.1188 | 10944.1781 | 0 | 718.5091 | 96621.8136 | 58312.8257 | 155653.1484 | -38308.9879 | -39.65%
| Establishment |  | 16909.5864 | 11171.7576 | 22153.5732 | 12848.5724 | 11284.0794 | 8237.0024 | 39481.9095 | 17011.2328 | 22874.6867 | 10972.9206 | 0 | 5237.5784 | 74367.5691 | 98577.752 | 178182.8995 | 24210.1829 | 32.55%
| Communications |  | 1994.2821 | 7204.7832 | 31119.4942 | 12344.6189 | 20713.2354 | 3885.0998 | 11060.9281 | 16081.7541 | 18287.5647 | 18779.0954 | 0 | 0 | 73376.4137 | 68094.4421 | 141470.8558 | -5281.9716 | -7.198%
| Inventory |  | 1647.1194 | -666.5168 | 1333.7468 | 0 | 0 | 0 | 0 | 0 | 0 | 0 | 0 | 0 | 2314.3494 | 0 | 2314.3494 | -2314.3494 | -100%
| IT |  | 6374.5904 | 14121.7377 | 12409.9641 | 19967.6821 | 17931.2358 | 3599.5917 | 3670.1049 | 3838.044 | 2960.408 | 2539.9727 | 0 | 0 | 70805.21 | 16608.1212 | 87413.3313 | -54197.0888 | -76.54%
| Vehicles |  | 396.039 | 1250.9289 | 77.4452 | 407.5155 | 2249.2729 | 1215.0824 | 1587.7451 | 1835.485 | 1207.5372 | 1245.7066 | 795.638 | 801.5986 | 4381.2015 | 7091.5562 | 13069.9943 | 2710.3547 | 61.86%
| Other (Non-Network) |  | 1640.793 | 2984.6738 | 2951.3249 | 545.0854 | 582.3581 | 588.2064 | 580.0893 | 644.1155 | 589.5895 | 598.6376 | 520.1695 | 524.0663 | 8704.2352 | 3000.6382 | 12749.1092 | -5703.597 | -65.53%
| Premises |  | 0 | 0 | 0 | 1660.5921 | 1662.5977 | 1929.1915 | 2075.4236 | 2366.8998 | 1944.0662 | 2001.412 | 1664.6274 | 1677.0981 | 3323.1898 | 10316.9931 | 16981.9083 | 6993.8033 | 210.5%
| Land |  | 0 | 0 | 0 | 0 | 0 | 0 | 0 | 0 | 0 | 0 | 0 | 0 | 0 | 0 | 0 | 0 | NA
| Easements |  | 0 | 0 | 0 | 0 | 0 | 0 | 0 | 0 | 0 | 0 | 0 | 0 | 0 | 0 | 0 | 0 | NA
| Equity raising costs (2003-08) |  | 0 | 0 | 0 | 0 | 0 | 0 | 0 | 0 | 0 | 0 | 0 | 0 | 0 | 0 | 0 | 0 | NA
| Inventory Adjustment (Other non-network) |  | -1647.1194 | 666.5168 | -1333.7468 | 0 | 0 | 0 | 0 | 0 | 0 | 0 | 0 | 0 | -2314.3494 | 0 | -2314.3494 | 2314.3494 | -100%
| Accelerated Depr |  | 0 | 0 | 0 | 0 | 0 | 0 | 0 | 0 | 0 | 0 | 0 | 0 | 0 | 0 | 0 | 0 | NA
| Insulators |  | 0 | 0 | 0 | 0 | 0 | 5631.6388 | 5642.2765 | 5639.1773 | 5730.7637 | 5864.2055 | 0 | 0 | 0 | 28508.0619 | 28508.0619 | 28508.0619 | NA
| Instrument Transformers |  | 0 | 0 | 0 | 0 | 0 | 1581.8922 | 1584.8802 | 1584.0097 | 1609.7357 | 1647.2187 | 0 | 0 | 0 | 8007.7365 | 8007.7365 | 8007.7365 | NA
| Capitalised Leases |  | 0 | 0 | 46357.5537 | 0 | 0 | 0 | 0 | 0 | 0 | 0 | 0 | 0 | 46357.5537 | 0 | 46357.5537 | -46357.5537 | -100%
| Spare straight-line tax asset class |  | 0 | 0 | 0 | 0 | 0 | 0 | 0 | 0 | 0 | 0 | 0 | 0 | 0 | 0 | 0 | 0 | NA
| Buildings |  | 0 | 0 | 0 | 0 | 0 | 0 | 0 | 0 | 0 | 0 | 0 | 0 | 0 | 0 | 0 | 0 | NA
| In-house software |  | 0 | 0 | 0 | 0 | 0 | 14398.3668 | 14680.4195 | 15352.176 | 11841.6319 | 10159.8908 | 0 | 0 | 0 | 66432.485 | 66432.485 | 66432.485 | NA
| Equity raising costs |  | 0 | 0 | 0 | 0 | 0 | 0 | 0 | 0 | 0 | 0 | 0 | 0 | 0 | 0 | 0 | 0 | NA
| Total |  | 118216.5812 | 125312.482 | 235172.5232 | 226173.6565 | 146490.0266 | 85442.3097 | 267553.8917 | 149148.025 | 176044.8225 | 109736.2296 | 5581.5135 | 31983.9105 | 851365.2695 | 787925.2784 | 1676855.972 | -63439.9911 | -7.452%
Total Capex by Driver, excl. Overheads (As Incurred)
| Item | $'000 Mar22 | [12 empty] | Total (FY18 to FY22) | Total (FY23 to FY27) | Total | Difference between Regulatory Period Totals
|  | ACTUAL | ACTUAL | ACTUAL | ACTUAL | FORECAST | FORECAST | FORECAST | FORECAST | FORECAST | FORECAST | FORECAST | FORECAST | FORECAST
|  | LTD | FY18 | FY19 | FY20 | FY21 | FY22 | FY23 | FY24 | FY25 | FY26 | FY27 | FY28 | FY29 |  |  |  | $ | %
| Replacement - Major Station CBD | 70489.5596 | 54201.8225 | 48756.3831 | 12712.107 | 16832.1894 | 6475.0595 | 9979.2046 | 0 | 0 | 0 | 0 | 0 | 0 | 138977.5616 | 9979.2046 | 219446.3258 | -128998.357 | -92.82%
| Replacement - Major Station | 53517.4166 | 31854.3755 | 45306.1584 | 58886.4446 | 39064.9933 | 37544.8903 | 86979.7991 | 99448.3728 | 96293.7164 | 66978.7431 | 38030.0862 | 4182.7369 | 25328.4967 | 212656.8622 | 387730.7176 | 683416.23 | 175073.8555 | 82.33%
| Replacement - Other | 0 | 36881.3998 | 37390.2786 | 60025.2627 | 57825.7403 | 47264.8942 | 26141.3282 | 32138.3286 | 34957.1736 | 31851.2417 | 37183.7851 | 0 | 0 | 239387.5756 | 162271.8573 | 401659.4328 | -77115.7183 | -32.21%
| Security and Compliance | 0 | 6823.3668 | 5815.7059 | 7875.8416 | 2756.1867 | 12570.5175 | 8467.8148 | 7720.9475 | 9782.8202 | 14793.0657 | 9573.7544 | 0 | 0 | 35841.6185 | 50338.4026 | 86180.0211 | 14496.784 | 40.45%
| Non Network - Other | 0 | 590.9011 | 867.9342 | 978.6399 | 545.0854 | 582.3581 | 588.2064 | 580.0893 | 644.1155 | 589.5895 | 598.6376 | 520.1695 | 524.0663 | 3564.9188 | 3000.6382 | 7609.7928 | -564.2805 | -15.83%
| Non Network - Vehicles | 0 | 764.4702 | 597.045 | 0 | 407.5155 | 2249.2729 | 1215.0824 | 1587.7451 | 1835.485 | 1207.5372 | 1245.7066 | 795.638 | 801.5986 | 4018.3036 | 7091.5562 | 12707.0964 | 3073.2526 | 76.48%
| Non Network - Premises | 0 | 1353.899 | 678.5953 | 4641.317 | 1660.5921 | 1662.5977 | 1929.1915 | 2075.4236 | 2366.8998 | 1944.0662 | 2001.412 | 1664.6274 | 1677.0981 | 9997.0011 | 10316.9931 | 23655.7196 | 319.9919 | 3.201%
| Non Network - IT | 0 | 10236.9162 | 12863.3818 | 12544.5341 | 19583.3293 | 17533.1786 | 17615.8767 | 17981.0114 | 18814.8571 | 14421.999 | 12313.6726 | 0 | 0 | 72761.34 | 81147.4169 | 153908.7569 | 8386.0769 | 11.53%
| Capitalised Leases | 0 | 0 | 0 | 46357.5537 | 0 | 0 | 0 | 0 | 0 | 0 | 0 | 0 | 0 | 46357.5537 | 0 | 46357.5537 | -46357.5537 | -100%
| Total | 124006.9762 | 142707.1511 | 152275.4826 | 204021.7007 | 138675.6319 | 125882.7688 | 152916.5038 | 161531.9183 | 164695.0675 | 131786.2423 | 100947.0545 | 7163.1718 | 28331.2597 | 763562.7351 | 711876.7864 | 1634940.9291 | -51685.9487 | -6.769%
| NCIPAP |  | FY18: -6.8985; FY19: 2712.599; FY20: 5144.6983 | 7850.3988 | 0 | 7850.3988 | -7850.3988 | -100%
| Total including NCIPAP | 124006.9762 | 142700.2527 | 154988.0816 | 209166.3989 | 138675.6319 | 125882.7688 | 152916.5038 | 161531.9183 | 164695.0675 | 131786.2423 | 100947.0545 | 7163.1718 | 28331.2597 | 771413.1339 | 711876.7864 | 1642791.3279 | -59536.3475 | -7.718%
Total Capex by Driver, incl. Overheads (As Commissioned)
| Item | $'000 Mar22 | [12 empty] | Total (FY18 to FY22) | Total (FY23 to FY27) | Total | Difference between Regulatory Period Totals
|  | ACTUAL | ACTUAL | ACTUAL | ACTUAL | FORECAST | FORECAST | FORECAST | FORECAST | FORECAST | FORECAST | FORECAST | FORECAST | FORECAST
|  | LTD | FY18 | FY19 | FY20 | FY21 | FY22 | FY23 | FY24 | FY25 | FY26 | FY27 | FY28 | FY29 |  |  |  | $ | %
| Replacement - Major Station CBD |  |  |  |  | 23955.1037 | 31531.4504 | 11746.1176 | 17163.9858 | 0 | 0 | 0 | 0 | 0 | 55486.554 | 28910.1034 | 84396.6574 | -26576.4506 | -47.9%
| Replacement - Major Station |  |  |  |  | 114944.5993 | 29056.8687 | 15481.3096 | 185719.0567 | 77945.3412 | 107585.7599 | 42046.7797 | 2601.0786 | 28981.1475 | 144001.468 | 428778.247 | 604361.9412 | 284776.779 | 197.8%
| Replacement - Other |  |  |  |  | 61749.8542 | 50140.8418 | 27557.7993 | 33926.5218 | 36852.6824 | 34085.2132 | 40671.969 | 0 | 0 | 111890.696 | 173094.1857 | 284984.8816 | 61203.4897 | 54.7%
| Security and Compliance |  |  |  |  | 2943.2244 | 13335.4012 | 8926.6444 | 8150.545 | 10313.2813 | 15830.6167 | 10471.8613 | 0 | 0 | 16278.6256 | 53692.9487 | 69971.5743 | 37414.3231 | 229.8%
| Non Network - Other |  |  |  |  | 545.0854 | 582.3581 | 588.2064 | 580.0893 | 644.1155 | 589.5895 | 598.6376 | 520.1695 | 524.0663 | 1127.4435 | 3000.6382 | 5172.3175 | 1873.1947 | 166.1%
| Non Network - Vehicles |  |  |  |  | 407.5155 | 2249.2729 | 1215.0824 | 1587.7451 | 1835.485 | 1207.5372 | 1245.7066 | 795.638 | 801.5986 | 2656.7884 | 7091.5562 | 11345.5812 | 4434.7678 | 166.9%
| Non Network - Premises |  |  |  |  | 1660.5921 | 1662.5977 | 1929.1915 | 2075.4236 | 2366.8998 | 1944.0662 | 2001.412 | 1664.6274 | 1677.0981 | 3323.1898 | 10316.9931 | 16981.9083 | 6993.8033 | 210.5%
| Non Network - IT |  |  |  |  | 19967.6821 | 17931.2358 | 17997.9585 | 18350.5243 | 19190.22 | 14802.0399 | 12699.8635 | 0 | 0 | 37898.9179 | 83040.6062 | 120939.5241 | 45141.6883 | 119.1%
| Capitalised Leases |  |  |  |  | 0 | 0 | 0 | 0 | 0 | 0 | 0 | 0 | 0 | 0 | 0 | 0 | 0 | NA
| Total |  |  |  |  | 226173.6565 | 146490.0266 | 85442.3097 | 267553.8917 | 149148.025 | 176044.8225 | 109736.2296 | 5581.5135 | 31983.9105 | 372663.6831 | 787925.2784 | 1198154.3855 | 415261.5954 | 111.4%
Major Station Replacement Capex incl Overheads (As Incurred)
| Item | $'000 Mar22 | [12 empty] | Total (FY18 to FY22) | Total (FY23 to FY27) | Total | Difference between Regulatory Period Totals
|  | ACTUAL | ACTUAL | ACTUAL | ACTUAL | FORECAST | FORECAST | FORECAST | FORECAST | FORECAST | FORECAST | FORECAST | FORECAST | FORECAST
|  | LTD | FY18 | FY19 | FY20 | FY21 | FY22 | FY23 | FY24 | FY25 | FY26 | FY27 | FY28 | FY29 |  |  |  | $ | %
| Major Station | 124006.9762 | 86056.198 | 94062.5416 | 71598.5516 | 59690.4227 | 46698.451 | 102212.7392 | 104981.7315 | 101515.1221 | 71676.4753 | 41597.661 | 4446.4433 | 26925.3665 | 358106.1649 | 421983.7291 | 935468.6798 | 63877.5642 | 17.84%
| Total | 124006.9762 | 86056.198 | 94062.5416 | 71598.5516 | 59690.4227 | 46698.451 | 102212.7392 | 104981.7315 | 101515.1221 | 71676.4753 | 41597.661 | 4446.4433 | 26925.3665 | 358106.1649 | 421983.7291 | 935468.6798 | 63877.5642 | 17.84%
Major Station Replacement Capex incl Overheads (As Commissioned)
| Item | $'000 Mar22 | [12 empty] | Total (FY18 to FY22) | Total (FY23 to FY27) | Total | Difference between Regulatory Period Totals
|  | ACTUAL | ACTUAL | ACTUAL | ACTUAL | FORECAST | FORECAST | FORECAST | FORECAST | FORECAST | FORECAST | FORECAST | FORECAST | FORECAST
|  | LTD | FY18 | FY19 | FY20 | FY21 | FY22 | FY23 | FY24 | FY25 | FY26 | FY27 | FY28 | FY29 |  |  |  | $ | %
| Major Station |  |  |  |  | 138899.703 | 60588.3191 | 27227.4272 | 202883.0425 | 77945.3412 | 107585.7599 | 42046.7797 | 2601.0786 | 28981.1475 | 199488.022 | 457688.3504 | 688758.5986 | 888246.6206 | 129.4%
| Total |  |  |  |  | 138899.703 | 60588.3191 | 27227.4272 | 202883.0425 | 77945.3412 | 107585.7599 | 42046.7797 | 2601.0786 | 28981.1475 | 199488.022 | 457688.3504 | 688758.5986 | 888246.6206 | 129.4%
Other Replacement Capex incl Overheads (As Incurred)
| Item | $'000 Mar22 | [12 empty] | Total (FY18 to FY22) | Total (FY23 to FY27) | Total | Difference between Regulatory Period Totals
|  | ACTUAL | ACTUAL | ACTUAL | ACTUAL | FORECAST | FORECAST | FORECAST | FORECAST | FORECAST | FORECAST | FORECAST | FORECAST | FORECAST
|  | LTD | FY18 | FY19 | FY20 | FY21 | FY22 | FY23 | FY24 | FY25 | FY26 | FY27 | FY28 | FY29 |  |  |  | $ | %
| Lines | 0 | 345.0621 | 362.3107 | 355.6072 | 21813.7566 | 7247.1926 | 9046.1633 | 9063.2507 | 9058.2725 | 9205.3887 | 9419.7378 | 0 | 0 | 30123.9291 | 45792.813 | 75916.7422 | 15668.8839 | 52.01%
| Stations | 0 | 15911.9192 | 10742.5123 | 10543.7521 | 19622.1689 | 15359.1466 | 9594.4243 | 8056.1314 | 8051.7063 | 8182.4748 | 8373.0052 | 0 | 0 | 72179.4991 | 42257.7421 | 114437.2412 | -29921.757 | -41.45%
| Secondary & Protection | 0 | 18215.5883 | 10629.5566 | 10432.8864 | 8861.7918 | 11907.7243 | 5892.0347 | 5903.1642 | 5899.9218 | 5995.7429 | 6135.3549 | 0 | 0 | 60047.5474 | 29826.2185 | 89873.7658 | -30221.3289 | -50.33%
| Communications | 0 | 2406.7537 | 16335.9501 | 16033.699 | 11452.1368 | 15626.7783 | 3025.177 | 10903.9754 | 13842.7818 | 10701.6067 | 16743.8711 | 0 | 0 | 61855.3179 | 55217.4121 | 117072.73 | -6637.9059 | -10.73%
| Total | 0 | 36879.3233 | 38070.3296 | 37365.9446 | 61749.8542 | 50140.8418 | 27557.7993 | 33926.5218 | 36852.6824 | 34085.2132 | 40671.969 | 0 | 0 | 224206.2935 | 173094.1857 | 397300.4792 | -51112.1078 | -22.8%
Other Replacement Capex incl Overheads (As Commissioned)
| Item | $'000 Mar22 | [12 empty] | Total (FY18 to FY22) | Total (FY23 to FY27) | Total | Difference between Regulatory Period Totals
|  | ACTUAL | ACTUAL | ACTUAL | ACTUAL | FORECAST | FORECAST | FORECAST | FORECAST | FORECAST | FORECAST | FORECAST | FORECAST | FORECAST
|  | LTD | FY18 | FY19 | FY20 | FY21 | FY22 | FY23 | FY24 | FY25 | FY26 | FY27 | FY28 | FY29 |  |  |  | $ | %
| Lines |  |  |  |  | 21813.7566 | 7247.1926 | 9046.1633 | 9063.2507 | 9058.2725 | 9205.3887 | 9419.7378 | 0 | 0 | 29060.9492 | 45792.813 | 74853.7622 | 16731.8638 | 57.58%
| Stations |  |  |  |  | 19622.1689 | 15359.1466 | 9594.4243 | 8056.1314 | 8051.7063 | 8182.4748 | 8373.0052 | 0 | 0 | 34981.3155 | 42257.7421 | 77239.0576 | 7276.4266 | 20.8%
| Secondary & Protection |  |  |  |  | 8861.7918 | 11907.7243 | 5892.0347 | 5903.1642 | 5899.9218 | 5995.7429 | 6135.3549 | 0 | 0 | 20769.5161 | 29826.2185 | 50595.7346 | 9056.7023 | 43.61%
| Communications |  |  |  |  | 11452.1368 | 15626.7783 | 3025.177 | 10903.9754 | 13842.7818 | 10701.6067 | 16743.8711 | 0 | 0 | 27078.9151 | 55217.4121 | 82296.3272 | 28138.497 | 103.9%
| Total |  |  |  |  | 61749.8542 | 50140.8418 | 27557.7993 | 33926.5218 | 36852.6824 | 34085.2132 | 40671.969 | 0 | 0 | 111890.696 | 173094.1857 | 284984.8816 | 61203.4897 | 54.7%
Security & Compliance Capex incl Overheads (As Incurred)
| Item | $'000 Mar22 | [12 empty] | Total (FY18 to FY22) | Total (FY23 to FY27) | Total | Difference between Regulatory Period Totals
|  | ACTUAL | ACTUAL | ACTUAL | ACTUAL | FORECAST | FORECAST | FORECAST | FORECAST | FORECAST | FORECAST | FORECAST | FORECAST | FORECAST
|  | LTD | FY18 | FY19 | FY20 | FY21 | FY22 | FY23 | FY24 | FY25 | FY26 | FY27 | FY28 | FY29 |  |  |  | $ | %
| Instrument Transformers | 0 | 0 | 0 | 0 | 0 | 0 | 0 | 0 | 0 | 0 | 0 | 0 | 0 | 0 | 0 | 0 | 0 | NA
| Fire protection systems | 0 | 940.7825 | 546.6629 | 536.5484 | 1035.4348 | 0 | 518.9942 | 519.9745 | 519.6889 | 528.1292 | 540.4268 | 0 | 0 | 3059.4287 | 2627.2135 | 5686.6422 | -432.2151 | -14.13%
| Infrastructure security | 0 | 3584.0882 | 2460.5159 | 2414.9909 | 379.5143 | 916.6763 | 1380.3036 | 1382.9109 | 1382.1513 | 1404.5989 | 1437.3053 | 0 | 0 | 9755.7857 | 6987.2701 | 16743.0557 | -2768.5156 | -28.38%
| Structure Fall Arrests | 0 | 2407.8388 | 2524.4531 | 2477.7451 | 0 | 1842.3185 | 571.1144 | 572.1932 | 571.8789 | 581.1669 | 594.6994 | 0 | 0 | 9252.3555 | 2891.0529 | 12143.4084 | -6361.3027 | -68.75%
| Insulators | 0 | 1383.5036 | 24.5093 | 24.0558 | 747.201 | 5549.1521 | 5631.6388 | 5642.2765 | 5639.1773 | 5730.7637 | 5864.2055 | 0 | 0 | 7728.4218 | 28508.0619 | 36236.4836 | 20779.6401 | 268.9%
| Communications (S&C) | 0 | 145.4035 | 394.2793 | 386.9843 | 781.0741 | 5027.2543 | 824.5934 | 33.1899 | 2200.3849 | 7585.958 | 2035.2243 | 0 | 0 | 6734.9955 | 12679.3504 | 19414.3459 | 5944.3548 | 88.26%
| Total | 0 | 8461.6166 | 5950.4204 | 5840.3246 | 2943.2244 | 13335.4012 | 8926.6444 | 8150.545 | 10313.2813 | 15830.6167 | 10471.8613 | 0 | 0 | 36530.9872 | 53692.9487 | 90223.9359 | 17161.9616 | 46.98%
Security & Compliance Capex incl Overheads (As Commissioned)
| Item | $'000 Mar22 | [12 empty] | Total (FY18 to FY22) | Total (FY23 to FY27) | Total | Difference between Regulatory Period Totals
|  | ACTUAL | ACTUAL | ACTUAL | ACTUAL | FORECAST | FORECAST | FORECAST | FORECAST | FORECAST | FORECAST | FORECAST | FORECAST | FORECAST
|  | LTD | FY18 | FY19 | FY20 | FY21 | FY22 | FY23 | FY24 | FY25 | FY26 | FY27 | FY28 | FY29 |  |  |  | $ | %
| Instrument Transformers |  |  |  |  | 0 | 0 | 0 | 0 | 0 | 0 | 0 | 0 | 0 | 0 | 0 | 0 | 0 | NA
| Fire protection systems |  |  |  |  | 1035.4348 | 0 | 518.9942 | 519.9745 | 519.6889 | 528.1292 | 540.4268 | 0 | 0 | 1035.4348 | 2627.2135 | 3662.6484 | 1591.7787 | 153.7%
| Infrastructure security |  |  |  |  | 379.5143 | 916.6763 | 1380.3036 | 1382.9109 | 1382.1513 | 1404.5989 | 1437.3053 | 0 | 0 | 1296.1906 | 6987.2701 | 8283.4607 | 5691.0794 | 439.1%
| Structure Fall Arrests |  |  |  |  | 0 | 1842.3185 | 571.1144 | 572.1932 | 571.8789 | 581.1669 | 594.6994 | 0 | 0 | 1842.3185 | 2891.0529 | 4733.3714 | 1048.7344 | 56.92%
| Insulators |  |  |  |  | 747.201 | 5549.1521 | 5631.6388 | 5642.2765 | 5639.1773 | 5730.7637 | 5864.2055 | 0 | 0 | 6296.3531 | 28508.0619 | 34804.415 | 22211.7087 | 352.8%
| Communications (S&C) |  |  |  |  | 781.0741 | 5027.2543 | 824.5934 | 33.1899 | 2200.3849 | 7585.958 | 2035.2243 | 0 | 0 | 5808.3285 | 12679.3504 | 18487.6789 | 6871.0219 | 118.3%
| Total |  |  |  |  | 2943.2244 | 13335.4012 | 8926.6444 | 8150.545 | 10313.2813 | 15830.6167 | 10471.8613 | 0 | 0 | 16278.6256 | 53692.9487 | 69971.5743 | 37414.3231 | 229.8%
Non-Network Capex incl Overheads (As Incurred)
| Item | $'000 Mar22 | [12 empty] | Total (FY18 to FY22) | Total (FY23 to FY27) | Total | Difference between Regulatory Period Totals
|  | ACTUAL | ACTUAL | ACTUAL | ACTUAL | FORECAST | FORECAST | FORECAST | FORECAST | FORECAST | FORECAST | FORECAST | FORECAST | FORECAST
|  | LTD | FY18 | FY19 | FY20 | FY21 | FY22 | FY23 | FY24 | FY25 | FY26 | FY27 | FY28 | FY29 |  |  |  | $ | %
| Vehicles | 0 | 764.4702 | 597.045 | 0 | 407.5155 | 2249.2729 | 1215.0824 | 1587.7451 | 1835.485 | 1207.5372 | 1245.7066 | 795.638 | 801.5986 | 4018.3036 | 7091.5562 | 12707.0964 | 3073.2526 | 76.48%
| Premises | 0 | 1353.899 | 678.5953 | 4641.317 | 1660.5921 | 1662.5977 | 1929.1915 | 2075.4236 | 2366.8998 | 1944.0662 | 2001.412 | 1664.6274 | 1677.0981 | 9997.0011 | 10316.9931 | 23655.7196 | 319.9919 | 3.201%
| Other (Non-Network) | 0 | 590.9011 | 867.9342 | 978.6399 | 545.0854 | 582.3581 | 588.2064 | 580.0893 | 644.1155 | 589.5895 | 598.6376 | 520.1695 | 524.0663 | 3564.9188 | 3000.6382 | 7609.7928 | -564.2805 | -15.83%
| IT | 0 | 10236.9162 | 12863.3818 | 12544.5341 | 19967.6821 | 17931.2358 | 17997.9585 | 18350.5243 | 19190.22 | 14802.0399 | 12699.8635 | 0 | 0 | 73543.75 | 83040.6062 | 156584.3562 | 9496.8562 | 12.91%
| Total | 0 | 12946.1865 | 15006.9565 | 18164.491 | 22580.8751 | 22425.4644 | 21730.4388 | 22593.7824 | 24036.7201 | 18543.2327 | 16545.6196 | 2980.4349 | 3002.763 | 91123.9734 | 103449.7936 | 200556.965 | 12325.8202 | 13.53%
Non-Network Capex incl Overheads (As Commissioned)
| Item | $'000 Mar22 | [12 empty] | Total (FY18 to FY22) | Total (FY23 to FY27) | Total | Difference between Regulatory Period Totals
|  | ACTUAL | ACTUAL | ACTUAL | ACTUAL | FORECAST | FORECAST | FORECAST | FORECAST | FORECAST | FORECAST | FORECAST | FORECAST | FORECAST
|  | LTD | FY18 | FY19 | FY20 | FY21 | FY22 | FY23 | FY24 | FY25 | FY26 | FY27 | FY28 | FY29 |  |  |  | $ | %
| Vehicles |  |  |  |  | 407.5155 | 2249.2729 | 1215.0824 | 1587.7451 | 1835.485 | 1207.5372 | 1245.7066 | 795.638 | 801.5986 | 2656.7884 | 7091.5562 | 11345.5812 | 4434.7678 | 166.9%
| Premises |  |  |  |  | 1660.5921 | 1662.5977 | 1929.1915 | 2075.4236 | 2366.8998 | 1944.0662 | 2001.412 | 1664.6274 | 1677.0981 | 3323.1898 | 10316.9931 | 16981.9083 | 6993.8033 | 210.5%
| Other (Non-Network) |  |  |  |  | 545.0854 | 582.3581 | 588.2064 | 580.0893 | 644.1155 | 589.5895 | 598.6376 | 520.1695 | 524.0663 | 1127.4435 | 3000.6382 | 5172.3175 | 1873.1947 | 166.1%
| IT |  |  |  |  | 19967.6821 | 17931.2358 | 17997.9585 | 18350.5243 | 19190.22 | 14802.0399 | 12699.8635 | 0 | 0 | 37898.9179 | 83040.6062 | 120939.5241 | 45141.6883 | 119.1%
| Total |  |  |  |  | 22580.8751 | 22425.4644 | 21730.4388 | 22593.7824 | 24036.7201 | 18543.2327 | 16545.6196 | 2980.4349 | 3002.763 | 45006.3395 | 103449.7936 | 154439.331 | 58443.4542 | 129.9%
Total Overhead by Asset Class, (As Incurred)
| Item | $'000 Mar22 | [12 empty] | Total (FY18 to FY22) | Total (FY23 to FY27) | Total | Difference between Regulatory Period Totals
|  | ACTUAL | ACTUAL | ACTUAL | ACTUAL | FORECAST | FORECAST | FORECAST | FORECAST | FORECAST | FORECAST | FORECAST | FORECAST | FORECAST
|  | LTD | FY18 | FY19 | FY20 | FY21 | FY22 | FY23 | FY24 | FY25 | FY26 | FY27 | FY28 | FY29 |  |  |  | $ | %
| Secondary |  |  |  |  | 896.631 | 930.2389 | 734.9965 | 736.173 | 678.7612 | 686.5467 | 741.6864 | 7.9156 | 103.6737 | 1826.8699 | 3578.1638 | 5516.6231 | 1751.2939 | 95.86%
| Switchgear |  |  |  |  | 2733.7525 | 1698.541 | 2351.8226 | 2093.196 | 2014.9448 | 1914.9108 | 1612.8624 | 184.7563 | 562.8302 | 4432.2935 | 9987.7366 | 15167.6166 | 5555.443 | 125.3%
| Transformers |  |  |  |  | 867.9526 | 1208.6357 | 1832.041 | 2182.0082 | 2046.6289 | 1864.429 | 1464.8339 | 45.9774 | 602.1838 | 2076.5883 | 9389.9409 | 12114.6903 | 7313.3526 | 352.2%
| Reactive |  |  |  |  | 626.4983 | 14.5502 | 0 | 0 | 0 | 0 | 0 | 0 | 0 | 641.0485 | 0 | 641.0485 | -641.0485 | -100%
| Towers and Conductor |  |  |  |  | 1448.7819 | 868.4235 | 588.7001 | 634.3704 | 615.8861 | 751.6232 | 938.6162 | 3.0227 | 39.5901 | 2317.2054 | 3529.196 | 5889.0142 | 1211.9906 | 52.3%
| Establishment |  |  |  |  | 550.1982 | 412.7243 | 1048.0446 | 1144.8031 | 1092.4711 | 1072.0616 | 941.0911 | 22.0343 | 288.5921 | 962.9225 | 5298.4715 | 6572.0205 | 4335.5491 | 450.2%
| Communications |  |  |  |  | 780.5769 | 1186.219 | 202.6558 | 579.671 | 827.1606 | 1198.5813 | 1610.5672 | 0 | 0 | 1966.7959 | 4418.6358 | 6385.4318 | 2451.8399 | 124.7%
| Inventory |  |  |  |  | 0 | 0 | 0 | 0 | 0 | 0 | 0 | 0 | 0 | 0 | 0 | 0 | 0 | NA
| IT |  |  |  |  | 384.3528 | 398.0571 | 76.4164 | 73.9026 | 75.0726 | 76.0082 | 77.2382 | 0 | 0 | 782.41 | 378.6379 | 1161.0478 | -403.7721 | -51.61%
| Vehicles |  |  |  |  | 0 | 0 | 0 | 0 | 0 | 0 | 0 | 0 | 0 | 0 | 0 | 0 | 0 | NA
| Other (Non-Network) |  |  |  |  | 0 | 0 | 0 | 0 | 0 | 0 | 0 | 0 | 0 | 0 | 0 | 0 | 0 | NA
| Premises |  |  |  |  | 0 | 0 | 0 | 0 | 0 | 0 | 0 | 0 | 0 | 0 | 0 | 0 | 0 | NA
| Land |  |  |  |  | 0 | 0 | 0 | 0 | 0 | 0 | 0 | 0 | 0 | 0 | 0 | 0 | 0 | NA
| Easements |  |  |  |  | 0 | 0 | 0 | 0 | 0 | 0 | 0 | 0 | 0 | 0 | 0 | 0 | 0 | NA
| Equity raising costs (2003-08) |  |  |  |  | 0 | 0 | 0 | 0 | 0 | 0 | 0 | 0 | 0 | 0 | 0 | 0 | 0 | NA
| Inventory Adjustment (Other non-network) |  |  |  |  | 0 | 0 | 0 | 0 | 0 | 0 | 0 | 0 | 0 | 0 | 0 | 0 | 0 | NA
| Accelerated Depr |  |  |  |  | 0 | 0 | 0 | 0 | 0 | 0 | 0 | 0 | 0 | 0 | 0 | 0 | 0 | NA
| Insulators |  |  |  |  | 0 | 0 | 289.4663 | 297.3921 | 290.0497 | 375.5987 | 502.9367 | 0 | 0 | 0 | 1755.4436 | 1755.4436 | 1755.4436 | NA
| Instrument Transformers |  |  |  |  | 0 | 0 | 81.3093 | 83.5356 | 81.4732 | 105.5033 | 141.2718 | 0 | 0 | 0 | 493.0931 | 493.0931 | 493.0931 | NA
| Capitalised Leases |  |  |  |  | 0 | 0 | 0 | 0 | 0 | 0 | 0 | 0 | 0 | 0 | 0 | 0 | 0 | NA
| Spare straight-line tax asset class |  |  |  |  | 0 | 0 | 0 | 0 | 0 | 0 | 0 | 0 | 0 | 0 | 0 | 0 | 0 | NA
| Buildings |  |  |  |  | 0 | 0 | 0 | 0 | 0 | 0 | 0 | 0 | 0 | 0 | 0 | 0 | 0 | NA
| In-house software |  |  |  |  | 0 | 0 | 305.6655 | 295.6103 | 300.2903 | 304.0327 | 308.9527 | 0 | 0 | 0 | 1514.5514 | 1514.5514 | 1514.5514 | NA
| Equity raising costs |  |  |  |  | 0 | 0 | 0 | 0 | 0 | 0 | 0 | 0 | 0 | 0 | 0 | 0 | 0 | NA
| Total |  |  |  |  | 8288.7443 | 6717.3897 | 7511.1179 | 8120.6624 | 8022.7384 | 8349.2956 | 8340.0565 | 263.7064 | 1596.8698 | 15006.134 | 40343.8707 | 57210.5809 | 25337.7367 | 168.8%
Total Overhead by Asset Class, (As Commissioned)
| Item | $'000 Mar22 | [12 empty] | Total (FY18 to FY22) | Total (FY23 to FY27) | Total | Difference between Regulatory Period Totals
|  | ACTUAL | ACTUAL | ACTUAL | ACTUAL | FORECAST | FORECAST | FORECAST | FORECAST | FORECAST | FORECAST | FORECAST | FORECAST | FORECAST
|  | LTD | FY18 | FY19 | FY20 | FY21 | FY22 | FY23 | FY24 | FY25 | FY26 | FY27 | FY28 | FY29 |  |  |  | $ | %
| Secondary |  |  |  |  | 942.9604 | 856.0821 | 428.281 | 1120.277 | 601.3505 | 807.1827 | 741.6864 | 0 | 111.5893 | 1799.0425 | 3698.7776 | 5609.4093 | 1899.7351 | 105.6%
| Switchgear |  |  |  |  | 2895.0102 | 1654.9763 | 926.055 | 3894.7301 | 1595.1672 | 2554.5789 | 1646.8679 | 141.7836 | 605.8029 | 4549.9865 | 10617.3991 | 15914.9721 | 6067.4126 | 133.4%
| Transformers |  |  |  |  | 1037.1918 | 793.7392 | 421.9474 | 3820.544 | 1596.992 | 2565.1377 | 1464.8339 | 0 | 648.1612 | 1830.931 | 9869.455 | 12348.5471 | 8038.5239 | 439%
| Reactive |  |  |  |  | 626.4983 | 14.5502 | 0 | 0 | 0 | 0 | 0 | 0 | 0 | 641.0485 | 0 | 641.0485 | -641.0485 | -100%
| Towers and Conductor |  |  |  |  | 1459.5811 | 845.0724 | 502.4421 | 729.1883 | 586.3251 | 797.6907 | 938.6162 | 0 | 42.6128 | 2304.6535 | 3554.2625 | 5901.5288 | 1249.6091 | 54.22%
| Establishment |  |  |  |  | 351.7786 | 377.2807 | 409.805 | 1986.8269 | 876.9859 | 1407.8711 | 941.0911 | 0 | 310.6264 | 729.0593 | 5622.58 | 6662.2657 | 4893.5207 | 671.2%
| Communications |  |  |  |  | 783.4822 | 1185.9393 | 199.7854 | 582.8229 | 827.1606 | 1198.5813 | 1610.5672 | 0 | 0 | 1969.4215 | 4418.9173 | 6388.3387 | 2449.4958 | 124.4%
| Inventory |  |  |  |  | 0 | 0 | 0 | 0 | 0 | 0 | 0 | 0 | 0 | 0 | 0 | 0 | 0 | NA
| IT |  |  |  |  | 384.3528 | 398.0571 | 76.4164 | 73.9026 | 75.0726 | 76.0082 | 77.2382 | 0 | 0 | 782.41 | 378.6379 | 1161.0478 | -403.7721 | -51.61%
| Vehicles |  |  |  |  | 0 | 0 | 0 | 0 | 0 | 0 | 0 | 0 | 0 | 0 | 0 | 0 | 0 | NA
| Other (Non-Network) |  |  |  |  | 0 | 0 | 0 | 0 | 0 | 0 | 0 | 0 | 0 | 0 | 0 | 0 | 0 | NA
| Premises |  |  |  |  | 0 | 0 | 0 | 0 | 0 | 0 | 0 | 0 | 0 | 0 | 0 | 0 | 0 | NA
| Land |  |  |  |  | 0 | 0 | 0 | 0 | 0 | 0 | 0 | 0 | 0 | 0 | 0 | 0 | 0 | NA
| Easements |  |  |  |  | 0 | 0 | 0 | 0 | 0 | 0 | 0 | 0 | 0 | 0 | 0 | 0 | 0 | NA
| Equity raising costs (2003-08) |  |  |  |  | 0 | 0 | 0 | 0 | 0 | 0 | 0 | 0 | 0 | 0 | 0 | 0 | 0 | NA
| Inventory Adjustment (Other non-network) |  |  |  |  | 0 | 0 | 0 | 0 | 0 | 0 | 0 | 0 | 0 | 0 | 0 | 0 | 0 | NA
| Accelerated Depr |  |  |  |  | 0 | 0 | 0 | 0 | 0 | 0 | 0 | 0 | 0 | 0 | 0 | 0 | 0 | NA
| Insulators |  |  |  |  | 0 | 0 | 289.4663 | 297.3921 | 290.0497 | 375.5987 | 502.9367 | 0 | 0 | 0 | 1755.4436 | 1755.4436 | 1755.4436 | NA
| Instrument Transformers |  |  |  |  | 0 | 0 | 81.3093 | 83.5356 | 81.4732 | 105.5033 | 141.2718 | 0 | 0 | 0 | 493.0931 | 493.0931 | 493.0931 | NA
| Capitalised Leases |  |  |  |  | 0 | 0 | 0 | 0 | 0 | 0 | 0 | 0 | 0 | 0 | 0 | 0 | 0 | NA
| Spare straight-line tax asset class |  |  |  |  | 0 | 0 | 0 | 0 | 0 | 0 | 0 | 0 | 0 | 0 | 0 | 0 | 0 | NA
| Buildings |  |  |  |  | 0 | 0 | 0 | 0 | 0 | 0 | 0 | 0 | 0 | 0 | 0 | 0 | 0 | NA
| In-house software |  |  |  |  | 0 | 0 | 305.6655 | 295.6103 | 300.2903 | 304.0327 | 308.9527 | 0 | 0 | 0 | 1514.5514 | 1514.5514 | 1514.5514 | NA
| Equity raising costs |  |  |  |  | 0 | 0 | 0 | 0 | 0 | 0 | 0 | 0 | 0 | 0 | 0 | 0 | 0 | NA
| Total |  |  |  |  | 8480.8553 | 6125.6973 | 3641.1733 | 12884.8299 | 6830.8669 | 10192.1854 | 8374.062 | 141.7836 | 1718.7925 | 14606.5526 | 41923.1175 | 58390.2462 | 27316.5649 | 187%
[6 empty] | 0 | 0 | 13125.9876 | 6367.2562 | 2262.1601 | 0 | 0 | 0 | 0
[6 empty] | 0 | 0 | 0 | 0 | 0 | 0 | 0 | 0 | 0
[6 empty] | 8288.7443 | 6717.3897 | 7511.1179 | 8120.6624 | 8022.7384 | 8349.2956 | 8340.0565 | 263.7064 | 1596.8698
[6 empty] | 0 | 0 | 0 | 0 | 0 | 0 | 0 | 0 | 0
[6 empty] | 0 | 0 | 0 | 0 | 0 | 0 | 0 | 0 | 0
[6 empty] | 0 | 0 | 0 | 0 | 0 | 0 | 0 | 0 | 0

## Draft decision
$'000 Mar22
| 2022-23 | 2023-24 | 2024-25 | 2025-26 | 2026-27 | Total
AusNet Services forecast | 177390.4111 | 179964.3137 | 179541.519 | 144746.3683 | 114537.2841 | 796179.8961
AusNet Services forecast (incl. cap leases) | 177430.0062 | 181059.7776 | 179541.519 | 144858.4504 | 114854.1112 | 797743.8644
Capitalised leases | 39.5952 | 1095.4639 | 0 | 112.0821 | 316.8271 | 1563.9682
External labour escalation | -212.3217 | -694.9155 | -1576.8388 | -2091.8199 | -2278.2266 | -6854.1225 |  | External escalation removed from "Calc¦Project Details-$FY20."
Replacement risk allowance | -2987.2783 | -2904.9796 | -2791.8761 | -2379.4497 | -2774.6552 | -13838.239 |  | Replacement (other) amended to remove risk premium in "Calc¦Project Details-$FY20."
Communications upgrade | -13856.6594 | -6784.4377 | -2441.7867 | 0 | 0 | -23082.8839 |  | Costs of communciations upgrade removed from unescalated replacement (comms) in "Calc¦Project Details-$FY20."
| -17056.2594 | -10384.3329 | -6810.5017 | -4471.2695 | -5052.8818 | -43775.2453
Draft decision | 160427.6217 | 169652.5807 | 172717.8059 | 140135.5379 | 109287.1109 | 752220.6571 | -5.521%
Draft decision (incl. cap leases) | 160467.2168 | 170748.0446 | 172717.8059 | 140247.62 | 109603.938 | 753784.6253
| -16962.7894 | -10311.733 | -6823.7131 | -4610.8304 | -5250.1732 | -43959.239
| -9.56% | -5.695% | -3.801% | -3.183% | -4.571% | -5.51%
| 2022–23 | 2023–24 | 2024–25 | 2025–26 | 2026–27 | Total
AusNet Services' proposal | 177.43 | 181.0598 | 179.5415 | 144.8585 | 114.8541 | 797.7439
AER draft decision | 160.4672 | 170.748 | 172.7178 | 140.2476 | 109.6039 | 753.7846
Difference | -16.9628 | -10.3117 | -6.8237 | -4.6108 | -5.2502 | -43.9592
Percentage difference (%) | -9.56% | -5.695% | -3.801% | -3.183% | -4.571% | -5.51%
| AusNet Services forecast | AER draft decision | Difference ($) | Difference (%)
Major station renewal | 424.1592 | 421.9837 | -2.1754 | -0.5129%
Asset replacement program | 213.4161 | 173.0942 | -40.322 | -18.89%
Information technology | 83.8255 | 83.0406 | -0.78486 | -0.9363%
Safety, security and compliance | 54.1603 | 53.6929 | -0.4673 | -0.8628%
Non-network | 22.1828 | 21.9732 | -0.20968 | -0.9452%
Total | 797.7439 | 753.7846 | -43.9592 | -5.51%
Ex-post review
$million, nominal | 2017-18 | 2018-19 | 2019-20 | 2020-21 | 2021-22 | Total
Capex allowance (net) | 183.3 | 163.1 | 161.5 | 154 | 118.4 | 780.3
Actual and expected capex (net) | 127.7 | 143.8 | 192.6 | 151 | 131.1 | 746.2
| 55.6 | 19.3 | -31.1 | 3 | -12.7 | 34.1