{"text_format":"1","workbook":"xlsx","n_sheets":8,"sheets":["Historical scenario - input","Historical scenario - output","Cost scenario - input","Cost scenario - output","Lives scenario - input","Lives scenario - output","Combined scenario - input","Combined scenario - output"],"not_rendered":{"charts":0,"images":0,"macros":1,"external_links":0,"defined_names":1,"comments":0,"pivot_tables":0},"unopened":[],"bounds":{"document_bytes":16777216,"sheet_cells":100000,"rows_first":2000,"rows_last":500,"rows_between":2000,"halvings":0,"cell_chars":16384,"cell_head_chars":4096},"cells_cut":0,"cells_raw":0,"read":"whole","date_system":"1900"}

{"sheet":"Historical scenario - input","index":0,"n_rows":190,"n_cols":190,"rows_kept":190,"cut":false,"hidden":false,"merged":[[2,3,3,3],[2,4,3,5],[2,6,3,6]]}
[null,"Unit cost - historical","Calibration period: Calendar Year 2016 to 2019"]
[null,"Replacement lives - calibrated"," Reference to 2020 refers to calendar year 2020"]
[null,null,"All expenditure values are in $2020-21","Unit cost","Replacement \nlife",null,"Method","Volume",null,null,null,null,null,null,null,null,null,null,null,null,null,null,null,null,null,null,null,null,null,null,null,null,null,null,null,null,null,null,null,null,null,null,null,null,null,null,null,null,null,null,null,null,null,null,null,null,null,null,null,null,null,null,null,null,null,null,null,null,null,null,null,null,null,null,null,null,null,null,null,null,null,null,null,null,null,null,null,null,null,null,null,null,null,null,null,null,null,null,null,"Replacement Cost (NOT depreciated)"]
[null,null,null,null,null,null,null,"Installation date",null,null,null,null,null,null,null,null,null,null,null,null,null,null,null,null,null,null,null,null,null,null,null,null,null,null,null,null,null,null,null,null,null,null,null,null,null,null,null,null,null,null,null,null,null,null,null,null,null,null,null,null,null,null,null,null,null,null,null,null,null,null,null,null,null,null,null,null,null,null,null,null,null,null,null,null,null,null,null,null,null,null,null,null,null,null,null,null,null,null,null,"Installation date"]
["ID","Asset group","Asset category","$ ('000)","μ","σ","#",2019,2018,2017,2016,2015,2014,2013,2012,2011,2010,2009,2008,2007,2006,2005,2004,2003,2002,2001,2000,1999,1998,1997,1996,1995,1994,1993,1992,1991,1990,1989,1988,1987,1986,1985,1984,1983,1982,1981,1980,1979,1978,1977,1976,1975,1974,1973,1972,1971,1970,1969,1968,1967,1966,1965,1964,1963,1962,1961,1960,1959,1958,1957,1956,1955,1954,1953,1952,1951,1950,1949,1948,1947,1946,1945,1944,1943,1942,1941,1940,1939,1938,1937,1936,1935,1934,1933,1932,1931,1930,1929,null,{"$f":"H5","v":2019},{"$f":"I5","v":2018},2017,2016,2015,2014,2013,2012,2011,2010,2009,2008,2007,2006,2005,2004,2003,2002,2001,2000,1999,1998,1997,1996,1995,1994,1993,1992,1991,1990,1989,1988,1987,1986,1985,1984,1983,1982,1981,1980,1979,1978,1977,1976,1975,1974,1973,1972,1971,1970,1969,1968,1967,1966,1965,1964,1963,1962,1961,1960,1959,1958,1957,1956,1955,{"$f":"BU5","v":1954},1953,1952,1951,1950,1949,1948,1947,1946,1945,1944,1943,1942,1941,1940,1939,1938,1937,1936,1935,1934,1933,1932,1931,1930,1929]
[1,"OVERHEAD CONDUCTORS","˂ = 1 kv",199.42876224662416,101.28379007658168,10.063984801090553,2,23.6,25,19.7,23.1,29.8,78.5,103.1,35.299999999999997,52.8,59.3,60.8,48.1,67.099999999999994,60.5,61.2,51,49.9,42.4,68.099999999999994,61.9,50.5,23.1,30.7,12.8,45.2,64.599999999999994,127.9,111,76,132,273.5,288.2,224.6,395.6,309.10000000000002,278.2,219.4,163.19999999999999,225.9,381.3,163.19999999999999,263.8,192,329.6,283.10000000000002,228.7,310,250.9,186.1,199.6,278.60000000000002,269.3,282.7,188.8,221.9,219.5,126.8,147.69999999999999,130.19999999999999,120.6,97,83,93,19.100000000000001,32.9,23.2,32.200000000000003,42.2,33.1,51.5,18.399999999999999,7.9,4.8,3.2,1,0.9,0.5,4.9000000000000004,21.4,35,23.5,39.299999999999997,9.4,6.1,0,5.2,1.1000000000000001,0.2,0.3,0.9,0,null,{"$f":"IFERROR($D6*H6,\"\")","v":4706.5187890203306},{"$f":"IFERROR($D6*I6,\"\")","v":4985.7190561656043},{"$f":"IFERROR($D6*J6,\"\")","v":3928.746616258496},{"$f":"IFERROR($D6*K6,\"\")","v":4606.8044078970188},{"$f":"IFERROR($D6*L6,\"\")","v":5942.9771149493999},{"$f":"IFERROR($D6*M6,\"\")","v":15655.157836359997},{"$f":"IFERROR($D6*N6,\"\")","v":20561.105387626951},{"$f":"IFERROR($D6*O6,\"\")","v":7039.8353073058324},{"$f":"IFERROR($D6*P6,\"\")","v":10529.838646621754},{"$f":"IFERROR($D6*Q6,\"\")","v":11826.125601224812},{"$f":"IFERROR($D6*R6,\"\")","v":12125.268744594749},{"$f":"IFERROR($D6*S6,\"\")","v":9592.5234640626222},{"$f":"IFERROR($D6*T6,\"\")","v":13381.66994674848},{"$f":"IFERROR($D6*U6,\"\")","v":12065.440115920761},{"$f":"IFERROR($D6*V6,\"\")","v":12205.040249493399},{"$f":"IFERROR($D6*W6,\"\")","v":10170.866874577832},{"$f":"IFERROR($D6*X6,\"\")","v":9951.4952361065461},{"$f":"IFERROR($D6*Y6,\"\")","v":8455.7795192568647},{"$f":"IFERROR($D6*Z6,\"\")","v":13581.098708995105},{"$f":"IFERROR($D6*AA6,\"\")","v":12344.640383066035},{"$f":"IFERROR($D6*AB6,\"\")","v":10071.15249345452},{"$f":"IFERROR($D6*AC6,\"\")","v":4606.8044078970188},{"$f":"IFERROR($D6*AD6,\"\")","v":6122.4630009713619},{"$f":"IFERROR($D6*AE6,\"\")","v":2552.6881567567893},{"$f":"IFERROR($D6*AF6,\"\")","v":9014.1800535474122},{"$f":"IFERROR($D6*AG6,\"\")","v":12883.09804113192},{"$f":"IFERROR($D6*AH6,\"\")","v":25506.938691343232},{"$f":"IFERROR($D6*AI6,\"\")","v":22136.592609375282},{"$f":"IFERROR($D6*AJ6,\"\")","v":15156.585930743437},{"$f":"IFERROR($D6*AK6,\"\")","v":26324.59661655439},{"$f":"IFERROR($D6*AL6,\"\")","v":54543.76647445171},{"$f":"IFERROR($D6*AM6,\"\")","v":57475.369279477083},{"$f":"IFERROR($D6*AN6,\"\")","v":44791.700000591787},{"$f":"IFERROR($D6*AO6,\"\")","v":78894.018344764525},{"$f":"IFERROR($D6*AP6,\"\")","v":61643.430410431531},{"$f":"IFERROR($D6*AQ6,\"\")","v":55481.081657010836},{"$f":"IFERROR($D6*AR6,\"\")","v":43754.670436909342},{"$f":"IFERROR($D6*AS6,\"\")","v":32546.77399864906},{"$f":"IFERROR($D6*AT6,\"\")","v":45050.957391512398},{"$f":"IFERROR($D6*AU6,\"\")","v":76042.187044637802},{"$f":"IFERROR($D6*AV6,\"\")","v":32546.77399864906},{"$f":"IFERROR($D6*AW6,\"\")","v":52609.307480659452},{"$f":"IFERROR($D6*AX6,\"\")","v":38290.322351351839},{"$f":"IFERROR($D6*AY6,\"\")","v":65731.720036487328},{"$f":"IFERROR($D6*AZ6,\"\")","v":56458.282592019306},{"$f":"IFERROR($D6*BA6,\"\")","v":45609.357925802942},{"$f":"IFERROR($D6*BB6,\"\")","v":61822.916296453492},{"$f":"IFERROR($D6*BC6,\"\")","v":50036.676447678001},{"$f":"IFERROR($D6*BD6,\"\")","v":37113.692654096754},{"$f":"IFERROR($D6*BE6,\"\")","v":39805.980944426185},{"$f":"IFERROR($D6*BF6,\"\")","v":55560.853161909494},{"$f":"IFERROR($D6*BG6,\"\")","v":53706.165673015887},{"$f":"IFERROR($D6*BH6,\"\")","v":56378.511087120649},{"$f":"IFERROR($D6*BI6,\"\")","v":37652.150312162645},{"$f":"IFERROR($D6*BJ6,\"\")","v":44253.242342525904},{"$f":"IFERROR($D6*BK6,\"\")","v":43774.613313134003},{"$f":"IFERROR($D6*BL6,\"\")","v":25287.567052871942},{"$f":"IFERROR($D6*BM6,\"\")","v":29455.628183826386},{"$f":"IFERROR($D6*BN6,\"\")","v":25965.624844510465},{"$f":"IFERROR($D6*BO6,\"\")","v":24051.108726942872},{"$f":"IFERROR($D6*BP6,\"\")","v":19344.589937922545},{"$f":"IFERROR($D6*BQ6,\"\")","v":16552.587266469804},{"$f":"IFERROR($D6*BR6,\"\")","v":18546.874888936047},{"$f":"IFERROR($D6*BS6,\"\")","v":3809.0893589105217},{"$f":"IFERROR($D6*BT6,\"\")","v":6561.2062779139342},{"$f":"IFERROR($D6*BU6,\"\")","v":4626.7472841216804},{"$f":"IFERROR($D6*BV6,\"\")","v":6421.6061443412982},{"$f":"IFERROR($D6*BW6,\"\")","v":8415.8937668075396},{"$f":"IFERROR($D6*BX6,\"\")","v":6601.0920303632602},{"$f":"IFERROR($D6*BY6,\"\")","v":10270.581255701145},{"$f":"IFERROR($D6*BZ6,\"\")","v":3669.4892253378844},{"$f":"IFERROR($D6*CA6,\"\")","v":1575.487221748331},{"$f":"IFERROR($D6*CB6,\"\")","v":957.25805878379595},{"$f":"IFERROR($D6*CC6,\"\")","v":638.17203918919733},{"$f":"IFERROR($D6*CD6,\"\")","v":199.42876224662416},{"$f":"IFERROR($D6*CE6,\"\")","v":179.48588602196176},{"$f":"IFERROR($D6*CF6,\"\")","v":99.71438112331208},{"$f":"IFERROR($D6*CG6,\"\")","v":977.20093500845849},{"$f":"IFERROR($D6*CH6,\"\")","v":4267.7755120777565},{"$f":"IFERROR($D6*CI6,\"\")","v":6980.0066786318457},{"$f":"IFERROR($D6*CJ6,\"\")","v":4686.575912795668},{"$f":"IFERROR($D6*CK6,\"\")","v":7837.5503562923286},{"$f":"IFERROR($D6*CL6,\"\")","v":1874.6303651182673},{"$f":"IFERROR($D6*CM6,\"\")","v":1216.5154497044073},{"$f":"IFERROR($D6*CN6,\"\")","v":0},{"$f":"IFERROR($D6*CO6,\"\")","v":1037.0295636824458},{"$f":"IFERROR($D6*CP6,\"\")","v":219.37163847128659},{"$f":"IFERROR($D6*CQ6,\"\")","v":39.885752449324833},{"$f":"IFERROR($D6*CR6,\"\")","v":59.828628673987247},{"$f":"IFERROR($D6*CS6,\"\")","v":179.48588602196176},{"$f":"IFERROR($D6*CT6,\"\")","v":0}]
[1,"OVERHEAD CONDUCTORS","˃ 11 kv & < = 22 kv ; multiple-phase",78.501833135869077,80.00276734077157,8.9444266077134067,2,246.3,175.1,213.3,212.1,213,291.3,457.6,158.80000000000001,292.5,285.60000000000002,314,271.2,401.3,350.9,333.8,358.1,375.2,300.7,402.7,386.1,272.7,185.4,230.8,197.1,244.8,347.7,534,392.4,429.7,806.4,830.6,1083.3,746,983.9,1018.7,1105.4000000000001,754.9,629.79999999999995,1001,953.5,269.39999999999998,629.6,840.2,808,597.6,425.9,407.6,378.1,340.8,526,840.8,865.3,890.3,1065.3,1260.4000000000001,1238.4000000000001,540.6,505.9,488.1,432.2,390.6,382.7,349.9,58.4,152.5,101.7,61,87.2,85.6,72.5,49.4,15.1,14.4,11.9,17.2,18.5,3.4,27.3,47.4,119,98.6,172.6,53.8,28.3,1.7,1.6,0.8,2.1,0.4,0.5,0,null,{"$f":"IFERROR($D7*H7,\"\")","v":19335.001501364553},13745.670982090674,16744.441007880876,16650.238808117832,16720.890457940113,22867.583992478663,35922.438842973694,12466.09110197601,22961.786192241707,22420.123543604212,24649.575604662889,21289.697146447692,31502.785637424262,27546.293247376456,26203.911900753097,28111.506445954717,29453.887792578076,23605.501223955831,31612.688203814476,30309.557773759054,21407.449896151498,14554.239863390127,18118.223087758583,15472.711311079795,19217.248751660751,27295.087381341677,41919.978894554086,30804.119322515024,33732.237698482939,63303.878240764825,65203.62260265286,85041.035836086972,58562.367519358333,77237.953622381581,79969.817415509839,86775.926348389679,59261.033834267568,49440.454508970339,78580.334969004951,74851.497895051172,21148.393846803127,49424.754142343176,65957.240200757209,63429.481173782217,46912.695481995361,33433.930732566638,31997.347186180239,29681.5431086721,26753.424732704181,41291.964229467136,66004.341300638713,67927.636212467507,69890.182040864238,83628.002839641325,98943.710484449388,97216.670155460277,42438.090993250822,39714.077383436168,38316.744753617699,33928.492281322615,30662.816022870462,30042.651541097093,27467.79141424059,4584.5070551347544,11971.529553220034,7983.6364299178858,4788.6118212880137,6845.3598494477837,6719.7569164303923,5691.3829023505077,3877.9905569119323,1185.377680351623,1130.4263971565147,934.17181431684207,1350.2315299369482,1452.2839130135778,266.90623266195485,2143.1000446092257,3720.9868906401944,9341.7181431684203,7740.2807471966908,13549.416399251002,4223.3986227097557,2221.601877745095,133.45311633097742,125.60293301739053,62.801466508695263,164.85384958532507,31.400733254347632,39.250916567934539,0]
[1,"OVERHEAD CONDUCTORS","˃ 11 kv & < = 22 kv ; swer",16.829444512179634,78.703883912262214,8.8715209469550498,2,25.7,34.799999999999997,177.1,83.4,71.2,93.4,64.2,79,118.2,132.80000000000001,136,107.6,150.19999999999999,135.4,136.9,114.2,111.7,94.9,152.5,138.6,113.1,51.7,68.7,28.6,101.1,149.1,290.7,252.8,174.6,300,620.6,644.4,502.2,893.9,691.2,626.6,495.7,367.2,502.6,853.1,358.5,588.6,429.2,732,630.9,509.3,699.2,564.20000000000005,419.3,445.4,622.29999999999995,603.6,636.1,425.7,497.9,486.6,280.7,323.5,289.2,271.8,216.6,187.1,204.9,43,73.900000000000006,52.3,72.400000000000006,89.7,74.400000000000006,107.5,36.1,19.100000000000001,12.3,8.6999999999999993,9.3000000000000007,3.2,3.2,4.9000000000000004,50.5,105.7,68.7,115.1,21.9,17.3,9.4,12.9,6.1,3.8,1.7,3.3,0,null,432.5167239630166,585.66466902385127,2980.494623107013,1403.5756723157815,1198.25644926719,1571.8701174375778,1080.4503376819325,1329.5261164621911,1989.2403413396328,2234.9502312174554,2288.8044536564303,1810.8482295105287,2527.7825657293811,2278.7067869491225,2303.9509537173922,1921.9225632909142,1879.8489520104652,1597.1142842058473,2566.490288107394,2332.5610093880973,1903.4101743275166,870.08228127968709,1156.1828379867409,481.32211304833754,1701.456840181361,2509.2701767659833,4892.3195196906199,4254.4835726790116,2938.4210118265642,5048.8333536538903,10444.353264258682,10844.894043648555,8451.7470340166128,15043.840449437375,11632.512046818563,10545.329931331758,8342.3556446874445,6179.7720248723617,8458.4788118214838,14357.199113340446,6033.3558576163987,9905.8110398689332,7223.1975846274991,12319.153382915492,10617.696542734131,8571.2360900530875,11767.147602916,9495.1725937717511,7056.5860839569204,7495.8345857248087,10472.963319929386,10158.252707551628,10705.209654197466,7164.2945288348701,8379.3804226142402,8189.2076996266105,4724.0250745688236,5444.3252996901119,4867.0753529223502,4574.2430184104251,3645.2576813381088,3148.7890682288094,3448.3531805456073,723.66611402372428,1243.695949450075,880.17994798699488,1218.4517826818055,1509.6011727425132,1252.1106717061648,1809.1652850593107,607.5429468896848,321.44239018263102,207.0021674998095,146.41616725596282,156.5138339632706,53.85422243897483,53.85422243897483,82.464278109680208,849.88694786507153,1778.8722849373873,1156.1828379867409,1937.0690633518759,368.56483481673399,291.14939006070767,158.19677841448856,217.09983420711728,102.65961152429577,63.95188914628261,28.610055670705378,55.537166890192793,0]
[1,"OVERHEAD CONDUCTORS","> 1 kv & < = 11 kv",199.42876224662416,101.28379007658168,10.063984801090553,2,0,0.2,0,0,2.2999999999999998,0.1,2,0.2,0.4,0.4,0.4,0.4,0.6,0.5,0.5,0.5,0.5,0.4,0.6,0.5,0.4,0.3,0.3,0.3,0.4,0.5,0.9,0.6,0.6,1.1000000000000001,1.1000000000000001,1.5,1.1000000000000001,1.4,1.5,1.6,1.1000000000000001,0.9,1.4,1.4,0.4,0.9,1.2,1.2,0.9,0.7,0.7,0.7,0.6,0.9,1.3,1.4,1.4,1.6,1.9,1.8,0.8,0.8,0.7,0.7,0.7,0.7,0.7,0.3,0.4,0.4,0.3,0.4,0.2,0.1,0,0,0,0,0,0,0,0,0.1,0.2,0.2,0.4,0.1,0.1,0,0,0,0,0,0,0,null,0,39.885752449324833,0,0,458.68615316723555,19.942876224662417,398.85752449324832,39.885752449324833,79.771504898649667,79.771504898649667,79.771504898649667,79.771504898649667,119.65725734797449,99.71438112331208,99.71438112331208,99.71438112331208,99.71438112331208,79.771504898649667,119.65725734797449,99.71438112331208,79.771504898649667,59.828628673987247,59.828628673987247,59.828628673987247,79.771504898649667,99.71438112331208,179.48588602196176,119.65725734797449,119.65725734797449,219.37163847128659,219.37163847128659,299.14314336993624,219.37163847128659,279.20026714527381,299.14314336993624,319.08601959459867,219.37163847128659,179.48588602196176,279.20026714527381,279.20026714527381,79.771504898649667,179.48588602196176,239.31451469594899,239.31451469594899,179.48588602196176,139.60013357263691,139.60013357263691,139.60013357263691,119.65725734797449,179.48588602196176,259.25739092061144,279.20026714527381,279.20026714527381,319.08601959459867,378.91464826858589,358.97177204392352,159.54300979729933,159.54300979729933,139.60013357263691,139.60013357263691,139.60013357263691,139.60013357263691,139.60013357263691,59.828628673987247,79.771504898649667,79.771504898649667,59.828628673987247,79.771504898649667,39.885752449324833,19.942876224662417,0,0,0,0,0,0,0,0,19.942876224662417,39.885752449324833,39.885752449324833,79.771504898649667,19.942876224662417,19.942876224662417,0,0,0,0,0,0,0]
[1,"OVERHEAD CONDUCTORS","> 22 kv & < = 66 kv",97.844324202601726,71.35975097624943,8.4474700932438598,2,48.4,36.4,50.2,61.1,54.3,42,42.1,31.4,57.6,102.8,57.2,53.5,83.5,57.2,44.2,123.8,38.1,38,76.8,29.1,38.700000000000003,5.2,9,6.6,22,45,24.6,13.7,11.7,68.3,90.7,52.5,59.8,41.9,44.4,153,89.7,68.400000000000006,137.4,99.2,13.9,61.1,69.900000000000006,86.3,90.8,46.1,21.9,35,19.399999999999999,78.099999999999994,57.7,10.5,43.8,41.4,30.9,50.3,22.5,16.899999999999999,28.5,8.1,12.6,1.8,51.2,30.4,5,1,5.0999999999999996,1.4,2.6,3,0.4,1.1000000000000001,0.1,0.4,0,0,16.5,4.7,8.6,1.8,0,0,0,0,0,0,0,0,0,0,0,null,4735.6652914059232,3561.5334009747025,4911.7850749706067,5978.2882087789658,5312.9468042012732,4109.4616165092721,4119.2460489295327,3072.3117799616939,5635.8330740698593,10058.396528027457,5596.6953443888187,5234.671344839192,8170.0010709172439,5596.6953443888187,4324.7191297549962,12113.127336282094,3727.8687521191259,3718.0843196988658,7514.4440987598118,2847.2698342957106,3786.5753466406873,508.79048585352899,880.59891782341549,645.77253973717131,2152.5751324572379,4402.9945891170773,2406.9703753840026,1340.4672415756436,1144.7785931704402,6682.7673430376972,8874.4802051759762,5136.8270206365905,5851.0905873155825,4099.6771840890124,4344.2879945955165,14970.181602998064,8776.6358809733756,6692.5517754579587,13443.810145437477,9706.1569608980917,1360.0361064161641,5978.2882087789658,6839.3182617618613,8443.9651786845279,8884.2646375962358,4510.6233457399394,2142.7907000369778,3424.5513470910605,1898.1798895304732,7641.6417202231942,5645.6175064901199,1027.365404127318,4285.5814000739556,4050.7550219877112,3023.3896178603932,4921.5695073908664,2201.4972945585387,1653.5690790239689,2788.5632397741492,792.53902604107395,1232.8384849527818,176.1197835646831,5009.6293991732091,2974.4674557590924,489.22162101300864,97.844324202601726,499.00605343326879,136.98205388364241,254.3952429267645,293.53297260780516,39.137729681040696,107.62875662286191,9.784432420260174,39.137729681040696,0,0,1614.4313493429286,459.86832375222815,841.46118814237479,176.1197835646831,0,0,0,0,0,0,0,0,0,0,0]
[2,"POLES","˂ = 1 kv ; concrete",17.623133137361545,58.077614050298621,7.6208670143428314,2,98,124,180,204,283,329,342,352,235,286,248,163,460,243,85,5,1,4,10,19,81,230,342,145,521,770,1472,1290,883,1192,1984,2104,1507,1404,1444,785,638,91,623,720,9,797,387,255,76,79,380,207,2,3,2,2,0,2,0,0,0,2,0,2,2,2,0,0,0,2,0,0,2,0,0,0,0,0,0,0,0,0,0,0,0,0,0,0,0,0,0,0,0,0,0,null,1727.0670474614315,2185.2685090328318,3172.1639647250781,3595.1191600217553,4987.3466778733173,5798.0108021919486,6027.1115329776485,6203.3428643512643,4141.4362872799629,5040.2160772854022,4370.5370180656637,2872.5707013899319,8106.6412431863109,4282.4213523788558,1497.9663166757314,88.115665686807731,17.623133137361545,70.492532549446182,176.23133137361546,334.83952960986937,1427.4737841262852,4053.3206215931555,6027.1115329776485,2555.3543049174241,9181.6523645653651,13569.81251576839,25941.251978196196,22733.841747196395,15561.226560290244,21006.77469973496,34964.29614452531,37079.072121008692,26558.061638003848,24742.87892485561,25447.804250350073,13834.159512828814,11243.558941636666,1603.7051154999006,10979.211944576244,12688.655858900313,158.60819823625391,14045.637110477152,6820.1525241589179,4493.8989500271937,1339.3581184394775,1392.2275178515622,6696.790592197387,3647.9885594338398,35.246266274723091,52.869399412084633,35.246266274723091,35.246266274723091,0,35.246266274723091,0,0,0,35.246266274723091,0,35.246266274723091,35.246266274723091,35.246266274723091,0,0,0,35.246266274723091,0,0,35.246266274723091,0,0,0,0,0,0,0,0,0,0,0,0,0,0,0,0,0,0,0,0,0,0]
[2,"POLES","˂ = 1 kv ; steel",9.0684548732328469,70.435693196705842,8.3925975238126274,2,2,37,5,9,4,8,2,1,3,17,44,4,5,3,7,1,2,10,3,22,49,3,4,5,3,3,2,2,0,2,2,6,2,3,4,3,2,0,2,7,1,1,0,3,37,24,12,20,1,2,6,6,5,5,22,6,5,5,20,13,0,0,0,2,0,0,0,0,0,0,0,0,0,0,0,0,0,0,0,3,0,0,0,0,0,0,0,0,0,0,0,null,18.136909746465694,335.53283030961535,45.342274366164233,81.616093859095628,36.273819492931388,72.547638985862775,18.136909746465694,9.0684548732328469,27.205364619698543,154.16373284495839,399.01201442224527,36.273819492931388,45.342274366164233,27.205364619698543,63.47918411262993,9.0684548732328469,18.136909746465694,90.684548732328466,27.205364619698543,199.50600721112264,444.35428878840952,27.205364619698543,36.273819492931388,45.342274366164233,27.205364619698543,27.205364619698543,18.136909746465694,18.136909746465694,0,18.136909746465694,18.136909746465694,54.410729239397085,18.136909746465694,27.205364619698543,36.273819492931388,27.205364619698543,18.136909746465694,0,18.136909746465694,63.47918411262993,9.0684548732328469,9.0684548732328469,0,27.205364619698543,335.53283030961535,217.64291695758834,108.82145847879417,181.36909746465693,9.0684548732328469,18.136909746465694,54.410729239397085,54.410729239397085,45.342274366164233,45.342274366164233,199.50600721112264,54.410729239397085,45.342274366164233,45.342274366164233,181.36909746465693,117.88991335202701,0,0,0,18.136909746465694,0,0,0,0,0,0,0,0,0,0,0,0,0,0,0,27.205364619698543,0,0,0,0,0,0,0,0,0,0,0]
[2,"POLES","˂ = 1 kv ; wood",5.9886528689380807,82.095296903519724,9.0606455014816536,2,192,234,210,189,359,383,425,431,229,401,617,396,452,436,618,582,562,490,746,647,414,56,38,28,22,17,28,38,44,376,1204,1219,1054,3088,2085,2400,1871,1782,1952,3567,1917,2234,1823,3406,3080,2502,3085,2669,2134,2255,3089,3055,3042,2116,2402,2416,1467,1699,1459,1363,1140,1038,1087,271,412,387,410,521,387,692,270,184,131,118,89,32,26,116,345,842,437,752,209,165,64,127,59,25,12,25,0,null,1149.8213508361114,1401.3447713315109,1257.6171024769969,1131.8553922292972,2149.9263799487708,2293.6540488032847,2545.1774692986842,2581.109386512313,1371.4015069868206,2401.4498004441703,3694.998820134796,2371.5065360994799,2706.8710967600123,2611.0526508570033,3700.9874730037341,3485.395969721963,3365.6229123432013,2934.4399057796595,4467.5350402278082,3874.6584062029383,2479.3022877403655,335.3645606605325,227.56880901964706,167.68228033026625,131.75036311663777,101.80709877194737,167.68228033026625,227.56880901964706,263.50072623327554,2251.7334787207183,7210.3380542014493,7300.1678472355206,6312.0401238607374,18492.960059280795,12486.341231735898,14372.766885451394,11204.769517783148,10671.77941244766,11689.850400167134,21361.524783502133,11480.2475497543,13378.650509207671,10917.314180074121,20397.351671603104,18445.05083632929,14983.609478083077,18474.994100673979,15983.714507195737,12779.785222313863,13504.412219455371,18498.94871214973,18295.334514605838,18217.482027309641,12671.989470672979,14384.744191189269,14468.585331354403,8785.3537587321644,10174.7212243258,8737.4445357806599,8162.5338603626042,6827.0642705894115,6216.2216779577275,6509.6656685356938,1622.9249274822198,2467.3249820024894,2317.6086602790374,2455.3476762646133,3120.0881447167399,2317.6086602790374,4144.147785305152,1616.9362746132817,1101.9121278846069,784.51352583088863,706.66103853469349,532.99010533548915,191.63689180601858,155.7049745923901,694.68373279681737,2066.0852397836379,5042.4457156458639,2617.0413037259414,4503.4669574414365,1251.6284496080589,988.12772337478327,383.27378361203716,760.55891435513627,353.33051926734674,149.71632172345201,71.863834427256961,149.71632172345201,0]
[2,"POLES","˃ 11 kv & < = 22 kv ; concrete",18.118628042684588,52.687752075002628,7.2586329343067506,2,877,1015,1229,1270,1436,1755,2088,1577,1242,1553,1402,1042,2668,1484,471,20,7,16,25,57,612,1390,1971,1769,2102,3119,4377,3557,3428,5827,6289,7280,5412,4693,5143,4785,2023,695,2309,1933,22,1281,666,247,108,53,126,52,3,3,0,0,2,2,0,4,2,2,3,0,0,0,2,0,2,0,0,0,0,0,0,0,0,0,0,0,0,0,2,0,0,0,0,0,0,0,0,0,0,0,0,null,15890.036793434383,18390.407463324857,22267.79386445936,23010.657614209427,26018.349869295067,31798.192214911451,37831.695353125418,28573.076423313596,22503.336029014259,28138.229350289166,25402.316515843791,18879.61042047734,48340.49961788248,26888.044015343927,8533.8738081044412,362.37256085369177,126.83039629879211,289.8980486829534,452.96570106711471,1032.7617984330216,11088.600362122968,25184.892979331576,35711.815872131323,32051.853007509035,38085.356145723003,56512.000865133232,79305.234942830444,64447.959947829077,62110.656930322766,105577.2456047231,113948.05176044337,131903.61215074381,98058.014967008989,85030.721404318771,93184.10402352683,86697.635184245752,36653.984530350921,12592.446489665788,41835.91215055871,35023.308006509309,398.60981693906092,23209.962522678958,12067.006276427936,4475.3011265430932,1956.8118286099354,960.28728626228315,2282.9471333782581,942.16865821959857,54.355884128053759,54.355884128053759,0,0,36.237256085369175,36.237256085369175,0,72.47451217073835,36.237256085369175,36.237256085369175,54.355884128053759,0,0,0,36.237256085369175,0,36.237256085369175,0,0,0,0,0,0,0,0,0,0,0,0,0,36.237256085369175,0,0,0,0,0,0,0,0,0,0,0,0]
[2,"POLES","˃ 11 kv & < = 22 kv ; steel",9.0684548732328469,70.435693196705842,8.3925975238126274,2,0,3,0,0,2,2,0,15,0,0,4,3,8,1,1,0,0,0,0,0,3,2,0,1,1,0,0,6,0,4,5,1,1,0,0,0,1,0,0,4,1,3,0,135,2,4,89,23,87,1,0,0,0,0,3,2,0,4,1,0,0,0,0,0,0,0,0,0,0,0,0,0,0,0,2,0,0,0,0,0,0,0,0,0,0,0,0,0,0,0,0,null,0,27.205364619698543,0,0,18.136909746465694,18.136909746465694,0,136.02682309849271,0,0,36.273819492931388,27.205364619698543,72.547638985862775,9.0684548732328469,9.0684548732328469,0,0,0,0,0,27.205364619698543,18.136909746465694,0,9.0684548732328469,9.0684548732328469,0,0,54.410729239397085,0,36.273819492931388,45.342274366164233,9.0684548732328469,9.0684548732328469,0,0,0,9.0684548732328469,0,0,36.273819492931388,9.0684548732328469,27.205364619698543,0,1224.2414078864344,18.136909746465694,36.273819492931388,807.09248371772333,208.57446208435547,788.95557397125765,9.0684548732328469,0,0,0,0,27.205364619698543,18.136909746465694,0,36.273819492931388,9.0684548732328469,0,0,0,0,0,0,0,0,0,0,0,0,0,0,0,18.136909746465694,0,0,0,0,0,0,0,0,0,0,0,0,0,0,0,0]
[2,"POLES","˃ 11 kv & < = 22 kv ; wood",6.2475936544811486,78.494549425898455,8.8597149743035448,2,854,1148,1142,1553,1668,1486,1316,1614,1204,1187,1615,1580,1620,1784,2643,3097,2706,2168,3554,3163,1828,354,179,132,195,197,562,154,566,1535,1473,2691,1509,4458,4248,5376,4962,5065,6790,6752,2722,4642,6910,6861,5278,3970,3584,3457,3066,4724,7430,7705,7882,9261,10970,10776,4776,4390,4390,3736,3460,3346,3331,736,1610,1269,900,1075,1041,1100,613,216,162,206,239,196,63,308,552,1501,1190,2320,569,297,130,76,55,29,6,8,0,null,5335.4449809269008,7172.2375153443581,7134.7519534174717,9702.5129454092239,10420.986215674557,9283.9241705589866,8221.8332492971913,10083.616158332574,7522.1027599953031,7415.8936678691234,10089.863751987055,9871.1979740802144,10121.101720259461,11145.707079594369,16512.390028793674,19348.797547928116,16905.988429025987,13544.783042915131,22203.947848026,19761.138729123872,11420.60120039154,2211.6481536863266,1118.3192641521257,824.68236239151156,1218.2807626238239,1230.7759499327863,3511.1476338184057,962.1294227900969,3536.13800843633,9590.0562596285636,9202.7054530507321,16812.274524208769,9427.6188246120528,27851.772511676962,26539.777844235919,33587.063486490653,31000.559713535458,31644.061859947018,42421.160913927,42183.752355056713,17005.949927497688,29001.329744101491,43170.872152464734,42864.740063395162,32974.799308351503,24802.946808290159,22391.375657660436,21597.93126354133,19155.122144639201,29513.632423768944,46419.620852794935,48137.709107777249,49243.533184620414,57858.96483414992,68536.102389658205,67324.069220688863,29838.507293801966,27426.936143172243,27426.936143172243,23341.009893141571,21616.674044504773,20904.448367893921,20810.734463076707,4598.2289296981253,10058.62578371465,7928.1963475365774,5622.8342890330341,6716.1631785672344,6503.7449943148758,6872.3530199292636,3829.7749101969439,1349.4802293679281,1012.1101720259461,1287.0042928231167,1493.1748834209945,1224.5283562783052,393.59840023231237,1924.2588455801938,3448.671697273594,9377.6380753762041,7434.6364488325671,14494.417278396264,3554.8807893997737,1855.535315380901,812.18717508254929,474.81711774056731,343.61765099646317,181.18021597995332,37.485561926886888,49.980749235849188,0]
[2,"POLES","> 1 kv & < = 11 kv ; concrete",18.118628042684588,52.687752075002628,7.2586329343067506,2,0,1,1,0,0,0,0,0,0,0,0,0,0,0,0,0,0,0,0,0,0,14,6,4,5,3,4,2,3,4,3,2,1,1,1,6,2,1,0,0,0,0,0,0,0,0,0,0,0,0,0,0,0,0,0,0,0,0,0,0,0,0,0,0,0,0,0,0,0,0,0,0,0,0,0,0,0,0,0,0,0,0,0,0,0,0,0,0,0,0,0,null,0,18.118628042684588,18.118628042684588,0,0,0,0,0,0,0,0,0,0,0,0,0,0,0,0,0,0,253.66079259758422,108.71176825610752,72.47451217073835,90.593140213422942,54.355884128053759,72.47451217073835,36.237256085369175,54.355884128053759,72.47451217073835,54.355884128053759,36.237256085369175,18.118628042684588,18.118628042684588,18.118628042684588,108.71176825610752,36.237256085369175,18.118628042684588,0,0,0,0,0,0,0,0,0,0,0,0,0,0,0,0,0,0,0,0,0,0,0,0,0,0,0,0,0,0,0,0,0,0,0,0,0,0,0,0,0,0,0,0,0,0,0,0,0,0,0,0,0]
[2,"POLES","> 1 kv & < = 11 kv ; wood",5.9455240360853381,74.23730404346999,8.6161072441950246,2,3,9,4,3,33,3,7,7,4,2,5,12,6,10,3,13,5,8,5,9,1,2,2,8,3,0,9,0,5,30,13,7,7,4,20,23,21,3,4,15,7,30,10,3,9,12,7,20,9,23,10,20,14,31,22,2,10,16,19,10,21,8,3,0,0,5,1,0,0,3,0,0,0,0,0,0,0,0,6,1,2,2,0,0,0,0,0,0,0,0,0,null,17.836572108256014,53.509716324768043,23.782096144341352,17.836572108256014,196.20229319081616,17.836572108256014,41.618668252597367,41.618668252597367,23.782096144341352,11.891048072170676,29.72762018042669,71.346288433024057,35.673144216512028,59.455240360853381,17.836572108256014,77.291812469109402,29.72762018042669,47.564192288682705,29.72762018042669,53.509716324768043,5.9455240360853381,11.891048072170676,11.891048072170676,47.564192288682705,17.836572108256014,0,53.509716324768043,0,29.72762018042669,178.36572108256013,77.291812469109402,41.618668252597367,41.618668252597367,23.782096144341352,118.91048072170676,136.74705282996277,124.85600475779211,17.836572108256014,23.782096144341352,89.182860541280064,41.618668252597367,178.36572108256013,59.455240360853381,17.836572108256014,53.509716324768043,71.346288433024057,41.618668252597367,118.91048072170676,53.509716324768043,136.74705282996277,59.455240360853381,118.91048072170676,83.237336505194733,184.31124511864547,130.80152879387742,11.891048072170676,59.455240360853381,95.128384577365409,112.96495668562142,59.455240360853381,124.85600475779211,47.564192288682705,17.836572108256014,0,0,29.72762018042669,5.9455240360853381,0,0,17.836572108256014,0,0,0,0,0,0,0,0,35.673144216512028,5.9455240360853381,11.891048072170676,11.891048072170676,0,0,0,0,0,0,0,0,0]
[2,"POLES","> 22 kv & < = 66 kv ; concrete",23.644268119655464,56.52271194379005,7.5181588134190172,2,30,233,158,29,117,68,44,107,262,494,296,209,215,30,116,126,5,1,1,12,16,23,69,40,167,366,146,111,71,265,593,359,441,303,277,987,664,479,851,710,25,537,199,38,9,9,18,28,0,2,0,0,0,0,1,0,0,0,0,0,0,0,0,0,0,0,0,0,0,0,0,0,0,0,0,0,0,0,0,0,0,0,0,0,0,0,0,0,0,0,0,null,709.32804358966393,5509.1144718797232,3735.7943629055635,685.68377547000841,2766.3793699996895,1607.8102321365716,1040.3477972648404,2529.9366888031345,6194.7982473497314,11680.2684511098,6998.703363418017,4941.6520370079925,5083.5176457259249,709.32804358966393,2742.7351018800337,2979.1777830765886,118.22134059827732,23.644268119655464,23.644268119655464,283.73121743586557,378.30828991448743,543.81816675207574,1631.454500256227,945.77072478621858,3948.5927759824626,8653.8021317939001,3452.0631454696977,2624.5137612817566,1678.743036495538,6265.731051708698,14021.050994955691,8488.2922549563118,10427.12224076806,7164.2132402556053,6549.4622691445638,23336.892634099942,15699.794031451229,11325.604429314968,20121.2721698268,16787.43036495538,591.10670299138656,12696.971980254984,4705.2093558114375,898.48218854690765,212.79841307689918,212.79841307689918,425.59682615379836,662.03950735035301,0,47.288536239310929,0,0,0,0,23.644268119655464,0,0,0,0,0,0,0,0,0,0,0,0,0,0,0,0,0,0,0,0,0,0,0,0,0,0,0,0,0,0,0,0,0,0,0,0]
[2,"POLES","> 22 kv & < = 66 kv ; steel",9.0684548732328469,70.435693196705842,8.3925975238126274,2,0,0,0,0,0,0,0,0,0,0,6,0,0,2,0,1,0,7,8,8,4,3,1,0,1,1,0,1,0,0,0,0,0,0,2,0,0,0,0,2,0,0,0,2,0,19,1,0,0,2,0,0,0,10,0,0,1,0,2,1,0,2,0,0,0,1,0,0,0,3,0,0,0,0,0,0,0,0,0,0,0,0,0,0,0,0,0,0,0,0,0,null,0,0,0,0,0,0,0,0,0,0,54.410729239397085,0,0,18.136909746465694,0,9.0684548732328469,0,63.47918411262993,72.547638985862775,72.547638985862775,36.273819492931388,27.205364619698543,9.0684548732328469,0,9.0684548732328469,9.0684548732328469,0,9.0684548732328469,0,0,0,0,0,0,18.136909746465694,0,0,0,0,18.136909746465694,0,0,0,18.136909746465694,0,172.30064259142409,9.0684548732328469,0,0,18.136909746465694,0,0,0,90.684548732328466,0,0,9.0684548732328469,0,18.136909746465694,9.0684548732328469,0,18.136909746465694,0,0,0,9.0684548732328469,0,0,0,27.205364619698543,0,0,0,0,0,0,0,0,0,0,0,0,0,0,0,0,0,0,0,0,0]
[2,"POLES","> 22 kv & < = 66 kv ; wood",7.9069712680893618,80.254826764616283,8.9585058332635068,2,77,243,356,444,610,154,282,502,316,325,83,319,176,354,147,621,266,252,327,270,280,29,12,15,24,11,40,7,34,258,175,52,41,45,88,267,124,120,315,191,118,50,370,676,792,378,203,318,210,714,524,156,412,367,286,455,240,172,268,120,143,31,401,288,57,22,57,26,44,30,19,20,6,5,4,1,198,32,167,57,18,17,0,1,46,24,1,0,0,2,0,null,608.83678764288084,1921.3940181457149,2814.8817714398128,3510.6952430316765,4823.2524735345105,1217.6735752857617,2229.7658976011999,3969.2995765808596,2498.6029207162383,2569.7656621290425,656.27861525141702,2522.3238345205064,1391.6269431837277,2799.0678289036341,1162.3247764091361,4910.2291574834935,2103.25435731177,1992.5567595585192,2585.5796046652213,2134.8822423841275,2213.9519550650211,229.30216677459148,94.883655217072345,118.60456902134042,189.76731043414469,86.976683948982981,316.27885072357446,55.34879887662553,268.83702311503828,2039.9985871670553,1383.7199719156383,411.16250594064684,324.18582199166383,355.81370706402129,695.81347159186384,2111.1613285798594,980.46443724308085,948.83655217072339,2490.6959494481489,1510.2315122050682,933.02260963454466,395.34856340446811,2925.5793691930639,5345.1125772284086,6262.3212443267748,2988.8351393377789,1605.1151674221405,2514.416863252417,1660.4639662987661,5645.5774854158044,4143.2529444788252,1233.4875178219404,3257.6721624528172,2901.8584553887958,2261.3937826735573,3597.6719269806595,1897.6731043414468,1359.9990581113702,2119.0682998479488,948.83655217072339,1130.6968913367787,245.11610931077021,3170.6954785038342,2277.2077252097361,450.6973622810936,173.95336789796596,450.6973622810936,205.58125297032342,347.90673579593192,237.20913804268085,150.23245409369787,158.13942536178723,47.441827608536173,39.534856340446808,31.627885072357447,7.9069712680893618,1565.5803110816937,253.02308057885958,1320.4642017709234,450.6973622810936,142.3254828256085,134.41851155751914,0,7.9069712680893618,363.72067833211065,189.76731043414469,7.9069712680893618,0,0,15.813942536178724,0]
[2,"POLES","staking of a wooden pole",11.194569106323003,34.442268537263161,5.8687535761235674,2,53,344,626,666,852,1245,1246,1071,784,749,486,656,985,814,897,613,553,510,335,192,210,152,1568,1395,731,632,446,530,885,992,0,0,0,0,0,0,0,0,0,0,0,0,0,0,0,0,0,0,0,0,0,0,0,0,0,0,0,0,0,0,0,0,0,0,0,0,0,0,0,0,0,0,0,0,0,0,0,0,0,0,0,0,0,0,0,0,0,0,0,0,0,null,593.31216263511919,3850.931772575113,7007.8002605581996,7455.5830248111206,9537.7728785871986,13937.238537372139,13948.433106478462,11989.383512871937,8776.542179357235,8384.7322606359303,5440.5605856729799,7343.6373337478899,11026.650569728159,9112.3792525469253,10041.528488371734,6862.2708621760012,6190.5967157966206,5709.2302442247319,3750.1806506182061,2149.3572684140167,2350.8595123278305,1701.5745041610965,17553.08435871447,15616.42390332059,8183.2300167221156,7074.9676751961379,4992.7778214200598,5933.1216263511915,9907.1936590958576,11105.012553472419,0,0,0,0,0,0,0,0,0,0,0,0,0,0,0,0,0,0,0,0,0,0,0,0,0,0,0,0,0,0,0,0,0,0,0,0,0,0,0,0,0,0,0,0,0,0,0,0,0,0,0,0,0,0,0,0,0,0,0,0,0]
[4,"SWITCHGEAR","˂ = 11 kv ; circuit breaker",29.349457850034931,51.629817930962552,7.1853891982941711,2,0,0,1,0,0,1,1,0,3,0,0,0,0,0,0,0,0,0,0,0,0,0,0,0,0,2,0,0,0,1,1,2,2,0,0,18,0,0,0,0,0,1,0,0,0,0,0,0,0,0,0,0,0,0,0,8,0,1,0,1,0,12,0,0,0,0,0,0,0,0,0,0,0,0,0,0,0,0,0,0,0,0,0,0,0,0,0,0,0,0,0,null,0,0,29.349457850034931,0,0,29.349457850034931,29.349457850034931,0,88.048373550104799,0,0,0,0,0,0,0,0,0,0,0,0,0,0,0,0,58.698915700069861,0,0,0,29.349457850034931,29.349457850034931,58.698915700069861,58.698915700069861,0,0,528.29024130062874,0,0,0,0,0,29.349457850034931,0,0,0,0,0,0,0,0,0,0,0,0,0,234.79566280027944,0,29.349457850034931,0,29.349457850034931,0,352.1934942004192,0,0,0,0,0,0,0,0,0,0,0,0,0,0,0,0,0,0,0,0,0,0,0,0,0,0,0,0,0]
[4,"SWITCHGEAR","˂ = 11 kv ; switch",17.06051861192633,54.424867958037204,7.3773211911938068,2,3,3,12,2,4,3,5,3,4,4,7,2,8,0,7,0,0,1,3,1,3,0,0,0,0,0,0,0,0,0,3,0,2,0,1,3,1,0,2,0,2,5,0,3,2,0,0,0,0,1,5,2,2,1,2,0,1,3,0,1,2,1,0,0,1,0,0,0,0,1,0,0,0,0,0,0,0,0,0,0,0,0,0,0,0,0,0,0,0,0,0,null,51.181555835778994,51.181555835778994,204.72622334311598,34.12103722385266,68.24207444770532,51.181555835778994,85.302593059631647,51.181555835778994,68.24207444770532,68.24207444770532,119.42363028348431,34.12103722385266,136.48414889541064,0,119.42363028348431,0,0,17.06051861192633,51.181555835778994,17.06051861192633,51.181555835778994,0,0,0,0,0,0,0,0,0,51.181555835778994,0,34.12103722385266,0,17.06051861192633,51.181555835778994,17.06051861192633,0,34.12103722385266,0,34.12103722385266,85.302593059631647,0,51.181555835778994,34.12103722385266,0,0,0,0,17.06051861192633,85.302593059631647,34.12103722385266,34.12103722385266,17.06051861192633,34.12103722385266,0,17.06051861192633,51.181555835778994,0,17.06051861192633,34.12103722385266,17.06051861192633,0,0,17.06051861192633,0,0,0,0,17.06051861192633,0,0,0,0,0,0,0,0,0,0,0,0,0,0,0,0,0,0,0,0,0]
[4,"SWITCHGEAR","> 11 kv & < = 22 kv ; circuit breaker",29.349457850034931,51.629817930962552,7.1853891982941711,2,114,21,34,21,143,21,18,47,20,17,19,25,23,23,13,19,13,9,12,5,4,0,1,1,0,0,0,0,1,0,6,0,19,5,14,0,2,0,17,2,24,64,0,38,23,0,0,0,0,2,47,19,28,10,20,3,11,24,1,7,26,10,0,0,6,0,0,5,0,3,0,0,0,0,0,0,0,0,0,0,0,0,0,0,0,0,0,0,0,0,0,null,3345.8381949039822,616.33861485073351,997.88156690118763,616.33861485073351,4196.972472554995,616.33861485073351,528.29024130062874,1379.4245189516416,586.98915700069858,498.94078345059381,557.63969915066366,733.73644625087331,675.03753055080335,675.03753055080335,381.54295205045412,557.63969915066366,381.54295205045412,264.14512065031437,352.1934942004192,146.74728925017465,117.39783140013972,0,29.349457850034931,29.349457850034931,0,0,0,0,29.349457850034931,0,176.0967471002096,0,557.63969915066366,146.74728925017465,410.89240990048904,0,58.698915700069861,0,498.94078345059381,58.698915700069861,704.38698840083839,1878.3653024022356,0,1115.2793983013273,675.03753055080335,0,0,0,0,58.698915700069861,1379.4245189516416,557.63969915066366,821.78481980097808,293.49457850034929,586.98915700069858,88.048373550104799,322.84403635038421,704.38698840083839,29.349457850034931,205.44620495024452,763.08590410090824,293.49457850034929,0,0,176.0967471002096,0,0,146.74728925017465,0,88.048373550104799,0,0,0,0,0,0,0,0,0,0,0,0,0,0,0,0,0,0,0,0,0]
[4,"SWITCHGEAR","> 11 kv & < = 22 kv ; switch",18.884238463616008,76.540633689872251,8.7487504073365958,2,1371,1382,915,767,718,575,822,829,660,667,714,683,524,491,459,348,219,196,269,105,122,39,34,41,26,15,13,14,28,17,81,14,194,34,120,33,73,26,206,53,247,637,11,392,236,11,17,11,12,104,466,195,277,101,238,33,113,321,23,89,257,101,11,11,100,11,11,33,11,111,11,11,11,22,11,11,11,11,11,11,11,11,11,11,11,11,11,11,11,11,187,null,25890.290933617547,26098.017556717321,17279.078194208647,14484.210901593478,13558.883216876293,10858.437116579204,15522.844017092359,15655.033686337671,12463.597385986564,12595.787055231876,13483.346263021829,12897.934870649733,9895.3409549347889,9272.16108563546,8667.8654547997467,6571.7149853383708,4135.6482235319054,3701.3107388687376,5079.8601467127064,1982.8450386796808,2303.8770925611529,736.48530008102432,642.06410776294422,774.25377700825629,490.99020005401621,283.26357695424014,245.49510002700811,264.37933849062409,528.75867698124819,321.03205388147211,1529.6233155528967,264.37933849062409,3663.5422619415053,642.06410776294422,2266.1086156339211,623.17986929932829,1378.5494078439685,490.99020005401621,3890.1531235048974,1000.8646385716484,4664.4069005131541,12029.259901323398,207.72662309977608,7402.6214777374753,4456.6802774133776,207.72662309977608,321.03205388147211,207.72662309977608,226.61086156339209,1963.9608002160649,8800.0551240450604,3682.4265004051217,5230.9340544216338,1907.3080848252168,4494.4487543406094,623.17986929932829,2133.9189463886087,6061.8405468207384,434.3374846631682,1680.6972232618248,4853.2492851493143,1907.3080848252168,207.72662309977608,207.72662309977608,1888.4238463616007,207.72662309977608,207.72662309977608,623.17986929932829,207.72662309977608,2096.1504694613768,207.72662309977608,207.72662309977608,207.72662309977608,415.45324619955215,207.72662309977608,207.72662309977608,207.72662309977608,207.72662309977608,207.72662309977608,207.72662309977608,207.72662309977608,207.72662309977608,207.72662309977608,207.72662309977608,207.72662309977608,207.72662309977608,207.72662309977608,207.72662309977608,207.72662309977608,207.72662309977608,3531.3525926961934]
[4,"SWITCHGEAR","> 33 kv & < = 66 kv ; circuit breaker",29.349457850034931,51.629817930962552,7.1853891982941711,2,0,6,8,1,9,4,9,2,6,9,8,5,3,2,5,8,5,2,3,2,1,1,0,0,0,0,0,0,0,0,2,0,0,2,0,4,2,14,0,0,0,0,22,0,15,0,0,0,0,0,5,0,6,0,4,5,9,6,0,5,0,0,0,0,0,0,0,0,0,0,0,0,0,0,0,0,0,0,0,0,0,0,0,0,0,0,0,0,0,0,0,null,0,176.0967471002096,234.79566280027944,29.349457850034931,264.14512065031437,117.39783140013972,264.14512065031437,58.698915700069861,176.0967471002096,264.14512065031437,234.79566280027944,146.74728925017465,88.048373550104799,58.698915700069861,146.74728925017465,234.79566280027944,146.74728925017465,58.698915700069861,88.048373550104799,58.698915700069861,29.349457850034931,29.349457850034931,0,0,0,0,0,0,0,0,58.698915700069861,0,0,58.698915700069861,0,117.39783140013972,58.698915700069861,410.89240990048904,0,0,0,0,645.68807270076843,0,440.24186775052397,0,0,0,0,0,146.74728925017465,0,176.0967471002096,0,117.39783140013972,146.74728925017465,264.14512065031437,176.0967471002096,0,146.74728925017465,0,0,0,0,0,0,0,0,0,0,0,0,0,0,0,0,0,0,0,0,0,0,0,0,0,0,0,0,0,0,0]
[4,"SWITCHGEAR","> 33 kv & < = 66 kv ; switch",29.349457850034931,76.540633689872251,8.7487504073365958,2,5,13,19,7,6,3,2,13,8,3,9,6,7,5,4,3,1,7,14,3,4,9,1,1,0,0,0,0,1,0,3,0,7,1,4,0,4,0,7,2,9,24,1,15,9,1,1,0,0,4,18,7,11,4,13,6,4,12,4,3,10,4,0,0,4,0,0,1,0,4,0,0,0,1,0,0,0,0,0,0,0,0,0,0,0,0,0,0,0,0,0,null,146.74728925017465,381.54295205045412,557.63969915066366,205.44620495024452,176.0967471002096,88.048373550104799,58.698915700069861,381.54295205045412,234.79566280027944,88.048373550104799,264.14512065031437,176.0967471002096,205.44620495024452,146.74728925017465,117.39783140013972,88.048373550104799,29.349457850034931,205.44620495024452,410.89240990048904,88.048373550104799,117.39783140013972,264.14512065031437,29.349457850034931,29.349457850034931,0,0,0,0,29.349457850034931,0,88.048373550104799,0,205.44620495024452,29.349457850034931,117.39783140013972,0,117.39783140013972,0,205.44620495024452,58.698915700069861,264.14512065031437,704.38698840083839,29.349457850034931,440.24186775052397,264.14512065031437,29.349457850034931,29.349457850034931,0,0,117.39783140013972,528.29024130062874,205.44620495024452,322.84403635038421,117.39783140013972,381.54295205045412,176.0967471002096,117.39783140013972,352.1934942004192,117.39783140013972,88.048373550104799,293.49457850034929,117.39783140013972,0,0,117.39783140013972,0,0,29.349457850034931,0,117.39783140013972,0,0,0,29.349457850034931,0,0,0,0,0,0,0,0,0,0,0,0,0,0,0,0,0]
[null,"TRANSFORMERS","ground outdoor / indoor chamber mounted ; ˂ 22 kv ; < = 60 kva ; multiple phase",36.50311964218929,71.549139135763582,8.4586724215897835,2,1,0,0,0,1,0,0,0,0,0,0,1,1,1,1,0,0,0,0,0,0,0,0,0,0,0,0,0,1,1,1,1,1,1,1,1,0,0,1,1,1,0,0,1,0,0,0,0,0,0,0,0,0,0,0,0,0,0,0,0,0,0,0,0,0,0,0,0,0,0,0,0,0,0,0,0,0,0,0,0,0,0,0,0,0,0,0,0,0,0,0,null,36.50311964218929,0,0,0,36.50311964218929,0,0,0,0,0,0,36.50311964218929,36.50311964218929,36.50311964218929,36.50311964218929,0,0,0,0,0,0,0,0,0,0,0,0,0,36.50311964218929,36.50311964218929,36.50311964218929,36.50311964218929,36.50311964218929,36.50311964218929,36.50311964218929,36.50311964218929,0,0,36.50311964218929,36.50311964218929,36.50311964218929,0,0,36.50311964218929,0,0,0,0,0,0,0,0,0,0,0,0,0,0,0,0,0,0,0,0,0,0,0,0,0,0,0,0,0,0,0,0,0,0,0,0,0,0,0,0,0,0,0,0,0,0,0]
[null,"TRANSFORMERS","ground outdoor / indoor chamber mounted ; ˂ 22 kv ; < = 60 kva ; single phase",36.50311964218929,71.549139135763582,8.4586724215897835,2,1,0,0,0,0,0,0,0,0,0,0,0,0,0,0,0,0,0,0,0,0,0,0,0,0,0,0,0,0,0,1,1,1,0,1,0,0,0,0,0,0,0,0,0,0,0,0,0,0,0,0,0,0,0,0,0,0,0,0,0,0,0,0,0,0,0,0,0,0,0,0,0,0,0,0,0,0,0,0,0,0,0,0,0,0,0,0,0,0,0,0,null,36.50311964218929,0,0,0,0,0,0,0,0,0,0,0,0,0,0,0,0,0,0,0,0,0,0,0,0,0,0,0,0,0,36.50311964218929,36.50311964218929,36.50311964218929,0,36.50311964218929,0,0,0,0,0,0,0,0,0,0,0,0,0,0,0,0,0,0,0,0,0,0,0,0,0,0,0,0,0,0,0,0,0,0,0,0,0,0,0,0,0,0,0,0,0,0,0,0,0,0,0,0,0,0,0,0]
[5,"TRANSFORMERS","ground outdoor / indoor chamber mounted ; ˂ 22 kv ; > 60 kva and < = 600 kva ; multiple phase",36.50311964218929,71.549139135763582,8.4586724215897835,2,3,5,5,4,6,5,5,5,5,5,6,6,10,9,7,6,6,6,6,5,6,6,5,5,5,6,6,6,7,8,9,10,9,8,9,7,6,6,7,7,7,5,5,8,3,2,3,2,2,4,4,4,5,5,5,4,3,2,2,2,1,1,1,1,0,0,0,0,0,0,0,0,0,0,0,0,0,0,0,0,0,0,0,0,0,0,0,0,0,0,0,null,109.50935892656787,182.51559821094645,182.51559821094645,146.01247856875716,219.01871785313574,182.51559821094645,182.51559821094645,182.51559821094645,182.51559821094645,182.51559821094645,219.01871785313574,219.01871785313574,365.0311964218929,328.52807677970361,255.52183749532503,219.01871785313574,219.01871785313574,219.01871785313574,219.01871785313574,182.51559821094645,219.01871785313574,219.01871785313574,182.51559821094645,182.51559821094645,182.51559821094645,219.01871785313574,219.01871785313574,219.01871785313574,255.52183749532503,292.02495713751432,328.52807677970361,365.0311964218929,328.52807677970361,292.02495713751432,328.52807677970361,255.52183749532503,219.01871785313574,219.01871785313574,255.52183749532503,255.52183749532503,255.52183749532503,182.51559821094645,182.51559821094645,292.02495713751432,109.50935892656787,73.00623928437858,109.50935892656787,73.00623928437858,73.00623928437858,146.01247856875716,146.01247856875716,146.01247856875716,182.51559821094645,182.51559821094645,182.51559821094645,146.01247856875716,109.50935892656787,73.00623928437858,73.00623928437858,73.00623928437858,36.50311964218929,36.50311964218929,36.50311964218929,36.50311964218929,0,0,0,0,0,0,0,0,0,0,0,0,0,0,0,0,0,0,0,0,0,0,0,0,0,0,0]
[null,"TRANSFORMERS","ground outdoor / indoor chamber mounted ; ˂ 22 kv ; > 60 kva and < = 600 kva ; single phase",49.506296257890433,63.200399543889674,7.9498678947445205,2,0,0,0,0,0,0,0,0,0,0,0,0,0,0,0,0,0,0,0,0,0,0,0,0,0,0,0,0,0,0,0,1,0,0,0,0,0,0,0,0,0,0,0,0,0,0,0,0,0,0,0,0,0,0,0,0,0,0,0,0,0,0,0,0,0,0,0,0,0,0,0,0,0,0,0,0,0,0,0,0,0,0,0,0,0,0,0,0,0,0,0,null,0,0,0,0,0,0,0,0,0,0,0,0,0,0,0,0,0,0,0,0,0,0,0,0,0,0,0,0,0,0,0,49.506296257890433,0,0,0,0,0,0,0,0,0,0,0,0,0,0,0,0,0,0,0,0,0,0,0,0,0,0,0,0,0,0,0,0,0,0,0,0,0,0,0,0,0,0,0,0,0,0,0,0,0,0,0,0,0,0,0,0,0,0,0]
[5,"TRANSFORMERS","ground outdoor / indoor chamber mounted ; ˂ 22 kv ; > 600 kva ; multiple phase",49.506296257890433,63.200399543889674,7.9498678947445205,2,9,9,9,7,12,9,9,9,9,9,10,12,16,16,13,11,12,11,12,10,10,11,9,9,10,10,11,11,13,14,17,19,16,15,17,14,11,12,13,13,13,10,10,14,6,5,5,4,4,7,8,8,9,10,9,8,5,4,4,3,2,2,2,1,1,1,1,0,0,0,0,0,0,0,0,0,0,0,0,0,0,0,0,0,0,0,0,0,0,0,0,null,445.55666632101389,445.55666632101389,445.55666632101389,346.54407380523304,594.07555509468523,445.55666632101389,445.55666632101389,445.55666632101389,445.55666632101389,445.55666632101389,495.06296257890432,594.07555509468523,792.10074012624693,792.10074012624693,643.58185135257565,544.5692588367948,594.07555509468523,544.5692588367948,594.07555509468523,495.06296257890432,495.06296257890432,544.5692588367948,445.55666632101389,445.55666632101389,495.06296257890432,495.06296257890432,544.5692588367948,544.5692588367948,643.58185135257565,693.08814761046608,841.60703638413736,940.61962889991821,792.10074012624693,742.59444386835651,841.60703638413736,693.08814761046608,544.5692588367948,594.07555509468523,643.58185135257565,643.58185135257565,643.58185135257565,495.06296257890432,495.06296257890432,693.08814761046608,297.03777754734261,247.53148128945216,247.53148128945216,198.02518503156173,198.02518503156173,346.54407380523304,396.05037006312347,396.05037006312347,445.55666632101389,495.06296257890432,445.55666632101389,396.05037006312347,247.53148128945216,198.02518503156173,198.02518503156173,148.51888877367131,99.012592515780867,99.012592515780867,99.012592515780867,49.506296257890433,49.506296257890433,49.506296257890433,49.506296257890433,0,0,0,0,0,0,0,0,0,0,0,0,0,0,0,0,0,0,0,0,0,0,0,0]
[5,"TRANSFORMERS","ground outdoor / indoor chamber mounted ; > 33 kv & < = 66 kv ; < = 15 mva",57.919977689890644,56.71959963979068,7.5312415735913474,2,0,0,0,0,1,0,0,0,0,0,0,0,0,0,0,0,1,0,1,1,0,1,0,0,0,0,0,0,0,0,0,0,0,0,0,0,0,0,0,1,0,1,0,0,0,0,0,0,0,0,0,4,10,5,4,0,2,13,0,4,0,2,0,0,0,0,0,0,0,6,0,4,1,0,0,0,0,0,0,0,0,0,0,0,0,0,0,0,0,0,0,null,0,0,0,0,57.919977689890644,0,0,0,0,0,0,0,0,0,0,0,57.919977689890644,0,57.919977689890644,57.919977689890644,0,57.919977689890644,0,0,0,0,0,0,0,0,0,0,0,0,0,0,0,0,0,57.919977689890644,0,57.919977689890644,0,0,0,0,0,0,0,0,0,231.67991075956257,579.19977689890641,289.5998884494532,231.67991075956257,0,115.83995537978129,752.95970996857841,0,231.67991075956257,0,115.83995537978129,0,0,0,0,0,0,0,347.51986613934389,0,231.67991075956257,57.919977689890644,0,0,0,0,0,0,0,0,0,0,0,0,0,0,0,0,0,0]
[5,"TRANSFORMERS","ground outdoor / indoor chamber mounted ; > 33 kv & < = 66 kv ; > 15 mva and < = 40 mva",57.919977689890644,56.71959963979068,7.5312415735913474,2,1,1,3,2,1,2,3,3,3,5,1,3,1,0,2,2,2,0,3,0,1,0,0,0,0,0,0,0,0,0,1,0,1,2,0,0,0,2,0,6,2,12,1,0,3,0,0,0,0,0,0,0,1,4,2,2,2,0,0,1,1,0,0,0,0,0,0,0,0,0,0,0,0,0,0,0,0,0,0,0,0,0,0,0,0,0,0,0,0,0,0,null,57.919977689890644,57.919977689890644,173.75993306967194,115.83995537978129,57.919977689890644,115.83995537978129,173.75993306967194,173.75993306967194,173.75993306967194,289.5998884494532,57.919977689890644,173.75993306967194,57.919977689890644,0,115.83995537978129,115.83995537978129,115.83995537978129,0,173.75993306967194,0,57.919977689890644,0,0,0,0,0,0,0,0,0,57.919977689890644,0,57.919977689890644,115.83995537978129,0,0,0,115.83995537978129,0,347.51986613934389,115.83995537978129,695.03973227868778,57.919977689890644,0,173.75993306967194,0,0,0,0,0,0,0,57.919977689890644,231.67991075956257,115.83995537978129,115.83995537978129,115.83995537978129,0,0,57.919977689890644,57.919977689890644,0,0,0,0,0,0,0,0,0,0,0,0,0,0,0,0,0,0,0,0,0,0,0,0,0,0,0,0,0,0]
[null,"TRANSFORMERS","kiosk mounted ; < = 22 kv ; < = 60 kva ; multiple phase",10.891550944268602,45.566616180254712,6.7503048953550771,2,2,4,5,4,6,5,5,5,5,5,5,6,8,8,7,6,6,6,6,5,5,6,5,5,5,5,6,6,6,7,9,10,8,8,9,7,6,6,7,7,6,5,5,7,3,2,3,2,2,4,4,4,5,5,5,4,3,2,2,2,1,1,1,1,0,0,0,0,0,0,0,0,0,0,0,0,0,0,0,0,0,0,0,0,0,0,0,0,0,0,0,null,21.783101888537203,43.566203777074406,54.457754721343008,43.566203777074406,65.34930566561161,54.457754721343008,54.457754721343008,54.457754721343008,54.457754721343008,54.457754721343008,54.457754721343008,65.34930566561161,87.132407554148813,87.132407554148813,76.240856609880211,65.34930566561161,65.34930566561161,65.34930566561161,65.34930566561161,54.457754721343008,54.457754721343008,65.34930566561161,54.457754721343008,54.457754721343008,54.457754721343008,54.457754721343008,65.34930566561161,65.34930566561161,65.34930566561161,76.240856609880211,98.023958498417414,108.91550944268602,87.132407554148813,87.132407554148813,98.023958498417414,76.240856609880211,65.34930566561161,65.34930566561161,76.240856609880211,76.240856609880211,65.34930566561161,54.457754721343008,54.457754721343008,76.240856609880211,32.674652832805805,21.783101888537203,32.674652832805805,21.783101888537203,21.783101888537203,43.566203777074406,43.566203777074406,43.566203777074406,54.457754721343008,54.457754721343008,54.457754721343008,43.566203777074406,32.674652832805805,21.783101888537203,21.783101888537203,21.783101888537203,10.891550944268602,10.891550944268602,10.891550944268602,10.891550944268602,0,0,0,0,0,0,0,0,0,0,0,0,0,0,0,0,0,0,0,0,0,0,0,0,0,0,0]
[5,"TRANSFORMERS","kiosk mounted ; < = 22 kv ; < = 60 kva ; single phase",10.891550944268602,45.566616180254712,6.7503048953550771,2,1,0,0,0,1,0,0,0,0,0,0,1,1,1,1,0,1,0,1,0,0,0,0,0,0,0,1,0,1,1,1,1,1,1,1,1,0,1,1,1,1,0,0,1,0,0,0,0,0,0,0,0,0,0,0,0,0,0,0,0,0,0,0,0,0,0,0,0,0,0,0,0,0,0,0,0,0,0,0,0,0,0,0,0,0,0,0,0,0,0,0,null,10.891550944268602,0,0,0,10.891550944268602,0,0,0,0,0,0,10.891550944268602,10.891550944268602,10.891550944268602,10.891550944268602,0,10.891550944268602,0,10.891550944268602,0,0,0,0,0,0,0,10.891550944268602,0,10.891550944268602,10.891550944268602,10.891550944268602,10.891550944268602,10.891550944268602,10.891550944268602,10.891550944268602,10.891550944268602,0,10.891550944268602,10.891550944268602,10.891550944268602,10.891550944268602,0,0,10.891550944268602,0,0,0,0,0,0,0,0,0,0,0,0,0,0,0,0,0,0,0,0,0,0,0,0,0,0,0,0,0,0,0,0,0,0,0,0,0,0,0,0,0,0,0,0,0,0,0]
[5,"TRANSFORMERS","kiosk mounted ; < = 22 kv ; > 60 kva and < = 600 kva ; multiple phase",101.15005617126553,64.086353252123047,8.0053952589564901,2,202,47,51,40,67,51,51,50,49,48,57,67,83,87,74,61,63,58,65,56,57,62,51,51,52,57,63,61,69,77,92,103,88,83,92,76,63,66,73,72,69,56,55,77,33,25,29,24,21,39,42,44,49,54,48,46,28,24,21,18,11,13,8,7,4,3,3,2,1,0,0,0,0,0,0,0,0,0,0,0,0,0,0,0,0,0,0,0,0,0,0,null,20432.311346595638,4754.05264004948,5158.6528647345422,4046.0022468506213,6777.0537634747907,5158.6528647345422,5158.6528647345422,5057.5028085632766,4956.3527523920111,4855.2026962207456,5765.5532017621354,6777.0537634747907,8395.4546622150392,8800.0548869001013,7485.1041566736494,6170.1534264471975,6372.4535387897286,5866.7032579334009,6574.7536511322596,5664.4031455908698,5765.5532017621354,6271.303482618463,5158.6528647345422,5158.6528647345422,5259.8029209058077,5765.5532017621354,6372.4535387897286,6170.1534264471975,6979.3538758173218,7788.554325187446,9305.805167756429,10418.45578564035,8901.2049430713669,8395.4546622150392,9305.805167756429,7687.4042690161805,6372.4535387897286,6675.9037073035252,7383.9541005023839,7282.8040443311183,6979.3538758173218,5664.4031455908698,5563.2530894196043,7788.554325187446,3337.9518536517626,2528.7514042816383,2933.3516289667004,2427.6013481103728,2124.1511795965762,3944.8521906793558,4248.3023591931524,4450.6024715356834,4956.3527523920111,5462.1030332483388,4855.2026962207456,4652.9025838782145,2832.2015727954349,2427.6013481103728,2124.1511795965762,1820.7010110827796,1112.6506178839209,1314.9507302264519,809.20044937012426,708.05039319885873,404.60022468506213,303.4501685137966,303.4501685137966,202.30011234253107,101.15005617126553,0,0,0,0,0,0,0,0,0,0,0,0,0,0,0,0,0,0,0,0,0,0]
[5,"TRANSFORMERS","kiosk mounted ; < = 22 kv ; > 600 kva ; multiple phase",127.56271164192758,62.142014255135159,7.8830206301350731,2,50,11,12,9,16,12,12,12,11,11,13,16,19,20,17,14,15,14,15,13,13,14,12,12,12,13,15,14,16,18,21,24,21,19,21,18,15,15,17,17,16,13,13,18,8,6,7,6,5,9,10,10,11,13,11,11,6,6,5,4,3,3,2,2,1,1,1,0,0,0,0,0,0,0,0,0,0,0,0,0,0,0,0,0,0,0,0,0,0,0,0,null,6378.135582096379,1403.1898280612033,1530.7525397031309,1148.0644047773483,2041.0033862708412,1530.7525397031309,1530.7525397031309,1530.7525397031309,1403.1898280612033,1403.1898280612033,1658.3152513450584,2041.0033862708412,2423.6915211966239,2551.2542328385516,2168.5660979127688,1785.8779629869862,1913.4406746289137,1785.8779629869862,1913.4406746289137,1658.3152513450584,1658.3152513450584,1785.8779629869862,1530.7525397031309,1530.7525397031309,1530.7525397031309,1658.3152513450584,1913.4406746289137,1785.8779629869862,2041.0033862708412,2296.1288095546965,2678.8169444804789,3061.5050794062618,2678.8169444804789,2423.6915211966239,2678.8169444804789,2296.1288095546965,1913.4406746289137,1913.4406746289137,2168.5660979127688,2168.5660979127688,2041.0033862708412,1658.3152513450584,1658.3152513450584,2296.1288095546965,1020.5016931354206,765.37626985156544,892.93898149349309,765.37626985156544,637.8135582096379,1148.0644047773483,1275.6271164192758,1275.6271164192758,1403.1898280612033,1658.3152513450584,1403.1898280612033,1403.1898280612033,765.37626985156544,765.37626985156544,637.8135582096379,510.25084656771031,382.68813492578272,382.68813492578272,255.12542328385516,255.12542328385516,127.56271164192758,127.56271164192758,127.56271164192758,0,0,0,0,0,0,0,0,0,0,0,0,0,0,0,0,0,0,0,0,0,0,0,0]
[5,"TRANSFORMERS","pole mounted ; < = 22 kv ; < = 60 kva ; multiple phase",11.649428422081149,62.244841263091004,7.8895399905882346,2,88,95,102,80,134,103,103,101,98,96,115,134,167,176,149,123,127,118,131,113,115,124,104,104,105,114,126,123,138,156,185,207,177,168,184,154,126,133,148,144,139,113,111,155,66,50,59,48,42,78,85,89,98,109,97,92,56,48,41,36,22,25,17,14,9,6,6,4,1,1,0,0,0,0,0,0,0,0,0,0,0,0,0,0,0,0,0,0,0,0,0,null,1025.1497011431411,1106.6957000977091,1188.2416990522772,931.95427376649195,1561.0234085588741,1199.8911274743584,1199.8911274743584,1176.592270630196,1141.6439853639527,1118.3451285197903,1339.6842685393322,1561.0234085588741,1945.4545464875519,2050.2994022862822,1735.7648348900912,1432.8796959159813,1479.4774096043059,1374.6325538055755,1526.0751232926305,1316.3854116951698,1339.6842685393322,1444.5291243380625,1211.5405558964394,1211.5405558964394,1223.1899843185206,1328.034840117251,1467.8279811822247,1432.8796959159813,1607.6211222471986,1817.3108338446593,2155.1442580850126,2411.4316833707981,2061.9488307083634,1957.1039749096331,2143.4948296629314,1794.0119770004969,1467.8279811822247,1549.3739801367929,1724.11540646801,1677.5176927796854,1619.2705506692798,1316.3854116951698,1293.0865548510076,1805.6614054225781,768.86227585735583,582.47142110405741,687.31627690278776,559.17256425989513,489.27599372740826,908.65541692232966,990.20141587689761,1036.7991295652223,1141.6439853639527,1269.7876980068452,1129.9945569418715,1071.7474148314657,652.36799163654439,559.17256425989513,477.62656530532712,419.37942319492134,256.28742528578528,291.23571055202871,198.04028317537953,163.0919979091361,104.84485579873034,69.896570532486891,69.896570532486891,46.597713688324596,11.649428422081149,11.649428422081149,0,0,0,0,0,0,0,0,0,0,0,0,0,0,0,0,0,0,0,0,0]
[5,"TRANSFORMERS","pole mounted ; < = 22 kv ; < = 60 kva ; single phase",5.858696087770805,58.323404693898098,7.6369761485746501,2,732,489,526,416,693,533,531,520,508,497,595,692,865,907,769,637,657,608,674,583,596,640,535,535,541,591,653,633,715,804,956,1067,914,867,952,795,650,687,762,743,718,582,574,800,342,258,305,249,215,402,439,461,505,561,502,475,287,249,214,186,115,131,86,70,46,33,33,20,7,3,0,0,0,0,0,0,0,0,0,0,0,0,0,0,0,0,0,0,0,0,0,null,4288.5655362482294,2864.9023869199236,3081.6741421674433,2437.2175725126549,4060.0763888251677,3122.6850147818391,3110.9676226062975,3046.5219656408185,2976.217612587569,2911.77195562209,3485.9241722236288,4054.2176927373971,5067.7721159217463,5313.8373516081201,4505.337291495749,3731.9894079100027,3849.163329665419,3562.0872213646494,3948.7611631575223,3415.6198191703793,3491.7828683113999,3749.5654961733153,3134.4024069573807,3134.4024069573807,3169.5545834840054,3462.4893878725456,3825.7285453143359,3708.5546235589195,4188.9677027561256,4710.3916545677275,5600.9134599088893,6251.2287256514492,5354.8482242225155,5079.4895080972883,5577.4786755578061,4657.6633897777901,3808.1524570510232,4024.9242122985429,4464.3264188813537,4353.0111932137079,4206.5437910194378,3409.7611230826087,3362.8915543804419,4686.9568702166443,2003.6740620176154,1511.5435906448677,1786.9023067700955,1458.8153258549305,1259.619658870723,2355.1958272838638,2571.9675825313834,2700.8588964623409,2958.6415243242564,3286.7285052394218,2941.0654360609442,2782.8806416911325,1681.445777190221,1458.8153258549305,1253.7609627829522,1089.7174723253697,673.75005009364259,767.48918749797542,503.84786354828924,410.10872614395635,269.50002003745703,193.33697089643655,193.33697089643655,117.1739217554161,41.010872614395637,17.576088263312414,0,0,0,0,0,0,0,0,0,0,0,0,0,0,0,0,0,0,0,0,0]
[5,"TRANSFORMERS","pole mounted ; < = 22 kv ; > 60 kva and < = 600 kva ; multiple phase",21.617939226902617,62.993258158672113,7.9368292257470241,2,441,218,234,185,309,238,237,232,227,222,265,309,385,405,343,284,293,271,301,260,266,286,239,239,241,264,291,283,319,359,426,476,408,387,424,355,290,307,340,331,320,260,256,357,153,115,136,111,96,179,196,206,225,250,224,212,128,111,95,83,51,58,38,31,21,15,15,9,3,1,0,0,0,0,0,0,0,0,0,0,0,0,0,0,0,0,0,0,0,0,0,null,9533.5111990640544,4712.7107514647705,5058.5977790952129,3999.3187569769843,6679.9432211129088,5145.069536002823,5123.4515967759207,5015.3619006414074,4907.272204506894,4799.1825083723807,5728.7538951291936,6679.9432211129088,8322.9066023575069,8755.2653868955604,7414.9531548275982,6139.4947404403438,6334.0561934824673,5858.4615304906092,6506.9997072976876,5620.6641989946802,5750.3718343560959,6182.7306188941484,5166.6874752297254,5166.6874752297254,5209.9233536835309,5707.1359559022912,6290.8203150286618,6117.8768012134406,6896.1226133819346,7760.8401824580396,9209.2421106605143,10290.139072005646,8820.1192045762673,8366.1424808113134,9166.0062322067097,7674.3684255504295,6269.2023758017594,6636.7073426591032,7350.0993371468903,7155.5378841047659,6917.7405526088378,5620.6641989946802,5534.19244208707,7717.6043040042341,3307.5447017161005,2486.0630110938009,2940.0397348587558,2399.5912541861903,2075.3221657826512,3869.6111216155687,4237.1160884729134,4453.2954807419392,4864.0363260530885,5404.4848067256544,4842.4183868261862,4583.0031161033548,2767.096221043535,2399.5912541861903,2053.7042265557488,1794.2889558329173,1102.5149005720334,1253.8404751603518,821.48169062229942,670.15611603398111,453.97672376495495,324.26908840353929,324.26908840353929,194.56145304212356,64.853817680707849,21.617939226902617,0,0,0,0,0,0,0,0,0,0,0,0,0,0,0,0,0,0,0,0,0]
[5,"TRANSFORMERS","pole mounted ; < = 22 kv ; > 60 kva and < = 600 kva ; single phase",23.172769313605951,55.362622014371276,7.4406062934663648,2,89,13,14,11,18,14,14,14,14,13,16,18,23,24,21,17,18,16,18,16,16,17,14,14,14,16,17,17,19,21,25,28,24,23,25,21,17,18,20,20,19,16,15,21,9,7,8,7,6,11,12,12,13,15,13,13,8,7,6,5,3,3,2,2,1,1,1,1,0,0,0,0,0,0,0,0,0,0,0,0,0,0,0,0,0,0,0,0,0,0,0,null,2062.3764689109298,301.24600107687735,324.4187703904833,254.90046244966547,417.10984764490712,324.4187703904833,324.4187703904833,324.4187703904833,324.4187703904833,301.24600107687735,370.76430901769521,417.10984764490712,532.97369421293683,556.14646352654279,486.62815558572498,393.93707833130117,417.10984764490712,370.76430901769521,417.10984764490712,370.76430901769521,370.76430901769521,393.93707833130117,324.4187703904833,324.4187703904833,324.4187703904833,370.76430901769521,393.93707833130117,393.93707833130117,440.28261695851307,486.62815558572498,579.31923284014874,648.83754078096661,556.14646352654279,532.97369421293683,579.31923284014874,486.62815558572498,393.93707833130117,417.10984764490712,463.45538627211903,463.45538627211903,440.28261695851307,370.76430901769521,347.59153970408926,486.62815558572498,208.55492382245356,162.20938519524165,185.38215450884761,162.20938519524165,139.0366158816357,254.90046244966547,278.07323176327139,278.07323176327139,301.24600107687735,347.59153970408926,301.24600107687735,301.24600107687735,185.38215450884761,162.20938519524165,139.0366158816357,115.86384656802976,69.518307940817849,69.518307940817849,46.345538627211901,46.345538627211901,23.172769313605951,23.172769313605951,23.172769313605951,23.172769313605951,0,0,0,0,0,0,0,0,0,0,0,0,0,0,0,0,0,0,0,0,0,0,0]
[5,"TRANSFORMERS","pole mounted ; < = 22 kv ; > 600 kva ; multiple phase",184.34129458891167,55.362622014371276,7.4406062934663648,2,0,0,0,0,0,0,0,0,0,0,0,0,0,1,0,0,0,0,0,0,0,0,0,0,0,0,0,0,0,0,1,1,1,1,1,0,0,0,0,0,0,0,0,0,0,0,0,0,0,0,0,0,0,0,0,0,0,0,0,0,0,0,0,0,0,0,0,0,0,0,0,0,0,0,0,0,0,0,0,0,0,0,0,0,0,0,0,0,0,0,0,null,0,0,0,0,0,0,0,0,0,0,0,0,0,184.34129458891167,0,0,0,0,0,0,0,0,0,0,0,0,0,0,0,0,184.34129458891167,184.34129458891167,184.34129458891167,184.34129458891167,184.34129458891167,0,0,0,0,0,0,0,0,0,0,0,0,0,0,0,0,0,0,0,0,0,0,0,0,0,0,0,0,0,0,0,0,0,0,0,0,0,0,0,0,0,0,0,0,0,0,0,0,0,0,0,0,0,0,0,0]
[6,"UNDERGROUND CABLES","˂ = 1 kv",2854.0549425501717,74.82581712830283,8.6501917393953089,2,212.5,182.4,175.7,96.1,116.4,96.2,121.4,171.8,257.3,288.89999999999998,65.599999999999994,215,172.3,180.2,190.5,171.1,246.7,246.8,131.80000000000001,153.5,158.80000000000001,116,74.3,46.1,52.6,66.7,80.099999999999994,62.1,60.8,68.8,65.8,55.2,36.200000000000003,40.9,28,21.1,7.4,12.5,8.8000000000000007,16.600000000000001,17.899999999999999,13.8,28.4,40.1,8.6999999999999993,2.2999999999999998,14,2,1.4,1.1000000000000001,0.8,0.1,0.2,1.9,1.1000000000000001,0.1,0,0,0,0,0,0,0,0.9,0,0,0,0,0,0,0,0,0,0,0,0,0,0,0,0,0,0,0,0,0,0,0,0,0,0,0,null,606486.67529191147,520579.62152115133,501457.45340606512,274274.67997907149,332211.99531283998,274560.08547332656,346482.27002559084,490326.63913011953,734348.33671815926,824536.47290274454,187226.00423129124,613621.81264828693,491753.66660139465,514300.70064754091,543697.46655580774,488328.80067033437,704095.35432712734,704380.75982138247,376164.44142811268,438097.43368145137,453223.92487696733,331070.37333581992,212056.28223147776,131571.93285156292,150123.28997813904,190365.46466809645,228609.80089826873,177236.81193236567,173526.54050705043,196358.9800474518,187796.8152198013,157543.83282876949,103316.78892031622,116730.84715030203,79913.538391404814,60220.559287808625,21120.006574871273,35675.68678187715,25115.683494441513,47377.312046332852,51087.583471648068,39385.958207192372,81055.160368424869,114447.60319626189,24830.278000186492,6564.3263678653948,39956.769195702407,5708.1098851003435,3995.67691957024,3139.4604368051891,2283.2439540401374,285.40549425501717,570.81098851003435,5422.7043908453261,3139.4604368051891,285.40549425501717,0,0,0,0,0,0,0,2568.6494482951548,0,0,0,0,0,0,0,0,0,0,0,0,0,0,0,0,0,0,0,0,0,0,0,0,0,0,0]
[6,"UNDERGROUND CABLES","> 1 kv & < = 11 kv",2854.0549425501717,70.645928775629429,8.405113251802705,2,0,0,0.2,0.7,0.3,0.3,0.2,0,0,0,0.3,0.7,0.3,0.6,0.2,0.7,0,0,0,5,0,0.3,3.2,0.1,0,0.1,0,0,0.4,0,0.2,0.1,0,1.7,0,0,0,0,0.1,0,1.7,0.1,0,0,0,0,0.2,0,0,0,0,0,0,0,0,0,0,0,0,0,0,0,0,0,0,0,0,0,0,0,0,0,0,0,0,0,0,0,0,0,0,0,0,0,0,0,0,0,0,0,0,null,0,0,570.81098851003435,1997.83845978512,856.21648276505152,856.21648276505152,570.81098851003435,0,0,0,856.21648276505152,1997.83845978512,856.21648276505152,1712.432965530103,570.81098851003435,1997.83845978512,0,0,0,14270.274712750859,0,856.21648276505152,9132.9758161605496,285.40549425501717,0,285.40549425501717,0,0,1141.6219770200687,0,570.81098851003435,285.40549425501717,0,4851.8934023352922,0,0,0,0,285.40549425501717,0,4851.8934023352922,285.40549425501717,0,0,0,0,570.81098851003435,0,0,0,0,0,0,0,0,0,0,0,0,0,0,0,0,0,0,0,0,0,0,0,0,0,0,0,0,0,0,0,0,0,0,0,0,0,0,0,0,0,0,0,0]
[6,"UNDERGROUND CABLES","> 11 kv & < = 22 kv",2105.6927897793003,70.645928775629429,8.405113251802705,2,156,125.3,178.4,127.7,192,69.7,76.900000000000006,45.2,83.3,82,40.299999999999997,113.5,81.7,84.1,88.1,68.400000000000006,83.3,71.5,52.9,74.599999999999994,72.7,48.1,45.2,33.1,24.4,37.6,31.3,16.7,21.4,19.899999999999999,16.2,22.9,11.5,14.3,11.9,9.6999999999999993,5.4,5.0999999999999996,4.0999999999999996,5.5,6.9,5,8.1999999999999993,9.6,0.8,3.6,0.8,0.7,0.9,1.2,0.7,3,0.2,6.2,0.1,0,0.1,0,0,0.1,0,0.1,0,0.7,0,0,0,0.1,0,0,0.1,0,0,0,0,0,0,0,0,0,0,0,0,0,0,0,0,0,0,0,0,null,328488.07520557084,263843.30655934633,375655.59369662718,268896.96925481665,404293.01563762565,146766.78744761724,161927.77553402819,95177.314098024377,175404.20938861571,172666.80876190262,84859.419428105801,238996.13163995059,172035.10092496884,177088.76362043913,185511.53477955633,144029.38682090415,175404.20938861571,150557.03446921997,111391.14857932497,157084.68211753579,153083.86581695513,101283.82318838434,95177.314098024377,69698.431341694843,51378.904070614924,79174.048895701693,65908.184320092099,35165.069589314313,45061.825701277019,41903.286516608074,34112.22319442466,48220.364885945972,24215.467082461953,30111.406893843996,25057.744198373675,20425.22006085921,11370.741064808222,10739.03322787443,8633.3404380951306,11581.310343786152,14529.280249477173,10528.4639488965,17266.680876190261,20214.650781881282,1684.5542318234402,7580.4940432054809,1684.5542318234402,1473.9849528455102,1895.1235108013702,2526.8313477351603,1473.9849528455102,6317.0783693379008,421.13855795586005,13055.295296631662,210.56927897793003,0,210.56927897793003,0,0,210.56927897793003,0,210.56927897793003,0,1473.9849528455102,0,0,0,210.56927897793003,0,0,210.56927897793003,0,0,0,0,0,0,0,0,0,0,0,0,0,0,0,0,0,0,0,0]
[6,"UNDERGROUND CABLES","> 33 kv & < = 66 kv",1797.4927884550184,25.25,5.024937810560445,2,5,0,0,0.1,0,0.3,0,0,0,0,0,0,0.1,0,0.2,1.6,0.2,0,0,0,0,0,0,0,0,0,0,0,0,0,0,0,0,0.2,0,0,0,0,0,0,0,0,0,0,0,0,0,0,0,0,0,0,0,0,0,0,0,0,0,0,0,0,0,0,0,0,0,0,0,0,0,0,0,0,0,0,0,0,0,0,0,0,0,0,0,0,0,0,0,0,0,null,8987.4639422750915,0,0,179.74927884550186,0,539.24783653650547,0,0,0,0,0,0,179.74927884550186,0,359.49855769100373,2875.9884615280298,359.49855769100373,0,0,0,0,0,0,0,0,0,0,0,0,0,0,0,0,359.49855769100373,0,0,0,0,0,0,0,0,0,0,0,0,0,0,0,0,0,0,0,0,0,0,0,0,0,0,0,0,0,0,0,0,0,0,0,0,0,0,0,0,0,0,0,0,0,0,0,0,0,0,0,0,0,0,0,0,0]
[3,"SERVICE LINES","˂ = 11 kv ; residential ; simple type",1.1183522430520505,60.321193219931146,7.7666719526404062,2,15730,17224,14182,10982,13198,14223,15857,11760,17604,19769,6612,14004,13523,13380,12798,11881,15009,13151,9344,9987,9131,5970,4121,2138,3793,4807,7743,6481,5239,7082,11384,11284,8657,14172,10875,9787,7174,5197,7183,13094,5346,8702,6218,10890,8767,6852,9832,7662,5472,5503,8333,8089,8583,5381,6507,6469,3586,4238,3297,3027,2575,2100,2329,469,689,363,536,685,638,862,414,168,154,98,0,0,0,0,0,0,0,0,0,0,0,0,0,0,0,0,0,null,17591.680783208754,19262.499034328517,15860.47151096418,12281.744333197619,14760.012903800962,15906.323952929315,17733.711518076365,13151.822378292114,19687.472886688298,22108.705492895988,7394.5450310601582,15661.404811700915,15123.477382792878,14963.553012036436,14312.672006580142,13287.142999701411,16785.348815968227,14707.450348377517,10449.88335907836,11168.983851360828,10211.674331308273,6676.5628910207415,4608.7295936175005,2391.0370956452839,4241.9100578964271,5375.919232351207,8659.4014179520273,7248.0408872203388,5859.0474013496923,7920.1705852946216,12731.321934904543,12619.486710599338,9681.5753681016013,15849.287988533659,12162.08064319105,10945.313402750418,8023.05899165541,5812.0766071415064,8033.1241618428785,14643.704270523549,5978.7110913562619,9731.901219038944,6953.91424729765,12178.85592683683,9804.5941148373258,7662.9495693926501,10995.639253687761,8568.8148862648104,6119.6234739808206,6154.292393515434,9319.2292413527375,9046.3512940480359,9598.817302115749,6017.8534198630841,7277.1180455396925,7234.6206603037144,4010.411143584653,4739.5768060545897,3687.2073453426106,3385.2522397185567,2879.7570258590299,2348.5397104093058,2604.6423740682258,524.50720199141165,770.54469546286282,405.96186422789435,599.43680227589903,766.07128649065464,713.50873106720826,964.01963351086749,462.99782862354891,187.88317683274448,172.22624543001578,109.59851981910094,0,0,0,0,0,0,0,0,0,0,0,0,0,0,0,0,0]
["",null,null,null,null,null,null,null,null,null,null,null,null,null,null,null,null,null,null,null,null,null,null,null,null,null,null,null,null,null,null,null,null,null,null,null,null,null,null,null,null,null,null,null,null,null,null,null,null,null,null,null,null,null,null,null,null,null,null,null,null,null,null,null,null,null,null,null,null,null,null,null,null,null,null,null,null,null,null,null,null,null,null,null,null,null,null,null,null,null,null,null,null,null,null,null,null,null,null,0,0,0,0,0,0,0,0,0,0,0,0,0,0,0,0,0,0,0,0,0,0,0,0,0,0,0,0,0,0,0,0,0,0,0,0,0,0,0,0,0,0,0,0,0,0,0,0,0,0,0,0,0,0,0,0,0,0,0,0,0,0,0,0,0,0,0,0,0,0,0,0,0,0,0,0,0,0,0,0,0,0,0,0,0,0,0,0,0,0,0]
["",null,null,null,null,null,null,null,null,null,null,null,null,null,null,null,null,null,null,null,null,null,null,null,null,null,null,null,null,null,null,null,null,null,null,null,null,null,null,null,null,null,null,null,null,null,null,null,null,null,null,null,null,null,null,null,null,null,null,null,null,null,null,null,null,null,null,null,null,null,null,null,null,null,null,null,null,null,null,null,null,null,null,null,null,null,null,null,null,null,null,null,null,null,null,null,null,null,null,0,0,0,0,0,0,0,0,0,0,0,0,0,0,0,0,0,0,0,0,0,0,0,0,0,0,0,0,0,0,0,0,0,0,0,0,0,0,0,0,0,0,0,0,0,0,0,0,0,0,0,0,0,0,0,0,0,0,0,0,0,0,0,0,0,0,0,0,0,0,0,0,0,0,0,0,0,0,0,0,0,0,0,0,0,0,0,0,0,0,0]
["",null,null,null,null,null,null,null,null,null,null,null,null,null,null,null,null,null,null,null,null,null,null,null,null,null,null,null,null,null,null,null,null,null,null,null,null,null,null,null,null,null,null,null,null,null,null,null,null,null,null,null,null,null,null,null,null,null,null,null,null,null,null,null,null,null,null,null,null,null,null,null,null,null,null,null,null,null,null,null,null,null,null,null,null,null,null,null,null,null,null,null,null,null,null,null,null,null,null,0,0,0,0,0,0,0,0,0,0,0,0,0,0,0,0,0,0,0,0,0,0,0,0,0,0,0,0,0,0,0,0,0,0,0,0,0,0,0,0,0,0,0,0,0,0,0,0,0,0,0,0,0,0,0,0,0,0,0,0,0,0,0,0,0,0,0,0,0,0,0,0,0,0,0,0,0,0,0,0,0,0,0,0,0,0,0,0,0,0,0]
["",null,null,null,null,null,null,null,null,null,null,null,null,null,null,null,null,null,null,null,null,null,null,null,null,null,null,null,null,null,null,null,null,null,null,null,null,null,null,null,null,null,null,null,null,null,null,null,null,null,null,null,null,null,null,null,null,null,null,null,null,null,null,null,null,null,null,null,null,null,null,null,null,null,null,null,null,null,null,null,null,null,null,null,null,null,null,null,null,null,null,null,null,null,null,null,null,null,null,0,0,0,0,0,0,0,0,0,0,0,0,0,0,0,0,0,0,0,0,0,0,0,0,0,0,0,0,0,0,0,0,0,0,0,0,0,0,0,0,0,0,0,0,0,0,0,0,0,0,0,0,0,0,0,0,0,0,0,0,0,0,0,0,0,0,0,0,0,0,0,0,0,0,0,0,0,0,0,0,0,0,0,0,0,0,0,0,0,0,0]
["",null,null,null,null,null,null,null,null,null,null,null,null,null,null,null,null,null,null,null,null,null,null,null,null,null,null,null,null,null,null,null,null,null,null,null,null,null,null,null,null,null,null,null,null,null,null,null,null,null,null,null,null,null,null,null,null,null,null,null,null,null,null,null,null,null,null,null,null,null,null,null,null,null,null,null,null,null,null,null,null,null,null,null,null,null,null,null,null,null,null,null,null,null,null,null,null,null,null,0,0,0,0,0,0,0,0,0,0,0,0,0,0,0,0,0,0,0,0,0,0,0,0,0,0,0,0,0,0,0,0,0,0,0,0,0,0,0,0,0,0,0,0,0,0,0,0,0,0,0,0,0,0,0,0,0,0,0,0,0,0,0,0,0,0,0,0,0,0,0,0,0,0,0,0,0,0,0,0,0,0,0,0,0,0,0,0,0,0,0]
["",null,null,null,null,null,null,null,null,null,null,null,null,null,null,null,null,null,null,null,null,null,null,null,null,null,null,null,null,null,null,null,null,null,null,null,null,null,null,null,null,null,null,null,null,null,null,null,null,null,null,null,null,null,null,null,null,null,null,null,null,null,null,null,null,null,null,null,null,null,null,null,null,null,null,null,null,null,null,null,null,null,null,null,null,null,null,null,null,null,null,null,null,null,null,null,null,null,null,0,0,0,0,0,0,0,0,0,0,0,0,0,0,0,0,0,0,0,0,0,0,0,0,0,0,0,0,0,0,0,0,0,0,0,0,0,0,0,0,0,0,0,0,0,0,0,0,0,0,0,0,0,0,0,0,0,0,0,0,0,0,0,0,0,0,0,0,0,0,0,0,0,0,0,0,0,0,0,0,0,0,0,0,0,0,0,0,0,0,0]
["",null,null,null,null,null,null,null,null,null,null,null,null,null,null,null,null,null,null,null,null,null,null,null,null,null,null,null,null,null,null,null,null,null,null,null,null,null,null,null,null,null,null,null,null,null,null,null,null,null,null,null,null,null,null,null,null,null,null,null,null,null,null,null,null,null,null,null,null,null,null,null,null,null,null,null,null,null,null,null,null,null,null,null,null,null,null,null,null,null,null,null,null,null,null,null,null,null,null,0,0,0,0,0,0,0,0,0,0,0,0,0,0,0,0,0,0,0,0,0,0,0,0,0,0,0,0,0,0,0,0,0,0,0,0,0,0,0,0,0,0,0,0,0,0,0,0,0,0,0,0,0,0,0,0,0,0,0,0,0,0,0,0,0,0,0,0,0,0,0,0,0,0,0,0,0,0,0,0,0,0,0,0,0,0,0,0,0,0,0]
["",null,null,null,null,"","",null,null,null,null,null,null,null,null,null,null,null,null,null,null,null,null,null,null,null,null,null,null,null,null,null,null,null,null,null,null,null,null,null,null,null,null,null,null,null,null,null,null,null,null,null,null,null,null,null,null,null,null,null,null,null,null,null,null,null,null,null,null,null,null,null,null,null,null,null,null,null,null,null,null,null,null,null,null,null,null,null,null,null,null,null,null,null,null,null,null,null,null,0,0,0,0,0,0,0,0,0,0,0,0,0,0,0,0,0,0,0,0,0,0,0,0,0,0,0,0,0,0,0,0,0,0,0,0,0,0,0,0,0,0,0,0,0,0,0,0,0,0,0,0,0,0,0,0,0,0,0,0,0,0,0,0,0,0,0,0,0,0,0,0,0,0,0,0,0,0,0,0,0,0,0,0,0,0,0,0,0,0,0]
["",null,null,null,null,"","",null,null,null,null,null,null,null,null,null,null,null,null,null,null,null,null,null,null,null,null,null,null,null,null,null,null,null,null,null,null,null,null,null,null,null,null,null,null,null,null,null,null,null,null,null,null,null,null,null,null,null,null,null,null,null,null,null,null,null,null,null,null,null,null,null,null,null,null,null,null,null,null,null,null,null,null,null,null,null,null,null,null,null,null,null,null,null,null,null,null,null,null,0,0,0,0,0,0,0,0,0,0,0,0,0,0,0,0,0,0,0,0,0,0,0,0,0,0,0,0,0,0,0,0,0,0,0,0,0,0,0,0,0,0,0,0,0,0,0,0,0,0,0,0,0,0,0,0,0,0,0,0,0,0,0,0,0,0,0,0,0,0,0,0,0,0,0,0,0,0,0,0,0,0,0,0,0,0,0,0,0,0,0]
["",null,null,null,null,"","",null,null,null,null,null,null,null,null,null,null,null,null,null,null,null,null,null,null,null,null,null,null,null,null,null,null,null,null,null,null,null,null,null,null,null,null,null,null,null,null,null,null,null,null,null,null,null,null,null,null,null,null,null,null,null,null,null,null,null,null,null,null,null,null,null,null,null,null,null,null,null,null,null,null,null,null,null,null,null,null,null,null,null,null,null,null,null,null,null,null,null,null,0,0,0,0,0,0,0,0,0,0,0,0,0,0,0,0,0,0,0,0,0,0,0,0,0,0,0,0,0,0,0,0,0,0,0,0,0,0,0,0,0,0,0,0,0,0,0,0,0,0,0,0,0,0,0,0,0,0,0,0,0,0,0,0,0,0,0,0,0,0,0,0,0,0,0,0,0,0,0,0,0,0,0,0,0,0,0,0,0,0,0]
["",null,null,null,null,"","",null,null,null,null,null,null,null,null,null,null,null,null,null,null,null,null,null,null,null,null,null,null,null,null,null,null,null,null,null,null,null,null,null,null,null,null,null,null,null,null,null,null,null,null,null,null,null,null,null,null,null,null,null,null,null,null,null,null,null,null,null,null,null,null,null,null,null,null,null,null,null,null,null,null,null,null,null,null,null,null,null,null,null,null,null,null,null,null,null,null,null,null,0,0,0,0,0,0,0,0,0,0,0,0,0,0,0,0,0,0,0,0,0,0,0,0,0,0,0,0,0,0,0,0,0,0,0,0,0,0,0,0,0,0,0,0,0,0,0,0,0,0,0,0,0,0,0,0,0,0,0,0,0,0,0,0,0,0,0,0,0,0,0,0,0,0,0,0,0,0,0,0,0,0,0,0,0,0,0,0,0,0,0]
["",null,null,null,null,"","",null,null,null,null,null,null,null,null,null,null,null,null,null,null,null,null,null,null,null,null,null,null,null,null,null,null,null,null,null,null,null,null,null,null,null,null,null,null,null,null,null,null,null,null,null,null,null,null,null,null,null,null,null,null,null,null,null,null,null,null,null,null,null,null,null,null,null,null,null,null,null,null,null,null,null,null,null,null,null,null,null,null,null,null,null,null,null,null,null,null,null,null,0,0,0,0,0,0,0,0,0,0,0,0,0,0,0,0,0,0,0,0,0,0,0,0,0,0,0,0,0,0,0,0,0,0,0,0,0,0,0,0,0,0,0,0,0,0,0,0,0,0,0,0,0,0,0,0,0,0,0,0,0,0,0,0,0,0,0,0,0,0,0,0,0,0,0,0,0,0,0,0,0,0,0,0,0,0,0,0,0,0,0]
["",null,null,null,null,"","",null,null,null,null,null,null,null,null,null,null,null,null,null,null,null,null,null,null,null,null,null,null,null,null,null,null,null,null,null,null,null,null,null,null,null,null,null,null,null,null,null,null,null,null,null,null,null,null,null,null,null,null,null,null,null,null,null,null,null,null,null,null,null,null,null,null,null,null,null,null,null,null,null,null,null,null,null,null,null,null,null,null,null,null,null,null,null,null,null,null,null,null,0,0,0,0,0,0,0,0,0,0,0,0,0,0,0,0,0,0,0,0,0,0,0,0,0,0,0,0,0,0,0,0,0,0,0,0,0,0,0,0,0,0,0,0,0,0,0,0,0,0,0,0,0,0,0,0,0,0,0,0,0,0,0,0,0,0,0,0,0,0,0,0,0,0,0,0,0,0,0,0,0,0,0,0,0,0,0,0,0,0,0]
["",null,null,null,null,"","",null,null,null,null,null,null,null,null,null,null,null,null,null,null,null,null,null,null,null,null,null,null,null,null,null,null,null,null,null,null,null,null,null,null,null,null,null,null,null,null,null,null,null,null,null,null,null,null,null,null,null,null,null,null,null,null,null,null,null,null,null,null,null,null,null,null,null,null,null,null,null,null,null,null,null,null,null,null,null,null,null,null,null,null,null,null,null,null,null,null,null,null,0,0,0,0,0,0,0,0,0,0,0,0,0,0,0,0,0,0,0,0,0,0,0,0,0,0,0,0,0,0,0,0,0,0,0,0,0,0,0,0,0,0,0,0,0,0,0,0,0,0,0,0,0,0,0,0,0,0,0,0,0,0,0,0,0,0,0,0,0,0,0,0,0,0,0,0,0,0,0,0,0,0,0,0,0,0,0,0,0,0,0]
["",null,null,null,null,"","",null,null,null,null,null,null,null,null,null,null,null,null,null,null,null,null,null,null,null,null,null,null,null,null,null,null,null,null,null,null,null,null,null,null,null,null,null,null,null,null,null,null,null,null,null,null,null,null,null,null,null,null,null,null,null,null,null,null,null,null,null,null,null,null,null,null,null,null,null,null,null,null,null,null,null,null,null,null,null,null,null,null,null,null,null,null,null,null,null,null,null,null,0,0,0,0,0,0,0,0,0,0,0,0,0,0,0,0,0,0,0,0,0,0,0,0,0,0,0,0,0,0,0,0,0,0,0,0,0,0,0,0,0,0,0,0,0,0,0,0,0,0,0,0,0,0,0,0,0,0,0,0,0,0,0,0,0,0,0,0,0,0,0,0,0,0,0,0,0,0,0,0,0,0,0,0,0,0,0,0,0,0,0]
["",null,null,null,null,"","",null,null,null,null,null,null,null,null,null,null,null,null,null,null,null,null,null,null,null,null,null,null,null,null,null,null,null,null,null,null,null,null,null,null,null,null,null,null,null,null,null,null,null,null,null,null,null,null,null,null,null,null,null,null,null,null,null,null,null,null,null,null,null,null,null,null,null,null,null,null,null,null,null,null,null,null,null,null,null,null,null,null,null,null,null,null,null,null,null,null,null,null,0,0,0,0,0,0,0,0,0,0,0,0,0,0,0,0,0,0,0,0,0,0,0,0,0,0,0,0,0,0,0,0,0,0,0,0,0,0,0,0,0,0,0,0,0,0,0,0,0,0,0,0,0,0,0,0,0,0,0,0,0,0,0,0,0,0,0,0,0,0,0,0,0,0,0,0,0,0,0,0,0,0,0,0,0,0,0,0,0,0,0]
["",null,null,null,null,"","",null,null,null,null,null,null,null,null,null,null,null,null,null,null,null,null,null,null,null,null,null,null,null,null,null,null,null,null,null,null,null,null,null,null,null,null,null,null,null,null,null,null,null,null,null,null,null,null,null,null,null,null,null,null,null,null,null,null,null,null,null,null,null,null,null,null,null,null,null,null,null,null,null,null,null,null,null,null,null,null,null,null,null,null,null,null,null,null,null,null,null,null,{"$f":"IFERROR($D66*H66,\"\")","v":0},{"$f":"IFERROR($D66*I66,\"\")","v":0},{"$f":"IFERROR($D66*J66,\"\")","v":0},{"$f":"IFERROR($D66*K66,\"\")","v":0},{"$f":"IFERROR($D66*L66,\"\")","v":0},{"$f":"IFERROR($D66*M66,\"\")","v":0},{"$f":"IFERROR($D66*N66,\"\")","v":0},{"$f":"IFERROR($D66*O66,\"\")","v":0},{"$f":"IFERROR($D66*P66,\"\")","v":0},{"$f":"IFERROR($D66*Q66,\"\")","v":0},{"$f":"IFERROR($D66*R66,\"\")","v":0},{"$f":"IFERROR($D66*S66,\"\")","v":0},{"$f":"IFERROR($D66*T66,\"\")","v":0},{"$f":"IFERROR($D66*U66,\"\")","v":0},{"$f":"IFERROR($D66*V66,\"\")","v":0},{"$f":"IFERROR($D66*W66,\"\")","v":0},{"$f":"IFERROR($D66*X66,\"\")","v":0},{"$f":"IFERROR($D66*Y66,\"\")","v":0},{"$f":"IFERROR($D66*Z66,\"\")","v":0},{"$f":"IFERROR($D66*AA66,\"\")","v":0},{"$f":"IFERROR($D66*AB66,\"\")","v":0},{"$f":"IFERROR($D66*AC66,\"\")","v":0},{"$f":"IFERROR($D66*AD66,\"\")","v":0},{"$f":"IFERROR($D66*AE66,\"\")","v":0},{"$f":"IFERROR($D66*AF66,\"\")","v":0},{"$f":"IFERROR($D66*AG66,\"\")","v":0},{"$f":"IFERROR($D66*AH66,\"\")","v":0},{"$f":"IFERROR($D66*AI66,\"\")","v":0},{"$f":"IFERROR($D66*AJ66,\"\")","v":0},{"$f":"IFERROR($D66*AK66,\"\")","v":0},{"$f":"IFERROR($D66*AL66,\"\")","v":0},{"$f":"IFERROR($D66*AM66,\"\")","v":0},{"$f":"IFERROR($D66*AN66,\"\")","v":0},{"$f":"IFERROR($D66*AO66,\"\")","v":0},{"$f":"IFERROR($D66*AP66,\"\")","v":0},{"$f":"IFERROR($D66*AQ66,\"\")","v":0},{"$f":"IFERROR($D66*AR66,\"\")","v":0},{"$f":"IFERROR($D66*AS66,\"\")","v":0},{"$f":"IFERROR($D66*AT66,\"\")","v":0},{"$f":"IFERROR($D66*AU66,\"\")","v":0},{"$f":"IFERROR($D66*AV66,\"\")","v":0},{"$f":"IFERROR($D66*AW66,\"\")","v":0},{"$f":"IFERROR($D66*AX66,\"\")","v":0},{"$f":"IFERROR($D66*AY66,\"\")","v":0},{"$f":"IFERROR($D66*AZ66,\"\")","v":0},{"$f":"IFERROR($D66*BA66,\"\")","v":0},{"$f":"IFERROR($D66*BB66,\"\")","v":0},{"$f":"IFERROR($D66*BC66,\"\")","v":0},{"$f":"IFERROR($D66*BD66,\"\")","v":0},{"$f":"IFERROR($D66*BE66,\"\")","v":0},{"$f":"IFERROR($D66*BF66,\"\")","v":0},{"$f":"IFERROR($D66*BG66,\"\")","v":0},{"$f":"IFERROR($D66*BH66,\"\")","v":0},{"$f":"IFERROR($D66*BI66,\"\")","v":0},{"$f":"IFERROR($D66*BJ66,\"\")","v":0},{"$f":"IFERROR($D66*BK66,\"\")","v":0},{"$f":"IFERROR($D66*BL66,\"\")","v":0},{"$f":"IFERROR($D66*BM66,\"\")","v":0},{"$f":"IFERROR($D66*BN66,\"\")","v":0},{"$f":"IFERROR($D66*BO66,\"\")","v":0},{"$f":"IFERROR($D66*BP66,\"\")","v":0},{"$f":"IFERROR($D66*BQ66,\"\")","v":0},{"$f":"IFERROR($D66*BR66,\"\")","v":0},{"$f":"IFERROR($D66*BS66,\"\")","v":0},{"$f":"IFERROR($D66*BT66,\"\")","v":0},{"$f":"IFERROR($D66*BU66,\"\")","v":0},{"$f":"IFERROR($D66*BV66,\"\")","v":0},{"$f":"IFERROR($D66*BW66,\"\")","v":0},{"$f":"IFERROR($D66*BX66,\"\")","v":0},{"$f":"IFERROR($D66*BY66,\"\")","v":0},{"$f":"IFERROR($D66*BZ66,\"\")","v":0},{"$f":"IFERROR($D66*CA66,\"\")","v":0},{"$f":"IFERROR($D66*CB66,\"\")","v":0},{"$f":"IFERROR($D66*CC66,\"\")","v":0},{"$f":"IFERROR($D66*CD66,\"\")","v":0},{"$f":"IFERROR($D66*CE66,\"\")","v":0},{"$f":"IFERROR($D66*CF66,\"\")","v":0},{"$f":"IFERROR($D66*CG66,\"\")","v":0},{"$f":"IFERROR($D66*CH66,\"\")","v":0},{"$f":"IFERROR($D66*CI66,\"\")","v":0},{"$f":"IFERROR($D66*CJ66,\"\")","v":0},{"$f":"IFERROR($D66*CK66,\"\")","v":0},{"$f":"IFERROR($D66*CL66,\"\")","v":0},{"$f":"IFERROR($D66*CM66,\"\")","v":0},{"$f":"IFERROR($D66*CN66,\"\")","v":0},{"$f":"IFERROR($D66*CO66,\"\")","v":0},{"$f":"IFERROR($D66*CP66,\"\")","v":0},{"$f":"IFERROR($D66*CQ66,\"\")","v":0},{"$f":"IFERROR($D66*CR66,\"\")","v":0},{"$f":"IFERROR($D66*CS66,\"\")","v":0},{"$f":"IFERROR($D66*CT66,\"\")","v":0}]
["",null,null,null,null,"","",null,null,null,null,null,null,null,null,null,null,null,null,null,null,null,null,null,null,null,null,null,null,null,null,null,null,null,null,null,null,null,null,null,null,null,null,null,null,null,null,null,null,null,null,null,null,null,null,null,null,null,null,null,null,null,null,null,null,null,null,null,null,null,null,null,null,null,null,null,null,null,null,null,null,null,null,null,null,null,null,null,null,null,null,null,null,null,null,null,null,null,null,0,0,0,0,0,0,0,0,0,0,0,0,0,0,0,0,0,0,0,0,0,0,0,0,0,0,0,0,0,0,0,0,0,0,0,0,0,0,0,0,0,0,0,0,0,0,0,0,0,0,0,0,0,0,0,0,0,0,0,0,0,0,0,0,0,0,0,0,0,0,0,0,0,0,0,0,0,0,0,0,0,0,0,0,0,0,0,0,0,0,0]
["",null,null,null,null,"","",null,null,null,null,null,null,null,null,null,null,null,null,null,null,null,null,null,null,null,null,null,null,null,null,null,null,null,null,null,null,null,null,null,null,null,null,null,null,null,null,null,null,null,null,null,null,null,null,null,null,null,null,null,null,null,null,null,null,null,null,null,null,null,null,null,null,null,null,null,null,null,null,null,null,null,null,null,null,null,null,null,null,null,null,null,null,null,null,null,null,null,null,0,0,0,0,0,0,0,0,0,0,0,0,0,0,0,0,0,0,0,0,0,0,0,0,0,0,0,0,0,0,0,0,0,0,0,0,0,0,0,0,0,0,0,0,0,0,0,0,0,0,0,0,0,0,0,0,0,0,0,0,0,0,0,0,0,0,0,0,0,0,0,0,0,0,0,0,0,0,0,0,0,0,0,0,0,0,0,0,0,0,0]
["",null,null,null,null,"","",null,null,null,null,null,null,null,null,null,null,null,null,null,null,null,null,null,null,null,null,null,null,null,null,null,null,null,null,null,null,null,null,null,null,null,null,null,null,null,null,null,null,null,null,null,null,null,null,null,null,null,null,null,null,null,null,null,null,null,null,null,null,null,null,null,null,null,null,null,null,null,null,null,null,null,null,null,null,null,null,null,null,null,null,null,null,null,null,null,null,null,null,0,0,0,0,0,0,0,0,0,0,0,0,0,0,0,0,0,0,0,0,0,0,0,0,0,0,0,0,0,0,0,0,0,0,0,0,0,0,0,0,0,0,0,0,0,0,0,0,0,0,0,0,0,0,0,0,0,0,0,0,0,0,0,0,0,0,0,0,0,0,0,0,0,0,0,0,0,0,0,0,0,0,0,0,0,0,0,0,0,0,0]
["",null,null,null,null,"","",null,null,null,null,null,null,null,null,null,null,null,null,null,null,null,null,null,null,null,null,null,null,null,null,null,null,null,null,null,null,null,null,null,null,null,null,null,null,null,null,null,null,null,null,null,null,null,null,null,null,null,null,null,null,null,null,null,null,null,null,null,null,null,null,null,null,null,null,null,null,null,null,null,null,null,null,null,null,null,null,null,null,null,null,null,null,null,null,null,null,null,null,0,0,0,0,0,0,0,0,0,0,0,0,0,0,0,0,0,0,0,0,0,0,0,0,0,0,0,0,0,0,0,0,0,0,0,0,0,0,0,0,0,0,0,0,0,0,0,0,0,0,0,0,0,0,0,0,0,0,0,0,0,0,0,0,0,0,0,0,0,0,0,0,0,0,0,0,0,0,0,0,0,0,0,0,0,0,0,0,0,0,0]
["",null,null,null,null,"","",null,null,null,null,null,null,null,null,null,null,null,null,null,null,null,null,null,null,null,null,null,null,null,null,null,null,null,null,null,null,null,null,null,null,null,null,null,null,null,null,null,null,null,null,null,null,null,null,null,null,null,null,null,null,null,null,null,null,null,null,null,null,null,null,null,null,null,null,null,null,null,null,null,null,null,null,null,null,null,null,null,null,null,null,null,null,null,null,null,null,null,null,0,0,0,0,0,0,0,0,0,0,0,0,0,0,0,0,0,0,0,0,0,0,0,0,0,0,0,0,0,0,0,0,0,0,0,0,0,0,0,0,0,0,0,0,0,0,0,0,0,0,0,0,0,0,0,0,0,0,0,0,0,0,0,0,0,0,0,0,0,0,0,0,0,0,0,0,0,0,0,0,0,0,0,0,0,0,0,0,0,0,0]
["",null,null,null,null,"","",null,null,null,null,null,null,null,null,null,null,null,null,null,null,null,null,null,null,null,null,null,null,null,null,null,null,null,null,null,null,null,null,null,null,null,null,null,null,null,null,null,null,null,null,null,null,null,null,null,null,null,null,null,null,null,null,null,null,null,null,null,null,null,null,null,null,null,null,null,null,null,null,null,null,null,null,null,null,null,null,null,null,null,null,null,null,null,null,null,null,null,null,0,0,0,0,0,0,0,0,0,0,0,0,0,0,0,0,0,0,0,0,0,0,0,0,0,0,0,0,0,0,0,0,0,0,0,0,0,0,0,0,0,0,0,0,0,0,0,0,0,0,0,0,0,0,0,0,0,0,0,0,0,0,0,0,0,0,0,0,0,0,0,0,0,0,0,0,0,0,0,0,0,0,0,0,0,0,0,0,0,0,0]
["",null,null,null,null,"","",null,null,null,null,null,null,null,null,null,null,null,null,null,null,null,null,null,null,null,null,null,null,null,null,null,null,null,null,null,null,null,null,null,null,null,null,null,null,null,null,null,null,null,null,null,null,null,null,null,null,null,null,null,null,null,null,null,null,null,null,null,null,null,null,null,null,null,null,null,null,null,null,null,null,null,null,null,null,null,null,null,null,null,null,null,null,null,null,null,null,null,null,0,0,0,0,0,0,0,0,0,0,0,0,0,0,0,0,0,0,0,0,0,0,0,0,0,0,0,0,0,0,0,0,0,0,0,0,0,0,0,0,0,0,0,0,0,0,0,0,0,0,0,0,0,0,0,0,0,0,0,0,0,0,0,0,0,0,0,0,0,0,0,0,0,0,0,0,0,0,0,0,0,0,0,0,0,0,0,0,0,0,0]
["",null,null,null,null,"","",null,null,null,null,null,null,null,null,null,null,null,null,null,null,null,null,null,null,null,null,null,null,null,null,null,null,null,null,null,null,null,null,null,null,null,null,null,null,null,null,null,null,null,null,null,null,null,null,null,null,null,null,null,null,null,null,null,null,null,null,null,null,null,null,null,null,null,null,null,null,null,null,null,null,null,null,null,null,null,null,null,null,null,null,null,null,null,null,null,null,null,null,0,0,0,0,0,0,0,0,0,0,0,0,0,0,0,0,0,0,0,0,0,0,0,0,0,0,0,0,0,0,0,0,0,0,0,0,0,0,0,0,0,0,0,0,0,0,0,0,0,0,0,0,0,0,0,0,0,0,0,0,0,0,0,0,0,0,0,0,0,0,0,0,0,0,0,0,0,0,0,0,0,0,0,0,0,0,0,0,0,0,0]
["",null,null,null,null,"","",null,null,null,null,null,null,null,null,null,null,null,null,null,null,null,null,null,null,null,null,null,null,null,null,null,null,null,null,null,null,null,null,null,null,null,null,null,null,null,null,null,null,null,null,null,null,null,null,null,null,null,null,null,null,null,null,null,null,null,null,null,null,null,null,null,null,null,null,null,null,null,null,null,null,null,null,null,null,null,null,null,null,null,null,null,null,null,null,null,null,null,null,0,0,0,0,0,0,0,0,0,0,0,0,0,0,0,0,0,0,0,0,0,0,0,0,0,0,0,0,0,0,0,0,0,0,0,0,0,0,0,0,0,0,0,0,0,0,0,0,0,0,0,0,0,0,0,0,0,0,0,0,0,0,0,0,0,0,0,0,0,0,0,0,0,0,0,0,0,0,0,0,0,0,0,0,0,0,0,0,0,0,0]
["",null,null,null,null,"","",null,null,null,null,null,null,null,null,null,null,null,null,null,null,null,null,null,null,null,null,null,null,null,null,null,null,null,null,null,null,null,null,null,null,null,null,null,null,null,null,null,null,null,null,null,null,null,null,null,null,null,null,null,null,null,null,null,null,null,null,null,null,null,null,null,null,null,null,null,null,null,null,null,null,null,null,null,null,null,null,null,null,null,null,null,null,null,null,null,null,null,null,0,0,0,0,0,0,0,0,0,0,0,0,0,0,0,0,0,0,0,0,0,0,0,0,0,0,0,0,0,0,0,0,0,0,0,0,0,0,0,0,0,0,0,0,0,0,0,0,0,0,0,0,0,0,0,0,0,0,0,0,0,0,0,0,0,0,0,0,0,0,0,0,0,0,0,0,0,0,0,0,0,0,0,0,0,0,0,0,0,0,0]
["",null,null,null,null,"","",null,null,null,null,null,null,null,null,null,null,null,null,null,null,null,null,null,null,null,null,null,null,null,null,null,null,null,null,null,null,null,null,null,null,null,null,null,null,null,null,null,null,null,null,null,null,null,null,null,null,null,null,null,null,null,null,null,null,null,null,null,null,null,null,null,null,null,null,null,null,null,null,null,null,null,null,null,null,null,null,null,null,null,null,null,null,null,null,null,null,null,null,0,0,0,0,0,0,0,0,0,0,0,0,0,0,0,0,0,0,0,0,0,0,0,0,0,0,0,0,0,0,0,0,0,0,0,0,0,0,0,0,0,0,0,0,0,0,0,0,0,0,0,0,0,0,0,0,0,0,0,0,0,0,0,0,0,0,0,0,0,0,0,0,0,0,0,0,0,0,0,0,0,0,0,0,0,0,0,0,0,0,0]
["",null,null,null,null,"","",null,null,null,null,null,null,null,null,null,null,null,null,null,null,null,null,null,null,null,null,null,null,null,null,null,null,null,null,null,null,null,null,null,null,null,null,null,null,null,null,null,null,null,null,null,null,null,null,null,null,null,null,null,null,null,null,null,null,null,null,null,null,null,null,null,null,null,null,null,null,null,null,null,null,null,null,null,null,null,null,null,null,null,null,null,null,null,null,null,null,null,null,0,0,0,0,0,0,0,0,0,0,0,0,0,0,0,0,0,0,0,0,0,0,0,0,0,0,0,0,0,0,0,0,0,0,0,0,0,0,0,0,0,0,0,0,0,0,0,0,0,0,0,0,0,0,0,0,0,0,0,0,0,0,0,0,0,0,0,0,0,0,0,0,0,0,0,0,0,0,0,0,0,0,0,0,0,0,0,0,0,0,0]
["",null,null,null,null,"","",null,null,null,null,null,null,null,null,null,null,null,null,null,null,null,null,null,null,null,null,null,null,null,null,null,null,null,null,null,null,null,null,null,null,null,null,null,null,null,null,null,null,null,null,null,null,null,null,null,null,null,null,null,null,null,null,null,null,null,null,null,null,null,null,null,null,null,null,null,null,null,null,null,null,null,null,null,null,null,null,null,null,null,null,null,null,null,null,null,null,null,null,0,0,0,0,0,0,0,0,0,0,0,0,0,0,0,0,0,0,0,0,0,0,0,0,0,0,0,0,0,0,0,0,0,0,0,0,0,0,0,0,0,0,0,0,0,0,0,0,0,0,0,0,0,0,0,0,0,0,0,0,0,0,0,0,0,0,0,0,0,0,0,0,0,0,0,0,0,0,0,0,0,0,0,0,0,0,0,0,0,0,0]
["",null,null,null,null,"","",null,null,null,null,null,null,null,null,null,null,null,null,null,null,null,null,null,null,null,null,null,null,null,null,null,null,null,null,null,null,null,null,null,null,null,null,null,null,null,null,null,null,null,null,null,null,null,null,null,null,null,null,null,null,null,null,null,null,null,null,null,null,null,null,null,null,null,null,null,null,null,null,null,null,null,null,null,null,null,null,null,null,null,null,null,null,null,null,null,null,null,null,0,0,0,0,0,0,0,0,0,0,0,0,0,0,0,0,0,0,0,0,0,0,0,0,0,0,0,0,0,0,0,0,0,0,0,0,0,0,0,0,0,0,0,0,0,0,0,0,0,0,0,0,0,0,0,0,0,0,0,0,0,0,0,0,0,0,0,0,0,0,0,0,0,0,0,0,0,0,0,0,0,0,0,0,0,0,0,0,0,0,0]
["",null,null,null,null,"","",null,null,null,null,null,null,null,null,null,null,null,null,null,null,null,null,null,null,null,null,null,null,null,null,null,null,null,null,null,null,null,null,null,null,null,null,null,null,null,null,null,null,null,null,null,null,null,null,null,null,null,null,null,null,null,null,null,null,null,null,null,null,null,null,null,null,null,null,null,null,null,null,null,null,null,null,null,null,null,null,null,null,null,null,null,null,null,null,null,null,null,null,0,0,0,0,0,0,0,0,0,0,0,0,0,0,0,0,0,0,0,0,0,0,0,0,0,0,0,0,0,0,0,0,0,0,0,0,0,0,0,0,0,0,0,0,0,0,0,0,0,0,0,0,0,0,0,0,0,0,0,0,0,0,0,0,0,0,0,0,0,0,0,0,0,0,0,0,0,0,0,0,0,0,0,0,0,0,0,0,0,0,0]
["",null,null,null,null,"","",null,null,null,null,null,null,null,null,null,null,null,null,null,null,null,null,null,null,null,null,null,null,null,null,null,null,null,null,null,null,null,null,null,null,null,null,null,null,null,null,null,null,null,null,null,null,null,null,null,null,null,null,null,null,null,null,null,null,null,null,null,null,null,null,null,null,null,null,null,null,null,null,null,null,null,null,null,null,null,null,null,null,null,null,null,null,null,null,null,null,null,null,0,0,0,0,0,0,0,0,0,0,0,0,0,0,0,0,0,0,0,0,0,0,0,0,0,0,0,0,0,0,0,0,0,0,0,0,0,0,0,0,0,0,0,0,0,0,0,0,0,0,0,0,0,0,0,0,0,0,0,0,0,0,0,0,0,0,0,0,0,0,0,0,0,0,0,0,0,0,0,0,0,0,0,0,0,0,0,0,0,0,0]
["",null,null,null,null,"","",null,null,null,null,null,null,null,null,null,null,null,null,null,null,null,null,null,null,null,null,null,null,null,null,null,null,null,null,null,null,null,null,null,null,null,null,null,null,null,null,null,null,null,null,null,null,null,null,null,null,null,null,null,null,null,null,null,null,null,null,null,null,null,null,null,null,null,null,null,null,null,null,null,null,null,null,null,null,null,null,null,null,null,null,null,null,null,null,null,null,null,null,0,0,0,0,0,0,0,0,0,0,0,0,0,0,0,0,0,0,0,0,0,0,0,0,0,0,0,0,0,0,0,0,0,0,0,0,0,0,0,0,0,0,0,0,0,0,0,0,0,0,0,0,0,0,0,0,0,0,0,0,0,0,0,0,0,0,0,0,0,0,0,0,0,0,0,0,0,0,0,0,0,0,0,0,0,0,0,0,0,0,0]
["",null,null,null,null,"","",null,null,null,null,null,null,null,null,null,null,null,null,null,null,null,null,null,null,null,null,null,null,null,null,null,null,null,null,null,null,null,null,null,null,null,null,null,null,null,null,null,null,null,null,null,null,null,null,null,null,null,null,null,null,null,null,null,null,null,null,null,null,null,null,null,null,null,null,null,null,null,null,null,null,null,null,null,null,null,null,null,null,null,null,null,null,null,null,null,null,null,null,0,0,0,0,0,0,0,0,0,0,0,0,0,0,0,0,0,0,0,0,0,0,0,0,0,0,0,0,0,0,0,0,0,0,0,0,0,0,0,0,0,0,0,0,0,0,0,0,0,0,0,0,0,0,0,0,0,0,0,0,0,0,0,0,0,0,0,0,0,0,0,0,0,0,0,0,0,0,0,0,0,0,0,0,0,0,0,0,0,0,0]
["",null,null,null,null,"","",null,null,null,null,null,null,null,null,null,null,null,null,null,null,null,null,null,null,null,null,null,null,null,null,null,null,null,null,null,null,null,null,null,null,null,null,null,null,null,null,null,null,null,null,null,null,null,null,null,null,null,null,null,null,null,null,null,null,null,null,null,null,null,null,null,null,null,null,null,null,null,null,null,null,null,null,null,null,null,null,null,null,null,null,null,null,null,null,null,null,null,null,0,0,0,0,0,0,0,0,0,0,0,0,0,0,0,0,0,0,0,0,0,0,0,0,0,0,0,0,0,0,0,0,0,0,0,0,0,0,0,0,0,0,0,0,0,0,0,0,0,0,0,0,0,0,0,0,0,0,0,0,0,0,0,0,0,0,0,0,0,0,0,0,0,0,0,0,0,0,0,0,0,0,0,0,0,0,0,0,0,0,0]
["",null,null,null,null,"","",null,null,null,null,null,null,null,null,null,null,null,null,null,null,null,null,null,null,null,null,null,null,null,null,null,null,null,null,null,null,null,null,null,null,null,null,null,null,null,null,null,null,null,null,null,null,null,null,null,null,null,null,null,null,null,null,null,null,null,null,null,null,null,null,null,null,null,null,null,null,null,null,null,null,null,null,null,null,null,null,null,null,null,null,null,null,null,null,null,null,null,null,{"$f":"IFERROR($D86*H86,\"\")","v":0},{"$f":"IFERROR($D86*I86,\"\")","v":0},{"$f":"IFERROR($D86*J86,\"\")","v":0},{"$f":"IFERROR($D86*K86,\"\")","v":0},{"$f":"IFERROR($D86*L86,\"\")","v":0},{"$f":"IFERROR($D86*M86,\"\")","v":0},{"$f":"IFERROR($D86*N86,\"\")","v":0},{"$f":"IFERROR($D86*O86,\"\")","v":0},{"$f":"IFERROR($D86*P86,\"\")","v":0},{"$f":"IFERROR($D86*Q86,\"\")","v":0},{"$f":"IFERROR($D86*R86,\"\")","v":0},{"$f":"IFERROR($D86*S86,\"\")","v":0},{"$f":"IFERROR($D86*T86,\"\")","v":0},{"$f":"IFERROR($D86*U86,\"\")","v":0},{"$f":"IFERROR($D86*V86,\"\")","v":0},{"$f":"IFERROR($D86*W86,\"\")","v":0},{"$f":"IFERROR($D86*X86,\"\")","v":0},{"$f":"IFERROR($D86*Y86,\"\")","v":0},{"$f":"IFERROR($D86*Z86,\"\")","v":0},{"$f":"IFERROR($D86*AA86,\"\")","v":0},{"$f":"IFERROR($D86*AB86,\"\")","v":0},{"$f":"IFERROR($D86*AC86,\"\")","v":0},{"$f":"IFERROR($D86*AD86,\"\")","v":0},{"$f":"IFERROR($D86*AE86,\"\")","v":0},{"$f":"IFERROR($D86*AF86,\"\")","v":0},{"$f":"IFERROR($D86*AG86,\"\")","v":0},{"$f":"IFERROR($D86*AH86,\"\")","v":0},{"$f":"IFERROR($D86*AI86,\"\")","v":0},{"$f":"IFERROR($D86*AJ86,\"\")","v":0},{"$f":"IFERROR($D86*AK86,\"\")","v":0},{"$f":"IFERROR($D86*AL86,\"\")","v":0},{"$f":"IFERROR($D86*AM86,\"\")","v":0},{"$f":"IFERROR($D86*AN86,\"\")","v":0},{"$f":"IFERROR($D86*AO86,\"\")","v":0},{"$f":"IFERROR($D86*AP86,\"\")","v":0},{"$f":"IFERROR($D86*AQ86,\"\")","v":0},{"$f":"IFERROR($D86*AR86,\"\")","v":0},{"$f":"IFERROR($D86*AS86,\"\")","v":0},{"$f":"IFERROR($D86*AT86,\"\")","v":0},{"$f":"IFERROR($D86*AU86,\"\")","v":0},{"$f":"IFERROR($D86*AV86,\"\")","v":0},{"$f":"IFERROR($D86*AW86,\"\")","v":0},{"$f":"IFERROR($D86*AX86,\"\")","v":0},{"$f":"IFERROR($D86*AY86,\"\")","v":0},{"$f":"IFERROR($D86*AZ86,\"\")","v":0},{"$f":"IFERROR($D86*BA86,\"\")","v":0},{"$f":"IFERROR($D86*BB86,\"\")","v":0},{"$f":"IFERROR($D86*BC86,\"\")","v":0},{"$f":"IFERROR($D86*BD86,\"\")","v":0},{"$f":"IFERROR($D86*BE86,\"\")","v":0},{"$f":"IFERROR($D86*BF86,\"\")","v":0},{"$f":"IFERROR($D86*BG86,\"\")","v":0},{"$f":"IFERROR($D86*BH86,\"\")","v":0},{"$f":"IFERROR($D86*BI86,\"\")","v":0},{"$f":"IFERROR($D86*BJ86,\"\")","v":0},{"$f":"IFERROR($D86*BK86,\"\")","v":0},{"$f":"IFERROR($D86*BL86,\"\")","v":0},{"$f":"IFERROR($D86*BM86,\"\")","v":0},{"$f":"IFERROR($D86*BN86,\"\")","v":0},{"$f":"IFERROR($D86*BO86,\"\")","v":0},{"$f":"IFERROR($D86*BP86,\"\")","v":0},{"$f":"IFERROR($D86*BQ86,\"\")","v":0},{"$f":"IFERROR($D86*BR86,\"\")","v":0},{"$f":"IFERROR($D86*BS86,\"\")","v":0},{"$f":"IFERROR($D86*BT86,\"\")","v":0},{"$f":"IFERROR($D86*BU86,\"\")","v":0},{"$f":"IFERROR($D86*BV86,\"\")","v":0},{"$f":"IFERROR($D86*BW86,\"\")","v":0},{"$f":"IFERROR($D86*BX86,\"\")","v":0},{"$f":"IFERROR($D86*BY86,\"\")","v":0},{"$f":"IFERROR($D86*BZ86,\"\")","v":0},{"$f":"IFERROR($D86*CA86,\"\")","v":0},{"$f":"IFERROR($D86*CB86,\"\")","v":0},{"$f":"IFERROR($D86*CC86,\"\")","v":0},{"$f":"IFERROR($D86*CD86,\"\")","v":0},{"$f":"IFERROR($D86*CE86,\"\")","v":0},{"$f":"IFERROR($D86*CF86,\"\")","v":0},{"$f":"IFERROR($D86*CG86,\"\")","v":0},{"$f":"IFERROR($D86*CH86,\"\")","v":0},{"$f":"IFERROR($D86*CI86,\"\")","v":0},{"$f":"IFERROR($D86*CJ86,\"\")","v":0},{"$f":"IFERROR($D86*CK86,\"\")","v":0},{"$f":"IFERROR($D86*CL86,\"\")","v":0},{"$f":"IFERROR($D86*CM86,\"\")","v":0},{"$f":"IFERROR($D86*CN86,\"\")","v":0},{"$f":"IFERROR($D86*CO86,\"\")","v":0},{"$f":"IFERROR($D86*CP86,\"\")","v":0},{"$f":"IFERROR($D86*CQ86,\"\")","v":0},{"$f":"IFERROR($D86*CR86,\"\")","v":0},{"$f":"IFERROR($D86*CS86,\"\")","v":0},{"$f":"IFERROR($D86*CT86,\"\")","v":0}]
["",null,null,null,null,"","",null,null,null,null,null,null,null,null,null,null,null,null,null,null,null,null,null,null,null,null,null,null,null,null,null,null,null,null,null,null,null,null,null,null,null,null,null,null,null,null,null,null,null,null,null,null,null,null,null,null,null,null,null,null,null,null,null,null,null,null,null,null,null,null,null,null,null,null,null,null,null,null,null,null,null,null,null,null,null,null,null,null,null,null,null,null,null,null,null,null,null,null,0,0,0,0,0,0,0,0,0,0,0,0,0,0,0,0,0,0,0,0,0,0,0,0,0,0,0,0,0,0,0,0,0,0,0,0,0,0,0,0,0,0,0,0,0,0,0,0,0,0,0,0,0,0,0,0,0,0,0,0,0,0,0,0,0,0,0,0,0,0,0,0,0,0,0,0,0,0,0,0,0,0,0,0,0,0,0,0,0,0,0]
["",null,null,null,null,"","",null,null,null,null,null,null,null,null,null,null,null,null,null,null,null,null,null,null,null,null,null,null,null,null,null,null,null,null,null,null,null,null,null,null,null,null,null,null,null,null,null,null,null,null,null,null,null,null,null,null,null,null,null,null,null,null,null,null,null,null,null,null,null,null,null,null,null,null,null,null,null,null,null,null,null,null,null,null,null,null,null,null,null,null,null,null,null,null,null,null,null,null,0,0,0,0,0,0,0,0,0,0,0,0,0,0,0,0,0,0,0,0,0,0,0,0,0,0,0,0,0,0,0,0,0,0,0,0,0,0,0,0,0,0,0,0,0,0,0,0,0,0,0,0,0,0,0,0,0,0,0,0,0,0,0,0,0,0,0,0,0,0,0,0,0,0,0,0,0,0,0,0,0,0,0,0,0,0,0,0,0,0,0]
["",null,null,null,null,"","",null,null,null,null,null,null,null,null,null,null,null,null,null,null,null,null,null,null,null,null,null,null,null,null,null,null,null,null,null,null,null,null,null,null,null,null,null,null,null,null,null,null,null,null,null,null,null,null,null,null,null,null,null,null,null,null,null,null,null,null,null,null,null,null,null,null,null,null,null,null,null,null,null,null,null,null,null,null,null,null,null,null,null,null,null,null,null,null,null,null,null,null,0,0,0,0,0,0,0,0,0,0,0,0,0,0,0,0,0,0,0,0,0,0,0,0,0,0,0,0,0,0,0,0,0,0,0,0,0,0,0,0,0,0,0,0,0,0,0,0,0,0,0,0,0,0,0,0,0,0,0,0,0,0,0,0,0,0,0,0,0,0,0,0,0,0,0,0,0,0,0,0,0,0,0,0,0,0,0,0,0,0,0]
["",null,null,null,null,"","",null,null,null,null,null,null,null,null,null,null,null,null,null,null,null,null,null,null,null,null,null,null,null,null,null,null,null,null,null,null,null,null,null,null,null,null,null,null,null,null,null,null,null,null,null,null,null,null,null,null,null,null,null,null,null,null,null,null,null,null,null,null,null,null,null,null,null,null,null,null,null,null,null,null,null,null,null,null,null,null,null,null,null,null,null,null,null,null,null,null,null,null,0,0,0,0,0,0,0,0,0,0,0,0,0,0,0,0,0,0,0,0,0,0,0,0,0,0,0,0,0,0,0,0,0,0,0,0,0,0,0,0,0,0,0,0,0,0,0,0,0,0,0,0,0,0,0,0,0,0,0,0,0,0,0,0,0,0,0,0,0,0,0,0,0,0,0,0,0,0,0,0,0,0,0,0,0,0,0,0,0,0,0]
["",null,null,null,null,"","",null,null,null,null,null,null,null,null,null,null,null,null,null,null,null,null,null,null,null,null,null,null,null,null,null,null,null,null,null,null,null,null,null,null,null,null,null,null,null,null,null,null,null,null,null,null,null,null,null,null,null,null,null,null,null,null,null,null,null,null,null,null,null,null,null,null,null,null,null,null,null,null,null,null,null,null,null,null,null,null,null,null,null,null,null,null,null,null,null,null,null,null,0,0,0,0,0,0,0,0,0,0,0,0,0,0,0,0,0,0,0,0,0,0,0,0,0,0,0,0,0,0,0,0,0,0,0,0,0,0,0,0,0,0,0,0,0,0,0,0,0,0,0,0,0,0,0,0,0,0,0,0,0,0,0,0,0,0,0,0,0,0,0,0,0,0,0,0,0,0,0,0,0,0,0,0,0,0,0,0,0,0,0]
["",null,null,null,null,"","",null,null,null,null,null,null,null,null,null,null,null,null,null,null,null,null,null,null,null,null,null,null,null,null,null,null,null,null,null,null,null,null,null,null,null,null,null,null,null,null,null,null,null,null,null,null,null,null,null,null,null,null,null,null,null,null,null,null,null,null,null,null,null,null,null,null,null,null,null,null,null,null,null,null,null,null,null,null,null,null,null,null,null,null,null,null,null,null,null,null,null,null,0,0,0,0,0,0,0,0,0,0,0,0,0,0,0,0,0,0,0,0,0,0,0,0,0,0,0,0,0,0,0,0,0,0,0,0,0,0,0,0,0,0,0,0,0,0,0,0,0,0,0,0,0,0,0,0,0,0,0,0,0,0,0,0,0,0,0,0,0,0,0,0,0,0,0,0,0,0,0,0,0,0,0,0,0,0,0,0,0,0,0]
["",null,null,null,null,"","",null,null,null,null,null,null,null,null,null,null,null,null,null,null,null,null,null,null,null,null,null,null,null,null,null,null,null,null,null,null,null,null,null,null,null,null,null,null,null,null,null,null,null,null,null,null,null,null,null,null,null,null,null,null,null,null,null,null,null,null,null,null,null,null,null,null,null,null,null,null,null,null,null,null,null,null,null,null,null,null,null,null,null,null,null,null,null,null,null,null,null,null,0,0,0,0,0,0,0,0,0,0,0,0,0,0,0,0,0,0,0,0,0,0,0,0,0,0,0,0,0,0,0,0,0,0,0,0,0,0,0,0,0,0,0,0,0,0,0,0,0,0,0,0,0,0,0,0,0,0,0,0,0,0,0,0,0,0,0,0,0,0,0,0,0,0,0,0,0,0,0,0,0,0,0,0,0,0,0,0,0,0,0]
["",null,null,null,null,"","",null,null,null,null,null,null,null,null,null,null,null,null,null,null,null,null,null,null,null,null,null,null,null,null,null,null,null,null,null,null,null,null,null,null,null,null,null,null,null,null,null,null,null,null,null,null,null,null,null,null,null,null,null,null,null,null,null,null,null,null,null,null,null,null,null,null,null,null,null,null,null,null,null,null,null,null,null,null,null,null,null,null,null,null,null,null,null,null,null,null,null,null,0,0,0,0,0,0,0,0,0,0,0,0,0,0,0,0,0,0,0,0,0,0,0,0,0,0,0,0,0,0,0,0,0,0,0,0,0,0,0,0,0,0,0,0,0,0,0,0,0,0,0,0,0,0,0,0,0,0,0,0,0,0,0,0,0,0,0,0,0,0,0,0,0,0,0,0,0,0,0,0,0,0,0,0,0,0,0,0,0,0,0]
["",null,null,null,null,"","",null,null,null,null,null,null,null,null,null,null,null,null,null,null,null,null,null,null,null,null,null,null,null,null,null,null,null,null,null,null,null,null,null,null,null,null,null,null,null,null,null,null,null,null,null,null,null,null,null,null,null,null,null,null,null,null,null,null,null,null,null,null,null,null,null,null,null,null,null,null,null,null,null,null,null,null,null,null,null,null,null,null,null,null,null,null,null,null,null,null,null,null,0,0,0,0,0,0,0,0,0,0,0,0,0,0,0,0,0,0,0,0,0,0,0,0,0,0,0,0,0,0,0,0,0,0,0,0,0,0,0,0,0,0,0,0,0,0,0,0,0,0,0,0,0,0,0,0,0,0,0,0,0,0,0,0,0,0,0,0,0,0,0,0,0,0,0,0,0,0,0,0,0,0,0,0,0,0,0,0,0,0,0]
["",null,null,null,null,"","",null,null,null,null,null,null,null,null,null,null,null,null,null,null,null,null,null,null,null,null,null,null,null,null,null,null,null,null,null,null,null,null,null,null,null,null,null,null,null,null,null,null,null,null,null,null,null,null,null,null,null,null,null,null,null,null,null,null,null,null,null,null,null,null,null,null,null,null,null,null,null,null,null,null,null,null,null,null,null,null,null,null,null,null,null,null,null,null,null,null,null,null,0,0,0,0,0,0,0,0,0,0,0,0,0,0,0,0,0,0,0,0,0,0,0,0,0,0,0,0,0,0,0,0,0,0,0,0,0,0,0,0,0,0,0,0,0,0,0,0,0,0,0,0,0,0,0,0,0,0,0,0,0,0,0,0,0,0,0,0,0,0,0,0,0,0,0,0,0,0,0,0,0,0,0,0,0,0,0,0,0,0,0]
["",null,null,null,null,"","",null,null,null,null,null,null,null,null,null,null,null,null,null,null,null,null,null,null,null,null,null,null,null,null,null,null,null,null,null,null,null,null,null,null,null,null,null,null,null,null,null,null,null,null,null,null,null,null,null,null,null,null,null,null,null,null,null,null,null,null,null,null,null,null,null,null,null,null,null,null,null,null,null,null,null,null,null,null,null,null,null,null,null,null,null,null,null,null,null,null,null,null,0,0,0,0,0,0,0,0,0,0,0,0,0,0,0,0,0,0,0,0,0,0,0,0,0,0,0,0,0,0,0,0,0,0,0,0,0,0,0,0,0,0,0,0,0,0,0,0,0,0,0,0,0,0,0,0,0,0,0,0,0,0,0,0,0,0,0,0,0,0,0,0,0,0,0,0,0,0,0,0,0,0,0,0,0,0,0,0,0,0,0]
["",null,null,null,null,"","",null,null,null,null,null,null,null,null,null,null,null,null,null,null,null,null,null,null,null,null,null,null,null,null,null,null,null,null,null,null,null,null,null,null,null,null,null,null,null,null,null,null,null,null,null,null,null,null,null,null,null,null,null,null,null,null,null,null,null,null,null,null,null,null,null,null,null,null,null,null,null,null,null,null,null,null,null,null,null,null,null,null,null,null,null,null,null,null,null,null,null,null,0,0,0,0,0,0,0,0,0,0,0,0,0,0,0,0,0,0,0,0,0,0,0,0,0,0,0,0,0,0,0,0,0,0,0,0,0,0,0,0,0,0,0,0,0,0,0,0,0,0,0,0,0,0,0,0,0,0,0,0,0,0,0,0,0,0,0,0,0,0,0,0,0,0,0,0,0,0,0,0,0,0,0,0,0,0,0,0,0,0,0]
["",null,null,null,null,"","",null,null,null,null,null,null,null,null,null,null,null,null,null,null,null,null,null,null,null,null,null,null,null,null,null,null,null,null,null,null,null,null,null,null,null,null,null,null,null,null,null,null,null,null,null,null,null,null,null,null,null,null,null,null,null,null,null,null,null,null,null,null,null,null,null,null,null,null,null,null,null,null,null,null,null,null,null,null,null,null,null,null,null,null,null,null,null,null,null,null,null,null,0,0,0,0,0,0,0,0,0,0,0,0,0,0,0,0,0,0,0,0,0,0,0,0,0,0,0,0,0,0,0,0,0,0,0,0,0,0,0,0,0,0,0,0,0,0,0,0,0,0,0,0,0,0,0,0,0,0,0,0,0,0,0,0,0,0,0,0,0,0,0,0,0,0,0,0,0,0,0,0,0,0,0,0,0,0,0,0,0,0,0]
["",null,null,null,null,"","",null,null,null,null,null,null,null,null,null,null,null,null,null,null,null,null,null,null,null,null,null,null,null,null,null,null,null,null,null,null,null,null,null,null,null,null,null,null,null,null,null,null,null,null,null,null,null,null,null,null,null,null,null,null,null,null,null,null,null,null,null,null,null,null,null,null,null,null,null,null,null,null,null,null,null,null,null,null,null,null,null,null,null,null,null,null,null,null,null,null,null,null,0,0,0,0,0,0,0,0,0,0,0,0,0,0,0,0,0,0,0,0,0,0,0,0,0,0,0,0,0,0,0,0,0,0,0,0,0,0,0,0,0,0,0,0,0,0,0,0,0,0,0,0,0,0,0,0,0,0,0,0,0,0,0,0,0,0,0,0,0,0,0,0,0,0,0,0,0,0,0,0,0,0,0,0,0,0,0,0,0,0,0]
["",null,null,null,null,"","",null,null,null,null,null,null,null,null,null,null,null,null,null,null,null,null,null,null,null,null,null,null,null,null,null,null,null,null,null,null,null,null,null,null,null,null,null,null,null,null,null,null,null,null,null,null,null,null,null,null,null,null,null,null,null,null,null,null,null,null,null,null,null,null,null,null,null,null,null,null,null,null,null,null,null,null,null,null,null,null,null,null,null,null,null,null,null,null,null,null,null,null,0,0,0,0,0,0,0,0,0,0,0,0,0,0,0,0,0,0,0,0,0,0,0,0,0,0,0,0,0,0,0,0,0,0,0,0,0,0,0,0,0,0,0,0,0,0,0,0,0,0,0,0,0,0,0,0,0,0,0,0,0,0,0,0,0,0,0,0,0,0,0,0,0,0,0,0,0,0,0,0,0,0,0,0,0,0,0,0,0,0,0]
["",null,null,null,null,"","",null,null,null,null,null,null,null,null,null,null,null,null,null,null,null,null,null,null,null,null,null,null,null,null,null,null,null,null,null,null,null,null,null,null,null,null,null,null,null,null,null,null,null,null,null,null,null,null,null,null,null,null,null,null,null,null,null,null,null,null,null,null,null,null,null,null,null,null,null,null,null,null,null,null,null,null,null,null,null,null,null,null,null,null,null,null,null,null,null,null,null,null,0,0,0,0,0,0,0,0,0,0,0,0,0,0,0,0,0,0,0,0,0,0,0,0,0,0,0,0,0,0,0,0,0,0,0,0,0,0,0,0,0,0,0,0,0,0,0,0,0,0,0,0,0,0,0,0,0,0,0,0,0,0,0,0,0,0,0,0,0,0,0,0,0,0,0,0,0,0,0,0,0,0,0,0,0,0,0,0,0,0,0]
["",null,null,null,null,"","",null,null,null,null,null,null,null,null,null,null,null,null,null,null,null,null,null,null,null,null,null,null,null,null,null,null,null,null,null,null,null,null,null,null,null,null,null,null,null,null,null,null,null,null,null,null,null,null,null,null,null,null,null,null,null,null,null,null,null,null,null,null,null,null,null,null,null,null,null,null,null,null,null,null,null,null,null,null,null,null,null,null,null,null,null,null,null,null,null,null,null,null,0,0,0,0,0,0,0,0,0,0,0,0,0,0,0,0,0,0,0,0,0,0,0,0,0,0,0,0,0,0,0,0,0,0,0,0,0,0,0,0,0,0,0,0,0,0,0,0,0,0,0,0,0,0,0,0,0,0,0,0,0,0,0,0,0,0,0,0,0,0,0,0,0,0,0,0,0,0,0,0,0,0,0,0,0,0,0,0,0,0,0]
["",null,null,null,null,"","",null,null,null,null,null,null,null,null,null,null,null,null,null,null,null,null,null,null,null,null,null,null,null,null,null,null,null,null,null,null,null,null,null,null,null,null,null,null,null,null,null,null,null,null,null,null,null,null,null,null,null,null,null,null,null,null,null,null,null,null,null,null,null,null,null,null,null,null,null,null,null,null,null,null,null,null,null,null,null,null,null,null,null,null,null,null,null,null,null,null,null,null,0,0,0,0,0,0,0,0,0,0,0,0,0,0,0,0,0,0,0,0,0,0,0,0,0,0,0,0,0,0,0,0,0,0,0,0,0,0,0,0,0,0,0,0,0,0,0,0,0,0,0,0,0,0,0,0,0,0,0,0,0,0,0,0,0,0,0,0,0,0,0,0,0,0,0,0,0,0,0,0,0,0,0,0,0,0,0,0,0,0,0]
["",null,null,null,null,"","",null,null,null,null,null,null,null,null,null,null,null,null,null,null,null,null,null,null,null,null,null,null,null,null,null,null,null,null,null,null,null,null,null,null,null,null,null,null,null,null,null,null,null,null,null,null,null,null,null,null,null,null,null,null,null,null,null,null,null,null,null,null,null,null,null,null,null,null,null,null,null,null,null,null,null,null,null,null,null,null,null,null,null,null,null,null,null,null,null,null,null,null,0,0,0,0,0,0,0,0,0,0,0,0,0,0,0,0,0,0,0,0,0,0,0,0,0,0,0,0,0,0,0,0,0,0,0,0,0,0,0,0,0,0,0,0,0,0,0,0,0,0,0,0,0,0,0,0,0,0,0,0,0,0,0,0,0,0,0,0,0,0,0,0,0,0,0,0,0,0,0,0,0,0,0,0,0,0,0,0,0,0,0]
["",null,null,null,null,"","",null,null,null,null,null,null,null,null,null,null,null,null,null,null,null,null,null,null,null,null,null,null,null,null,null,null,null,null,null,null,null,null,null,null,null,null,null,null,null,null,null,null,null,null,null,null,null,null,null,null,null,null,null,null,null,null,null,null,null,null,null,null,null,null,null,null,null,null,null,null,null,null,null,null,null,null,null,null,null,null,null,null,null,null,null,null,null,null,null,null,null,null,0,0,0,0,0,0,0,0,0,0,0,0,0,0,0,0,0,0,0,0,0,0,0,0,0,0,0,0,0,0,0,0,0,0,0,0,0,0,0,0,0,0,0,0,0,0,0,0,0,0,0,0,0,0,0,0,0,0,0,0,0,0,0,0,0,0,0,0,0,0,0,0,0,0,0,0,0,0,0,0,0,0,0,0,0,0,0,0,0,0,0]
["",null,null,null,null,"","",null,null,null,null,null,null,null,null,null,null,null,null,null,null,null,null,null,null,null,null,null,null,null,null,null,null,null,null,null,null,null,null,null,null,null,null,null,null,null,null,null,null,null,null,null,null,null,null,null,null,null,null,null,null,null,null,null,null,null,null,null,null,null,null,null,null,null,null,null,null,null,null,null,null,null,null,null,null,null,null,null,null,null,null,null,null,null,null,null,null,null,null,0,0,0,0,0,0,0,0,0,0,0,0,0,0,0,0,0,0,0,0,0,0,0,0,0,0,0,0,0,0,0,0,0,0,0,0,0,0,0,0,0,0,0,0,0,0,0,0,0,0,0,0,0,0,0,0,0,0,0,0,0,0,0,0,0,0,0,0,0,0,0,0,0,0,0,0,0,0,0,0,0,0,0,0,0,0,0,0,0,0,0]
["",null,null,null,null,"","",null,null,null,null,null,null,null,null,null,null,null,null,null,null,null,null,null,null,null,null,null,null,null,null,null,null,null,null,null,null,null,null,null,null,null,null,null,null,null,null,null,null,null,null,null,null,null,null,null,null,null,null,null,null,null,null,null,null,null,null,null,null,null,null,null,null,null,null,null,null,null,null,null,null,null,null,null,null,null,null,null,null,null,null,null,null,null,null,null,null,null,null,0,0,0,0,0,0,0,0,0,0,0,0,0,0,0,0,0,0,0,0,0,0,0,0,0,0,0,0,0,0,0,0,0,0,0,0,0,0,0,0,0,0,0,0,0,0,0,0,0,0,0,0,0,0,0,0,0,0,0,0,0,0,0,0,0,0,0,0,0,0,0,0,0,0,0,0,0,0,0,0,0,0,0,0,0,0,0,0,0,0,0]
["",null,null,null,null,"","",null,null,null,null,null,null,null,null,null,null,null,null,null,null,null,null,null,null,null,null,null,null,null,null,null,null,null,null,null,null,null,null,null,null,null,null,null,null,null,null,null,null,null,null,null,null,null,null,null,null,null,null,null,null,null,null,null,null,null,null,null,null,null,null,null,null,null,null,null,null,null,null,null,null,null,null,null,null,null,null,null,null,null,null,null,null,null,null,null,null,null,null,0,0,0,0,0,0,0,0,0,0,0,0,0,0,0,0,0,0,0,0,0,0,0,0,0,0,0,0,0,0,0,0,0,0,0,0,0,0,0,0,0,0,0,0,0,0,0,0,0,0,0,0,0,0,0,0,0,0,0,0,0,0,0,0,0,0,0,0,0,0,0,0,0,0,0,0,0,0,0,0,0,0,0,0,0,0,0,0,0,0,0]
["",null,null,null,null,"","",null,null,null,null,null,null,null,null,null,null,null,null,null,null,null,null,null,null,null,null,null,null,null,null,null,null,null,null,null,null,null,null,null,null,null,null,null,null,null,null,null,null,null,null,null,null,null,null,null,null,null,null,null,null,null,null,null,null,null,null,null,null,null,null,null,null,null,null,null,null,null,null,null,null,null,null,null,null,null,null,null,null,null,null,null,null,null,null,null,null,null,null,0,0,0,0,0,0,0,0,0,0,0,0,0,0,0,0,0,0,0,0,0,0,0,0,0,0,0,0,0,0,0,0,0,0,0,0,0,0,0,0,0,0,0,0,0,0,0,0,0,0,0,0,0,0,0,0,0,0,0,0,0,0,0,0,0,0,0,0,0,0,0,0,0,0,0,0,0,0,0,0,0,0,0,0,0,0,0,0,0,0,0]
["",null,null,null,null,"","",null,null,null,null,null,null,null,null,null,null,null,null,null,null,null,null,null,null,null,null,null,null,null,null,null,null,null,null,null,null,null,null,null,null,null,null,null,null,null,null,null,null,null,null,null,null,null,null,null,null,null,null,null,null,null,null,null,null,null,null,null,null,null,null,null,null,null,null,null,null,null,null,null,null,null,null,null,null,null,null,null,null,null,null,null,null,null,null,null,null,null,null,0,0,0,0,0,0,0,0,0,0,0,0,0,0,0,0,0,0,0,0,0,0,0,0,0,0,0,0,0,0,0,0,0,0,0,0,0,0,0,0,0,0,0,0,0,0,0,0,0,0,0,0,0,0,0,0,0,0,0,0,0,0,0,0,0,0,0,0,0,0,0,0,0,0,0,0,0,0,0,0,0,0,0,0,0,0,0,0,0,0,0]
["",null,null,null,null,"","",null,null,null,null,null,null,null,null,null,null,null,null,null,null,null,null,null,null,null,null,null,null,null,null,null,null,null,null,null,null,null,null,null,null,null,null,null,null,null,null,null,null,null,null,null,null,null,null,null,null,null,null,null,null,null,null,null,null,null,null,null,null,null,null,null,null,null,null,null,null,null,null,null,null,null,null,null,null,null,null,null,null,null,null,null,null,null,null,null,null,null,null,0,0,0,0,0,0,0,0,0,0,0,0,0,0,0,0,0,0,0,0,0,0,0,0,0,0,0,0,0,0,0,0,0,0,0,0,0,0,0,0,0,0,0,0,0,0,0,0,0,0,0,0,0,0,0,0,0,0,0,0,0,0,0,0,0,0,0,0,0,0,0,0,0,0,0,0,0,0,0,0,0,0,0,0,0,0,0,0,0,0,0]
["",null,null,null,null,"","",null,null,null,null,null,null,null,null,null,null,null,null,null,null,null,null,null,null,null,null,null,null,null,null,null,null,null,null,null,null,null,null,null,null,null,null,null,null,null,null,null,null,null,null,null,null,null,null,null,null,null,null,null,null,null,null,null,null,null,null,null,null,null,null,null,null,null,null,null,null,null,null,null,null,null,null,null,null,null,null,null,null,null,null,null,null,null,null,null,null,null,null,0,0,0,0,0,0,0,0,0,0,0,0,0,0,0,0,0,0,0,0,0,0,0,0,0,0,0,0,0,0,0,0,0,0,0,0,0,0,0,0,0,0,0,0,0,0,0,0,0,0,0,0,0,0,0,0,0,0,0,0,0,0,0,0,0,0,0,0,0,0,0,0,0,0,0,0,0,0,0,0,0,0,0,0,0,0,0,0,0,0,0]
["",null,null,null,null,"","",null,null,null,null,null,null,null,null,null,null,null,null,null,null,null,null,null,null,null,null,null,null,null,null,null,null,null,null,null,null,null,null,null,null,null,null,null,null,null,null,null,null,null,null,null,null,null,null,null,null,null,null,null,null,null,null,null,null,null,null,null,null,null,null,null,null,null,null,null,null,null,null,null,null,null,null,null,null,null,null,null,null,null,null,null,null,null,null,null,null,null,null,0,0,0,0,0,0,0,0,0,0,0,0,0,0,0,0,0,0,0,0,0,0,0,0,0,0,0,0,0,0,0,0,0,0,0,0,0,0,0,0,0,0,0,0,0,0,0,0,0,0,0,0,0,0,0,0,0,0,0,0,0,0,0,0,0,0,0,0,0,0,0,0,0,0,0,0,0,0,0,0,0,0,0,0,0,0,0,0,0,0,0]
["",null,null,null,null,"","",null,null,null,null,null,null,null,null,null,null,null,null,null,null,null,null,null,null,null,null,null,null,null,null,null,null,null,null,null,null,null,null,null,null,null,null,null,null,null,null,null,null,null,null,null,null,null,null,null,null,null,null,null,null,null,null,null,null,null,null,null,null,null,null,null,null,null,null,null,null,null,null,null,null,null,null,null,null,null,null,null,null,null,null,null,null,null,null,null,null,null,null,0,0,0,0,0,0,0,0,0,0,0,0,0,0,0,0,0,0,0,0,0,0,0,0,0,0,0,0,0,0,0,0,0,0,0,0,0,0,0,0,0,0,0,0,0,0,0,0,0,0,0,0,0,0,0,0,0,0,0,0,0,0,0,0,0,0,0,0,0,0,0,0,0,0,0,0,0,0,0,0,0,0,0,0,0,0,0,0,0,0,0]
["",null,null,null,null,"","",null,null,null,null,null,null,null,null,null,null,null,null,null,null,null,null,null,null,null,null,null,null,null,null,null,null,null,null,null,null,null,null,null,null,null,null,null,null,null,null,null,null,null,null,null,null,null,null,null,null,null,null,null,null,null,null,null,null,null,null,null,null,null,null,null,null,null,null,null,null,null,null,null,null,null,null,null,null,null,null,null,null,null,null,null,null,null,null,null,null,null,null,0,0,0,0,0,0,0,0,0,0,0,0,0,0,0,0,0,0,0,0,0,0,0,0,0,0,0,0,0,0,0,0,0,0,0,0,0,0,0,0,0,0,0,0,0,0,0,0,0,0,0,0,0,0,0,0,0,0,0,0,0,0,0,0,0,0,0,0,0,0,0,0,0,0,0,0,0,0,0,0,0,0,0,0,0,0,0,0,0,0,0]
["",null,null,null,null,"","",null,null,null,null,null,null,null,null,null,null,null,null,null,null,null,null,null,null,null,null,null,null,null,null,null,null,null,null,null,null,null,null,null,null,null,null,null,null,null,null,null,null,null,null,null,null,null,null,null,null,null,null,null,null,null,null,null,null,null,null,null,null,null,null,null,null,null,null,null,null,null,null,null,null,null,null,null,null,null,null,null,null,null,null,null,null,null,null,null,null,null,null,0,0,0,0,0,0,0,0,0,0,0,0,0,0,0,0,0,0,0,0,0,0,0,0,0,0,0,0,0,0,0,0,0,0,0,0,0,0,0,0,0,0,0,0,0,0,0,0,0,0,0,0,0,0,0,0,0,0,0,0,0,0,0,0,0,0,0,0,0,0,0,0,0,0,0,0,0,0,0,0,0,0,0,0,0,0,0,0,0,0,0]
["",null,null,null,null,"","",null,null,null,null,null,null,null,null,null,null,null,null,null,null,null,null,null,null,null,null,null,null,null,null,null,null,null,null,null,null,null,null,null,null,null,null,null,null,null,null,null,null,null,null,null,null,null,null,null,null,null,null,null,null,null,null,null,null,null,null,null,null,null,null,null,null,null,null,null,null,null,null,null,null,null,null,null,null,null,null,null,null,null,null,null,null,null,null,null,null,null,null,0,0,0,0,0,0,0,0,0,0,0,0,0,0,0,0,0,0,0,0,0,0,0,0,0,0,0,0,0,0,0,0,0,0,0,0,0,0,0,0,0,0,0,0,0,0,0,0,0,0,0,0,0,0,0,0,0,0,0,0,0,0,0,0,0,0,0,0,0,0,0,0,0,0,0,0,0,0,0,0,0,0,0,0,0,0,0,0,0,0,0]
["",null,null,null,null,"","",null,null,null,null,null,null,null,null,null,null,null,null,null,null,null,null,null,null,null,null,null,null,null,null,null,null,null,null,null,null,null,null,null,null,null,null,null,null,null,null,null,null,null,null,null,null,null,null,null,null,null,null,null,null,null,null,null,null,null,null,null,null,null,null,null,null,null,null,null,null,null,null,null,null,null,null,null,null,null,null,null,null,null,null,null,null,null,null,null,null,null,null,0,0,0,0,0,0,0,0,0,0,0,0,0,0,0,0,0,0,0,0,0,0,0,0,0,0,0,0,0,0,0,0,0,0,0,0,0,0,0,0,0,0,0,0,0,0,0,0,0,0,0,0,0,0,0,0,0,0,0,0,0,0,0,0,0,0,0,0,0,0,0,0,0,0,0,0,0,0,0,0,0,0,0,0,0,0,0,0,0,0,0]
["",null,null,null,null,"","",null,null,null,null,null,null,null,null,null,null,null,null,null,null,null,null,null,null,null,null,null,null,null,null,null,null,null,null,null,null,null,null,null,null,null,null,null,null,null,null,null,null,null,null,null,null,null,null,null,null,null,null,null,null,null,null,null,null,null,null,null,null,null,null,null,null,null,null,null,null,null,null,null,null,null,null,null,null,null,null,null,null,null,null,null,null,null,null,null,null,null,null,0,0,0,0,0,0,0,0,0,0,0,0,0,0,0,0,0,0,0,0,0,0,0,0,0,0,0,0,0,0,0,0,0,0,0,0,0,0,0,0,0,0,0,0,0,0,0,0,0,0,0,0,0,0,0,0,0,0,0,0,0,0,0,0,0,0,0,0,0,0,0,0,0,0,0,0,0,0,0,0,0,0,0,0,0,0,0,0,0,0,0]
["",null,null,null,null,"","",null,null,null,null,null,null,null,null,null,null,null,null,null,null,null,null,null,null,null,null,null,null,null,null,null,null,null,null,null,null,null,null,null,null,null,null,null,null,null,null,null,null,null,null,null,null,null,null,null,null,null,null,null,null,null,null,null,null,null,null,null,null,null,null,null,null,null,null,null,null,null,null,null,null,null,null,null,null,null,null,null,null,null,null,null,null,null,null,null,null,null,null,0,0,0,0,0,0,0,0,0,0,0,0,0,0,0,0,0,0,0,0,0,0,0,0,0,0,0,0,0,0,0,0,0,0,0,0,0,0,0,0,0,0,0,0,0,0,0,0,0,0,0,0,0,0,0,0,0,0,0,0,0,0,0,0,0,0,0,0,0,0,0,0,0,0,0,0,0,0,0,0,0,0,0,0,0,0,0,0,0,0,0]
["",null,null,null,null,"","",null,null,null,null,null,null,null,null,null,null,null,null,null,null,null,null,null,null,null,null,null,null,null,null,null,null,null,null,null,null,null,null,null,null,null,null,null,null,null,null,null,null,null,null,null,null,null,null,null,null,null,null,null,null,null,null,null,null,null,null,null,null,null,null,null,null,null,null,null,null,null,null,null,null,null,null,null,null,null,null,null,null,null,null,null,null,null,null,null,null,null,null,0,0,0,0,0,0,0,0,0,0,0,0,0,0,0,0,0,0,0,0,0,0,0,0,0,0,0,0,0,0,0,0,0,0,0,0,0,0,0,0,0,0,0,0,0,0,0,0,0,0,0,0,0,0,0,0,0,0,0,0,0,0,0,0,0,0,0,0,0,0,0,0,0,0,0,0,0,0,0,0,0,0,0,0,0,0,0,0,0,0,0]
["",null,null,null,null,"","",null,null,null,null,null,null,null,null,null,null,null,null,null,null,null,null,null,null,null,null,null,null,null,null,null,null,null,null,null,null,null,null,null,null,null,null,null,null,null,null,null,null,null,null,null,null,null,null,null,null,null,null,null,null,null,null,null,null,null,null,null,null,null,null,null,null,null,null,null,null,null,null,null,null,null,null,null,null,null,null,null,null,null,null,null,null,null,null,null,null,null,null,0,0,0,0,0,0,0,0,0,0,0,0,0,0,0,0,0,0,0,0,0,0,0,0,0,0,0,0,0,0,0,0,0,0,0,0,0,0,0,0,0,0,0,0,0,0,0,0,0,0,0,0,0,0,0,0,0,0,0,0,0,0,0,0,0,0,0,0,0,0,0,0,0,0,0,0,0,0,0,0,0,0,0,0,0,0,0,0,0,0,0]
["",null,null,null,null,"","",null,null,null,null,null,null,null,null,null,null,null,null,null,null,null,null,null,null,null,null,null,null,null,null,null,null,null,null,null,null,null,null,null,null,null,null,null,null,null,null,null,null,null,null,null,null,null,null,null,null,null,null,null,null,null,null,null,null,null,null,null,null,null,null,null,null,null,null,null,null,null,null,null,null,null,null,null,null,null,null,null,null,null,null,null,null,null,null,null,null,null,null,0,0,0,0,0,0,0,0,0,0,0,0,0,0,0,0,0,0,0,0,0,0,0,0,0,0,0,0,0,0,0,0,0,0,0,0,0,0,0,0,0,0,0,0,0,0,0,0,0,0,0,0,0,0,0,0,0,0,0,0,0,0,0,0,0,0,0,0,0,0,0,0,0,0,0,0,0,0,0,0,0,0,0,0,0,0,0,0,0,0,0]
["",null,null,null,null,"","",null,null,null,null,null,null,null,null,null,null,null,null,null,null,null,null,null,null,null,null,null,null,null,null,null,null,null,null,null,null,null,null,null,null,null,null,null,null,null,null,null,null,null,null,null,null,null,null,null,null,null,null,null,null,null,null,null,null,null,null,null,null,null,null,null,null,null,null,null,null,null,null,null,null,null,null,null,null,null,null,null,null,null,null,null,null,null,null,null,null,null,null,0,0,0,0,0,0,0,0,0,0,0,0,0,0,0,0,0,0,0,0,0,0,0,0,0,0,0,0,0,0,0,0,0,0,0,0,0,0,0,0,0,0,0,0,0,0,0,0,0,0,0,0,0,0,0,0,0,0,0,0,0,0,0,0,0,0,0,0,0,0,0,0,0,0,0,0,0,0,0,0,0,0,0,0,0,0,0,0,0,0,0]
["",null,null,null,null,"","",null,null,null,null,null,null,null,null,null,null,null,null,null,null,null,null,null,null,null,null,null,null,null,null,null,null,null,null,null,null,null,null,null,null,null,null,null,null,null,null,null,null,null,null,null,null,null,null,null,null,null,null,null,null,null,null,null,null,null,null,null,null,null,null,null,null,null,null,null,null,null,null,null,null,null,null,null,null,null,null,null,null,null,null,null,null,null,null,null,null,null,null,0,0,0,0,0,0,0,0,0,0,0,0,0,0,0,0,0,0,0,0,0,0,0,0,0,0,0,0,0,0,0,0,0,0,0,0,0,0,0,0,0,0,0,0,0,0,0,0,0,0,0,0,0,0,0,0,0,0,0,0,0,0,0,0,0,0,0,0,0,0,0,0,0,0,0,0,0,0,0,0,0,0,0,0,0,0,0,0,0,0,0]
["",null,null,null,null,"","",null,null,null,null,null,null,null,null,null,null,null,null,null,null,null,null,null,null,null,null,null,null,null,null,null,null,null,null,null,null,null,null,null,null,null,null,null,null,null,null,null,null,null,null,null,null,null,null,null,null,null,null,null,null,null,null,null,null,null,null,null,null,null,null,null,null,null,null,null,null,null,null,null,null,null,null,null,null,null,null,null,null,null,null,null,null,null,null,null,null,null,null,0,0,0,0,0,0,0,0,0,0,0,0,0,0,0,0,0,0,0,0,0,0,0,0,0,0,0,0,0,0,0,0,0,0,0,0,0,0,0,0,0,0,0,0,0,0,0,0,0,0,0,0,0,0,0,0,0,0,0,0,0,0,0,0,0,0,0,0,0,0,0,0,0,0,0,0,0,0,0,0,0,0,0,0,0,0,0,0,0,0,0]
["",null,null,null,null,"","",null,null,null,null,null,null,null,null,null,null,null,null,null,null,null,null,null,null,null,null,null,null,null,null,null,null,null,null,null,null,null,null,null,null,null,null,null,null,null,null,null,null,null,null,null,null,null,null,null,null,null,null,null,null,null,null,null,null,null,null,null,null,null,null,null,null,null,null,null,null,null,null,null,null,null,null,null,null,null,null,null,null,null,null,null,null,null,null,null,null,null,null,0,0,0,0,0,0,0,0,0,0,0,0,0,0,0,0,0,0,0,0,0,0,0,0,0,0,0,0,0,0,0,0,0,0,0,0,0,0,0,0,0,0,0,0,0,0,0,0,0,0,0,0,0,0,0,0,0,0,0,0,0,0,0,0,0,0,0,0,0,0,0,0,0,0,0,0,0,0,0,0,0,0,0,0,0,0,0,0,0,0,0]
["",null,null,null,null,"","",null,null,null,null,null,null,null,null,null,null,null,null,null,null,null,null,null,null,null,null,null,null,null,null,null,null,null,null,null,null,null,null,null,null,null,null,null,null,null,null,null,null,null,null,null,null,null,null,null,null,null,null,null,null,null,null,null,null,null,null,null,null,null,null,null,null,null,null,null,null,null,null,null,null,null,null,null,null,null,null,null,null,null,null,null,null,null,null,null,null,null,null,0,0,0,0,0,0,0,0,0,0,0,0,0,0,0,0,0,0,0,0,0,0,0,0,0,0,0,0,0,0,0,0,0,0,0,0,0,0,0,0,0,0,0,0,0,0,0,0,0,0,0,0,0,0,0,0,0,0,0,0,0,0,0,0,0,0,0,0,0,0,0,0,0,0,0,0,0,0,0,0,0,0,0,0,0,0,0,0,0,0,0]
["",null,null,null,null,"","",null,null,null,null,null,null,null,null,null,null,null,null,null,null,null,null,null,null,null,null,null,null,null,null,null,null,null,null,null,null,null,null,null,null,null,null,null,null,null,null,null,null,null,null,null,null,null,null,null,null,null,null,null,null,null,null,null,null,null,null,null,null,null,null,null,null,null,null,null,null,null,null,null,null,null,null,null,null,null,null,null,null,null,null,null,null,null,null,null,null,null,null,0,0,0,0,0,0,0,0,0,0,0,0,0,0,0,0,0,0,0,0,0,0,0,0,0,0,0,0,0,0,0,0,0,0,0,0,0,0,0,0,0,0,0,0,0,0,0,0,0,0,0,0,0,0,0,0,0,0,0,0,0,0,0,0,0,0,0,0,0,0,0,0,0,0,0,0,0,0,0,0,0,0,0,0,0,0,0,0,0,0,0]
["",null,null,null,null,"","",null,null,null,null,null,null,null,null,null,null,null,null,null,null,null,null,null,null,null,null,null,null,null,null,null,null,null,null,null,null,null,null,null,null,null,null,null,null,null,null,null,null,null,null,null,null,null,null,null,null,null,null,null,null,null,null,null,null,null,null,null,null,null,null,null,null,null,null,null,null,null,null,null,null,null,null,null,null,null,null,null,null,null,null,null,null,null,null,null,null,null,null,0,0,0,0,0,0,0,0,0,0,0,0,0,0,0,0,0,0,0,0,0,0,0,0,0,0,0,0,0,0,0,0,0,0,0,0,0,0,0,0,0,0,0,0,0,0,0,0,0,0,0,0,0,0,0,0,0,0,0,0,0,0,0,0,0,0,0,0,0,0,0,0,0,0,0,0,0,0,0,0,0,0,0,0,0,0,0,0,0,0,0]
["",null,null,null,null,"","",null,null,null,null,null,null,null,null,null,null,null,null,null,null,null,null,null,null,null,null,null,null,null,null,null,null,null,null,null,null,null,null,null,null,null,null,null,null,null,null,null,null,null,null,null,null,null,null,null,null,null,null,null,null,null,null,null,null,null,null,null,null,null,null,null,null,null,null,null,null,null,null,null,null,null,null,null,null,null,null,null,null,null,null,null,null,null,null,null,null,null,null,0,0,0,0,0,0,0,0,0,0,0,0,0,0,0,0,0,0,0,0,0,0,0,0,0,0,0,0,0,0,0,0,0,0,0,0,0,0,0,0,0,0,0,0,0,0,0,0,0,0,0,0,0,0,0,0,0,0,0,0,0,0,0,0,0,0,0,0,0,0,0,0,0,0,0,0,0,0,0,0,0,0,0,0,0,0,0,0,0,0,0]
["",null,null,null,null,"","",null,null,null,null,null,null,null,null,null,null,null,null,null,null,null,null,null,null,null,null,null,null,null,null,null,null,null,null,null,null,null,null,null,null,null,null,null,null,null,null,null,null,null,null,null,null,null,null,null,null,null,null,null,null,null,null,null,null,null,null,null,null,null,null,null,null,null,null,null,null,null,null,null,null,null,null,null,null,null,null,null,null,null,null,null,null,null,null,null,null,null,null,0,0,0,0,0,0,0,0,0,0,0,0,0,0,0,0,0,0,0,0,0,0,0,0,0,0,0,0,0,0,0,0,0,0,0,0,0,0,0,0,0,0,0,0,0,0,0,0,0,0,0,0,0,0,0,0,0,0,0,0,0,0,0,0,0,0,0,0,0,0,0,0,0,0,0,0,0,0,0,0,0,0,0,0,0,0,0,0,0,0,0]
["",null,null,null,null,"","",null,null,null,null,null,null,null,null,null,null,null,null,null,null,null,null,null,null,null,null,null,null,null,null,null,null,null,null,null,null,null,null,null,null,null,null,null,null,null,null,null,null,null,null,null,null,null,null,null,null,null,null,null,null,null,null,null,null,null,null,null,null,null,null,null,null,null,null,null,null,null,null,null,null,null,null,null,null,null,null,null,null,null,null,null,null,null,null,null,null,null,null,0,{"$f":"IFERROR($D134*I134,\"\")","v":0},{"$f":"IFERROR($D134*J134,\"\")","v":0},{"$f":"IFERROR($D134*K134,\"\")","v":0},{"$f":"IFERROR($D134*L134,\"\")","v":0},{"$f":"IFERROR($D134*M134,\"\")","v":0},{"$f":"IFERROR($D134*N134,\"\")","v":0},{"$f":"IFERROR($D134*O134,\"\")","v":0},{"$f":"IFERROR($D134*P134,\"\")","v":0},{"$f":"IFERROR($D134*Q134,\"\")","v":0},{"$f":"IFERROR($D134*R134,\"\")","v":0},{"$f":"IFERROR($D134*S134,\"\")","v":0},{"$f":"IFERROR($D134*T134,\"\")","v":0},{"$f":"IFERROR($D134*U134,\"\")","v":0},{"$f":"IFERROR($D134*V134,\"\")","v":0},{"$f":"IFERROR($D134*W134,\"\")","v":0},{"$f":"IFERROR($D134*X134,\"\")","v":0},{"$f":"IFERROR($D134*Y134,\"\")","v":0},{"$f":"IFERROR($D134*Z134,\"\")","v":0},{"$f":"IFERROR($D134*AA134,\"\")","v":0},{"$f":"IFERROR($D134*AB134,\"\")","v":0},{"$f":"IFERROR($D134*AC134,\"\")","v":0},{"$f":"IFERROR($D134*AD134,\"\")","v":0},{"$f":"IFERROR($D134*AE134,\"\")","v":0},{"$f":"IFERROR($D134*AF134,\"\")","v":0},{"$f":"IFERROR($D134*AG134,\"\")","v":0},{"$f":"IFERROR($D134*AH134,\"\")","v":0},{"$f":"IFERROR($D134*AI134,\"\")","v":0},{"$f":"IFERROR($D134*AJ134,\"\")","v":0},{"$f":"IFERROR($D134*AK134,\"\")","v":0},{"$f":"IFERROR($D134*AL134,\"\")","v":0},{"$f":"IFERROR($D134*AM134,\"\")","v":0},{"$f":"IFERROR($D134*AN134,\"\")","v":0},{"$f":"IFERROR($D134*AO134,\"\")","v":0},{"$f":"IFERROR($D134*AP134,\"\")","v":0},{"$f":"IFERROR($D134*AQ134,\"\")","v":0},{"$f":"IFERROR($D134*AR134,\"\")","v":0},{"$f":"IFERROR($D134*AS134,\"\")","v":0},{"$f":"IFERROR($D134*AT134,\"\")","v":0},{"$f":"IFERROR($D134*AU134,\"\")","v":0},{"$f":"IFERROR($D134*AV134,\"\")","v":0},{"$f":"IFERROR($D134*AW134,\"\")","v":0},{"$f":"IFERROR($D134*AX134,\"\")","v":0},{"$f":"IFERROR($D134*AY134,\"\")","v":0},{"$f":"IFERROR($D134*AZ134,\"\")","v":0},{"$f":"IFERROR($D134*BA134,\"\")","v":0},{"$f":"IFERROR($D134*BB134,\"\")","v":0},{"$f":"IFERROR($D134*BC134,\"\")","v":0},{"$f":"IFERROR($D134*BD134,\"\")","v":0},{"$f":"IFERROR($D134*BE134,\"\")","v":0},{"$f":"IFERROR($D134*BF134,\"\")","v":0},{"$f":"IFERROR($D134*BG134,\"\")","v":0},{"$f":"IFERROR($D134*BH134,\"\")","v":0},{"$f":"IFERROR($D134*BI134,\"\")","v":0},{"$f":"IFERROR($D134*BJ134,\"\")","v":0},{"$f":"IFERROR($D134*BK134,\"\")","v":0},{"$f":"IFERROR($D134*BL134,\"\")","v":0},{"$f":"IFERROR($D134*BM134,\"\")","v":0},{"$f":"IFERROR($D134*BN134,\"\")","v":0},{"$f":"IFERROR($D134*BO134,\"\")","v":0},{"$f":"IFERROR($D134*BP134,\"\")","v":0},{"$f":"IFERROR($D134*BQ134,\"\")","v":0},{"$f":"IFERROR($D134*BR134,\"\")","v":0},{"$f":"IFERROR($D134*BS134,\"\")","v":0},{"$f":"IFERROR($D134*BT134,\"\")","v":0},{"$f":"IFERROR($D134*BU134,\"\")","v":0},{"$f":"IFERROR($D134*BV134,\"\")","v":0},{"$f":"IFERROR($D134*BW134,\"\")","v":0},{"$f":"IFERROR($D134*BX134,\"\")","v":0},{"$f":"IFERROR($D134*BY134,\"\")","v":0},{"$f":"IFERROR($D134*BZ134,\"\")","v":0},{"$f":"IFERROR($D134*CA134,\"\")","v":0},{"$f":"IFERROR($D134*CB134,\"\")","v":0},{"$f":"IFERROR($D134*CC134,\"\")","v":0},{"$f":"IFERROR($D134*CD134,\"\")","v":0},{"$f":"IFERROR($D134*CE134,\"\")","v":0},{"$f":"IFERROR($D134*CF134,\"\")","v":0},{"$f":"IFERROR($D134*CG134,\"\")","v":0},{"$f":"IFERROR($D134*CH134,\"\")","v":0},{"$f":"IFERROR($D134*CI134,\"\")","v":0},{"$f":"IFERROR($D134*CJ134,\"\")","v":0},{"$f":"IFERROR($D134*CK134,\"\")","v":0},{"$f":"IFERROR($D134*CL134,\"\")","v":0},{"$f":"IFERROR($D134*CM134,\"\")","v":0},{"$f":"IFERROR($D134*CN134,\"\")","v":0},{"$f":"IFERROR($D134*CO134,\"\")","v":0},{"$f":"IFERROR($D134*CP134,\"\")","v":0},{"$f":"IFERROR($D134*CQ134,\"\")","v":0},{"$f":"IFERROR($D134*CR134,\"\")","v":0},{"$f":"IFERROR($D134*CS134,\"\")","v":0},{"$f":"IFERROR($D134*CT134,\"\")","v":0}]
["",null,null,null,null,"","",null,null,null,null,null,null,null,null,null,null,null,null,null,null,null,null,null,null,null,null,null,null,null,null,null,null,null,null,null,null,null,null,null,null,null,null,null,null,null,null,null,null,null,null,null,null,null,null,null,null,null,null,null,null,null,null,null,null,null,null,null,null,null,null,null,null,null,null,null,null,null,null,null,null,null,null,null,null,null,null,null,null,null,null,null,null,null,null,null,null,null,null,{"$f":"IFERROR($D135*H135,\"\")","v":0},0,0,0,0,0,0,0,0,0,0,0,0,0,0,0,0,0,0,0,0,0,0,0,0,0,0,0,0,0,0,0,0,0,0,0,0,0,0,0,0,0,0,0,0,0,0,0,0,0,0,0,0,0,0,0,0,0,0,0,0,0,0,0,0,0,0,0,0,0,0,0,0,0,0,0,0,0,0,0,0,0,0,0,0,0,0,0,0,0,0]
["",null,null,null,null,"","",null,null,null,null,null,null,null,null,null,null,null,null,null,null,null,null,null,null,null,null,null,null,null,null,null,null,null,null,null,null,null,null,null,null,null,null,null,null,null,null,null,null,null,null,null,null,null,null,null,null,null,null,null,null,null,null,null,null,null,null,null,null,null,null,null,null,null,null,null,null,null,null,null,null,null,null,null,null,null,null,null,null,null,null,null,null,null,null,null,null,null,null,0,0,0,0,0,0,0,0,0,0,0,0,0,0,0,0,0,0,0,0,0,0,0,0,0,0,0,0,0,0,0,0,0,0,0,0,0,0,0,0,0,0,0,0,0,0,0,0,0,0,0,0,0,0,0,0,0,0,0,0,0,0,0,0,0,0,0,0,0,0,0,0,0,0,0,0,0,0,0,0,0,0,0,0,0,0,0,0,0,0,0]
["",null,null,null,null,"","",null,null,null,null,null,null,null,null,null,null,null,null,null,null,null,null,null,null,null,null,null,null,null,null,null,null,null,null,null,null,null,null,null,null,null,null,null,null,null,null,null,null,null,null,null,null,null,null,null,null,null,null,null,null,null,null,null,null,null,null,null,null,null,null,null,null,null,null,null,null,null,null,null,null,null,null,null,null,null,null,null,null,null,null,null,null,null,null,null,null,null,null,0,0,0,0,0,0,0,0,0,0,0,0,0,0,0,0,0,0,0,0,0,0,0,0,0,0,0,0,0,0,0,0,0,0,0,0,0,0,0,0,0,0,0,0,0,0,0,0,0,0,0,0,0,0,0,0,0,0,0,0,0,0,0,0,0,0,0,0,0,0,0,0,0,0,0,0,0,0,0,0,0,0,0,0,0,0,0,0,0,0,0]
["",null,null,null,null,"","",null,null,null,null,null,null,null,null,null,null,null,null,null,null,null,null,null,null,null,null,null,null,null,null,null,null,null,null,null,null,null,null,null,null,null,null,null,null,null,null,null,null,null,null,null,null,null,null,null,null,null,null,null,null,null,null,null,null,null,null,null,null,null,null,null,null,null,null,null,null,null,null,null,null,null,null,null,null,null,null,null,null,null,null,null,null,null,null,null,null,null,null,0,0,0,0,0,0,0,0,0,0,0,0,0,0,0,0,0,0,0,0,0,0,0,0,0,0,0,0,0,0,0,0,0,0,0,0,0,0,0,0,0,0,0,0,0,0,0,0,0,0,0,0,0,0,0,0,0,0,0,0,0,0,0,0,0,0,0,0,0,0,0,0,0,0,0,0,0,0,0,0,0,0,0,0,0,0,0,0,0,0,0]
["",null,null,null,null,"","",null,null,null,null,null,null,null,null,null,null,null,null,null,null,null,null,null,null,null,null,null,null,null,null,null,null,null,null,null,null,null,null,null,null,null,null,null,null,null,null,null,null,null,null,null,null,null,null,null,null,null,null,null,null,null,null,null,null,null,null,null,null,null,null,null,null,null,null,null,null,null,null,null,null,null,null,null,null,null,null,null,null,null,null,null,null,null,null,null,null,null,null,0,0,0,0,0,0,0,0,0,0,0,0,0,0,0,0,0,0,0,0,0,0,0,0,0,0,0,0,0,0,0,0,0,0,0,0,0,0,0,0,0,0,0,0,0,0,0,0,0,0,0,0,0,0,0,0,0,0,0,0,0,0,0,0,0,0,0,0,0,0,0,0,0,0,0,0,0,0,0,0,0,0,0,0,0,0,0,0,0,0,0]
["",null,null,null,null,"","",null,null,null,null,null,null,null,null,null,null,null,null,null,null,null,null,null,null,null,null,null,null,null,null,null,null,null,null,null,null,null,null,null,null,null,null,null,null,null,null,null,null,null,null,null,null,null,null,null,null,null,null,null,null,null,null,null,null,null,null,null,null,null,null,null,null,null,null,null,null,null,null,null,null,null,null,null,null,null,null,null,null,null,null,null,null,null,null,null,null,null,null,0,0,0,0,0,0,0,0,0,0,0,0,0,0,0,0,0,0,0,0,0,0,0,0,0,0,0,0,0,0,0,0,0,0,0,0,0,0,0,0,0,0,0,0,0,0,0,0,0,0,0,0,0,0,0,0,0,0,0,0,0,0,0,0,0,0,0,0,0,0,0,0,0,0,0,0,0,0,0,0,0,0,0,0,0,0,0,0,0,0,0]
["",null,null,null,null,"","",null,null,null,null,null,null,null,null,null,null,null,null,null,null,null,null,null,null,null,null,null,null,null,null,null,null,null,null,null,null,null,null,null,null,null,null,null,null,null,null,null,null,null,null,null,null,null,null,null,null,null,null,null,null,null,null,null,null,null,null,null,null,null,null,null,null,null,null,null,null,null,null,null,null,null,null,null,null,null,null,null,null,null,null,null,null,null,null,null,null,null,null,0,0,0,0,0,0,0,0,0,0,0,0,0,0,0,0,0,0,0,0,0,0,0,0,0,0,0,0,0,0,0,0,0,0,0,0,0,0,0,0,0,0,0,0,0,0,0,0,0,0,0,0,0,0,0,0,0,0,0,0,0,0,0,0,0,0,0,0,0,0,0,0,0,0,0,0,0,0,0,0,0,0,0,0,0,0,0,0,0,0,0]
["",null,null,null,null,"","",null,null,null,null,null,null,null,null,null,null,null,null,null,null,null,null,null,null,null,null,null,null,null,null,null,null,null,null,null,null,null,null,null,null,null,null,null,null,null,null,null,null,null,null,null,null,null,null,null,null,null,null,null,null,null,null,null,null,null,null,null,null,null,null,null,null,null,null,null,null,null,null,null,null,null,null,null,null,null,null,null,null,null,null,null,null,null,null,null,null,null,null,0,0,0,0,0,0,0,0,0,0,0,0,0,0,0,0,0,0,0,0,0,0,0,0,0,0,0,0,0,0,0,0,0,0,0,0,0,0,0,0,0,0,0,0,0,0,0,0,0,0,0,0,0,0,0,0,0,0,0,0,0,0,0,0,0,0,0,0,0,0,0,0,0,0,0,0,0,0,0,0,0,0,0,0,0,0,0,0,0,0,0]
["",null,null,null,null,"","",null,null,null,null,null,null,null,null,null,null,null,null,null,null,null,null,null,null,null,null,null,null,null,null,null,null,null,null,null,null,null,null,null,null,null,null,null,null,null,null,null,null,null,null,null,null,null,null,null,null,null,null,null,null,null,null,null,null,null,null,null,null,null,null,null,null,null,null,null,null,null,null,null,null,null,null,null,null,null,null,null,null,null,null,null,null,null,null,null,null,null,null,0,0,0,0,0,0,0,0,0,0,0,0,0,0,0,0,0,0,0,0,0,0,0,0,0,0,0,0,0,0,0,0,0,0,0,0,0,0,0,0,0,0,0,0,0,0,0,0,0,0,0,0,0,0,0,0,0,0,0,0,0,0,0,0,0,0,0,0,0,0,0,0,0,0,0,0,0,0,0,0,0,0,0,0,0,0,0,0,0,0,0]
["",null,null,null,null,"","",null,null,null,null,null,null,null,null,null,null,null,null,null,null,null,null,null,null,null,null,null,null,null,null,null,null,null,null,null,null,null,null,null,null,null,null,null,null,null,null,null,null,null,null,null,null,null,null,null,null,null,null,null,null,null,null,null,null,null,null,null,null,null,null,null,null,null,null,null,null,null,null,null,null,null,null,null,null,null,null,null,null,null,null,null,null,null,null,null,null,null,null,0,0,0,0,0,0,0,0,0,0,0,0,0,0,0,0,0,0,0,0,0,0,0,0,0,0,0,0,0,0,0,0,0,0,0,0,0,0,0,0,0,0,0,0,0,0,0,0,0,0,0,0,0,0,0,0,0,0,0,0,0,0,0,0,0,0,0,0,0,0,0,0,0,0,0,0,0,0,0,0,0,0,0,0,0,0,0,0,0,0,0]
["",null,null,null,null,"","",null,null,null,null,null,null,null,null,null,null,null,null,null,null,null,null,null,null,null,null,null,null,null,null,null,null,null,null,null,null,null,null,null,null,null,null,null,null,null,null,null,null,null,null,null,null,null,null,null,null,null,null,null,null,null,null,null,null,null,null,null,null,null,null,null,null,null,null,null,null,null,null,null,null,null,null,null,null,null,null,null,null,null,null,null,null,null,null,null,null,null,null,0,0,0,0,0,0,0,0,0,0,0,0,0,0,0,0,0,0,0,0,0,0,0,0,0,0,0,0,0,0,0,0,0,0,0,0,0,0,0,0,0,0,0,0,0,0,0,0,0,0,0,0,0,0,0,0,0,0,0,0,0,0,0,0,0,0,0,0,0,0,0,0,0,0,0,0,0,0,0,0,0,0,0,0,0,0,0,0,0,0,0]
["",null,null,null,null,"","",null,null,null,null,null,null,null,null,null,null,null,null,null,null,null,null,null,null,null,null,null,null,null,null,null,null,null,null,null,null,null,null,null,null,null,null,null,null,null,null,null,null,null,null,null,null,null,null,null,null,null,null,null,null,null,null,null,null,null,null,null,null,null,null,null,null,null,null,null,null,null,null,null,null,null,null,null,null,null,null,null,null,null,null,null,null,null,null,null,null,null,null,0,0,0,0,0,0,0,0,0,0,0,0,0,0,0,0,0,0,0,0,0,0,0,0,0,0,0,0,0,0,0,0,0,0,0,0,0,0,0,0,0,0,0,0,0,0,0,0,0,0,0,0,0,0,0,0,0,0,0,0,0,0,0,0,0,0,0,0,0,0,0,0,0,0,0,0,0,0,0,0,0,0,0,0,0,0,0,0,0,0,0]
["",null,null,null,null,"","",null,null,null,null,null,null,null,null,null,null,null,null,null,null,null,null,null,null,null,null,null,null,null,null,null,null,null,null,null,null,null,null,null,null,null,null,null,null,null,null,null,null,null,null,null,null,null,null,null,null,null,null,null,null,null,null,null,null,null,null,null,null,null,null,null,null,null,null,null,null,null,null,null,null,null,null,null,null,null,null,null,null,null,null,null,null,null,null,null,null,null,null,0,0,0,0,0,0,0,0,0,0,0,0,0,0,0,0,0,0,0,0,0,0,0,0,0,0,0,0,0,0,0,0,0,0,0,0,0,0,0,0,0,0,0,0,0,0,0,0,0,0,0,0,0,0,0,0,0,0,0,0,0,0,0,0,0,0,0,0,0,0,0,0,0,0,0,0,0,0,0,0,0,0,0,0,0,0,0,0,0,0,0]
["",null,null,null,null,"","",null,null,null,null,null,null,null,null,null,null,null,null,null,null,null,null,null,null,null,null,null,null,null,null,null,null,null,null,null,null,null,null,null,null,null,null,null,null,null,null,null,null,null,null,null,null,null,null,null,null,null,null,null,null,null,null,null,null,null,null,null,null,null,null,null,null,null,null,null,null,null,null,null,null,null,null,null,null,null,null,null,null,null,null,null,null,null,null,null,null,null,null,0,0,0,0,0,0,0,0,0,0,0,0,0,0,0,0,0,0,0,0,0,0,0,0,0,0,0,0,0,0,0,0,0,0,0,0,0,0,0,0,0,0,0,0,0,0,0,0,0,0,0,0,0,0,0,0,0,0,0,0,0,0,0,0,0,0,0,0,0,0,0,0,0,0,0,0,0,0,0,0,0,0,0,0,0,0,0,0,0,0,0]
["",null,null,null,null,"","",null,null,null,null,null,null,null,null,null,null,null,null,null,null,null,null,null,null,null,null,null,null,null,null,null,null,null,null,null,null,null,null,null,null,null,null,null,null,null,null,null,null,null,null,null,null,null,null,null,null,null,null,null,null,null,null,null,null,null,null,null,null,null,null,null,null,null,null,null,null,null,null,null,null,null,null,null,null,null,null,null,null,null,null,null,null,null,null,null,null,null,null,0,0,0,0,0,0,0,0,0,0,0,0,0,0,0,0,0,0,0,0,0,0,0,0,0,0,0,0,0,0,0,0,0,0,0,0,0,0,0,0,0,0,0,0,0,0,0,0,0,0,0,0,0,0,0,0,0,0,0,0,0,0,0,0,0,0,0,0,0,0,0,0,0,0,0,0,0,0,0,0,0,0,0,0,0,0,0,0,0,0,0]
["",null,null,null,null,"","",null,null,null,null,null,null,null,null,null,null,null,null,null,null,null,null,null,null,null,null,null,null,null,null,null,null,null,null,null,null,null,null,null,null,null,null,null,null,null,null,null,null,null,null,null,null,null,null,null,null,null,null,null,null,null,null,null,null,null,null,null,null,null,null,null,null,null,null,null,null,null,null,null,null,null,null,null,null,null,null,null,null,null,null,null,null,null,null,null,null,null,null,0,0,0,0,0,0,0,0,0,0,0,0,0,0,0,0,0,0,0,0,0,0,0,0,0,0,0,0,0,0,0,0,0,0,0,0,0,0,0,0,0,0,0,0,0,0,0,0,0,0,0,0,0,0,0,0,0,0,0,0,0,0,0,0,0,0,0,0,0,0,0,0,0,0,0,0,0,0,0,0,0,0,0,0,0,0,0,0,0,0,0]
["",null,null,null,null,"","",null,null,null,null,null,null,null,null,null,null,null,null,null,null,null,null,null,null,null,null,null,null,null,null,null,null,null,null,null,null,null,null,null,null,null,null,null,null,null,null,null,null,null,null,null,null,null,null,null,null,null,null,null,null,null,null,null,null,null,null,null,null,null,null,null,null,null,null,null,null,null,null,null,null,null,null,null,null,null,null,null,null,null,null,null,null,null,null,null,null,null,null,0,0,0,0,0,0,0,0,0,0,0,0,0,0,0,0,0,0,0,0,0,0,0,0,0,0,0,0,0,0,0,0,0,0,0,0,0,0,0,0,0,0,0,0,0,0,0,0,0,0,0,0,0,0,0,0,0,0,0,0,0,0,0,0,0,0,0,0,0,0,0,0,0,0,0,0,0,0,0,0,0,0,0,0,0,0,0,0,0,0,0]
["",null,null,null,null,"","",null,null,null,null,null,null,null,null,null,null,null,null,null,null,null,null,null,null,null,null,null,null,null,null,null,null,null,null,null,null,null,null,null,null,null,null,null,null,null,null,null,null,null,null,null,null,null,null,null,null,null,null,null,null,null,null,null,null,null,null,null,null,null,null,null,null,null,null,null,null,null,null,null,null,null,null,null,null,null,null,null,null,null,null,null,null,null,null,null,null,null,null,0,0,0,0,0,0,0,0,0,0,0,0,0,0,0,0,0,0,0,0,0,0,0,0,0,0,0,0,0,0,0,0,0,0,0,0,0,0,0,0,0,0,0,0,0,0,0,0,0,0,0,0,0,0,0,0,0,0,0,0,0,0,0,0,0,0,0,0,0,0,0,0,0,0,0,0,0,0,0,0,0,0,0,0,0,0,0,0,0,0,0]
["",null,null,null,null,"","",null,null,null,null,null,null,null,null,null,null,null,null,null,null,null,null,null,null,null,null,null,null,null,null,null,null,null,null,null,null,null,null,null,null,null,null,null,null,null,null,null,null,null,null,null,null,null,null,null,null,null,null,null,null,null,null,null,null,null,null,null,null,null,null,null,null,null,null,null,null,null,null,null,null,null,null,null,null,null,null,null,null,null,null,null,null,null,null,null,null,null,null,0,0,0,0,0,0,0,0,0,0,0,0,0,0,0,0,0,0,0,0,0,0,0,0,0,0,0,0,0,0,0,0,0,0,0,0,0,0,0,0,0,0,0,0,0,0,0,0,0,0,0,0,0,0,0,0,0,0,0,0,0,0,0,0,0,0,0,0,0,0,0,0,0,0,0,0,0,0,0,0,0,0,0,0,0,0,0,0,0,0,0]
["",null,null,null,null,"","",null,null,null,null,null,null,null,null,null,null,null,null,null,null,null,null,null,null,null,null,null,null,null,null,null,null,null,null,null,null,null,null,null,null,null,null,null,null,null,null,null,null,null,null,null,null,null,null,null,null,null,null,null,null,null,null,null,null,null,null,null,null,null,null,null,null,null,null,null,null,null,null,null,null,null,null,null,null,null,null,null,null,null,null,null,null,null,null,null,null,null,null,0,0,0,0,0,0,0,0,0,0,0,0,0,0,0,0,0,0,0,0,0,0,0,0,0,0,0,0,0,0,0,0,0,0,0,0,0,0,0,0,0,0,0,0,0,0,0,0,0,0,0,0,0,0,0,0,0,0,0,0,0,0,0,0,0,0,0,0,0,0,0,0,0,0,0,0,0,0,0,0,0,0,0,0,0,0,0,0,0,0,0]
["",null,null,null,null,"","",null,null,null,null,null,null,null,null,null,null,null,null,null,null,null,null,null,null,null,null,null,null,null,null,null,null,null,null,null,null,null,null,null,null,null,null,null,null,null,null,null,null,null,null,null,null,null,null,null,null,null,null,null,null,null,null,null,null,null,null,null,null,null,null,null,null,null,null,null,null,null,null,null,null,null,null,null,null,null,null,null,null,null,null,null,null,null,null,null,null,null,null,0,0,0,0,0,0,0,0,0,0,0,0,0,0,0,0,0,0,0,0,0,0,0,0,0,0,0,0,0,0,0,0,0,0,0,0,0,0,0,0,0,0,0,0,0,0,0,0,0,0,0,0,0,0,0,0,0,0,0,0,0,0,0,0,0,0,0,0,0,0,0,0,0,0,0,0,0,0,0,0,0,0,0,0,0,0,0,0,0,0,0]
["",null,null,null,null,"","",null,null,null,null,null,null,null,null,null,null,null,null,null,null,null,null,null,null,null,null,null,null,null,null,null,null,null,null,null,null,null,null,null,null,null,null,null,null,null,null,null,null,null,null,null,null,null,null,null,null,null,null,null,null,null,null,null,null,null,null,null,null,null,null,null,null,null,null,null,null,null,null,null,null,null,null,null,null,null,null,null,null,null,null,null,null,null,null,null,null,null,null,0,0,0,0,0,0,0,0,0,0,0,0,0,0,0,0,0,0,0,0,0,0,0,0,0,0,0,0,0,0,0,0,0,0,0,0,0,0,0,0,0,0,0,0,0,0,0,0,0,0,0,0,0,0,0,0,0,0,0,0,0,0,0,0,0,0,0,0,0,0,0,0,0,0,0,0,0,0,0,0,0,0,0,0,0,0,0,0,0,0,0]
["",null,null,null,null,"","",null,null,null,null,null,null,null,null,null,null,null,null,null,null,null,null,null,null,null,null,null,null,null,null,null,null,null,null,null,null,null,null,null,null,null,null,null,null,null,null,null,null,null,null,null,null,null,null,null,null,null,null,null,null,null,null,null,null,null,null,null,null,null,null,null,null,null,null,null,null,null,null,null,null,null,null,null,null,null,null,null,null,null,null,null,null,null,null,null,null,null,null,0,0,0,0,0,0,0,0,0,0,0,0,0,0,0,0,0,0,0,0,0,0,0,0,0,0,0,0,0,0,0,0,0,0,0,0,0,0,0,0,0,0,0,0,0,0,0,0,0,0,0,0,0,0,0,0,0,0,0,0,0,0,0,0,0,0,0,0,0,0,0,0,0,0,0,0,0,0,0,0,0,0,0,0,0,0,0,0,0,0,0]
["",null,null,null,null,"","",null,null,null,null,null,null,null,null,null,null,null,null,null,null,null,null,null,null,null,null,null,null,null,null,null,null,null,null,null,null,null,null,null,null,null,null,null,null,null,null,null,null,null,null,null,null,null,null,null,null,null,null,null,null,null,null,null,null,null,null,null,null,null,null,null,null,null,null,null,null,null,null,null,null,null,null,null,null,null,null,null,null,null,null,null,null,null,null,null,null,null,null,0,0,0,0,0,0,0,0,0,0,0,0,0,0,0,0,0,0,0,0,0,0,0,0,0,0,0,0,0,0,0,0,0,0,0,0,0,0,0,0,0,0,0,0,0,0,0,0,0,0,0,0,0,0,0,0,0,0,0,0,0,0,0,0,0,0,0,0,0,0,0,0,0,0,0,0,0,0,0,0,0,0,0,0,0,0,0,0,0,0,0]
["",null,null,null,null,"","",null,null,null,null,null,null,null,null,null,null,null,null,null,null,null,null,null,null,null,null,null,null,null,null,null,null,null,null,null,null,null,null,null,null,null,null,null,null,null,null,null,null,null,null,null,null,null,null,null,null,null,null,null,null,null,null,null,null,null,null,null,null,null,null,null,null,null,null,null,null,null,null,null,null,null,null,null,null,null,null,null,null,null,null,null,null,null,null,null,null,null,null,0,0,0,0,0,0,0,0,0,0,0,0,0,0,0,0,0,0,0,0,0,0,0,0,0,0,0,0,0,0,0,0,0,0,0,0,0,0,0,0,0,0,0,0,0,0,0,0,0,0,0,0,0,0,0,0,0,0,0,0,0,0,0,0,0,0,0,0,0,0,0,0,0,0,0,0,0,0,0,0,0,0,0,0,0,0,0,0,0,0,0]
["",null,null,null,null,"","",null,null,null,null,null,null,null,null,null,null,null,null,null,null,null,null,null,null,null,null,null,null,null,null,null,null,null,null,null,null,null,null,null,null,null,null,null,null,null,null,null,null,null,null,null,null,null,null,null,null,null,null,null,null,null,null,null,null,null,null,null,null,null,null,null,null,null,null,null,null,null,null,null,null,null,null,null,null,null,null,null,null,null,null,null,null,null,null,null,null,null,null,0,0,0,0,0,0,0,0,0,0,0,0,0,0,0,0,0,0,0,0,0,0,0,0,0,0,0,0,0,0,0,0,0,0,0,0,0,0,0,0,0,0,0,0,0,0,0,0,0,0,0,0,0,0,0,0,0,0,0,0,0,0,0,0,0,0,0,0,0,0,0,0,0,0,0,0,0,0,0,0,0,0,0,0,0,0,0,0,0,0,0]
["",null,null,null,null,"","",null,null,null,null,null,null,null,null,null,null,null,null,null,null,null,null,null,null,null,null,null,null,null,null,null,null,null,null,null,null,null,null,null,null,null,null,null,null,null,null,null,null,null,null,null,null,null,null,null,null,null,null,null,null,null,null,null,null,null,null,null,null,null,null,null,null,null,null,null,null,null,null,null,null,null,null,null,null,null,null,null,null,null,null,null,null,null,null,null,null,null,null,0,0,0,0,0,0,0,0,0,0,0,0,0,0,0,0,0,0,0,0,0,0,0,0,0,0,0,0,0,0,0,0,0,0,0,0,0,0,0,0,0,0,0,0,0,0,0,0,0,0,0,0,0,0,0,0,0,0,0,0,0,0,0,0,0,0,0,0,0,0,0,0,0,0,0,0,0,0,0,0,0,0,0,0,0,0,0,0,0,0,0]
["",null,null,null,null,"","",null,null,null,null,null,null,null,null,null,null,null,null,null,null,null,null,null,null,null,null,null,null,null,null,null,null,null,null,null,null,null,null,null,null,null,null,null,null,null,null,null,null,null,null,null,null,null,null,null,null,null,null,null,null,null,null,null,null,null,null,null,null,null,null,null,null,null,null,null,null,null,null,null,null,null,null,null,null,null,null,null,null,null,null,null,null,null,null,null,null,null,null,0,0,0,0,0,0,0,0,0,0,0,0,0,0,0,0,0,0,0,0,0,0,0,0,0,0,0,0,0,0,0,0,0,0,0,0,0,0,0,0,0,0,0,0,0,0,0,0,0,0,0,0,0,0,0,0,0,0,0,0,0,0,0,0,0,0,0,0,0,0,0,0,0,0,0,0,0,0,0,0,0,0,0,0,0,0,0,0,0,0,0]
["",null,null,null,null,"","",null,null,null,null,null,null,null,null,null,null,null,null,null,null,null,null,null,null,null,null,null,null,null,null,null,null,null,null,null,null,null,null,null,null,null,null,null,null,null,null,null,null,null,null,null,null,null,null,null,null,null,null,null,null,null,null,null,null,null,null,null,null,null,null,null,null,null,null,null,null,null,null,null,null,null,null,null,null,null,null,null,null,null,null,null,null,null,null,null,null,null,null,0,0,0,0,0,0,0,0,0,0,0,0,0,0,0,0,0,0,0,0,0,0,0,0,0,0,0,0,0,0,0,0,0,0,0,0,0,0,0,0,0,0,0,0,0,0,0,0,0,0,0,0,0,0,0,0,0,0,0,0,0,0,0,0,0,0,0,0,0,0,0,0,0,0,0,0,0,0,0,0,0,0,0,0,0,0,0,0,0,0,0]
["",null,null,null,null,"","",null,null,null,null,null,null,null,null,null,null,null,null,null,null,null,null,null,null,null,null,null,null,null,null,null,null,null,null,null,null,null,null,null,null,null,null,null,null,null,null,null,null,null,null,null,null,null,null,null,null,null,null,null,null,null,null,null,null,null,null,null,null,null,null,null,null,null,null,null,null,null,null,null,null,null,null,null,null,null,null,null,null,null,null,null,null,null,null,null,null,null,null,0,0,0,0,0,0,0,0,0,0,0,0,0,0,0,0,0,0,0,0,0,0,0,0,0,0,0,0,0,0,0,0,0,0,0,0,0,0,0,0,0,0,0,0,0,0,0,0,0,0,0,0,0,0,0,0,0,0,0,0,0,0,0,0,0,0,0,0,0,0,0,0,0,0,0,0,0,0,0,0,0,0,0,0,0,0,0,0,0,0,0]
["",null,null,null,null,"","",null,null,null,null,null,null,null,null,null,null,null,null,null,null,null,null,null,null,null,null,null,null,null,null,null,null,null,null,null,null,null,null,null,null,null,null,null,null,null,null,null,null,null,null,null,null,null,null,null,null,null,null,null,null,null,null,null,null,null,null,null,null,null,null,null,null,null,null,null,null,null,null,null,null,null,null,null,null,null,null,null,null,null,null,null,null,null,null,null,null,null,null,0,0,0,0,0,0,0,0,0,0,0,0,0,0,0,0,0,0,0,0,0,0,0,0,0,0,0,0,0,0,0,0,0,0,0,0,0,0,0,0,0,0,0,0,0,0,0,0,0,0,0,0,0,0,0,0,0,0,0,0,0,0,0,0,0,0,0,0,0,0,0,0,0,0,0,0,0,0,0,0,0,0,0,0,0,0,0,0,0,0,0]
["",null,null,null,null,"","",null,null,null,null,null,null,null,null,null,null,null,null,null,null,null,null,null,null,null,null,null,null,null,null,null,null,null,null,null,null,null,null,null,null,null,null,null,null,null,null,null,null,null,null,null,null,null,null,null,null,null,null,null,null,null,null,null,null,null,null,null,null,null,null,null,null,null,null,null,null,null,null,null,null,null,null,null,null,null,null,null,null,null,null,null,null,null,null,null,null,null,null,0,0,0,0,0,0,0,0,0,0,0,0,0,0,0,0,0,0,0,0,0,0,0,0,0,0,0,0,0,0,0,0,0,0,0,0,0,0,0,0,0,0,0,0,0,0,0,0,0,0,0,0,0,0,0,0,0,0,0,0,0,0,0,0,0,0,0,0,0,0,0,0,0,0,0,0,0,0,0,0,0,0,0,0,0,0,0,0,0,0,0]
["",null,null,null,null,"","",null,null,null,null,null,null,null,null,null,null,null,null,null,null,null,null,null,null,null,null,null,null,null,null,null,null,null,null,null,null,null,null,null,null,null,null,null,null,null,null,null,null,null,null,null,null,null,null,null,null,null,null,null,null,null,null,null,null,null,null,null,null,null,null,null,null,null,null,null,null,null,null,null,null,null,null,null,null,null,null,null,null,null,null,null,null,null,null,null,null,null,null,0,0,0,0,0,0,0,0,0,0,0,0,0,0,0,0,0,0,0,0,0,0,0,0,0,0,0,0,0,0,0,0,0,0,0,0,0,0,0,0,0,0,0,0,0,0,0,0,0,0,0,0,0,0,0,0,0,0,0,0,0,0,0,0,0,0,0,0,0,0,0,0,0,0,0,0,0,0,0,0,0,0,0,0,0,0,0,0,0,0,0]
["",null,null,null,null,"","",null,null,null,null,null,null,null,null,null,null,null,null,null,null,null,null,null,null,null,null,null,null,null,null,null,null,null,null,null,null,null,null,null,null,null,null,null,null,null,null,null,null,null,null,null,null,null,null,null,null,null,null,null,null,null,null,null,null,null,null,null,null,null,null,null,null,null,null,null,null,null,null,null,null,null,null,null,null,null,null,null,null,null,null,null,null,null,null,null,null,null,null,0,0,0,0,0,0,0,0,0,0,0,0,0,0,0,0,0,0,0,0,0,0,0,0,0,0,0,0,0,0,0,0,0,0,0,0,0,0,0,0,0,0,0,0,0,0,0,0,0,0,0,0,0,0,0,0,0,0,0,0,0,0,0,0,0,0,0,0,0,0,0,0,0,0,0,0,0,0,0,0,0,0,0,0,0,0,0,0,0,0,0]
["",null,null,null,null,"","",null,null,null,null,null,null,null,null,null,null,null,null,null,null,null,null,null,null,null,null,null,null,null,null,null,null,null,null,null,null,null,null,null,null,null,null,null,null,null,null,null,null,null,null,null,null,null,null,null,null,null,null,null,null,null,null,null,null,null,null,null,null,null,null,null,null,null,null,null,null,null,null,null,null,null,null,null,null,null,null,null,null,null,null,null,null,null,null,null,null,null,null,0,0,0,0,0,0,0,0,0,0,0,0,0,0,0,0,0,0,0,0,0,0,0,0,0,0,0,0,0,0,0,0,0,0,0,0,0,0,0,0,0,0,0,0,0,0,0,0,0,0,0,0,0,0,0,0,0,0,0,0,0,0,0,0,0,0,0,0,0,0,0,0,0,0,0,0,0,0,0,0,0,0,0,0,0,0,0,0,0,0,0]
["",null,null,null,null,"","",null,null,null,null,null,null,null,null,null,null,null,null,null,null,null,null,null,null,null,null,null,null,null,null,null,null,null,null,null,null,null,null,null,null,null,null,null,null,null,null,null,null,null,null,null,null,null,null,null,null,null,null,null,null,null,null,null,null,null,null,null,null,null,null,null,null,null,null,null,null,null,null,null,null,null,null,null,null,null,null,null,null,null,null,null,null,null,null,null,null,null,null,0,0,0,0,0,0,0,0,0,0,0,0,0,0,0,0,0,0,0,0,0,0,0,0,0,0,0,0,0,0,0,0,0,0,0,0,0,0,0,0,0,0,0,0,0,0,0,0,0,0,0,0,0,0,0,0,0,0,0,0,0,0,0,0,0,0,0,0,0,0,0,0,0,0,0,0,0,0,0,0,0,0,0,0,0,0,0,0,0,0,0]
["",null,null,null,null,"","",null,null,null,null,null,null,null,null,null,null,null,null,null,null,null,null,null,null,null,null,null,null,null,null,null,null,null,null,null,null,null,null,null,null,null,null,null,null,null,null,null,null,null,null,null,null,null,null,null,null,null,null,null,null,null,null,null,null,null,null,null,null,null,null,null,null,null,null,null,null,null,null,null,null,null,null,null,null,null,null,null,null,null,null,null,null,null,null,null,null,null,null,0,0,0,0,0,0,0,0,0,0,0,0,0,0,0,0,0,0,0,0,0,0,0,0,0,0,0,0,0,0,0,0,0,0,0,0,0,0,0,0,0,0,0,0,0,0,0,0,0,0,0,0,0,0,0,0,0,0,0,0,0,0,0,0,0,0,0,0,0,0,0,0,0,0,0,0,0,0,0,0,0,0,0,0,0,0,0,0,0,0,0]
["",null,null,null,null,"","",null,null,null,null,null,null,null,null,null,null,null,null,null,null,null,null,null,null,null,null,null,null,null,null,null,null,null,null,null,null,null,null,null,null,null,null,null,null,null,null,null,null,null,null,null,null,null,null,null,null,null,null,null,null,null,null,null,null,null,null,null,null,null,null,null,null,null,null,null,null,null,null,null,null,null,null,null,null,null,null,null,null,null,null,null,null,null,null,null,null,null,null,0,0,0,0,0,0,0,0,0,0,0,0,0,0,0,0,0,0,0,0,0,0,0,0,0,0,0,0,0,0,0,0,0,0,0,0,0,0,0,0,0,0,0,0,0,0,0,0,0,0,0,0,0,0,0,0,0,0,0,0,0,0,0,0,0,0,0,0,0,0,0,0,0,0,0,0,0,0,0,0,0,0,0,0,0,0,0,0,0,0,0]
["",null,null,null,null,"","",null,null,null,null,null,null,null,null,null,null,null,null,null,null,null,null,null,null,null,null,null,null,null,null,null,null,null,null,null,null,null,null,null,null,null,null,null,null,null,null,null,null,null,null,null,null,null,null,null,null,null,null,null,null,null,null,null,null,null,null,null,null,null,null,null,null,null,null,null,null,null,null,null,null,null,null,null,null,null,null,null,null,null,null,null,null,null,null,null,null,null,null,0,0,0,0,0,0,0,0,0,0,0,0,0,0,0,0,0,0,0,0,0,0,0,0,0,0,0,0,0,0,0,0,0,0,0,0,0,0,0,0,0,0,0,0,0,0,0,0,0,0,0,0,0,0,0,0,0,0,0,0,0,0,0,0,0,0,0,0,0,0,0,0,0,0,0,0,0,0,0,0,0,0,0,0,0,0,0,0,0,0,0]
["",null,null,null,null,"","",null,null,null,null,null,null,null,null,null,null,null,null,null,null,null,null,null,null,null,null,null,null,null,null,null,null,null,null,null,null,null,null,null,null,null,null,null,null,null,null,null,null,null,null,null,null,null,null,null,null,null,null,null,null,null,null,null,null,null,null,null,null,null,null,null,null,null,null,null,null,null,null,null,null,null,null,null,null,null,null,null,null,null,null,null,null,null,null,null,null,null,null,0,0,0,0,0,0,0,0,0,0,0,0,0,0,0,0,0,0,0,0,0,0,0,0,0,0,0,0,0,0,0,0,0,0,0,0,0,0,0,0,0,0,0,0,0,0,0,0,0,0,0,0,0,0,0,0,0,0,0,0,0,0,0,0,0,0,0,0,0,0,0,0,0,0,0,0,0,0,0,0,0,0,0,0,0,0,0,0,0,0,0]
["",null,null,null,null,"","",null,null,null,null,null,null,null,null,null,null,null,null,null,null,null,null,null,null,null,null,null,null,null,null,null,null,null,null,null,null,null,null,null,null,null,null,null,null,null,null,null,null,null,null,null,null,null,null,null,null,null,null,null,null,null,null,null,null,null,null,null,null,null,null,null,null,null,null,null,null,null,null,null,null,null,null,null,null,null,null,null,null,null,null,null,null,null,null,null,null,null,null,0,0,0,0,0,0,0,0,0,0,0,0,0,0,0,0,0,0,0,0,0,0,0,0,0,0,0,0,0,0,0,0,0,0,0,0,0,0,0,0,0,0,0,0,0,0,0,0,0,0,0,0,0,0,0,0,0,0,0,0,0,0,0,0,0,0,0,0,0,0,0,0,0,0,0,0,0,0,0,0,0,0,0,0,0,0,0,0,0,0,0]
["",null,null,null,null,"","",null,null,null,null,null,null,null,null,null,null,null,null,null,null,null,null,null,null,null,null,null,null,null,null,null,null,null,null,null,null,null,null,null,null,null,null,null,null,null,null,null,null,null,null,null,null,null,null,null,null,null,null,null,null,null,null,null,null,null,null,null,null,null,null,null,null,null,null,null,null,null,null,null,null,null,null,null,null,null,null,null,null,null,null,null,null,null,null,null,null,null,null,0,0,0,0,0,0,0,0,0,0,0,0,0,0,0,0,0,0,0,0,0,0,0,0,0,0,0,0,0,0,0,0,0,0,0,0,0,0,0,0,0,0,0,0,0,0,0,0,0,0,0,0,0,0,0,0,0,0,0,0,0,0,0,0,0,0,0,0,0,0,0,0,0,0,0,0,0,0,0,0,0,0,0,0,0,0,0,0,0,0,0]
["",null,null,null,null,"","",null,null,null,null,null,null,null,null,null,null,null,null,null,null,null,null,null,null,null,null,null,null,null,null,null,null,null,null,null,null,null,null,null,null,null,null,null,null,null,null,null,null,null,null,null,null,null,null,null,null,null,null,null,null,null,null,null,null,null,null,null,null,null,null,null,null,null,null,null,null,null,null,null,null,null,null,null,null,null,null,null,null,null,null,null,null,null,null,null,null,null,null,0,0,0,0,0,0,0,0,0,0,0,0,0,0,0,0,0,0,0,0,0,0,0,0,0,0,0,0,0,0,0,0,0,0,0,0,0,0,0,0,0,0,0,0,0,0,0,0,0,0,0,0,0,0,0,0,0,0,0,0,0,0,0,0,0,0,0,0,0,0,0,0,0,0,0,0,0,0,0,0,0,0,0,0,0,0,0,0,0,0,0]
["",null,null,null,null,"","",null,null,null,null,null,null,null,null,null,null,null,null,null,null,null,null,null,null,null,null,null,null,null,null,null,null,null,null,null,null,null,null,null,null,null,null,null,null,null,null,null,null,null,null,null,null,null,null,null,null,null,null,null,null,null,null,null,null,null,null,null,null,null,null,null,null,null,null,null,null,null,null,null,null,null,null,null,null,null,null,null,null,null,null,null,null,null,null,null,null,null,null,0,0,0,0,0,0,0,0,0,0,0,0,0,0,0,0,0,0,0,0,0,0,0,0,0,0,0,0,0,0,0,0,0,0,0,0,0,0,0,0,0,0,0,0,0,0,0,0,0,0,0,0,0,0,0,0,0,0,0,0,0,0,0,0,0,0,0,0,0,0,0,0,0,0,0,0,0,0,0,0,0,0,0,0,0,0,0,0,0,0,0]
["",null,null,null,null,"","",null,null,null,null,null,null,null,null,null,null,null,null,null,null,null,null,null,null,null,null,null,null,null,null,null,null,null,null,null,null,null,null,null,null,null,null,null,null,null,null,null,null,null,null,null,null,null,null,null,null,null,null,null,null,null,null,null,null,null,null,null,null,null,null,null,null,null,null,null,null,null,null,null,null,null,null,null,null,null,null,null,null,null,null,null,null,null,null,null,null,null,null,0,0,0,0,0,0,0,0,0,0,0,0,0,0,0,0,0,0,0,0,0,0,0,0,0,0,0,0,0,0,0,0,0,0,0,0,0,0,0,0,0,0,0,0,0,0,0,0,0,0,0,0,0,0,0,0,0,0,0,0,0,0,0,0,0,0,0,0,0,0,0,0,0,0,0,0,0,0,0,0,0,0,0,0,0,0,0,0,0,0,0]
["",null,null,null,null,"","",null,null,null,null,null,null,null,null,null,null,null,null,null,null,null,null,null,null,null,null,null,null,null,null,null,null,null,null,null,null,null,null,null,null,null,null,null,null,null,null,null,null,null,null,null,null,null,null,null,null,null,null,null,null,null,null,null,null,null,null,null,null,null,null,null,null,null,null,null,null,null,null,null,null,null,null,null,null,null,null,null,null,null,null,null,null,null,null,null,null,null,null,0,0,0,0,0,0,0,0,0,0,0,0,0,0,0,0,0,0,0,0,0,0,0,0,0,0,0,0,0,0,0,0,0,0,0,0,0,0,0,0,0,0,0,0,0,0,0,0,0,0,0,0,0,0,0,0,0,0,0,0,0,0,0,0,0,0,0,0,0,0,0,0,0,0,0,0,0,0,0,0,0,0,0,0,0,0,0,0,0,0,0]
["",null,null,null,null,"","",null,null,null,null,null,null,null,null,null,null,null,null,null,null,null,null,null,null,null,null,null,null,null,null,null,null,null,null,null,null,null,null,null,null,null,null,null,null,null,null,null,null,null,null,null,null,null,null,null,null,null,null,null,null,null,null,null,null,null,null,null,null,null,null,null,null,null,null,null,null,null,null,null,null,null,null,null,null,null,null,null,null,null,null,null,null,null,null,null,null,null,null,0,0,0,0,0,0,0,0,0,0,0,0,0,0,0,0,0,0,0,0,0,0,0,0,0,0,0,0,0,0,0,0,0,0,0,0,0,0,0,0,0,0,0,0,0,0,0,0,0,0,0,0,0,0,0,0,0,0,0,0,0,0,0,0,0,0,0,0,0,0,0,0,0,0,0,0,0,0,0,0,0,0,0,0,0,0,0,0,0,0,0]
["",null,null,null,null,"","",null,null,null,null,null,null,null,null,null,null,null,null,null,null,null,null,null,null,null,null,null,null,null,null,null,null,null,null,null,null,null,null,null,null,null,null,null,null,null,null,null,null,null,null,null,null,null,null,null,null,null,null,null,null,null,null,null,null,null,null,null,null,null,null,null,null,null,null,null,null,null,null,null,null,null,null,null,null,null,null,null,null,null,null,null,null,null,null,null,null,null,null,0,0,0,0,0,0,0,0,0,0,0,0,0,0,0,0,0,0,0,0,0,0,0,0,0,0,0,0,0,0,0,0,0,0,0,0,0,0,0,0,0,0,0,0,0,0,0,0,0,0,0,0,0,0,0,0,0,0,0,0,0,0,0,0,0,0,0,0,0,0,0,0,0,0,0,0,0,0,0,0,0,0,0,0,0,0,0,0,0,0,0]
["",null,null,null,null,"","",null,null,null,null,null,null,null,null,null,null,null,null,null,null,null,null,null,null,null,null,null,null,null,null,null,null,null,null,null,null,null,null,null,null,null,null,null,null,null,null,null,null,null,null,null,null,null,null,null,null,null,null,null,null,null,null,null,null,null,null,null,null,null,null,null,null,null,null,null,null,null,null,null,null,null,null,null,null,null,null,null,null,null,null,null,null,null,null,null,null,null,null,0,0,0,0,0,0,0,0,0,0,0,0,0,0,0,0,0,0,0,0,0,0,0,0,0,0,0,0,0,0,0,0,0,0,0,0,0,0,0,0,0,0,0,0,0,0,0,0,0,0,0,0,0,0,0,0,0,0,0,0,0,0,0,0,0,0,0,0,0,0,0,0,0,0,0,0,0,0,0,0,0,0,0,0,0,0,0,0,0,0,0]
["",null,null,null,null,"","",null,null,null,null,null,null,null,null,null,null,null,null,null,null,null,null,null,null,null,null,null,null,null,null,null,null,null,null,null,null,null,null,null,null,null,null,null,null,null,null,null,null,null,null,null,null,null,null,null,null,null,null,null,null,null,null,null,null,null,null,null,null,null,null,null,null,null,null,null,null,null,null,null,null,null,null,null,null,null,null,null,null,null,null,null,null,null,null,null,null,null,null,0,0,0,0,0,0,0,0,0,0,0,0,0,0,0,0,0,0,0,0,0,0,0,0,0,0,0,0,0,0,0,0,0,0,0,0,0,0,0,0,0,0,0,0,0,0,0,0,0,0,0,0,0,0,0,0,0,0,0,0,0,0,0,0,0,0,0,0,0,0,0,0,0,0,0,0,0,0,0,0,0,0,0,0,0,0,0,0,0,0,0]
["",null,null,null,null,"","",null,null,null,null,null,null,null,null,null,null,null,null,null,null,null,null,null,null,null,null,null,null,null,null,null,null,null,null,null,null,null,null,null,null,null,null,null,null,null,null,null,null,null,null,null,null,null,null,null,null,null,null,null,null,null,null,null,null,null,null,null,null,null,null,null,null,null,null,null,null,null,null,null,null,null,null,null,null,null,null,null,null,null,null,null,null,null,null,null,null,null,null,0,0,0,0,0,0,0,0,0,0,0,0,0,0,0,0,0,0,0,0,0,0,0,0,0,0,0,0,0,0,0,0,0,0,0,0,0,0,0,0,0,0,0,0,0,0,0,0,0,0,0,0,0,0,0,0,0,0,0,0,0,0,0,0,0,0,0,0,0,0,0,0,0,0,0,0,0,0,0,0,0,0,0,0,0,0,0,0,0,0,0]
["",null,null,null,null,"","",null,null,null,null,null,null,null,null,null,null,null,null,null,null,null,null,null,null,null,null,null,null,null,null,null,null,null,null,null,null,null,null,null,null,null,null,null,null,null,null,null,null,null,null,null,null,null,null,null,null,null,null,null,null,null,null,null,null,null,null,null,null,null,null,null,null,null,null,null,null,null,null,null,null,null,null,null,null,null,null,null,null,null,null,null,null,null,null,null,null,null,null,0,0,0,0,0,0,0,0,0,0,0,0,0,0,0,0,0,0,0,0,0,0,0,0,0,0,0,0,0,0,0,0,0,0,0,0,0,0,0,0,0,0,0,0,0,0,0,0,0,0,0,0,0,0,0,0,0,0,0,0,0,0,0,0,0,0,0,0,0,0,0,0,0,0,0,0,0,0,0,0,0,0,0,0,0,0,0,0,0,0,0]
["",null,null,null,null,"","",null,null,null,null,null,null,null,null,null,null,null,null,null,null,null,null,null,null,null,null,null,null,null,null,null,null,null,null,null,null,null,null,null,null,null,null,null,null,null,null,null,null,null,null,null,null,null,null,null,null,null,null,null,null,null,null,null,null,null,null,null,null,null,null,null,null,null,null,null,null,null,null,null,null,null,null,null,null,null,null,null,null,null,null,null,null,null,null,null,null,null,null,0,0,0,0,0,0,0,0,0,0,0,0,0,0,0,0,0,0,0,0,0,0,0,0,0,0,0,0,0,0,0,0,0,0,0,0,0,0,0,0,0,0,0,0,0,0,0,0,0,0,0,0,0,0,0,0,0,0,0,0,0,0,0,0,0,0,0,0,0,0,0,0,0,0,0,0,0,0,0,0,0,0,0,0,0,0,0,0,0,0,0]
["",null,null,null,null,"","",null,null,null,null,null,null,null,null,null,null,null,null,null,null,null,null,null,null,null,null,null,null,null,null,null,null,null,null,null,null,null,null,null,null,null,null,null,null,null,null,null,null,null,null,null,null,null,null,null,null,null,null,null,null,null,null,null,null,null,null,null,null,null,null,null,null,null,null,null,null,null,null,null,null,null,null,null,null,null,null,null,null,null,null,null,null,null,null,null,null,null,null,0,0,0,0,0,0,0,0,0,0,0,0,0,0,0,0,0,0,0,0,0,0,0,0,0,0,0,0,0,0,0,0,0,0,0,0,0,0,0,0,0,0,0,0,0,0,0,0,0,0,0,0,0,0,0,0,0,0,0,0,0,0,0,0,0,0,0,0,0,0,0,0,0,0,0,0,0,0,0,0,0,0,0,0,0,0,0,0,0,0,0]
["",null,null,null,null,"","",null,null,null,null,null,null,null,null,null,null,null,null,null,null,null,null,null,null,null,null,null,null,null,null,null,null,null,null,null,null,null,null,null,null,null,null,null,null,null,null,null,null,null,null,null,null,null,null,null,null,null,null,null,null,null,null,null,null,null,null,null,null,null,null,null,null,null,null,null,null,null,null,null,null,null,null,null,null,null,null,null,null,null,null,null,null,null,null,null,null,null,null,0,0,0,0,0,0,0,0,0,0,0,0,0,0,0,0,0,0,0,0,0,0,0,0,0,0,0,0,0,0,0,0,0,0,0,0,0,0,0,0,0,0,0,0,0,0,0,0,0,0,0,0,0,0,0,0,0,0,0,0,0,0,0,0,0,0,0,0,0,0,0,0,0,0,0,0,0,0,0,0,0,0,0,0,0,0,0,0,0,0,0]
["",null,null,null,null,"","",null,null,null,null,null,null,null,null,null,null,null,null,null,null,null,null,null,null,null,null,null,null,null,null,null,null,null,null,null,null,null,null,null,null,null,null,null,null,null,null,null,null,null,null,null,null,null,null,null,null,null,null,null,null,null,null,null,null,null,null,null,null,null,null,null,null,null,null,null,null,null,null,null,null,null,null,null,null,null,null,null,null,null,null,null,null,null,null,null,null,null,null,0,0,0,0,0,0,0,0,0,0,0,0,0,0,0,0,0,0,0,0,0,0,0,0,0,0,0,0,0,0,0,0,0,0,0,0,0,0,0,0,0,0,0,0,0,0,0,0,0,0,0,0,0,0,0,0,0,0,0,0,0,0,0,0,0,0,0,0,0,0,0,0,0,0,0,0,0,0,0,0,0,0,0,0,0,0,0,0,0,0,0]

{"sheet":"Historical scenario - output","index":1,"n_rows":175,"n_cols":43,"rows_kept":175,"cut":false,"hidden":false,"merged":[]}
[null,null,null,"Replacement expenditure forecast ($,000)",null,null,null,null,null,null,null,null,null,null,null,null,null,null,null,null,null,null,null,"Replacement quantity forecast (#)"]
[null,null,null,1,2,3,4,5,6,7,8,9,10,11,12,13,14,15,16,17,18,19,20,1,2,3,4,5,6,7,8,9,10,11,12,13,14,15,16,17,18,19,20]
[]
[]
["ID","Asset group",null,2020,2021,2022,2023,2024,2025,2026,2027,2028,2029,2030,2031,2032,2033,2034,2035,2036,2037,2038,2039,2020,2021,2022,2023,2024,2025,2026,2027,2028,2029,2030,2031,2032,2033,2034,2035,2036,2037,2038,2039]
[1,"OVERHEAD CONDUCTORS",null,{"$f":"IFERROR(IF($A6=\"\",\"\",SUMIFS(D$21:D$175,$A$21:$A$175,$A6)),\"\")","v":9231.115006933127},{"$f":"IFERROR(IF($A6=\"\",\"\",SUMIFS(E$21:E$175,$A$21:$A$175,$A6)),\"\")","v":9839.816555950194},10517.976574095415,11285.033656451078,12161.3270472185,13167.243381697317,14322.281339532175,15644.077273171706,17147.439462378563,18843.44140950594,20738.625375120922,22834.365933742207,25126.439408446768,27604.838296352591,30253.859956626438,33052.485801297087,35975.051201197755,{"$f":"IFERROR(IF($A6=\"\",\"\",SUMIFS(U$21:U$175,$A$21:$A$175,$A6)),\"\")","v":38992.187882862847},42072.000783705917,45181.421623065631,{"$f":"IFERROR(IF($A6=\"\",\"\",SUMIFS(X$21:X$175,$A$21:$A$175,$A6)),\"\")","v":170.83183706781216},{"$f":"IFERROR(IF($A6=\"\",\"\",SUMIFS(Y$21:Y$175,$A$21:$A$175,$A6)),\"\")","v":180.71013836790024},191.68513398309926,204.10794269059568,218.34600134411488,234.76769692012931,253.72572038743144,275.5399018387651,300.48033400941466,328.75160758692073,360.47896822459683,395.69716204605589,434.34266178410007,476.24985595980706,521.15163459508813,568.68461411875398,618.39901209326945,{"$f":"IFERROR(IF($A6=\"\",\"\",SUMIFS(AO$21:AO$175,$A$21:$A$175,$A6)),\"\")","v":669.77291529099352},722.23039530745768,775.1626340278807]
[2,"POLES",null,{"$f":"IFERROR(IF($A7=\"\",\"\",SUMIFS(D$21:D$175,$A$21:$A$175,$A7)),\"\")","v":17385.237930630341},19696.028477195337,22376.239085221809,25463.960896570225,28992.847843474854,32990.153800970133,37474.645409667137,42454.332922001966,47924.003797631151,53862.623595715966,60230.775099468272,66968.419570704689,73993.357230046735,81200.809644729408,88464.52173618284,95639.674302457366,102567.71483894596,109082.97898724624,115020.7260318747,120225.99497545855,2111.2420361812442,2303.3746320472678,2520.0781976355847,2764.5946319712157,3039.9311303443246,3348.7253230941737,3693.1066573224521,4074.5462963385935,4493.6894206754778,4950.1689480537443,5442.4077536556406,5967.4260384987956,6520.6794816884922,7095.9598575322398,7685.3907789300356,8279.5458500186032,8867.7047921676112,9438.2465790120878,9979.1601054722487,10478.635910711586]
[3,"SERVICE LINES",null,6075.1754593570595,6370.01777446703,6659.0107887067979,6939.6864903534251,7209.6204659547884,7466.5873859971198,7708.7002014804511,7934.5182374473898,8143.1132553744474,8334.0873890549719,8507.5420436178247,8664.0018569695258,8804.3022495267796,8929.4526574818447,9040.4900945198551,9138.339121716208,9223.6945496211192,9296.9421626025924,9358.130343583849,9407.0016125712245,5432.2558005316287,5695.8957377175448,5954.305389985142,6205.2779287271815,6446.6455097182088,6676.4183041474962,6892.9089643911693,7094.8292782903645,7281.3492403354076,7452.1130894419694,7607.2114993038604,7747.1135867934991,7872.5663620071164,7984.4724351898576,8083.7590756270265,8171.2530005547551,8247.5754905709327,8313.0715035100911,8367.7843020593846,8411.4836546479764]
[4,"SWITCHGEAR",null,3192.6276362268386,2958.987401213612,2757.3191779139361,2589.1176927059701,2454.6411855233464,2353.0621668071321,2282.6480014513236,2240.9580449865443,2225.0443155152379,2231.643902651389,2257.3533947278884,2298.7783268012508,2352.6536884376201,2415.9344981141194,2485.8579773242504,2559.9806541765788,2636.1946509704294,2712.7274953190499,2788.1292357023749,2861.249748559856,140.1951527598541,130.03569609843581,121.41505199857195,114.39228432225053,108.97125804352585,105.10799986985862,102.71902847358889,101.69007108132671,101.88464713931843,103.15209158662466,105.33470139129967,108.27380884073935,111.814701628682,115.81041102633802,120.12446523272432,124.63274913548466,129.22462334677269,133.80343954897427,138.2865559471054,142.60491895100981]
[5,"TRANSFORMERS",null,8508.7452627713028,9110.4339807278047,9709.0423769439949,10299.20210487941,10876.699055991323,11438.763610987329,11984.25087572749,12513.691627889028,13029.204482011788,13534.270871343131,14033.386004301263,14531.609991262681,15034.052805591376,15545.333656536886,16069.058920543126,16607.362522365092,17160.548488679444,17726.867639630753,18302.449742731944,18881.399924945759,601.87792038154157,635.80878815252788,668.08675013383618,698.60788910682641,727.3867964038169,754.55753938929081,780.36501286755606,805.14675181775794,829.30623399258002,853.27958859342345,877.49834108575737,902.35127642050884,928.14864149469088,955.09172314556099,983.25036233326364,1012.5502638026794,1042.771119177178,1073.5556714965687,1104.4289943799977,1134.8265060497201]
[6,"UNDERGROUND CABLES",null,579.94428426453408,656.644335057484,768.45625870340189,918.0001145859278,1107.6964227381716,1340.2573702863135,1619.2499124479889,1949.7271819515693,2338.8915486878041,2796.7114308705545,3336.3849657733317,3974.5423406054197,4731.1090510746253,5628.8067571727288,6692.3318866829095,7947.3100617672426,9419.1676950087185,11132.087747711766,13108.224103133749,15367.335560374964,0.27396529682246379,0.30452338109167981,0.35164447669412136,0.41605408696861829,0.4981973384393919,0.59848300863204107,0.71756694685804612,0.85667457523682555,1.0179441867004171,1.2047501413362063,1.4219490758376243,1.6759913844759353,1.9748567023403809,2.3278015138561567,2.744941056855926,3.2367183159382256,3.8133351723758677,4.4842332539985996,5.2577146540165174,6.1407842323332114]
[null,null,null,"","","","","","","","","","","","","","","","","","","","","","","","","","","","","","","","","","","","","","","",""]
[null,null,null,"","","","","","","","","","","","","","","","","","","","","","","","","","","","","","","","","","","","","","","",""]
[null,null,null,"","","","","","","","","","","","","","","","","","","","","","","","","","","","","","","","","","","","","","","",""]
[null,null,null,"","","","","","","","","","","","","","","","","","","","","","","","","","","","","","","","","","","","","","","",""]
[null,null,null,"","","","","","","","","","","","","","","","","","","","","","","","","","","","","","","","","","","","","","","",""]
[null,null,null,"","","","","","","","","","","","","","","","","","","","","","","","","","","","","","","","","","","","","","","",""]
[null,null,"Total",{"$f":"IFERROR(SUM(D$6:D$17),\"\")","v":44972.845580183202},{"$f":"IFERROR(SUM(E$6:E$17),\"\")","v":48631.92852461146},52788.044261585361,57495.000955546035,62802.832020900976,68756.067716745354,75391.775740306563,82737.305287448209,90807.69686159899,99602.778599141937,109104.06688300952,119271.71802008577,130041.91443312391,141325.17551038758,153006.12057187944,164945.15246377958,176982.37142442344,188943.79191537327,200649.66024073251,211924.40344497596]
[]
["ID","Asset group","Asset category"]
[{"$f":"IFERROR('Historical scenario - input'!A6,\"\")","v":1},{"$f":"IFERROR('Historical scenario - input'!B6,\"\")","v":"OVERHEAD CONDUCTORS"},{"$f":"IFERROR('Historical scenario - input'!C6,\"\")","v":"˂ = 1 kv"},{"$f":"IFERROR(repcalc('Historical scenario - input'!$CV6:$GH6,'Historical scenario - input'!$G6,'Historical scenario - input'!$E6,'Historical scenario - input'!$F6,20,TRUE,TRUE),\"\")","v":187.44044810412061},227.86789027499935,274.85835554558719,329.02137212107516,390.95296570119706,461.23246227874012,540.42444619260596,629.08734441755416,727.78991176876036,837.13654158501095,957.80182390299319,1090.5741340977293,1236.4072904033567,1396.4785134393774,1572.2501106660056,1765.5315561800364,1978.5380055816545,2213.9408368004415,2474.9055911897794,2765.1127411412667,{"$f":"IFERROR(IF(OR(D21=\"\",'Historical scenario - input'!$D6=\"\"),\"\",D21/'Historical scenario - input'!$D6),\"\")","v":0.93988673445368842},{"$f":"IFERROR(IF(OR(E21=\"\",'Historical scenario - input'!$D6=\"\"),\"\",E21/'Historical scenario - input'!$D6),\"\")","v":1.1426029410602563},{"$f":"IFERROR(IF(OR(F21=\"\",'Historical scenario - input'!$D6=\"\"),\"\",F21/'Historical scenario - input'!$D6),\"\")","v":1.3782282577960485},{"$f":"IFERROR(IF(OR(G21=\"\",'Historical scenario - input'!$D6=\"\"),\"\",G21/'Historical scenario - input'!$D6),\"\")","v":1.649819055258388},{"$f":"IFERROR(IF(OR(H21=\"\",'Historical scenario - input'!$D6=\"\"),\"\",H21/'Historical scenario - input'!$D6),\"\")","v":1.9603639981364571},{"$f":"IFERROR(IF(OR(I21=\"\",'Historical scenario - input'!$D6=\"\"),\"\",I21/'Historical scenario - input'!$D6),\"\")","v":2.3127680134140114},{"$f":"IFERROR(IF(OR(J21=\"\",'Historical scenario - input'!$D6=\"\"),\"\",J21/'Historical scenario - input'!$D6),\"\")","v":2.7098621086776262},{"$f":"IFERROR(IF(OR(K21=\"\",'Historical scenario - input'!$D6=\"\"),\"\",K21/'Historical scenario - input'!$D6),\"\")","v":3.1544464165083244},{"$f":"IFERROR(IF(OR(L21=\"\",'Historical scenario - input'!$D6=\"\"),\"\",L21/'Historical scenario - input'!$D6),\"\")","v":3.649372856602985},{"$f":"IFERROR(IF(OR(M21=\"\",'Historical scenario - input'!$D6=\"\"),\"\",M21/'Historical scenario - input'!$D6),\"\")","v":4.1976720516861237},{"$f":"IFERROR(IF(OR(N21=\"\",'Historical scenario - input'!$D6=\"\"),\"\",N21/'Historical scenario - input'!$D6),\"\")","v":4.8027266133183177},{"$f":"IFERROR(IF(OR(O21=\"\",'Historical scenario - input'!$D6=\"\"),\"\",O21/'Historical scenario - input'!$D6),\"\")","v":5.4684897093683382},{"$f":"IFERROR(IF(OR(P21=\"\",'Historical scenario - input'!$D6=\"\"),\"\",P21/'Historical scenario - input'!$D6),\"\")","v":6.199744091448304},{"$f":"IFERROR(IF(OR(Q21=\"\",'Historical scenario - input'!$D6=\"\"),\"\",Q21/'Historical scenario - input'!$D6),\"\")","v":7.0023927226325462},{"$f":"IFERROR(IF(OR(R21=\"\",'Historical scenario - input'!$D6=\"\"),\"\",R21/'Historical scenario - input'!$D6),\"\")","v":7.8837680831698584},{"$f":"IFERROR(IF(OR(S21=\"\",'Historical scenario - input'!$D6=\"\"),\"\",S21/'Historical scenario - input'!$D6),\"\")","v":8.8529434585603397},{"$f":"IFERROR(IF(OR(T21=\"\",'Historical scenario - input'!$D6=\"\"),\"\",T21/'Historical scenario - input'!$D6),\"\")","v":9.9210263519305695},{"$f":"IFERROR(IF(OR(U21=\"\",'Historical scenario - input'!$D6=\"\"),\"\",U21/'Historical scenario - input'!$D6),\"\")","v":11.101411912001765},{"$f":"IFERROR(IF(OR(V21=\"\",'Historical scenario - input'!$D6=\"\"),\"\",V21/'Historical scenario - input'!$D6),\"\")","v":12.40997318194845},{"$f":"IFERROR(IF(OR(W21=\"\",'Historical scenario - input'!$D6=\"\"),\"\",W21/'Historical scenario - input'!$D6),\"\")","v":13.865165234901182}]
[{"$f":"IFERROR('Historical scenario - input'!A7,\"\")","v":1},{"$f":"IFERROR('Historical scenario - input'!B7,\"\")","v":"OVERHEAD CONDUCTORS"},{"$f":"IFERROR('Historical scenario - input'!C7,\"\")","v":"˃ 11 kv & < = 22 kv ; multiple-phase"},{"$f":"IFERROR(repcalc('Historical scenario - input'!$CV7:$GH7,'Historical scenario - input'!$G7,'Historical scenario - input'!$E7,'Historical scenario - input'!$F7,20,TRUE,TRUE),\"\")","v":6627.2430534357227},7072.5539484749997,7566.4201066503729,8124.3068161009269,8762.7524554488682,9498.6314601453196,10348.312748147226,11326.753325826576,12446.573557935337,13717.165288612709,15143.886349703871,16727.394698504755,18463.172195510735,20341.281590647286,22346.390443774577,24458.082447600118,26651.460215135638,28898.024680821742,31166.79591517094,33425.619859062906,{"$f":"IFERROR(IF(OR(D22=\"\",'Historical scenario - input'!$D7=\"\"),\"\",D22/'Historical scenario - input'!$D7),\"\")","v":84.421506972524455},{"$f":"IFERROR(IF(OR(E22=\"\",'Historical scenario - input'!$D7=\"\"),\"\",E22/'Historical scenario - input'!$D7),\"\")","v":90.094124760551693},{"$f":"IFERROR(IF(OR(F22=\"\",'Historical scenario - input'!$D7=\"\"),\"\",F22/'Historical scenario - input'!$D7),\"\")","v":96.385266488676706},{"$f":"IFERROR(IF(OR(G22=\"\",'Historical scenario - input'!$D7=\"\"),\"\",G22/'Historical scenario - input'!$D7),\"\")","v":103.49193759640711},{"$f":"IFERROR(IF(OR(H22=\"\",'Historical scenario - input'!$D7=\"\"),\"\",H22/'Historical scenario - input'!$D7),\"\")","v":111.62481314649695},{"$f":"IFERROR(IF(OR(I22=\"\",'Historical scenario - input'!$D7=\"\"),\"\",I22/'Historical scenario - input'!$D7),\"\")","v":120.99884908044527},{"$f":"IFERROR(IF(OR(J22=\"\",'Historical scenario - input'!$D7=\"\"),\"\",J22/'Historical scenario - input'!$D7),\"\")","v":131.82256177682649},{"$f":"IFERROR(IF(OR(K22=\"\",'Historical scenario - input'!$D7=\"\"),\"\",K22/'Historical scenario - input'!$D7),\"\")","v":144.28648189937812},{"$f":"IFERROR(IF(OR(L22=\"\",'Historical scenario - input'!$D7=\"\"),\"\",L22/'Historical scenario - input'!$D7),\"\")","v":158.55137467163485},{"$f":"IFERROR(IF(OR(M22=\"\",'Historical scenario - input'!$D7=\"\"),\"\",M22/'Historical scenario - input'!$D7),\"\")","v":174.73687862640571},{"$f":"IFERROR(IF(OR(N22=\"\",'Historical scenario - input'!$D7=\"\"),\"\",N22/'Historical scenario - input'!$D7),\"\")","v":192.91124480485951},{"$f":"IFERROR(IF(OR(O22=\"\",'Historical scenario - input'!$D7=\"\"),\"\",O22/'Historical scenario - input'!$D7),\"\")","v":213.08285463287697},{"$f":"IFERROR(IF(OR(P22=\"\",'Historical scenario - input'!$D7=\"\"),\"\",P22/'Historical scenario - input'!$D7),\"\")","v":235.19415353721897},{"$f":"IFERROR(IF(OR(Q22=\"\",'Historical scenario - input'!$D7=\"\"),\"\",Q22/'Historical scenario - input'!$D7),\"\")","v":259.11855530100917},{"$f":"IFERROR(IF(OR(R22=\"\",'Historical scenario - input'!$D7=\"\"),\"\",R22/'Historical scenario - input'!$D7),\"\")","v":284.66074677642217},{"$f":"IFERROR(IF(OR(S22=\"\",'Historical scenario - input'!$D7=\"\"),\"\",S22/'Historical scenario - input'!$D7),\"\")","v":311.5606536890503},{"$f":"IFERROR(IF(OR(T22=\"\",'Historical scenario - input'!$D7=\"\"),\"\",T22/'Historical scenario - input'!$D7),\"\")","v":339.501119279698},{"$f":"IFERROR(IF(OR(U22=\"\",'Historical scenario - input'!$D7=\"\"),\"\",U22/'Historical scenario - input'!$D7),\"\")","v":368.1191066048832},{"$f":"IFERROR(IF(OR(V22=\"\",'Historical scenario - input'!$D7=\"\"),\"\",V22/'Historical scenario - input'!$D7),\"\")","v":397.01997609696838},{"$f":"IFERROR(IF(OR(W22=\"\",'Historical scenario - input'!$D7=\"\"),\"\",W22/'Historical scenario - input'!$D7),\"\")","v":425.79413147219952}]
[{"$f":"IFERROR('Historical scenario - input'!A8,\"\")","v":1},{"$f":"IFERROR('Historical scenario - input'!B8,\"\")","v":"OVERHEAD CONDUCTORS"},{"$f":"IFERROR('Historical scenario - input'!C8,\"\")","v":"˃ 11 kv & < = 22 kv ; swer"},{"$f":"IFERROR(repcalc('Historical scenario - input'!$CV8:$GH8,'Historical scenario - input'!$G8,'Historical scenario - input'!$E8,'Historical scenario - input'!$F8,20,TRUE,TRUE),\"\")","v":1235.4009672383702},1291.2510564078959,1353.1773106622998,1423.5516643657195,1504.8342490692007,1599.4756666540798,1709.8162369538736,1837.986833773552,1985.8155724055025,2154.7440902596982,2345.75655095302,2559.3238673342039,2795.3650221178377,3053.2267795917646,3331.6825166392077,3628.9503279407945,3942.7299461710923,4270.2573393869125,4608.3751004974056,4953.6159503571052,{"$f":"IFERROR(IF(OR(D23=\"\",'Historical scenario - input'!$D8=\"\"),\"\",D23/'Historical scenario - input'!$D8),\"\")","v":73.407114913644264},{"$f":"IFERROR(IF(OR(E23=\"\",'Historical scenario - input'!$D8=\"\"),\"\",E23/'Historical scenario - input'!$D8),\"\")","v":76.725708651489057},{"$f":"IFERROR(IF(OR(F23=\"\",'Historical scenario - input'!$D8=\"\"),\"\",F23/'Historical scenario - input'!$D8),\"\")","v":80.405346099390982},{"$f":"IFERROR(IF(OR(G23=\"\",'Historical scenario - input'!$D8=\"\"),\"\",G23/'Historical scenario - input'!$D8),\"\")","v":84.586966809004366},{"$f":"IFERROR(IF(OR(H23=\"\",'Historical scenario - input'!$D8=\"\"),\"\",H23/'Historical scenario - input'!$D8),\"\")","v":89.416750979519108},{"$f":"IFERROR(IF(OR(I23=\"\",'Historical scenario - input'!$D8=\"\"),\"\",I23/'Historical scenario - input'!$D8),\"\")","v":95.040312560317929},{"$f":"IFERROR(IF(OR(J23=\"\",'Historical scenario - input'!$D8=\"\"),\"\",J23/'Historical scenario - input'!$D8),\"\")","v":101.59671257815211},{"$f":"IFERROR(IF(OR(K23=\"\",'Historical scenario - input'!$D8=\"\"),\"\",K23/'Historical scenario - input'!$D8),\"\")","v":109.21256684636163},{"$f":"IFERROR(IF(OR(L23=\"\",'Historical scenario - input'!$D8=\"\"),\"\",L23/'Historical scenario - input'!$D8),\"\")","v":117.99650136808427},{"$f":"IFERROR(IF(OR(M23=\"\",'Historical scenario - input'!$D8=\"\"),\"\",M23/'Historical scenario - input'!$D8),\"\")","v":128.03417775912263},{"$f":"IFERROR(IF(OR(N23=\"\",'Historical scenario - input'!$D8=\"\"),\"\",N23/'Historical scenario - input'!$D8),\"\")","v":139.38407469452559},{"$f":"IFERROR(IF(OR(O23=\"\",'Historical scenario - input'!$D8=\"\"),\"\",O23/'Historical scenario - input'!$D8),\"\")","v":152.07417365926702},{"$f":"IFERROR(IF(OR(P23=\"\",'Historical scenario - input'!$D8=\"\"),\"\",P23/'Historical scenario - input'!$D8),\"\")","v":166.09966063317211},{"$f":"IFERROR(IF(OR(Q23=\"\",'Historical scenario - input'!$D8=\"\"),\"\",Q23/'Historical scenario - input'!$D8),\"\")","v":181.42172056731371},{"$f":"IFERROR(IF(OR(R23=\"\",'Historical scenario - input'!$D8=\"\"),\"\",R23/'Historical scenario - input'!$D8),\"\")","v":197.96746792373548},{"$f":"IFERROR(IF(OR(S23=\"\",'Historical scenario - input'!$D8=\"\"),\"\",S23/'Historical scenario - input'!$D8),\"\")","v":215.63102248053923},{"$f":"IFERROR(IF(OR(T23=\"\",'Historical scenario - input'!$D8=\"\"),\"\",T23/'Historical scenario - input'!$D8),\"\")","v":234.2757031176935},{"$f":"IFERROR(IF(OR(U23=\"\",'Historical scenario - input'!$D8=\"\"),\"\",U23/'Historical scenario - input'!$D8),\"\")","v":253.73727197570219},{"$f":"IFERROR(IF(OR(V23=\"\",'Historical scenario - input'!$D8=\"\"),\"\",V23/'Historical scenario - input'!$D8),\"\")","v":273.82811697452519},{"$f":"IFERROR(IF(OR(W23=\"\",'Historical scenario - input'!$D8=\"\"),\"\",W23/'Historical scenario - input'!$D8),\"\")","v":294.34221353961652}]
[{"$f":"IFERROR('Historical scenario - input'!A9,\"\")","v":1},{"$f":"IFERROR('Historical scenario - input'!B9,\"\")","v":"OVERHEAD CONDUCTORS"},{"$f":"IFERROR('Historical scenario - input'!C9,\"\")","v":"> 1 kv & < = 11 kv"},{"$f":"IFERROR(repcalc('Historical scenario - input'!$CV9:$GH9,'Historical scenario - input'!$G9,'Historical scenario - input'!$E9,'Historical scenario - input'!$F9,20,TRUE,TRUE),\"\")","v":1.3787793968908091},1.6753247700841842,2.0186097218262726,2.4123892282362687,2.8601646410238293,3.3651656602098479,3.930380990682079,4.5586490320757136,5.2528172280452772,6.0159745214784035,6.851755827585098,7.7647108066803723,8.7607219096033653,9.84744923482892,11.03477282939809,12.335197381214126,13.76418046106207,15.34034415995268,17.085531554681392,19.024674134949944,{"$f":"IFERROR(IF(OR(D24=\"\",'Historical scenario - input'!$D9=\"\"),\"\",D24/'Historical scenario - input'!$D9),\"\")","v":6.9136436558019524E-3},{"$f":"IFERROR(IF(OR(E24=\"\",'Historical scenario - input'!$D9=\"\"),\"\",E24/'Historical scenario - input'!$D9),\"\")","v":8.400617600045018E-3},{"$f":"IFERROR(IF(OR(F24=\"\",'Historical scenario - input'!$D9=\"\"),\"\",F24/'Historical scenario - input'!$D9),\"\")","v":1.0121958834252568E-2},{"$f":"IFERROR(IF(OR(G24=\"\",'Historical scenario - input'!$D9=\"\"),\"\",G24/'Historical scenario - input'!$D9),\"\")","v":1.2096496017224338E-2},{"$f":"IFERROR(IF(OR(H24=\"\",'Historical scenario - input'!$D9=\"\"),\"\",H24/'Historical scenario - input'!$D9),\"\")","v":1.4341786053341686E-2},{"$f":"IFERROR(IF(OR(I24=\"\",'Historical scenario - input'!$D9=\"\"),\"\",I24/'Historical scenario - input'!$D9),\"\")","v":1.6874023697987486E-2},{"$f":"IFERROR(IF(OR(J24=\"\",'Historical scenario - input'!$D9=\"\"),\"\",J24/'Historical scenario - input'!$D9),\"\")","v":1.9708195279382831E-2},{"$f":"IFERROR(IF(OR(K24=\"\",'Historical scenario - input'!$D9=\"\"),\"\",K24/'Historical scenario - input'!$D9),\"\")","v":2.2858533446836755E-2},{"$f":"IFERROR(IF(OR(L24=\"\",'Historical scenario - input'!$D9=\"\"),\"\",L24/'Historical scenario - input'!$D9),\"\")","v":2.6339316199282054E-2},{"$f":"IFERROR(IF(OR(M24=\"\",'Historical scenario - input'!$D9=\"\"),\"\",M24/'Historical scenario - input'!$D9),\"\")","v":3.016603249053279E-2},{"$f":"IFERROR(IF(OR(N24=\"\",'Historical scenario - input'!$D9=\"\"),\"\",N24/'Historical scenario - input'!$D9),\"\")","v":3.4356908955348445E-2},{"$f":"IFERROR(IF(OR(O24=\"\",'Historical scenario - input'!$D9=\"\"),\"\",O24/'Historical scenario - input'!$D9),\"\")","v":3.8934759054855488E-2},{"$f":"IFERROR(IF(OR(P24=\"\",'Historical scenario - input'!$D9=\"\"),\"\",P24/'Historical scenario - input'!$D9),\"\")","v":4.3929079290826629E-2},{"$f":"IFERROR(IF(OR(Q24=\"\",'Historical scenario - input'!$D9=\"\"),\"\",Q24/'Historical scenario - input'!$D9),\"\")","v":4.9378279862415449E-2},{"$f":"IFERROR(IF(OR(R24=\"\",'Historical scenario - input'!$D9=\"\"),\"\",R24/'Historical scenario - input'!$D9),\"\")","v":5.5331902505376361E-2},{"$f":"IFERROR(IF(OR(S24=\"\",'Historical scenario - input'!$D9=\"\"),\"\",S24/'Historical scenario - input'!$D9),\"\")","v":6.1852649749486829E-2},{"$f":"IFERROR(IF(OR(T24=\"\",'Historical scenario - input'!$D9=\"\"),\"\",T24/'Historical scenario - input'!$D9),\"\")","v":6.9018030829678195E-2},{"$f":"IFERROR(IF(OR(U24=\"\",'Historical scenario - input'!$D9=\"\"),\"\",U24/'Historical scenario - input'!$D9),\"\")","v":7.6921422903793585E-2},{"$f":"IFERROR(IF(OR(V24=\"\",'Historical scenario - input'!$D9=\"\"),\"\",V24/'Historical scenario - input'!$D9),\"\")","v":8.5672354189073888E-2},{"$f":"IFERROR(IF(OR(W24=\"\",'Historical scenario - input'!$D9=\"\"),\"\",W24/'Historical scenario - input'!$D9),\"\")","v":9.539583919907714E-2}]
[{"$f":"IFERROR('Historical scenario - input'!A10,\"\")","v":1},{"$f":"IFERROR('Historical scenario - input'!B10,\"\")","v":"OVERHEAD CONDUCTORS"},{"$f":"IFERROR('Historical scenario - input'!C10,\"\")","v":"> 22 kv & < = 66 kv"},{"$f":"IFERROR(repcalc('Historical scenario - input'!$CV10:$GH10,'Historical scenario - input'!$G10,'Historical scenario - input'!$E10,'Historical scenario - input'!$F10,20,TRUE,TRUE),\"\")","v":1179.6517587580229},1246.4683360222161,1321.5021915153284,1405.7414146351205,1499.9272123582077,1604.5386269589665,1719.7975272477897,1845.6911201219482,1982.0076030409177,2128.3795145270446,2284.3288947334504,2449.3085229988365,2622.7341785052381,2804.0039634393329,2992.5021127172522,3187.5862721949211,3388.5588538483071,3594.6246816937978,3804.838645293114,4018.0483983694066,{"$f":"IFERROR(IF(OR(D25=\"\",'Historical scenario - input'!$D10=\"\"),\"\",D25/'Historical scenario - input'!$D10),\"\")","v":12.056414803533952},{"$f":"IFERROR(IF(OR(E25=\"\",'Historical scenario - input'!$D10=\"\"),\"\",E25/'Historical scenario - input'!$D10),\"\")","v":12.739301397199204},{"$f":"IFERROR(IF(OR(F25=\"\",'Historical scenario - input'!$D10=\"\"),\"\",F25/'Historical scenario - input'!$D10),\"\")","v":13.506171178401262},{"$f":"IFERROR(IF(OR(G25=\"\",'Historical scenario - input'!$D10=\"\"),\"\",G25/'Historical scenario - input'!$D10),\"\")","v":14.367122733908577},{"$f":"IFERROR(IF(OR(H25=\"\",'Historical scenario - input'!$D10=\"\"),\"\",H25/'Historical scenario - input'!$D10),\"\")","v":15.329731433909009},{"$f":"IFERROR(IF(OR(I25=\"\",'Historical scenario - input'!$D10=\"\"),\"\",I25/'Historical scenario - input'!$D10),\"\")","v":16.398893242254118},{"$f":"IFERROR(IF(OR(J25=\"\",'Historical scenario - input'!$D10=\"\"),\"\",J25/'Historical scenario - input'!$D10),\"\")","v":17.576875728495853},{"$f":"IFERROR(IF(OR(K25=\"\",'Historical scenario - input'!$D10=\"\"),\"\",K25/'Historical scenario - input'!$D10),\"\")","v":18.863548143070219},{"$f":"IFERROR(IF(OR(L25=\"\",'Historical scenario - input'!$D10=\"\"),\"\",L25/'Historical scenario - input'!$D10),\"\")","v":20.256745796893298},{"$f":"IFERROR(IF(OR(M25=\"\",'Historical scenario - input'!$D10=\"\"),\"\",M25/'Historical scenario - input'!$D10),\"\")","v":21.752713117215745},{"$f":"IFERROR(IF(OR(N25=\"\",'Historical scenario - input'!$D10=\"\"),\"\",N25/'Historical scenario - input'!$D10),\"\")","v":23.346565202938045},{"$f":"IFERROR(IF(OR(O25=\"\",'Historical scenario - input'!$D10=\"\"),\"\",O25/'Historical scenario - input'!$D10),\"\")","v":25.032709285488714},{"$f":"IFERROR(IF(OR(P25=\"\",'Historical scenario - input'!$D10=\"\"),\"\",P25/'Historical scenario - input'!$D10),\"\")","v":26.805174442969872},{"$f":"IFERROR(IF(OR(Q25=\"\",'Historical scenario - input'!$D10=\"\"),\"\",Q25/'Historical scenario - input'!$D10),\"\")","v":28.657809088989275},{"$f":"IFERROR(IF(OR(R25=\"\",'Historical scenario - input'!$D10=\"\"),\"\",R25/'Historical scenario - input'!$D10),\"\")","v":30.5843199092552},{"$f":"IFERROR(IF(OR(S25=\"\",'Historical scenario - input'!$D10=\"\"),\"\",S25/'Historical scenario - input'!$D10),\"\")","v":32.578141840854592},{"$f":"IFERROR(IF(OR(T25=\"\",'Historical scenario - input'!$D10=\"\"),\"\",T25/'Historical scenario - input'!$D10),\"\")","v":34.632145313117753},{"$f":"IFERROR(IF(OR(U25=\"\",'Historical scenario - input'!$D10=\"\"),\"\",U25/'Historical scenario - input'!$D10),\"\")","v":36.738203375502643},{"$f":"IFERROR(IF(OR(V25=\"\",'Historical scenario - input'!$D10=\"\"),\"\",V25/'Historical scenario - input'!$D10),\"\")","v":38.886656699826659},{"$f":"IFERROR(IF(OR(W25=\"\",'Historical scenario - input'!$D10=\"\"),\"\",W25/'Historical scenario - input'!$D10),\"\")","v":41.065727941964411}]
[{"$f":"IFERROR('Historical scenario - input'!A11,\"\")","v":2},{"$f":"IFERROR('Historical scenario - input'!B11,\"\")","v":"POLES"},{"$f":"IFERROR('Historical scenario - input'!C11,\"\")","v":"˂ = 1 kv ; concrete"},{"$f":"IFERROR(repcalc('Historical scenario - input'!$CV11:$GH11,'Historical scenario - input'!$G11,'Historical scenario - input'!$E11,'Historical scenario - input'!$F11,20,TRUE,TRUE),\"\")","v":605.13857866142075},760.92525958202134,950.2569881487052,1177.6329076497609,1447.5778850481584,1764.5334119139982,2132.7297895905053,2556.0335009795954,3037.7619849975017,3580.4577609336789,4185.6158193582669,4853.3630198083747,5582.0961111655715,6368.0955171235119,7205.1441087762614,8084.19205710186,8993.1182796957582,9916.6435842421615,10836.448277458763,11731.536429699012,{"$f":"IFERROR(IF(OR(D26=\"\",'Historical scenario - input'!$D11=\"\"),\"\",D26/'Historical scenario - input'!$D11),\"\")","v":34.337740851455621},{"$f":"IFERROR(IF(OR(E26=\"\",'Historical scenario - input'!$D11=\"\"),\"\",E26/'Historical scenario - input'!$D11),\"\")","v":43.177637804303828},{"$f":"IFERROR(IF(OR(F26=\"\",'Historical scenario - input'!$D11=\"\"),\"\",F26/'Historical scenario - input'!$D11),\"\")","v":53.921001489464622},{"$f":"IFERROR(IF(OR(G26=\"\",'Historical scenario - input'!$D11=\"\"),\"\",G26/'Historical scenario - input'!$D11),\"\")","v":66.82312948956536},{"$f":"IFERROR(IF(OR(H26=\"\",'Historical scenario - input'!$D11=\"\"),\"\",H26/'Historical scenario - input'!$D11),\"\")","v":82.140779041114541},{"$f":"IFERROR(IF(OR(I26=\"\",'Historical scenario - input'!$D11=\"\"),\"\",I26/'Historical scenario - input'!$D11),\"\")","v":100.12597636076056},{"$f":"IFERROR(IF(OR(J26=\"\",'Historical scenario - input'!$D11=\"\"),\"\",J26/'Historical scenario - input'!$D11),\"\")","v":121.01876397160373},{"$f":"IFERROR(IF(OR(K26=\"\",'Historical scenario - input'!$D11=\"\"),\"\",K26/'Historical scenario - input'!$D11),\"\")","v":145.03854002899922},{"$f":"IFERROR(IF(OR(L26=\"\",'Historical scenario - input'!$D11=\"\"),\"\",L26/'Historical scenario - input'!$D11),\"\")","v":172.37354795654124},{"$f":"IFERROR(IF(OR(M26=\"\",'Historical scenario - input'!$D11=\"\"),\"\",M26/'Historical scenario - input'!$D11),\"\")","v":203.16805944925912},{"$f":"IFERROR(IF(OR(N26=\"\",'Historical scenario - input'!$D11=\"\"),\"\",N26/'Historical scenario - input'!$D11),\"\")","v":237.50690565258466},{"$f":"IFERROR(IF(OR(O26=\"\",'Historical scenario - input'!$D11=\"\"),\"\",O26/'Historical scenario - input'!$D11),\"\")","v":275.39728503322186},{"$f":"IFERROR(IF(OR(P26=\"\",'Historical scenario - input'!$D11=\"\"),\"\",P26/'Historical scenario - input'!$D11),\"\")","v":316.7482233525983},{"$f":"IFERROR(IF(OR(Q26=\"\",'Historical scenario - input'!$D11=\"\"),\"\",Q26/'Historical scenario - input'!$D11),\"\")","v":361.34865846430949},{"$f":"IFERROR(IF(OR(R26=\"\",'Historical scenario - input'!$D11=\"\"),\"\",R26/'Historical scenario - input'!$D11),\"\")","v":408.84580809873984},{"$f":"IFERROR(IF(OR(S26=\"\",'Historical scenario - input'!$D11=\"\"),\"\",S26/'Historical scenario - input'!$D11),\"\")","v":458.72615238678202},{"$f":"IFERROR(IF(OR(T26=\"\",'Historical scenario - input'!$D11=\"\"),\"\",T26/'Historical scenario - input'!$D11),\"\")","v":510.3018974889369},{"$f":"IFERROR(IF(OR(U26=\"\",'Historical scenario - input'!$D11=\"\"),\"\",U26/'Historical scenario - input'!$D11),\"\")","v":562.70604704328048},{"$f":"IFERROR(IF(OR(V26=\"\",'Historical scenario - input'!$D11=\"\"),\"\",V26/'Historical scenario - input'!$D11),\"\")","v":614.89907572026357},{"$f":"IFERROR(IF(OR(W26=\"\",'Historical scenario - input'!$D11=\"\"),\"\",W26/'Historical scenario - input'!$D11),\"\")","v":665.68959890723511}]
[{"$f":"IFERROR('Historical scenario - input'!A12,\"\")","v":2},{"$f":"IFERROR('Historical scenario - input'!B12,\"\")","v":"POLES"},{"$f":"IFERROR('Historical scenario - input'!C12,\"\")","v":"˂ = 1 kv ; steel"},{"$f":"IFERROR(repcalc('Historical scenario - input'!$CV12:$GH12,'Historical scenario - input'!$G12,'Historical scenario - input'!$E12,'Historical scenario - input'!$F12,20,TRUE,TRUE),\"\")","v":17.733853197659766},19.605687986323904,21.797458731525307,24.308973943382412,27.127500364715946,30.227907646058842,33.573462557927257,37.117188867046195,40.803666466077772,44.571115485971127,48.353601661389305,52.083209645689777,55.692059989843152,59.114088905156201,62.28656098153801,65.15133535616387,67.655946742791585,69.754586799186143,71.40907378681203,72.589878382395597,{"$f":"IFERROR(IF(OR(D27=\"\",'Historical scenario - input'!$D12=\"\"),\"\",D27/'Historical scenario - input'!$D12),\"\")","v":1.9555539996129196},{"$f":"IFERROR(IF(OR(E27=\"\",'Historical scenario - input'!$D12=\"\"),\"\",E27/'Historical scenario - input'!$D12),\"\")","v":2.1619656557142464},{"$f":"IFERROR(IF(OR(F27=\"\",'Historical scenario - input'!$D12=\"\"),\"\",F27/'Historical scenario - input'!$D12),\"\")","v":2.4036574075992121},{"$f":"IFERROR(IF(OR(G27=\"\",'Historical scenario - input'!$D12=\"\"),\"\",G27/'Historical scenario - input'!$D12),\"\")","v":2.6806081392249808},{"$f":"IFERROR(IF(OR(H27=\"\",'Historical scenario - input'!$D12=\"\"),\"\",H27/'Historical scenario - input'!$D12),\"\")","v":2.9914137241601737},{"$f":"IFERROR(IF(OR(I27=\"\",'Historical scenario - input'!$D12=\"\"),\"\",I27/'Historical scenario - input'!$D12),\"\")","v":3.3333029792409148},{"$f":"IFERROR(IF(OR(J27=\"\",'Historical scenario - input'!$D12=\"\"),\"\",J27/'Historical scenario - input'!$D12),\"\")","v":3.7022252442392682},{"$f":"IFERROR(IF(OR(K27=\"\",'Historical scenario - input'!$D12=\"\"),\"\",K27/'Historical scenario - input'!$D12),\"\")","v":4.0930003386358749},{"$f":"IFERROR(IF(OR(L27=\"\",'Historical scenario - input'!$D12=\"\"),\"\",L27/'Historical scenario - input'!$D12),\"\")","v":4.4995169559168264},{"$f":"IFERROR(IF(OR(M27=\"\",'Historical scenario - input'!$D12=\"\"),\"\",M27/'Historical scenario - input'!$D12),\"\")","v":4.9149624835792789},{"$f":"IFERROR(IF(OR(N27=\"\",'Historical scenario - input'!$D12=\"\"),\"\",N27/'Historical scenario - input'!$D12),\"\")","v":5.3320661940010901},{"$f":"IFERROR(IF(OR(O27=\"\",'Historical scenario - input'!$D12=\"\"),\"\",O27/'Historical scenario - input'!$D12),\"\")","v":5.7433389010318185},{"$f":"IFERROR(IF(OR(P27=\"\",'Historical scenario - input'!$D12=\"\"),\"\",P27/'Historical scenario - input'!$D12),\"\")","v":6.1412953770358545},{"$f":"IFERROR(IF(OR(Q27=\"\",'Historical scenario - input'!$D12=\"\"),\"\",Q27/'Historical scenario - input'!$D12),\"\")","v":6.5186506115437508},{"$f":"IFERROR(IF(OR(R27=\"\",'Historical scenario - input'!$D12=\"\"),\"\",R27/'Historical scenario - input'!$D12),\"\")","v":6.8684866222787129},{"$f":"IFERROR(IF(OR(S27=\"\",'Historical scenario - input'!$D12=\"\"),\"\",S27/'Historical scenario - input'!$D12),\"\")","v":7.1843920785744428},{"$f":"IFERROR(IF(OR(T27=\"\",'Historical scenario - input'!$D12=\"\"),\"\",T27/'Historical scenario - input'!$D12),\"\")","v":7.4605815090385583},{"$f":"IFERROR(IF(OR(U27=\"\",'Historical scenario - input'!$D12=\"\"),\"\",U27/'Historical scenario - input'!$D12),\"\")","v":7.6920035192631522},{"$f":"IFERROR(IF(OR(V27=\"\",'Historical scenario - input'!$D12=\"\"),\"\",V27/'Historical scenario - input'!$D12),\"\")","v":7.8744477184959676},{"$f":"IFERROR(IF(OR(W27=\"\",'Historical scenario - input'!$D12=\"\"),\"\",W27/'Historical scenario - input'!$D12),\"\")","v":8.0046578383112976}]
[{"$f":"IFERROR('Historical scenario - input'!A13,\"\")","v":2},{"$f":"IFERROR('Historical scenario - input'!B13,\"\")","v":"POLES"},{"$f":"IFERROR('Historical scenario - input'!C13,\"\")","v":"˂ = 1 kv ; wood"},{"$f":"IFERROR(repcalc('Historical scenario - input'!$CV13:$GH13,'Historical scenario - input'!$G13,'Historical scenario - input'!$E13,'Historical scenario - input'!$F13,20,TRUE,TRUE),\"\")","v":2095.8038094493377},2202.5911502089307,2309.2289122810694,2418.0060399448844,2531.757728171041,2653.7783632593937,2787.7053302956169,2937.3791644977937,3106.6867467630882,3299.3949471894252,3518.9823139636364,3768.4761506953428,4050.3017199170545,4366.1494651527146,4716.8651635780307,5102.3668883254677,5521.5916246708493,5972.4733656098306,6451.9535014973426,6956.0232936407156,{"$f":"IFERROR(IF(OR(D28=\"\",'Historical scenario - input'!$D13=\"\"),\"\",D28/'Historical scenario - input'!$D13),\"\")","v":349.9624799293083},{"$f":"IFERROR(IF(OR(E28=\"\",'Historical scenario - input'!$D13=\"\"),\"\",E28/'Historical scenario - input'!$D13),\"\")","v":367.79409299766246},{"$f":"IFERROR(IF(OR(F28=\"\",'Historical scenario - input'!$D13=\"\"),\"\",F28/'Historical scenario - input'!$D13),\"\")","v":385.60072904852575},{"$f":"IFERROR(IF(OR(G28=\"\",'Historical scenario - input'!$D13=\"\"),\"\",G28/'Historical scenario - input'!$D13),\"\")","v":403.76460163296287},{"$f":"IFERROR(IF(OR(H28=\"\",'Historical scenario - input'!$D13=\"\"),\"\",H28/'Historical scenario - input'!$D13),\"\")","v":422.75913858736931},{"$f":"IFERROR(IF(OR(I28=\"\",'Historical scenario - input'!$D13=\"\"),\"\",I28/'Historical scenario - input'!$D13),\"\")","v":443.13444464680862},{"$f":"IFERROR(IF(OR(J28=\"\",'Historical scenario - input'!$D13=\"\"),\"\",J28/'Historical scenario - input'!$D13),\"\")","v":465.49789932805675},{"$f":"IFERROR(IF(OR(K28=\"\",'Historical scenario - input'!$D13=\"\"),\"\",K28/'Historical scenario - input'!$D13),\"\")","v":490.49080465715076},{"$f":"IFERROR(IF(OR(L28=\"\",'Historical scenario - input'!$D13=\"\"),\"\",L28/'Historical scenario - input'!$D13),\"\")","v":518.762201575723},{"$f":"IFERROR(IF(OR(M28=\"\",'Historical scenario - input'!$D13=\"\"),\"\",M28/'Historical scenario - input'!$D13),\"\")","v":550.94109132668439},{"$f":"IFERROR(IF(OR(N28=\"\",'Historical scenario - input'!$D13=\"\"),\"\",N28/'Historical scenario - input'!$D13),\"\")","v":587.60833045038873},{"$f":"IFERROR(IF(OR(O28=\"\",'Historical scenario - input'!$D13=\"\"),\"\",O28/'Historical scenario - input'!$D13),\"\")","v":629.26942555673224},{"$f":"IFERROR(IF(OR(P28=\"\",'Historical scenario - input'!$D13=\"\"),\"\",P28/'Historical scenario - input'!$D13),\"\")","v":676.32935295434174},{"$f":"IFERROR(IF(OR(Q28=\"\",'Historical scenario - input'!$D13=\"\"),\"\",Q28/'Historical scenario - input'!$D13),\"\")","v":729.07038706468359},{"$f":"IFERROR(IF(OR(R28=\"\",'Historical scenario - input'!$D13=\"\"),\"\",R28/'Historical scenario - input'!$D13),\"\")","v":787.63375784284426},{"$f":"IFERROR(IF(OR(S28=\"\",'Historical scenario - input'!$D13=\"\"),\"\",S28/'Historical scenario - input'!$D13),\"\")","v":852.00578493878027},{"$f":"IFERROR(IF(OR(T28=\"\",'Historical scenario - input'!$D13=\"\"),\"\",T28/'Historical scenario - input'!$D13),\"\")","v":922.00896353672749},{"$f":"IFERROR(IF(OR(U28=\"\",'Historical scenario - input'!$D13=\"\"),\"\",U28/'Historical scenario - input'!$D13),\"\")","v":997.29830670063211},{"$f":"IFERROR(IF(OR(V28=\"\",'Historical scenario - input'!$D13=\"\"),\"\",V28/'Historical scenario - input'!$D13),\"\")","v":1077.3630802617242},{"$f":"IFERROR(IF(OR(W28=\"\",'Historical scenario - input'!$D13=\"\"),\"\",W28/'Historical scenario - input'!$D13),\"\")","v":1161.5338951636666}]
[{"$f":"IFERROR('Historical scenario - input'!A14,\"\")","v":2},{"$f":"IFERROR('Historical scenario - input'!B14,\"\")","v":"POLES"},{"$f":"IFERROR('Historical scenario - input'!C14,\"\")","v":"˃ 11 kv & < = 22 kv ; concrete"},{"$f":"IFERROR(repcalc('Historical scenario - input'!$CV14:$GH14,'Historical scenario - input'!$G14,'Historical scenario - input'!$E14,'Historical scenario - input'!$F14,20,TRUE,TRUE),\"\")","v":3583.2914067781694},4600.3753845912506,5851.5908591290845,7366.3949664208003,9171.9539710747049,11290.799239106887,13738.21105221877,16519.463399597214,19627.12001779475,23038.622851352568,26714.44921295825,30597.123578147417,34611.346134383857,38665.438415232624,42654.207258061302,46463.198752927914,49974.166712284961,53071.433181306573,55648.691655220668,57615.716113806528,{"$f":"IFERROR(IF(OR(D29=\"\",'Historical scenario - input'!$D14=\"\"),\"\",D29/'Historical scenario - input'!$D14),\"\")","v":197.76836294318247},{"$f":"IFERROR(IF(OR(E29=\"\",'Historical scenario - input'!$D14=\"\"),\"\",E29/'Historical scenario - input'!$D14),\"\")","v":253.90307553935665},{"$f":"IFERROR(IF(OR(F29=\"\",'Historical scenario - input'!$D14=\"\"),\"\",F29/'Historical scenario - input'!$D14),\"\")","v":322.95993081505247},{"$f":"IFERROR(IF(OR(G29=\"\",'Historical scenario - input'!$D14=\"\"),\"\",G29/'Historical scenario - input'!$D14),\"\")","v":406.56472162609401},{"$f":"IFERROR(IF(OR(H29=\"\",'Historical scenario - input'!$D14=\"\"),\"\",H29/'Historical scenario - input'!$D14),\"\")","v":506.21680347248417},{"$f":"IFERROR(IF(OR(I29=\"\",'Historical scenario - input'!$D14=\"\"),\"\",I29/'Historical scenario - input'!$D14),\"\")","v":623.15972338013512},{"$f":"IFERROR(IF(OR(J29=\"\",'Historical scenario - input'!$D14=\"\"),\"\",J29/'Historical scenario - input'!$D14),\"\")","v":758.23682785770222},{"$f":"IFERROR(IF(OR(K29=\"\",'Historical scenario - input'!$D14=\"\"),\"\",K29/'Historical scenario - input'!$D14),\"\")","v":911.73919795030849},{"$f":"IFERROR(IF(OR(L29=\"\",'Historical scenario - input'!$D14=\"\"),\"\",L29/'Historical scenario - input'!$D14),\"\")","v":1083.2564127679202},{"$f":"IFERROR(IF(OR(M29=\"\",'Historical scenario - input'!$D14=\"\"),\"\",M29/'Historical scenario - input'!$D14),\"\")","v":1271.5434522457915},{"$f":"IFERROR(IF(OR(N29=\"\",'Historical scenario - input'!$D14=\"\"),\"\",N29/'Historical scenario - input'!$D14),\"\")","v":1474.4189874654573},{"$f":"IFERROR(IF(OR(O29=\"\",'Historical scenario - input'!$D14=\"\"),\"\",O29/'Historical scenario - input'!$D14),\"\")","v":1688.7108398089244},{"$f":"IFERROR(IF(OR(P29=\"\",'Historical scenario - input'!$D14=\"\"),\"\",P29/'Historical scenario - input'!$D14),\"\")","v":1910.2630758159539},{"$f":"IFERROR(IF(OR(Q29=\"\",'Historical scenario - input'!$D14=\"\"),\"\",Q29/'Historical scenario - input'!$D14),\"\")","v":2134.0157943605354},{"$f":"IFERROR(IF(OR(R29=\"\",'Historical scenario - input'!$D14=\"\"),\"\",R29/'Historical scenario - input'!$D14),\"\")","v":2354.1631936797212},{"$f":"IFERROR(IF(OR(S29=\"\",'Historical scenario - input'!$D14=\"\"),\"\",S29/'Historical scenario - input'!$D14),\"\")","v":2564.3883545414174},{"$f":"IFERROR(IF(OR(T29=\"\",'Historical scenario - input'!$D14=\"\"),\"\",T29/'Historical scenario - input'!$D14),\"\")","v":2758.1650550225891},{"$f":"IFERROR(IF(OR(U29=\"\",'Historical scenario - input'!$D14=\"\"),\"\",U29/'Historical scenario - input'!$D14),\"\")","v":2929.1088186301286},{"$f":"IFERROR(IF(OR(V29=\"\",'Historical scenario - input'!$D14=\"\"),\"\",V29/'Historical scenario - input'!$D14),\"\")","v":3071.3523962256554},{"$f":"IFERROR(IF(OR(W29=\"\",'Historical scenario - input'!$D14=\"\"),\"\",W29/'Historical scenario - input'!$D14),\"\")","v":3179.9160498285587}]
[{"$f":"IFERROR('Historical scenario - input'!A15,\"\")","v":2},{"$f":"IFERROR('Historical scenario - input'!B15,\"\")","v":"POLES"},{"$f":"IFERROR('Historical scenario - input'!C15,\"\")","v":"˃ 11 kv & < = 22 kv ; steel"},{"$f":"IFERROR(repcalc('Historical scenario - input'!$CV15:$GH15,'Historical scenario - input'!$G15,'Historical scenario - input'!$E15,'Historical scenario - input'!$F15,20,TRUE,TRUE),\"\")","v":6.5997497561893983},7.793480243855111,9.3318343226495895,11.291219608549962,13.75252404594513,16.798000240075851,20.507169924357324,24.951768790888455,30.189853875815171,36.259318106239725,43.171188654704089,50.903211676842488,59.394326552638063,68.540687463819609,78.193880544478645,88.16189793148304,98.21326152753295,108.0844459589331,117.49045078480617,126.13804612098541,{"$f":"IFERROR(IF(OR(D30=\"\",'Historical scenario - input'!$D15=\"\"),\"\",D30/'Historical scenario - input'!$D15),\"\")","v":0.72777003893681269},{"$f":"IFERROR(IF(OR(E30=\"\",'Historical scenario - input'!$D15=\"\"),\"\",E30/'Historical scenario - input'!$D15),\"\")","v":0.85940552749057064},{"$f":"IFERROR(IF(OR(F30=\"\",'Historical scenario - input'!$D15=\"\"),\"\",F30/'Historical scenario - input'!$D15),\"\")","v":1.0290434757738227},{"$f":"IFERROR(IF(OR(G30=\"\",'Historical scenario - input'!$D15=\"\"),\"\",G30/'Historical scenario - input'!$D15),\"\")","v":1.2451095325928125},{"$f":"IFERROR(IF(OR(H30=\"\",'Historical scenario - input'!$D15=\"\"),\"\",H30/'Historical scenario - input'!$D15),\"\")","v":1.5165234031806392},{"$f":"IFERROR(IF(OR(I30=\"\",'Historical scenario - input'!$D15=\"\"),\"\",I30/'Historical scenario - input'!$D15),\"\")","v":1.8523552771551115},{"$f":"IFERROR(IF(OR(J30=\"\",'Historical scenario - input'!$D15=\"\"),\"\",J30/'Historical scenario - input'!$D15),\"\")","v":2.2613742044290119},{"$f":"IFERROR(IF(OR(K30=\"\",'Historical scenario - input'!$D15=\"\"),\"\",K30/'Historical scenario - input'!$D15),\"\")","v":2.7514906496957963},{"$f":"IFERROR(IF(OR(L30=\"\",'Historical scenario - input'!$D15=\"\"),\"\",L30/'Historical scenario - input'!$D15),\"\")","v":3.3291066998553283},{"$f":"IFERROR(IF(OR(M30=\"\",'Historical scenario - input'!$D15=\"\"),\"\",M30/'Historical scenario - input'!$D15),\"\")","v":3.9984008977389891},{"$f":"IFERROR(IF(OR(N30=\"\",'Historical scenario - input'!$D15=\"\"),\"\",N30/'Historical scenario - input'!$D15),\"\")","v":4.7605892357838719},{"$f":"IFERROR(IF(OR(O30=\"\",'Historical scenario - input'!$D15=\"\"),\"\",O30/'Historical scenario - input'!$D15),\"\")","v":5.6132177298574142},{"$f":"IFERROR(IF(OR(P30=\"\",'Historical scenario - input'!$D15=\"\"),\"\",P30/'Historical scenario - input'!$D15),\"\")","v":6.5495530807514912},{"$f":"IFERROR(IF(OR(Q30=\"\",'Historical scenario - input'!$D15=\"\"),\"\",Q30/'Historical scenario - input'!$D15),\"\")","v":7.5581439640979635},{"$f":"IFERROR(IF(OR(R30=\"\",'Historical scenario - input'!$D15=\"\"),\"\",R30/'Historical scenario - input'!$D15),\"\")","v":8.6226244313440592},{"$f":"IFERROR(IF(OR(S30=\"\",'Historical scenario - input'!$D15=\"\"),\"\",S30/'Historical scenario - input'!$D15),\"\")","v":9.7218213205987851},{"$f":"IFERROR(IF(OR(T30=\"\",'Historical scenario - input'!$D15=\"\"),\"\",T30/'Historical scenario - input'!$D15),\"\")","v":10.83020899375337},{"$f":"IFERROR(IF(OR(U30=\"\",'Historical scenario - input'!$D15=\"\"),\"\",U30/'Historical scenario - input'!$D15),\"\")","v":11.918727883618136},{"$f":"IFERROR(IF(OR(V30=\"\",'Historical scenario - input'!$D15=\"\"),\"\",V30/'Historical scenario - input'!$D15),\"\")","v":12.955950316475642},{"$f":"IFERROR(IF(OR(W30=\"\",'Historical scenario - input'!$D15=\"\"),\"\",W30/'Historical scenario - input'!$D15),\"\")","v":13.909541138403217}]
[{"$f":"IFERROR('Historical scenario - input'!A16,\"\")","v":2},{"$f":"IFERROR('Historical scenario - input'!B16,\"\")","v":"POLES"},{"$f":"IFERROR('Historical scenario - input'!C16,\"\")","v":"˃ 11 kv & < = 22 kv ; wood"},{"$f":"IFERROR(repcalc('Historical scenario - input'!$CV16:$GH16,'Historical scenario - input'!$G16,'Historical scenario - input'!$E16,'Historical scenario - input'!$F16,20,TRUE,TRUE),\"\")","v":7637.3089074763984},7965.2119623364943,8325.8368774227602,8733.4535819187131,9202.4734699355504,9746.6727724621924,10378.398829337735,11107.801782600536,11942.133398380025,12885.152005131808,13936.668175581752,15092.259965755218,16343.179348690101,17676.46296840881,19075.25052265665,20519.303094340357,21985.701923439872,23449.696041229479,24885.655755438314,26268.079285161846,{"$f":"IFERROR(IF(OR(D31=\"\",'Historical scenario - input'!$D16=\"\"),\"\",D31/'Historical scenario - input'!$D16),\"\")","v":1222.44008331087},{"$f":"IFERROR(IF(OR(E31=\"\",'Historical scenario - input'!$D16=\"\"),\"\",E31/'Historical scenario - input'!$D16),\"\")","v":1274.9247794986422},{"$f":"IFERROR(IF(OR(F31=\"\",'Historical scenario - input'!$D16=\"\"),\"\",F31/'Historical scenario - input'!$D16),\"\")","v":1332.6469898455978},{"$f":"IFERROR(IF(OR(G31=\"\",'Historical scenario - input'!$D16=\"\"),\"\",G31/'Historical scenario - input'!$D16),\"\")","v":1397.8907824222142},{"$f":"IFERROR(IF(OR(H31=\"\",'Historical scenario - input'!$D16=\"\"),\"\",H31/'Historical scenario - input'!$D16),\"\")","v":1472.9628684053396},{"$f":"IFERROR(IF(OR(I31=\"\",'Historical scenario - input'!$D16=\"\"),\"\",I31/'Historical scenario - input'!$D16),\"\")","v":1560.0682937295858},{"$f":"IFERROR(IF(OR(J31=\"\",'Historical scenario - input'!$D16=\"\"),\"\",J31/'Historical scenario - input'!$D16),\"\")","v":1661.1833936885005},{"$f":"IFERROR(IF(OR(K31=\"\",'Historical scenario - input'!$D16=\"\"),\"\",K31/'Historical scenario - input'!$D16),\"\")","v":1777.9328165226232},{"$f":"IFERROR(IF(OR(L31=\"\",'Historical scenario - input'!$D16=\"\"),\"\",L31/'Historical scenario - input'!$D16),\"\")","v":1911.4772917112514},{"$f":"IFERROR(IF(OR(M31=\"\",'Historical scenario - input'!$D16=\"\"),\"\",M31/'Historical scenario - input'!$D16),\"\")","v":2062.4183834186792},{"$f":"IFERROR(IF(OR(N31=\"\",'Historical scenario - input'!$D16=\"\"),\"\",N31/'Historical scenario - input'!$D16),\"\")","v":2230.7257716073673},{"$f":"IFERROR(IF(OR(O31=\"\",'Historical scenario - input'!$D16=\"\"),\"\",O31/'Historical scenario - input'!$D16),\"\")","v":2415.6916727338926},{"$f":"IFERROR(IF(OR(P31=\"\",'Historical scenario - input'!$D16=\"\"),\"\",P31/'Historical scenario - input'!$D16),\"\")","v":2615.9158633769007},{"$f":"IFERROR(IF(OR(Q31=\"\",'Historical scenario - input'!$D16=\"\"),\"\",Q31/'Historical scenario - input'!$D16),\"\")","v":2829.3234076979688},{"$f":"IFERROR(IF(OR(R31=\"\",'Historical scenario - input'!$D16=\"\"),\"\",R31/'Historical scenario - input'!$D16),\"\")","v":3053.2156183004536},{"$f":"IFERROR(IF(OR(S31=\"\",'Historical scenario - input'!$D16=\"\"),\"\",S31/'Historical scenario - input'!$D16),\"\")","v":3284.3530212024407},{"$f":"IFERROR(IF(OR(T31=\"\",'Historical scenario - input'!$D16=\"\"),\"\",T31/'Historical scenario - input'!$D16),\"\")","v":3519.0672024052669},{"$f":"IFERROR(IF(OR(U31=\"\",'Historical scenario - input'!$D16=\"\"),\"\",U31/'Historical scenario - input'!$D16),\"\")","v":3753.396481605354},{"$f":"IFERROR(IF(OR(V31=\"\",'Historical scenario - input'!$D16=\"\"),\"\",V31/'Historical scenario - input'!$D16),\"\")","v":3983.2385285795326},{"$f":"IFERROR(IF(OR(W31=\"\",'Historical scenario - input'!$D16=\"\"),\"\",W31/'Historical scenario - input'!$D16),\"\")","v":4204.5114868059327}]
[{"$f":"IFERROR('Historical scenario - input'!A17,\"\")","v":2},{"$f":"IFERROR('Historical scenario - input'!B17,\"\")","v":"POLES"},{"$f":"IFERROR('Historical scenario - input'!C17,\"\")","v":"> 1 kv & < = 11 kv ; concrete"},{"$f":"IFERROR(repcalc('Historical scenario - input'!$CV17:$GH17,'Historical scenario - input'!$G17,'Historical scenario - input'!$E17,'Historical scenario - input'!$F17,20,TRUE,TRUE),\"\")","v":1.0110545851508097},1.3911245824114267,1.883039655216358,2.5082507572178483,3.2887333575243058,4.2459360983268262,5.3995689366018267,6.7663132460597213,8.3585528004023804,10.183226718561935,12.240890906696489,14.525044331232619,17.021735621906192,19.709422575588544,22.559022686550627,25.534077123086234,28.590960782166775,31.67910878498315,34.741289539053959,37.714023767224681,{"$f":"IFERROR(IF(OR(D32=\"\",'Historical scenario - input'!$D17=\"\"),\"\",D32/'Historical scenario - input'!$D17),\"\")","v":5.5801939460809448E-2},{"$f":"IFERROR(IF(OR(E32=\"\",'Historical scenario - input'!$D17=\"\"),\"\",E32/'Historical scenario - input'!$D17),\"\")","v":7.6778693129201603E-2},{"$f":"IFERROR(IF(OR(F32=\"\",'Historical scenario - input'!$D17=\"\"),\"\",F32/'Historical scenario - input'!$D17),\"\")","v":0.1039283797194919},{"$f":"IFERROR(IF(OR(G32=\"\",'Historical scenario - input'!$D17=\"\"),\"\",G32/'Historical scenario - input'!$D17),\"\")","v":0.1384349163363148},{"$f":"IFERROR(IF(OR(H32=\"\",'Historical scenario - input'!$D17=\"\"),\"\",H32/'Historical scenario - input'!$D17),\"\")","v":0.18151116904528181},{"$f":"IFERROR(IF(OR(I32=\"\",'Historical scenario - input'!$D17=\"\"),\"\",I32/'Historical scenario - input'!$D17),\"\")","v":0.23434092737728709},{"$f":"IFERROR(IF(OR(J32=\"\",'Historical scenario - input'!$D17=\"\"),\"\",J32/'Historical scenario - input'!$D17),\"\")","v":0.29801201966734492},{"$f":"IFERROR(IF(OR(K32=\"\",'Historical scenario - input'!$D17=\"\"),\"\",K32/'Historical scenario - input'!$D17),\"\")","v":0.37344512123762186},{"$f":"IFERROR(IF(OR(L32=\"\",'Historical scenario - input'!$D17=\"\"),\"\",L32/'Historical scenario - input'!$D17),\"\")","v":0.46132371505783815},{"$f":"IFERROR(IF(OR(M32=\"\",'Historical scenario - input'!$D17=\"\"),\"\",M32/'Historical scenario - input'!$D17),\"\")","v":0.56203078370900283},{"$f":"IFERROR(IF(OR(N32=\"\",'Historical scenario - input'!$D17=\"\"),\"\",N32/'Historical scenario - input'!$D17),\"\")","v":0.67559700866196426},{"$f":"IFERROR(IF(OR(O32=\"\",'Historical scenario - input'!$D17=\"\"),\"\",O32/'Historical scenario - input'!$D17),\"\")","v":0.80166358606258381},{"$f":"IFERROR(IF(OR(P32=\"\",'Historical scenario - input'!$D17=\"\"),\"\",P32/'Historical scenario - input'!$D17),\"\")","v":0.9394605144388255},{"$f":"IFERROR(IF(OR(Q32=\"\",'Historical scenario - input'!$D17=\"\"),\"\",Q32/'Historical scenario - input'!$D17),\"\")","v":1.0877988404616674},{"$f":"IFERROR(IF(OR(R32=\"\",'Historical scenario - input'!$D17=\"\"),\"\",R32/'Historical scenario - input'!$D17),\"\")","v":1.2450734478021834},{"$f":"IFERROR(IF(OR(S32=\"\",'Historical scenario - input'!$D17=\"\"),\"\",S32/'Historical scenario - input'!$D17),\"\")","v":1.4092721072992964},{"$f":"IFERROR(IF(OR(T32=\"\",'Historical scenario - input'!$D17=\"\"),\"\",T32/'Historical scenario - input'!$D17),\"\")","v":1.5779870702578058},{"$f":"IFERROR(IF(OR(U32=\"\",'Historical scenario - input'!$D17=\"\"),\"\",U32/'Historical scenario - input'!$D17),\"\")","v":1.7484275691488473},{"$f":"IFERROR(IF(OR(V32=\"\",'Historical scenario - input'!$D17=\"\"),\"\",V32/'Historical scenario - input'!$D17),\"\")","v":1.9174348884037489},{"$f":"IFERROR(IF(OR(W32=\"\",'Historical scenario - input'!$D17=\"\"),\"\",W32/'Historical scenario - input'!$D17),\"\")","v":2.0815054913857978}]
[{"$f":"IFERROR('Historical scenario - input'!A18,\"\")","v":2},{"$f":"IFERROR('Historical scenario - input'!B18,\"\")","v":"POLES"},{"$f":"IFERROR('Historical scenario - input'!C18,\"\")","v":"> 1 kv & < = 11 kv ; wood"},{"$f":"IFERROR(repcalc('Historical scenario - input'!$CV18:$GH18,'Historical scenario - input'!$G18,'Historical scenario - input'!$E18,'Historical scenario - input'!$F18,20,TRUE,TRUE),\"\")","v":19.233588986552935},20.513708849655583,22.01949452292018,23.779305474117191,25.813327961147547,28.131769593181222,30.733550766607816,33.605588860959379,36.722733228559257,40.0483675889731,43.535654209483496,47.129353864476933,50.768119440525226,54.387131303124548,57.920920909953097,61.306216964654112,64.484646494348581,67.405131903378631,70.02584401056086,72.315599388669526,{"$f":"IFERROR(IF(OR(D33=\"\",'Historical scenario - input'!$D18=\"\"),\"\",D33/'Historical scenario - input'!$D18),\"\")","v":3.2349695114876278},{"$f":"IFERROR(IF(OR(E33=\"\",'Historical scenario - input'!$D18=\"\"),\"\",E33/'Historical scenario - input'!$D18),\"\")","v":3.4502776752984508},{"$f":"IFERROR(IF(OR(F33=\"\",'Historical scenario - input'!$D18=\"\"),\"\",F33/'Historical scenario - input'!$D18),\"\")","v":3.703541418599376},{"$f":"IFERROR(IF(OR(G33=\"\",'Historical scenario - input'!$D18=\"\"),\"\",G33/'Historical scenario - input'!$D18),\"\")","v":3.9995306267021671},{"$f":"IFERROR(IF(OR(H33=\"\",'Historical scenario - input'!$D18=\"\"),\"\",H33/'Historical scenario - input'!$D18),\"\")","v":4.3416405020781985},{"$f":"IFERROR(IF(OR(I33=\"\",'Historical scenario - input'!$D18=\"\"),\"\",I33/'Historical scenario - input'!$D18),\"\")","v":4.731587900820899},{"$f":"IFERROR(IF(OR(J33=\"\",'Historical scenario - input'!$D18=\"\"),\"\",J33/'Historical scenario - input'!$D18),\"\")","v":5.1691912403474953},{"$f":"IFERROR(IF(OR(K33=\"\",'Historical scenario - input'!$D18=\"\"),\"\",K33/'Historical scenario - input'!$D18),\"\")","v":5.6522501056250087},{"$f":"IFERROR(IF(OR(L33=\"\",'Historical scenario - input'!$D18=\"\"),\"\",L33/'Historical scenario - input'!$D18),\"\")","v":6.1765343148353162},{"$f":"IFERROR(IF(OR(M33=\"\",'Historical scenario - input'!$D18=\"\"),\"\",M33/'Historical scenario - input'!$D18),\"\")","v":6.735885238358537},{"$f":"IFERROR(IF(OR(N33=\"\",'Historical scenario - input'!$D18=\"\"),\"\",N33/'Historical scenario - input'!$D18),\"\")","v":7.3224250621562224},{"$f":"IFERROR(IF(OR(O33=\"\",'Historical scenario - input'!$D18=\"\"),\"\",O33/'Historical scenario - input'!$D18),\"\")","v":7.9268628935705925},{"$f":"IFERROR(IF(OR(P33=\"\",'Historical scenario - input'!$D18=\"\"),\"\",P33/'Historical scenario - input'!$D18),\"\")","v":8.53888053137063},{"$f":"IFERROR(IF(OR(Q33=\"\",'Historical scenario - input'!$D18=\"\"),\"\",Q33/'Historical scenario - input'!$D18),\"\")","v":9.1475757179739219},{"$f":"IFERROR(IF(OR(R33=\"\",'Historical scenario - input'!$D18=\"\"),\"\",R33/'Historical scenario - input'!$D18),\"\")","v":9.7419370535569279},{"$f":"IFERROR(IF(OR(S33=\"\",'Historical scenario - input'!$D18=\"\"),\"\",S33/'Historical scenario - input'!$D18),\"\")","v":10.311322701340798},{"$f":"IFERROR(IF(OR(T33=\"\",'Historical scenario - input'!$D18=\"\"),\"\",T33/'Historical scenario - input'!$D18),\"\")","v":10.845914691954835},{"$f":"IFERROR(IF(OR(U33=\"\",'Historical scenario - input'!$D18=\"\"),\"\",U33/'Historical scenario - input'!$D18),\"\")","v":11.337122092901273},{"$f":"IFERROR(IF(OR(V33=\"\",'Historical scenario - input'!$D18=\"\"),\"\",V33/'Historical scenario - input'!$D18),\"\")","v":11.777909497220264},{"$f":"IFERROR(IF(OR(W33=\"\",'Historical scenario - input'!$D18=\"\"),\"\",W33/'Historical scenario - input'!$D18),\"\")","v":12.163032047261503}]
[{"$f":"IFERROR('Historical scenario - input'!A19,\"\")","v":2},{"$f":"IFERROR('Historical scenario - input'!B19,\"\")","v":"POLES"},{"$f":"IFERROR('Historical scenario - input'!C19,\"\")","v":"> 22 kv & < = 66 kv ; concrete"},{"$f":"IFERROR(repcalc('Historical scenario - input'!$CV19:$GH19,'Historical scenario - input'!$G19,'Historical scenario - input'!$E19,'Historical scenario - input'!$F19,20,TRUE,TRUE),\"\")","v":479.06698080572573},630.16562480666289,817.34178380108779,1045.2523617200516,1317.9318948598045,1638.3724837657562,2008.0802335848359,2426.6450440375929,2891.367540856726,3396.9897755318784,3935.573783506728,4496.563550858109,5067.051616451422,5632.2526052643798,6176.164511076453,6682.3772261016138,7134.969597132088,7519.4238756874856,7823.4818038482481,8037.8706174555673,{"$f":"IFERROR(IF(OR(D34=\"\",'Historical scenario - input'!$D19=\"\"),\"\",D34/'Historical scenario - input'!$D19),\"\")","v":20.261442578020745},{"$f":"IFERROR(IF(OR(E34=\"\",'Historical scenario - input'!$D19=\"\"),\"\",E34/'Historical scenario - input'!$D19),\"\")","v":26.651940403382866},{"$f":"IFERROR(IF(OR(F34=\"\",'Historical scenario - input'!$D19=\"\"),\"\",F34/'Historical scenario - input'!$D19),\"\")","v":34.56828435817102},{"$f":"IFERROR(IF(OR(G34=\"\",'Historical scenario - input'!$D19=\"\"),\"\",G34/'Historical scenario - input'!$D19),\"\")","v":44.207431434561258},{"$f":"IFERROR(IF(OR(H34=\"\",'Historical scenario - input'!$D19=\"\"),\"\",H34/'Historical scenario - input'!$D19),\"\")","v":55.740016488994584},{"$f":"IFERROR(IF(OR(I34=\"\",'Historical scenario - input'!$D19=\"\"),\"\",I34/'Historical scenario - input'!$D19),\"\")","v":69.292586070946228},{"$f":"IFERROR(IF(OR(J34=\"\",'Historical scenario - input'!$D19=\"\"),\"\",J34/'Historical scenario - input'!$D19),\"\")","v":84.92883871146428},{"$f":"IFERROR(IF(OR(K34=\"\",'Historical scenario - input'!$D19=\"\"),\"\",K34/'Historical scenario - input'!$D19),\"\")","v":102.63142981449802},{"$f":"IFERROR(IF(OR(L34=\"\",'Historical scenario - input'!$D19=\"\"),\"\",L34/'Historical scenario - input'!$D19),\"\")","v":122.28619326360683},{"$f":"IFERROR(IF(OR(M34=\"\",'Historical scenario - input'!$D19=\"\"),\"\",M34/'Historical scenario - input'!$D19),\"\")","v":143.67075175856101},{"$f":"IFERROR(IF(OR(N34=\"\",'Historical scenario - input'!$D19=\"\"),\"\",N34/'Historical scenario - input'!$D19),\"\")","v":166.44938061056277},{"$f":"IFERROR(IF(OR(O34=\"\",'Historical scenario - input'!$D19=\"\"),\"\",O34/'Historical scenario - input'!$D19),\"\")","v":190.17562853299395},{"$f":"IFERROR(IF(OR(P34=\"\",'Historical scenario - input'!$D19=\"\"),\"\",P34/'Historical scenario - input'!$D19),\"\")","v":214.30359319260069},{"$f":"IFERROR(IF(OR(Q34=\"\",'Historical scenario - input'!$D19=\"\"),\"\",Q34/'Historical scenario - input'!$D19),\"\")","v":238.20794861407836},{"$f":"IFERROR(IF(OR(R34=\"\",'Historical scenario - input'!$D19=\"\"),\"\",R34/'Historical scenario - input'!$D19),\"\")","v":261.21191317155683},{"$f":"IFERROR(IF(OR(S34=\"\",'Historical scenario - input'!$D19=\"\"),\"\",S34/'Historical scenario - input'!$D19),\"\")","v":282.62144517582078},{"$f":"IFERROR(IF(OR(T34=\"\",'Historical scenario - input'!$D19=\"\"),\"\",T34/'Historical scenario - input'!$D19),\"\")","v":301.76318256181474},{"$f":"IFERROR(IF(OR(U34=\"\",'Historical scenario - input'!$D19=\"\"),\"\",U34/'Historical scenario - input'!$D19),\"\")","v":318.02311823035848},{"$f":"IFERROR(IF(OR(V34=\"\",'Historical scenario - input'!$D19=\"\"),\"\",V34/'Historical scenario - input'!$D19),\"\")","v":330.88280695584706},{"$f":"IFERROR(IF(OR(W34=\"\",'Historical scenario - input'!$D19=\"\"),\"\",W34/'Historical scenario - input'!$D19),\"\")","v":339.95007063778348}]
[{"$f":"IFERROR('Historical scenario - input'!A20,\"\")","v":2},{"$f":"IFERROR('Historical scenario - input'!B20,\"\")","v":"POLES"},{"$f":"IFERROR('Historical scenario - input'!C20,\"\")","v":"> 22 kv & < = 66 kv ; steel"},{"$f":"IFERROR(repcalc('Historical scenario - input'!$CV20:$GH20,'Historical scenario - input'!$G20,'Historical scenario - input'!$E20,'Historical scenario - input'!$F20,20,TRUE,TRUE),\"\")","v":5.0418254055777965},5.4964437961825867,5.9655325821159835,6.4502464426498847,6.9521049346725379,7.4727282086176041,8.0135109295820914,8.5752570599681501,9.1578023516448894,9.7596535644419014,10.377673691792813,11.006841101072579,11.640107777801274,12.268378003025408,12.880623840456694,13.464147662144784,14.004994424887578,14.488507416044248,14.900010831955981,15.225591303698572,{"$f":"IFERROR(IF(OR(D35=\"\",'Historical scenario - input'!$D20=\"\"),\"\",D35/'Historical scenario - input'!$D20),\"\")","v":0.5559740304227172},{"$f":"IFERROR(IF(OR(E35=\"\",'Historical scenario - input'!$D20=\"\"),\"\",E35/'Historical scenario - input'!$D20),\"\")","v":0.60610587724335663},{"$f":"IFERROR(IF(OR(F35=\"\",'Historical scenario - input'!$D20=\"\"),\"\",F35/'Historical scenario - input'!$D20),\"\")","v":0.65783340883399122},{"$f":"IFERROR(IF(OR(G35=\"\",'Historical scenario - input'!$D20=\"\"),\"\",G35/'Historical scenario - input'!$D20),\"\")","v":0.71128395441310854},{"$f":"IFERROR(IF(OR(H35=\"\",'Historical scenario - input'!$D20=\"\"),\"\",H35/'Historical scenario - input'!$D20),\"\")","v":0.76662507911826394},{"$f":"IFERROR(IF(OR(I35=\"\",'Historical scenario - input'!$D20=\"\"),\"\",I35/'Historical scenario - input'!$D20),\"\")","v":0.82403544077554902},{"$f":"IFERROR(IF(OR(J35=\"\",'Historical scenario - input'!$D20=\"\"),\"\",J35/'Historical scenario - input'!$D20),\"\")","v":0.88366883240885841},{"$f":"IFERROR(IF(OR(K35=\"\",'Historical scenario - input'!$D20=\"\"),\"\",K35/'Historical scenario - input'!$D20),\"\")","v":0.94561390885668317},{"$f":"IFERROR(IF(OR(L35=\"\",'Historical scenario - input'!$D20=\"\"),\"\",L35/'Historical scenario - input'!$D20),\"\")","v":1.0098525580885633},{"$f":"IFERROR(IF(OR(M35=\"\",'Historical scenario - input'!$D20=\"\"),\"\",M35/'Historical scenario - input'!$D20),\"\")","v":1.0762201169737582},{"$f":"IFERROR(IF(OR(N35=\"\",'Historical scenario - input'!$D20=\"\"),\"\",N35/'Historical scenario - input'!$D20),\"\")","v":1.1443706603673309},{"$f":"IFERROR(IF(OR(O35=\"\",'Historical scenario - input'!$D20=\"\"),\"\",O35/'Historical scenario - input'!$D20),\"\")","v":1.2137504409446005},{"$f":"IFERROR(IF(OR(P35=\"\",'Historical scenario - input'!$D20=\"\"),\"\",P35/'Historical scenario - input'!$D20),\"\")","v":1.2835822574537055},{"$f":"IFERROR(IF(OR(Q35=\"\",'Historical scenario - input'!$D20=\"\"),\"\",Q35/'Historical scenario - input'!$D20),\"\")","v":1.3528631034199334},{"$f":"IFERROR(IF(OR(R35=\"\",'Historical scenario - input'!$D20=\"\"),\"\",R35/'Historical scenario - input'!$D20),\"\")","v":1.4203769021860759},{"$f":"IFERROR(IF(OR(S35=\"\",'Historical scenario - input'!$D20=\"\"),\"\",S35/'Historical scenario - input'!$D20),\"\")","v":1.4847234562402249},{"$f":"IFERROR(IF(OR(T35=\"\",'Historical scenario - input'!$D20=\"\"),\"\",T35/'Historical scenario - input'!$D20),\"\")","v":1.5443639099121287},{"$f":"IFERROR(IF(OR(U35=\"\",'Historical scenario - input'!$D20=\"\"),\"\",U35/'Historical scenario - input'!$D20),\"\")","v":1.5976820327804295},{"$f":"IFERROR(IF(OR(V35=\"\",'Historical scenario - input'!$D20=\"\"),\"\",V35/'Historical scenario - input'!$D20),\"\")","v":1.6430594892119943},{"$f":"IFERROR(IF(OR(W35=\"\",'Historical scenario - input'!$D20=\"\"),\"\",W35/'Historical scenario - input'!$D20),\"\")","v":1.6789620190579109}]
[{"$f":"IFERROR('Historical scenario - input'!A21,\"\")","v":2},{"$f":"IFERROR('Historical scenario - input'!B21,\"\")","v":"POLES"},{"$f":"IFERROR('Historical scenario - input'!C21,\"\")","v":"> 22 kv & < = 66 kv ; wood"},{"$f":"IFERROR(repcalc('Historical scenario - input'!$CV21:$GH21,'Historical scenario - input'!$G21,'Historical scenario - input'!$E21,'Historical scenario - input'!$F21,20,TRUE,TRUE),\"\")","v":478.18084498842666},504.24753971775237,530.92128710848954,558.74775064663163,588.3648901920435,620.47641446686532,655.81928359963626,695.12705318229848,739.09115131300518,788.32229829457208,843.31420905056427,904.41147737300969,971.78316517364578,1045.4031597311766,1125.037875159413,1210.2414171360599,1300.3579491245716,1394.5307251142854,1491.7171003673157,1590.7087902154124,{"$f":"IFERROR(IF(OR(D36=\"\",'Historical scenario - input'!$D21=\"\"),\"\",D36/'Historical scenario - input'!$D21),\"\")","v":60.475854632006794},{"$f":"IFERROR(IF(OR(E36=\"\",'Historical scenario - input'!$D21=\"\"),\"\",E36/'Historical scenario - input'!$D21),\"\")","v":63.772527130935003},{"$f":"IFERROR(IF(OR(F36=\"\",'Historical scenario - input'!$D21=\"\"),\"\",F36/'Historical scenario - input'!$D21),\"\")","v":67.145973990212966},{"$f":"IFERROR(IF(OR(G36=\"\",'Historical scenario - input'!$D21=\"\"),\"\",G36/'Historical scenario - input'!$D21),\"\")","v":70.665205639687031},{"$f":"IFERROR(IF(OR(H36=\"\",'Historical scenario - input'!$D21=\"\"),\"\",H36/'Historical scenario - input'!$D21),\"\")","v":74.410905293983163},{"$f":"IFERROR(IF(OR(I36=\"\",'Historical scenario - input'!$D21=\"\"),\"\",I36/'Historical scenario - input'!$D21),\"\")","v":78.472071470774054},{"$f":"IFERROR(IF(OR(J36=\"\",'Historical scenario - input'!$D21=\"\"),\"\",J36/'Historical scenario - input'!$D21),\"\")","v":82.941908015571713},{"$f":"IFERROR(IF(OR(K36=\"\",'Historical scenario - input'!$D21=\"\"),\"\",K36/'Historical scenario - input'!$D21),\"\")","v":87.913188199843901},{"$f":"IFERROR(IF(OR(L36=\"\",'Historical scenario - input'!$D21=\"\"),\"\",L36/'Historical scenario - input'!$D21),\"\")","v":93.473357402448102},{"$f":"IFERROR(IF(OR(M36=\"\",'Historical scenario - input'!$D21=\"\"),\"\",M36/'Historical scenario - input'!$D21),\"\")","v":99.699653832821127},{"$f":"IFERROR(IF(OR(N36=\"\",'Historical scenario - input'!$D21=\"\"),\"\",N36/'Historical scenario - input'!$D21),\"\")","v":106.6545179510109},{"$f":"IFERROR(IF(OR(O36=\"\",'Historical scenario - input'!$D21=\"\"),\"\",O36/'Historical scenario - input'!$D21),\"\")","v":114.38153076678012},{"$f":"IFERROR(IF(OR(P36=\"\",'Historical scenario - input'!$D21=\"\"),\"\",P36/'Historical scenario - input'!$D21),\"\")","v":122.90207365436237},{"$f":"IFERROR(IF(OR(Q36=\"\",'Historical scenario - input'!$D21=\"\"),\"\",Q36/'Historical scenario - input'!$D21),\"\")","v":132.21284412024778},{"$f":"IFERROR(IF(OR(R36=\"\",'Historical scenario - input'!$D21=\"\"),\"\",R36/'Historical scenario - input'!$D21),\"\")","v":142.28430039954691},{"$f":"IFERROR(IF(OR(S36=\"\",'Historical scenario - input'!$D21=\"\"),\"\",S36/'Historical scenario - input'!$D21),\"\")","v":153.06004993597281},{"$f":"IFERROR(IF(OR(T36=\"\",'Historical scenario - input'!$D21=\"\"),\"\",T36/'Historical scenario - input'!$D21),\"\")","v":164.45714863951818},{"$f":"IFERROR(IF(OR(U36=\"\",'Historical scenario - input'!$D21=\"\"),\"\",U36/'Historical scenario - input'!$D21),\"\")","v":176.36724326320453},{"$f":"IFERROR(IF(OR(V36=\"\",'Historical scenario - input'!$D21=\"\"),\"\",V36/'Historical scenario - input'!$D21),\"\")","v":188.65846982238671},{"$f":"IFERROR(IF(OR(W36=\"\",'Historical scenario - input'!$D21=\"\"),\"\",W36/'Historical scenario - input'!$D21),\"\")","v":201.17801573848274}]
[{"$f":"IFERROR('Historical scenario - input'!A22,\"\")","v":2},{"$f":"IFERROR('Historical scenario - input'!B22,\"\")","v":"POLES"},{"$f":"IFERROR('Historical scenario - input'!C22,\"\")","v":"staking of a wooden pole"},{"$f":"IFERROR(repcalc('Historical scenario - input'!$CV22:$GH22,'Historical scenario - input'!$G22,'Historical scenario - input'!$E22,'Historical scenario - input'!$F22,20,TRUE,TRUE),\"\")","v":2456.8273305397302},2977.7111104937985,3530.0650175161909,4096.135292043462,4655.8538135295466,5188.6447742087785,5675.4736279249701,6100.8668602820162,6454.6103488035533,6732.862275817849,6938.4925759250209,7080.5741674478941,7173.0827848823701,7232.987805565489,7278.0112879117814,7324.3771914865674,7384.8589426261178,7467.3664331939126,7574.211269090838,7702.0773065164876,{"$f":"IFERROR(IF(OR(D37=\"\",'Historical scenario - input'!$D22=\"\"),\"\",D37/'Historical scenario - input'!$D22),\"\")","v":219.46600241647943},{"$f":"IFERROR(IF(OR(E37=\"\",'Historical scenario - input'!$D22=\"\"),\"\",E37/'Historical scenario - input'!$D22),\"\")","v":265.99604524410898},{"$f":"IFERROR(IF(OR(F37=\"\",'Historical scenario - input'!$D22=\"\"),\"\",F37/'Historical scenario - input'!$D22),\"\")","v":315.33728399803368},{"$f":"IFERROR(IF(OR(G37=\"\",'Historical scenario - input'!$D22=\"\"),\"\",G37/'Historical scenario - input'!$D22),\"\")","v":365.90379255686145},{"$f":"IFERROR(IF(OR(H37=\"\",'Historical scenario - input'!$D22=\"\"),\"\",H37/'Historical scenario - input'!$D22),\"\")","v":415.90290517745711},{"$f":"IFERROR(IF(OR(I37=\"\",'Historical scenario - input'!$D22=\"\"),\"\",I37/'Historical scenario - input'!$D22),\"\")","v":463.49660490979397},{"$f":"IFERROR(IF(OR(J37=\"\",'Historical scenario - input'!$D22=\"\"),\"\",J37/'Historical scenario - input'!$D22),\"\")","v":506.98455420846034},{"$f":"IFERROR(IF(OR(K37=\"\",'Historical scenario - input'!$D22=\"\"),\"\",K37/'Historical scenario - input'!$D22),\"\")","v":544.98451904111948},{"$f":"IFERROR(IF(OR(L37=\"\",'Historical scenario - input'!$D22=\"\"),\"\",L37/'Historical scenario - input'!$D22),\"\")","v":576.58408175423301},{"$f":"IFERROR(IF(OR(M37=\"\",'Historical scenario - input'!$D22=\"\"),\"\",M37/'Historical scenario - input'!$D22),\"\")","v":601.44005650158897},{"$f":"IFERROR(IF(OR(N37=\"\",'Historical scenario - input'!$D22=\"\"),\"\",N37/'Historical scenario - input'!$D22),\"\")","v":619.80881175729826},{"$f":"IFERROR(IF(OR(O37=\"\",'Historical scenario - input'!$D22=\"\"),\"\",O37/'Historical scenario - input'!$D22),\"\")","v":632.50082251478432},{"$f":"IFERROR(IF(OR(P37=\"\",'Historical scenario - input'!$D22=\"\"),\"\",P37/'Historical scenario - input'!$D22),\"\")","v":640.76452758068319},{"$f":"IFERROR(IF(OR(Q37=\"\",'Historical scenario - input'!$D22=\"\"),\"\",Q37/'Historical scenario - input'!$D22),\"\")","v":646.11578497292021},{"$f":"IFERROR(IF(OR(R37=\"\",'Historical scenario - input'!$D22=\"\"),\"\",R37/'Historical scenario - input'!$D22),\"\")","v":650.13768898000365},{"$f":"IFERROR(IF(OR(S37=\"\",'Historical scenario - input'!$D22=\"\"),\"\",S37/'Historical scenario - input'!$D22),\"\")","v":654.27951017333544},{"$f":"IFERROR(IF(OR(T37=\"\",'Historical scenario - input'!$D22=\"\"),\"\",T37/'Historical scenario - input'!$D22),\"\")","v":659.68228633784076},{"$f":"IFERROR(IF(OR(U37=\"\",'Historical scenario - input'!$D22=\"\"),\"\",U37/'Historical scenario - input'!$D22),\"\")","v":667.05260044141733},{"$f":"IFERROR(IF(OR(V37=\"\",'Historical scenario - input'!$D22=\"\"),\"\",V37/'Historical scenario - input'!$D22),\"\")","v":676.59694599702937},{"$f":"IFERROR(IF(OR(W37=\"\",'Historical scenario - input'!$D22=\"\"),\"\",W37/'Historical scenario - input'!$D22),\"\")","v":688.01909509550842}]
[{"$f":"IFERROR('Historical scenario - input'!A23,\"\")","v":4},{"$f":"IFERROR('Historical scenario - input'!B23,\"\")","v":"SWITCHGEAR"},{"$f":"IFERROR('Historical scenario - input'!C23,\"\")","v":"˂ = 11 kv ; circuit breaker"},{"$f":"IFERROR(repcalc('Historical scenario - input'!$CV23:$GH23,'Historical scenario - input'!$G23,'Historical scenario - input'!$E23,'Historical scenario - input'!$F23,20,TRUE,TRUE),\"\")","v":133.30450551851504},114.14239182526713,96.943356173058206,82.009073648739388,69.489162496629945,59.39669334967882,51.629132086195369,45.991974671622842,42.222898640588468,40.014916661359159,39.0376285248743,38.95613261489202,39.447436935353799,40.214316158224378,40.996546444527191,41.579384361052838,41.799108871801288,41.545466442175439,40.760970276577481,39.437196115400091,{"$f":"IFERROR(IF(OR(D38=\"\",'Historical scenario - input'!$D23=\"\"),\"\",D38/'Historical scenario - input'!$D23),\"\")","v":4.5419750579262024},{"$f":"IFERROR(IF(OR(E38=\"\",'Historical scenario - input'!$D23=\"\"),\"\",E38/'Historical scenario - input'!$D23),\"\")","v":3.8890800780202923},{"$f":"IFERROR(IF(OR(F38=\"\",'Historical scenario - input'!$D23=\"\"),\"\",F38/'Historical scenario - input'!$D23),\"\")","v":3.303071445762424},{"$f":"IFERROR(IF(OR(G38=\"\",'Historical scenario - input'!$D23=\"\"),\"\",G38/'Historical scenario - input'!$D23),\"\")","v":2.7942278889026153},{"$f":"IFERROR(IF(OR(H38=\"\",'Historical scenario - input'!$D23=\"\"),\"\",H38/'Historical scenario - input'!$D23),\"\")","v":2.3676472271376978},{"$f":"IFERROR(IF(OR(I38=\"\",'Historical scenario - input'!$D23=\"\"),\"\",I38/'Historical scenario - input'!$D23),\"\")","v":2.0237748054214273},{"$f":"IFERROR(IF(OR(J38=\"\",'Historical scenario - input'!$D23=\"\"),\"\",J38/'Historical scenario - input'!$D23),\"\")","v":1.7591170627410389},{"$f":"IFERROR(IF(OR(K38=\"\",'Historical scenario - input'!$D23=\"\"),\"\",K38/'Historical scenario - input'!$D23),\"\")","v":1.5670468226917555},{"$f":"IFERROR(IF(OR(L38=\"\",'Historical scenario - input'!$D23=\"\"),\"\",L38/'Historical scenario - input'!$D23),\"\")","v":1.4386261871116033},{"$f":"IFERROR(IF(OR(M38=\"\",'Historical scenario - input'!$D23=\"\"),\"\",M38/'Historical scenario - input'!$D23),\"\")","v":1.3633954284886913},{"$f":"IFERROR(IF(OR(N38=\"\",'Historical scenario - input'!$D23=\"\"),\"\",N38/'Historical scenario - input'!$D23),\"\")","v":1.3300970915490979},{"$f":"IFERROR(IF(OR(O38=\"\",'Historical scenario - input'!$D23=\"\"),\"\",O38/'Historical scenario - input'!$D23),\"\")","v":1.3273203482648199},{"$f":"IFERROR(IF(OR(P38=\"\",'Historical scenario - input'!$D23=\"\"),\"\",P38/'Historical scenario - input'!$D23),\"\")","v":1.3440601573261037},{"$f":"IFERROR(IF(OR(Q38=\"\",'Historical scenario - input'!$D23=\"\"),\"\",Q38/'Historical scenario - input'!$D23),\"\")","v":1.3701894039646294},{"$f":"IFERROR(IF(OR(R38=\"\",'Historical scenario - input'!$D23=\"\"),\"\",R38/'Historical scenario - input'!$D23),\"\")","v":1.3968416947939772},{"$f":"IFERROR(IF(OR(S38=\"\",'Historical scenario - input'!$D23=\"\"),\"\",S38/'Historical scenario - input'!$D23),\"\")","v":1.4167002529828112},{"$f":"IFERROR(IF(OR(T38=\"\",'Historical scenario - input'!$D23=\"\"),\"\",T38/'Historical scenario - input'!$D23),\"\")","v":1.4241867459828237},{"$f":"IFERROR(IF(OR(U38=\"\",'Historical scenario - input'!$D23=\"\"),\"\",U38/'Historical scenario - input'!$D23),\"\")","v":1.4155445955580401},{"$f":"IFERROR(IF(OR(V38=\"\",'Historical scenario - input'!$D23=\"\"),\"\",V38/'Historical scenario - input'!$D23),\"\")","v":1.3888151012823213},{"$f":"IFERROR(IF(OR(W38=\"\",'Historical scenario - input'!$D23=\"\"),\"\",W38/'Historical scenario - input'!$D23),\"\")","v":1.343711230269051}]
[{"$f":"IFERROR('Historical scenario - input'!A24,\"\")","v":4},{"$f":"IFERROR('Historical scenario - input'!B24,\"\")","v":"SWITCHGEAR"},{"$f":"IFERROR('Historical scenario - input'!C24,\"\")","v":"˂ = 11 kv ; switch"},{"$f":"IFERROR(repcalc('Historical scenario - input'!$CV24:$GH24,'Historical scenario - input'!$G24,'Historical scenario - input'!$E24,'Historical scenario - input'!$F24,20,TRUE,TRUE),\"\")","v":52.252059331373864},49.586195333406472,46.984264571747431,44.472744073204417,42.074273039791137,39.806986798118025,37.683724910802184,35.711338384348899,33.89030185791902,32.214783861179534,30.67325383225505,29.249622637647775,27.924837398964854,26.678792432853463,25.492382782123038,24.349517022301075,23.238919100660969,22.155578930114132,21.10175081952319,20.087440409574906,{"$f":"IFERROR(IF(OR(D39=\"\",'Historical scenario - input'!$D24=\"\"),\"\",D39/'Historical scenario - input'!$D24),\"\")","v":3.0627474181732395},{"$f":"IFERROR(IF(OR(E39=\"\",'Historical scenario - input'!$D24=\"\"),\"\",E39/'Historical scenario - input'!$D24),\"\")","v":2.9064881590846094},{"$f":"IFERROR(IF(OR(F39=\"\",'Historical scenario - input'!$D24=\"\"),\"\",F39/'Historical scenario - input'!$D24),\"\")","v":2.7539763380289388},{"$f":"IFERROR(IF(OR(G39=\"\",'Historical scenario - input'!$D24=\"\"),\"\",G39/'Historical scenario - input'!$D24),\"\")","v":2.6067639023655054},{"$f":"IFERROR(IF(OR(H39=\"\",'Historical scenario - input'!$D24=\"\"),\"\",H39/'Historical scenario - input'!$D24),\"\")","v":2.4661778458703294},{"$f":"IFERROR(IF(OR(I39=\"\",'Historical scenario - input'!$D24=\"\"),\"\",I39/'Historical scenario - input'!$D24),\"\")","v":2.3332811682694419},{"$f":"IFERROR(IF(OR(J39=\"\",'Historical scenario - input'!$D24=\"\"),\"\",J39/'Historical scenario - input'!$D24),\"\")","v":2.208826458795865},{"$f":"IFERROR(IF(OR(K39=\"\",'Historical scenario - input'!$D24=\"\"),\"\",K39/'Historical scenario - input'!$D24),\"\")","v":2.0932152882729205},{"$f":"IFERROR(IF(OR(L39=\"\",'Historical scenario - input'!$D24=\"\"),\"\",L39/'Historical scenario - input'!$D24),\"\")","v":1.9864754776110767},{"$f":"IFERROR(IF(OR(M39=\"\",'Historical scenario - input'!$D24=\"\"),\"\",M39/'Historical scenario - input'!$D24),\"\")","v":1.8882652159623952},{"$f":"IFERROR(IF(OR(N39=\"\",'Historical scenario - input'!$D24=\"\"),\"\",N39/'Historical scenario - input'!$D24),\"\")","v":1.7979086409959775},{"$f":"IFERROR(IF(OR(O39=\"\",'Historical scenario - input'!$D24=\"\"),\"\",O39/'Historical scenario - input'!$D24),\"\")","v":1.7144626903194213},{"$f":"IFERROR(IF(OR(P39=\"\",'Historical scenario - input'!$D24=\"\"),\"\",P39/'Historical scenario - input'!$D24),\"\")","v":1.6368105820325831},{"$f":"IFERROR(IF(OR(Q39=\"\",'Historical scenario - input'!$D24=\"\"),\"\",Q39/'Historical scenario - input'!$D24),\"\")","v":1.5637738242144281},{"$f":"IFERROR(IF(OR(R39=\"\",'Historical scenario - input'!$D24=\"\"),\"\",R39/'Historical scenario - input'!$D24),\"\")","v":1.4942325823731013},{"$f":"IFERROR(IF(OR(S39=\"\",'Historical scenario - input'!$D24=\"\"),\"\",S39/'Historical scenario - input'!$D24),\"\")","v":1.4272436598310263},{"$f":"IFERROR(IF(OR(T39=\"\",'Historical scenario - input'!$D24=\"\"),\"\",T39/'Historical scenario - input'!$D24),\"\")","v":1.3621461122767724},{"$f":"IFERROR(IF(OR(U39=\"\",'Historical scenario - input'!$D24=\"\"),\"\",U39/'Historical scenario - input'!$D24),\"\")","v":1.2986462741306144},{"$f":"IFERROR(IF(OR(V39=\"\",'Historical scenario - input'!$D24=\"\"),\"\",V39/'Historical scenario - input'!$D24),\"\")","v":1.2368762814028289},{"$f":"IFERROR(IF(OR(W39=\"\",'Historical scenario - input'!$D24=\"\"),\"\",W39/'Historical scenario - input'!$D24),\"\")","v":1.1774226133742838}]
[{"$f":"IFERROR('Historical scenario - input'!A25,\"\")","v":4},{"$f":"IFERROR('Historical scenario - input'!B25,\"\")","v":"SWITCHGEAR"},{"$f":"IFERROR('Historical scenario - input'!C25,\"\")","v":"> 11 kv & < = 22 kv ; circuit breaker"},{"$f":"IFERROR(repcalc('Historical scenario - input'!$CV25:$GH25,'Historical scenario - input'!$G25,'Historical scenario - input'!$E25,'Historical scenario - input'!$F25,20,TRUE,TRUE),\"\")","v":1164.4206182494845},1072.1786715098494,986.29666315071597,907.0769254873959,834.53661600046985,768.4388026361346,708.33645524533188,653.62767658124744,603.61851097533508,557.58818354112066,514.85096422714287,474.80915433273066,436.9928878687283,401.08427280506311,366.92549451622114,334.51246189812446,303.97705375936278,275.56181086876501,249.59097700030594,226.44123834676006,{"$f":"IFERROR(IF(OR(D40=\"\",'Historical scenario - input'!$D25=\"\"),\"\",D40/'Historical scenario - input'!$D25),\"\")","v":39.674348473462473},{"$f":"IFERROR(IF(OR(E40=\"\",'Historical scenario - input'!$D25=\"\"),\"\",E40/'Historical scenario - input'!$D25),\"\")","v":36.531464294444312},{"$f":"IFERROR(IF(OR(F40=\"\",'Historical scenario - input'!$D25=\"\"),\"\",F40/'Historical scenario - input'!$D25),\"\")","v":33.605277078381945},{"$f":"IFERROR(IF(OR(G40=\"\",'Historical scenario - input'!$D25=\"\"),\"\",G40/'Historical scenario - input'!$D25),\"\")","v":30.906087946231562},{"$f":"IFERROR(IF(OR(H40=\"\",'Historical scenario - input'!$D25=\"\"),\"\",H40/'Historical scenario - input'!$D25),\"\")","v":28.434481490753555},{"$f":"IFERROR(IF(OR(I40=\"\",'Historical scenario - input'!$D25=\"\"),\"\",I40/'Historical scenario - input'!$D25),\"\")","v":26.182384920449902},{"$f":"IFERROR(IF(OR(J40=\"\",'Historical scenario - input'!$D25=\"\"),\"\",J40/'Historical scenario - input'!$D25),\"\")","v":24.134566943780491},{"$f":"IFERROR(IF(OR(K40=\"\",'Historical scenario - input'!$D25=\"\"),\"\",K40/'Historical scenario - input'!$D25),\"\")","v":22.270519609631204},{"$f":"IFERROR(IF(OR(L40=\"\",'Historical scenario - input'!$D25=\"\"),\"\",L40/'Historical scenario - input'!$D25),\"\")","v":20.566598335805942},{"$f":"IFERROR(IF(OR(M40=\"\",'Historical scenario - input'!$D25=\"\"),\"\",M40/'Historical scenario - input'!$D25),\"\")","v":18.998244750897744},{"$f":"IFERROR(IF(OR(N40=\"\",'Historical scenario - input'!$D25=\"\"),\"\",N40/'Historical scenario - input'!$D25),\"\")","v":17.542094537413409},{"$f":"IFERROR(IF(OR(O40=\"\",'Historical scenario - input'!$D25=\"\"),\"\",O40/'Historical scenario - input'!$D25),\"\")","v":16.177782797857219},{"$f":"IFERROR(IF(OR(P40=\"\",'Historical scenario - input'!$D25=\"\"),\"\",P40/'Historical scenario - input'!$D25),\"\")","v":14.889300173843184},{"$f":"IFERROR(IF(OR(Q40=\"\",'Historical scenario - input'!$D25=\"\"),\"\",Q40/'Historical scenario - input'!$D25),\"\")","v":13.665815391018739},{"$f":"IFERROR(IF(OR(R40=\"\",'Historical scenario - input'!$D25=\"\"),\"\",R40/'Historical scenario - input'!$D25),\"\")","v":12.501951361114646},{"$f":"IFERROR(IF(OR(S40=\"\",'Historical scenario - input'!$D25=\"\"),\"\",S40/'Historical scenario - input'!$D25),\"\")","v":11.397568691297865},{"$f":"IFERROR(IF(OR(T40=\"\",'Historical scenario - input'!$D25=\"\"),\"\",T40/'Historical scenario - input'!$D25),\"\")","v":10.35716078002446},{"$f":"IFERROR(IF(OR(U40=\"\",'Historical scenario - input'!$D25=\"\"),\"\",U40/'Historical scenario - input'!$D25),\"\")","v":9.3889915199383154},{"$f":"IFERROR(IF(OR(V40=\"\",'Historical scenario - input'!$D25=\"\"),\"\",V40/'Historical scenario - input'!$D25),\"\")","v":8.504108603151213},{"$f":"IFERROR(IF(OR(W40=\"\",'Historical scenario - input'!$D25=\"\"),\"\",W40/'Historical scenario - input'!$D25),\"\")","v":7.7153465492886628}]
[{"$f":"IFERROR('Historical scenario - input'!A26,\"\")","v":4},{"$f":"IFERROR('Historical scenario - input'!B26,\"\")","v":"SWITCHGEAR"},{"$f":"IFERROR('Historical scenario - input'!C26,\"\")","v":"> 11 kv & < = 22 kv ; switch"},{"$f":"IFERROR(repcalc('Historical scenario - input'!$CV26:$GH26,'Historical scenario - input'!$G26,'Historical scenario - input'!$E26,'Historical scenario - input'!$F26,20,TRUE,TRUE),\"\")","v":1595.8537302136242},1482.8681731546044,1393.6029069954482,1328.454364606639,1287.1318225344016,1268.7760508267443,1272.0756552613636,1295.3738843186052,1336.7616198551329,1394.1550041697303,1465.3583846616716,1548.1147998990025,1640.1470230110781,1739.1922615654214,1843.0331152428662,1949.5265007223963,2056.6311837100761,2162.4335272082826,2265.1702618080735,2363.2466473073191,{"$f":"IFERROR(IF(OR(D41=\"\",'Historical scenario - input'!$D26=\"\"),\"\",D41/'Historical scenario - input'!$D26),\"\")","v":84.507179534315497},{"$f":"IFERROR(IF(OR(E41=\"\",'Historical scenario - input'!$D26=\"\"),\"\",E41/'Historical scenario - input'!$D26),\"\")","v":78.524118195797271},{"$f":"IFERROR(IF(OR(F41=\"\",'Historical scenario - input'!$D26=\"\"),\"\",F41/'Historical scenario - input'!$D26),\"\")","v":73.797146211666572},{"$f":"IFERROR(IF(OR(G41=\"\",'Historical scenario - input'!$D26=\"\"),\"\",G41/'Historical scenario - input'!$D26),\"\")","v":70.347256372882242},{"$f":"IFERROR(IF(OR(H41=\"\",'Historical scenario - input'!$D26=\"\"),\"\",H41/'Historical scenario - input'!$D26),\"\")","v":68.159053647532573},{"$f":"IFERROR(IF(OR(I41=\"\",'Historical scenario - input'!$D26=\"\"),\"\",I41/'Historical scenario - input'!$D26),\"\")","v":67.187038189084348},{"$f":"IFERROR(IF(OR(J41=\"\",'Historical scenario - input'!$D26=\"\"),\"\",J41/'Historical scenario - input'!$D26),\"\")","v":67.361766147586707},{"$f":"IFERROR(IF(OR(K41=\"\",'Historical scenario - input'!$D26=\"\"),\"\",K41/'Historical scenario - input'!$D26),\"\")","v":68.595505548946733},{"$f":"IFERROR(IF(OR(L41=\"\",'Historical scenario - input'!$D26=\"\"),\"\",L41/'Historical scenario - input'!$D26),\"\")","v":70.787160542939148},{"$f":"IFERROR(IF(OR(M41=\"\",'Historical scenario - input'!$D26=\"\"),\"\",M41/'Historical scenario - input'!$D26),\"\")","v":73.826382083441118},{"$f":"IFERROR(IF(OR(N41=\"\",'Historical scenario - input'!$D26=\"\"),\"\",N41/'Historical scenario - input'!$D26),\"\")","v":77.596901113325629},{"$f":"IFERROR(IF(OR(O41=\"\",'Historical scenario - input'!$D26=\"\"),\"\",O41/'Historical scenario - input'!$D26),\"\")","v":81.979202014512424},{"$f":"IFERROR(IF(OR(P41=\"\",'Historical scenario - input'!$D26=\"\"),\"\",P41/'Historical scenario - input'!$D26),\"\")","v":86.852696028549204},{"$f":"IFERROR(IF(OR(Q41=\"\",'Historical scenario - input'!$D26=\"\"),\"\",Q41/'Historical scenario - input'!$D26),\"\")","v":92.097558761307653},{"$f":"IFERROR(IF(OR(R41=\"\",'Historical scenario - input'!$D26=\"\"),\"\",R41/'Historical scenario - input'!$D26),\"\")","v":97.59636952233005},{"$f":"IFERROR(IF(OR(S41=\"\",'Historical scenario - input'!$D26=\"\"),\"\",S41/'Historical scenario - input'!$D26),\"\")","v":103.23564301936354},{"$f":"IFERROR(IF(OR(T41=\"\",'Historical scenario - input'!$D26=\"\"),\"\",T41/'Historical scenario - input'!$D26),\"\")","v":108.90728729530493},{"$f":"IFERROR(IF(OR(U41=\"\",'Historical scenario - input'!$D26=\"\"),\"\",U41/'Historical scenario - input'!$D26),\"\")","v":114.50996720755313},{"$f":"IFERROR(IF(OR(V41=\"\",'Historical scenario - input'!$D26=\"\"),\"\",V41/'Historical scenario - input'!$D26),\"\")","v":119.95031021093833},{"$f":"IFERROR(IF(OR(W41=\"\",'Historical scenario - input'!$D26=\"\"),\"\",W41/'Historical scenario - input'!$D26),\"\")","v":125.14386809193034}]
[{"$f":"IFERROR('Historical scenario - input'!A27,\"\")","v":4},{"$f":"IFERROR('Historical scenario - input'!B27,\"\")","v":"SWITCHGEAR"},{"$f":"IFERROR('Historical scenario - input'!C27,\"\")","v":"> 33 kv & < = 66 kv ; circuit breaker"},{"$f":"IFERROR(repcalc('Historical scenario - input'!$CV27:$GH27,'Historical scenario - input'!$G27,'Historical scenario - input'!$E27,'Historical scenario - input'!$F27,20,TRUE,TRUE),\"\")","v":225.75644047950507},215.49465445002264,204.6341356004846,193.61929815871849,182.79294793555758,172.38443260144743,162.51171761149232,153.19538041152032,144.38125426729138,135.96780725137509,127.83432611596845,119.86649791363384,111.97687888218822,104.11881138550055,96.293404047005467,88.550075925893708,80.981789827921205,73.716432781879774,66.905867880819869,60.714042955808083,{"$f":"IFERROR(IF(OR(D42=\"\",'Historical scenario - input'!$D27=\"\"),\"\",D42/'Historical scenario - input'!$D27),\"\")","v":7.6920139933431981},{"$f":"IFERROR(IF(OR(E42=\"\",'Historical scenario - input'!$D27=\"\"),\"\",E42/'Historical scenario - input'!$D27),\"\")","v":7.3423725763904075},{"$f":"IFERROR(IF(OR(F42=\"\",'Historical scenario - input'!$D27=\"\"),\"\",F42/'Historical scenario - input'!$D27),\"\")","v":6.9723310272404593},{"$f":"IFERROR(IF(OR(G42=\"\",'Historical scenario - input'!$D27=\"\"),\"\",G42/'Historical scenario - input'!$D27),\"\")","v":6.5970315072953909},{"$f":"IFERROR(IF(OR(H42=\"\",'Historical scenario - input'!$D27=\"\"),\"\",H42/'Historical scenario - input'!$D27),\"\")","v":6.2281541577211801},{"$f":"IFERROR(IF(OR(I42=\"\",'Historical scenario - input'!$D27=\"\"),\"\",I42/'Historical scenario - input'!$D27),\"\")","v":5.8735133535436761},{"$f":"IFERROR(IF(OR(J42=\"\",'Historical scenario - input'!$D27=\"\"),\"\",J42/'Historical scenario - input'!$D27),\"\")","v":5.5371284349396896},{"$f":"IFERROR(IF(OR(K42=\"\",'Historical scenario - input'!$D27=\"\"),\"\",K42/'Historical scenario - input'!$D27),\"\")","v":5.2197005203398668},{"$f":"IFERROR(IF(OR(L42=\"\",'Historical scenario - input'!$D27=\"\"),\"\",L42/'Historical scenario - input'!$D27),\"\")","v":4.9193840310450421},{"$f":"IFERROR(IF(OR(M42=\"\",'Historical scenario - input'!$D27=\"\"),\"\",M42/'Historical scenario - input'!$D27),\"\")","v":4.6327195529853125},{"$f":"IFERROR(IF(OR(N42=\"\",'Historical scenario - input'!$D27=\"\"),\"\",N42/'Historical scenario - input'!$D27),\"\")","v":4.3555941226974424},{"$f":"IFERROR(IF(OR(O42=\"\",'Historical scenario - input'!$D27=\"\"),\"\",O42/'Historical scenario - input'!$D27),\"\")","v":4.0841128489019489},{"$f":"IFERROR(IF(OR(P42=\"\",'Historical scenario - input'!$D27=\"\"),\"\",P42/'Historical scenario - input'!$D27),\"\")","v":3.8152963320259405},{"$f":"IFERROR(IF(OR(Q42=\"\",'Historical scenario - input'!$D27=\"\"),\"\",Q42/'Historical scenario - input'!$D27),\"\")","v":3.5475548447099041},{"$f":"IFERROR(IF(OR(R42=\"\",'Historical scenario - input'!$D27=\"\"),\"\",R42/'Historical scenario - input'!$D27),\"\")","v":3.2809261601706505},{"$f":"IFERROR(IF(OR(S42=\"\",'Historical scenario - input'!$D27=\"\"),\"\",S42/'Historical scenario - input'!$D27),\"\")","v":3.0170940934702246},{"$f":"IFERROR(IF(OR(T42=\"\",'Historical scenario - input'!$D27=\"\"),\"\",T42/'Historical scenario - input'!$D27),\"\")","v":2.7592260900255376},{"$f":"IFERROR(IF(OR(U42=\"\",'Historical scenario - input'!$D27=\"\"),\"\",U42/'Historical scenario - input'!$D27),\"\")","v":2.5116795396543257},{"$f":"IFERROR(IF(OR(V42=\"\",'Historical scenario - input'!$D27=\"\"),\"\",V42/'Historical scenario - input'!$D27),\"\")","v":2.2796287489426397},{"$f":"IFERROR(IF(OR(W42=\"\",'Historical scenario - input'!$D27=\"\"),\"\",W42/'Historical scenario - input'!$D27),\"\")","v":2.0686597778410349}]
[{"$f":"IFERROR('Historical scenario - input'!A28,\"\")","v":4},{"$f":"IFERROR('Historical scenario - input'!B28,\"\")","v":"SWITCHGEAR"},{"$f":"IFERROR('Historical scenario - input'!C28,\"\")","v":"> 33 kv & < = 66 kv ; switch"},{"$f":"IFERROR(repcalc('Historical scenario - input'!$CV28:$GH28,'Historical scenario - input'!$G28,'Historical scenario - input'!$E28,'Historical scenario - input'!$F28,20,TRUE,TRUE),\"\")","v":21.040282434335492},24.717314940461883,28.857851422481502,33.48528673127241,38.616363516496435,44.259200595009219,50.411316336138441,57.057790619199203,64.169729918970873,71.703207166624054,79.598837365976053,87.782119403343927,96.164624341306748,104.6460437670565,113.11703429150739,121.46271424681005,129.56659570060722,137.31467908783338,144.59940791707498,151.32318342499374,{"$f":"IFERROR(IF(OR(D43=\"\",'Historical scenario - input'!$D28=\"\"),\"\",D43/'Historical scenario - input'!$D28),\"\")","v":0.71688828263348825},{"$f":"IFERROR(IF(OR(E43=\"\",'Historical scenario - input'!$D28=\"\"),\"\",E43/'Historical scenario - input'!$D28),\"\")","v":0.84217279469891348},{"$f":"IFERROR(IF(OR(F43=\"\",'Historical scenario - input'!$D28=\"\"),\"\",F43/'Historical scenario - input'!$D28),\"\")","v":0.98324989749162117},{"$f":"IFERROR(IF(OR(G43=\"\",'Historical scenario - input'!$D28=\"\"),\"\",G43/'Historical scenario - input'!$D28),\"\")","v":1.1409167045732178},{"$f":"IFERROR(IF(OR(H43=\"\",'Historical scenario - input'!$D28=\"\"),\"\",H43/'Historical scenario - input'!$D28),\"\")","v":1.3157436745105149},{"$f":"IFERROR(IF(OR(I43=\"\",'Historical scenario - input'!$D28=\"\"),\"\",I43/'Historical scenario - input'!$D28),\"\")","v":1.5080074330898259},{"$f":"IFERROR(IF(OR(J43=\"\",'Historical scenario - input'!$D28=\"\"),\"\",J43/'Historical scenario - input'!$D28),\"\")","v":1.7176234257451009},{"$f":"IFERROR(IF(OR(K43=\"\",'Historical scenario - input'!$D28=\"\"),\"\",K43/'Historical scenario - input'!$D28),\"\")","v":1.9440832914442163},{"$f":"IFERROR(IF(OR(L43=\"\",'Historical scenario - input'!$D28=\"\"),\"\",L43/'Historical scenario - input'!$D28),\"\")","v":2.186402564805622},{"$f":"IFERROR(IF(OR(M43=\"\",'Historical scenario - input'!$D28=\"\"),\"\",M43/'Historical scenario - input'!$D28),\"\")","v":2.443084554849408},{"$f":"IFERROR(IF(OR(N43=\"\",'Historical scenario - input'!$D28=\"\"),\"\",N43/'Historical scenario - input'!$D28),\"\")","v":2.7121058853181275},{"$f":"IFERROR(IF(OR(O43=\"\",'Historical scenario - input'!$D28=\"\"),\"\",O43/'Historical scenario - input'!$D28),\"\")","v":2.9909281408835104},{"$f":"IFERROR(IF(OR(P43=\"\",'Historical scenario - input'!$D28=\"\"),\"\",P43/'Historical scenario - input'!$D28),\"\")","v":3.2765383549049885},{"$f":"IFERROR(IF(OR(Q43=\"\",'Historical scenario - input'!$D28=\"\"),\"\",Q43/'Historical scenario - input'!$D28),\"\")","v":3.5655188011226571},{"$f":"IFERROR(IF(OR(R43=\"\",'Historical scenario - input'!$D28=\"\"),\"\",R43/'Historical scenario - input'!$D28),\"\")","v":3.8541439119418954},{"$f":"IFERROR(IF(OR(S43=\"\",'Historical scenario - input'!$D28=\"\"),\"\",S43/'Historical scenario - input'!$D28),\"\")","v":4.1384994185391912},{"$f":"IFERROR(IF(OR(T43=\"\",'Historical scenario - input'!$D28=\"\"),\"\",T43/'Historical scenario - input'!$D28),\"\")","v":4.4146163231581816},{"$f":"IFERROR(IF(OR(U43=\"\",'Historical scenario - input'!$D28=\"\"),\"\",U43/'Historical scenario - input'!$D28),\"\")","v":4.67861041213986},{"$f":"IFERROR(IF(OR(V43=\"\",'Historical scenario - input'!$D28=\"\"),\"\",V43/'Historical scenario - input'!$D28),\"\")","v":4.9268170013880814},{"$f":"IFERROR(IF(OR(W43=\"\",'Historical scenario - input'!$D28=\"\"),\"\",W43/'Historical scenario - input'!$D28),\"\")","v":5.1559106883064159}]
[{"$f":"IFERROR('Historical scenario - input'!A29,\"\")","v":0},{"$f":"IFERROR('Historical scenario - input'!B29,\"\")","v":"TRANSFORMERS"},{"$f":"IFERROR('Historical scenario - input'!C29,\"\")","v":"ground outdoor / indoor chamber mounted ; ˂ 22 kv ; < = 60 kva ; multiple phase"},{"$f":"IFERROR(repcalc('Historical scenario - input'!$CV29:$GH29,'Historical scenario - input'!$G29,'Historical scenario - input'!$E29,'Historical scenario - input'!$F29,20,TRUE,TRUE),\"\")","v":1.4492356275922236E-2},2.1675875325274273E-2,3.2009956607132704E-2,4.6675915061826369E-2,6.7209419598047895E-2,9.5571639037562536E-2,0.13422191272791084,0.1861869218689389,0.25511978132922281,0.34534103735519162,0.46185244776231238,0.61031386274801602,0.79697373651383119,1.0285449659617054,1.3120199858569073,1.6544223621990639,2.0624964077634758,2.5423413593490256,3.0990020541758621,3.7360333886136039,{"$f":"IFERROR(IF(OR(D44=\"\",'Historical scenario - input'!$D29=\"\"),\"\",D44/'Historical scenario - input'!$D29),\"\")","v":3.9701692397743383E-4},{"$f":"IFERROR(IF(OR(E44=\"\",'Historical scenario - input'!$D29=\"\"),\"\",E44/'Historical scenario - input'!$D29),\"\")","v":5.9380884531912441E-4},{"$f":"IFERROR(IF(OR(F44=\"\",'Historical scenario - input'!$D29=\"\"),\"\",F44/'Historical scenario - input'!$D29),\"\")","v":8.7691016332030114E-4},{"$f":"IFERROR(IF(OR(G44=\"\",'Historical scenario - input'!$D29=\"\"),\"\",G44/'Historical scenario - input'!$D29),\"\")","v":1.2786829048956037E-3},{"$f":"IFERROR(IF(OR(H44=\"\",'Historical scenario - input'!$D29=\"\"),\"\",H44/'Historical scenario - input'!$D29),\"\")","v":1.8411965951635849E-3},{"$f":"IFERROR(IF(OR(I44=\"\",'Historical scenario - input'!$D29=\"\"),\"\",I44/'Historical scenario - input'!$D29),\"\")","v":2.618177294827796E-3},{"$f":"IFERROR(IF(OR(J44=\"\",'Historical scenario - input'!$D29=\"\"),\"\",J44/'Historical scenario - input'!$D29),\"\")","v":3.6769984057138196E-3},{"$f":"IFERROR(IF(OR(K44=\"\",'Historical scenario - input'!$D29=\"\"),\"\",K44/'Historical scenario - input'!$D29),\"\")","v":5.1005756136456139E-3},{"$f":"IFERROR(IF(OR(L44=\"\",'Historical scenario - input'!$D29=\"\"),\"\",L44/'Historical scenario - input'!$D29),\"\")","v":6.9889857039605588E-3},{"$f":"IFERROR(IF(OR(M44=\"\",'Historical scenario - input'!$D29=\"\"),\"\",M44/'Historical scenario - input'!$D29),\"\")","v":9.4605896904235015E-3},{"$f":"IFERROR(IF(OR(N44=\"\",'Historical scenario - input'!$D29=\"\"),\"\",N44/'Historical scenario - input'!$D29),\"\")","v":1.265241032244587E-2},{"$f":"IFERROR(IF(OR(O44=\"\",'Historical scenario - input'!$D29=\"\"),\"\",O44/'Historical scenario - input'!$D29),\"\")","v":1.6719498736832133E-2},{"$f":"IFERROR(IF(OR(P44=\"\",'Historical scenario - input'!$D29=\"\"),\"\",P44/'Historical scenario - input'!$D29),\"\")","v":2.1833030829307837E-2},{"$f":"IFERROR(IF(OR(Q44=\"\",'Historical scenario - input'!$D29=\"\"),\"\",Q44/'Historical scenario - input'!$D29),\"\")","v":2.8176905865682278E-2},{"$f":"IFERROR(IF(OR(R44=\"\",'Historical scenario - input'!$D29=\"\"),\"\",R44/'Historical scenario - input'!$D29),\"\")","v":3.5942681028843113E-2},{"$f":"IFERROR(IF(OR(S44=\"\",'Historical scenario - input'!$D29=\"\"),\"\",S44/'Historical scenario - input'!$D29),\"\")","v":4.5322766339316617E-2},{"$f":"IFERROR(IF(OR(T44=\"\",'Historical scenario - input'!$D29=\"\"),\"\",T44/'Historical scenario - input'!$D29),\"\")","v":5.650192169821288E-2},{"$f":"IFERROR(IF(OR(U44=\"\",'Historical scenario - input'!$D29=\"\"),\"\",U44/'Historical scenario - input'!$D29),\"\")","v":6.9647235202622462E-2},{"$f":"IFERROR(IF(OR(V44=\"\",'Historical scenario - input'!$D29=\"\"),\"\",V44/'Historical scenario - input'!$D29),\"\")","v":8.4896909758751735E-2},{"$f":"IFERROR(IF(OR(W44=\"\",'Historical scenario - input'!$D29=\"\"),\"\",W44/'Historical scenario - input'!$D29),\"\")","v":0.10234833146413054}]
[{"$f":"IFERROR('Historical scenario - input'!A30,\"\")","v":0},{"$f":"IFERROR('Historical scenario - input'!B30,\"\")","v":"TRANSFORMERS"},{"$f":"IFERROR('Historical scenario - input'!C30,\"\")","v":"ground outdoor / indoor chamber mounted ; ˂ 22 kv ; < = 60 kva ; single phase"},{"$f":"IFERROR(repcalc('Historical scenario - input'!$CV30:$GH30,'Historical scenario - input'!$G30,'Historical scenario - input'!$E30,'Historical scenario - input'!$F30,20,TRUE,TRUE),\"\")","v":2.5638540303560313E-4},4.3050760011219741E-4,7.131324646349772E-4,1.1653700416788789E-3,1.8787287597445048E-3,2.9879489789202433E-3,4.688061754528682E-3,7.2564906130452959E-3,1.1080902920043595E-2,1.6693246373765267E-2,2.4809924725288365E-2,3.6377331056802839E-2,5.2620941095616644E-2,7.5094879808225948E-2,0.10572736634949788,0.14685583115304646,0.20124397006557479,0.27207180802067327,0.36288929675505943,0.47752439831400623,{"$f":"IFERROR(IF(OR(D45=\"\",'Historical scenario - input'!$D30=\"\"),\"\",D45/'Historical scenario - input'!$D30),\"\")","v":7.0236573078888311E-6},{"$f":"IFERROR(IF(OR(E45=\"\",'Historical scenario - input'!$D30=\"\"),\"\",E45/'Historical scenario - input'!$D30),\"\")","v":1.1793720765022743E-5},{"$f":"IFERROR(IF(OR(F45=\"\",'Historical scenario - input'!$D30=\"\"),\"\",F45/'Historical scenario - input'!$D30),\"\")","v":1.9536205990754789E-5},{"$f":"IFERROR(IF(OR(G45=\"\",'Historical scenario - input'!$D30=\"\"),\"\",G45/'Historical scenario - input'!$D30),\"\")","v":3.1925217710213915E-5},{"$f":"IFERROR(IF(OR(H45=\"\",'Historical scenario - input'!$D30=\"\"),\"\",H45/'Historical scenario - input'!$D30),\"\")","v":5.1467621895338564E-5},{"$f":"IFERROR(IF(OR(I45=\"\",'Historical scenario - input'!$D30=\"\"),\"\",I45/'Historical scenario - input'!$D30),\"\")","v":8.1854619775205596E-5},{"$f":"IFERROR(IF(OR(J45=\"\",'Historical scenario - input'!$D30=\"\"),\"\",J45/'Historical scenario - input'!$D30),\"\")","v":1.2842907128163234E-4},{"$f":"IFERROR(IF(OR(K45=\"\",'Historical scenario - input'!$D30=\"\"),\"\",K45/'Historical scenario - input'!$D30),\"\")","v":1.987909714066862E-4},{"$f":"IFERROR(IF(OR(L45=\"\",'Historical scenario - input'!$D30=\"\"),\"\",L45/'Historical scenario - input'!$D30),\"\")","v":3.0356043616712133E-4},{"$f":"IFERROR(IF(OR(M45=\"\",'Historical scenario - input'!$D30=\"\"),\"\",M45/'Historical scenario - input'!$D30),\"\")","v":4.5731012958332681E-4},{"$f":"IFERROR(IF(OR(N45=\"\",'Historical scenario - input'!$D30=\"\"),\"\",N45/'Historical scenario - input'!$D30),\"\")","v":6.7966587427266748E-4},{"$f":"IFERROR(IF(OR(O45=\"\",'Historical scenario - input'!$D30=\"\"),\"\",O45/'Historical scenario - input'!$D30),\"\")","v":9.9655403191235554E-4},{"$f":"IFERROR(IF(OR(P45=\"\",'Historical scenario - input'!$D30=\"\"),\"\",P45/'Historical scenario - input'!$D30),\"\")","v":1.4415464105922285E-3},{"$f":"IFERROR(IF(OR(Q45=\"\",'Historical scenario - input'!$D30=\"\"),\"\",Q45/'Historical scenario - input'!$D30),\"\")","v":2.0572181376364712E-3},{"$f":"IFERROR(IF(OR(R45=\"\",'Historical scenario - input'!$D30=\"\"),\"\",R45/'Historical scenario - input'!$D30),\"\")","v":2.8963926202981603E-3},{"$f":"IFERROR(IF(OR(S45=\"\",'Historical scenario - input'!$D30=\"\"),\"\",S45/'Historical scenario - input'!$D30),\"\")","v":4.0231035756000035E-3},{"$f":"IFERROR(IF(OR(T45=\"\",'Historical scenario - input'!$D30=\"\"),\"\",T45/'Historical scenario - input'!$D30),\"\")","v":5.5130622269605311E-3},{"$f":"IFERROR(IF(OR(U45=\"\",'Historical scenario - input'!$D30=\"\"),\"\",U45/'Historical scenario - input'!$D30),\"\")","v":7.453385099344228E-3},{"$f":"IFERROR(IF(OR(V45=\"\",'Historical scenario - input'!$D30=\"\"),\"\",V45/'Historical scenario - input'!$D30),\"\")","v":9.941322832463944E-3},{"$f":"IFERROR(IF(OR(W45=\"\",'Historical scenario - input'!$D30=\"\"),\"\",W45/'Historical scenario - input'!$D30),\"\")","v":1.3081742135872048E-2}]
[{"$f":"IFERROR('Historical scenario - input'!A31,\"\")","v":5},{"$f":"IFERROR('Historical scenario - input'!B31,\"\")","v":"TRANSFORMERS"},{"$f":"IFERROR('Historical scenario - input'!C31,\"\")","v":"ground outdoor / indoor chamber mounted ; ˂ 22 kv ; > 60 kva and < = 600 kva ; multiple phase"},{"$f":"IFERROR(repcalc('Historical scenario - input'!$CV31:$GH31,'Historical scenario - input'!$G31,'Historical scenario - input'!$E31,'Historical scenario - input'!$F31,20,TRUE,TRUE),\"\")","v":15.447064746699787},18.637085045570934,22.260592655507903,26.326774557358924,30.834953910118358,35.773757792056138,41.120855694888888,46.84336774642837,52.898995952298378,59.237872892244688,65.805054660190351,72.543514673355574,79.397429952849066,86.315499821843588,93.254006423205524,100.17932314758288,107.06960441852989,113.91544825355236,120.71940771949451,127.49433128735812,{"$f":"IFERROR(IF(OR(D46=\"\",'Historical scenario - input'!$D31=\"\"),\"\",D46/'Historical scenario - input'!$D31),\"\")","v":0.42317108505012541},{"$f":"IFERROR(IF(OR(E46=\"\",'Historical scenario - input'!$D31=\"\"),\"\",E46/'Historical scenario - input'!$D31),\"\")","v":0.5105614322352523},{"$f":"IFERROR(IF(OR(F46=\"\",'Historical scenario - input'!$D31=\"\"),\"\",F46/'Historical scenario - input'!$D31),\"\")","v":0.60982712912514281},{"$f":"IFERROR(IF(OR(G46=\"\",'Historical scenario - input'!$D31=\"\"),\"\",G46/'Historical scenario - input'!$D31),\"\")","v":0.72121985231451757},{"$f":"IFERROR(IF(OR(H46=\"\",'Historical scenario - input'!$D31=\"\"),\"\",H46/'Historical scenario - input'!$D31),\"\")","v":0.84472105979895962},{"$f":"IFERROR(IF(OR(I46=\"\",'Historical scenario - input'!$D31=\"\"),\"\",I46/'Historical scenario - input'!$D31),\"\")","v":0.9800191913107017},{"$f":"IFERROR(IF(OR(J46=\"\",'Historical scenario - input'!$D31=\"\"),\"\",J46/'Historical scenario - input'!$D31),\"\")","v":1.1265025043876673},{"$f":"IFERROR(IF(OR(K46=\"\",'Historical scenario - input'!$D31=\"\"),\"\",K46/'Historical scenario - input'!$D31),\"\")","v":1.2832702575997945},{"$f":"IFERROR(IF(OR(L46=\"\",'Historical scenario - input'!$D31=\"\"),\"\",L46/'Historical scenario - input'!$D31),\"\")","v":1.4491637008240574},{"$f":"IFERROR(IF(OR(M46=\"\",'Historical scenario - input'!$D31=\"\"),\"\",M46/'Historical scenario - input'!$D31),\"\")","v":1.622816720129838},{"$f":"IFERROR(IF(OR(N46=\"\",'Historical scenario - input'!$D31=\"\"),\"\",N46/'Historical scenario - input'!$D31),\"\")","v":1.8027241316694123},{"$f":"IFERROR(IF(OR(O46=\"\",'Historical scenario - input'!$D31=\"\"),\"\",O46/'Historical scenario - input'!$D31),\"\")","v":1.9873236968358123},{"$f":"IFERROR(IF(OR(P46=\"\",'Historical scenario - input'!$D31=\"\"),\"\",P46/'Historical scenario - input'!$D31),\"\")","v":2.1750861496529112},{"$f":"IFERROR(IF(OR(Q46=\"\",'Historical scenario - input'!$D31=\"\"),\"\",Q46/'Historical scenario - input'!$D31),\"\")","v":2.3646061122425968},{"$f":"IFERROR(IF(OR(R46=\"\",'Historical scenario - input'!$D31=\"\"),\"\",R46/'Historical scenario - input'!$D31),\"\")","v":2.5546859374568398},{"$f":"IFERROR(IF(OR(S46=\"\",'Historical scenario - input'!$D31=\"\"),\"\",S46/'Historical scenario - input'!$D31),\"\")","v":2.7444044270615819},{"$f":"IFERROR(IF(OR(T46=\"\",'Historical scenario - input'!$D31=\"\"),\"\",T46/'Historical scenario - input'!$D31),\"\")","v":2.9331631232630819},{"$f":"IFERROR(IF(OR(U46=\"\",'Historical scenario - input'!$D31=\"\"),\"\",U46/'Historical scenario - input'!$D31),\"\")","v":3.1207044595139766},{"$f":"IFERROR(IF(OR(V46=\"\",'Historical scenario - input'!$D31=\"\"),\"\",V46/'Historical scenario - input'!$D31),\"\")","v":3.3070983768732574},{"$f":"IFERROR(IF(OR(W46=\"\",'Historical scenario - input'!$D31=\"\"),\"\",W46/'Historical scenario - input'!$D31),\"\")","v":3.4926968581612328}]
[{"$f":"IFERROR('Historical scenario - input'!A32,\"\")","v":0},{"$f":"IFERROR('Historical scenario - input'!B32,\"\")","v":"TRANSFORMERS"},{"$f":"IFERROR('Historical scenario - input'!C32,\"\")","v":"ground outdoor / indoor chamber mounted ; ˂ 22 kv ; > 60 kva and < = 600 kva ; single phase"},{"$f":"IFERROR(repcalc('Historical scenario - input'!$CV32:$GH32,'Historical scenario - input'!$G32,'Historical scenario - input'!$E32,'Historical scenario - input'!$F32,20,TRUE,TRUE),\"\")","v":1.1341121252626733E-3},1.842226979215022E-3,2.9455576806418885E-3,4.6358479212964638E-3,7.1817137560848537E-3,1.0951264545788581E-2,1.6437574079736485E-2,2.4285578646966448E-2,3.5318030214154618E-2,5.0557056681670924E-2,7.1236797410010363E-2,9.8801671415009423E-2,0.13488433081266929,0.18125751491667094,0.23975510050139431,0.3121598234986776,0.40005847909174597,0.50466975457817365,0.62665484882105771,0.76592608885448632,{"$f":"IFERROR(IF(OR(D47=\"\",'Historical scenario - input'!$D32=\"\"),\"\",D47/'Historical scenario - input'!$D32),\"\")","v":2.2908442177835425E-5},{"$f":"IFERROR(IF(OR(E47=\"\",'Historical scenario - input'!$D32=\"\"),\"\",E47/'Historical scenario - input'!$D32),\"\")","v":3.7211973394624595E-5},{"$f":"IFERROR(IF(OR(F47=\"\",'Historical scenario - input'!$D32=\"\"),\"\",F47/'Historical scenario - input'!$D32),\"\")","v":5.9498647713368751E-5},{"$f":"IFERROR(IF(OR(G47=\"\",'Historical scenario - input'!$D32=\"\"),\"\",G47/'Historical scenario - input'!$D32),\"\")","v":9.3641582419076461E-5},{"$f":"IFERROR(IF(OR(H47=\"\",'Historical scenario - input'!$D32=\"\"),\"\",H47/'Historical scenario - input'!$D32),\"\")","v":1.4506667432105094E-4},{"$f":"IFERROR(IF(OR(I47=\"\",'Historical scenario - input'!$D32=\"\"),\"\",I47/'Historical scenario - input'!$D32),\"\")","v":2.212095303744954E-4},{"$f":"IFERROR(IF(OR(J47=\"\",'Historical scenario - input'!$D32=\"\"),\"\",J47/'Historical scenario - input'!$D32),\"\")","v":3.3202997037203372E-4},{"$f":"IFERROR(IF(OR(K47=\"\",'Historical scenario - input'!$D32=\"\"),\"\",K47/'Historical scenario - input'!$D32),\"\")","v":4.9055535321117368E-4},{"$f":"IFERROR(IF(OR(L47=\"\",'Historical scenario - input'!$D32=\"\"),\"\",L47/'Historical scenario - input'!$D32),\"\")","v":7.1340481683732386E-4},{"$f":"IFERROR(IF(OR(M47=\"\",'Historical scenario - input'!$D32=\"\"),\"\",M47/'Historical scenario - input'!$D32),\"\")","v":1.02122478357716E-3},{"$f":"IFERROR(IF(OR(N47=\"\",'Historical scenario - input'!$D32=\"\"),\"\",N47/'Historical scenario - input'!$D32),\"\")","v":1.4389441908342409E-3},{"$f":"IFERROR(IF(OR(O47=\"\",'Historical scenario - input'!$D32=\"\"),\"\",O47/'Historical scenario - input'!$D32),\"\")","v":1.9957395095833324E-3},{"$f":"IFERROR(IF(OR(P47=\"\",'Historical scenario - input'!$D32=\"\"),\"\",P47/'Historical scenario - input'!$D32),\"\")","v":2.7245894160618225E-3},{"$f":"IFERROR(IF(OR(Q47=\"\",'Historical scenario - input'!$D32=\"\"),\"\",Q47/'Historical scenario - input'!$D32),\"\")","v":3.6613022709769301E-3},{"$f":"IFERROR(IF(OR(R47=\"\",'Historical scenario - input'!$D32=\"\"),\"\",R47/'Historical scenario - input'!$D32),\"\")","v":4.8429213781707933E-3},{"$f":"IFERROR(IF(OR(S47=\"\",'Historical scenario - input'!$D32=\"\"),\"\",S47/'Historical scenario - input'!$D32),\"\")","v":6.3054570245481617E-3},{"$f":"IFERROR(IF(OR(T47=\"\",'Historical scenario - input'!$D32=\"\"),\"\",T47/'Historical scenario - input'!$D32),\"\")","v":8.0809616014848543E-3},{"$f":"IFERROR(IF(OR(U47=\"\",'Historical scenario - input'!$D32=\"\"),\"\",U47/'Historical scenario - input'!$D32),\"\")","v":1.0194051923198317E-2},{"$f":"IFERROR(IF(OR(V47=\"\",'Historical scenario - input'!$D32=\"\"),\"\",V47/'Historical scenario - input'!$D32),\"\")","v":1.2658083843652109E-2},{"$f":"IFERROR(IF(OR(W47=\"\",'Historical scenario - input'!$D32=\"\"),\"\",W47/'Historical scenario - input'!$D32),\"\")","v":1.5471286417076922E-2}]
[{"$f":"IFERROR('Historical scenario - input'!A33,\"\")","v":5},{"$f":"IFERROR('Historical scenario - input'!B33,\"\")","v":"TRANSFORMERS"},{"$f":"IFERROR('Historical scenario - input'!C33,\"\")","v":"ground outdoor / indoor chamber mounted ; ˂ 22 kv ; > 600 kva ; multiple phase"},{"$f":"IFERROR(repcalc('Historical scenario - input'!$CV33:$GH33,'Historical scenario - input'!$G33,'Historical scenario - input'!$E33,'Historical scenario - input'!$F33,20,TRUE,TRUE),\"\")","v":180.88370328184945},198.90611656787263,217.06098896065478,235.15775492262378,253.02326586412465,270.51294508727744,287.52070144690401,303.98654444341958,319.90093091499301,335.30509087148926,350.2869158221319,364.97241595638127,379.51321504507052,394.07099645283239,408.80018185020492,423.83036634936866,439.2501168468221,455.09365316586474,471.33168595932256,487.86731311089812,{"$f":"IFERROR(IF(OR(D48=\"\",'Historical scenario - input'!$D33=\"\"),\"\",D48/'Historical scenario - input'!$D33),\"\")","v":3.653751481217296},{"$f":"IFERROR(IF(OR(E48=\"\",'Historical scenario - input'!$D33=\"\"),\"\",E48/'Historical scenario - input'!$D33),\"\")","v":4.017794333305039},{"$f":"IFERROR(IF(OR(F48=\"\",'Historical scenario - input'!$D33=\"\"),\"\",F48/'Historical scenario - input'!$D33),\"\")","v":4.3845127866146738},{"$f":"IFERROR(IF(OR(G48=\"\",'Historical scenario - input'!$D33=\"\"),\"\",G48/'Historical scenario - input'!$D33),\"\")","v":4.7500575219287136},{"$f":"IFERROR(IF(OR(H48=\"\",'Historical scenario - input'!$D33=\"\"),\"\",H48/'Historical scenario - input'!$D33),\"\")","v":5.1109310328137747},{"$f":"IFERROR(IF(OR(I48=\"\",'Historical scenario - input'!$D33=\"\"),\"\",I48/'Historical scenario - input'!$D33),\"\")","v":5.4642129493612126},{"$f":"IFERROR(IF(OR(J48=\"\",'Historical scenario - input'!$D33=\"\"),\"\",J48/'Historical scenario - input'!$D33),\"\")","v":5.8077602886941531},{"$f":"IFERROR(IF(OR(K48=\"\",'Historical scenario - input'!$D33=\"\"),\"\",K48/'Historical scenario - input'!$D33),\"\")","v":6.1403612756623751},{"$f":"IFERROR(IF(OR(L48=\"\",'Historical scenario - input'!$D33=\"\"),\"\",L48/'Historical scenario - input'!$D33),\"\")","v":6.4618231436371376},{"$f":"IFERROR(IF(OR(M48=\"\",'Historical scenario - input'!$D33=\"\"),\"\",M48/'Historical scenario - input'!$D33),\"\")","v":6.7729787161778949},{"$f":"IFERROR(IF(OR(N48=\"\",'Historical scenario - input'!$D33=\"\"),\"\",N48/'Historical scenario - input'!$D33),\"\")","v":7.0756033535088445},{"$f":"IFERROR(IF(OR(O48=\"\",'Historical scenario - input'!$D33=\"\"),\"\",O48/'Historical scenario - input'!$D33),\"\")","v":7.3722423922636118},{"$f":"IFERROR(IF(OR(P48=\"\",'Historical scenario - input'!$D33=\"\"),\"\",P48/'Historical scenario - input'!$D33),\"\")","v":7.665958549354877},{"$f":"IFERROR(IF(OR(Q48=\"\",'Historical scenario - input'!$D33=\"\"),\"\",Q48/'Historical scenario - input'!$D33),\"\")","v":7.9600177399662453},{"$f":"IFERROR(IF(OR(R48=\"\",'Historical scenario - input'!$D33=\"\"),\"\",R48/'Historical scenario - input'!$D33),\"\")","v":8.2575391970480805},{"$f":"IFERROR(IF(OR(S48=\"\",'Historical scenario - input'!$D33=\"\"),\"\",S48/'Historical scenario - input'!$D33),\"\")","v":8.5611406707044377},{"$f":"IFERROR(IF(OR(T48=\"\",'Historical scenario - input'!$D33=\"\"),\"\",T48/'Historical scenario - input'!$D33),\"\")","v":8.8726111636116052},{"$f":"IFERROR(IF(OR(U48=\"\",'Historical scenario - input'!$D33=\"\"),\"\",U48/'Historical scenario - input'!$D33),\"\")","v":9.1926418974097821},{"$f":"IFERROR(IF(OR(V48=\"\",'Historical scenario - input'!$D33=\"\"),\"\",V48/'Historical scenario - input'!$D33),\"\")","v":9.5206412433691323},{"$f":"IFERROR(IF(OR(W48=\"\",'Historical scenario - input'!$D33=\"\"),\"\",W48/'Historical scenario - input'!$D33),\"\")","v":9.8546518319503793}]
[{"$f":"IFERROR('Historical scenario - input'!A34,\"\")","v":5},{"$f":"IFERROR('Historical scenario - input'!B34,\"\")","v":"TRANSFORMERS"},{"$f":"IFERROR('Historical scenario - input'!C34,\"\")","v":"ground outdoor / indoor chamber mounted ; > 33 kv & < = 66 kv ; < = 15 mva"},{"$f":"IFERROR(repcalc('Historical scenario - input'!$CV34:$GH34,'Historical scenario - input'!$G34,'Historical scenario - input'!$E34,'Historical scenario - input'!$F34,20,TRUE,TRUE),\"\")","v":406.84991796357747},366.76678569845842,330.34454175836714,297.03788703959691,266.34875435796823,237.87210740837213,211.31735682054008,186.50860636231974,163.36888247951762,141.89435707757991,122.12446023452608,104.11292213393455,87.903462094391188,73.512339082841422,60.918535621509591,50.061144389452089,40.842668568940418,33.136466075569324,26.796438033712565,21.66721560426052,{"$f":"IFERROR(IF(OR(D49=\"\",'Historical scenario - input'!$D34=\"\"),\"\",D49/'Historical scenario - input'!$D34),\"\")","v":7.0243452119731922},{"$f":"IFERROR(IF(OR(E49=\"\",'Historical scenario - input'!$D34=\"\"),\"\",E49/'Historical scenario - input'!$D34),\"\")","v":6.3323019159669656},{"$f":"IFERROR(IF(OR(F49=\"\",'Historical scenario - input'!$D34=\"\"),\"\",F49/'Historical scenario - input'!$D34),\"\")","v":5.7034645891451285},{"$f":"IFERROR(IF(OR(G49=\"\",'Historical scenario - input'!$D34=\"\"),\"\",G49/'Historical scenario - input'!$D34),\"\")","v":5.1284185334111747},{"$f":"IFERROR(IF(OR(H49=\"\",'Historical scenario - input'!$D34=\"\"),\"\",H49/'Historical scenario - input'!$D34),\"\")","v":4.5985645192065876},{"$f":"IFERROR(IF(OR(I49=\"\",'Historical scenario - input'!$D34=\"\"),\"\",I49/'Historical scenario - input'!$D34),\"\")","v":4.1069095137080884},{"$f":"IFERROR(IF(OR(J49=\"\",'Historical scenario - input'!$D34=\"\"),\"\",J49/'Historical scenario - input'!$D34),\"\")","v":3.6484364333141555},{"$f":"IFERROR(IF(OR(K49=\"\",'Historical scenario - input'!$D34=\"\"),\"\",K49/'Historical scenario - input'!$D34),\"\")","v":3.2201083943938218},{"$f":"IFERROR(IF(OR(L49=\"\",'Historical scenario - input'!$D34=\"\"),\"\",L49/'Historical scenario - input'!$D34),\"\")","v":2.8205964331376467},{"$f":"IFERROR(IF(OR(M49=\"\",'Historical scenario - input'!$D34=\"\"),\"\",M49/'Historical scenario - input'!$D34),\"\")","v":2.4498344567274613},{"$f":"IFERROR(IF(OR(N49=\"\",'Historical scenario - input'!$D34=\"\"),\"\",N49/'Historical scenario - input'!$D34),\"\")","v":2.1085032333470961},{"$f":"IFERROR(IF(OR(O49=\"\",'Historical scenario - input'!$D34=\"\"),\"\",O49/'Historical scenario - input'!$D34),\"\")","v":1.7975304253631716},{"$f":"IFERROR(IF(OR(P49=\"\",'Historical scenario - input'!$D34=\"\"),\"\",P49/'Historical scenario - input'!$D34),\"\")","v":1.5176708555558347},{"$f":"IFERROR(IF(OR(Q49=\"\",'Historical scenario - input'!$D34=\"\"),\"\",Q49/'Historical scenario - input'!$D34),\"\")","v":1.2692052382415242},{"$f":"IFERROR(IF(OR(R49=\"\",'Historical scenario - input'!$D34=\"\"),\"\",R49/'Historical scenario - input'!$D34),\"\")","v":1.0517707024625169},{"$f":"IFERROR(IF(OR(S49=\"\",'Historical scenario - input'!$D34=\"\"),\"\",S49/'Historical scenario - input'!$D34),\"\")","v":0.8643156711400074},{"$f":"IFERROR(IF(OR(T49=\"\",'Historical scenario - input'!$D34=\"\"),\"\",T49/'Historical scenario - input'!$D34),\"\")","v":0.70515684221454911},{"$f":"IFERROR(IF(OR(U49=\"\",'Historical scenario - input'!$D34=\"\"),\"\",U49/'Historical scenario - input'!$D34),\"\")","v":0.57210771476786959},{"$f":"IFERROR(IF(OR(V49=\"\",'Historical scenario - input'!$D34=\"\"),\"\",V49/'Historical scenario - input'!$D34),\"\")","v":0.46264586248950884},{"$f":"IFERROR(IF(OR(W49=\"\",'Historical scenario - input'!$D34=\"\"),\"\",W49/'Historical scenario - input'!$D34),\"\")","v":0.37408881129528332}]
[{"$f":"IFERROR('Historical scenario - input'!A35,\"\")","v":5},{"$f":"IFERROR('Historical scenario - input'!B35,\"\")","v":"TRANSFORMERS"},{"$f":"IFERROR('Historical scenario - input'!C35,\"\")","v":"ground outdoor / indoor chamber mounted ; > 33 kv & < = 66 kv ; > 15 mva and < = 40 mva"},{"$f":"IFERROR(repcalc('Historical scenario - input'!$CV35:$GH35,'Historical scenario - input'!$G35,'Historical scenario - input'!$E35,'Historical scenario - input'!$F35,20,TRUE,TRUE),\"\")","v":81.636461989434991},84.722501824661023,87.327934430151302,89.520341228359939,91.383827189261225,93.006215063955437,94.465449365066306,95.816995899016362,97.083982112957273,98.251520871535277,99.266130032748435,100.04047749337957,100.46295020245739,100.41088080518247,99.765771984782191,98.428611984303387,96.333408152365081,93.457363508584194,89.826625224066717,85.517153268758847,{"$f":"IFERROR(IF(OR(D50=\"\",'Historical scenario - input'!$D35=\"\"),\"\",D50/'Historical scenario - input'!$D35),\"\")","v":1.409469845215148},{"$f":"IFERROR(IF(OR(E50=\"\",'Historical scenario - input'!$D35=\"\"),\"\",E50/'Historical scenario - input'!$D35),\"\")","v":1.462750940241617},{"$f":"IFERROR(IF(OR(F50=\"\",'Historical scenario - input'!$D35=\"\"),\"\",F50/'Historical scenario - input'!$D35),\"\")","v":1.5077342553153905},{"$f":"IFERROR(IF(OR(G50=\"\",'Historical scenario - input'!$D35=\"\"),\"\",G50/'Historical scenario - input'!$D35),\"\")","v":1.5455865972128098},{"$f":"IFERROR(IF(OR(H50=\"\",'Historical scenario - input'!$D35=\"\"),\"\",H50/'Historical scenario - input'!$D35),\"\")","v":1.5777600550632009},{"$f":"IFERROR(IF(OR(I50=\"\",'Historical scenario - input'!$D35=\"\"),\"\",I50/'Historical scenario - input'!$D35),\"\")","v":1.6057709062306622},{"$f":"IFERROR(IF(OR(J50=\"\",'Historical scenario - input'!$D35=\"\"),\"\",J50/'Historical scenario - input'!$D35),\"\")","v":1.6309648783161446},{"$f":"IFERROR(IF(OR(K50=\"\",'Historical scenario - input'!$D35=\"\"),\"\",K50/'Historical scenario - input'!$D35),\"\")","v":1.6542995995618324},{"$f":"IFERROR(IF(OR(L50=\"\",'Historical scenario - input'!$D35=\"\"),\"\",L50/'Historical scenario - input'!$D35),\"\")","v":1.6761743699687632},{"$f":"IFERROR(IF(OR(M50=\"\",'Historical scenario - input'!$D35=\"\"),\"\",M50/'Historical scenario - input'!$D35),\"\")","v":1.6963321601673218},{"$f":"IFERROR(IF(OR(N50=\"\",'Historical scenario - input'!$D35=\"\"),\"\",N50/'Historical scenario - input'!$D35),\"\")","v":1.7138495902783186},{"$f":"IFERROR(IF(OR(O50=\"\",'Historical scenario - input'!$D35=\"\"),\"\",O50/'Historical scenario - input'!$D35),\"\")","v":1.7272188540714966},{"$f":"IFERROR(IF(OR(P50=\"\",'Historical scenario - input'!$D35=\"\"),\"\",P50/'Historical scenario - input'!$D35),\"\")","v":1.7345129298969362},{"$f":"IFERROR(IF(OR(Q50=\"\",'Historical scenario - input'!$D35=\"\"),\"\",Q50/'Historical scenario - input'!$D35),\"\")","v":1.7336139413380367},{"$f":"IFERROR(IF(OR(R50=\"\",'Historical scenario - input'!$D35=\"\"),\"\",R50/'Historical scenario - input'!$D35),\"\")","v":1.7224760085188244},{"$f":"IFERROR(IF(OR(S50=\"\",'Historical scenario - input'!$D35=\"\"),\"\",S50/'Historical scenario - input'!$D35),\"\")","v":1.6993896736511196},{"$f":"IFERROR(IF(OR(T50=\"\",'Historical scenario - input'!$D35=\"\"),\"\",T50/'Historical scenario - input'!$D35),\"\")","v":1.6632155604089454},{"$f":"IFERROR(IF(OR(U50=\"\",'Historical scenario - input'!$D35=\"\"),\"\",U50/'Historical scenario - input'!$D35),\"\")","v":1.613560074366124},{"$f":"IFERROR(IF(OR(V50=\"\",'Historical scenario - input'!$D35=\"\"),\"\",V50/'Historical scenario - input'!$D35),\"\")","v":1.5508746516617713},{"$f":"IFERROR(IF(OR(W50=\"\",'Historical scenario - input'!$D35=\"\"),\"\",W50/'Historical scenario - input'!$D35),\"\")","v":1.4764707563705608}]
[{"$f":"IFERROR('Historical scenario - input'!A36,\"\")","v":0},{"$f":"IFERROR('Historical scenario - input'!B36,\"\")","v":"TRANSFORMERS"},{"$f":"IFERROR('Historical scenario - input'!C36,\"\")","v":"kiosk mounted ; < = 22 kv ; < = 60 kva ; multiple phase"},{"$f":"IFERROR(repcalc('Historical scenario - input'!$CV36:$GH36,'Historical scenario - input'!$G36,'Historical scenario - input'!$E36,'Historical scenario - input'!$F36,20,TRUE,TRUE),\"\")","v":170.5173649350896},151.12085384175012,135.18624951492501,122.35258326879486,112.2105379271789,104.33273480103179,98.298577982598388,93.713378079552925,90.22193535779023,87.517099722405064,85.344030524927106,83.500957575833667,81.837218395446186,80.249251734258962,78.675105218478123,77.087902852775059,75.488641007387443,73.898648052862569,72.352045863410581,70.888572683641229,{"$f":"IFERROR(IF(OR(D51=\"\",'Historical scenario - input'!$D36=\"\"),\"\",D51/'Historical scenario - input'!$D36),\"\")","v":15.655930528867422},{"$f":"IFERROR(IF(OR(E51=\"\",'Historical scenario - input'!$D36=\"\"),\"\",E51/'Historical scenario - input'!$D36),\"\")","v":13.875053664535589},{"$f":"IFERROR(IF(OR(F51=\"\",'Historical scenario - input'!$D36=\"\"),\"\",F51/'Historical scenario - input'!$D36),\"\")","v":12.41202930663087},{"$f":"IFERROR(IF(OR(G51=\"\",'Historical scenario - input'!$D36=\"\"),\"\",G51/'Historical scenario - input'!$D36),\"\")","v":11.233715372114176},{"$f":"IFERROR(IF(OR(H51=\"\",'Historical scenario - input'!$D36=\"\"),\"\",H51/'Historical scenario - input'!$D36),\"\")","v":10.302530695706547},{"$f":"IFERROR(IF(OR(I51=\"\",'Historical scenario - input'!$D36=\"\"),\"\",I51/'Historical scenario - input'!$D36),\"\")","v":9.5792358071771417},{"$f":"IFERROR(IF(OR(J51=\"\",'Historical scenario - input'!$D36=\"\"),\"\",J51/'Historical scenario - input'!$D36),\"\")","v":9.0252139925329438},{"$f":"IFERROR(IF(OR(K51=\"\",'Historical scenario - input'!$D36=\"\"),\"\",K51/'Historical scenario - input'!$D36),\"\")","v":8.6042271260611578},{"$f":"IFERROR(IF(OR(L51=\"\",'Historical scenario - input'!$D36=\"\"),\"\",L51/'Historical scenario - input'!$D36),\"\")","v":8.2836627969194048},{"$f":"IFERROR(IF(OR(M51=\"\",'Historical scenario - input'!$D36=\"\"),\"\",M51/'Historical scenario - input'!$D36),\"\")","v":8.0353202376984409},{"$f":"IFERROR(IF(OR(N51=\"\",'Historical scenario - input'!$D36=\"\"),\"\",N51/'Historical scenario - input'!$D36),\"\")","v":7.835801435592348},{"$f":"IFERROR(IF(OR(O51=\"\",'Historical scenario - input'!$D36=\"\"),\"\",O51/'Historical scenario - input'!$D36),\"\")","v":7.6665810042208813},{"$f":"IFERROR(IF(OR(P51=\"\",'Historical scenario - input'!$D36=\"\"),\"\",P51/'Historical scenario - input'!$D36),\"\")","v":7.5138259752171397},{"$f":"IFERROR(IF(OR(Q51=\"\",'Historical scenario - input'!$D36=\"\"),\"\",Q51/'Historical scenario - input'!$D36),\"\")","v":7.3680279461473814},{"$f":"IFERROR(IF(OR(R51=\"\",'Historical scenario - input'!$D36=\"\"),\"\",R51/'Historical scenario - input'!$D36),\"\")","v":7.2234988038943042},{"$f":"IFERROR(IF(OR(S51=\"\",'Historical scenario - input'!$D36=\"\"),\"\",S51/'Historical scenario - input'!$D36),\"\")","v":7.0777709480705857},{"$f":"IFERROR(IF(OR(T51=\"\",'Historical scenario - input'!$D36=\"\"),\"\",T51/'Historical scenario - input'!$D36),\"\")","v":6.9309358597006243},{"$f":"IFERROR(IF(OR(U51=\"\",'Historical scenario - input'!$D36=\"\"),\"\",U51/'Historical scenario - input'!$D36),\"\")","v":6.7849517879498906},{"$f":"IFERROR(IF(OR(V51=\"\",'Historical scenario - input'!$D36=\"\"),\"\",V51/'Historical scenario - input'!$D36),\"\")","v":6.6429516084193665},{"$f":"IFERROR(IF(OR(W51=\"\",'Historical scenario - input'!$D36=\"\"),\"\",W51/'Historical scenario - input'!$D36),\"\")","v":6.5085838597619121}]
[{"$f":"IFERROR('Historical scenario - input'!A37,\"\")","v":5},{"$f":"IFERROR('Historical scenario - input'!B37,\"\")","v":"TRANSFORMERS"},{"$f":"IFERROR('Historical scenario - input'!C37,\"\")","v":"kiosk mounted ; < = 22 kv ; < = 60 kva ; single phase"},{"$f":"IFERROR(repcalc('Historical scenario - input'!$CV37:$GH37,'Historical scenario - input'!$G37,'Historical scenario - input'!$E37,'Historical scenario - input'!$F37,20,TRUE,TRUE),\"\")","v":4.0594399467252522},4.6161665067942677,5.1737588693003387,5.7175664715160952,6.23250057888702,6.7037448991892061,7.1174582789832694,7.4614353620702731,7.7257019003679357,7.9030300063125543,7.9893622201076253,7.9841308064311622,7.8904513950519286,7.7151611920564767,7.4686660148636319,7.1645618539797695,6.8190087029068733,6.4498577549701182,6.0755655134966631,5.71396491692445,{"$f":"IFERROR(IF(OR(D52=\"\",'Historical scenario - input'!$D37=\"\"),\"\",D52/'Historical scenario - input'!$D37),\"\")","v":0.37271459018987813},{"$f":"IFERROR(IF(OR(E52=\"\",'Historical scenario - input'!$D37=\"\"),\"\",E52/'Historical scenario - input'!$D37),\"\")","v":0.42383004316051115},{"$f":"IFERROR(IF(OR(F52=\"\",'Historical scenario - input'!$D37=\"\"),\"\",F52/'Historical scenario - input'!$D37),\"\")","v":0.47502498916583558},{"$f":"IFERROR(IF(OR(G52=\"\",'Historical scenario - input'!$D37=\"\"),\"\",G52/'Historical scenario - input'!$D37),\"\")","v":0.5249542972137331},{"$f":"IFERROR(IF(OR(H52=\"\",'Historical scenario - input'!$D37=\"\"),\"\",H52/'Historical scenario - input'!$D37),\"\")","v":0.57223260587755986},{"$f":"IFERROR(IF(OR(I52=\"\",'Historical scenario - input'!$D37=\"\"),\"\",I52/'Historical scenario - input'!$D37),\"\")","v":0.61549956782939896},{"$f":"IFERROR(IF(OR(J52=\"\",'Historical scenario - input'!$D37=\"\"),\"\",J52/'Historical scenario - input'!$D37),\"\")","v":0.6534843674149684},{"$f":"IFERROR(IF(OR(K52=\"\",'Historical scenario - input'!$D37=\"\"),\"\",K52/'Historical scenario - input'!$D37),\"\")","v":0.68506637853965702},{"$f":"IFERROR(IF(OR(L52=\"\",'Historical scenario - input'!$D37=\"\"),\"\",L52/'Historical scenario - input'!$D37),\"\")","v":0.7093298227130258},{"$f":"IFERROR(IF(OR(M52=\"\",'Historical scenario - input'!$D37=\"\"),\"\",M52/'Historical scenario - input'!$D37),\"\")","v":0.72561107658145974},{"$f":"IFERROR(IF(OR(N52=\"\",'Historical scenario - input'!$D37=\"\"),\"\",N52/'Historical scenario - input'!$D37),\"\")","v":0.73353760736085261},{"$f":"IFERROR(IF(OR(O52=\"\",'Historical scenario - input'!$D37=\"\"),\"\",O52/'Historical scenario - input'!$D37),\"\")","v":0.73305728883659182},{"$f":"IFERROR(IF(OR(P52=\"\",'Historical scenario - input'!$D37=\"\"),\"\",P52/'Historical scenario - input'!$D37),\"\")","v":0.72445618033895121},{"$f":"IFERROR(IF(OR(Q52=\"\",'Historical scenario - input'!$D37=\"\"),\"\",Q52/'Historical scenario - input'!$D37),\"\")","v":0.70836203507971307},{"$f":"IFERROR(IF(OR(R52=\"\",'Historical scenario - input'!$D37=\"\"),\"\",R52/'Historical scenario - input'!$D37),\"\")","v":0.68573025578086522},{"$f":"IFERROR(IF(OR(S52=\"\",'Historical scenario - input'!$D37=\"\"),\"\",S52/'Historical scenario - input'!$D37),\"\")","v":0.65780914863644246},{"$f":"IFERROR(IF(OR(T52=\"\",'Historical scenario - input'!$D37=\"\"),\"\",T52/'Historical scenario - input'!$D37),\"\")","v":0.6260824319510897},{"$f":"IFERROR(IF(OR(U52=\"\",'Historical scenario - input'!$D37=\"\"),\"\",U52/'Historical scenario - input'!$D37),\"\")","v":0.59218910033783478},{"$f":"IFERROR(IF(OR(V52=\"\",'Historical scenario - input'!$D37=\"\"),\"\",V52/'Historical scenario - input'!$D37),\"\")","v":0.55782372451682583},{"$f":"IFERROR(IF(OR(W52=\"\",'Historical scenario - input'!$D37=\"\"),\"\",W52/'Historical scenario - input'!$D37),\"\")","v":0.52462362304160892}]
[{"$f":"IFERROR('Historical scenario - input'!A38,\"\")","v":5},{"$f":"IFERROR('Historical scenario - input'!B38,\"\")","v":"TRANSFORMERS"},{"$f":"IFERROR('Historical scenario - input'!C38,\"\")","v":"kiosk mounted ; < = 22 kv ; > 60 kva and < = 600 kva ; multiple phase"},{"$f":"IFERROR(repcalc('Historical scenario - input'!$CV38:$GH38,'Historical scenario - input'!$G38,'Historical scenario - input'!$E38,'Historical scenario - input'!$F38,20,TRUE,TRUE),\"\")","v":1761.4771072513458},1956.9451467683148,2156.9023207757491,2359.1960559631193,2561.7244607495159,2762.5659760346371,2960.1057025262166,3153.1463877757246,3340.9920476201387,3523.493606439883,3701.0487685802004,3874.5523710471307,4045.2983097844176,4214.8392237884918,4384.81483671151,4556.7635909304281,4731.9344774699784,4911.1164717660795,5094.5016694383612,5281.5952534859371,{"$f":"IFERROR(IF(OR(D53=\"\",'Historical scenario - input'!$D38=\"\"),\"\",D53/'Historical scenario - input'!$D38),\"\")","v":17.414494602641081},{"$f":"IFERROR(IF(OR(E53=\"\",'Historical scenario - input'!$D38=\"\"),\"\",E53/'Historical scenario - input'!$D38),\"\")","v":19.346950667578959},{"$f":"IFERROR(IF(OR(F53=\"\",'Historical scenario - input'!$D38=\"\"),\"\",F53/'Historical scenario - input'!$D38),\"\")","v":21.323787671691644},{"$f":"IFERROR(IF(OR(G53=\"\",'Historical scenario - input'!$D38=\"\"),\"\",G53/'Historical scenario - input'!$D38),\"\")","v":23.323724625209987},{"$f":"IFERROR(IF(OR(H53=\"\",'Historical scenario - input'!$D38=\"\"),\"\",H53/'Historical scenario - input'!$D38),\"\")","v":25.325981593248432},{"$f":"IFERROR(IF(OR(I53=\"\",'Historical scenario - input'!$D38=\"\"),\"\",I53/'Historical scenario - input'!$D38),\"\")","v":27.311561462280437},{"$f":"IFERROR(IF(OR(J53=\"\",'Historical scenario - input'!$D38=\"\"),\"\",J53/'Historical scenario - input'!$D38),\"\")","v":29.264498850244994},{"$f":"IFERROR(IF(OR(K53=\"\",'Historical scenario - input'!$D38=\"\"),\"\",K53/'Historical scenario - input'!$D38),\"\")","v":31.172957357896781},{"$f":"IFERROR(IF(OR(L53=\"\",'Historical scenario - input'!$D38=\"\"),\"\",L53/'Historical scenario - input'!$D38),\"\")","v":33.030056275631011},{"$f":"IFERROR(IF(OR(M53=\"\",'Historical scenario - input'!$D38=\"\"),\"\",M53/'Historical scenario - input'!$D38),\"\")","v":34.834321796855598},{"$f":"IFERROR(IF(OR(N53=\"\",'Historical scenario - input'!$D38=\"\"),\"\",N53/'Historical scenario - input'!$D38),\"\")","v":36.589685746823989},{"$f":"IFERROR(IF(OR(O53=\"\",'Historical scenario - input'!$D38=\"\"),\"\",O53/'Historical scenario - input'!$D38),\"\")","v":38.304994754395445},{"$f":"IFERROR(IF(OR(P53=\"\",'Historical scenario - input'!$D38=\"\"),\"\",P53/'Historical scenario - input'!$D38),\"\")","v":39.993040665592794},{"$f":"IFERROR(IF(OR(Q53=\"\",'Historical scenario - input'!$D38=\"\"),\"\",Q53/'Historical scenario - input'!$D38),\"\")","v":41.669173338391417},{"$f":"IFERROR(IF(OR(R53=\"\",'Historical scenario - input'!$D38=\"\"),\"\",R53/'Historical scenario - input'!$D38),\"\")","v":43.349603575970505},{"$f":"IFERROR(IF(OR(S53=\"\",'Historical scenario - input'!$D38=\"\"),\"\",S53/'Historical scenario - input'!$D38),\"\")","v":45.049540884238311},{"$f":"IFERROR(IF(OR(T53=\"\",'Historical scenario - input'!$D38=\"\"),\"\",T53/'Historical scenario - input'!$D38),\"\")","v":46.78133316562819},{"$f":"IFERROR(IF(OR(U53=\"\",'Historical scenario - input'!$D38=\"\"),\"\",U53/'Historical scenario - input'!$D38),\"\")","v":48.552780469549731},{"$f":"IFERROR(IF(OR(V53=\"\",'Historical scenario - input'!$D38=\"\"),\"\",V53/'Historical scenario - input'!$D38),\"\")","v":50.365781911306492},{"$f":"IFERROR(IF(OR(W53=\"\",'Historical scenario - input'!$D38=\"\"),\"\",W53/'Historical scenario - input'!$D38),\"\")","v":52.215445580605817}]
[{"$f":"IFERROR('Historical scenario - input'!A39,\"\")","v":5},{"$f":"IFERROR('Historical scenario - input'!B39,\"\")","v":"TRANSFORMERS"},{"$f":"IFERROR('Historical scenario - input'!C39,\"\")","v":"kiosk mounted ; < = 22 kv ; > 600 kva ; multiple phase"},{"$f":"IFERROR(repcalc('Historical scenario - input'!$CV39:$GH39,'Historical scenario - input'!$G39,'Historical scenario - input'!$E39,'Historical scenario - input'!$F39,20,TRUE,TRUE),\"\")","v":701.28560318472648},763.47646768946208,824.90731797488047,884.95655624048948,943.12401036327037,999.06495512619631,1052.614472755168,1103.798994512395,1152.8327774777122,1200.0983534690463,1246.1115166971763,1291.4730194419888,1336.8106213050978,1382.7162934088888,1429.6840574945886,1478.0540476861966,1527.9679042426897,1579.3396071075194,1631.8444610216093,1684.9273233032741,{"$f":"IFERROR(IF(OR(D54=\"\",'Historical scenario - input'!$D39=\"\"),\"\",D54/'Historical scenario - input'!$D39),\"\")","v":5.4975752252214312},{"$f":"IFERROR(IF(OR(E54=\"\",'Historical scenario - input'!$D39=\"\"),\"\",E54/'Historical scenario - input'!$D39),\"\")","v":5.9851069161383448},{"$f":"IFERROR(IF(OR(F54=\"\",'Historical scenario - input'!$D39=\"\"),\"\",F54/'Historical scenario - input'!$D39),\"\")","v":6.4666806416785843},{"$f":"IFERROR(IF(OR(G54=\"\",'Historical scenario - input'!$D39=\"\"),\"\",G54/'Historical scenario - input'!$D39),\"\")","v":6.9374235217309392},{"$f":"IFERROR(IF(OR(H54=\"\",'Historical scenario - input'!$D39=\"\"),\"\",H54/'Historical scenario - input'!$D39),\"\")","v":7.3934145662460375},{"$f":"IFERROR(IF(OR(I54=\"\",'Historical scenario - input'!$D39=\"\"),\"\",I54/'Historical scenario - input'!$D39),\"\")","v":7.8319513772222251},{"$f":"IFERROR(IF(OR(J54=\"\",'Historical scenario - input'!$D39=\"\"),\"\",J54/'Historical scenario - input'!$D39),\"\")","v":8.2517411178110489},{"$f":"IFERROR(IF(OR(K54=\"\",'Historical scenario - input'!$D39=\"\"),\"\",K54/'Historical scenario - input'!$D39),\"\")","v":8.652990990116237},{"$f":"IFERROR(IF(OR(L54=\"\",'Historical scenario - input'!$D39=\"\"),\"\",L54/'Historical scenario - input'!$D39),\"\")","v":9.0373806156908056},{"$f":"IFERROR(IF(OR(M54=\"\",'Historical scenario - input'!$D39=\"\"),\"\",M54/'Historical scenario - input'!$D39),\"\")","v":9.4079087691218017},{"$f":"IFERROR(IF(OR(N54=\"\",'Historical scenario - input'!$D39=\"\"),\"\",N54/'Historical scenario - input'!$D39),\"\")","v":9.7686189064014979},{"$f":"IFERROR(IF(OR(O54=\"\",'Historical scenario - input'!$D39=\"\"),\"\",O54/'Historical scenario - input'!$D39),\"\")","v":10.124220493737958},{"$f":"IFERROR(IF(OR(P54=\"\",'Historical scenario - input'!$D39=\"\"),\"\",P54/'Historical scenario - input'!$D39),\"\")","v":10.479634715335669},{"$f":"IFERROR(IF(OR(Q54=\"\",'Historical scenario - input'!$D39=\"\"),\"\",Q54/'Historical scenario - input'!$D39),\"\")","v":10.839502199437526},{"$f":"IFERROR(IF(OR(R54=\"\",'Historical scenario - input'!$D39=\"\"),\"\",R54/'Historical scenario - input'!$D39),\"\")","v":11.207695721518961},{"$f":"IFERROR(IF(OR(S54=\"\",'Historical scenario - input'!$D39=\"\"),\"\",S54/'Historical scenario - input'!$D39),\"\")","v":11.586881688711191},{"$f":"IFERROR(IF(OR(T54=\"\",'Historical scenario - input'!$D39=\"\"),\"\",T54/'Historical scenario - input'!$D39),\"\")","v":11.978170458870004},{"$f":"IFERROR(IF(OR(U54=\"\",'Historical scenario - input'!$D39=\"\"),\"\",U54/'Historical scenario - input'!$D39),\"\")","v":12.380887696561153},{"$f":"IFERROR(IF(OR(V54=\"\",'Historical scenario - input'!$D39=\"\"),\"\",V54/'Historical scenario - input'!$D39),\"\")","v":12.792488024260933},{"$f":"IFERROR(IF(OR(W54=\"\",'Historical scenario - input'!$D39=\"\"),\"\",W54/'Historical scenario - input'!$D39),\"\")","v":13.208619522238727}]
[{"$f":"IFERROR('Historical scenario - input'!A40,\"\")","v":5},{"$f":"IFERROR('Historical scenario - input'!B40,\"\")","v":"TRANSFORMERS"},{"$f":"IFERROR('Historical scenario - input'!C40,\"\")","v":"pole mounted ; < = 22 kv ; < = 60 kva ; multiple phase"},{"$f":"IFERROR(repcalc('Historical scenario - input'!$CV40:$GH40,'Historical scenario - input'!$G40,'Historical scenario - input'!$E40,'Historical scenario - input'!$F40,20,TRUE,TRUE),\"\")","v":536.40163508900366},584.65011590182939,632.55200124605506,679.61202136766019,725.41710758263093,769.66562048703247,812.18989269574513,852.96923489163953,892.13122015061583,929.94006876311528,966.77220587727595,1003.0804133513993,1039.3492759835917,1076.0456624494871,1113.5686426258153,1152.2034362589986,1192.0836886628408,1233.1656196947924,1275.2164922857862,1317.8185341330941,{"$f":"IFERROR(IF(OR(D55=\"\",'Historical scenario - input'!$D40=\"\"),\"\",D55/'Historical scenario - input'!$D40),\"\")","v":46.045317903517919},{"$f":"IFERROR(IF(OR(E55=\"\",'Historical scenario - input'!$D40=\"\"),\"\",E55/'Historical scenario - input'!$D40),\"\")","v":50.187021604737474},{"$f":"IFERROR(IF(OR(F55=\"\",'Historical scenario - input'!$D40=\"\"),\"\",F55/'Historical scenario - input'!$D40),\"\")","v":54.298973162242994},{"$f":"IFERROR(IF(OR(G55=\"\",'Historical scenario - input'!$D40=\"\"),\"\",G55/'Historical scenario - input'!$D40),\"\")","v":58.338658064929227},{"$f":"IFERROR(IF(OR(H55=\"\",'Historical scenario - input'!$D40=\"\"),\"\",H55/'Historical scenario - input'!$D40),\"\")","v":62.270618033724652},{"$f":"IFERROR(IF(OR(I55=\"\",'Historical scenario - input'!$D40=\"\"),\"\",I55/'Historical scenario - input'!$D40),\"\")","v":66.068960003922072},{"$f":"IFERROR(IF(OR(J55=\"\",'Historical scenario - input'!$D40=\"\"),\"\",J55/'Historical scenario - input'!$D40),\"\")","v":69.719291219152268},{"$f":"IFERROR(IF(OR(K55=\"\",'Historical scenario - input'!$D40=\"\"),\"\",K55/'Historical scenario - input'!$D40),\"\")","v":73.219835685230819},{"$f":"IFERROR(IF(OR(L55=\"\",'Historical scenario - input'!$D40=\"\"),\"\",L55/'Historical scenario - input'!$D40),\"\")","v":76.581544418059806},{"$f":"IFERROR(IF(OR(M55=\"\",'Historical scenario - input'!$D40=\"\"),\"\",M55/'Historical scenario - input'!$D40),\"\")","v":79.827098383680465},{"$f":"IFERROR(IF(OR(N55=\"\",'Historical scenario - input'!$D40=\"\"),\"\",N55/'Historical scenario - input'!$D40),\"\")","v":82.988810338950856},{"$f":"IFERROR(IF(OR(O55=\"\",'Historical scenario - input'!$D40=\"\"),\"\",O55/'Historical scenario - input'!$D40),\"\")","v":86.105547586359677},{"$f":"IFERROR(IF(OR(P55=\"\",'Historical scenario - input'!$D40=\"\"),\"\",P55/'Historical scenario - input'!$D40),\"\")","v":89.218907428413885},{"$f":"IFERROR(IF(OR(Q55=\"\",'Historical scenario - input'!$D40=\"\"),\"\",Q55/'Historical scenario - input'!$D40),\"\")","v":92.36896639579966},{"$f":"IFERROR(IF(OR(R55=\"\",'Historical scenario - input'!$D40=\"\"),\"\",R55/'Historical scenario - input'!$D40),\"\")","v":95.589981094272289},{"$f":"IFERROR(IF(OR(S55=\"\",'Historical scenario - input'!$D40=\"\"),\"\",S55/'Historical scenario - input'!$D40),\"\")","v":98.906435106724288},{"$f":"IFERROR(IF(OR(T55=\"\",'Historical scenario - input'!$D40=\"\"),\"\",T55/'Historical scenario - input'!$D40),\"\")","v":102.32980069676906},{"$f":"IFERROR(IF(OR(U55=\"\",'Historical scenario - input'!$D40=\"\"),\"\",U55/'Historical scenario - input'!$D40),\"\")","v":105.85631972787294},{"$f":"IFERROR(IF(OR(V55=\"\",'Historical scenario - input'!$D40=\"\"),\"\",V55/'Historical scenario - input'!$D40),\"\")","v":109.46601378902426},{"$f":"IFERROR(IF(OR(W55=\"\",'Historical scenario - input'!$D40=\"\"),\"\",W55/'Historical scenario - input'!$D40),\"\")","v":113.12302083724622}]
[{"$f":"IFERROR('Historical scenario - input'!A41,\"\")","v":5},{"$f":"IFERROR('Historical scenario - input'!B41,\"\")","v":"TRANSFORMERS"},{"$f":"IFERROR('Historical scenario - input'!C41,\"\")","v":"pole mounted ; < = 22 kv ; < = 60 kva ; single phase"},{"$f":"IFERROR(repcalc('Historical scenario - input'!$CV41:$GH41,'Historical scenario - input'!$G41,'Historical scenario - input'!$E41,'Historical scenario - input'!$F41,20,TRUE,TRUE),\"\")","v":2396.6502179010317},2502.250854162904,2597.7383801884721,2683.4844927954714,2760.4299070224306,2830.0320067151465,2894.1679447389415,2954.9984006141613,3014.8017607264669,3075.7921829347351,3139.9372928880239,3208.791787586084,3283.3619126799003,3364.0128290922471,3450.4267181610371,3541.6146634840047,3635.9804991935598,3731.4304678828926,3825.5190804862614,3915.6192261021934,{"$f":"IFERROR(IF(OR(D56=\"\",'Historical scenario - input'!$D41=\"\"),\"\",D56/'Historical scenario - input'!$D41),\"\")","v":409.07570251061463},{"$f":"IFERROR(IF(OR(E56=\"\",'Historical scenario - input'!$D41=\"\"),\"\",E56/'Historical scenario - input'!$D41),\"\")","v":427.10029956767971},{"$f":"IFERROR(IF(OR(F56=\"\",'Historical scenario - input'!$D41=\"\"),\"\",F56/'Historical scenario - input'!$D41),\"\")","v":443.39872580366159},{"$f":"IFERROR(IF(OR(G56=\"\",'Historical scenario - input'!$D41=\"\"),\"\",G56/'Historical scenario - input'!$D41),\"\")","v":458.03442482651792},{"$f":"IFERROR(IF(OR(H56=\"\",'Historical scenario - input'!$D41=\"\"),\"\",H56/'Historical scenario - input'!$D41),\"\")","v":471.16796394071974},{"$f":"IFERROR(IF(OR(I56=\"\",'Historical scenario - input'!$D41=\"\"),\"\",I56/'Historical scenario - input'!$D41),\"\")","v":483.04809881202675},{"$f":"IFERROR(IF(OR(J56=\"\",'Historical scenario - input'!$D41=\"\"),\"\",J56/'Historical scenario - input'!$D41),\"\")","v":493.99523398732111},{"$f":"IFERROR(IF(OR(K56=\"\",'Historical scenario - input'!$D41=\"\"),\"\",K56/'Historical scenario - input'!$D41),\"\")","v":504.37816816992779},{"$f":"IFERROR(IF(OR(L56=\"\",'Historical scenario - input'!$D41=\"\"),\"\",L56/'Historical scenario - input'!$D41),\"\")","v":514.58579102941303},{"$f":"IFERROR(IF(OR(M56=\"\",'Historical scenario - input'!$D41=\"\"),\"\",M56/'Historical scenario - input'!$D41),\"\")","v":524.9960292965211},{"$f":"IFERROR(IF(OR(N56=\"\",'Historical scenario - input'!$D41=\"\"),\"\",N56/'Historical scenario - input'!$D41),\"\")","v":535.94472999584264},{"$f":"IFERROR(IF(OR(O56=\"\",'Historical scenario - input'!$D41=\"\"),\"\",O56/'Historical scenario - input'!$D41),\"\")","v":547.69725882931198},{"$f":"IFERROR(IF(OR(P56=\"\",'Historical scenario - input'!$D41=\"\"),\"\",P56/'Historical scenario - input'!$D41),\"\")","v":560.42536828859431},{"$f":"IFERROR(IF(OR(Q56=\"\",'Historical scenario - input'!$D41=\"\"),\"\",Q56/'Historical scenario - input'!$D41),\"\")","v":574.19138639298012},{"$f":"IFERROR(IF(OR(R56=\"\",'Historical scenario - input'!$D41=\"\"),\"\",R56/'Historical scenario - input'!$D41),\"\")","v":588.94106580529285},{"$f":"IFERROR(IF(OR(S56=\"\",'Historical scenario - input'!$D41=\"\"),\"\",S56/'Historical scenario - input'!$D41),\"\")","v":604.50561190170311},{"$f":"IFERROR(IF(OR(T56=\"\",'Historical scenario - input'!$D41=\"\"),\"\",T56/'Historical scenario - input'!$D41),\"\")","v":620.61258080670063},{"$f":"IFERROR(IF(OR(U56=\"\",'Historical scenario - input'!$D41=\"\"),\"\",U56/'Historical scenario - input'!$D41),\"\")","v":636.90459651452534},{"$f":"IFERROR(IF(OR(V56=\"\",'Historical scenario - input'!$D41=\"\"),\"\",V56/'Historical scenario - input'!$D41),\"\")","v":652.9642471934136},{"$f":"IFERROR(IF(OR(W56=\"\",'Historical scenario - input'!$D41=\"\"),\"\",W56/'Historical scenario - input'!$D41),\"\")","v":668.34312062636116}]
[{"$f":"IFERROR('Historical scenario - input'!A42,\"\")","v":5},{"$f":"IFERROR('Historical scenario - input'!B42,\"\")","v":"TRANSFORMERS"},{"$f":"IFERROR('Historical scenario - input'!C42,\"\")","v":"pole mounted ; < = 22 kv ; > 60 kva and < = 600 kva ; multiple phase"},{"$f":"IFERROR(repcalc('Historical scenario - input'!$CV42:$GH42,'Historical scenario - input'!$G42,'Historical scenario - input'!$E42,'Historical scenario - input'!$F42,20,TRUE,TRUE),\"\")","v":2054.6131905287475},2256.7851856700049,2460.0616706923197,2662.2646083935001,2861.4365801145814,3055.9715899633493,3244.7285094217586,3427.1145902099597,3603.1280234528458,3773.3515902692729,3938.8938035217507,4101.279136408968,4262.2943618668414,4423.8030034112808,4587.5437704090409,4754.9311018533735,4926.8762735689652,5103.6458971150842,5284.7712762410465,5469.0174222738469,{"$f":"IFERROR(IF(OR(D57=\"\",'Historical scenario - input'!$D42=\"\"),\"\",D57/'Historical scenario - input'!$D42),\"\")","v":95.042046744764079},{"$f":"IFERROR(IF(OR(E57=\"\",'Historical scenario - input'!$D42=\"\"),\"\",E57/'Historical scenario - input'!$D42),\"\")","v":104.39409427432983},{"$f":"IFERROR(IF(OR(F57=\"\",'Historical scenario - input'!$D42=\"\"),\"\",F57/'Historical scenario - input'!$D42),\"\")","v":113.79723316230236},{"$f":"IFERROR(IF(OR(G57=\"\",'Historical scenario - input'!$D42=\"\"),\"\",G57/'Historical scenario - input'!$D42),\"\")","v":123.15071202903668},{"$f":"IFERROR(IF(OR(H57=\"\",'Historical scenario - input'!$D42=\"\"),\"\",H57/'Historical scenario - input'!$D42),\"\")","v":132.3639848405922},{"$f":"IFERROR(IF(OR(I57=\"\",'Historical scenario - input'!$D42=\"\"),\"\",I57/'Historical scenario - input'!$D42),\"\")","v":141.36276163457435},{"$f":"IFERROR(IF(OR(J57=\"\",'Historical scenario - input'!$D42=\"\"),\"\",J57/'Historical scenario - input'!$D42),\"\")","v":150.09425622696867},{"$f":"IFERROR(IF(OR(K57=\"\",'Historical scenario - input'!$D42=\"\"),\"\",K57/'Historical scenario - input'!$D42),\"\")","v":158.5310493400342},{"$f":"IFERROR(IF(OR(L57=\"\",'Historical scenario - input'!$D42=\"\"),\"\",L57/'Historical scenario - input'!$D42),\"\")","v":166.67305729904655},{"$f":"IFERROR(IF(OR(M57=\"\",'Historical scenario - input'!$D42=\"\"),\"\",M57/'Historical scenario - input'!$D42),\"\")","v":174.54723832202725},{"$f":"IFERROR(IF(OR(N57=\"\",'Historical scenario - input'!$D42=\"\"),\"\",N57/'Historical scenario - input'!$D42),\"\")","v":182.2048698619692},{"$f":"IFERROR(IF(OR(O57=\"\",'Historical scenario - input'!$D42=\"\"),\"\",O57/'Historical scenario - input'!$D42),\"\")","v":189.71647081443814},{"$f":"IFERROR(IF(OR(P57=\"\",'Historical scenario - input'!$D42=\"\"),\"\",P57/'Historical scenario - input'!$D42),\"\")","v":197.16469350430012},{"$f":"IFERROR(IF(OR(Q57=\"\",'Historical scenario - input'!$D42=\"\"),\"\",Q57/'Historical scenario - input'!$D42),\"\")","v":204.63574057540339},{"$f":"IFERROR(IF(OR(R57=\"\",'Historical scenario - input'!$D42=\"\"),\"\",R57/'Historical scenario - input'!$D42),\"\")","v":212.2100410338852},{"$f":"IFERROR(IF(OR(S57=\"\",'Historical scenario - input'!$D42=\"\"),\"\",S57/'Historical scenario - input'!$D42),\"\")","v":219.95302382643678},{"$f":"IFERROR(IF(OR(T57=\"\",'Historical scenario - input'!$D42=\"\"),\"\",T57/'Historical scenario - input'!$D42),\"\")","v":227.90684263917601},{"$f":"IFERROR(IF(OR(U57=\"\",'Historical scenario - input'!$D42=\"\"),\"\",U57/'Historical scenario - input'!$D42),\"\")","v":236.08383035714206},{"$f":"IFERROR(IF(OR(V57=\"\",'Historical scenario - input'!$D42=\"\"),\"\",V57/'Historical scenario - input'!$D42),\"\")","v":244.46230608625132},{"$f":"IFERROR(IF(OR(W57=\"\",'Historical scenario - input'!$D42=\"\"),\"\",W57/'Historical scenario - input'!$D42),\"\")","v":252.98514187087196}]
[{"$f":"IFERROR('Historical scenario - input'!A43,\"\")","v":5},{"$f":"IFERROR('Historical scenario - input'!B43,\"\")","v":"TRANSFORMERS"},{"$f":"IFERROR('Historical scenario - input'!C43,\"\")","v":"pole mounted ; < = 22 kv ; > 60 kva and < = 600 kva ; single phase"},{"$f":"IFERROR(repcalc('Historical scenario - input'!$CV43:$GH43,'Historical scenario - input'!$G43,'Historical scenario - input'!$E43,'Historical scenario - input'!$F43,20,TRUE,TRUE),\"\")","v":368.81649515279241},371.76346759702096,373.39796237426697,374.06935697381221,374.1618654497704,374.07051368541187,374.17532216709429,374.8158801504693,376.26855253527657,378.72834201440253,382.29696847658772,386.97809765862945,392.67994631227941,399.22480920301433,406.36447635948377,413.80009126081723,421.20476289595609,428.2471772764759,434.61452630273618,440.03324434018606,{"$f":"IFERROR(IF(OR(D58=\"\",'Historical scenario - input'!$D43=\"\"),\"\",D58/'Historical scenario - input'!$D43),\"\")","v":15.915943846048684},{"$f":"IFERROR(IF(OR(E58=\"\",'Historical scenario - input'!$D43=\"\"),\"\",E58/'Historical scenario - input'!$D43),\"\")","v":16.043117789065423},{"$f":"IFERROR(IF(OR(F58=\"\",'Historical scenario - input'!$D43=\"\"),\"\",F58/'Historical scenario - input'!$D43),\"\")","v":16.113652939833369},{"$f":"IFERROR(IF(OR(G58=\"\",'Historical scenario - input'!$D43=\"\"),\"\",G58/'Historical scenario - input'!$D43),\"\")","v":16.142626369398862},{"$f":"IFERROR(IF(OR(H58=\"\",'Historical scenario - input'!$D43=\"\"),\"\",H58/'Historical scenario - input'!$D43),\"\")","v":16.1466184894043},{"$f":"IFERROR(IF(OR(I58=\"\",'Historical scenario - input'!$D43=\"\"),\"\",I58/'Historical scenario - input'!$D43),\"\")","v":16.142676286246694},{"$f":"IFERROR(IF(OR(J58=\"\",'Historical scenario - input'!$D43=\"\"),\"\",J58/'Historical scenario - input'!$D43),\"\")","v":16.147199201926906},{"$f":"IFERROR(IF(OR(K58=\"\",'Historical scenario - input'!$D43=\"\"),\"\",K58/'Historical scenario - input'!$D43),\"\")","v":16.174841905080168},{"$f":"IFERROR(IF(OR(L58=\"\",'Historical scenario - input'!$D43=\"\"),\"\",L58/'Historical scenario - input'!$D43),\"\")","v":16.237530674175812},{"$f":"IFERROR(IF(OR(M58=\"\",'Historical scenario - input'!$D43=\"\"),\"\",M58/'Historical scenario - input'!$D43),\"\")","v":16.343680674887278},{"$f":"IFERROR(IF(OR(N58=\"\",'Historical scenario - input'!$D43=\"\"),\"\",N58/'Historical scenario - input'!$D43),\"\")","v":16.497681537446674},{"$f":"IFERROR(IF(OR(O58=\"\",'Historical scenario - input'!$D43=\"\"),\"\",O58/'Historical scenario - input'!$D43),\"\")","v":16.69969145342565},{"$f":"IFERROR(IF(OR(P58=\"\",'Historical scenario - input'!$D43=\"\"),\"\",P58/'Historical scenario - input'!$D43),\"\")","v":16.945749599367755},{"$f":"IFERROR(IF(OR(Q58=\"\",'Historical scenario - input'!$D43=\"\"),\"\",Q58/'Historical scenario - input'!$D43),\"\")","v":17.22818726584433},{"$f":"IFERROR(IF(OR(R58=\"\",'Historical scenario - input'!$D43=\"\"),\"\",R58/'Historical scenario - input'!$D43),\"\")","v":17.536293174976105},{"$f":"IFERROR(IF(OR(S58=\"\",'Historical scenario - input'!$D43=\"\"),\"\",S58/'Historical scenario - input'!$D43),\"\")","v":17.857170442630412},{"$f":"IFERROR(IF(OR(T58=\"\",'Historical scenario - input'!$D43=\"\"),\"\",T58/'Historical scenario - input'!$D43),\"\")","v":18.176712381486688},{"$f":"IFERROR(IF(OR(U58=\"\",'Historical scenario - input'!$D43=\"\"),\"\",U58/'Historical scenario - input'!$D43),\"\")","v":18.480621434617635},{"$f":"IFERROR(IF(OR(V58=\"\",'Historical scenario - input'!$D43=\"\"),\"\",V58/'Historical scenario - input'!$D43),\"\")","v":18.75539865006774},{"$f":"IFERROR(IF(OR(W58=\"\",'Historical scenario - input'!$D43=\"\"),\"\",W58/'Historical scenario - input'!$D43),\"\")","v":18.989238549137042}]
[{"$f":"IFERROR('Historical scenario - input'!A44,\"\")","v":5},{"$f":"IFERROR('Historical scenario - input'!B44,\"\")","v":"TRANSFORMERS"},{"$f":"IFERROR('Historical scenario - input'!C44,\"\")","v":"pole mounted ; < = 22 kv ; > 600 kva ; multiple phase"},{"$f":"IFERROR(repcalc('Historical scenario - input'!$CV44:$GH44,'Historical scenario - input'!$G44,'Historical scenario - input'!$E44,'Historical scenario - input'!$F44,20,TRUE,TRUE),\"\")","v":0.62442573536870372},0.91408729491268115,1.3149070182699312,1.8586889259015478,2.5818228087627939,3.5241787247044329,4.7272098161821319,6.2311899214263402,8.0716066885965123,10.274855733514499,12.853525290542199,15.801704704998214,19.090868969428392,22.666957828718399,26.449256887083767,30.331583166584721,34.186075955892079,37.869610029371984,41.232514506052524,44.128943119025351,{"$f":"IFERROR(IF(OR(D59=\"\",'Historical scenario - input'!$D44=\"\"),\"\",D59/'Historical scenario - input'!$D44),\"\")","v":3.3873350882188263E-3},{"$f":"IFERROR(IF(OR(E59=\"\",'Historical scenario - input'!$D44=\"\"),\"\",E59/'Historical scenario - input'!$D44),\"\")","v":4.9586680887271179E-3},{"$f":"IFERROR(IF(OR(F59=\"\",'Historical scenario - input'!$D44=\"\"),\"\",F59/'Historical scenario - input'!$D44),\"\")","v":7.1330030593645634E-3},{"$f":"IFERROR(IF(OR(G59=\"\",'Historical scenario - input'!$D44=\"\"),\"\",G59/'Historical scenario - input'!$D44),\"\")","v":1.0082867921951493E-2},{"$f":"IFERROR(IF(OR(H59=\"\",'Historical scenario - input'!$D44=\"\"),\"\",H59/'Historical scenario - input'!$D44),\"\")","v":1.4005667121522392E-2},{"$f":"IFERROR(IF(OR(I59=\"\",'Historical scenario - input'!$D44=\"\"),\"\",I59/'Historical scenario - input'!$D44),\"\")","v":1.9117684578289905E-2},{"$f":"IFERROR(IF(OR(J59=\"\",'Historical scenario - input'!$D44=\"\"),\"\",J59/'Historical scenario - input'!$D44),\"\")","v":2.564379200397825E-2},{"$f":"IFERROR(IF(OR(K59=\"\",'Historical scenario - input'!$D44=\"\"),\"\",K59/'Historical scenario - input'!$D44),\"\")","v":3.3802463714503787E-2},{"$f":"IFERROR(IF(OR(L59=\"\",'Historical scenario - input'!$D44=\"\"),\"\",L59/'Historical scenario - input'!$D44),\"\")","v":4.3786210282381451E-2},{"$f":"IFERROR(IF(OR(M59=\"\",'Historical scenario - input'!$D44=\"\"),\"\",M59/'Historical scenario - input'!$D44),\"\")","v":5.5738220545905527E-2},{"$f":"IFERROR(IF(OR(N59=\"\",'Historical scenario - input'!$D44=\"\"),\"\",N59/'Historical scenario - input'!$D44),\"\")","v":6.9726782158094663E-2},{"$f":"IFERROR(IF(OR(O59=\"\",'Historical scenario - input'!$D44=\"\"),\"\",O59/'Historical scenario - input'!$D44),\"\")","v":8.5719831469322355E-2},{"$f":"IFERROR(IF(OR(P59=\"\",'Historical scenario - input'!$D44=\"\"),\"\",P59/'Historical scenario - input'!$D44),\"\")","v":0.1035626282868512},{"$f":"IFERROR(IF(OR(Q59=\"\",'Historical scenario - input'!$D44=\"\"),\"\",Q59/'Historical scenario - input'!$D44),\"\")","v":0.12296191083645477},{"$f":"IFERROR(IF(OR(R59=\"\",'Historical scenario - input'!$D44=\"\"),\"\",R59/'Historical scenario - input'!$D44),\"\")","v":0.14347982608056783},{"$f":"IFERROR(IF(OR(S59=\"\",'Historical scenario - input'!$D44=\"\"),\"\",S59/'Historical scenario - input'!$D44),\"\")","v":0.16454036104186717},{"$f":"IFERROR(IF(OR(T59=\"\",'Historical scenario - input'!$D44=\"\"),\"\",T59/'Historical scenario - input'!$D44),\"\")","v":0.18544990709828946},{"$f":"IFERROR(IF(OR(U59=\"\",'Historical scenario - input'!$D44=\"\"),\"\",U59/'Historical scenario - input'!$D44),\"\")","v":0.20543204990407984},{"$f":"IFERROR(IF(OR(V59=\"\",'Historical scenario - input'!$D44=\"\"),\"\",V59/'Historical scenario - input'!$D44),\"\")","v":0.22367486676277637},{"$f":"IFERROR(IF(OR(W59=\"\",'Historical scenario - input'!$D44=\"\"),\"\",W59/'Historical scenario - input'!$D44),\"\")","v":0.23938718244023743}]
[{"$f":"IFERROR('Historical scenario - input'!A45,\"\")","v":6},{"$f":"IFERROR('Historical scenario - input'!B45,\"\")","v":"UNDERGROUND CABLES"},{"$f":"IFERROR('Historical scenario - input'!C45,\"\")","v":"˂ = 1 kv"},{"$f":"IFERROR(repcalc('Historical scenario - input'!$CV45:$GH45,'Historical scenario - input'!$G45,'Historical scenario - input'!$E45,'Historical scenario - input'!$F45,20,TRUE,TRUE),\"\")","v":128.5658985800805},165.1218594642217,211.90327306037233,271.78231806152934,348.37979058484797,446.20689688790031,570.81016838676862,728.91079229633976,928.52757615047187,1179.0712551240563,1491.3972981428817,1877.8051604151869,2351.9743884589948,2928.8322898442266,3624.3539964008414,4455.303356991596,5438.9315583085681,6592.6587503073461,7933.7710760955342,9479.1701064973349,{"$f":"IFERROR(IF(OR(D60=\"\",'Historical scenario - input'!$D45=\"\"),\"\",D60/'Historical scenario - input'!$D45),\"\")","v":4.5046749683523457E-2},{"$f":"IFERROR(IF(OR(E60=\"\",'Historical scenario - input'!$D45=\"\"),\"\",E60/'Historical scenario - input'!$D45),\"\")","v":5.7855178960458643E-2},{"$f":"IFERROR(IF(OR(F60=\"\",'Historical scenario - input'!$D45=\"\"),\"\",F60/'Historical scenario - input'!$D45),\"\")","v":7.4246388848783443E-2},{"$f":"IFERROR(IF(OR(G60=\"\",'Historical scenario - input'!$D45=\"\"),\"\",G60/'Historical scenario - input'!$D45),\"\")","v":9.5226729524234319E-2},{"$f":"IFERROR(IF(OR(H60=\"\",'Historical scenario - input'!$D45=\"\"),\"\",H60/'Historical scenario - input'!$D45),\"\")","v":0.12206485074655278},{"$f":"IFERROR(IF(OR(I60=\"\",'Historical scenario - input'!$D45=\"\"),\"\",I60/'Historical scenario - input'!$D45),\"\")","v":0.15634138300407172},{"$f":"IFERROR(IF(OR(J60=\"\",'Historical scenario - input'!$D45=\"\"),\"\",J60/'Historical scenario - input'!$D45),\"\")","v":0.19999971264629371},{"$f":"IFERROR(IF(OR(K60=\"\",'Historical scenario - input'!$D45=\"\"),\"\",K60/'Historical scenario - input'!$D45),\"\")","v":0.25539480036955392},{"$f":"IFERROR(IF(OR(L60=\"\",'Historical scenario - input'!$D45=\"\"),\"\",L60/'Historical scenario - input'!$D45),\"\")","v":0.32533626536313576},{"$f":"IFERROR(IF(OR(M60=\"\",'Historical scenario - input'!$D45=\"\"),\"\",M60/'Historical scenario - input'!$D45),\"\")","v":0.41312142858417633},{"$f":"IFERROR(IF(OR(N60=\"\",'Historical scenario - input'!$D45=\"\"),\"\",N60/'Historical scenario - input'!$D45),\"\")","v":0.52255381489267327},{"$f":"IFERROR(IF(OR(O60=\"\",'Historical scenario - input'!$D45=\"\"),\"\",O60/'Historical scenario - input'!$D45),\"\")","v":0.65794289115447779},{"$f":"IFERROR(IF(OR(P60=\"\",'Historical scenario - input'!$D45=\"\"),\"\",P60/'Historical scenario - input'!$D45),\"\")","v":0.82408167880518968},{"$f":"IFERROR(IF(OR(Q60=\"\",'Historical scenario - input'!$D45=\"\"),\"\",Q60/'Historical scenario - input'!$D45),\"\")","v":1.0262003881492343},{"$f":"IFERROR(IF(OR(R60=\"\",'Historical scenario - input'!$D45=\"\"),\"\",R60/'Historical scenario - input'!$D45),\"\")","v":1.2698963647708854},{"$f":"IFERROR(IF(OR(S60=\"\",'Historical scenario - input'!$D45=\"\"),\"\",S60/'Historical scenario - input'!$D45),\"\")","v":1.5610433038863181},{"$f":"IFERROR(IF(OR(T60=\"\",'Historical scenario - input'!$D45=\"\"),\"\",T60/'Historical scenario - input'!$D45),\"\")","v":1.9056856534964748},{"$f":"IFERROR(IF(OR(U60=\"\",'Historical scenario - input'!$D45=\"\"),\"\",U60/'Historical scenario - input'!$D45),\"\")","v":2.3099270627273332},{"$f":"IFERROR(IF(OR(V60=\"\",'Historical scenario - input'!$D45=\"\"),\"\",V60/'Historical scenario - input'!$D45),\"\")","v":2.7798242275625236},{"$f":"IFERROR(IF(OR(W60=\"\",'Historical scenario - input'!$D45=\"\"),\"\",W60/'Historical scenario - input'!$D45),\"\")","v":3.3212990980571142}]
[{"$f":"IFERROR('Historical scenario - input'!A46,\"\")","v":6},{"$f":"IFERROR('Historical scenario - input'!B46,\"\")","v":"UNDERGROUND CABLES"},{"$f":"IFERROR('Historical scenario - input'!C46,\"\")","v":"> 1 kv & < = 11 kv"},{"$f":"IFERROR(repcalc('Historical scenario - input'!$CV46:$GH46,'Historical scenario - input'!$G46,'Historical scenario - input'!$E46,'Historical scenario - input'!$F46,20,TRUE,TRUE),\"\")","v":1.0529821176858996},1.5285791580232717,2.1925862361087658,3.1077376862183437,4.3527873370699997,6.0247933849125674,8.2410910134034605,11.140682742785172,14.884735156098879,19.655849986926757,25.655788008978316,33.101375559178202,42.218423256879596,53.233637546710852,66.364704756162823,81.808963287406215,99.731332800803955,120.25241238457956,143.43785943420028,169.29028142823097,{"$f":"IFERROR(IF(OR(D61=\"\",'Historical scenario - input'!$D46=\"\"),\"\",D61/'Historical scenario - input'!$D46),\"\")","v":3.6894248319726912E-4},{"$f":"IFERROR(IF(OR(E61=\"\",'Historical scenario - input'!$D46=\"\"),\"\",E61/'Historical scenario - input'!$D46),\"\")","v":5.3558154583297781E-4},{"$f":"IFERROR(IF(OR(F61=\"\",'Historical scenario - input'!$D46=\"\"),\"\",F61/'Historical scenario - input'!$D46),\"\")","v":7.6823546856797135E-4},{"$f":"IFERROR(IF(OR(G61=\"\",'Historical scenario - input'!$D46=\"\"),\"\",G61/'Historical scenario - input'!$D46),\"\")","v":1.0888850245614051E-3},{"$f":"IFERROR(IF(OR(H61=\"\",'Historical scenario - input'!$D46=\"\"),\"\",H61/'Historical scenario - input'!$D46),\"\")","v":1.5251238762701155E-3},{"$f":"IFERROR(IF(OR(I61=\"\",'Historical scenario - input'!$D46=\"\"),\"\",I61/'Historical scenario - input'!$D46),\"\")","v":2.1109591462627063E-3},{"$f":"IFERROR(IF(OR(J61=\"\",'Historical scenario - input'!$D46=\"\"),\"\",J61/'Historical scenario - input'!$D46),\"\")","v":2.8875025811660911E-3},{"$f":"IFERROR(IF(OR(K61=\"\",'Historical scenario - input'!$D46=\"\"),\"\",K61/'Historical scenario - input'!$D46),\"\")","v":3.9034577003730295E-3},{"$f":"IFERROR(IF(OR(L61=\"\",'Historical scenario - input'!$D46=\"\"),\"\",L61/'Historical scenario - input'!$D46),\"\")","v":5.2152938383165752E-3},{"$f":"IFERROR(IF(OR(M61=\"\",'Historical scenario - input'!$D46=\"\"),\"\",M61/'Historical scenario - input'!$D46),\"\")","v":6.8869907491562682E-3},{"$f":"IFERROR(IF(OR(N61=\"\",'Historical scenario - input'!$D46=\"\"),\"\",N61/'Historical scenario - input'!$D46),\"\")","v":8.9892411062185811E-3},{"$f":"IFERROR(IF(OR(O61=\"\",'Historical scenario - input'!$D46=\"\"),\"\",O61/'Historical scenario - input'!$D46),\"\")","v":1.1598016234964722E-2},{"$f":"IFERROR(IF(OR(P61=\"\",'Historical scenario - input'!$D46=\"\"),\"\",P61/'Historical scenario - input'!$D46),\"\")","v":1.4792435361863197E-2},{"$f":"IFERROR(IF(OR(Q61=\"\",'Historical scenario - input'!$D46=\"\"),\"\",Q61/'Historical scenario - input'!$D46),\"\")","v":1.8651931591458861E-2},{"$f":"IFERROR(IF(OR(R61=\"\",'Historical scenario - input'!$D46=\"\"),\"\",R61/'Historical scenario - input'!$D46),\"\")","v":2.3252777571571293E-2},{"$f":"IFERROR(IF(OR(S61=\"\",'Historical scenario - input'!$D46=\"\"),\"\",S61/'Historical scenario - input'!$D46),\"\")","v":2.8664116470830024E-2},{"$f":"IFERROR(IF(OR(T61=\"\",'Historical scenario - input'!$D46=\"\"),\"\",T61/'Historical scenario - input'!$D46),\"\")","v":3.4943732621941552E-2},{"$f":"IFERROR(IF(OR(U61=\"\",'Historical scenario - input'!$D46=\"\"),\"\",U61/'Historical scenario - input'!$D46),\"\")","v":4.2133881374102393E-2},{"$f":"IFERROR(IF(OR(V61=\"\",'Historical scenario - input'!$D46=\"\"),\"\",V61/'Historical scenario - input'!$D46),\"\")","v":5.0257567678789972E-2},{"$f":"IFERROR(IF(OR(W61=\"\",'Historical scenario - input'!$D46=\"\"),\"\",W61/'Historical scenario - input'!$D46),\"\")","v":5.9315705140898844E-2}]
[{"$f":"IFERROR('Historical scenario - input'!A47,\"\")","v":6},{"$f":"IFERROR('Historical scenario - input'!B47,\"\")","v":"UNDERGROUND CABLES"},{"$f":"IFERROR('Historical scenario - input'!C47,\"\")","v":"> 11 kv & < = 22 kv"},{"$f":"IFERROR(repcalc('Historical scenario - input'!$CV47:$GH47,'Historical scenario - input'!$G47,'Historical scenario - input'!$E47,'Historical scenario - input'!$F47,20,TRUE,TRUE),\"\")","v":269.9354490042324},325.0247211050513,390.25848740053152,467.20458580269474,557.57685738504529,663.22989331595363,786.15409407138179,928.47308473869077,1092.4456212031082,1280.4739639504407,1495.1203094242601,1739.1323202597218,2015.4781880201124,2327.3911125098666,2678.4226938989195,3072.5045689540138,3514.0176774672605,4007.8687434132494,4559.573757250756,5175.3482728167219,{"$f":"IFERROR(IF(OR(D62=\"\",'Historical scenario - input'!$D47=\"\"),\"\",D62/'Historical scenario - input'!$D47),\"\")","v":0.12819317723575649},{"$f":"IFERROR(IF(OR(E62=\"\",'Historical scenario - input'!$D47=\"\"),\"\",E62/'Historical scenario - input'!$D47),\"\")","v":0.15435524245638771},{"$f":"IFERROR(IF(OR(F62=\"\",'Historical scenario - input'!$D47=\"\"),\"\",F62/'Historical scenario - input'!$D47),\"\")","v":0.18533495925653756},{"$f":"IFERROR(IF(OR(G62=\"\",'Historical scenario - input'!$D47=\"\"),\"\",G62/'Historical scenario - input'!$D47),\"\")","v":0.22187689869596927},{"$f":"IFERROR(IF(OR(H62=\"\",'Historical scenario - input'!$D47=\"\"),\"\",H62/'Historical scenario - input'!$D47),\"\")","v":0.26479496918612022},{"$f":"IFERROR(IF(OR(I62=\"\",'Historical scenario - input'!$D47=\"\"),\"\",I62/'Historical scenario - input'!$D47),\"\")","v":0.31496992179256472},{"$f":"IFERROR(IF(OR(J62=\"\",'Historical scenario - input'!$D47=\"\"),\"\",J62/'Historical scenario - input'!$D47),\"\")","v":0.37334700383989983},{"$f":"IFERROR(IF(OR(K62=\"\",'Historical scenario - input'!$D47=\"\"),\"\",K62/'Historical scenario - input'!$D47),\"\")","v":0.44093473143155176},{"$f":"IFERROR(IF(OR(L62=\"\",'Historical scenario - input'!$D47=\"\"),\"\",L62/'Historical scenario - input'!$D47),\"\")","v":0.51880579470360844},{"$f":"IFERROR(IF(OR(M62=\"\",'Historical scenario - input'!$D47=\"\"),\"\",M62/'Historical scenario - input'!$D47),\"\")","v":0.608101034569553},{"$f":"IFERROR(IF(OR(N62=\"\",'Historical scenario - input'!$D47=\"\"),\"\",N62/'Historical scenario - input'!$D47),\"\")","v":0.71003724602246709},{"$f":"IFERROR(IF(OR(O62=\"\",'Historical scenario - input'!$D47=\"\"),\"\",O62/'Historical scenario - input'!$D47),\"\")","v":0.82591930252180901},{"$f":"IFERROR(IF(OR(P62=\"\",'Historical scenario - input'!$D47=\"\"),\"\",P62/'Historical scenario - input'!$D47),\"\")","v":0.95715680739513609},{"$f":"IFERROR(IF(OR(Q62=\"\",'Historical scenario - input'!$D47=\"\"),\"\",Q62/'Historical scenario - input'!$D47),\"\")","v":1.1052852172010348},{"$f":"IFERROR(IF(OR(R62=\"\",'Historical scenario - input'!$D47=\"\"),\"\",R62/'Historical scenario - input'!$D47),\"\")","v":1.2719911978136411},{"$f":"IFERROR(IF(OR(S62=\"\",'Historical scenario - input'!$D47=\"\"),\"\",S62/'Historical scenario - input'!$D47),\"\")","v":1.4591418956589799},{"$f":"IFERROR(IF(OR(T62=\"\",'Historical scenario - input'!$D47=\"\"),\"\",T62/'Historical scenario - input'!$D47),\"\")","v":1.6688178325555116},{"$f":"IFERROR(IF(OR(U62=\"\",'Historical scenario - input'!$D47=\"\"),\"\",U62/'Historical scenario - input'!$D47),\"\")","v":1.9033492268515191},{"$f":"IFERROR(IF(OR(V62=\"\",'Historical scenario - input'!$D47=\"\"),\"\",V62/'Historical scenario - input'!$D47),\"\")","v":2.1653556394276534},{"$f":"IFERROR(IF(OR(W62=\"\",'Historical scenario - input'!$D47=\"\"),\"\",W62/'Historical scenario - input'!$D47),\"\")","v":2.4577888559703696}]
[{"$f":"IFERROR('Historical scenario - input'!A48,\"\")","v":6},{"$f":"IFERROR('Historical scenario - input'!B48,\"\")","v":"UNDERGROUND CABLES"},{"$f":"IFERROR('Historical scenario - input'!C48,\"\")","v":"> 33 kv & < = 66 kv"},{"$f":"IFERROR(repcalc('Historical scenario - input'!$CV48:$GH48,'Historical scenario - input'!$G48,'Historical scenario - input'!$E48,'Historical scenario - input'!$F48,20,TRUE,TRUE),\"\")","v":180.38995456253531},164.96917533018774,164.10191200638931,175.90547303548539,197.38698743120827,224.7957866975469,254.04455897643507,281.20262217375347,303.03361617812504,317.51036180913076,324.21157019721142,324.50348437133312,321.43805133863856,319.34971727192442,323.1904916269857,337.69317253422656,366.48712643208665,411.30784160659164,471.44141035325799,543.52689963267539,{"$f":"IFERROR(IF(OR(D63=\"\",'Historical scenario - input'!$D48=\"\"),\"\",D63/'Historical scenario - input'!$D48),\"\")","v":0.10035642741998656},{"$f":"IFERROR(IF(OR(E63=\"\",'Historical scenario - input'!$D48=\"\"),\"\",E63/'Historical scenario - input'!$D48),\"\")","v":9.1777378129000511E-2},{"$f":"IFERROR(IF(OR(F63=\"\",'Historical scenario - input'!$D48=\"\"),\"\",F63/'Historical scenario - input'!$D48),\"\")","v":9.129489312023234E-2},{"$f":"IFERROR(IF(OR(G63=\"\",'Historical scenario - input'!$D48=\"\"),\"\",G63/'Historical scenario - input'!$D48),\"\")","v":9.7861573723853276E-2},{"$f":"IFERROR(IF(OR(H63=\"\",'Historical scenario - input'!$D48=\"\"),\"\",H63/'Historical scenario - input'!$D48),\"\")","v":0.10981239463044878},{"$f":"IFERROR(IF(OR(I63=\"\",'Historical scenario - input'!$D48=\"\"),\"\",I63/'Historical scenario - input'!$D48),\"\")","v":0.12506074468914194},{"$f":"IFERROR(IF(OR(J63=\"\",'Historical scenario - input'!$D48=\"\"),\"\",J63/'Historical scenario - input'!$D48),\"\")","v":0.14133272779068645},{"$f":"IFERROR(IF(OR(K63=\"\",'Historical scenario - input'!$D48=\"\"),\"\",K63/'Historical scenario - input'!$D48),\"\")","v":0.15644158573534686},{"$f":"IFERROR(IF(OR(L63=\"\",'Historical scenario - input'!$D48=\"\"),\"\",L63/'Historical scenario - input'!$D48),\"\")","v":0.16858683279535636},{"$f":"IFERROR(IF(OR(M63=\"\",'Historical scenario - input'!$D48=\"\"),\"\",M63/'Historical scenario - input'!$D48),\"\")","v":0.17664068743332059},{"$f":"IFERROR(IF(OR(N63=\"\",'Historical scenario - input'!$D48=\"\"),\"\",N63/'Historical scenario - input'!$D48),\"\")","v":0.1803687738162654},{"$f":"IFERROR(IF(OR(O63=\"\",'Historical scenario - input'!$D48=\"\"),\"\",O63/'Historical scenario - input'!$D48),\"\")","v":0.18053117456468376},{"$f":"IFERROR(IF(OR(P63=\"\",'Historical scenario - input'!$D48=\"\"),\"\",P63/'Historical scenario - input'!$D48),\"\")","v":0.17882578077819222},{"$f":"IFERROR(IF(OR(Q63=\"\",'Historical scenario - input'!$D48=\"\"),\"\",Q63/'Historical scenario - input'!$D48),\"\")","v":0.17766397691442867},{"$f":"IFERROR(IF(OR(R63=\"\",'Historical scenario - input'!$D48=\"\"),\"\",R63/'Historical scenario - input'!$D48),\"\")","v":0.17980071669982861},{"$f":"IFERROR(IF(OR(S63=\"\",'Historical scenario - input'!$D48=\"\"),\"\",S63/'Historical scenario - input'!$D48),\"\")","v":0.18786899992209743},{"$f":"IFERROR(IF(OR(T63=\"\",'Historical scenario - input'!$D48=\"\"),\"\",T63/'Historical scenario - input'!$D48),\"\")","v":0.20388795370193935},{"$f":"IFERROR(IF(OR(U63=\"\",'Historical scenario - input'!$D48=\"\"),\"\",U63/'Historical scenario - input'!$D48),\"\")","v":0.22882308304564553},{"$f":"IFERROR(IF(OR(V63=\"\",'Historical scenario - input'!$D48=\"\"),\"\",V63/'Historical scenario - input'!$D48),\"\")","v":0.26227721934755105},{"$f":"IFERROR(IF(OR(W63=\"\",'Historical scenario - input'!$D48=\"\"),\"\",W63/'Historical scenario - input'!$D48),\"\")","v":0.30238057316482914}]
[{"$f":"IFERROR('Historical scenario - input'!A49,\"\")","v":3},{"$f":"IFERROR('Historical scenario - input'!B49,\"\")","v":"SERVICE LINES"},{"$f":"IFERROR('Historical scenario - input'!C49,\"\")","v":"˂ = 11 kv ; residential ; simple type"},{"$f":"IFERROR(repcalc('Historical scenario - input'!$CV49:$GH49,'Historical scenario - input'!$G49,'Historical scenario - input'!$E49,'Historical scenario - input'!$F49,20,TRUE,TRUE),\"\")","v":6075.1754593570595},6370.01777446703,6659.0107887067979,6939.6864903534251,7209.6204659547884,7466.5873859971198,7708.7002014804511,7934.5182374473898,8143.1132553744474,8334.0873890549719,8507.5420436178247,8664.0018569695258,8804.3022495267796,8929.4526574818447,9040.4900945198551,9138.339121716208,9223.6945496211192,9296.9421626025924,9358.130343583849,9407.0016125712245,{"$f":"IFERROR(IF(OR(D64=\"\",'Historical scenario - input'!$D49=\"\"),\"\",D64/'Historical scenario - input'!$D49),\"\")","v":5432.2558005316287},{"$f":"IFERROR(IF(OR(E64=\"\",'Historical scenario - input'!$D49=\"\"),\"\",E64/'Historical scenario - input'!$D49),\"\")","v":5695.8957377175448},{"$f":"IFERROR(IF(OR(F64=\"\",'Historical scenario - input'!$D49=\"\"),\"\",F64/'Historical scenario - input'!$D49),\"\")","v":5954.305389985142},{"$f":"IFERROR(IF(OR(G64=\"\",'Historical scenario - input'!$D49=\"\"),\"\",G64/'Historical scenario - input'!$D49),\"\")","v":6205.2779287271815},{"$f":"IFERROR(IF(OR(H64=\"\",'Historical scenario - input'!$D49=\"\"),\"\",H64/'Historical scenario - input'!$D49),\"\")","v":6446.6455097182088},{"$f":"IFERROR(IF(OR(I64=\"\",'Historical scenario - input'!$D49=\"\"),\"\",I64/'Historical scenario - input'!$D49),\"\")","v":6676.4183041474962},{"$f":"IFERROR(IF(OR(J64=\"\",'Historical scenario - input'!$D49=\"\"),\"\",J64/'Historical scenario - input'!$D49),\"\")","v":6892.9089643911693},{"$f":"IFERROR(IF(OR(K64=\"\",'Historical scenario - input'!$D49=\"\"),\"\",K64/'Historical scenario - input'!$D49),\"\")","v":7094.8292782903645},{"$f":"IFERROR(IF(OR(L64=\"\",'Historical scenario - input'!$D49=\"\"),\"\",L64/'Historical scenario - input'!$D49),\"\")","v":7281.3492403354076},{"$f":"IFERROR(IF(OR(M64=\"\",'Historical scenario - input'!$D49=\"\"),\"\",M64/'Historical scenario - input'!$D49),\"\")","v":7452.1130894419694},{"$f":"IFERROR(IF(OR(N64=\"\",'Historical scenario - input'!$D49=\"\"),\"\",N64/'Historical scenario - input'!$D49),\"\")","v":7607.2114993038604},{"$f":"IFERROR(IF(OR(O64=\"\",'Historical scenario - input'!$D49=\"\"),\"\",O64/'Historical scenario - input'!$D49),\"\")","v":7747.1135867934991},{"$f":"IFERROR(IF(OR(P64=\"\",'Historical scenario - input'!$D49=\"\"),\"\",P64/'Historical scenario - input'!$D49),\"\")","v":7872.5663620071164},{"$f":"IFERROR(IF(OR(Q64=\"\",'Historical scenario - input'!$D49=\"\"),\"\",Q64/'Historical scenario - input'!$D49),\"\")","v":7984.4724351898576},{"$f":"IFERROR(IF(OR(R64=\"\",'Historical scenario - input'!$D49=\"\"),\"\",R64/'Historical scenario - input'!$D49),\"\")","v":8083.7590756270265},{"$f":"IFERROR(IF(OR(S64=\"\",'Historical scenario - input'!$D49=\"\"),\"\",S64/'Historical scenario - input'!$D49),\"\")","v":8171.2530005547551},{"$f":"IFERROR(IF(OR(T64=\"\",'Historical scenario - input'!$D49=\"\"),\"\",T64/'Historical scenario - input'!$D49),\"\")","v":8247.5754905709327},{"$f":"IFERROR(IF(OR(U64=\"\",'Historical scenario - input'!$D49=\"\"),\"\",U64/'Historical scenario - input'!$D49),\"\")","v":8313.0715035100911},{"$f":"IFERROR(IF(OR(V64=\"\",'Historical scenario - input'!$D49=\"\"),\"\",V64/'Historical scenario - input'!$D49),\"\")","v":8367.7843020593846},{"$f":"IFERROR(IF(OR(W64=\"\",'Historical scenario - input'!$D49=\"\"),\"\",W64/'Historical scenario - input'!$D49),\"\")","v":8411.4836546479764}]
[{"$f":"IFERROR('Historical scenario - input'!A50,\"\")","v":""},{"$f":"IFERROR('Historical scenario - input'!B50,\"\")","v":0},{"$f":"IFERROR('Historical scenario - input'!C50,\"\")","v":0},{"$f":"IFERROR(repcalc('Historical scenario - input'!$CV50:$GH50,'Historical scenario - input'!$G50,'Historical scenario - input'!$E50,'Historical scenario - input'!$F50,20,TRUE,TRUE),\"\")","v":0},0,0,0,0,0,0,0,0,0,0,0,0,0,0,0,0,0,0,0,{"$f":"IFERROR(IF(OR(D65=\"\",'Historical scenario - input'!$D50=\"\"),\"\",D65/'Historical scenario - input'!$D50),\"\")","v":""},{"$f":"IFERROR(IF(OR(E65=\"\",'Historical scenario - input'!$D50=\"\"),\"\",E65/'Historical scenario - input'!$D50),\"\")","v":""},{"$f":"IFERROR(IF(OR(F65=\"\",'Historical scenario - input'!$D50=\"\"),\"\",F65/'Historical scenario - input'!$D50),\"\")","v":""},{"$f":"IFERROR(IF(OR(G65=\"\",'Historical scenario - input'!$D50=\"\"),\"\",G65/'Historical scenario - input'!$D50),\"\")","v":""},{"$f":"IFERROR(IF(OR(H65=\"\",'Historical scenario - input'!$D50=\"\"),\"\",H65/'Historical scenario - input'!$D50),\"\")","v":""},{"$f":"IFERROR(IF(OR(I65=\"\",'Historical scenario - input'!$D50=\"\"),\"\",I65/'Historical scenario - input'!$D50),\"\")","v":""},{"$f":"IFERROR(IF(OR(J65=\"\",'Historical scenario - input'!$D50=\"\"),\"\",J65/'Historical scenario - input'!$D50),\"\")","v":""},{"$f":"IFERROR(IF(OR(K65=\"\",'Historical scenario - input'!$D50=\"\"),\"\",K65/'Historical scenario - input'!$D50),\"\")","v":""},{"$f":"IFERROR(IF(OR(L65=\"\",'Historical scenario - input'!$D50=\"\"),\"\",L65/'Historical scenario - input'!$D50),\"\")","v":""},{"$f":"IFERROR(IF(OR(M65=\"\",'Historical scenario - input'!$D50=\"\"),\"\",M65/'Historical scenario - input'!$D50),\"\")","v":""},{"$f":"IFERROR(IF(OR(N65=\"\",'Historical scenario - input'!$D50=\"\"),\"\",N65/'Historical scenario - input'!$D50),\"\")","v":""},{"$f":"IFERROR(IF(OR(O65=\"\",'Historical scenario - input'!$D50=\"\"),\"\",O65/'Historical scenario - input'!$D50),\"\")","v":""},{"$f":"IFERROR(IF(OR(P65=\"\",'Historical scenario - input'!$D50=\"\"),\"\",P65/'Historical scenario - input'!$D50),\"\")","v":""},{"$f":"IFERROR(IF(OR(Q65=\"\",'Historical scenario - input'!$D50=\"\"),\"\",Q65/'Historical scenario - input'!$D50),\"\")","v":""},{"$f":"IFERROR(IF(OR(R65=\"\",'Historical scenario - input'!$D50=\"\"),\"\",R65/'Historical scenario - input'!$D50),\"\")","v":""},{"$f":"IFERROR(IF(OR(S65=\"\",'Historical scenario - input'!$D50=\"\"),\"\",S65/'Historical scenario - input'!$D50),\"\")","v":""},{"$f":"IFERROR(IF(OR(T65=\"\",'Historical scenario - input'!$D50=\"\"),\"\",T65/'Historical scenario - input'!$D50),\"\")","v":""},{"$f":"IFERROR(IF(OR(U65=\"\",'Historical scenario - input'!$D50=\"\"),\"\",U65/'Historical scenario - input'!$D50),\"\")","v":""},{"$f":"IFERROR(IF(OR(V65=\"\",'Historical scenario - input'!$D50=\"\"),\"\",V65/'Historical scenario - input'!$D50),\"\")","v":""},{"$f":"IFERROR(IF(OR(W65=\"\",'Historical scenario - input'!$D50=\"\"),\"\",W65/'Historical scenario - input'!$D50),\"\")","v":""}]
[{"$f":"IFERROR('Historical scenario - input'!A51,\"\")","v":""},{"$f":"IFERROR('Historical scenario - input'!B51,\"\")","v":0},{"$f":"IFERROR('Historical scenario - input'!C51,\"\")","v":0},{"$f":"IFERROR(repcalc('Historical scenario - input'!$CV51:$GH51,'Historical scenario - input'!$G51,'Historical scenario - input'!$E51,'Historical scenario - input'!$F51,20,TRUE,TRUE),\"\")","v":0},0,0,0,0,0,0,0,0,0,0,0,0,0,0,0,0,0,0,0,{"$f":"IFERROR(IF(OR(D66=\"\",'Historical scenario - input'!$D51=\"\"),\"\",D66/'Historical scenario - input'!$D51),\"\")","v":""},{"$f":"IFERROR(IF(OR(E66=\"\",'Historical scenario - input'!$D51=\"\"),\"\",E66/'Historical scenario - input'!$D51),\"\")","v":""},{"$f":"IFERROR(IF(OR(F66=\"\",'Historical scenario - input'!$D51=\"\"),\"\",F66/'Historical scenario - input'!$D51),\"\")","v":""},{"$f":"IFERROR(IF(OR(G66=\"\",'Historical scenario - input'!$D51=\"\"),\"\",G66/'Historical scenario - input'!$D51),\"\")","v":""},{"$f":"IFERROR(IF(OR(H66=\"\",'Historical scenario - input'!$D51=\"\"),\"\",H66/'Historical scenario - input'!$D51),\"\")","v":""},{"$f":"IFERROR(IF(OR(I66=\"\",'Historical scenario - input'!$D51=\"\"),\"\",I66/'Historical scenario - input'!$D51),\"\")","v":""},{"$f":"IFERROR(IF(OR(J66=\"\",'Historical scenario - input'!$D51=\"\"),\"\",J66/'Historical scenario - input'!$D51),\"\")","v":""},{"$f":"IFERROR(IF(OR(K66=\"\",'Historical scenario - input'!$D51=\"\"),\"\",K66/'Historical scenario - input'!$D51),\"\")","v":""},{"$f":"IFERROR(IF(OR(L66=\"\",'Historical scenario - input'!$D51=\"\"),\"\",L66/'Historical scenario - input'!$D51),\"\")","v":""},{"$f":"IFERROR(IF(OR(M66=\"\",'Historical scenario - input'!$D51=\"\"),\"\",M66/'Historical scenario - input'!$D51),\"\")","v":""},{"$f":"IFERROR(IF(OR(N66=\"\",'Historical scenario - input'!$D51=\"\"),\"\",N66/'Historical scenario - input'!$D51),\"\")","v":""},{"$f":"IFERROR(IF(OR(O66=\"\",'Historical scenario - input'!$D51=\"\"),\"\",O66/'Historical scenario - input'!$D51),\"\")","v":""},{"$f":"IFERROR(IF(OR(P66=\"\",'Historical scenario - input'!$D51=\"\"),\"\",P66/'Historical scenario - input'!$D51),\"\")","v":""},{"$f":"IFERROR(IF(OR(Q66=\"\",'Historical scenario - input'!$D51=\"\"),\"\",Q66/'Historical scenario - input'!$D51),\"\")","v":""},{"$f":"IFERROR(IF(OR(R66=\"\",'Historical scenario - input'!$D51=\"\"),\"\",R66/'Historical scenario - input'!$D51),\"\")","v":""},{"$f":"IFERROR(IF(OR(S66=\"\",'Historical scenario - input'!$D51=\"\"),\"\",S66/'Historical scenario - input'!$D51),\"\")","v":""},{"$f":"IFERROR(IF(OR(T66=\"\",'Historical scenario - input'!$D51=\"\"),\"\",T66/'Historical scenario - input'!$D51),\"\")","v":""},{"$f":"IFERROR(IF(OR(U66=\"\",'Historical scenario - input'!$D51=\"\"),\"\",U66/'Historical scenario - input'!$D51),\"\")","v":""},{"$f":"IFERROR(IF(OR(V66=\"\",'Historical scenario - input'!$D51=\"\"),\"\",V66/'Historical scenario - input'!$D51),\"\")","v":""},{"$f":"IFERROR(IF(OR(W66=\"\",'Historical scenario - input'!$D51=\"\"),\"\",W66/'Historical scenario - input'!$D51),\"\")","v":""}]
[{"$f":"IFERROR('Historical scenario - input'!A52,\"\")","v":""},{"$f":"IFERROR('Historical scenario - input'!B52,\"\")","v":0},{"$f":"IFERROR('Historical scenario - input'!C52,\"\")","v":0},{"$f":"IFERROR(repcalc('Historical scenario - input'!$CV52:$GH52,'Historical scenario - input'!$G52,'Historical scenario - input'!$E52,'Historical scenario - input'!$F52,20,TRUE,TRUE),\"\")","v":0},0,0,0,0,0,0,0,0,0,0,0,0,0,0,0,0,0,0,0,{"$f":"IFERROR(IF(OR(D67=\"\",'Historical scenario - input'!$D52=\"\"),\"\",D67/'Historical scenario - input'!$D52),\"\")","v":""},{"$f":"IFERROR(IF(OR(E67=\"\",'Historical scenario - input'!$D52=\"\"),\"\",E67/'Historical scenario - input'!$D52),\"\")","v":""},{"$f":"IFERROR(IF(OR(F67=\"\",'Historical scenario - input'!$D52=\"\"),\"\",F67/'Historical scenario - input'!$D52),\"\")","v":""},{"$f":"IFERROR(IF(OR(G67=\"\",'Historical scenario - input'!$D52=\"\"),\"\",G67/'Historical scenario - input'!$D52),\"\")","v":""},{"$f":"IFERROR(IF(OR(H67=\"\",'Historical scenario - input'!$D52=\"\"),\"\",H67/'Historical scenario - input'!$D52),\"\")","v":""},{"$f":"IFERROR(IF(OR(I67=\"\",'Historical scenario - input'!$D52=\"\"),\"\",I67/'Historical scenario - input'!$D52),\"\")","v":""},{"$f":"IFERROR(IF(OR(J67=\"\",'Historical scenario - input'!$D52=\"\"),\"\",J67/'Historical scenario - input'!$D52),\"\")","v":""},{"$f":"IFERROR(IF(OR(K67=\"\",'Historical scenario - input'!$D52=\"\"),\"\",K67/'Historical scenario - input'!$D52),\"\")","v":""},{"$f":"IFERROR(IF(OR(L67=\"\",'Historical scenario - input'!$D52=\"\"),\"\",L67/'Historical scenario - input'!$D52),\"\")","v":""},{"$f":"IFERROR(IF(OR(M67=\"\",'Historical scenario - input'!$D52=\"\"),\"\",M67/'Historical scenario - input'!$D52),\"\")","v":""},{"$f":"IFERROR(IF(OR(N67=\"\",'Historical scenario - input'!$D52=\"\"),\"\",N67/'Historical scenario - input'!$D52),\"\")","v":""},{"$f":"IFERROR(IF(OR(O67=\"\",'Historical scenario - input'!$D52=\"\"),\"\",O67/'Historical scenario - input'!$D52),\"\")","v":""},{"$f":"IFERROR(IF(OR(P67=\"\",'Historical scenario - input'!$D52=\"\"),\"\",P67/'Historical scenario - input'!$D52),\"\")","v":""},{"$f":"IFERROR(IF(OR(Q67=\"\",'Historical scenario - input'!$D52=\"\"),\"\",Q67/'Historical scenario - input'!$D52),\"\")","v":""},{"$f":"IFERROR(IF(OR(R67=\"\",'Historical scenario - input'!$D52=\"\"),\"\",R67/'Historical scenario - input'!$D52),\"\")","v":""},{"$f":"IFERROR(IF(OR(S67=\"\",'Historical scenario - input'!$D52=\"\"),\"\",S67/'Historical scenario - input'!$D52),\"\")","v":""},{"$f":"IFERROR(IF(OR(T67=\"\",'Historical scenario - input'!$D52=\"\"),\"\",T67/'Historical scenario - input'!$D52),\"\")","v":""},{"$f":"IFERROR(IF(OR(U67=\"\",'Historical scenario - input'!$D52=\"\"),\"\",U67/'Historical scenario - input'!$D52),\"\")","v":""},{"$f":"IFERROR(IF(OR(V67=\"\",'Historical scenario - input'!$D52=\"\"),\"\",V67/'Historical scenario - input'!$D52),\"\")","v":""},{"$f":"IFERROR(IF(OR(W67=\"\",'Historical scenario - input'!$D52=\"\"),\"\",W67/'Historical scenario - input'!$D52),\"\")","v":""}]
[{"$f":"IFERROR('Historical scenario - input'!A53,\"\")","v":""},{"$f":"IFERROR('Historical scenario - input'!B53,\"\")","v":0},{"$f":"IFERROR('Historical scenario - input'!C53,\"\")","v":0},{"$f":"IFERROR(repcalc('Historical scenario - input'!$CV53:$GH53,'Historical scenario - input'!$G53,'Historical scenario - input'!$E53,'Historical scenario - input'!$F53,20,TRUE,TRUE),\"\")","v":0},0,0,0,0,0,0,0,0,0,0,0,0,0,0,0,0,0,0,0,{"$f":"IFERROR(IF(OR(D68=\"\",'Historical scenario - input'!$D53=\"\"),\"\",D68/'Historical scenario - input'!$D53),\"\")","v":""},{"$f":"IFERROR(IF(OR(E68=\"\",'Historical scenario - input'!$D53=\"\"),\"\",E68/'Historical scenario - input'!$D53),\"\")","v":""},{"$f":"IFERROR(IF(OR(F68=\"\",'Historical scenario - input'!$D53=\"\"),\"\",F68/'Historical scenario - input'!$D53),\"\")","v":""},{"$f":"IFERROR(IF(OR(G68=\"\",'Historical scenario - input'!$D53=\"\"),\"\",G68/'Historical scenario - input'!$D53),\"\")","v":""},{"$f":"IFERROR(IF(OR(H68=\"\",'Historical scenario - input'!$D53=\"\"),\"\",H68/'Historical scenario - input'!$D53),\"\")","v":""},{"$f":"IFERROR(IF(OR(I68=\"\",'Historical scenario - input'!$D53=\"\"),\"\",I68/'Historical scenario - input'!$D53),\"\")","v":""},{"$f":"IFERROR(IF(OR(J68=\"\",'Historical scenario - input'!$D53=\"\"),\"\",J68/'Historical scenario - input'!$D53),\"\")","v":""},{"$f":"IFERROR(IF(OR(K68=\"\",'Historical scenario - input'!$D53=\"\"),\"\",K68/'Historical scenario - input'!$D53),\"\")","v":""},{"$f":"IFERROR(IF(OR(L68=\"\",'Historical scenario - input'!$D53=\"\"),\"\",L68/'Historical scenario - input'!$D53),\"\")","v":""},{"$f":"IFERROR(IF(OR(M68=\"\",'Historical scenario - input'!$D53=\"\"),\"\",M68/'Historical scenario - input'!$D53),\"\")","v":""},{"$f":"IFERROR(IF(OR(N68=\"\",'Historical scenario - input'!$D53=\"\"),\"\",N68/'Historical scenario - input'!$D53),\"\")","v":""},{"$f":"IFERROR(IF(OR(O68=\"\",'Historical scenario - input'!$D53=\"\"),\"\",O68/'Historical scenario - input'!$D53),\"\")","v":""},{"$f":"IFERROR(IF(OR(P68=\"\",'Historical scenario - input'!$D53=\"\"),\"\",P68/'Historical scenario - input'!$D53),\"\")","v":""},{"$f":"IFERROR(IF(OR(Q68=\"\",'Historical scenario - input'!$D53=\"\"),\"\",Q68/'Historical scenario - input'!$D53),\"\")","v":""},{"$f":"IFERROR(IF(OR(R68=\"\",'Historical scenario - input'!$D53=\"\"),\"\",R68/'Historical scenario - input'!$D53),\"\")","v":""},{"$f":"IFERROR(IF(OR(S68=\"\",'Historical scenario - input'!$D53=\"\"),\"\",S68/'Historical scenario - input'!$D53),\"\")","v":""},{"$f":"IFERROR(IF(OR(T68=\"\",'Historical scenario - input'!$D53=\"\"),\"\",T68/'Historical scenario - input'!$D53),\"\")","v":""},{"$f":"IFERROR(IF(OR(U68=\"\",'Historical scenario - input'!$D53=\"\"),\"\",U68/'Historical scenario - input'!$D53),\"\")","v":""},{"$f":"IFERROR(IF(OR(V68=\"\",'Historical scenario - input'!$D53=\"\"),\"\",V68/'Historical scenario - input'!$D53),\"\")","v":""},{"$f":"IFERROR(IF(OR(W68=\"\",'Historical scenario - input'!$D53=\"\"),\"\",W68/'Historical scenario - input'!$D53),\"\")","v":""}]
[{"$f":"IFERROR('Historical scenario - input'!A54,\"\")","v":""},{"$f":"IFERROR('Historical scenario - input'!B54,\"\")","v":0},{"$f":"IFERROR('Historical scenario - input'!C54,\"\")","v":0},{"$f":"IFERROR(repcalc('Historical scenario - input'!$CV54:$GH54,'Historical scenario - input'!$G54,'Historical scenario - input'!$E54,'Historical scenario - input'!$F54,20,TRUE,TRUE),\"\")","v":0},0,0,0,0,0,0,0,0,0,0,0,0,0,0,0,0,0,0,0,{"$f":"IFERROR(IF(OR(D69=\"\",'Historical scenario - input'!$D54=\"\"),\"\",D69/'Historical scenario - input'!$D54),\"\")","v":""},{"$f":"IFERROR(IF(OR(E69=\"\",'Historical scenario - input'!$D54=\"\"),\"\",E69/'Historical scenario - input'!$D54),\"\")","v":""},{"$f":"IFERROR(IF(OR(F69=\"\",'Historical scenario - input'!$D54=\"\"),\"\",F69/'Historical scenario - input'!$D54),\"\")","v":""},{"$f":"IFERROR(IF(OR(G69=\"\",'Historical scenario - input'!$D54=\"\"),\"\",G69/'Historical scenario - input'!$D54),\"\")","v":""},{"$f":"IFERROR(IF(OR(H69=\"\",'Historical scenario - input'!$D54=\"\"),\"\",H69/'Historical scenario - input'!$D54),\"\")","v":""},{"$f":"IFERROR(IF(OR(I69=\"\",'Historical scenario - input'!$D54=\"\"),\"\",I69/'Historical scenario - input'!$D54),\"\")","v":""},{"$f":"IFERROR(IF(OR(J69=\"\",'Historical scenario - input'!$D54=\"\"),\"\",J69/'Historical scenario - input'!$D54),\"\")","v":""},{"$f":"IFERROR(IF(OR(K69=\"\",'Historical scenario - input'!$D54=\"\"),\"\",K69/'Historical scenario - input'!$D54),\"\")","v":""},{"$f":"IFERROR(IF(OR(L69=\"\",'Historical scenario - input'!$D54=\"\"),\"\",L69/'Historical scenario - input'!$D54),\"\")","v":""},{"$f":"IFERROR(IF(OR(M69=\"\",'Historical scenario - input'!$D54=\"\"),\"\",M69/'Historical scenario - input'!$D54),\"\")","v":""},{"$f":"IFERROR(IF(OR(N69=\"\",'Historical scenario - input'!$D54=\"\"),\"\",N69/'Historical scenario - input'!$D54),\"\")","v":""},{"$f":"IFERROR(IF(OR(O69=\"\",'Historical scenario - input'!$D54=\"\"),\"\",O69/'Historical scenario - input'!$D54),\"\")","v":""},{"$f":"IFERROR(IF(OR(P69=\"\",'Historical scenario - input'!$D54=\"\"),\"\",P69/'Historical scenario - input'!$D54),\"\")","v":""},{"$f":"IFERROR(IF(OR(Q69=\"\",'Historical scenario - input'!$D54=\"\"),\"\",Q69/'Historical scenario - input'!$D54),\"\")","v":""},{"$f":"IFERROR(IF(OR(R69=\"\",'Historical scenario - input'!$D54=\"\"),\"\",R69/'Historical scenario - input'!$D54),\"\")","v":""},{"$f":"IFERROR(IF(OR(S69=\"\",'Historical scenario - input'!$D54=\"\"),\"\",S69/'Historical scenario - input'!$D54),\"\")","v":""},{"$f":"IFERROR(IF(OR(T69=\"\",'Historical scenario - input'!$D54=\"\"),\"\",T69/'Historical scenario - input'!$D54),\"\")","v":""},{"$f":"IFERROR(IF(OR(U69=\"\",'Historical scenario - input'!$D54=\"\"),\"\",U69/'Historical scenario - input'!$D54),\"\")","v":""},{"$f":"IFERROR(IF(OR(V69=\"\",'Historical scenario - input'!$D54=\"\"),\"\",V69/'Historical scenario - input'!$D54),\"\")","v":""},{"$f":"IFERROR(IF(OR(W69=\"\",'Historical scenario - input'!$D54=\"\"),\"\",W69/'Historical scenario - input'!$D54),\"\")","v":""}]
[{"$f":"IFERROR('Historical scenario - input'!A55,\"\")","v":""},{"$f":"IFERROR('Historical scenario - input'!B55,\"\")","v":0},{"$f":"IFERROR('Historical scenario - input'!C55,\"\")","v":0},{"$f":"IFERROR(repcalc('Historical scenario - input'!$CV55:$GH55,'Historical scenario - input'!$G55,'Historical scenario - input'!$E55,'Historical scenario - input'!$F55,20,TRUE,TRUE),\"\")","v":0},0,0,0,0,0,0,0,0,0,0,0,0,0,0,0,0,0,0,0,{"$f":"IFERROR(IF(OR(D70=\"\",'Historical scenario - input'!$D55=\"\"),\"\",D70/'Historical scenario - input'!$D55),\"\")","v":""},{"$f":"IFERROR(IF(OR(E70=\"\",'Historical scenario - input'!$D55=\"\"),\"\",E70/'Historical scenario - input'!$D55),\"\")","v":""},{"$f":"IFERROR(IF(OR(F70=\"\",'Historical scenario - input'!$D55=\"\"),\"\",F70/'Historical scenario - input'!$D55),\"\")","v":""},{"$f":"IFERROR(IF(OR(G70=\"\",'Historical scenario - input'!$D55=\"\"),\"\",G70/'Historical scenario - input'!$D55),\"\")","v":""},{"$f":"IFERROR(IF(OR(H70=\"\",'Historical scenario - input'!$D55=\"\"),\"\",H70/'Historical scenario - input'!$D55),\"\")","v":""},{"$f":"IFERROR(IF(OR(I70=\"\",'Historical scenario - input'!$D55=\"\"),\"\",I70/'Historical scenario - input'!$D55),\"\")","v":""},{"$f":"IFERROR(IF(OR(J70=\"\",'Historical scenario - input'!$D55=\"\"),\"\",J70/'Historical scenario - input'!$D55),\"\")","v":""},{"$f":"IFERROR(IF(OR(K70=\"\",'Historical scenario - input'!$D55=\"\"),\"\",K70/'Historical scenario - input'!$D55),\"\")","v":""},{"$f":"IFERROR(IF(OR(L70=\"\",'Historical scenario - input'!$D55=\"\"),\"\",L70/'Historical scenario - input'!$D55),\"\")","v":""},{"$f":"IFERROR(IF(OR(M70=\"\",'Historical scenario - input'!$D55=\"\"),\"\",M70/'Historical scenario - input'!$D55),\"\")","v":""},{"$f":"IFERROR(IF(OR(N70=\"\",'Historical scenario - input'!$D55=\"\"),\"\",N70/'Historical scenario - input'!$D55),\"\")","v":""},{"$f":"IFERROR(IF(OR(O70=\"\",'Historical scenario - input'!$D55=\"\"),\"\",O70/'Historical scenario - input'!$D55),\"\")","v":""},{"$f":"IFERROR(IF(OR(P70=\"\",'Historical scenario - input'!$D55=\"\"),\"\",P70/'Historical scenario - input'!$D55),\"\")","v":""},{"$f":"IFERROR(IF(OR(Q70=\"\",'Historical scenario - input'!$D55=\"\"),\"\",Q70/'Historical scenario - input'!$D55),\"\")","v":""},{"$f":"IFERROR(IF(OR(R70=\"\",'Historical scenario - input'!$D55=\"\"),\"\",R70/'Historical scenario - input'!$D55),\"\")","v":""},{"$f":"IFERROR(IF(OR(S70=\"\",'Historical scenario - input'!$D55=\"\"),\"\",S70/'Historical scenario - input'!$D55),\"\")","v":""},{"$f":"IFERROR(IF(OR(T70=\"\",'Historical scenario - input'!$D55=\"\"),\"\",T70/'Historical scenario - input'!$D55),\"\")","v":""},{"$f":"IFERROR(IF(OR(U70=\"\",'Historical scenario - input'!$D55=\"\"),\"\",U70/'Historical scenario - input'!$D55),\"\")","v":""},{"$f":"IFERROR(IF(OR(V70=\"\",'Historical scenario - input'!$D55=\"\"),\"\",V70/'Historical scenario - input'!$D55),\"\")","v":""},{"$f":"IFERROR(IF(OR(W70=\"\",'Historical scenario - input'!$D55=\"\"),\"\",W70/'Historical scenario - input'!$D55),\"\")","v":""}]
[{"$f":"IFERROR('Historical scenario - input'!A56,\"\")","v":""},{"$f":"IFERROR('Historical scenario - input'!B56,\"\")","v":0},{"$f":"IFERROR('Historical scenario - input'!C56,\"\")","v":0},{"$f":"IFERROR(repcalc('Historical scenario - input'!$CV56:$GH56,'Historical scenario - input'!$G56,'Historical scenario - input'!$E56,'Historical scenario - input'!$F56,20,TRUE,TRUE),\"\")","v":0},0,0,0,0,0,0,0,0,0,0,0,0,0,0,0,0,0,0,0,{"$f":"IFERROR(IF(OR(D71=\"\",'Historical scenario - input'!$D56=\"\"),\"\",D71/'Historical scenario - input'!$D56),\"\")","v":""},{"$f":"IFERROR(IF(OR(E71=\"\",'Historical scenario - input'!$D56=\"\"),\"\",E71/'Historical scenario - input'!$D56),\"\")","v":""},{"$f":"IFERROR(IF(OR(F71=\"\",'Historical scenario - input'!$D56=\"\"),\"\",F71/'Historical scenario - input'!$D56),\"\")","v":""},{"$f":"IFERROR(IF(OR(G71=\"\",'Historical scenario - input'!$D56=\"\"),\"\",G71/'Historical scenario - input'!$D56),\"\")","v":""},{"$f":"IFERROR(IF(OR(H71=\"\",'Historical scenario - input'!$D56=\"\"),\"\",H71/'Historical scenario - input'!$D56),\"\")","v":""},{"$f":"IFERROR(IF(OR(I71=\"\",'Historical scenario - input'!$D56=\"\"),\"\",I71/'Historical scenario - input'!$D56),\"\")","v":""},{"$f":"IFERROR(IF(OR(J71=\"\",'Historical scenario - input'!$D56=\"\"),\"\",J71/'Historical scenario - input'!$D56),\"\")","v":""},{"$f":"IFERROR(IF(OR(K71=\"\",'Historical scenario - input'!$D56=\"\"),\"\",K71/'Historical scenario - input'!$D56),\"\")","v":""},{"$f":"IFERROR(IF(OR(L71=\"\",'Historical scenario - input'!$D56=\"\"),\"\",L71/'Historical scenario - input'!$D56),\"\")","v":""},{"$f":"IFERROR(IF(OR(M71=\"\",'Historical scenario - input'!$D56=\"\"),\"\",M71/'Historical scenario - input'!$D56),\"\")","v":""},{"$f":"IFERROR(IF(OR(N71=\"\",'Historical scenario - input'!$D56=\"\"),\"\",N71/'Historical scenario - input'!$D56),\"\")","v":""},{"$f":"IFERROR(IF(OR(O71=\"\",'Historical scenario - input'!$D56=\"\"),\"\",O71/'Historical scenario - input'!$D56),\"\")","v":""},{"$f":"IFERROR(IF(OR(P71=\"\",'Historical scenario - input'!$D56=\"\"),\"\",P71/'Historical scenario - input'!$D56),\"\")","v":""},{"$f":"IFERROR(IF(OR(Q71=\"\",'Historical scenario - input'!$D56=\"\"),\"\",Q71/'Historical scenario - input'!$D56),\"\")","v":""},{"$f":"IFERROR(IF(OR(R71=\"\",'Historical scenario - input'!$D56=\"\"),\"\",R71/'Historical scenario - input'!$D56),\"\")","v":""},{"$f":"IFERROR(IF(OR(S71=\"\",'Historical scenario - input'!$D56=\"\"),\"\",S71/'Historical scenario - input'!$D56),\"\")","v":""},{"$f":"IFERROR(IF(OR(T71=\"\",'Historical scenario - input'!$D56=\"\"),\"\",T71/'Historical scenario - input'!$D56),\"\")","v":""},{"$f":"IFERROR(IF(OR(U71=\"\",'Historical scenario - input'!$D56=\"\"),\"\",U71/'Historical scenario - input'!$D56),\"\")","v":""},{"$f":"IFERROR(IF(OR(V71=\"\",'Historical scenario - input'!$D56=\"\"),\"\",V71/'Historical scenario - input'!$D56),\"\")","v":""},{"$f":"IFERROR(IF(OR(W71=\"\",'Historical scenario - input'!$D56=\"\"),\"\",W71/'Historical scenario - input'!$D56),\"\")","v":""}]
[{"$f":"IFERROR('Historical scenario - input'!A57,\"\")","v":""},{"$f":"IFERROR('Historical scenario - input'!B57,\"\")","v":0},{"$f":"IFERROR('Historical scenario - input'!C57,\"\")","v":0},{"$f":"IFERROR(repcalc('Historical scenario - input'!$CV57:$GH57,'Historical scenario - input'!$G57,'Historical scenario - input'!$E57,'Historical scenario - input'!$F57,20,TRUE,TRUE),\"\")","v":""},"","","","","","","","","","","","","","","","","","","",{"$f":"IFERROR(IF(OR(D72=\"\",'Historical scenario - input'!$D57=\"\"),\"\",D72/'Historical scenario - input'!$D57),\"\")","v":""},{"$f":"IFERROR(IF(OR(E72=\"\",'Historical scenario - input'!$D57=\"\"),\"\",E72/'Historical scenario - input'!$D57),\"\")","v":""},{"$f":"IFERROR(IF(OR(F72=\"\",'Historical scenario - input'!$D57=\"\"),\"\",F72/'Historical scenario - input'!$D57),\"\")","v":""},{"$f":"IFERROR(IF(OR(G72=\"\",'Historical scenario - input'!$D57=\"\"),\"\",G72/'Historical scenario - input'!$D57),\"\")","v":""},{"$f":"IFERROR(IF(OR(H72=\"\",'Historical scenario - input'!$D57=\"\"),\"\",H72/'Historical scenario - input'!$D57),\"\")","v":""},{"$f":"IFERROR(IF(OR(I72=\"\",'Historical scenario - input'!$D57=\"\"),\"\",I72/'Historical scenario - input'!$D57),\"\")","v":""},{"$f":"IFERROR(IF(OR(J72=\"\",'Historical scenario - input'!$D57=\"\"),\"\",J72/'Historical scenario - input'!$D57),\"\")","v":""},{"$f":"IFERROR(IF(OR(K72=\"\",'Historical scenario - input'!$D57=\"\"),\"\",K72/'Historical scenario - input'!$D57),\"\")","v":""},{"$f":"IFERROR(IF(OR(L72=\"\",'Historical scenario - input'!$D57=\"\"),\"\",L72/'Historical scenario - input'!$D57),\"\")","v":""},{"$f":"IFERROR(IF(OR(M72=\"\",'Historical scenario - input'!$D57=\"\"),\"\",M72/'Historical scenario - input'!$D57),\"\")","v":""},{"$f":"IFERROR(IF(OR(N72=\"\",'Historical scenario - input'!$D57=\"\"),\"\",N72/'Historical scenario - input'!$D57),\"\")","v":""},{"$f":"IFERROR(IF(OR(O72=\"\",'Historical scenario - input'!$D57=\"\"),\"\",O72/'Historical scenario - input'!$D57),\"\")","v":""},{"$f":"IFERROR(IF(OR(P72=\"\",'Historical scenario - input'!$D57=\"\"),\"\",P72/'Historical scenario - input'!$D57),\"\")","v":""},{"$f":"IFERROR(IF(OR(Q72=\"\",'Historical scenario - input'!$D57=\"\"),\"\",Q72/'Historical scenario - input'!$D57),\"\")","v":""},{"$f":"IFERROR(IF(OR(R72=\"\",'Historical scenario - input'!$D57=\"\"),\"\",R72/'Historical scenario - input'!$D57),\"\")","v":""},{"$f":"IFERROR(IF(OR(S72=\"\",'Historical scenario - input'!$D57=\"\"),\"\",S72/'Historical scenario - input'!$D57),\"\")","v":""},{"$f":"IFERROR(IF(OR(T72=\"\",'Historical scenario - input'!$D57=\"\"),\"\",T72/'Historical scenario - input'!$D57),\"\")","v":""},{"$f":"IFERROR(IF(OR(U72=\"\",'Historical scenario - input'!$D57=\"\"),\"\",U72/'Historical scenario - input'!$D57),\"\")","v":""},{"$f":"IFERROR(IF(OR(V72=\"\",'Historical scenario - input'!$D57=\"\"),\"\",V72/'Historical scenario - input'!$D57),\"\")","v":""},{"$f":"IFERROR(IF(OR(W72=\"\",'Historical scenario - input'!$D57=\"\"),\"\",W72/'Historical scenario - input'!$D57),\"\")","v":""}]
[{"$f":"IFERROR('Historical scenario - input'!A58,\"\")","v":""},{"$f":"IFERROR('Historical scenario - input'!B58,\"\")","v":0},{"$f":"IFERROR('Historical scenario - input'!C58,\"\")","v":0},{"$f":"IFERROR(repcalc('Historical scenario - input'!$CV58:$GH58,'Historical scenario - input'!$G58,'Historical scenario - input'!$E58,'Historical scenario - input'!$F58,20,TRUE,TRUE),\"\")","v":""},"","","","","","","","","","","","","","","","","","","",{"$f":"IFERROR(IF(OR(D73=\"\",'Historical scenario - input'!$D58=\"\"),\"\",D73/'Historical scenario - input'!$D58),\"\")","v":""},{"$f":"IFERROR(IF(OR(E73=\"\",'Historical scenario - input'!$D58=\"\"),\"\",E73/'Historical scenario - input'!$D58),\"\")","v":""},{"$f":"IFERROR(IF(OR(F73=\"\",'Historical scenario - input'!$D58=\"\"),\"\",F73/'Historical scenario - input'!$D58),\"\")","v":""},{"$f":"IFERROR(IF(OR(G73=\"\",'Historical scenario - input'!$D58=\"\"),\"\",G73/'Historical scenario - input'!$D58),\"\")","v":""},{"$f":"IFERROR(IF(OR(H73=\"\",'Historical scenario - input'!$D58=\"\"),\"\",H73/'Historical scenario - input'!$D58),\"\")","v":""},{"$f":"IFERROR(IF(OR(I73=\"\",'Historical scenario - input'!$D58=\"\"),\"\",I73/'Historical scenario - input'!$D58),\"\")","v":""},{"$f":"IFERROR(IF(OR(J73=\"\",'Historical scenario - input'!$D58=\"\"),\"\",J73/'Historical scenario - input'!$D58),\"\")","v":""},{"$f":"IFERROR(IF(OR(K73=\"\",'Historical scenario - input'!$D58=\"\"),\"\",K73/'Historical scenario - input'!$D58),\"\")","v":""},{"$f":"IFERROR(IF(OR(L73=\"\",'Historical scenario - input'!$D58=\"\"),\"\",L73/'Historical scenario - input'!$D58),\"\")","v":""},{"$f":"IFERROR(IF(OR(M73=\"\",'Historical scenario - input'!$D58=\"\"),\"\",M73/'Historical scenario - input'!$D58),\"\")","v":""},{"$f":"IFERROR(IF(OR(N73=\"\",'Historical scenario - input'!$D58=\"\"),\"\",N73/'Historical scenario - input'!$D58),\"\")","v":""},{"$f":"IFERROR(IF(OR(O73=\"\",'Historical scenario - input'!$D58=\"\"),\"\",O73/'Historical scenario - input'!$D58),\"\")","v":""},{"$f":"IFERROR(IF(OR(P73=\"\",'Historical scenario - input'!$D58=\"\"),\"\",P73/'Historical scenario - input'!$D58),\"\")","v":""},{"$f":"IFERROR(IF(OR(Q73=\"\",'Historical scenario - input'!$D58=\"\"),\"\",Q73/'Historical scenario - input'!$D58),\"\")","v":""},{"$f":"IFERROR(IF(OR(R73=\"\",'Historical scenario - input'!$D58=\"\"),\"\",R73/'Historical scenario - input'!$D58),\"\")","v":""},{"$f":"IFERROR(IF(OR(S73=\"\",'Historical scenario - input'!$D58=\"\"),\"\",S73/'Historical scenario - input'!$D58),\"\")","v":""},{"$f":"IFERROR(IF(OR(T73=\"\",'Historical scenario - input'!$D58=\"\"),\"\",T73/'Historical scenario - input'!$D58),\"\")","v":""},{"$f":"IFERROR(IF(OR(U73=\"\",'Historical scenario - input'!$D58=\"\"),\"\",U73/'Historical scenario - input'!$D58),\"\")","v":""},{"$f":"IFERROR(IF(OR(V73=\"\",'Historical scenario - input'!$D58=\"\"),\"\",V73/'Historical scenario - input'!$D58),\"\")","v":""},{"$f":"IFERROR(IF(OR(W73=\"\",'Historical scenario - input'!$D58=\"\"),\"\",W73/'Historical scenario - input'!$D58),\"\")","v":""}]
[{"$f":"IFERROR('Historical scenario - input'!A59,\"\")","v":""},{"$f":"IFERROR('Historical scenario - input'!B59,\"\")","v":0},{"$f":"IFERROR('Historical scenario - input'!C59,\"\")","v":0},{"$f":"IFERROR(repcalc('Historical scenario - input'!$CV59:$GH59,'Historical scenario - input'!$G59,'Historical scenario - input'!$E59,'Historical scenario - input'!$F59,20,TRUE,TRUE),\"\")","v":""},"","","","","","","","","","","","","","","","","","","",{"$f":"IFERROR(IF(OR(D74=\"\",'Historical scenario - input'!$D59=\"\"),\"\",D74/'Historical scenario - input'!$D59),\"\")","v":""},{"$f":"IFERROR(IF(OR(E74=\"\",'Historical scenario - input'!$D59=\"\"),\"\",E74/'Historical scenario - input'!$D59),\"\")","v":""},{"$f":"IFERROR(IF(OR(F74=\"\",'Historical scenario - input'!$D59=\"\"),\"\",F74/'Historical scenario - input'!$D59),\"\")","v":""},{"$f":"IFERROR(IF(OR(G74=\"\",'Historical scenario - input'!$D59=\"\"),\"\",G74/'Historical scenario - input'!$D59),\"\")","v":""},{"$f":"IFERROR(IF(OR(H74=\"\",'Historical scenario - input'!$D59=\"\"),\"\",H74/'Historical scenario - input'!$D59),\"\")","v":""},{"$f":"IFERROR(IF(OR(I74=\"\",'Historical scenario - input'!$D59=\"\"),\"\",I74/'Historical scenario - input'!$D59),\"\")","v":""},{"$f":"IFERROR(IF(OR(J74=\"\",'Historical scenario - input'!$D59=\"\"),\"\",J74/'Historical scenario - input'!$D59),\"\")","v":""},{"$f":"IFERROR(IF(OR(K74=\"\",'Historical scenario - input'!$D59=\"\"),\"\",K74/'Historical scenario - input'!$D59),\"\")","v":""},{"$f":"IFERROR(IF(OR(L74=\"\",'Historical scenario - input'!$D59=\"\"),\"\",L74/'Historical scenario - input'!$D59),\"\")","v":""},{"$f":"IFERROR(IF(OR(M74=\"\",'Historical scenario - input'!$D59=\"\"),\"\",M74/'Historical scenario - input'!$D59),\"\")","v":""},{"$f":"IFERROR(IF(OR(N74=\"\",'Historical scenario - input'!$D59=\"\"),\"\",N74/'Historical scenario - input'!$D59),\"\")","v":""},{"$f":"IFERROR(IF(OR(O74=\"\",'Historical scenario - input'!$D59=\"\"),\"\",O74/'Historical scenario - input'!$D59),\"\")","v":""},{"$f":"IFERROR(IF(OR(P74=\"\",'Historical scenario - input'!$D59=\"\"),\"\",P74/'Historical scenario - input'!$D59),\"\")","v":""},{"$f":"IFERROR(IF(OR(Q74=\"\",'Historical scenario - input'!$D59=\"\"),\"\",Q74/'Historical scenario - input'!$D59),\"\")","v":""},{"$f":"IFERROR(IF(OR(R74=\"\",'Historical scenario - input'!$D59=\"\"),\"\",R74/'Historical scenario - input'!$D59),\"\")","v":""},{"$f":"IFERROR(IF(OR(S74=\"\",'Historical scenario - input'!$D59=\"\"),\"\",S74/'Historical scenario - input'!$D59),\"\")","v":""},{"$f":"IFERROR(IF(OR(T74=\"\",'Historical scenario - input'!$D59=\"\"),\"\",T74/'Historical scenario - input'!$D59),\"\")","v":""},{"$f":"IFERROR(IF(OR(U74=\"\",'Historical scenario - input'!$D59=\"\"),\"\",U74/'Historical scenario - input'!$D59),\"\")","v":""},{"$f":"IFERROR(IF(OR(V74=\"\",'Historical scenario - input'!$D59=\"\"),\"\",V74/'Historical scenario - input'!$D59),\"\")","v":""},{"$f":"IFERROR(IF(OR(W74=\"\",'Historical scenario - input'!$D59=\"\"),\"\",W74/'Historical scenario - input'!$D59),\"\")","v":""}]
[{"$f":"IFERROR('Historical scenario - input'!A60,\"\")","v":""},{"$f":"IFERROR('Historical scenario - input'!B60,\"\")","v":0},{"$f":"IFERROR('Historical scenario - input'!C60,\"\")","v":0},{"$f":"IFERROR(repcalc('Historical scenario - input'!$CV60:$GH60,'Historical scenario - input'!$G60,'Historical scenario - input'!$E60,'Historical scenario - input'!$F60,20,TRUE,TRUE),\"\")","v":""},"","","","","","","","","","","","","","","","","","","",{"$f":"IFERROR(IF(OR(D75=\"\",'Historical scenario - input'!$D60=\"\"),\"\",D75/'Historical scenario - input'!$D60),\"\")","v":""},{"$f":"IFERROR(IF(OR(E75=\"\",'Historical scenario - input'!$D60=\"\"),\"\",E75/'Historical scenario - input'!$D60),\"\")","v":""},{"$f":"IFERROR(IF(OR(F75=\"\",'Historical scenario - input'!$D60=\"\"),\"\",F75/'Historical scenario - input'!$D60),\"\")","v":""},{"$f":"IFERROR(IF(OR(G75=\"\",'Historical scenario - input'!$D60=\"\"),\"\",G75/'Historical scenario - input'!$D60),\"\")","v":""},{"$f":"IFERROR(IF(OR(H75=\"\",'Historical scenario - input'!$D60=\"\"),\"\",H75/'Historical scenario - input'!$D60),\"\")","v":""},{"$f":"IFERROR(IF(OR(I75=\"\",'Historical scenario - input'!$D60=\"\"),\"\",I75/'Historical scenario - input'!$D60),\"\")","v":""},{"$f":"IFERROR(IF(OR(J75=\"\",'Historical scenario - input'!$D60=\"\"),\"\",J75/'Historical scenario - input'!$D60),\"\")","v":""},{"$f":"IFERROR(IF(OR(K75=\"\",'Historical scenario - input'!$D60=\"\"),\"\",K75/'Historical scenario - input'!$D60),\"\")","v":""},{"$f":"IFERROR(IF(OR(L75=\"\",'Historical scenario - input'!$D60=\"\"),\"\",L75/'Historical scenario - input'!$D60),\"\")","v":""},{"$f":"IFERROR(IF(OR(M75=\"\",'Historical scenario - input'!$D60=\"\"),\"\",M75/'Historical scenario - input'!$D60),\"\")","v":""},{"$f":"IFERROR(IF(OR(N75=\"\",'Historical scenario - input'!$D60=\"\"),\"\",N75/'Historical scenario - input'!$D60),\"\")","v":""},{"$f":"IFERROR(IF(OR(O75=\"\",'Historical scenario - input'!$D60=\"\"),\"\",O75/'Historical scenario - input'!$D60),\"\")","v":""},{"$f":"IFERROR(IF(OR(P75=\"\",'Historical scenario - input'!$D60=\"\"),\"\",P75/'Historical scenario - input'!$D60),\"\")","v":""},{"$f":"IFERROR(IF(OR(Q75=\"\",'Historical scenario - input'!$D60=\"\"),\"\",Q75/'Historical scenario - input'!$D60),\"\")","v":""},{"$f":"IFERROR(IF(OR(R75=\"\",'Historical scenario - input'!$D60=\"\"),\"\",R75/'Historical scenario - input'!$D60),\"\")","v":""},{"$f":"IFERROR(IF(OR(S75=\"\",'Historical scenario - input'!$D60=\"\"),\"\",S75/'Historical scenario - input'!$D60),\"\")","v":""},{"$f":"IFERROR(IF(OR(T75=\"\",'Historical scenario - input'!$D60=\"\"),\"\",T75/'Historical scenario - input'!$D60),\"\")","v":""},{"$f":"IFERROR(IF(OR(U75=\"\",'Historical scenario - input'!$D60=\"\"),\"\",U75/'Historical scenario - input'!$D60),\"\")","v":""},{"$f":"IFERROR(IF(OR(V75=\"\",'Historical scenario - input'!$D60=\"\"),\"\",V75/'Historical scenario - input'!$D60),\"\")","v":""},{"$f":"IFERROR(IF(OR(W75=\"\",'Historical scenario - input'!$D60=\"\"),\"\",W75/'Historical scenario - input'!$D60),\"\")","v":""}]
[{"$f":"IFERROR('Historical scenario - input'!A61,\"\")","v":""},{"$f":"IFERROR('Historical scenario - input'!B61,\"\")","v":0},{"$f":"IFERROR('Historical scenario - input'!C61,\"\")","v":0},{"$f":"IFERROR(repcalc('Historical scenario - input'!$CV61:$GH61,'Historical scenario - input'!$G61,'Historical scenario - input'!$E61,'Historical scenario - input'!$F61,20,TRUE,TRUE),\"\")","v":""},"","","","","","","","","","","","","","","","","","","",{"$f":"IFERROR(IF(OR(D76=\"\",'Historical scenario - input'!$D61=\"\"),\"\",D76/'Historical scenario - input'!$D61),\"\")","v":""},{"$f":"IFERROR(IF(OR(E76=\"\",'Historical scenario - input'!$D61=\"\"),\"\",E76/'Historical scenario - input'!$D61),\"\")","v":""},{"$f":"IFERROR(IF(OR(F76=\"\",'Historical scenario - input'!$D61=\"\"),\"\",F76/'Historical scenario - input'!$D61),\"\")","v":""},{"$f":"IFERROR(IF(OR(G76=\"\",'Historical scenario - input'!$D61=\"\"),\"\",G76/'Historical scenario - input'!$D61),\"\")","v":""},{"$f":"IFERROR(IF(OR(H76=\"\",'Historical scenario - input'!$D61=\"\"),\"\",H76/'Historical scenario - input'!$D61),\"\")","v":""},{"$f":"IFERROR(IF(OR(I76=\"\",'Historical scenario - input'!$D61=\"\"),\"\",I76/'Historical scenario - input'!$D61),\"\")","v":""},{"$f":"IFERROR(IF(OR(J76=\"\",'Historical scenario - input'!$D61=\"\"),\"\",J76/'Historical scenario - input'!$D61),\"\")","v":""},{"$f":"IFERROR(IF(OR(K76=\"\",'Historical scenario - input'!$D61=\"\"),\"\",K76/'Historical scenario - input'!$D61),\"\")","v":""},{"$f":"IFERROR(IF(OR(L76=\"\",'Historical scenario - input'!$D61=\"\"),\"\",L76/'Historical scenario - input'!$D61),\"\")","v":""},{"$f":"IFERROR(IF(OR(M76=\"\",'Historical scenario - input'!$D61=\"\"),\"\",M76/'Historical scenario - input'!$D61),\"\")","v":""},{"$f":"IFERROR(IF(OR(N76=\"\",'Historical scenario - input'!$D61=\"\"),\"\",N76/'Historical scenario - input'!$D61),\"\")","v":""},{"$f":"IFERROR(IF(OR(O76=\"\",'Historical scenario - input'!$D61=\"\"),\"\",O76/'Historical scenario - input'!$D61),\"\")","v":""},{"$f":"IFERROR(IF(OR(P76=\"\",'Historical scenario - input'!$D61=\"\"),\"\",P76/'Historical scenario - input'!$D61),\"\")","v":""},{"$f":"IFERROR(IF(OR(Q76=\"\",'Historical scenario - input'!$D61=\"\"),\"\",Q76/'Historical scenario - input'!$D61),\"\")","v":""},{"$f":"IFERROR(IF(OR(R76=\"\",'Historical scenario - input'!$D61=\"\"),\"\",R76/'Historical scenario - input'!$D61),\"\")","v":""},{"$f":"IFERROR(IF(OR(S76=\"\",'Historical scenario - input'!$D61=\"\"),\"\",S76/'Historical scenario - input'!$D61),\"\")","v":""},{"$f":"IFERROR(IF(OR(T76=\"\",'Historical scenario - input'!$D61=\"\"),\"\",T76/'Historical scenario - input'!$D61),\"\")","v":""},{"$f":"IFERROR(IF(OR(U76=\"\",'Historical scenario - input'!$D61=\"\"),\"\",U76/'Historical scenario - input'!$D61),\"\")","v":""},{"$f":"IFERROR(IF(OR(V76=\"\",'Historical scenario - input'!$D61=\"\"),\"\",V76/'Historical scenario - input'!$D61),\"\")","v":""},{"$f":"IFERROR(IF(OR(W76=\"\",'Historical scenario - input'!$D61=\"\"),\"\",W76/'Historical scenario - input'!$D61),\"\")","v":""}]
[{"$f":"IFERROR('Historical scenario - input'!A62,\"\")","v":""},{"$f":"IFERROR('Historical scenario - input'!B62,\"\")","v":0},{"$f":"IFERROR('Historical scenario - input'!C62,\"\")","v":0},{"$f":"IFERROR(repcalc('Historical scenario - input'!$CV62:$GH62,'Historical scenario - input'!$G62,'Historical scenario - input'!$E62,'Historical scenario - input'!$F62,20,TRUE,TRUE),\"\")","v":""},"","","","","","","","","","","","","","","","","","","",{"$f":"IFERROR(IF(OR(D77=\"\",'Historical scenario - input'!$D62=\"\"),\"\",D77/'Historical scenario - input'!$D62),\"\")","v":""},{"$f":"IFERROR(IF(OR(E77=\"\",'Historical scenario - input'!$D62=\"\"),\"\",E77/'Historical scenario - input'!$D62),\"\")","v":""},{"$f":"IFERROR(IF(OR(F77=\"\",'Historical scenario - input'!$D62=\"\"),\"\",F77/'Historical scenario - input'!$D62),\"\")","v":""},{"$f":"IFERROR(IF(OR(G77=\"\",'Historical scenario - input'!$D62=\"\"),\"\",G77/'Historical scenario - input'!$D62),\"\")","v":""},{"$f":"IFERROR(IF(OR(H77=\"\",'Historical scenario - input'!$D62=\"\"),\"\",H77/'Historical scenario - input'!$D62),\"\")","v":""},{"$f":"IFERROR(IF(OR(I77=\"\",'Historical scenario - input'!$D62=\"\"),\"\",I77/'Historical scenario - input'!$D62),\"\")","v":""},{"$f":"IFERROR(IF(OR(J77=\"\",'Historical scenario - input'!$D62=\"\"),\"\",J77/'Historical scenario - input'!$D62),\"\")","v":""},{"$f":"IFERROR(IF(OR(K77=\"\",'Historical scenario - input'!$D62=\"\"),\"\",K77/'Historical scenario - input'!$D62),\"\")","v":""},{"$f":"IFERROR(IF(OR(L77=\"\",'Historical scenario - input'!$D62=\"\"),\"\",L77/'Historical scenario - input'!$D62),\"\")","v":""},{"$f":"IFERROR(IF(OR(M77=\"\",'Historical scenario - input'!$D62=\"\"),\"\",M77/'Historical scenario - input'!$D62),\"\")","v":""},{"$f":"IFERROR(IF(OR(N77=\"\",'Historical scenario - input'!$D62=\"\"),\"\",N77/'Historical scenario - input'!$D62),\"\")","v":""},{"$f":"IFERROR(IF(OR(O77=\"\",'Historical scenario - input'!$D62=\"\"),\"\",O77/'Historical scenario - input'!$D62),\"\")","v":""},{"$f":"IFERROR(IF(OR(P77=\"\",'Historical scenario - input'!$D62=\"\"),\"\",P77/'Historical scenario - input'!$D62),\"\")","v":""},{"$f":"IFERROR(IF(OR(Q77=\"\",'Historical scenario - input'!$D62=\"\"),\"\",Q77/'Historical scenario - input'!$D62),\"\")","v":""},{"$f":"IFERROR(IF(OR(R77=\"\",'Historical scenario - input'!$D62=\"\"),\"\",R77/'Historical scenario - input'!$D62),\"\")","v":""},{"$f":"IFERROR(IF(OR(S77=\"\",'Historical scenario - input'!$D62=\"\"),\"\",S77/'Historical scenario - input'!$D62),\"\")","v":""},{"$f":"IFERROR(IF(OR(T77=\"\",'Historical scenario - input'!$D62=\"\"),\"\",T77/'Historical scenario - input'!$D62),\"\")","v":""},{"$f":"IFERROR(IF(OR(U77=\"\",'Historical scenario - input'!$D62=\"\"),\"\",U77/'Historical scenario - input'!$D62),\"\")","v":""},{"$f":"IFERROR(IF(OR(V77=\"\",'Historical scenario - input'!$D62=\"\"),\"\",V77/'Historical scenario - input'!$D62),\"\")","v":""},{"$f":"IFERROR(IF(OR(W77=\"\",'Historical scenario - input'!$D62=\"\"),\"\",W77/'Historical scenario - input'!$D62),\"\")","v":""}]
[{"$f":"IFERROR('Historical scenario - input'!A63,\"\")","v":""},{"$f":"IFERROR('Historical scenario - input'!B63,\"\")","v":0},{"$f":"IFERROR('Historical scenario - input'!C63,\"\")","v":0},{"$f":"IFERROR(repcalc('Historical scenario - input'!$CV63:$GH63,'Historical scenario - input'!$G63,'Historical scenario - input'!$E63,'Historical scenario - input'!$F63,20,TRUE,TRUE),\"\")","v":""},"","","","","","","","","","","","","","","","","","","",{"$f":"IFERROR(IF(OR(D78=\"\",'Historical scenario - input'!$D63=\"\"),\"\",D78/'Historical scenario - input'!$D63),\"\")","v":""},{"$f":"IFERROR(IF(OR(E78=\"\",'Historical scenario - input'!$D63=\"\"),\"\",E78/'Historical scenario - input'!$D63),\"\")","v":""},{"$f":"IFERROR(IF(OR(F78=\"\",'Historical scenario - input'!$D63=\"\"),\"\",F78/'Historical scenario - input'!$D63),\"\")","v":""},{"$f":"IFERROR(IF(OR(G78=\"\",'Historical scenario - input'!$D63=\"\"),\"\",G78/'Historical scenario - input'!$D63),\"\")","v":""},{"$f":"IFERROR(IF(OR(H78=\"\",'Historical scenario - input'!$D63=\"\"),\"\",H78/'Historical scenario - input'!$D63),\"\")","v":""},{"$f":"IFERROR(IF(OR(I78=\"\",'Historical scenario - input'!$D63=\"\"),\"\",I78/'Historical scenario - input'!$D63),\"\")","v":""},{"$f":"IFERROR(IF(OR(J78=\"\",'Historical scenario - input'!$D63=\"\"),\"\",J78/'Historical scenario - input'!$D63),\"\")","v":""},{"$f":"IFERROR(IF(OR(K78=\"\",'Historical scenario - input'!$D63=\"\"),\"\",K78/'Historical scenario - input'!$D63),\"\")","v":""},{"$f":"IFERROR(IF(OR(L78=\"\",'Historical scenario - input'!$D63=\"\"),\"\",L78/'Historical scenario - input'!$D63),\"\")","v":""},{"$f":"IFERROR(IF(OR(M78=\"\",'Historical scenario - input'!$D63=\"\"),\"\",M78/'Historical scenario - input'!$D63),\"\")","v":""},{"$f":"IFERROR(IF(OR(N78=\"\",'Historical scenario - input'!$D63=\"\"),\"\",N78/'Historical scenario - input'!$D63),\"\")","v":""},{"$f":"IFERROR(IF(OR(O78=\"\",'Historical scenario - input'!$D63=\"\"),\"\",O78/'Historical scenario - input'!$D63),\"\")","v":""},{"$f":"IFERROR(IF(OR(P78=\"\",'Historical scenario - input'!$D63=\"\"),\"\",P78/'Historical scenario - input'!$D63),\"\")","v":""},{"$f":"IFERROR(IF(OR(Q78=\"\",'Historical scenario - input'!$D63=\"\"),\"\",Q78/'Historical scenario - input'!$D63),\"\")","v":""},{"$f":"IFERROR(IF(OR(R78=\"\",'Historical scenario - input'!$D63=\"\"),\"\",R78/'Historical scenario - input'!$D63),\"\")","v":""},{"$f":"IFERROR(IF(OR(S78=\"\",'Historical scenario - input'!$D63=\"\"),\"\",S78/'Historical scenario - input'!$D63),\"\")","v":""},{"$f":"IFERROR(IF(OR(T78=\"\",'Historical scenario - input'!$D63=\"\"),\"\",T78/'Historical scenario - input'!$D63),\"\")","v":""},{"$f":"IFERROR(IF(OR(U78=\"\",'Historical scenario - input'!$D63=\"\"),\"\",U78/'Historical scenario - input'!$D63),\"\")","v":""},{"$f":"IFERROR(IF(OR(V78=\"\",'Historical scenario - input'!$D63=\"\"),\"\",V78/'Historical scenario - input'!$D63),\"\")","v":""},{"$f":"IFERROR(IF(OR(W78=\"\",'Historical scenario - input'!$D63=\"\"),\"\",W78/'Historical scenario - input'!$D63),\"\")","v":""}]
[{"$f":"IFERROR('Historical scenario - input'!A64,\"\")","v":""},{"$f":"IFERROR('Historical scenario - input'!B64,\"\")","v":0},{"$f":"IFERROR('Historical scenario - input'!C64,\"\")","v":0},{"$f":"IFERROR(repcalc('Historical scenario - input'!$CV64:$GH64,'Historical scenario - input'!$G64,'Historical scenario - input'!$E64,'Historical scenario - input'!$F64,20,TRUE,TRUE),\"\")","v":""},"","","","","","","","","","","","","","","","","","","",{"$f":"IFERROR(IF(OR(D79=\"\",'Historical scenario - input'!$D64=\"\"),\"\",D79/'Historical scenario - input'!$D64),\"\")","v":""},{"$f":"IFERROR(IF(OR(E79=\"\",'Historical scenario - input'!$D64=\"\"),\"\",E79/'Historical scenario - input'!$D64),\"\")","v":""},{"$f":"IFERROR(IF(OR(F79=\"\",'Historical scenario - input'!$D64=\"\"),\"\",F79/'Historical scenario - input'!$D64),\"\")","v":""},{"$f":"IFERROR(IF(OR(G79=\"\",'Historical scenario - input'!$D64=\"\"),\"\",G79/'Historical scenario - input'!$D64),\"\")","v":""},{"$f":"IFERROR(IF(OR(H79=\"\",'Historical scenario - input'!$D64=\"\"),\"\",H79/'Historical scenario - input'!$D64),\"\")","v":""},{"$f":"IFERROR(IF(OR(I79=\"\",'Historical scenario - input'!$D64=\"\"),\"\",I79/'Historical scenario - input'!$D64),\"\")","v":""},{"$f":"IFERROR(IF(OR(J79=\"\",'Historical scenario - input'!$D64=\"\"),\"\",J79/'Historical scenario - input'!$D64),\"\")","v":""},{"$f":"IFERROR(IF(OR(K79=\"\",'Historical scenario - input'!$D64=\"\"),\"\",K79/'Historical scenario - input'!$D64),\"\")","v":""},{"$f":"IFERROR(IF(OR(L79=\"\",'Historical scenario - input'!$D64=\"\"),\"\",L79/'Historical scenario - input'!$D64),\"\")","v":""},{"$f":"IFERROR(IF(OR(M79=\"\",'Historical scenario - input'!$D64=\"\"),\"\",M79/'Historical scenario - input'!$D64),\"\")","v":""},{"$f":"IFERROR(IF(OR(N79=\"\",'Historical scenario - input'!$D64=\"\"),\"\",N79/'Historical scenario - input'!$D64),\"\")","v":""},{"$f":"IFERROR(IF(OR(O79=\"\",'Historical scenario - input'!$D64=\"\"),\"\",O79/'Historical scenario - input'!$D64),\"\")","v":""},{"$f":"IFERROR(IF(OR(P79=\"\",'Historical scenario - input'!$D64=\"\"),\"\",P79/'Historical scenario - input'!$D64),\"\")","v":""},{"$f":"IFERROR(IF(OR(Q79=\"\",'Historical scenario - input'!$D64=\"\"),\"\",Q79/'Historical scenario - input'!$D64),\"\")","v":""},{"$f":"IFERROR(IF(OR(R79=\"\",'Historical scenario - input'!$D64=\"\"),\"\",R79/'Historical scenario - input'!$D64),\"\")","v":""},{"$f":"IFERROR(IF(OR(S79=\"\",'Historical scenario - input'!$D64=\"\"),\"\",S79/'Historical scenario - input'!$D64),\"\")","v":""},{"$f":"IFERROR(IF(OR(T79=\"\",'Historical scenario - input'!$D64=\"\"),\"\",T79/'Historical scenario - input'!$D64),\"\")","v":""},{"$f":"IFERROR(IF(OR(U79=\"\",'Historical scenario - input'!$D64=\"\"),\"\",U79/'Historical scenario - input'!$D64),\"\")","v":""},{"$f":"IFERROR(IF(OR(V79=\"\",'Historical scenario - input'!$D64=\"\"),\"\",V79/'Historical scenario - input'!$D64),\"\")","v":""},{"$f":"IFERROR(IF(OR(W79=\"\",'Historical scenario - input'!$D64=\"\"),\"\",W79/'Historical scenario - input'!$D64),\"\")","v":""}]
[{"$f":"IFERROR('Historical scenario - input'!A65,\"\")","v":""},{"$f":"IFERROR('Historical scenario - input'!B65,\"\")","v":0},{"$f":"IFERROR('Historical scenario - input'!C65,\"\")","v":0},{"$f":"IFERROR(repcalc('Historical scenario - input'!$CV65:$GH65,'Historical scenario - input'!$G65,'Historical scenario - input'!$E65,'Historical scenario - input'!$F65,20,TRUE,TRUE),\"\")","v":""},"","","","","","","","","","","","","","","","","","","",{"$f":"IFERROR(IF(OR(D80=\"\",'Historical scenario - input'!$D65=\"\"),\"\",D80/'Historical scenario - input'!$D65),\"\")","v":""},{"$f":"IFERROR(IF(OR(E80=\"\",'Historical scenario - input'!$D65=\"\"),\"\",E80/'Historical scenario - input'!$D65),\"\")","v":""},{"$f":"IFERROR(IF(OR(F80=\"\",'Historical scenario - input'!$D65=\"\"),\"\",F80/'Historical scenario - input'!$D65),\"\")","v":""},{"$f":"IFERROR(IF(OR(G80=\"\",'Historical scenario - input'!$D65=\"\"),\"\",G80/'Historical scenario - input'!$D65),\"\")","v":""},{"$f":"IFERROR(IF(OR(H80=\"\",'Historical scenario - input'!$D65=\"\"),\"\",H80/'Historical scenario - input'!$D65),\"\")","v":""},{"$f":"IFERROR(IF(OR(I80=\"\",'Historical scenario - input'!$D65=\"\"),\"\",I80/'Historical scenario - input'!$D65),\"\")","v":""},{"$f":"IFERROR(IF(OR(J80=\"\",'Historical scenario - input'!$D65=\"\"),\"\",J80/'Historical scenario - input'!$D65),\"\")","v":""},{"$f":"IFERROR(IF(OR(K80=\"\",'Historical scenario - input'!$D65=\"\"),\"\",K80/'Historical scenario - input'!$D65),\"\")","v":""},{"$f":"IFERROR(IF(OR(L80=\"\",'Historical scenario - input'!$D65=\"\"),\"\",L80/'Historical scenario - input'!$D65),\"\")","v":""},{"$f":"IFERROR(IF(OR(M80=\"\",'Historical scenario - input'!$D65=\"\"),\"\",M80/'Historical scenario - input'!$D65),\"\")","v":""},{"$f":"IFERROR(IF(OR(N80=\"\",'Historical scenario - input'!$D65=\"\"),\"\",N80/'Historical scenario - input'!$D65),\"\")","v":""},{"$f":"IFERROR(IF(OR(O80=\"\",'Historical scenario - input'!$D65=\"\"),\"\",O80/'Historical scenario - input'!$D65),\"\")","v":""},{"$f":"IFERROR(IF(OR(P80=\"\",'Historical scenario - input'!$D65=\"\"),\"\",P80/'Historical scenario - input'!$D65),\"\")","v":""},{"$f":"IFERROR(IF(OR(Q80=\"\",'Historical scenario - input'!$D65=\"\"),\"\",Q80/'Historical scenario - input'!$D65),\"\")","v":""},{"$f":"IFERROR(IF(OR(R80=\"\",'Historical scenario - input'!$D65=\"\"),\"\",R80/'Historical scenario - input'!$D65),\"\")","v":""},{"$f":"IFERROR(IF(OR(S80=\"\",'Historical scenario - input'!$D65=\"\"),\"\",S80/'Historical scenario - input'!$D65),\"\")","v":""},{"$f":"IFERROR(IF(OR(T80=\"\",'Historical scenario - input'!$D65=\"\"),\"\",T80/'Historical scenario - input'!$D65),\"\")","v":""},{"$f":"IFERROR(IF(OR(U80=\"\",'Historical scenario - input'!$D65=\"\"),\"\",U80/'Historical scenario - input'!$D65),\"\")","v":""},{"$f":"IFERROR(IF(OR(V80=\"\",'Historical scenario - input'!$D65=\"\"),\"\",V80/'Historical scenario - input'!$D65),\"\")","v":""},{"$f":"IFERROR(IF(OR(W80=\"\",'Historical scenario - input'!$D65=\"\"),\"\",W80/'Historical scenario - input'!$D65),\"\")","v":""}]
[{"$f":"IFERROR('Historical scenario - input'!A66,\"\")","v":""},{"$f":"IFERROR('Historical scenario - input'!B66,\"\")","v":0},{"$f":"IFERROR('Historical scenario - input'!C66,\"\")","v":0},{"$f":"IFERROR(repcalc('Historical scenario - input'!$CV66:$GH66,'Historical scenario - input'!$G66,'Historical scenario - input'!$E66,'Historical scenario - input'!$F66,20,TRUE,TRUE),\"\")","v":""},"","","","","","","","","","","","","","","","","","","",{"$f":"IFERROR(IF(OR(D81=\"\",'Historical scenario - input'!$D66=\"\"),\"\",D81/'Historical scenario - input'!$D66),\"\")","v":""},{"$f":"IFERROR(IF(OR(E81=\"\",'Historical scenario - input'!$D66=\"\"),\"\",E81/'Historical scenario - input'!$D66),\"\")","v":""},{"$f":"IFERROR(IF(OR(F81=\"\",'Historical scenario - input'!$D66=\"\"),\"\",F81/'Historical scenario - input'!$D66),\"\")","v":""},{"$f":"IFERROR(IF(OR(G81=\"\",'Historical scenario - input'!$D66=\"\"),\"\",G81/'Historical scenario - input'!$D66),\"\")","v":""},{"$f":"IFERROR(IF(OR(H81=\"\",'Historical scenario - input'!$D66=\"\"),\"\",H81/'Historical scenario - input'!$D66),\"\")","v":""},{"$f":"IFERROR(IF(OR(I81=\"\",'Historical scenario - input'!$D66=\"\"),\"\",I81/'Historical scenario - input'!$D66),\"\")","v":""},{"$f":"IFERROR(IF(OR(J81=\"\",'Historical scenario - input'!$D66=\"\"),\"\",J81/'Historical scenario - input'!$D66),\"\")","v":""},{"$f":"IFERROR(IF(OR(K81=\"\",'Historical scenario - input'!$D66=\"\"),\"\",K81/'Historical scenario - input'!$D66),\"\")","v":""},{"$f":"IFERROR(IF(OR(L81=\"\",'Historical scenario - input'!$D66=\"\"),\"\",L81/'Historical scenario - input'!$D66),\"\")","v":""},{"$f":"IFERROR(IF(OR(M81=\"\",'Historical scenario - input'!$D66=\"\"),\"\",M81/'Historical scenario - input'!$D66),\"\")","v":""},{"$f":"IFERROR(IF(OR(N81=\"\",'Historical scenario - input'!$D66=\"\"),\"\",N81/'Historical scenario - input'!$D66),\"\")","v":""},{"$f":"IFERROR(IF(OR(O81=\"\",'Historical scenario - input'!$D66=\"\"),\"\",O81/'Historical scenario - input'!$D66),\"\")","v":""},{"$f":"IFERROR(IF(OR(P81=\"\",'Historical scenario - input'!$D66=\"\"),\"\",P81/'Historical scenario - input'!$D66),\"\")","v":""},{"$f":"IFERROR(IF(OR(Q81=\"\",'Historical scenario - input'!$D66=\"\"),\"\",Q81/'Historical scenario - input'!$D66),\"\")","v":""},{"$f":"IFERROR(IF(OR(R81=\"\",'Historical scenario - input'!$D66=\"\"),\"\",R81/'Historical scenario - input'!$D66),\"\")","v":""},{"$f":"IFERROR(IF(OR(S81=\"\",'Historical scenario - input'!$D66=\"\"),\"\",S81/'Historical scenario - input'!$D66),\"\")","v":""},{"$f":"IFERROR(IF(OR(T81=\"\",'Historical scenario - input'!$D66=\"\"),\"\",T81/'Historical scenario - input'!$D66),\"\")","v":""},{"$f":"IFERROR(IF(OR(U81=\"\",'Historical scenario - input'!$D66=\"\"),\"\",U81/'Historical scenario - input'!$D66),\"\")","v":""},{"$f":"IFERROR(IF(OR(V81=\"\",'Historical scenario - input'!$D66=\"\"),\"\",V81/'Historical scenario - input'!$D66),\"\")","v":""},{"$f":"IFERROR(IF(OR(W81=\"\",'Historical scenario - input'!$D66=\"\"),\"\",W81/'Historical scenario - input'!$D66),\"\")","v":""}]
[{"$f":"IFERROR('Historical scenario - input'!A67,\"\")","v":""},{"$f":"IFERROR('Historical scenario - input'!B67,\"\")","v":0},{"$f":"IFERROR('Historical scenario - input'!C67,\"\")","v":0},{"$f":"IFERROR(repcalc('Historical scenario - input'!$CV67:$GH67,'Historical scenario - input'!$G67,'Historical scenario - input'!$E67,'Historical scenario - input'!$F67,20,TRUE,TRUE),\"\")","v":""},"","","","","","","","","","","","","","","","","","","",{"$f":"IFERROR(IF(OR(D82=\"\",'Historical scenario - input'!$D67=\"\"),\"\",D82/'Historical scenario - input'!$D67),\"\")","v":""},{"$f":"IFERROR(IF(OR(E82=\"\",'Historical scenario - input'!$D67=\"\"),\"\",E82/'Historical scenario - input'!$D67),\"\")","v":""},{"$f":"IFERROR(IF(OR(F82=\"\",'Historical scenario - input'!$D67=\"\"),\"\",F82/'Historical scenario - input'!$D67),\"\")","v":""},{"$f":"IFERROR(IF(OR(G82=\"\",'Historical scenario - input'!$D67=\"\"),\"\",G82/'Historical scenario - input'!$D67),\"\")","v":""},{"$f":"IFERROR(IF(OR(H82=\"\",'Historical scenario - input'!$D67=\"\"),\"\",H82/'Historical scenario - input'!$D67),\"\")","v":""},{"$f":"IFERROR(IF(OR(I82=\"\",'Historical scenario - input'!$D67=\"\"),\"\",I82/'Historical scenario - input'!$D67),\"\")","v":""},{"$f":"IFERROR(IF(OR(J82=\"\",'Historical scenario - input'!$D67=\"\"),\"\",J82/'Historical scenario - input'!$D67),\"\")","v":""},{"$f":"IFERROR(IF(OR(K82=\"\",'Historical scenario - input'!$D67=\"\"),\"\",K82/'Historical scenario - input'!$D67),\"\")","v":""},{"$f":"IFERROR(IF(OR(L82=\"\",'Historical scenario - input'!$D67=\"\"),\"\",L82/'Historical scenario - input'!$D67),\"\")","v":""},{"$f":"IFERROR(IF(OR(M82=\"\",'Historical scenario - input'!$D67=\"\"),\"\",M82/'Historical scenario - input'!$D67),\"\")","v":""},{"$f":"IFERROR(IF(OR(N82=\"\",'Historical scenario - input'!$D67=\"\"),\"\",N82/'Historical scenario - input'!$D67),\"\")","v":""},{"$f":"IFERROR(IF(OR(O82=\"\",'Historical scenario - input'!$D67=\"\"),\"\",O82/'Historical scenario - input'!$D67),\"\")","v":""},{"$f":"IFERROR(IF(OR(P82=\"\",'Historical scenario - input'!$D67=\"\"),\"\",P82/'Historical scenario - input'!$D67),\"\")","v":""},{"$f":"IFERROR(IF(OR(Q82=\"\",'Historical scenario - input'!$D67=\"\"),\"\",Q82/'Historical scenario - input'!$D67),\"\")","v":""},{"$f":"IFERROR(IF(OR(R82=\"\",'Historical scenario - input'!$D67=\"\"),\"\",R82/'Historical scenario - input'!$D67),\"\")","v":""},{"$f":"IFERROR(IF(OR(S82=\"\",'Historical scenario - input'!$D67=\"\"),\"\",S82/'Historical scenario - input'!$D67),\"\")","v":""},{"$f":"IFERROR(IF(OR(T82=\"\",'Historical scenario - input'!$D67=\"\"),\"\",T82/'Historical scenario - input'!$D67),\"\")","v":""},{"$f":"IFERROR(IF(OR(U82=\"\",'Historical scenario - input'!$D67=\"\"),\"\",U82/'Historical scenario - input'!$D67),\"\")","v":""},{"$f":"IFERROR(IF(OR(V82=\"\",'Historical scenario - input'!$D67=\"\"),\"\",V82/'Historical scenario - input'!$D67),\"\")","v":""},{"$f":"IFERROR(IF(OR(W82=\"\",'Historical scenario - input'!$D67=\"\"),\"\",W82/'Historical scenario - input'!$D67),\"\")","v":""}]
[{"$f":"IFERROR('Historical scenario - input'!A68,\"\")","v":""},{"$f":"IFERROR('Historical scenario - input'!B68,\"\")","v":0},{"$f":"IFERROR('Historical scenario - input'!C68,\"\")","v":0},{"$f":"IFERROR(repcalc('Historical scenario - input'!$CV68:$GH68,'Historical scenario - input'!$G68,'Historical scenario - input'!$E68,'Historical scenario - input'!$F68,20,TRUE,TRUE),\"\")","v":""},"","","","","","","","","","","","","","","","","","","",{"$f":"IFERROR(IF(OR(D83=\"\",'Historical scenario - input'!$D68=\"\"),\"\",D83/'Historical scenario - input'!$D68),\"\")","v":""},{"$f":"IFERROR(IF(OR(E83=\"\",'Historical scenario - input'!$D68=\"\"),\"\",E83/'Historical scenario - input'!$D68),\"\")","v":""},{"$f":"IFERROR(IF(OR(F83=\"\",'Historical scenario - input'!$D68=\"\"),\"\",F83/'Historical scenario - input'!$D68),\"\")","v":""},{"$f":"IFERROR(IF(OR(G83=\"\",'Historical scenario - input'!$D68=\"\"),\"\",G83/'Historical scenario - input'!$D68),\"\")","v":""},{"$f":"IFERROR(IF(OR(H83=\"\",'Historical scenario - input'!$D68=\"\"),\"\",H83/'Historical scenario - input'!$D68),\"\")","v":""},{"$f":"IFERROR(IF(OR(I83=\"\",'Historical scenario - input'!$D68=\"\"),\"\",I83/'Historical scenario - input'!$D68),\"\")","v":""},{"$f":"IFERROR(IF(OR(J83=\"\",'Historical scenario - input'!$D68=\"\"),\"\",J83/'Historical scenario - input'!$D68),\"\")","v":""},{"$f":"IFERROR(IF(OR(K83=\"\",'Historical scenario - input'!$D68=\"\"),\"\",K83/'Historical scenario - input'!$D68),\"\")","v":""},{"$f":"IFERROR(IF(OR(L83=\"\",'Historical scenario - input'!$D68=\"\"),\"\",L83/'Historical scenario - input'!$D68),\"\")","v":""},{"$f":"IFERROR(IF(OR(M83=\"\",'Historical scenario - input'!$D68=\"\"),\"\",M83/'Historical scenario - input'!$D68),\"\")","v":""},{"$f":"IFERROR(IF(OR(N83=\"\",'Historical scenario - input'!$D68=\"\"),\"\",N83/'Historical scenario - input'!$D68),\"\")","v":""},{"$f":"IFERROR(IF(OR(O83=\"\",'Historical scenario - input'!$D68=\"\"),\"\",O83/'Historical scenario - input'!$D68),\"\")","v":""},{"$f":"IFERROR(IF(OR(P83=\"\",'Historical scenario - input'!$D68=\"\"),\"\",P83/'Historical scenario - input'!$D68),\"\")","v":""},{"$f":"IFERROR(IF(OR(Q83=\"\",'Historical scenario - input'!$D68=\"\"),\"\",Q83/'Historical scenario - input'!$D68),\"\")","v":""},{"$f":"IFERROR(IF(OR(R83=\"\",'Historical scenario - input'!$D68=\"\"),\"\",R83/'Historical scenario - input'!$D68),\"\")","v":""},{"$f":"IFERROR(IF(OR(S83=\"\",'Historical scenario - input'!$D68=\"\"),\"\",S83/'Historical scenario - input'!$D68),\"\")","v":""},{"$f":"IFERROR(IF(OR(T83=\"\",'Historical scenario - input'!$D68=\"\"),\"\",T83/'Historical scenario - input'!$D68),\"\")","v":""},{"$f":"IFERROR(IF(OR(U83=\"\",'Historical scenario - input'!$D68=\"\"),\"\",U83/'Historical scenario - input'!$D68),\"\")","v":""},{"$f":"IFERROR(IF(OR(V83=\"\",'Historical scenario - input'!$D68=\"\"),\"\",V83/'Historical scenario - input'!$D68),\"\")","v":""},{"$f":"IFERROR(IF(OR(W83=\"\",'Historical scenario - input'!$D68=\"\"),\"\",W83/'Historical scenario - input'!$D68),\"\")","v":""}]
[{"$f":"IFERROR('Historical scenario - input'!A69,\"\")","v":""},{"$f":"IFERROR('Historical scenario - input'!B69,\"\")","v":0},{"$f":"IFERROR('Historical scenario - input'!C69,\"\")","v":0},{"$f":"IFERROR(repcalc('Historical scenario - input'!$CV69:$GH69,'Historical scenario - input'!$G69,'Historical scenario - input'!$E69,'Historical scenario - input'!$F69,20,TRUE,TRUE),\"\")","v":""},"","","","","","","","","","","","","","","","","","","",{"$f":"IFERROR(IF(OR(D84=\"\",'Historical scenario - input'!$D69=\"\"),\"\",D84/'Historical scenario - input'!$D69),\"\")","v":""},{"$f":"IFERROR(IF(OR(E84=\"\",'Historical scenario - input'!$D69=\"\"),\"\",E84/'Historical scenario - input'!$D69),\"\")","v":""},{"$f":"IFERROR(IF(OR(F84=\"\",'Historical scenario - input'!$D69=\"\"),\"\",F84/'Historical scenario - input'!$D69),\"\")","v":""},{"$f":"IFERROR(IF(OR(G84=\"\",'Historical scenario - input'!$D69=\"\"),\"\",G84/'Historical scenario - input'!$D69),\"\")","v":""},{"$f":"IFERROR(IF(OR(H84=\"\",'Historical scenario - input'!$D69=\"\"),\"\",H84/'Historical scenario - input'!$D69),\"\")","v":""},{"$f":"IFERROR(IF(OR(I84=\"\",'Historical scenario - input'!$D69=\"\"),\"\",I84/'Historical scenario - input'!$D69),\"\")","v":""},{"$f":"IFERROR(IF(OR(J84=\"\",'Historical scenario - input'!$D69=\"\"),\"\",J84/'Historical scenario - input'!$D69),\"\")","v":""},{"$f":"IFERROR(IF(OR(K84=\"\",'Historical scenario - input'!$D69=\"\"),\"\",K84/'Historical scenario - input'!$D69),\"\")","v":""},{"$f":"IFERROR(IF(OR(L84=\"\",'Historical scenario - input'!$D69=\"\"),\"\",L84/'Historical scenario - input'!$D69),\"\")","v":""},{"$f":"IFERROR(IF(OR(M84=\"\",'Historical scenario - input'!$D69=\"\"),\"\",M84/'Historical scenario - input'!$D69),\"\")","v":""},{"$f":"IFERROR(IF(OR(N84=\"\",'Historical scenario - input'!$D69=\"\"),\"\",N84/'Historical scenario - input'!$D69),\"\")","v":""},{"$f":"IFERROR(IF(OR(O84=\"\",'Historical scenario - input'!$D69=\"\"),\"\",O84/'Historical scenario - input'!$D69),\"\")","v":""},{"$f":"IFERROR(IF(OR(P84=\"\",'Historical scenario - input'!$D69=\"\"),\"\",P84/'Historical scenario - input'!$D69),\"\")","v":""},{"$f":"IFERROR(IF(OR(Q84=\"\",'Historical scenario - input'!$D69=\"\"),\"\",Q84/'Historical scenario - input'!$D69),\"\")","v":""},{"$f":"IFERROR(IF(OR(R84=\"\",'Historical scenario - input'!$D69=\"\"),\"\",R84/'Historical scenario - input'!$D69),\"\")","v":""},{"$f":"IFERROR(IF(OR(S84=\"\",'Historical scenario - input'!$D69=\"\"),\"\",S84/'Historical scenario - input'!$D69),\"\")","v":""},{"$f":"IFERROR(IF(OR(T84=\"\",'Historical scenario - input'!$D69=\"\"),\"\",T84/'Historical scenario - input'!$D69),\"\")","v":""},{"$f":"IFERROR(IF(OR(U84=\"\",'Historical scenario - input'!$D69=\"\"),\"\",U84/'Historical scenario - input'!$D69),\"\")","v":""},{"$f":"IFERROR(IF(OR(V84=\"\",'Historical scenario - input'!$D69=\"\"),\"\",V84/'Historical scenario - input'!$D69),\"\")","v":""},{"$f":"IFERROR(IF(OR(W84=\"\",'Historical scenario - input'!$D69=\"\"),\"\",W84/'Historical scenario - input'!$D69),\"\")","v":""}]
[{"$f":"IFERROR('Historical scenario - input'!A70,\"\")","v":""},{"$f":"IFERROR('Historical scenario - input'!B70,\"\")","v":0},{"$f":"IFERROR('Historical scenario - input'!C70,\"\")","v":0},{"$f":"IFERROR(repcalc('Historical scenario - input'!$CV70:$GH70,'Historical scenario - input'!$G70,'Historical scenario - input'!$E70,'Historical scenario - input'!$F70,20,TRUE,TRUE),\"\")","v":""},"","","","","","","","","","","","","","","","","","","",{"$f":"IFERROR(IF(OR(D85=\"\",'Historical scenario - input'!$D70=\"\"),\"\",D85/'Historical scenario - input'!$D70),\"\")","v":""},{"$f":"IFERROR(IF(OR(E85=\"\",'Historical scenario - input'!$D70=\"\"),\"\",E85/'Historical scenario - input'!$D70),\"\")","v":""},{"$f":"IFERROR(IF(OR(F85=\"\",'Historical scenario - input'!$D70=\"\"),\"\",F85/'Historical scenario - input'!$D70),\"\")","v":""},{"$f":"IFERROR(IF(OR(G85=\"\",'Historical scenario - input'!$D70=\"\"),\"\",G85/'Historical scenario - input'!$D70),\"\")","v":""},{"$f":"IFERROR(IF(OR(H85=\"\",'Historical scenario - input'!$D70=\"\"),\"\",H85/'Historical scenario - input'!$D70),\"\")","v":""},{"$f":"IFERROR(IF(OR(I85=\"\",'Historical scenario - input'!$D70=\"\"),\"\",I85/'Historical scenario - input'!$D70),\"\")","v":""},{"$f":"IFERROR(IF(OR(J85=\"\",'Historical scenario - input'!$D70=\"\"),\"\",J85/'Historical scenario - input'!$D70),\"\")","v":""},{"$f":"IFERROR(IF(OR(K85=\"\",'Historical scenario - input'!$D70=\"\"),\"\",K85/'Historical scenario - input'!$D70),\"\")","v":""},{"$f":"IFERROR(IF(OR(L85=\"\",'Historical scenario - input'!$D70=\"\"),\"\",L85/'Historical scenario - input'!$D70),\"\")","v":""},{"$f":"IFERROR(IF(OR(M85=\"\",'Historical scenario - input'!$D70=\"\"),\"\",M85/'Historical scenario - input'!$D70),\"\")","v":""},{"$f":"IFERROR(IF(OR(N85=\"\",'Historical scenario - input'!$D70=\"\"),\"\",N85/'Historical scenario - input'!$D70),\"\")","v":""},{"$f":"IFERROR(IF(OR(O85=\"\",'Historical scenario - input'!$D70=\"\"),\"\",O85/'Historical scenario - input'!$D70),\"\")","v":""},{"$f":"IFERROR(IF(OR(P85=\"\",'Historical scenario - input'!$D70=\"\"),\"\",P85/'Historical scenario - input'!$D70),\"\")","v":""},{"$f":"IFERROR(IF(OR(Q85=\"\",'Historical scenario - input'!$D70=\"\"),\"\",Q85/'Historical scenario - input'!$D70),\"\")","v":""},{"$f":"IFERROR(IF(OR(R85=\"\",'Historical scenario - input'!$D70=\"\"),\"\",R85/'Historical scenario - input'!$D70),\"\")","v":""},{"$f":"IFERROR(IF(OR(S85=\"\",'Historical scenario - input'!$D70=\"\"),\"\",S85/'Historical scenario - input'!$D70),\"\")","v":""},{"$f":"IFERROR(IF(OR(T85=\"\",'Historical scenario - input'!$D70=\"\"),\"\",T85/'Historical scenario - input'!$D70),\"\")","v":""},{"$f":"IFERROR(IF(OR(U85=\"\",'Historical scenario - input'!$D70=\"\"),\"\",U85/'Historical scenario - input'!$D70),\"\")","v":""},{"$f":"IFERROR(IF(OR(V85=\"\",'Historical scenario - input'!$D70=\"\"),\"\",V85/'Historical scenario - input'!$D70),\"\")","v":""},{"$f":"IFERROR(IF(OR(W85=\"\",'Historical scenario - input'!$D70=\"\"),\"\",W85/'Historical scenario - input'!$D70),\"\")","v":""}]
[{"$f":"IFERROR('Historical scenario - input'!A71,\"\")","v":""},{"$f":"IFERROR('Historical scenario - input'!B71,\"\")","v":0},{"$f":"IFERROR('Historical scenario - input'!C71,\"\")","v":0},{"$f":"IFERROR(repcalc('Historical scenario - input'!$CV71:$GH71,'Historical scenario - input'!$G71,'Historical scenario - input'!$E71,'Historical scenario - input'!$F71,20,TRUE,TRUE),\"\")","v":""},"","","","","","","","","","","","","","","","","","","",{"$f":"IFERROR(IF(OR(D86=\"\",'Historical scenario - input'!$D71=\"\"),\"\",D86/'Historical scenario - input'!$D71),\"\")","v":""},{"$f":"IFERROR(IF(OR(E86=\"\",'Historical scenario - input'!$D71=\"\"),\"\",E86/'Historical scenario - input'!$D71),\"\")","v":""},{"$f":"IFERROR(IF(OR(F86=\"\",'Historical scenario - input'!$D71=\"\"),\"\",F86/'Historical scenario - input'!$D71),\"\")","v":""},{"$f":"IFERROR(IF(OR(G86=\"\",'Historical scenario - input'!$D71=\"\"),\"\",G86/'Historical scenario - input'!$D71),\"\")","v":""},{"$f":"IFERROR(IF(OR(H86=\"\",'Historical scenario - input'!$D71=\"\"),\"\",H86/'Historical scenario - input'!$D71),\"\")","v":""},{"$f":"IFERROR(IF(OR(I86=\"\",'Historical scenario - input'!$D71=\"\"),\"\",I86/'Historical scenario - input'!$D71),\"\")","v":""},{"$f":"IFERROR(IF(OR(J86=\"\",'Historical scenario - input'!$D71=\"\"),\"\",J86/'Historical scenario - input'!$D71),\"\")","v":""},{"$f":"IFERROR(IF(OR(K86=\"\",'Historical scenario - input'!$D71=\"\"),\"\",K86/'Historical scenario - input'!$D71),\"\")","v":""},{"$f":"IFERROR(IF(OR(L86=\"\",'Historical scenario - input'!$D71=\"\"),\"\",L86/'Historical scenario - input'!$D71),\"\")","v":""},{"$f":"IFERROR(IF(OR(M86=\"\",'Historical scenario - input'!$D71=\"\"),\"\",M86/'Historical scenario - input'!$D71),\"\")","v":""},{"$f":"IFERROR(IF(OR(N86=\"\",'Historical scenario - input'!$D71=\"\"),\"\",N86/'Historical scenario - input'!$D71),\"\")","v":""},{"$f":"IFERROR(IF(OR(O86=\"\",'Historical scenario - input'!$D71=\"\"),\"\",O86/'Historical scenario - input'!$D71),\"\")","v":""},{"$f":"IFERROR(IF(OR(P86=\"\",'Historical scenario - input'!$D71=\"\"),\"\",P86/'Historical scenario - input'!$D71),\"\")","v":""},{"$f":"IFERROR(IF(OR(Q86=\"\",'Historical scenario - input'!$D71=\"\"),\"\",Q86/'Historical scenario - input'!$D71),\"\")","v":""},{"$f":"IFERROR(IF(OR(R86=\"\",'Historical scenario - input'!$D71=\"\"),\"\",R86/'Historical scenario - input'!$D71),\"\")","v":""},{"$f":"IFERROR(IF(OR(S86=\"\",'Historical scenario - input'!$D71=\"\"),\"\",S86/'Historical scenario - input'!$D71),\"\")","v":""},{"$f":"IFERROR(IF(OR(T86=\"\",'Historical scenario - input'!$D71=\"\"),\"\",T86/'Historical scenario - input'!$D71),\"\")","v":""},{"$f":"IFERROR(IF(OR(U86=\"\",'Historical scenario - input'!$D71=\"\"),\"\",U86/'Historical scenario - input'!$D71),\"\")","v":""},{"$f":"IFERROR(IF(OR(V86=\"\",'Historical scenario - input'!$D71=\"\"),\"\",V86/'Historical scenario - input'!$D71),\"\")","v":""},{"$f":"IFERROR(IF(OR(W86=\"\",'Historical scenario - input'!$D71=\"\"),\"\",W86/'Historical scenario - input'!$D71),\"\")","v":""}]
[{"$f":"IFERROR('Historical scenario - input'!A72,\"\")","v":""},{"$f":"IFERROR('Historical scenario - input'!B72,\"\")","v":0},{"$f":"IFERROR('Historical scenario - input'!C72,\"\")","v":0},{"$f":"IFERROR(repcalc('Historical scenario - input'!$CV72:$GH72,'Historical scenario - input'!$G72,'Historical scenario - input'!$E72,'Historical scenario - input'!$F72,20,TRUE,TRUE),\"\")","v":""},"","","","","","","","","","","","","","","","","","","",{"$f":"IFERROR(IF(OR(D87=\"\",'Historical scenario - input'!$D72=\"\"),\"\",D87/'Historical scenario - input'!$D72),\"\")","v":""},{"$f":"IFERROR(IF(OR(E87=\"\",'Historical scenario - input'!$D72=\"\"),\"\",E87/'Historical scenario - input'!$D72),\"\")","v":""},{"$f":"IFERROR(IF(OR(F87=\"\",'Historical scenario - input'!$D72=\"\"),\"\",F87/'Historical scenario - input'!$D72),\"\")","v":""},{"$f":"IFERROR(IF(OR(G87=\"\",'Historical scenario - input'!$D72=\"\"),\"\",G87/'Historical scenario - input'!$D72),\"\")","v":""},{"$f":"IFERROR(IF(OR(H87=\"\",'Historical scenario - input'!$D72=\"\"),\"\",H87/'Historical scenario - input'!$D72),\"\")","v":""},{"$f":"IFERROR(IF(OR(I87=\"\",'Historical scenario - input'!$D72=\"\"),\"\",I87/'Historical scenario - input'!$D72),\"\")","v":""},{"$f":"IFERROR(IF(OR(J87=\"\",'Historical scenario - input'!$D72=\"\"),\"\",J87/'Historical scenario - input'!$D72),\"\")","v":""},{"$f":"IFERROR(IF(OR(K87=\"\",'Historical scenario - input'!$D72=\"\"),\"\",K87/'Historical scenario - input'!$D72),\"\")","v":""},{"$f":"IFERROR(IF(OR(L87=\"\",'Historical scenario - input'!$D72=\"\"),\"\",L87/'Historical scenario - input'!$D72),\"\")","v":""},{"$f":"IFERROR(IF(OR(M87=\"\",'Historical scenario - input'!$D72=\"\"),\"\",M87/'Historical scenario - input'!$D72),\"\")","v":""},{"$f":"IFERROR(IF(OR(N87=\"\",'Historical scenario - input'!$D72=\"\"),\"\",N87/'Historical scenario - input'!$D72),\"\")","v":""},{"$f":"IFERROR(IF(OR(O87=\"\",'Historical scenario - input'!$D72=\"\"),\"\",O87/'Historical scenario - input'!$D72),\"\")","v":""},{"$f":"IFERROR(IF(OR(P87=\"\",'Historical scenario - input'!$D72=\"\"),\"\",P87/'Historical scenario - input'!$D72),\"\")","v":""},{"$f":"IFERROR(IF(OR(Q87=\"\",'Historical scenario - input'!$D72=\"\"),\"\",Q87/'Historical scenario - input'!$D72),\"\")","v":""},{"$f":"IFERROR(IF(OR(R87=\"\",'Historical scenario - input'!$D72=\"\"),\"\",R87/'Historical scenario - input'!$D72),\"\")","v":""},{"$f":"IFERROR(IF(OR(S87=\"\",'Historical scenario - input'!$D72=\"\"),\"\",S87/'Historical scenario - input'!$D72),\"\")","v":""},{"$f":"IFERROR(IF(OR(T87=\"\",'Historical scenario - input'!$D72=\"\"),\"\",T87/'Historical scenario - input'!$D72),\"\")","v":""},{"$f":"IFERROR(IF(OR(U87=\"\",'Historical scenario - input'!$D72=\"\"),\"\",U87/'Historical scenario - input'!$D72),\"\")","v":""},{"$f":"IFERROR(IF(OR(V87=\"\",'Historical scenario - input'!$D72=\"\"),\"\",V87/'Historical scenario - input'!$D72),\"\")","v":""},{"$f":"IFERROR(IF(OR(W87=\"\",'Historical scenario - input'!$D72=\"\"),\"\",W87/'Historical scenario - input'!$D72),\"\")","v":""}]
[{"$f":"IFERROR('Historical scenario - input'!A73,\"\")","v":""},{"$f":"IFERROR('Historical scenario - input'!B73,\"\")","v":0},{"$f":"IFERROR('Historical scenario - input'!C73,\"\")","v":0},{"$f":"IFERROR(repcalc('Historical scenario - input'!$CV73:$GH73,'Historical scenario - input'!$G73,'Historical scenario - input'!$E73,'Historical scenario - input'!$F73,20,TRUE,TRUE),\"\")","v":""},"","","","","","","","","","","","","","","","","","","",{"$f":"IFERROR(IF(OR(D88=\"\",'Historical scenario - input'!$D73=\"\"),\"\",D88/'Historical scenario - input'!$D73),\"\")","v":""},{"$f":"IFERROR(IF(OR(E88=\"\",'Historical scenario - input'!$D73=\"\"),\"\",E88/'Historical scenario - input'!$D73),\"\")","v":""},{"$f":"IFERROR(IF(OR(F88=\"\",'Historical scenario - input'!$D73=\"\"),\"\",F88/'Historical scenario - input'!$D73),\"\")","v":""},{"$f":"IFERROR(IF(OR(G88=\"\",'Historical scenario - input'!$D73=\"\"),\"\",G88/'Historical scenario - input'!$D73),\"\")","v":""},{"$f":"IFERROR(IF(OR(H88=\"\",'Historical scenario - input'!$D73=\"\"),\"\",H88/'Historical scenario - input'!$D73),\"\")","v":""},{"$f":"IFERROR(IF(OR(I88=\"\",'Historical scenario - input'!$D73=\"\"),\"\",I88/'Historical scenario - input'!$D73),\"\")","v":""},{"$f":"IFERROR(IF(OR(J88=\"\",'Historical scenario - input'!$D73=\"\"),\"\",J88/'Historical scenario - input'!$D73),\"\")","v":""},{"$f":"IFERROR(IF(OR(K88=\"\",'Historical scenario - input'!$D73=\"\"),\"\",K88/'Historical scenario - input'!$D73),\"\")","v":""},{"$f":"IFERROR(IF(OR(L88=\"\",'Historical scenario - input'!$D73=\"\"),\"\",L88/'Historical scenario - input'!$D73),\"\")","v":""},{"$f":"IFERROR(IF(OR(M88=\"\",'Historical scenario - input'!$D73=\"\"),\"\",M88/'Historical scenario - input'!$D73),\"\")","v":""},{"$f":"IFERROR(IF(OR(N88=\"\",'Historical scenario - input'!$D73=\"\"),\"\",N88/'Historical scenario - input'!$D73),\"\")","v":""},{"$f":"IFERROR(IF(OR(O88=\"\",'Historical scenario - input'!$D73=\"\"),\"\",O88/'Historical scenario - input'!$D73),\"\")","v":""},{"$f":"IFERROR(IF(OR(P88=\"\",'Historical scenario - input'!$D73=\"\"),\"\",P88/'Historical scenario - input'!$D73),\"\")","v":""},{"$f":"IFERROR(IF(OR(Q88=\"\",'Historical scenario - input'!$D73=\"\"),\"\",Q88/'Historical scenario - input'!$D73),\"\")","v":""},{"$f":"IFERROR(IF(OR(R88=\"\",'Historical scenario - input'!$D73=\"\"),\"\",R88/'Historical scenario - input'!$D73),\"\")","v":""},{"$f":"IFERROR(IF(OR(S88=\"\",'Historical scenario - input'!$D73=\"\"),\"\",S88/'Historical scenario - input'!$D73),\"\")","v":""},{"$f":"IFERROR(IF(OR(T88=\"\",'Historical scenario - input'!$D73=\"\"),\"\",T88/'Historical scenario - input'!$D73),\"\")","v":""},{"$f":"IFERROR(IF(OR(U88=\"\",'Historical scenario - input'!$D73=\"\"),\"\",U88/'Historical scenario - input'!$D73),\"\")","v":""},{"$f":"IFERROR(IF(OR(V88=\"\",'Historical scenario - input'!$D73=\"\"),\"\",V88/'Historical scenario - input'!$D73),\"\")","v":""},{"$f":"IFERROR(IF(OR(W88=\"\",'Historical scenario - input'!$D73=\"\"),\"\",W88/'Historical scenario - input'!$D73),\"\")","v":""}]
[{"$f":"IFERROR('Historical scenario - input'!A74,\"\")","v":""},{"$f":"IFERROR('Historical scenario - input'!B74,\"\")","v":0},{"$f":"IFERROR('Historical scenario - input'!C74,\"\")","v":0},{"$f":"IFERROR(repcalc('Historical scenario - input'!$CV74:$GH74,'Historical scenario - input'!$G74,'Historical scenario - input'!$E74,'Historical scenario - input'!$F74,20,TRUE,TRUE),\"\")","v":""},"","","","","","","","","","","","","","","","","","","",{"$f":"IFERROR(IF(OR(D89=\"\",'Historical scenario - input'!$D74=\"\"),\"\",D89/'Historical scenario - input'!$D74),\"\")","v":""},{"$f":"IFERROR(IF(OR(E89=\"\",'Historical scenario - input'!$D74=\"\"),\"\",E89/'Historical scenario - input'!$D74),\"\")","v":""},{"$f":"IFERROR(IF(OR(F89=\"\",'Historical scenario - input'!$D74=\"\"),\"\",F89/'Historical scenario - input'!$D74),\"\")","v":""},{"$f":"IFERROR(IF(OR(G89=\"\",'Historical scenario - input'!$D74=\"\"),\"\",G89/'Historical scenario - input'!$D74),\"\")","v":""},{"$f":"IFERROR(IF(OR(H89=\"\",'Historical scenario - input'!$D74=\"\"),\"\",H89/'Historical scenario - input'!$D74),\"\")","v":""},{"$f":"IFERROR(IF(OR(I89=\"\",'Historical scenario - input'!$D74=\"\"),\"\",I89/'Historical scenario - input'!$D74),\"\")","v":""},{"$f":"IFERROR(IF(OR(J89=\"\",'Historical scenario - input'!$D74=\"\"),\"\",J89/'Historical scenario - input'!$D74),\"\")","v":""},{"$f":"IFERROR(IF(OR(K89=\"\",'Historical scenario - input'!$D74=\"\"),\"\",K89/'Historical scenario - input'!$D74),\"\")","v":""},{"$f":"IFERROR(IF(OR(L89=\"\",'Historical scenario - input'!$D74=\"\"),\"\",L89/'Historical scenario - input'!$D74),\"\")","v":""},{"$f":"IFERROR(IF(OR(M89=\"\",'Historical scenario - input'!$D74=\"\"),\"\",M89/'Historical scenario - input'!$D74),\"\")","v":""},{"$f":"IFERROR(IF(OR(N89=\"\",'Historical scenario - input'!$D74=\"\"),\"\",N89/'Historical scenario - input'!$D74),\"\")","v":""},{"$f":"IFERROR(IF(OR(O89=\"\",'Historical scenario - input'!$D74=\"\"),\"\",O89/'Historical scenario - input'!$D74),\"\")","v":""},{"$f":"IFERROR(IF(OR(P89=\"\",'Historical scenario - input'!$D74=\"\"),\"\",P89/'Historical scenario - input'!$D74),\"\")","v":""},{"$f":"IFERROR(IF(OR(Q89=\"\",'Historical scenario - input'!$D74=\"\"),\"\",Q89/'Historical scenario - input'!$D74),\"\")","v":""},{"$f":"IFERROR(IF(OR(R89=\"\",'Historical scenario - input'!$D74=\"\"),\"\",R89/'Historical scenario - input'!$D74),\"\")","v":""},{"$f":"IFERROR(IF(OR(S89=\"\",'Historical scenario - input'!$D74=\"\"),\"\",S89/'Historical scenario - input'!$D74),\"\")","v":""},{"$f":"IFERROR(IF(OR(T89=\"\",'Historical scenario - input'!$D74=\"\"),\"\",T89/'Historical scenario - input'!$D74),\"\")","v":""},{"$f":"IFERROR(IF(OR(U89=\"\",'Historical scenario - input'!$D74=\"\"),\"\",U89/'Historical scenario - input'!$D74),\"\")","v":""},{"$f":"IFERROR(IF(OR(V89=\"\",'Historical scenario - input'!$D74=\"\"),\"\",V89/'Historical scenario - input'!$D74),\"\")","v":""},{"$f":"IFERROR(IF(OR(W89=\"\",'Historical scenario - input'!$D74=\"\"),\"\",W89/'Historical scenario - input'!$D74),\"\")","v":""}]
[{"$f":"IFERROR('Historical scenario - input'!A75,\"\")","v":""},{"$f":"IFERROR('Historical scenario - input'!B75,\"\")","v":0},{"$f":"IFERROR('Historical scenario - input'!C75,\"\")","v":0},{"$f":"IFERROR(repcalc('Historical scenario - input'!$CV75:$GH75,'Historical scenario - input'!$G75,'Historical scenario - input'!$E75,'Historical scenario - input'!$F75,20,TRUE,TRUE),\"\")","v":""},"","","","","","","","","","","","","","","","","","","",{"$f":"IFERROR(IF(OR(D90=\"\",'Historical scenario - input'!$D75=\"\"),\"\",D90/'Historical scenario - input'!$D75),\"\")","v":""},{"$f":"IFERROR(IF(OR(E90=\"\",'Historical scenario - input'!$D75=\"\"),\"\",E90/'Historical scenario - input'!$D75),\"\")","v":""},{"$f":"IFERROR(IF(OR(F90=\"\",'Historical scenario - input'!$D75=\"\"),\"\",F90/'Historical scenario - input'!$D75),\"\")","v":""},{"$f":"IFERROR(IF(OR(G90=\"\",'Historical scenario - input'!$D75=\"\"),\"\",G90/'Historical scenario - input'!$D75),\"\")","v":""},{"$f":"IFERROR(IF(OR(H90=\"\",'Historical scenario - input'!$D75=\"\"),\"\",H90/'Historical scenario - input'!$D75),\"\")","v":""},{"$f":"IFERROR(IF(OR(I90=\"\",'Historical scenario - input'!$D75=\"\"),\"\",I90/'Historical scenario - input'!$D75),\"\")","v":""},{"$f":"IFERROR(IF(OR(J90=\"\",'Historical scenario - input'!$D75=\"\"),\"\",J90/'Historical scenario - input'!$D75),\"\")","v":""},{"$f":"IFERROR(IF(OR(K90=\"\",'Historical scenario - input'!$D75=\"\"),\"\",K90/'Historical scenario - input'!$D75),\"\")","v":""},{"$f":"IFERROR(IF(OR(L90=\"\",'Historical scenario - input'!$D75=\"\"),\"\",L90/'Historical scenario - input'!$D75),\"\")","v":""},{"$f":"IFERROR(IF(OR(M90=\"\",'Historical scenario - input'!$D75=\"\"),\"\",M90/'Historical scenario - input'!$D75),\"\")","v":""},{"$f":"IFERROR(IF(OR(N90=\"\",'Historical scenario - input'!$D75=\"\"),\"\",N90/'Historical scenario - input'!$D75),\"\")","v":""},{"$f":"IFERROR(IF(OR(O90=\"\",'Historical scenario - input'!$D75=\"\"),\"\",O90/'Historical scenario - input'!$D75),\"\")","v":""},{"$f":"IFERROR(IF(OR(P90=\"\",'Historical scenario - input'!$D75=\"\"),\"\",P90/'Historical scenario - input'!$D75),\"\")","v":""},{"$f":"IFERROR(IF(OR(Q90=\"\",'Historical scenario - input'!$D75=\"\"),\"\",Q90/'Historical scenario - input'!$D75),\"\")","v":""},{"$f":"IFERROR(IF(OR(R90=\"\",'Historical scenario - input'!$D75=\"\"),\"\",R90/'Historical scenario - input'!$D75),\"\")","v":""},{"$f":"IFERROR(IF(OR(S90=\"\",'Historical scenario - input'!$D75=\"\"),\"\",S90/'Historical scenario - input'!$D75),\"\")","v":""},{"$f":"IFERROR(IF(OR(T90=\"\",'Historical scenario - input'!$D75=\"\"),\"\",T90/'Historical scenario - input'!$D75),\"\")","v":""},{"$f":"IFERROR(IF(OR(U90=\"\",'Historical scenario - input'!$D75=\"\"),\"\",U90/'Historical scenario - input'!$D75),\"\")","v":""},{"$f":"IFERROR(IF(OR(V90=\"\",'Historical scenario - input'!$D75=\"\"),\"\",V90/'Historical scenario - input'!$D75),\"\")","v":""},{"$f":"IFERROR(IF(OR(W90=\"\",'Historical scenario - input'!$D75=\"\"),\"\",W90/'Historical scenario - input'!$D75),\"\")","v":""}]
[{"$f":"IFERROR('Historical scenario - input'!A76,\"\")","v":""},{"$f":"IFERROR('Historical scenario - input'!B76,\"\")","v":0},{"$f":"IFERROR('Historical scenario - input'!C76,\"\")","v":0},{"$f":"IFERROR(repcalc('Historical scenario - input'!$CV76:$GH76,'Historical scenario - input'!$G76,'Historical scenario - input'!$E76,'Historical scenario - input'!$F76,20,TRUE,TRUE),\"\")","v":""},"","","","","","","","","","","","","","","","","","","",{"$f":"IFERROR(IF(OR(D91=\"\",'Historical scenario - input'!$D76=\"\"),\"\",D91/'Historical scenario - input'!$D76),\"\")","v":""},{"$f":"IFERROR(IF(OR(E91=\"\",'Historical scenario - input'!$D76=\"\"),\"\",E91/'Historical scenario - input'!$D76),\"\")","v":""},{"$f":"IFERROR(IF(OR(F91=\"\",'Historical scenario - input'!$D76=\"\"),\"\",F91/'Historical scenario - input'!$D76),\"\")","v":""},{"$f":"IFERROR(IF(OR(G91=\"\",'Historical scenario - input'!$D76=\"\"),\"\",G91/'Historical scenario - input'!$D76),\"\")","v":""},{"$f":"IFERROR(IF(OR(H91=\"\",'Historical scenario - input'!$D76=\"\"),\"\",H91/'Historical scenario - input'!$D76),\"\")","v":""},{"$f":"IFERROR(IF(OR(I91=\"\",'Historical scenario - input'!$D76=\"\"),\"\",I91/'Historical scenario - input'!$D76),\"\")","v":""},{"$f":"IFERROR(IF(OR(J91=\"\",'Historical scenario - input'!$D76=\"\"),\"\",J91/'Historical scenario - input'!$D76),\"\")","v":""},{"$f":"IFERROR(IF(OR(K91=\"\",'Historical scenario - input'!$D76=\"\"),\"\",K91/'Historical scenario - input'!$D76),\"\")","v":""},{"$f":"IFERROR(IF(OR(L91=\"\",'Historical scenario - input'!$D76=\"\"),\"\",L91/'Historical scenario - input'!$D76),\"\")","v":""},{"$f":"IFERROR(IF(OR(M91=\"\",'Historical scenario - input'!$D76=\"\"),\"\",M91/'Historical scenario - input'!$D76),\"\")","v":""},{"$f":"IFERROR(IF(OR(N91=\"\",'Historical scenario - input'!$D76=\"\"),\"\",N91/'Historical scenario - input'!$D76),\"\")","v":""},{"$f":"IFERROR(IF(OR(O91=\"\",'Historical scenario - input'!$D76=\"\"),\"\",O91/'Historical scenario - input'!$D76),\"\")","v":""},{"$f":"IFERROR(IF(OR(P91=\"\",'Historical scenario - input'!$D76=\"\"),\"\",P91/'Historical scenario - input'!$D76),\"\")","v":""},{"$f":"IFERROR(IF(OR(Q91=\"\",'Historical scenario - input'!$D76=\"\"),\"\",Q91/'Historical scenario - input'!$D76),\"\")","v":""},{"$f":"IFERROR(IF(OR(R91=\"\",'Historical scenario - input'!$D76=\"\"),\"\",R91/'Historical scenario - input'!$D76),\"\")","v":""},{"$f":"IFERROR(IF(OR(S91=\"\",'Historical scenario - input'!$D76=\"\"),\"\",S91/'Historical scenario - input'!$D76),\"\")","v":""},{"$f":"IFERROR(IF(OR(T91=\"\",'Historical scenario - input'!$D76=\"\"),\"\",T91/'Historical scenario - input'!$D76),\"\")","v":""},{"$f":"IFERROR(IF(OR(U91=\"\",'Historical scenario - input'!$D76=\"\"),\"\",U91/'Historical scenario - input'!$D76),\"\")","v":""},{"$f":"IFERROR(IF(OR(V91=\"\",'Historical scenario - input'!$D76=\"\"),\"\",V91/'Historical scenario - input'!$D76),\"\")","v":""},{"$f":"IFERROR(IF(OR(W91=\"\",'Historical scenario - input'!$D76=\"\"),\"\",W91/'Historical scenario - input'!$D76),\"\")","v":""}]
[{"$f":"IFERROR('Historical scenario - input'!A77,\"\")","v":""},{"$f":"IFERROR('Historical scenario - input'!B77,\"\")","v":0},{"$f":"IFERROR('Historical scenario - input'!C77,\"\")","v":0},{"$f":"IFERROR(repcalc('Historical scenario - input'!$CV77:$GH77,'Historical scenario - input'!$G77,'Historical scenario - input'!$E77,'Historical scenario - input'!$F77,20,TRUE,TRUE),\"\")","v":""},"","","","","","","","","","","","","","","","","","","",{"$f":"IFERROR(IF(OR(D92=\"\",'Historical scenario - input'!$D77=\"\"),\"\",D92/'Historical scenario - input'!$D77),\"\")","v":""},{"$f":"IFERROR(IF(OR(E92=\"\",'Historical scenario - input'!$D77=\"\"),\"\",E92/'Historical scenario - input'!$D77),\"\")","v":""},{"$f":"IFERROR(IF(OR(F92=\"\",'Historical scenario - input'!$D77=\"\"),\"\",F92/'Historical scenario - input'!$D77),\"\")","v":""},{"$f":"IFERROR(IF(OR(G92=\"\",'Historical scenario - input'!$D77=\"\"),\"\",G92/'Historical scenario - input'!$D77),\"\")","v":""},{"$f":"IFERROR(IF(OR(H92=\"\",'Historical scenario - input'!$D77=\"\"),\"\",H92/'Historical scenario - input'!$D77),\"\")","v":""},{"$f":"IFERROR(IF(OR(I92=\"\",'Historical scenario - input'!$D77=\"\"),\"\",I92/'Historical scenario - input'!$D77),\"\")","v":""},{"$f":"IFERROR(IF(OR(J92=\"\",'Historical scenario - input'!$D77=\"\"),\"\",J92/'Historical scenario - input'!$D77),\"\")","v":""},{"$f":"IFERROR(IF(OR(K92=\"\",'Historical scenario - input'!$D77=\"\"),\"\",K92/'Historical scenario - input'!$D77),\"\")","v":""},{"$f":"IFERROR(IF(OR(L92=\"\",'Historical scenario - input'!$D77=\"\"),\"\",L92/'Historical scenario - input'!$D77),\"\")","v":""},{"$f":"IFERROR(IF(OR(M92=\"\",'Historical scenario - input'!$D77=\"\"),\"\",M92/'Historical scenario - input'!$D77),\"\")","v":""},{"$f":"IFERROR(IF(OR(N92=\"\",'Historical scenario - input'!$D77=\"\"),\"\",N92/'Historical scenario - input'!$D77),\"\")","v":""},{"$f":"IFERROR(IF(OR(O92=\"\",'Historical scenario - input'!$D77=\"\"),\"\",O92/'Historical scenario - input'!$D77),\"\")","v":""},{"$f":"IFERROR(IF(OR(P92=\"\",'Historical scenario - input'!$D77=\"\"),\"\",P92/'Historical scenario - input'!$D77),\"\")","v":""},{"$f":"IFERROR(IF(OR(Q92=\"\",'Historical scenario - input'!$D77=\"\"),\"\",Q92/'Historical scenario - input'!$D77),\"\")","v":""},{"$f":"IFERROR(IF(OR(R92=\"\",'Historical scenario - input'!$D77=\"\"),\"\",R92/'Historical scenario - input'!$D77),\"\")","v":""},{"$f":"IFERROR(IF(OR(S92=\"\",'Historical scenario - input'!$D77=\"\"),\"\",S92/'Historical scenario - input'!$D77),\"\")","v":""},{"$f":"IFERROR(IF(OR(T92=\"\",'Historical scenario - input'!$D77=\"\"),\"\",T92/'Historical scenario - input'!$D77),\"\")","v":""},{"$f":"IFERROR(IF(OR(U92=\"\",'Historical scenario - input'!$D77=\"\"),\"\",U92/'Historical scenario - input'!$D77),\"\")","v":""},{"$f":"IFERROR(IF(OR(V92=\"\",'Historical scenario - input'!$D77=\"\"),\"\",V92/'Historical scenario - input'!$D77),\"\")","v":""},{"$f":"IFERROR(IF(OR(W92=\"\",'Historical scenario - input'!$D77=\"\"),\"\",W92/'Historical scenario - input'!$D77),\"\")","v":""}]
[{"$f":"IFERROR('Historical scenario - input'!A78,\"\")","v":""},{"$f":"IFERROR('Historical scenario - input'!B78,\"\")","v":0},{"$f":"IFERROR('Historical scenario - input'!C78,\"\")","v":0},{"$f":"IFERROR(repcalc('Historical scenario - input'!$CV78:$GH78,'Historical scenario - input'!$G78,'Historical scenario - input'!$E78,'Historical scenario - input'!$F78,20,TRUE,TRUE),\"\")","v":""},"","","","","","","","","","","","","","","","","","","",{"$f":"IFERROR(IF(OR(D93=\"\",'Historical scenario - input'!$D78=\"\"),\"\",D93/'Historical scenario - input'!$D78),\"\")","v":""},{"$f":"IFERROR(IF(OR(E93=\"\",'Historical scenario - input'!$D78=\"\"),\"\",E93/'Historical scenario - input'!$D78),\"\")","v":""},{"$f":"IFERROR(IF(OR(F93=\"\",'Historical scenario - input'!$D78=\"\"),\"\",F93/'Historical scenario - input'!$D78),\"\")","v":""},{"$f":"IFERROR(IF(OR(G93=\"\",'Historical scenario - input'!$D78=\"\"),\"\",G93/'Historical scenario - input'!$D78),\"\")","v":""},{"$f":"IFERROR(IF(OR(H93=\"\",'Historical scenario - input'!$D78=\"\"),\"\",H93/'Historical scenario - input'!$D78),\"\")","v":""},{"$f":"IFERROR(IF(OR(I93=\"\",'Historical scenario - input'!$D78=\"\"),\"\",I93/'Historical scenario - input'!$D78),\"\")","v":""},{"$f":"IFERROR(IF(OR(J93=\"\",'Historical scenario - input'!$D78=\"\"),\"\",J93/'Historical scenario - input'!$D78),\"\")","v":""},{"$f":"IFERROR(IF(OR(K93=\"\",'Historical scenario - input'!$D78=\"\"),\"\",K93/'Historical scenario - input'!$D78),\"\")","v":""},{"$f":"IFERROR(IF(OR(L93=\"\",'Historical scenario - input'!$D78=\"\"),\"\",L93/'Historical scenario - input'!$D78),\"\")","v":""},{"$f":"IFERROR(IF(OR(M93=\"\",'Historical scenario - input'!$D78=\"\"),\"\",M93/'Historical scenario - input'!$D78),\"\")","v":""},{"$f":"IFERROR(IF(OR(N93=\"\",'Historical scenario - input'!$D78=\"\"),\"\",N93/'Historical scenario - input'!$D78),\"\")","v":""},{"$f":"IFERROR(IF(OR(O93=\"\",'Historical scenario - input'!$D78=\"\"),\"\",O93/'Historical scenario - input'!$D78),\"\")","v":""},{"$f":"IFERROR(IF(OR(P93=\"\",'Historical scenario - input'!$D78=\"\"),\"\",P93/'Historical scenario - input'!$D78),\"\")","v":""},{"$f":"IFERROR(IF(OR(Q93=\"\",'Historical scenario - input'!$D78=\"\"),\"\",Q93/'Historical scenario - input'!$D78),\"\")","v":""},{"$f":"IFERROR(IF(OR(R93=\"\",'Historical scenario - input'!$D78=\"\"),\"\",R93/'Historical scenario - input'!$D78),\"\")","v":""},{"$f":"IFERROR(IF(OR(S93=\"\",'Historical scenario - input'!$D78=\"\"),\"\",S93/'Historical scenario - input'!$D78),\"\")","v":""},{"$f":"IFERROR(IF(OR(T93=\"\",'Historical scenario - input'!$D78=\"\"),\"\",T93/'Historical scenario - input'!$D78),\"\")","v":""},{"$f":"IFERROR(IF(OR(U93=\"\",'Historical scenario - input'!$D78=\"\"),\"\",U93/'Historical scenario - input'!$D78),\"\")","v":""},{"$f":"IFERROR(IF(OR(V93=\"\",'Historical scenario - input'!$D78=\"\"),\"\",V93/'Historical scenario - input'!$D78),\"\")","v":""},{"$f":"IFERROR(IF(OR(W93=\"\",'Historical scenario - input'!$D78=\"\"),\"\",W93/'Historical scenario - input'!$D78),\"\")","v":""}]
[{"$f":"IFERROR('Historical scenario - input'!A79,\"\")","v":""},{"$f":"IFERROR('Historical scenario - input'!B79,\"\")","v":0},{"$f":"IFERROR('Historical scenario - input'!C79,\"\")","v":0},{"$f":"IFERROR(repcalc('Historical scenario - input'!$CV79:$GH79,'Historical scenario - input'!$G79,'Historical scenario - input'!$E79,'Historical scenario - input'!$F79,20,TRUE,TRUE),\"\")","v":""},"","","","","","","","","","","","","","","","","","","",{"$f":"IFERROR(IF(OR(D94=\"\",'Historical scenario - input'!$D79=\"\"),\"\",D94/'Historical scenario - input'!$D79),\"\")","v":""},{"$f":"IFERROR(IF(OR(E94=\"\",'Historical scenario - input'!$D79=\"\"),\"\",E94/'Historical scenario - input'!$D79),\"\")","v":""},{"$f":"IFERROR(IF(OR(F94=\"\",'Historical scenario - input'!$D79=\"\"),\"\",F94/'Historical scenario - input'!$D79),\"\")","v":""},{"$f":"IFERROR(IF(OR(G94=\"\",'Historical scenario - input'!$D79=\"\"),\"\",G94/'Historical scenario - input'!$D79),\"\")","v":""},{"$f":"IFERROR(IF(OR(H94=\"\",'Historical scenario - input'!$D79=\"\"),\"\",H94/'Historical scenario - input'!$D79),\"\")","v":""},{"$f":"IFERROR(IF(OR(I94=\"\",'Historical scenario - input'!$D79=\"\"),\"\",I94/'Historical scenario - input'!$D79),\"\")","v":""},{"$f":"IFERROR(IF(OR(J94=\"\",'Historical scenario - input'!$D79=\"\"),\"\",J94/'Historical scenario - input'!$D79),\"\")","v":""},{"$f":"IFERROR(IF(OR(K94=\"\",'Historical scenario - input'!$D79=\"\"),\"\",K94/'Historical scenario - input'!$D79),\"\")","v":""},{"$f":"IFERROR(IF(OR(L94=\"\",'Historical scenario - input'!$D79=\"\"),\"\",L94/'Historical scenario - input'!$D79),\"\")","v":""},{"$f":"IFERROR(IF(OR(M94=\"\",'Historical scenario - input'!$D79=\"\"),\"\",M94/'Historical scenario - input'!$D79),\"\")","v":""},{"$f":"IFERROR(IF(OR(N94=\"\",'Historical scenario - input'!$D79=\"\"),\"\",N94/'Historical scenario - input'!$D79),\"\")","v":""},{"$f":"IFERROR(IF(OR(O94=\"\",'Historical scenario - input'!$D79=\"\"),\"\",O94/'Historical scenario - input'!$D79),\"\")","v":""},{"$f":"IFERROR(IF(OR(P94=\"\",'Historical scenario - input'!$D79=\"\"),\"\",P94/'Historical scenario - input'!$D79),\"\")","v":""},{"$f":"IFERROR(IF(OR(Q94=\"\",'Historical scenario - input'!$D79=\"\"),\"\",Q94/'Historical scenario - input'!$D79),\"\")","v":""},{"$f":"IFERROR(IF(OR(R94=\"\",'Historical scenario - input'!$D79=\"\"),\"\",R94/'Historical scenario - input'!$D79),\"\")","v":""},{"$f":"IFERROR(IF(OR(S94=\"\",'Historical scenario - input'!$D79=\"\"),\"\",S94/'Historical scenario - input'!$D79),\"\")","v":""},{"$f":"IFERROR(IF(OR(T94=\"\",'Historical scenario - input'!$D79=\"\"),\"\",T94/'Historical scenario - input'!$D79),\"\")","v":""},{"$f":"IFERROR(IF(OR(U94=\"\",'Historical scenario - input'!$D79=\"\"),\"\",U94/'Historical scenario - input'!$D79),\"\")","v":""},{"$f":"IFERROR(IF(OR(V94=\"\",'Historical scenario - input'!$D79=\"\"),\"\",V94/'Historical scenario - input'!$D79),\"\")","v":""},{"$f":"IFERROR(IF(OR(W94=\"\",'Historical scenario - input'!$D79=\"\"),\"\",W94/'Historical scenario - input'!$D79),\"\")","v":""}]
[{"$f":"IFERROR('Historical scenario - input'!A80,\"\")","v":""},{"$f":"IFERROR('Historical scenario - input'!B80,\"\")","v":0},{"$f":"IFERROR('Historical scenario - input'!C80,\"\")","v":0},{"$f":"IFERROR(repcalc('Historical scenario - input'!$CV80:$GH80,'Historical scenario - input'!$G80,'Historical scenario - input'!$E80,'Historical scenario - input'!$F80,20,TRUE,TRUE),\"\")","v":""},"","","","","","","","","","","","","","","","","","","",{"$f":"IFERROR(IF(OR(D95=\"\",'Historical scenario - input'!$D80=\"\"),\"\",D95/'Historical scenario - input'!$D80),\"\")","v":""},{"$f":"IFERROR(IF(OR(E95=\"\",'Historical scenario - input'!$D80=\"\"),\"\",E95/'Historical scenario - input'!$D80),\"\")","v":""},{"$f":"IFERROR(IF(OR(F95=\"\",'Historical scenario - input'!$D80=\"\"),\"\",F95/'Historical scenario - input'!$D80),\"\")","v":""},{"$f":"IFERROR(IF(OR(G95=\"\",'Historical scenario - input'!$D80=\"\"),\"\",G95/'Historical scenario - input'!$D80),\"\")","v":""},{"$f":"IFERROR(IF(OR(H95=\"\",'Historical scenario - input'!$D80=\"\"),\"\",H95/'Historical scenario - input'!$D80),\"\")","v":""},{"$f":"IFERROR(IF(OR(I95=\"\",'Historical scenario - input'!$D80=\"\"),\"\",I95/'Historical scenario - input'!$D80),\"\")","v":""},{"$f":"IFERROR(IF(OR(J95=\"\",'Historical scenario - input'!$D80=\"\"),\"\",J95/'Historical scenario - input'!$D80),\"\")","v":""},{"$f":"IFERROR(IF(OR(K95=\"\",'Historical scenario - input'!$D80=\"\"),\"\",K95/'Historical scenario - input'!$D80),\"\")","v":""},{"$f":"IFERROR(IF(OR(L95=\"\",'Historical scenario - input'!$D80=\"\"),\"\",L95/'Historical scenario - input'!$D80),\"\")","v":""},{"$f":"IFERROR(IF(OR(M95=\"\",'Historical scenario - input'!$D80=\"\"),\"\",M95/'Historical scenario - input'!$D80),\"\")","v":""},{"$f":"IFERROR(IF(OR(N95=\"\",'Historical scenario - input'!$D80=\"\"),\"\",N95/'Historical scenario - input'!$D80),\"\")","v":""},{"$f":"IFERROR(IF(OR(O95=\"\",'Historical scenario - input'!$D80=\"\"),\"\",O95/'Historical scenario - input'!$D80),\"\")","v":""},{"$f":"IFERROR(IF(OR(P95=\"\",'Historical scenario - input'!$D80=\"\"),\"\",P95/'Historical scenario - input'!$D80),\"\")","v":""},{"$f":"IFERROR(IF(OR(Q95=\"\",'Historical scenario - input'!$D80=\"\"),\"\",Q95/'Historical scenario - input'!$D80),\"\")","v":""},{"$f":"IFERROR(IF(OR(R95=\"\",'Historical scenario - input'!$D80=\"\"),\"\",R95/'Historical scenario - input'!$D80),\"\")","v":""},{"$f":"IFERROR(IF(OR(S95=\"\",'Historical scenario - input'!$D80=\"\"),\"\",S95/'Historical scenario - input'!$D80),\"\")","v":""},{"$f":"IFERROR(IF(OR(T95=\"\",'Historical scenario - input'!$D80=\"\"),\"\",T95/'Historical scenario - input'!$D80),\"\")","v":""},{"$f":"IFERROR(IF(OR(U95=\"\",'Historical scenario - input'!$D80=\"\"),\"\",U95/'Historical scenario - input'!$D80),\"\")","v":""},{"$f":"IFERROR(IF(OR(V95=\"\",'Historical scenario - input'!$D80=\"\"),\"\",V95/'Historical scenario - input'!$D80),\"\")","v":""},{"$f":"IFERROR(IF(OR(W95=\"\",'Historical scenario - input'!$D80=\"\"),\"\",W95/'Historical scenario - input'!$D80),\"\")","v":""}]
[{"$f":"IFERROR('Historical scenario - input'!A81,\"\")","v":""},{"$f":"IFERROR('Historical scenario - input'!B81,\"\")","v":0},{"$f":"IFERROR('Historical scenario - input'!C81,\"\")","v":0},{"$f":"IFERROR(repcalc('Historical scenario - input'!$CV81:$GH81,'Historical scenario - input'!$G81,'Historical scenario - input'!$E81,'Historical scenario - input'!$F81,20,TRUE,TRUE),\"\")","v":""},"","","","","","","","","","","","","","","","","","","",{"$f":"IFERROR(IF(OR(D96=\"\",'Historical scenario - input'!$D81=\"\"),\"\",D96/'Historical scenario - input'!$D81),\"\")","v":""},{"$f":"IFERROR(IF(OR(E96=\"\",'Historical scenario - input'!$D81=\"\"),\"\",E96/'Historical scenario - input'!$D81),\"\")","v":""},{"$f":"IFERROR(IF(OR(F96=\"\",'Historical scenario - input'!$D81=\"\"),\"\",F96/'Historical scenario - input'!$D81),\"\")","v":""},{"$f":"IFERROR(IF(OR(G96=\"\",'Historical scenario - input'!$D81=\"\"),\"\",G96/'Historical scenario - input'!$D81),\"\")","v":""},{"$f":"IFERROR(IF(OR(H96=\"\",'Historical scenario - input'!$D81=\"\"),\"\",H96/'Historical scenario - input'!$D81),\"\")","v":""},{"$f":"IFERROR(IF(OR(I96=\"\",'Historical scenario - input'!$D81=\"\"),\"\",I96/'Historical scenario - input'!$D81),\"\")","v":""},{"$f":"IFERROR(IF(OR(J96=\"\",'Historical scenario - input'!$D81=\"\"),\"\",J96/'Historical scenario - input'!$D81),\"\")","v":""},{"$f":"IFERROR(IF(OR(K96=\"\",'Historical scenario - input'!$D81=\"\"),\"\",K96/'Historical scenario - input'!$D81),\"\")","v":""},{"$f":"IFERROR(IF(OR(L96=\"\",'Historical scenario - input'!$D81=\"\"),\"\",L96/'Historical scenario - input'!$D81),\"\")","v":""},{"$f":"IFERROR(IF(OR(M96=\"\",'Historical scenario - input'!$D81=\"\"),\"\",M96/'Historical scenario - input'!$D81),\"\")","v":""},{"$f":"IFERROR(IF(OR(N96=\"\",'Historical scenario - input'!$D81=\"\"),\"\",N96/'Historical scenario - input'!$D81),\"\")","v":""},{"$f":"IFERROR(IF(OR(O96=\"\",'Historical scenario - input'!$D81=\"\"),\"\",O96/'Historical scenario - input'!$D81),\"\")","v":""},{"$f":"IFERROR(IF(OR(P96=\"\",'Historical scenario - input'!$D81=\"\"),\"\",P96/'Historical scenario - input'!$D81),\"\")","v":""},{"$f":"IFERROR(IF(OR(Q96=\"\",'Historical scenario - input'!$D81=\"\"),\"\",Q96/'Historical scenario - input'!$D81),\"\")","v":""},{"$f":"IFERROR(IF(OR(R96=\"\",'Historical scenario - input'!$D81=\"\"),\"\",R96/'Historical scenario - input'!$D81),\"\")","v":""},{"$f":"IFERROR(IF(OR(S96=\"\",'Historical scenario - input'!$D81=\"\"),\"\",S96/'Historical scenario - input'!$D81),\"\")","v":""},{"$f":"IFERROR(IF(OR(T96=\"\",'Historical scenario - input'!$D81=\"\"),\"\",T96/'Historical scenario - input'!$D81),\"\")","v":""},{"$f":"IFERROR(IF(OR(U96=\"\",'Historical scenario - input'!$D81=\"\"),\"\",U96/'Historical scenario - input'!$D81),\"\")","v":""},{"$f":"IFERROR(IF(OR(V96=\"\",'Historical scenario - input'!$D81=\"\"),\"\",V96/'Historical scenario - input'!$D81),\"\")","v":""},{"$f":"IFERROR(IF(OR(W96=\"\",'Historical scenario - input'!$D81=\"\"),\"\",W96/'Historical scenario - input'!$D81),\"\")","v":""}]
[{"$f":"IFERROR('Historical scenario - input'!A82,\"\")","v":""},{"$f":"IFERROR('Historical scenario - input'!B82,\"\")","v":0},{"$f":"IFERROR('Historical scenario - input'!C82,\"\")","v":0},{"$f":"IFERROR(repcalc('Historical scenario - input'!$CV82:$GH82,'Historical scenario - input'!$G82,'Historical scenario - input'!$E82,'Historical scenario - input'!$F82,20,TRUE,TRUE),\"\")","v":""},"","","","","","","","","","","","","","","","","","","",{"$f":"IFERROR(IF(OR(D97=\"\",'Historical scenario - input'!$D82=\"\"),\"\",D97/'Historical scenario - input'!$D82),\"\")","v":""},{"$f":"IFERROR(IF(OR(E97=\"\",'Historical scenario - input'!$D82=\"\"),\"\",E97/'Historical scenario - input'!$D82),\"\")","v":""},{"$f":"IFERROR(IF(OR(F97=\"\",'Historical scenario - input'!$D82=\"\"),\"\",F97/'Historical scenario - input'!$D82),\"\")","v":""},{"$f":"IFERROR(IF(OR(G97=\"\",'Historical scenario - input'!$D82=\"\"),\"\",G97/'Historical scenario - input'!$D82),\"\")","v":""},{"$f":"IFERROR(IF(OR(H97=\"\",'Historical scenario - input'!$D82=\"\"),\"\",H97/'Historical scenario - input'!$D82),\"\")","v":""},{"$f":"IFERROR(IF(OR(I97=\"\",'Historical scenario - input'!$D82=\"\"),\"\",I97/'Historical scenario - input'!$D82),\"\")","v":""},{"$f":"IFERROR(IF(OR(J97=\"\",'Historical scenario - input'!$D82=\"\"),\"\",J97/'Historical scenario - input'!$D82),\"\")","v":""},{"$f":"IFERROR(IF(OR(K97=\"\",'Historical scenario - input'!$D82=\"\"),\"\",K97/'Historical scenario - input'!$D82),\"\")","v":""},{"$f":"IFERROR(IF(OR(L97=\"\",'Historical scenario - input'!$D82=\"\"),\"\",L97/'Historical scenario - input'!$D82),\"\")","v":""},{"$f":"IFERROR(IF(OR(M97=\"\",'Historical scenario - input'!$D82=\"\"),\"\",M97/'Historical scenario - input'!$D82),\"\")","v":""},{"$f":"IFERROR(IF(OR(N97=\"\",'Historical scenario - input'!$D82=\"\"),\"\",N97/'Historical scenario - input'!$D82),\"\")","v":""},{"$f":"IFERROR(IF(OR(O97=\"\",'Historical scenario - input'!$D82=\"\"),\"\",O97/'Historical scenario - input'!$D82),\"\")","v":""},{"$f":"IFERROR(IF(OR(P97=\"\",'Historical scenario - input'!$D82=\"\"),\"\",P97/'Historical scenario - input'!$D82),\"\")","v":""},{"$f":"IFERROR(IF(OR(Q97=\"\",'Historical scenario - input'!$D82=\"\"),\"\",Q97/'Historical scenario - input'!$D82),\"\")","v":""},{"$f":"IFERROR(IF(OR(R97=\"\",'Historical scenario - input'!$D82=\"\"),\"\",R97/'Historical scenario - input'!$D82),\"\")","v":""},{"$f":"IFERROR(IF(OR(S97=\"\",'Historical scenario - input'!$D82=\"\"),\"\",S97/'Historical scenario - input'!$D82),\"\")","v":""},{"$f":"IFERROR(IF(OR(T97=\"\",'Historical scenario - input'!$D82=\"\"),\"\",T97/'Historical scenario - input'!$D82),\"\")","v":""},{"$f":"IFERROR(IF(OR(U97=\"\",'Historical scenario - input'!$D82=\"\"),\"\",U97/'Historical scenario - input'!$D82),\"\")","v":""},{"$f":"IFERROR(IF(OR(V97=\"\",'Historical scenario - input'!$D82=\"\"),\"\",V97/'Historical scenario - input'!$D82),\"\")","v":""},{"$f":"IFERROR(IF(OR(W97=\"\",'Historical scenario - input'!$D82=\"\"),\"\",W97/'Historical scenario - input'!$D82),\"\")","v":""}]
[{"$f":"IFERROR('Historical scenario - input'!A83,\"\")","v":""},{"$f":"IFERROR('Historical scenario - input'!B83,\"\")","v":0},{"$f":"IFERROR('Historical scenario - input'!C83,\"\")","v":0},{"$f":"IFERROR(repcalc('Historical scenario - input'!$CV83:$GH83,'Historical scenario - input'!$G83,'Historical scenario - input'!$E83,'Historical scenario - input'!$F83,20,TRUE,TRUE),\"\")","v":""},"","","","","","","","","","","","","","","","","","","",{"$f":"IFERROR(IF(OR(D98=\"\",'Historical scenario - input'!$D83=\"\"),\"\",D98/'Historical scenario - input'!$D83),\"\")","v":""},{"$f":"IFERROR(IF(OR(E98=\"\",'Historical scenario - input'!$D83=\"\"),\"\",E98/'Historical scenario - input'!$D83),\"\")","v":""},{"$f":"IFERROR(IF(OR(F98=\"\",'Historical scenario - input'!$D83=\"\"),\"\",F98/'Historical scenario - input'!$D83),\"\")","v":""},{"$f":"IFERROR(IF(OR(G98=\"\",'Historical scenario - input'!$D83=\"\"),\"\",G98/'Historical scenario - input'!$D83),\"\")","v":""},{"$f":"IFERROR(IF(OR(H98=\"\",'Historical scenario - input'!$D83=\"\"),\"\",H98/'Historical scenario - input'!$D83),\"\")","v":""},{"$f":"IFERROR(IF(OR(I98=\"\",'Historical scenario - input'!$D83=\"\"),\"\",I98/'Historical scenario - input'!$D83),\"\")","v":""},{"$f":"IFERROR(IF(OR(J98=\"\",'Historical scenario - input'!$D83=\"\"),\"\",J98/'Historical scenario - input'!$D83),\"\")","v":""},{"$f":"IFERROR(IF(OR(K98=\"\",'Historical scenario - input'!$D83=\"\"),\"\",K98/'Historical scenario - input'!$D83),\"\")","v":""},{"$f":"IFERROR(IF(OR(L98=\"\",'Historical scenario - input'!$D83=\"\"),\"\",L98/'Historical scenario - input'!$D83),\"\")","v":""},{"$f":"IFERROR(IF(OR(M98=\"\",'Historical scenario - input'!$D83=\"\"),\"\",M98/'Historical scenario - input'!$D83),\"\")","v":""},{"$f":"IFERROR(IF(OR(N98=\"\",'Historical scenario - input'!$D83=\"\"),\"\",N98/'Historical scenario - input'!$D83),\"\")","v":""},{"$f":"IFERROR(IF(OR(O98=\"\",'Historical scenario - input'!$D83=\"\"),\"\",O98/'Historical scenario - input'!$D83),\"\")","v":""},{"$f":"IFERROR(IF(OR(P98=\"\",'Historical scenario - input'!$D83=\"\"),\"\",P98/'Historical scenario - input'!$D83),\"\")","v":""},{"$f":"IFERROR(IF(OR(Q98=\"\",'Historical scenario - input'!$D83=\"\"),\"\",Q98/'Historical scenario - input'!$D83),\"\")","v":""},{"$f":"IFERROR(IF(OR(R98=\"\",'Historical scenario - input'!$D83=\"\"),\"\",R98/'Historical scenario - input'!$D83),\"\")","v":""},{"$f":"IFERROR(IF(OR(S98=\"\",'Historical scenario - input'!$D83=\"\"),\"\",S98/'Historical scenario - input'!$D83),\"\")","v":""},{"$f":"IFERROR(IF(OR(T98=\"\",'Historical scenario - input'!$D83=\"\"),\"\",T98/'Historical scenario - input'!$D83),\"\")","v":""},{"$f":"IFERROR(IF(OR(U98=\"\",'Historical scenario - input'!$D83=\"\"),\"\",U98/'Historical scenario - input'!$D83),\"\")","v":""},{"$f":"IFERROR(IF(OR(V98=\"\",'Historical scenario - input'!$D83=\"\"),\"\",V98/'Historical scenario - input'!$D83),\"\")","v":""},{"$f":"IFERROR(IF(OR(W98=\"\",'Historical scenario - input'!$D83=\"\"),\"\",W98/'Historical scenario - input'!$D83),\"\")","v":""}]
[{"$f":"IFERROR('Historical scenario - input'!A84,\"\")","v":""},{"$f":"IFERROR('Historical scenario - input'!B84,\"\")","v":0},{"$f":"IFERROR('Historical scenario - input'!C84,\"\")","v":0},{"$f":"IFERROR(repcalc('Historical scenario - input'!$CV84:$GH84,'Historical scenario - input'!$G84,'Historical scenario - input'!$E84,'Historical scenario - input'!$F84,20,TRUE,TRUE),\"\")","v":""},"","","","","","","","","","","","","","","","","","","",{"$f":"IFERROR(IF(OR(D99=\"\",'Historical scenario - input'!$D84=\"\"),\"\",D99/'Historical scenario - input'!$D84),\"\")","v":""},{"$f":"IFERROR(IF(OR(E99=\"\",'Historical scenario - input'!$D84=\"\"),\"\",E99/'Historical scenario - input'!$D84),\"\")","v":""},{"$f":"IFERROR(IF(OR(F99=\"\",'Historical scenario - input'!$D84=\"\"),\"\",F99/'Historical scenario - input'!$D84),\"\")","v":""},{"$f":"IFERROR(IF(OR(G99=\"\",'Historical scenario - input'!$D84=\"\"),\"\",G99/'Historical scenario - input'!$D84),\"\")","v":""},{"$f":"IFERROR(IF(OR(H99=\"\",'Historical scenario - input'!$D84=\"\"),\"\",H99/'Historical scenario - input'!$D84),\"\")","v":""},{"$f":"IFERROR(IF(OR(I99=\"\",'Historical scenario - input'!$D84=\"\"),\"\",I99/'Historical scenario - input'!$D84),\"\")","v":""},{"$f":"IFERROR(IF(OR(J99=\"\",'Historical scenario - input'!$D84=\"\"),\"\",J99/'Historical scenario - input'!$D84),\"\")","v":""},{"$f":"IFERROR(IF(OR(K99=\"\",'Historical scenario - input'!$D84=\"\"),\"\",K99/'Historical scenario - input'!$D84),\"\")","v":""},{"$f":"IFERROR(IF(OR(L99=\"\",'Historical scenario - input'!$D84=\"\"),\"\",L99/'Historical scenario - input'!$D84),\"\")","v":""},{"$f":"IFERROR(IF(OR(M99=\"\",'Historical scenario - input'!$D84=\"\"),\"\",M99/'Historical scenario - input'!$D84),\"\")","v":""},{"$f":"IFERROR(IF(OR(N99=\"\",'Historical scenario - input'!$D84=\"\"),\"\",N99/'Historical scenario - input'!$D84),\"\")","v":""},{"$f":"IFERROR(IF(OR(O99=\"\",'Historical scenario - input'!$D84=\"\"),\"\",O99/'Historical scenario - input'!$D84),\"\")","v":""},{"$f":"IFERROR(IF(OR(P99=\"\",'Historical scenario - input'!$D84=\"\"),\"\",P99/'Historical scenario - input'!$D84),\"\")","v":""},{"$f":"IFERROR(IF(OR(Q99=\"\",'Historical scenario - input'!$D84=\"\"),\"\",Q99/'Historical scenario - input'!$D84),\"\")","v":""},{"$f":"IFERROR(IF(OR(R99=\"\",'Historical scenario - input'!$D84=\"\"),\"\",R99/'Historical scenario - input'!$D84),\"\")","v":""},{"$f":"IFERROR(IF(OR(S99=\"\",'Historical scenario - input'!$D84=\"\"),\"\",S99/'Historical scenario - input'!$D84),\"\")","v":""},{"$f":"IFERROR(IF(OR(T99=\"\",'Historical scenario - input'!$D84=\"\"),\"\",T99/'Historical scenario - input'!$D84),\"\")","v":""},{"$f":"IFERROR(IF(OR(U99=\"\",'Historical scenario - input'!$D84=\"\"),\"\",U99/'Historical scenario - input'!$D84),\"\")","v":""},{"$f":"IFERROR(IF(OR(V99=\"\",'Historical scenario - input'!$D84=\"\"),\"\",V99/'Historical scenario - input'!$D84),\"\")","v":""},{"$f":"IFERROR(IF(OR(W99=\"\",'Historical scenario - input'!$D84=\"\"),\"\",W99/'Historical scenario - input'!$D84),\"\")","v":""}]
[{"$f":"IFERROR('Historical scenario - input'!A85,\"\")","v":""},{"$f":"IFERROR('Historical scenario - input'!B85,\"\")","v":0},{"$f":"IFERROR('Historical scenario - input'!C85,\"\")","v":0},{"$f":"IFERROR(repcalc('Historical scenario - input'!$CV85:$GH85,'Historical scenario - input'!$G85,'Historical scenario - input'!$E85,'Historical scenario - input'!$F85,20,TRUE,TRUE),\"\")","v":""},"","","","","","","","","","","","","","","","","","","",{"$f":"IFERROR(IF(OR(D100=\"\",'Historical scenario - input'!$D85=\"\"),\"\",D100/'Historical scenario - input'!$D85),\"\")","v":""},{"$f":"IFERROR(IF(OR(E100=\"\",'Historical scenario - input'!$D85=\"\"),\"\",E100/'Historical scenario - input'!$D85),\"\")","v":""},{"$f":"IFERROR(IF(OR(F100=\"\",'Historical scenario - input'!$D85=\"\"),\"\",F100/'Historical scenario - input'!$D85),\"\")","v":""},{"$f":"IFERROR(IF(OR(G100=\"\",'Historical scenario - input'!$D85=\"\"),\"\",G100/'Historical scenario - input'!$D85),\"\")","v":""},{"$f":"IFERROR(IF(OR(H100=\"\",'Historical scenario - input'!$D85=\"\"),\"\",H100/'Historical scenario - input'!$D85),\"\")","v":""},{"$f":"IFERROR(IF(OR(I100=\"\",'Historical scenario - input'!$D85=\"\"),\"\",I100/'Historical scenario - input'!$D85),\"\")","v":""},{"$f":"IFERROR(IF(OR(J100=\"\",'Historical scenario - input'!$D85=\"\"),\"\",J100/'Historical scenario - input'!$D85),\"\")","v":""},{"$f":"IFERROR(IF(OR(K100=\"\",'Historical scenario - input'!$D85=\"\"),\"\",K100/'Historical scenario - input'!$D85),\"\")","v":""},{"$f":"IFERROR(IF(OR(L100=\"\",'Historical scenario - input'!$D85=\"\"),\"\",L100/'Historical scenario - input'!$D85),\"\")","v":""},{"$f":"IFERROR(IF(OR(M100=\"\",'Historical scenario - input'!$D85=\"\"),\"\",M100/'Historical scenario - input'!$D85),\"\")","v":""},{"$f":"IFERROR(IF(OR(N100=\"\",'Historical scenario - input'!$D85=\"\"),\"\",N100/'Historical scenario - input'!$D85),\"\")","v":""},{"$f":"IFERROR(IF(OR(O100=\"\",'Historical scenario - input'!$D85=\"\"),\"\",O100/'Historical scenario - input'!$D85),\"\")","v":""},{"$f":"IFERROR(IF(OR(P100=\"\",'Historical scenario - input'!$D85=\"\"),\"\",P100/'Historical scenario - input'!$D85),\"\")","v":""},{"$f":"IFERROR(IF(OR(Q100=\"\",'Historical scenario - input'!$D85=\"\"),\"\",Q100/'Historical scenario - input'!$D85),\"\")","v":""},{"$f":"IFERROR(IF(OR(R100=\"\",'Historical scenario - input'!$D85=\"\"),\"\",R100/'Historical scenario - input'!$D85),\"\")","v":""},{"$f":"IFERROR(IF(OR(S100=\"\",'Historical scenario - input'!$D85=\"\"),\"\",S100/'Historical scenario - input'!$D85),\"\")","v":""},{"$f":"IFERROR(IF(OR(T100=\"\",'Historical scenario - input'!$D85=\"\"),\"\",T100/'Historical scenario - input'!$D85),\"\")","v":""},{"$f":"IFERROR(IF(OR(U100=\"\",'Historical scenario - input'!$D85=\"\"),\"\",U100/'Historical scenario - input'!$D85),\"\")","v":""},{"$f":"IFERROR(IF(OR(V100=\"\",'Historical scenario - input'!$D85=\"\"),\"\",V100/'Historical scenario - input'!$D85),\"\")","v":""},{"$f":"IFERROR(IF(OR(W100=\"\",'Historical scenario - input'!$D85=\"\"),\"\",W100/'Historical scenario - input'!$D85),\"\")","v":""}]
[{"$f":"IFERROR('Historical scenario - input'!A86,\"\")","v":""},{"$f":"IFERROR('Historical scenario - input'!B86,\"\")","v":0},{"$f":"IFERROR('Historical scenario - input'!C86,\"\")","v":0},{"$f":"IFERROR(repcalc('Historical scenario - input'!$CV86:$GH86,'Historical scenario - input'!$G86,'Historical scenario - input'!$E86,'Historical scenario - input'!$F86,20,TRUE,TRUE),\"\")","v":""},"","","","","","","","","","","","","","","","","","","",{"$f":"IFERROR(IF(OR(D101=\"\",'Historical scenario - input'!$D86=\"\"),\"\",D101/'Historical scenario - input'!$D86),\"\")","v":""},{"$f":"IFERROR(IF(OR(E101=\"\",'Historical scenario - input'!$D86=\"\"),\"\",E101/'Historical scenario - input'!$D86),\"\")","v":""},{"$f":"IFERROR(IF(OR(F101=\"\",'Historical scenario - input'!$D86=\"\"),\"\",F101/'Historical scenario - input'!$D86),\"\")","v":""},{"$f":"IFERROR(IF(OR(G101=\"\",'Historical scenario - input'!$D86=\"\"),\"\",G101/'Historical scenario - input'!$D86),\"\")","v":""},{"$f":"IFERROR(IF(OR(H101=\"\",'Historical scenario - input'!$D86=\"\"),\"\",H101/'Historical scenario - input'!$D86),\"\")","v":""},{"$f":"IFERROR(IF(OR(I101=\"\",'Historical scenario - input'!$D86=\"\"),\"\",I101/'Historical scenario - input'!$D86),\"\")","v":""},{"$f":"IFERROR(IF(OR(J101=\"\",'Historical scenario - input'!$D86=\"\"),\"\",J101/'Historical scenario - input'!$D86),\"\")","v":""},{"$f":"IFERROR(IF(OR(K101=\"\",'Historical scenario - input'!$D86=\"\"),\"\",K101/'Historical scenario - input'!$D86),\"\")","v":""},{"$f":"IFERROR(IF(OR(L101=\"\",'Historical scenario - input'!$D86=\"\"),\"\",L101/'Historical scenario - input'!$D86),\"\")","v":""},{"$f":"IFERROR(IF(OR(M101=\"\",'Historical scenario - input'!$D86=\"\"),\"\",M101/'Historical scenario - input'!$D86),\"\")","v":""},{"$f":"IFERROR(IF(OR(N101=\"\",'Historical scenario - input'!$D86=\"\"),\"\",N101/'Historical scenario - input'!$D86),\"\")","v":""},{"$f":"IFERROR(IF(OR(O101=\"\",'Historical scenario - input'!$D86=\"\"),\"\",O101/'Historical scenario - input'!$D86),\"\")","v":""},{"$f":"IFERROR(IF(OR(P101=\"\",'Historical scenario - input'!$D86=\"\"),\"\",P101/'Historical scenario - input'!$D86),\"\")","v":""},{"$f":"IFERROR(IF(OR(Q101=\"\",'Historical scenario - input'!$D86=\"\"),\"\",Q101/'Historical scenario - input'!$D86),\"\")","v":""},{"$f":"IFERROR(IF(OR(R101=\"\",'Historical scenario - input'!$D86=\"\"),\"\",R101/'Historical scenario - input'!$D86),\"\")","v":""},{"$f":"IFERROR(IF(OR(S101=\"\",'Historical scenario - input'!$D86=\"\"),\"\",S101/'Historical scenario - input'!$D86),\"\")","v":""},{"$f":"IFERROR(IF(OR(T101=\"\",'Historical scenario - input'!$D86=\"\"),\"\",T101/'Historical scenario - input'!$D86),\"\")","v":""},{"$f":"IFERROR(IF(OR(U101=\"\",'Historical scenario - input'!$D86=\"\"),\"\",U101/'Historical scenario - input'!$D86),\"\")","v":""},{"$f":"IFERROR(IF(OR(V101=\"\",'Historical scenario - input'!$D86=\"\"),\"\",V101/'Historical scenario - input'!$D86),\"\")","v":""},{"$f":"IFERROR(IF(OR(W101=\"\",'Historical scenario - input'!$D86=\"\"),\"\",W101/'Historical scenario - input'!$D86),\"\")","v":""}]
[{"$f":"IFERROR('Historical scenario - input'!A87,\"\")","v":""},{"$f":"IFERROR('Historical scenario - input'!B87,\"\")","v":0},{"$f":"IFERROR('Historical scenario - input'!C87,\"\")","v":0},{"$f":"IFERROR(repcalc('Historical scenario - input'!$CV87:$GH87,'Historical scenario - input'!$G87,'Historical scenario - input'!$E87,'Historical scenario - input'!$F87,20,TRUE,TRUE),\"\")","v":""},"","","","","","","","","","","","","","","","","","","",{"$f":"IFERROR(IF(OR(D102=\"\",'Historical scenario - input'!$D87=\"\"),\"\",D102/'Historical scenario - input'!$D87),\"\")","v":""},{"$f":"IFERROR(IF(OR(E102=\"\",'Historical scenario - input'!$D87=\"\"),\"\",E102/'Historical scenario - input'!$D87),\"\")","v":""},{"$f":"IFERROR(IF(OR(F102=\"\",'Historical scenario - input'!$D87=\"\"),\"\",F102/'Historical scenario - input'!$D87),\"\")","v":""},{"$f":"IFERROR(IF(OR(G102=\"\",'Historical scenario - input'!$D87=\"\"),\"\",G102/'Historical scenario - input'!$D87),\"\")","v":""},{"$f":"IFERROR(IF(OR(H102=\"\",'Historical scenario - input'!$D87=\"\"),\"\",H102/'Historical scenario - input'!$D87),\"\")","v":""},{"$f":"IFERROR(IF(OR(I102=\"\",'Historical scenario - input'!$D87=\"\"),\"\",I102/'Historical scenario - input'!$D87),\"\")","v":""},{"$f":"IFERROR(IF(OR(J102=\"\",'Historical scenario - input'!$D87=\"\"),\"\",J102/'Historical scenario - input'!$D87),\"\")","v":""},{"$f":"IFERROR(IF(OR(K102=\"\",'Historical scenario - input'!$D87=\"\"),\"\",K102/'Historical scenario - input'!$D87),\"\")","v":""},{"$f":"IFERROR(IF(OR(L102=\"\",'Historical scenario - input'!$D87=\"\"),\"\",L102/'Historical scenario - input'!$D87),\"\")","v":""},{"$f":"IFERROR(IF(OR(M102=\"\",'Historical scenario - input'!$D87=\"\"),\"\",M102/'Historical scenario - input'!$D87),\"\")","v":""},{"$f":"IFERROR(IF(OR(N102=\"\",'Historical scenario - input'!$D87=\"\"),\"\",N102/'Historical scenario - input'!$D87),\"\")","v":""},{"$f":"IFERROR(IF(OR(O102=\"\",'Historical scenario - input'!$D87=\"\"),\"\",O102/'Historical scenario - input'!$D87),\"\")","v":""},{"$f":"IFERROR(IF(OR(P102=\"\",'Historical scenario - input'!$D87=\"\"),\"\",P102/'Historical scenario - input'!$D87),\"\")","v":""},{"$f":"IFERROR(IF(OR(Q102=\"\",'Historical scenario - input'!$D87=\"\"),\"\",Q102/'Historical scenario - input'!$D87),\"\")","v":""},{"$f":"IFERROR(IF(OR(R102=\"\",'Historical scenario - input'!$D87=\"\"),\"\",R102/'Historical scenario - input'!$D87),\"\")","v":""},{"$f":"IFERROR(IF(OR(S102=\"\",'Historical scenario - input'!$D87=\"\"),\"\",S102/'Historical scenario - input'!$D87),\"\")","v":""},{"$f":"IFERROR(IF(OR(T102=\"\",'Historical scenario - input'!$D87=\"\"),\"\",T102/'Historical scenario - input'!$D87),\"\")","v":""},{"$f":"IFERROR(IF(OR(U102=\"\",'Historical scenario - input'!$D87=\"\"),\"\",U102/'Historical scenario - input'!$D87),\"\")","v":""},{"$f":"IFERROR(IF(OR(V102=\"\",'Historical scenario - input'!$D87=\"\"),\"\",V102/'Historical scenario - input'!$D87),\"\")","v":""},{"$f":"IFERROR(IF(OR(W102=\"\",'Historical scenario - input'!$D87=\"\"),\"\",W102/'Historical scenario - input'!$D87),\"\")","v":""}]
[{"$f":"IFERROR('Historical scenario - input'!A88,\"\")","v":""},{"$f":"IFERROR('Historical scenario - input'!B88,\"\")","v":0},{"$f":"IFERROR('Historical scenario - input'!C88,\"\")","v":0},{"$f":"IFERROR(repcalc('Historical scenario - input'!$CV88:$GH88,'Historical scenario - input'!$G88,'Historical scenario - input'!$E88,'Historical scenario - input'!$F88,20,TRUE,TRUE),\"\")","v":""},"","","","","","","","","","","","","","","","","","","",{"$f":"IFERROR(IF(OR(D103=\"\",'Historical scenario - input'!$D88=\"\"),\"\",D103/'Historical scenario - input'!$D88),\"\")","v":""},{"$f":"IFERROR(IF(OR(E103=\"\",'Historical scenario - input'!$D88=\"\"),\"\",E103/'Historical scenario - input'!$D88),\"\")","v":""},{"$f":"IFERROR(IF(OR(F103=\"\",'Historical scenario - input'!$D88=\"\"),\"\",F103/'Historical scenario - input'!$D88),\"\")","v":""},{"$f":"IFERROR(IF(OR(G103=\"\",'Historical scenario - input'!$D88=\"\"),\"\",G103/'Historical scenario - input'!$D88),\"\")","v":""},{"$f":"IFERROR(IF(OR(H103=\"\",'Historical scenario - input'!$D88=\"\"),\"\",H103/'Historical scenario - input'!$D88),\"\")","v":""},{"$f":"IFERROR(IF(OR(I103=\"\",'Historical scenario - input'!$D88=\"\"),\"\",I103/'Historical scenario - input'!$D88),\"\")","v":""},{"$f":"IFERROR(IF(OR(J103=\"\",'Historical scenario - input'!$D88=\"\"),\"\",J103/'Historical scenario - input'!$D88),\"\")","v":""},{"$f":"IFERROR(IF(OR(K103=\"\",'Historical scenario - input'!$D88=\"\"),\"\",K103/'Historical scenario - input'!$D88),\"\")","v":""},{"$f":"IFERROR(IF(OR(L103=\"\",'Historical scenario - input'!$D88=\"\"),\"\",L103/'Historical scenario - input'!$D88),\"\")","v":""},{"$f":"IFERROR(IF(OR(M103=\"\",'Historical scenario - input'!$D88=\"\"),\"\",M103/'Historical scenario - input'!$D88),\"\")","v":""},{"$f":"IFERROR(IF(OR(N103=\"\",'Historical scenario - input'!$D88=\"\"),\"\",N103/'Historical scenario - input'!$D88),\"\")","v":""},{"$f":"IFERROR(IF(OR(O103=\"\",'Historical scenario - input'!$D88=\"\"),\"\",O103/'Historical scenario - input'!$D88),\"\")","v":""},{"$f":"IFERROR(IF(OR(P103=\"\",'Historical scenario - input'!$D88=\"\"),\"\",P103/'Historical scenario - input'!$D88),\"\")","v":""},{"$f":"IFERROR(IF(OR(Q103=\"\",'Historical scenario - input'!$D88=\"\"),\"\",Q103/'Historical scenario - input'!$D88),\"\")","v":""},{"$f":"IFERROR(IF(OR(R103=\"\",'Historical scenario - input'!$D88=\"\"),\"\",R103/'Historical scenario - input'!$D88),\"\")","v":""},{"$f":"IFERROR(IF(OR(S103=\"\",'Historical scenario - input'!$D88=\"\"),\"\",S103/'Historical scenario - input'!$D88),\"\")","v":""},{"$f":"IFERROR(IF(OR(T103=\"\",'Historical scenario - input'!$D88=\"\"),\"\",T103/'Historical scenario - input'!$D88),\"\")","v":""},{"$f":"IFERROR(IF(OR(U103=\"\",'Historical scenario - input'!$D88=\"\"),\"\",U103/'Historical scenario - input'!$D88),\"\")","v":""},{"$f":"IFERROR(IF(OR(V103=\"\",'Historical scenario - input'!$D88=\"\"),\"\",V103/'Historical scenario - input'!$D88),\"\")","v":""},{"$f":"IFERROR(IF(OR(W103=\"\",'Historical scenario - input'!$D88=\"\"),\"\",W103/'Historical scenario - input'!$D88),\"\")","v":""}]
[{"$f":"IFERROR('Historical scenario - input'!A89,\"\")","v":""},{"$f":"IFERROR('Historical scenario - input'!B89,\"\")","v":0},{"$f":"IFERROR('Historical scenario - input'!C89,\"\")","v":0},{"$f":"IFERROR(repcalc('Historical scenario - input'!$CV89:$GH89,'Historical scenario - input'!$G89,'Historical scenario - input'!$E89,'Historical scenario - input'!$F89,20,TRUE,TRUE),\"\")","v":""},"","","","","","","","","","","","","","","","","","","",{"$f":"IFERROR(IF(OR(D104=\"\",'Historical scenario - input'!$D89=\"\"),\"\",D104/'Historical scenario - input'!$D89),\"\")","v":""},{"$f":"IFERROR(IF(OR(E104=\"\",'Historical scenario - input'!$D89=\"\"),\"\",E104/'Historical scenario - input'!$D89),\"\")","v":""},{"$f":"IFERROR(IF(OR(F104=\"\",'Historical scenario - input'!$D89=\"\"),\"\",F104/'Historical scenario - input'!$D89),\"\")","v":""},{"$f":"IFERROR(IF(OR(G104=\"\",'Historical scenario - input'!$D89=\"\"),\"\",G104/'Historical scenario - input'!$D89),\"\")","v":""},{"$f":"IFERROR(IF(OR(H104=\"\",'Historical scenario - input'!$D89=\"\"),\"\",H104/'Historical scenario - input'!$D89),\"\")","v":""},{"$f":"IFERROR(IF(OR(I104=\"\",'Historical scenario - input'!$D89=\"\"),\"\",I104/'Historical scenario - input'!$D89),\"\")","v":""},{"$f":"IFERROR(IF(OR(J104=\"\",'Historical scenario - input'!$D89=\"\"),\"\",J104/'Historical scenario - input'!$D89),\"\")","v":""},{"$f":"IFERROR(IF(OR(K104=\"\",'Historical scenario - input'!$D89=\"\"),\"\",K104/'Historical scenario - input'!$D89),\"\")","v":""},{"$f":"IFERROR(IF(OR(L104=\"\",'Historical scenario - input'!$D89=\"\"),\"\",L104/'Historical scenario - input'!$D89),\"\")","v":""},{"$f":"IFERROR(IF(OR(M104=\"\",'Historical scenario - input'!$D89=\"\"),\"\",M104/'Historical scenario - input'!$D89),\"\")","v":""},{"$f":"IFERROR(IF(OR(N104=\"\",'Historical scenario - input'!$D89=\"\"),\"\",N104/'Historical scenario - input'!$D89),\"\")","v":""},{"$f":"IFERROR(IF(OR(O104=\"\",'Historical scenario - input'!$D89=\"\"),\"\",O104/'Historical scenario - input'!$D89),\"\")","v":""},{"$f":"IFERROR(IF(OR(P104=\"\",'Historical scenario - input'!$D89=\"\"),\"\",P104/'Historical scenario - input'!$D89),\"\")","v":""},{"$f":"IFERROR(IF(OR(Q104=\"\",'Historical scenario - input'!$D89=\"\"),\"\",Q104/'Historical scenario - input'!$D89),\"\")","v":""},{"$f":"IFERROR(IF(OR(R104=\"\",'Historical scenario - input'!$D89=\"\"),\"\",R104/'Historical scenario - input'!$D89),\"\")","v":""},{"$f":"IFERROR(IF(OR(S104=\"\",'Historical scenario - input'!$D89=\"\"),\"\",S104/'Historical scenario - input'!$D89),\"\")","v":""},{"$f":"IFERROR(IF(OR(T104=\"\",'Historical scenario - input'!$D89=\"\"),\"\",T104/'Historical scenario - input'!$D89),\"\")","v":""},{"$f":"IFERROR(IF(OR(U104=\"\",'Historical scenario - input'!$D89=\"\"),\"\",U104/'Historical scenario - input'!$D89),\"\")","v":""},{"$f":"IFERROR(IF(OR(V104=\"\",'Historical scenario - input'!$D89=\"\"),\"\",V104/'Historical scenario - input'!$D89),\"\")","v":""},{"$f":"IFERROR(IF(OR(W104=\"\",'Historical scenario - input'!$D89=\"\"),\"\",W104/'Historical scenario - input'!$D89),\"\")","v":""}]
[{"$f":"IFERROR('Historical scenario - input'!A90,\"\")","v":""},{"$f":"IFERROR('Historical scenario - input'!B90,\"\")","v":0},{"$f":"IFERROR('Historical scenario - input'!C90,\"\")","v":0},{"$f":"IFERROR(repcalc('Historical scenario - input'!$CV90:$GH90,'Historical scenario - input'!$G90,'Historical scenario - input'!$E90,'Historical scenario - input'!$F90,20,TRUE,TRUE),\"\")","v":""},"","","","","","","","","","","","","","","","","","","",{"$f":"IFERROR(IF(OR(D105=\"\",'Historical scenario - input'!$D90=\"\"),\"\",D105/'Historical scenario - input'!$D90),\"\")","v":""},{"$f":"IFERROR(IF(OR(E105=\"\",'Historical scenario - input'!$D90=\"\"),\"\",E105/'Historical scenario - input'!$D90),\"\")","v":""},{"$f":"IFERROR(IF(OR(F105=\"\",'Historical scenario - input'!$D90=\"\"),\"\",F105/'Historical scenario - input'!$D90),\"\")","v":""},{"$f":"IFERROR(IF(OR(G105=\"\",'Historical scenario - input'!$D90=\"\"),\"\",G105/'Historical scenario - input'!$D90),\"\")","v":""},{"$f":"IFERROR(IF(OR(H105=\"\",'Historical scenario - input'!$D90=\"\"),\"\",H105/'Historical scenario - input'!$D90),\"\")","v":""},{"$f":"IFERROR(IF(OR(I105=\"\",'Historical scenario - input'!$D90=\"\"),\"\",I105/'Historical scenario - input'!$D90),\"\")","v":""},{"$f":"IFERROR(IF(OR(J105=\"\",'Historical scenario - input'!$D90=\"\"),\"\",J105/'Historical scenario - input'!$D90),\"\")","v":""},{"$f":"IFERROR(IF(OR(K105=\"\",'Historical scenario - input'!$D90=\"\"),\"\",K105/'Historical scenario - input'!$D90),\"\")","v":""},{"$f":"IFERROR(IF(OR(L105=\"\",'Historical scenario - input'!$D90=\"\"),\"\",L105/'Historical scenario - input'!$D90),\"\")","v":""},{"$f":"IFERROR(IF(OR(M105=\"\",'Historical scenario - input'!$D90=\"\"),\"\",M105/'Historical scenario - input'!$D90),\"\")","v":""},{"$f":"IFERROR(IF(OR(N105=\"\",'Historical scenario - input'!$D90=\"\"),\"\",N105/'Historical scenario - input'!$D90),\"\")","v":""},{"$f":"IFERROR(IF(OR(O105=\"\",'Historical scenario - input'!$D90=\"\"),\"\",O105/'Historical scenario - input'!$D90),\"\")","v":""},{"$f":"IFERROR(IF(OR(P105=\"\",'Historical scenario - input'!$D90=\"\"),\"\",P105/'Historical scenario - input'!$D90),\"\")","v":""},{"$f":"IFERROR(IF(OR(Q105=\"\",'Historical scenario - input'!$D90=\"\"),\"\",Q105/'Historical scenario - input'!$D90),\"\")","v":""},{"$f":"IFERROR(IF(OR(R105=\"\",'Historical scenario - input'!$D90=\"\"),\"\",R105/'Historical scenario - input'!$D90),\"\")","v":""},{"$f":"IFERROR(IF(OR(S105=\"\",'Historical scenario - input'!$D90=\"\"),\"\",S105/'Historical scenario - input'!$D90),\"\")","v":""},{"$f":"IFERROR(IF(OR(T105=\"\",'Historical scenario - input'!$D90=\"\"),\"\",T105/'Historical scenario - input'!$D90),\"\")","v":""},{"$f":"IFERROR(IF(OR(U105=\"\",'Historical scenario - input'!$D90=\"\"),\"\",U105/'Historical scenario - input'!$D90),\"\")","v":""},{"$f":"IFERROR(IF(OR(V105=\"\",'Historical scenario - input'!$D90=\"\"),\"\",V105/'Historical scenario - input'!$D90),\"\")","v":""},{"$f":"IFERROR(IF(OR(W105=\"\",'Historical scenario - input'!$D90=\"\"),\"\",W105/'Historical scenario - input'!$D90),\"\")","v":""}]
[{"$f":"IFERROR('Historical scenario - input'!A91,\"\")","v":""},{"$f":"IFERROR('Historical scenario - input'!B91,\"\")","v":0},{"$f":"IFERROR('Historical scenario - input'!C91,\"\")","v":0},{"$f":"IFERROR(repcalc('Historical scenario - input'!$CV91:$GH91,'Historical scenario - input'!$G91,'Historical scenario - input'!$E91,'Historical scenario - input'!$F91,20,TRUE,TRUE),\"\")","v":""},"","","","","","","","","","","","","","","","","","","",{"$f":"IFERROR(IF(OR(D106=\"\",'Historical scenario - input'!$D91=\"\"),\"\",D106/'Historical scenario - input'!$D91),\"\")","v":""},{"$f":"IFERROR(IF(OR(E106=\"\",'Historical scenario - input'!$D91=\"\"),\"\",E106/'Historical scenario - input'!$D91),\"\")","v":""},{"$f":"IFERROR(IF(OR(F106=\"\",'Historical scenario - input'!$D91=\"\"),\"\",F106/'Historical scenario - input'!$D91),\"\")","v":""},{"$f":"IFERROR(IF(OR(G106=\"\",'Historical scenario - input'!$D91=\"\"),\"\",G106/'Historical scenario - input'!$D91),\"\")","v":""},{"$f":"IFERROR(IF(OR(H106=\"\",'Historical scenario - input'!$D91=\"\"),\"\",H106/'Historical scenario - input'!$D91),\"\")","v":""},{"$f":"IFERROR(IF(OR(I106=\"\",'Historical scenario - input'!$D91=\"\"),\"\",I106/'Historical scenario - input'!$D91),\"\")","v":""},{"$f":"IFERROR(IF(OR(J106=\"\",'Historical scenario - input'!$D91=\"\"),\"\",J106/'Historical scenario - input'!$D91),\"\")","v":""},{"$f":"IFERROR(IF(OR(K106=\"\",'Historical scenario - input'!$D91=\"\"),\"\",K106/'Historical scenario - input'!$D91),\"\")","v":""},{"$f":"IFERROR(IF(OR(L106=\"\",'Historical scenario - input'!$D91=\"\"),\"\",L106/'Historical scenario - input'!$D91),\"\")","v":""},{"$f":"IFERROR(IF(OR(M106=\"\",'Historical scenario - input'!$D91=\"\"),\"\",M106/'Historical scenario - input'!$D91),\"\")","v":""},{"$f":"IFERROR(IF(OR(N106=\"\",'Historical scenario - input'!$D91=\"\"),\"\",N106/'Historical scenario - input'!$D91),\"\")","v":""},{"$f":"IFERROR(IF(OR(O106=\"\",'Historical scenario - input'!$D91=\"\"),\"\",O106/'Historical scenario - input'!$D91),\"\")","v":""},{"$f":"IFERROR(IF(OR(P106=\"\",'Historical scenario - input'!$D91=\"\"),\"\",P106/'Historical scenario - input'!$D91),\"\")","v":""},{"$f":"IFERROR(IF(OR(Q106=\"\",'Historical scenario - input'!$D91=\"\"),\"\",Q106/'Historical scenario - input'!$D91),\"\")","v":""},{"$f":"IFERROR(IF(OR(R106=\"\",'Historical scenario - input'!$D91=\"\"),\"\",R106/'Historical scenario - input'!$D91),\"\")","v":""},{"$f":"IFERROR(IF(OR(S106=\"\",'Historical scenario - input'!$D91=\"\"),\"\",S106/'Historical scenario - input'!$D91),\"\")","v":""},{"$f":"IFERROR(IF(OR(T106=\"\",'Historical scenario - input'!$D91=\"\"),\"\",T106/'Historical scenario - input'!$D91),\"\")","v":""},{"$f":"IFERROR(IF(OR(U106=\"\",'Historical scenario - input'!$D91=\"\"),\"\",U106/'Historical scenario - input'!$D91),\"\")","v":""},{"$f":"IFERROR(IF(OR(V106=\"\",'Historical scenario - input'!$D91=\"\"),\"\",V106/'Historical scenario - input'!$D91),\"\")","v":""},{"$f":"IFERROR(IF(OR(W106=\"\",'Historical scenario - input'!$D91=\"\"),\"\",W106/'Historical scenario - input'!$D91),\"\")","v":""}]
[{"$f":"IFERROR('Historical scenario - input'!A92,\"\")","v":""},{"$f":"IFERROR('Historical scenario - input'!B92,\"\")","v":0},{"$f":"IFERROR('Historical scenario - input'!C92,\"\")","v":0},{"$f":"IFERROR(repcalc('Historical scenario - input'!$CV92:$GH92,'Historical scenario - input'!$G92,'Historical scenario - input'!$E92,'Historical scenario - input'!$F92,20,TRUE,TRUE),\"\")","v":""},"","","","","","","","","","","","","","","","","","","",{"$f":"IFERROR(IF(OR(D107=\"\",'Historical scenario - input'!$D92=\"\"),\"\",D107/'Historical scenario - input'!$D92),\"\")","v":""},{"$f":"IFERROR(IF(OR(E107=\"\",'Historical scenario - input'!$D92=\"\"),\"\",E107/'Historical scenario - input'!$D92),\"\")","v":""},{"$f":"IFERROR(IF(OR(F107=\"\",'Historical scenario - input'!$D92=\"\"),\"\",F107/'Historical scenario - input'!$D92),\"\")","v":""},{"$f":"IFERROR(IF(OR(G107=\"\",'Historical scenario - input'!$D92=\"\"),\"\",G107/'Historical scenario - input'!$D92),\"\")","v":""},{"$f":"IFERROR(IF(OR(H107=\"\",'Historical scenario - input'!$D92=\"\"),\"\",H107/'Historical scenario - input'!$D92),\"\")","v":""},{"$f":"IFERROR(IF(OR(I107=\"\",'Historical scenario - input'!$D92=\"\"),\"\",I107/'Historical scenario - input'!$D92),\"\")","v":""},{"$f":"IFERROR(IF(OR(J107=\"\",'Historical scenario - input'!$D92=\"\"),\"\",J107/'Historical scenario - input'!$D92),\"\")","v":""},{"$f":"IFERROR(IF(OR(K107=\"\",'Historical scenario - input'!$D92=\"\"),\"\",K107/'Historical scenario - input'!$D92),\"\")","v":""},{"$f":"IFERROR(IF(OR(L107=\"\",'Historical scenario - input'!$D92=\"\"),\"\",L107/'Historical scenario - input'!$D92),\"\")","v":""},{"$f":"IFERROR(IF(OR(M107=\"\",'Historical scenario - input'!$D92=\"\"),\"\",M107/'Historical scenario - input'!$D92),\"\")","v":""},{"$f":"IFERROR(IF(OR(N107=\"\",'Historical scenario - input'!$D92=\"\"),\"\",N107/'Historical scenario - input'!$D92),\"\")","v":""},{"$f":"IFERROR(IF(OR(O107=\"\",'Historical scenario - input'!$D92=\"\"),\"\",O107/'Historical scenario - input'!$D92),\"\")","v":""},{"$f":"IFERROR(IF(OR(P107=\"\",'Historical scenario - input'!$D92=\"\"),\"\",P107/'Historical scenario - input'!$D92),\"\")","v":""},{"$f":"IFERROR(IF(OR(Q107=\"\",'Historical scenario - input'!$D92=\"\"),\"\",Q107/'Historical scenario - input'!$D92),\"\")","v":""},{"$f":"IFERROR(IF(OR(R107=\"\",'Historical scenario - input'!$D92=\"\"),\"\",R107/'Historical scenario - input'!$D92),\"\")","v":""},{"$f":"IFERROR(IF(OR(S107=\"\",'Historical scenario - input'!$D92=\"\"),\"\",S107/'Historical scenario - input'!$D92),\"\")","v":""},{"$f":"IFERROR(IF(OR(T107=\"\",'Historical scenario - input'!$D92=\"\"),\"\",T107/'Historical scenario - input'!$D92),\"\")","v":""},{"$f":"IFERROR(IF(OR(U107=\"\",'Historical scenario - input'!$D92=\"\"),\"\",U107/'Historical scenario - input'!$D92),\"\")","v":""},{"$f":"IFERROR(IF(OR(V107=\"\",'Historical scenario - input'!$D92=\"\"),\"\",V107/'Historical scenario - input'!$D92),\"\")","v":""},{"$f":"IFERROR(IF(OR(W107=\"\",'Historical scenario - input'!$D92=\"\"),\"\",W107/'Historical scenario - input'!$D92),\"\")","v":""}]
[{"$f":"IFERROR('Historical scenario - input'!A93,\"\")","v":""},{"$f":"IFERROR('Historical scenario - input'!B93,\"\")","v":0},{"$f":"IFERROR('Historical scenario - input'!C93,\"\")","v":0},{"$f":"IFERROR(repcalc('Historical scenario - input'!$CV93:$GH93,'Historical scenario - input'!$G93,'Historical scenario - input'!$E93,'Historical scenario - input'!$F93,20,TRUE,TRUE),\"\")","v":""},"","","","","","","","","","","","","","","","","","","",{"$f":"IFERROR(IF(OR(D108=\"\",'Historical scenario - input'!$D93=\"\"),\"\",D108/'Historical scenario - input'!$D93),\"\")","v":""},{"$f":"IFERROR(IF(OR(E108=\"\",'Historical scenario - input'!$D93=\"\"),\"\",E108/'Historical scenario - input'!$D93),\"\")","v":""},{"$f":"IFERROR(IF(OR(F108=\"\",'Historical scenario - input'!$D93=\"\"),\"\",F108/'Historical scenario - input'!$D93),\"\")","v":""},{"$f":"IFERROR(IF(OR(G108=\"\",'Historical scenario - input'!$D93=\"\"),\"\",G108/'Historical scenario - input'!$D93),\"\")","v":""},{"$f":"IFERROR(IF(OR(H108=\"\",'Historical scenario - input'!$D93=\"\"),\"\",H108/'Historical scenario - input'!$D93),\"\")","v":""},{"$f":"IFERROR(IF(OR(I108=\"\",'Historical scenario - input'!$D93=\"\"),\"\",I108/'Historical scenario - input'!$D93),\"\")","v":""},{"$f":"IFERROR(IF(OR(J108=\"\",'Historical scenario - input'!$D93=\"\"),\"\",J108/'Historical scenario - input'!$D93),\"\")","v":""},{"$f":"IFERROR(IF(OR(K108=\"\",'Historical scenario - input'!$D93=\"\"),\"\",K108/'Historical scenario - input'!$D93),\"\")","v":""},{"$f":"IFERROR(IF(OR(L108=\"\",'Historical scenario - input'!$D93=\"\"),\"\",L108/'Historical scenario - input'!$D93),\"\")","v":""},{"$f":"IFERROR(IF(OR(M108=\"\",'Historical scenario - input'!$D93=\"\"),\"\",M108/'Historical scenario - input'!$D93),\"\")","v":""},{"$f":"IFERROR(IF(OR(N108=\"\",'Historical scenario - input'!$D93=\"\"),\"\",N108/'Historical scenario - input'!$D93),\"\")","v":""},{"$f":"IFERROR(IF(OR(O108=\"\",'Historical scenario - input'!$D93=\"\"),\"\",O108/'Historical scenario - input'!$D93),\"\")","v":""},{"$f":"IFERROR(IF(OR(P108=\"\",'Historical scenario - input'!$D93=\"\"),\"\",P108/'Historical scenario - input'!$D93),\"\")","v":""},{"$f":"IFERROR(IF(OR(Q108=\"\",'Historical scenario - input'!$D93=\"\"),\"\",Q108/'Historical scenario - input'!$D93),\"\")","v":""},{"$f":"IFERROR(IF(OR(R108=\"\",'Historical scenario - input'!$D93=\"\"),\"\",R108/'Historical scenario - input'!$D93),\"\")","v":""},{"$f":"IFERROR(IF(OR(S108=\"\",'Historical scenario - input'!$D93=\"\"),\"\",S108/'Historical scenario - input'!$D93),\"\")","v":""},{"$f":"IFERROR(IF(OR(T108=\"\",'Historical scenario - input'!$D93=\"\"),\"\",T108/'Historical scenario - input'!$D93),\"\")","v":""},{"$f":"IFERROR(IF(OR(U108=\"\",'Historical scenario - input'!$D93=\"\"),\"\",U108/'Historical scenario - input'!$D93),\"\")","v":""},{"$f":"IFERROR(IF(OR(V108=\"\",'Historical scenario - input'!$D93=\"\"),\"\",V108/'Historical scenario - input'!$D93),\"\")","v":""},{"$f":"IFERROR(IF(OR(W108=\"\",'Historical scenario - input'!$D93=\"\"),\"\",W108/'Historical scenario - input'!$D93),\"\")","v":""}]
[{"$f":"IFERROR('Historical scenario - input'!A94,\"\")","v":""},{"$f":"IFERROR('Historical scenario - input'!B94,\"\")","v":0},{"$f":"IFERROR('Historical scenario - input'!C94,\"\")","v":0},{"$f":"IFERROR(repcalc('Historical scenario - input'!$CV94:$GH94,'Historical scenario - input'!$G94,'Historical scenario - input'!$E94,'Historical scenario - input'!$F94,20,TRUE,TRUE),\"\")","v":""},"","","","","","","","","","","","","","","","","","","",{"$f":"IFERROR(IF(OR(D109=\"\",'Historical scenario - input'!$D94=\"\"),\"\",D109/'Historical scenario - input'!$D94),\"\")","v":""},{"$f":"IFERROR(IF(OR(E109=\"\",'Historical scenario - input'!$D94=\"\"),\"\",E109/'Historical scenario - input'!$D94),\"\")","v":""},{"$f":"IFERROR(IF(OR(F109=\"\",'Historical scenario - input'!$D94=\"\"),\"\",F109/'Historical scenario - input'!$D94),\"\")","v":""},{"$f":"IFERROR(IF(OR(G109=\"\",'Historical scenario - input'!$D94=\"\"),\"\",G109/'Historical scenario - input'!$D94),\"\")","v":""},{"$f":"IFERROR(IF(OR(H109=\"\",'Historical scenario - input'!$D94=\"\"),\"\",H109/'Historical scenario - input'!$D94),\"\")","v":""},{"$f":"IFERROR(IF(OR(I109=\"\",'Historical scenario - input'!$D94=\"\"),\"\",I109/'Historical scenario - input'!$D94),\"\")","v":""},{"$f":"IFERROR(IF(OR(J109=\"\",'Historical scenario - input'!$D94=\"\"),\"\",J109/'Historical scenario - input'!$D94),\"\")","v":""},{"$f":"IFERROR(IF(OR(K109=\"\",'Historical scenario - input'!$D94=\"\"),\"\",K109/'Historical scenario - input'!$D94),\"\")","v":""},{"$f":"IFERROR(IF(OR(L109=\"\",'Historical scenario - input'!$D94=\"\"),\"\",L109/'Historical scenario - input'!$D94),\"\")","v":""},{"$f":"IFERROR(IF(OR(M109=\"\",'Historical scenario - input'!$D94=\"\"),\"\",M109/'Historical scenario - input'!$D94),\"\")","v":""},{"$f":"IFERROR(IF(OR(N109=\"\",'Historical scenario - input'!$D94=\"\"),\"\",N109/'Historical scenario - input'!$D94),\"\")","v":""},{"$f":"IFERROR(IF(OR(O109=\"\",'Historical scenario - input'!$D94=\"\"),\"\",O109/'Historical scenario - input'!$D94),\"\")","v":""},{"$f":"IFERROR(IF(OR(P109=\"\",'Historical scenario - input'!$D94=\"\"),\"\",P109/'Historical scenario - input'!$D94),\"\")","v":""},{"$f":"IFERROR(IF(OR(Q109=\"\",'Historical scenario - input'!$D94=\"\"),\"\",Q109/'Historical scenario - input'!$D94),\"\")","v":""},{"$f":"IFERROR(IF(OR(R109=\"\",'Historical scenario - input'!$D94=\"\"),\"\",R109/'Historical scenario - input'!$D94),\"\")","v":""},{"$f":"IFERROR(IF(OR(S109=\"\",'Historical scenario - input'!$D94=\"\"),\"\",S109/'Historical scenario - input'!$D94),\"\")","v":""},{"$f":"IFERROR(IF(OR(T109=\"\",'Historical scenario - input'!$D94=\"\"),\"\",T109/'Historical scenario - input'!$D94),\"\")","v":""},{"$f":"IFERROR(IF(OR(U109=\"\",'Historical scenario - input'!$D94=\"\"),\"\",U109/'Historical scenario - input'!$D94),\"\")","v":""},{"$f":"IFERROR(IF(OR(V109=\"\",'Historical scenario - input'!$D94=\"\"),\"\",V109/'Historical scenario - input'!$D94),\"\")","v":""},{"$f":"IFERROR(IF(OR(W109=\"\",'Historical scenario - input'!$D94=\"\"),\"\",W109/'Historical scenario - input'!$D94),\"\")","v":""}]
[{"$f":"IFERROR('Historical scenario - input'!A95,\"\")","v":""},{"$f":"IFERROR('Historical scenario - input'!B95,\"\")","v":0},{"$f":"IFERROR('Historical scenario - input'!C95,\"\")","v":0},{"$f":"IFERROR(repcalc('Historical scenario - input'!$CV95:$GH95,'Historical scenario - input'!$G95,'Historical scenario - input'!$E95,'Historical scenario - input'!$F95,20,TRUE,TRUE),\"\")","v":""},"","","","","","","","","","","","","","","","","","","",{"$f":"IFERROR(IF(OR(D110=\"\",'Historical scenario - input'!$D95=\"\"),\"\",D110/'Historical scenario - input'!$D95),\"\")","v":""},{"$f":"IFERROR(IF(OR(E110=\"\",'Historical scenario - input'!$D95=\"\"),\"\",E110/'Historical scenario - input'!$D95),\"\")","v":""},{"$f":"IFERROR(IF(OR(F110=\"\",'Historical scenario - input'!$D95=\"\"),\"\",F110/'Historical scenario - input'!$D95),\"\")","v":""},{"$f":"IFERROR(IF(OR(G110=\"\",'Historical scenario - input'!$D95=\"\"),\"\",G110/'Historical scenario - input'!$D95),\"\")","v":""},{"$f":"IFERROR(IF(OR(H110=\"\",'Historical scenario - input'!$D95=\"\"),\"\",H110/'Historical scenario - input'!$D95),\"\")","v":""},{"$f":"IFERROR(IF(OR(I110=\"\",'Historical scenario - input'!$D95=\"\"),\"\",I110/'Historical scenario - input'!$D95),\"\")","v":""},{"$f":"IFERROR(IF(OR(J110=\"\",'Historical scenario - input'!$D95=\"\"),\"\",J110/'Historical scenario - input'!$D95),\"\")","v":""},{"$f":"IFERROR(IF(OR(K110=\"\",'Historical scenario - input'!$D95=\"\"),\"\",K110/'Historical scenario - input'!$D95),\"\")","v":""},{"$f":"IFERROR(IF(OR(L110=\"\",'Historical scenario - input'!$D95=\"\"),\"\",L110/'Historical scenario - input'!$D95),\"\")","v":""},{"$f":"IFERROR(IF(OR(M110=\"\",'Historical scenario - input'!$D95=\"\"),\"\",M110/'Historical scenario - input'!$D95),\"\")","v":""},{"$f":"IFERROR(IF(OR(N110=\"\",'Historical scenario - input'!$D95=\"\"),\"\",N110/'Historical scenario - input'!$D95),\"\")","v":""},{"$f":"IFERROR(IF(OR(O110=\"\",'Historical scenario - input'!$D95=\"\"),\"\",O110/'Historical scenario - input'!$D95),\"\")","v":""},{"$f":"IFERROR(IF(OR(P110=\"\",'Historical scenario - input'!$D95=\"\"),\"\",P110/'Historical scenario - input'!$D95),\"\")","v":""},{"$f":"IFERROR(IF(OR(Q110=\"\",'Historical scenario - input'!$D95=\"\"),\"\",Q110/'Historical scenario - input'!$D95),\"\")","v":""},{"$f":"IFERROR(IF(OR(R110=\"\",'Historical scenario - input'!$D95=\"\"),\"\",R110/'Historical scenario - input'!$D95),\"\")","v":""},{"$f":"IFERROR(IF(OR(S110=\"\",'Historical scenario - input'!$D95=\"\"),\"\",S110/'Historical scenario - input'!$D95),\"\")","v":""},{"$f":"IFERROR(IF(OR(T110=\"\",'Historical scenario - input'!$D95=\"\"),\"\",T110/'Historical scenario - input'!$D95),\"\")","v":""},{"$f":"IFERROR(IF(OR(U110=\"\",'Historical scenario - input'!$D95=\"\"),\"\",U110/'Historical scenario - input'!$D95),\"\")","v":""},{"$f":"IFERROR(IF(OR(V110=\"\",'Historical scenario - input'!$D95=\"\"),\"\",V110/'Historical scenario - input'!$D95),\"\")","v":""},{"$f":"IFERROR(IF(OR(W110=\"\",'Historical scenario - input'!$D95=\"\"),\"\",W110/'Historical scenario - input'!$D95),\"\")","v":""}]
[{"$f":"IFERROR('Historical scenario - input'!A96,\"\")","v":""},{"$f":"IFERROR('Historical scenario - input'!B96,\"\")","v":0},{"$f":"IFERROR('Historical scenario - input'!C96,\"\")","v":0},{"$f":"IFERROR(repcalc('Historical scenario - input'!$CV96:$GH96,'Historical scenario - input'!$G96,'Historical scenario - input'!$E96,'Historical scenario - input'!$F96,20,TRUE,TRUE),\"\")","v":""},"","","","","","","","","","","","","","","","","","","",{"$f":"IFERROR(IF(OR(D111=\"\",'Historical scenario - input'!$D96=\"\"),\"\",D111/'Historical scenario - input'!$D96),\"\")","v":""},{"$f":"IFERROR(IF(OR(E111=\"\",'Historical scenario - input'!$D96=\"\"),\"\",E111/'Historical scenario - input'!$D96),\"\")","v":""},{"$f":"IFERROR(IF(OR(F111=\"\",'Historical scenario - input'!$D96=\"\"),\"\",F111/'Historical scenario - input'!$D96),\"\")","v":""},{"$f":"IFERROR(IF(OR(G111=\"\",'Historical scenario - input'!$D96=\"\"),\"\",G111/'Historical scenario - input'!$D96),\"\")","v":""},{"$f":"IFERROR(IF(OR(H111=\"\",'Historical scenario - input'!$D96=\"\"),\"\",H111/'Historical scenario - input'!$D96),\"\")","v":""},{"$f":"IFERROR(IF(OR(I111=\"\",'Historical scenario - input'!$D96=\"\"),\"\",I111/'Historical scenario - input'!$D96),\"\")","v":""},{"$f":"IFERROR(IF(OR(J111=\"\",'Historical scenario - input'!$D96=\"\"),\"\",J111/'Historical scenario - input'!$D96),\"\")","v":""},{"$f":"IFERROR(IF(OR(K111=\"\",'Historical scenario - input'!$D96=\"\"),\"\",K111/'Historical scenario - input'!$D96),\"\")","v":""},{"$f":"IFERROR(IF(OR(L111=\"\",'Historical scenario - input'!$D96=\"\"),\"\",L111/'Historical scenario - input'!$D96),\"\")","v":""},{"$f":"IFERROR(IF(OR(M111=\"\",'Historical scenario - input'!$D96=\"\"),\"\",M111/'Historical scenario - input'!$D96),\"\")","v":""},{"$f":"IFERROR(IF(OR(N111=\"\",'Historical scenario - input'!$D96=\"\"),\"\",N111/'Historical scenario - input'!$D96),\"\")","v":""},{"$f":"IFERROR(IF(OR(O111=\"\",'Historical scenario - input'!$D96=\"\"),\"\",O111/'Historical scenario - input'!$D96),\"\")","v":""},{"$f":"IFERROR(IF(OR(P111=\"\",'Historical scenario - input'!$D96=\"\"),\"\",P111/'Historical scenario - input'!$D96),\"\")","v":""},{"$f":"IFERROR(IF(OR(Q111=\"\",'Historical scenario - input'!$D96=\"\"),\"\",Q111/'Historical scenario - input'!$D96),\"\")","v":""},{"$f":"IFERROR(IF(OR(R111=\"\",'Historical scenario - input'!$D96=\"\"),\"\",R111/'Historical scenario - input'!$D96),\"\")","v":""},{"$f":"IFERROR(IF(OR(S111=\"\",'Historical scenario - input'!$D96=\"\"),\"\",S111/'Historical scenario - input'!$D96),\"\")","v":""},{"$f":"IFERROR(IF(OR(T111=\"\",'Historical scenario - input'!$D96=\"\"),\"\",T111/'Historical scenario - input'!$D96),\"\")","v":""},{"$f":"IFERROR(IF(OR(U111=\"\",'Historical scenario - input'!$D96=\"\"),\"\",U111/'Historical scenario - input'!$D96),\"\")","v":""},{"$f":"IFERROR(IF(OR(V111=\"\",'Historical scenario - input'!$D96=\"\"),\"\",V111/'Historical scenario - input'!$D96),\"\")","v":""},{"$f":"IFERROR(IF(OR(W111=\"\",'Historical scenario - input'!$D96=\"\"),\"\",W111/'Historical scenario - input'!$D96),\"\")","v":""}]
[{"$f":"IFERROR('Historical scenario - input'!A97,\"\")","v":""},{"$f":"IFERROR('Historical scenario - input'!B97,\"\")","v":0},{"$f":"IFERROR('Historical scenario - input'!C97,\"\")","v":0},{"$f":"IFERROR(repcalc('Historical scenario - input'!$CV97:$GH97,'Historical scenario - input'!$G97,'Historical scenario - input'!$E97,'Historical scenario - input'!$F97,20,TRUE,TRUE),\"\")","v":""},"","","","","","","","","","","","","","","","","","","",{"$f":"IFERROR(IF(OR(D112=\"\",'Historical scenario - input'!$D97=\"\"),\"\",D112/'Historical scenario - input'!$D97),\"\")","v":""},{"$f":"IFERROR(IF(OR(E112=\"\",'Historical scenario - input'!$D97=\"\"),\"\",E112/'Historical scenario - input'!$D97),\"\")","v":""},{"$f":"IFERROR(IF(OR(F112=\"\",'Historical scenario - input'!$D97=\"\"),\"\",F112/'Historical scenario - input'!$D97),\"\")","v":""},{"$f":"IFERROR(IF(OR(G112=\"\",'Historical scenario - input'!$D97=\"\"),\"\",G112/'Historical scenario - input'!$D97),\"\")","v":""},{"$f":"IFERROR(IF(OR(H112=\"\",'Historical scenario - input'!$D97=\"\"),\"\",H112/'Historical scenario - input'!$D97),\"\")","v":""},{"$f":"IFERROR(IF(OR(I112=\"\",'Historical scenario - input'!$D97=\"\"),\"\",I112/'Historical scenario - input'!$D97),\"\")","v":""},{"$f":"IFERROR(IF(OR(J112=\"\",'Historical scenario - input'!$D97=\"\"),\"\",J112/'Historical scenario - input'!$D97),\"\")","v":""},{"$f":"IFERROR(IF(OR(K112=\"\",'Historical scenario - input'!$D97=\"\"),\"\",K112/'Historical scenario - input'!$D97),\"\")","v":""},{"$f":"IFERROR(IF(OR(L112=\"\",'Historical scenario - input'!$D97=\"\"),\"\",L112/'Historical scenario - input'!$D97),\"\")","v":""},{"$f":"IFERROR(IF(OR(M112=\"\",'Historical scenario - input'!$D97=\"\"),\"\",M112/'Historical scenario - input'!$D97),\"\")","v":""},{"$f":"IFERROR(IF(OR(N112=\"\",'Historical scenario - input'!$D97=\"\"),\"\",N112/'Historical scenario - input'!$D97),\"\")","v":""},{"$f":"IFERROR(IF(OR(O112=\"\",'Historical scenario - input'!$D97=\"\"),\"\",O112/'Historical scenario - input'!$D97),\"\")","v":""},{"$f":"IFERROR(IF(OR(P112=\"\",'Historical scenario - input'!$D97=\"\"),\"\",P112/'Historical scenario - input'!$D97),\"\")","v":""},{"$f":"IFERROR(IF(OR(Q112=\"\",'Historical scenario - input'!$D97=\"\"),\"\",Q112/'Historical scenario - input'!$D97),\"\")","v":""},{"$f":"IFERROR(IF(OR(R112=\"\",'Historical scenario - input'!$D97=\"\"),\"\",R112/'Historical scenario - input'!$D97),\"\")","v":""},{"$f":"IFERROR(IF(OR(S112=\"\",'Historical scenario - input'!$D97=\"\"),\"\",S112/'Historical scenario - input'!$D97),\"\")","v":""},{"$f":"IFERROR(IF(OR(T112=\"\",'Historical scenario - input'!$D97=\"\"),\"\",T112/'Historical scenario - input'!$D97),\"\")","v":""},{"$f":"IFERROR(IF(OR(U112=\"\",'Historical scenario - input'!$D97=\"\"),\"\",U112/'Historical scenario - input'!$D97),\"\")","v":""},{"$f":"IFERROR(IF(OR(V112=\"\",'Historical scenario - input'!$D97=\"\"),\"\",V112/'Historical scenario - input'!$D97),\"\")","v":""},{"$f":"IFERROR(IF(OR(W112=\"\",'Historical scenario - input'!$D97=\"\"),\"\",W112/'Historical scenario - input'!$D97),\"\")","v":""}]
[{"$f":"IFERROR('Historical scenario - input'!A98,\"\")","v":""},{"$f":"IFERROR('Historical scenario - input'!B98,\"\")","v":0},{"$f":"IFERROR('Historical scenario - input'!C98,\"\")","v":0},{"$f":"IFERROR(repcalc('Historical scenario - input'!$CV98:$GH98,'Historical scenario - input'!$G98,'Historical scenario - input'!$E98,'Historical scenario - input'!$F98,20,TRUE,TRUE),\"\")","v":""},"","","","","","","","","","","","","","","","","","","",{"$f":"IFERROR(IF(OR(D113=\"\",'Historical scenario - input'!$D98=\"\"),\"\",D113/'Historical scenario - input'!$D98),\"\")","v":""},{"$f":"IFERROR(IF(OR(E113=\"\",'Historical scenario - input'!$D98=\"\"),\"\",E113/'Historical scenario - input'!$D98),\"\")","v":""},{"$f":"IFERROR(IF(OR(F113=\"\",'Historical scenario - input'!$D98=\"\"),\"\",F113/'Historical scenario - input'!$D98),\"\")","v":""},{"$f":"IFERROR(IF(OR(G113=\"\",'Historical scenario - input'!$D98=\"\"),\"\",G113/'Historical scenario - input'!$D98),\"\")","v":""},{"$f":"IFERROR(IF(OR(H113=\"\",'Historical scenario - input'!$D98=\"\"),\"\",H113/'Historical scenario - input'!$D98),\"\")","v":""},{"$f":"IFERROR(IF(OR(I113=\"\",'Historical scenario - input'!$D98=\"\"),\"\",I113/'Historical scenario - input'!$D98),\"\")","v":""},{"$f":"IFERROR(IF(OR(J113=\"\",'Historical scenario - input'!$D98=\"\"),\"\",J113/'Historical scenario - input'!$D98),\"\")","v":""},{"$f":"IFERROR(IF(OR(K113=\"\",'Historical scenario - input'!$D98=\"\"),\"\",K113/'Historical scenario - input'!$D98),\"\")","v":""},{"$f":"IFERROR(IF(OR(L113=\"\",'Historical scenario - input'!$D98=\"\"),\"\",L113/'Historical scenario - input'!$D98),\"\")","v":""},{"$f":"IFERROR(IF(OR(M113=\"\",'Historical scenario - input'!$D98=\"\"),\"\",M113/'Historical scenario - input'!$D98),\"\")","v":""},{"$f":"IFERROR(IF(OR(N113=\"\",'Historical scenario - input'!$D98=\"\"),\"\",N113/'Historical scenario - input'!$D98),\"\")","v":""},{"$f":"IFERROR(IF(OR(O113=\"\",'Historical scenario - input'!$D98=\"\"),\"\",O113/'Historical scenario - input'!$D98),\"\")","v":""},{"$f":"IFERROR(IF(OR(P113=\"\",'Historical scenario - input'!$D98=\"\"),\"\",P113/'Historical scenario - input'!$D98),\"\")","v":""},{"$f":"IFERROR(IF(OR(Q113=\"\",'Historical scenario - input'!$D98=\"\"),\"\",Q113/'Historical scenario - input'!$D98),\"\")","v":""},{"$f":"IFERROR(IF(OR(R113=\"\",'Historical scenario - input'!$D98=\"\"),\"\",R113/'Historical scenario - input'!$D98),\"\")","v":""},{"$f":"IFERROR(IF(OR(S113=\"\",'Historical scenario - input'!$D98=\"\"),\"\",S113/'Historical scenario - input'!$D98),\"\")","v":""},{"$f":"IFERROR(IF(OR(T113=\"\",'Historical scenario - input'!$D98=\"\"),\"\",T113/'Historical scenario - input'!$D98),\"\")","v":""},{"$f":"IFERROR(IF(OR(U113=\"\",'Historical scenario - input'!$D98=\"\"),\"\",U113/'Historical scenario - input'!$D98),\"\")","v":""},{"$f":"IFERROR(IF(OR(V113=\"\",'Historical scenario - input'!$D98=\"\"),\"\",V113/'Historical scenario - input'!$D98),\"\")","v":""},{"$f":"IFERROR(IF(OR(W113=\"\",'Historical scenario - input'!$D98=\"\"),\"\",W113/'Historical scenario - input'!$D98),\"\")","v":""}]
[{"$f":"IFERROR('Historical scenario - input'!A99,\"\")","v":""},{"$f":"IFERROR('Historical scenario - input'!B99,\"\")","v":0},{"$f":"IFERROR('Historical scenario - input'!C99,\"\")","v":0},{"$f":"IFERROR(repcalc('Historical scenario - input'!$CV99:$GH99,'Historical scenario - input'!$G99,'Historical scenario - input'!$E99,'Historical scenario - input'!$F99,20,TRUE,TRUE),\"\")","v":""},"","","","","","","","","","","","","","","","","","","",{"$f":"IFERROR(IF(OR(D114=\"\",'Historical scenario - input'!$D99=\"\"),\"\",D114/'Historical scenario - input'!$D99),\"\")","v":""},{"$f":"IFERROR(IF(OR(E114=\"\",'Historical scenario - input'!$D99=\"\"),\"\",E114/'Historical scenario - input'!$D99),\"\")","v":""},{"$f":"IFERROR(IF(OR(F114=\"\",'Historical scenario - input'!$D99=\"\"),\"\",F114/'Historical scenario - input'!$D99),\"\")","v":""},{"$f":"IFERROR(IF(OR(G114=\"\",'Historical scenario - input'!$D99=\"\"),\"\",G114/'Historical scenario - input'!$D99),\"\")","v":""},{"$f":"IFERROR(IF(OR(H114=\"\",'Historical scenario - input'!$D99=\"\"),\"\",H114/'Historical scenario - input'!$D99),\"\")","v":""},{"$f":"IFERROR(IF(OR(I114=\"\",'Historical scenario - input'!$D99=\"\"),\"\",I114/'Historical scenario - input'!$D99),\"\")","v":""},{"$f":"IFERROR(IF(OR(J114=\"\",'Historical scenario - input'!$D99=\"\"),\"\",J114/'Historical scenario - input'!$D99),\"\")","v":""},{"$f":"IFERROR(IF(OR(K114=\"\",'Historical scenario - input'!$D99=\"\"),\"\",K114/'Historical scenario - input'!$D99),\"\")","v":""},{"$f":"IFERROR(IF(OR(L114=\"\",'Historical scenario - input'!$D99=\"\"),\"\",L114/'Historical scenario - input'!$D99),\"\")","v":""},{"$f":"IFERROR(IF(OR(M114=\"\",'Historical scenario - input'!$D99=\"\"),\"\",M114/'Historical scenario - input'!$D99),\"\")","v":""},{"$f":"IFERROR(IF(OR(N114=\"\",'Historical scenario - input'!$D99=\"\"),\"\",N114/'Historical scenario - input'!$D99),\"\")","v":""},{"$f":"IFERROR(IF(OR(O114=\"\",'Historical scenario - input'!$D99=\"\"),\"\",O114/'Historical scenario - input'!$D99),\"\")","v":""},{"$f":"IFERROR(IF(OR(P114=\"\",'Historical scenario - input'!$D99=\"\"),\"\",P114/'Historical scenario - input'!$D99),\"\")","v":""},{"$f":"IFERROR(IF(OR(Q114=\"\",'Historical scenario - input'!$D99=\"\"),\"\",Q114/'Historical scenario - input'!$D99),\"\")","v":""},{"$f":"IFERROR(IF(OR(R114=\"\",'Historical scenario - input'!$D99=\"\"),\"\",R114/'Historical scenario - input'!$D99),\"\")","v":""},{"$f":"IFERROR(IF(OR(S114=\"\",'Historical scenario - input'!$D99=\"\"),\"\",S114/'Historical scenario - input'!$D99),\"\")","v":""},{"$f":"IFERROR(IF(OR(T114=\"\",'Historical scenario - input'!$D99=\"\"),\"\",T114/'Historical scenario - input'!$D99),\"\")","v":""},{"$f":"IFERROR(IF(OR(U114=\"\",'Historical scenario - input'!$D99=\"\"),\"\",U114/'Historical scenario - input'!$D99),\"\")","v":""},{"$f":"IFERROR(IF(OR(V114=\"\",'Historical scenario - input'!$D99=\"\"),\"\",V114/'Historical scenario - input'!$D99),\"\")","v":""},{"$f":"IFERROR(IF(OR(W114=\"\",'Historical scenario - input'!$D99=\"\"),\"\",W114/'Historical scenario - input'!$D99),\"\")","v":""}]
[{"$f":"IFERROR('Historical scenario - input'!A100,\"\")","v":""},{"$f":"IFERROR('Historical scenario - input'!B100,\"\")","v":0},{"$f":"IFERROR('Historical scenario - input'!C100,\"\")","v":0},{"$f":"IFERROR(repcalc('Historical scenario - input'!$CV100:$GH100,'Historical scenario - input'!$G100,'Historical scenario - input'!$E100,'Historical scenario - input'!$F100,20,TRUE,TRUE),\"\")","v":""},"","","","","","","","","","","","","","","","","","","",{"$f":"IFERROR(IF(OR(D115=\"\",'Historical scenario - input'!$D100=\"\"),\"\",D115/'Historical scenario - input'!$D100),\"\")","v":""},{"$f":"IFERROR(IF(OR(E115=\"\",'Historical scenario - input'!$D100=\"\"),\"\",E115/'Historical scenario - input'!$D100),\"\")","v":""},{"$f":"IFERROR(IF(OR(F115=\"\",'Historical scenario - input'!$D100=\"\"),\"\",F115/'Historical scenario - input'!$D100),\"\")","v":""},{"$f":"IFERROR(IF(OR(G115=\"\",'Historical scenario - input'!$D100=\"\"),\"\",G115/'Historical scenario - input'!$D100),\"\")","v":""},{"$f":"IFERROR(IF(OR(H115=\"\",'Historical scenario - input'!$D100=\"\"),\"\",H115/'Historical scenario - input'!$D100),\"\")","v":""},{"$f":"IFERROR(IF(OR(I115=\"\",'Historical scenario - input'!$D100=\"\"),\"\",I115/'Historical scenario - input'!$D100),\"\")","v":""},{"$f":"IFERROR(IF(OR(J115=\"\",'Historical scenario - input'!$D100=\"\"),\"\",J115/'Historical scenario - input'!$D100),\"\")","v":""},{"$f":"IFERROR(IF(OR(K115=\"\",'Historical scenario - input'!$D100=\"\"),\"\",K115/'Historical scenario - input'!$D100),\"\")","v":""},{"$f":"IFERROR(IF(OR(L115=\"\",'Historical scenario - input'!$D100=\"\"),\"\",L115/'Historical scenario - input'!$D100),\"\")","v":""},{"$f":"IFERROR(IF(OR(M115=\"\",'Historical scenario - input'!$D100=\"\"),\"\",M115/'Historical scenario - input'!$D100),\"\")","v":""},{"$f":"IFERROR(IF(OR(N115=\"\",'Historical scenario - input'!$D100=\"\"),\"\",N115/'Historical scenario - input'!$D100),\"\")","v":""},{"$f":"IFERROR(IF(OR(O115=\"\",'Historical scenario - input'!$D100=\"\"),\"\",O115/'Historical scenario - input'!$D100),\"\")","v":""},{"$f":"IFERROR(IF(OR(P115=\"\",'Historical scenario - input'!$D100=\"\"),\"\",P115/'Historical scenario - input'!$D100),\"\")","v":""},{"$f":"IFERROR(IF(OR(Q115=\"\",'Historical scenario - input'!$D100=\"\"),\"\",Q115/'Historical scenario - input'!$D100),\"\")","v":""},{"$f":"IFERROR(IF(OR(R115=\"\",'Historical scenario - input'!$D100=\"\"),\"\",R115/'Historical scenario - input'!$D100),\"\")","v":""},{"$f":"IFERROR(IF(OR(S115=\"\",'Historical scenario - input'!$D100=\"\"),\"\",S115/'Historical scenario - input'!$D100),\"\")","v":""},{"$f":"IFERROR(IF(OR(T115=\"\",'Historical scenario - input'!$D100=\"\"),\"\",T115/'Historical scenario - input'!$D100),\"\")","v":""},{"$f":"IFERROR(IF(OR(U115=\"\",'Historical scenario - input'!$D100=\"\"),\"\",U115/'Historical scenario - input'!$D100),\"\")","v":""},{"$f":"IFERROR(IF(OR(V115=\"\",'Historical scenario - input'!$D100=\"\"),\"\",V115/'Historical scenario - input'!$D100),\"\")","v":""},{"$f":"IFERROR(IF(OR(W115=\"\",'Historical scenario - input'!$D100=\"\"),\"\",W115/'Historical scenario - input'!$D100),\"\")","v":""}]
[{"$f":"IFERROR('Historical scenario - input'!A101,\"\")","v":""},{"$f":"IFERROR('Historical scenario - input'!B101,\"\")","v":0},{"$f":"IFERROR('Historical scenario - input'!C101,\"\")","v":0},{"$f":"IFERROR(repcalc('Historical scenario - input'!$CV101:$GH101,'Historical scenario - input'!$G101,'Historical scenario - input'!$E101,'Historical scenario - input'!$F101,20,TRUE,TRUE),\"\")","v":""},"","","","","","","","","","","","","","","","","","","",{"$f":"IFERROR(IF(OR(D116=\"\",'Historical scenario - input'!$D101=\"\"),\"\",D116/'Historical scenario - input'!$D101),\"\")","v":""},{"$f":"IFERROR(IF(OR(E116=\"\",'Historical scenario - input'!$D101=\"\"),\"\",E116/'Historical scenario - input'!$D101),\"\")","v":""},{"$f":"IFERROR(IF(OR(F116=\"\",'Historical scenario - input'!$D101=\"\"),\"\",F116/'Historical scenario - input'!$D101),\"\")","v":""},{"$f":"IFERROR(IF(OR(G116=\"\",'Historical scenario - input'!$D101=\"\"),\"\",G116/'Historical scenario - input'!$D101),\"\")","v":""},{"$f":"IFERROR(IF(OR(H116=\"\",'Historical scenario - input'!$D101=\"\"),\"\",H116/'Historical scenario - input'!$D101),\"\")","v":""},{"$f":"IFERROR(IF(OR(I116=\"\",'Historical scenario - input'!$D101=\"\"),\"\",I116/'Historical scenario - input'!$D101),\"\")","v":""},{"$f":"IFERROR(IF(OR(J116=\"\",'Historical scenario - input'!$D101=\"\"),\"\",J116/'Historical scenario - input'!$D101),\"\")","v":""},{"$f":"IFERROR(IF(OR(K116=\"\",'Historical scenario - input'!$D101=\"\"),\"\",K116/'Historical scenario - input'!$D101),\"\")","v":""},{"$f":"IFERROR(IF(OR(L116=\"\",'Historical scenario - input'!$D101=\"\"),\"\",L116/'Historical scenario - input'!$D101),\"\")","v":""},{"$f":"IFERROR(IF(OR(M116=\"\",'Historical scenario - input'!$D101=\"\"),\"\",M116/'Historical scenario - input'!$D101),\"\")","v":""},{"$f":"IFERROR(IF(OR(N116=\"\",'Historical scenario - input'!$D101=\"\"),\"\",N116/'Historical scenario - input'!$D101),\"\")","v":""},{"$f":"IFERROR(IF(OR(O116=\"\",'Historical scenario - input'!$D101=\"\"),\"\",O116/'Historical scenario - input'!$D101),\"\")","v":""},{"$f":"IFERROR(IF(OR(P116=\"\",'Historical scenario - input'!$D101=\"\"),\"\",P116/'Historical scenario - input'!$D101),\"\")","v":""},{"$f":"IFERROR(IF(OR(Q116=\"\",'Historical scenario - input'!$D101=\"\"),\"\",Q116/'Historical scenario - input'!$D101),\"\")","v":""},{"$f":"IFERROR(IF(OR(R116=\"\",'Historical scenario - input'!$D101=\"\"),\"\",R116/'Historical scenario - input'!$D101),\"\")","v":""},{"$f":"IFERROR(IF(OR(S116=\"\",'Historical scenario - input'!$D101=\"\"),\"\",S116/'Historical scenario - input'!$D101),\"\")","v":""},{"$f":"IFERROR(IF(OR(T116=\"\",'Historical scenario - input'!$D101=\"\"),\"\",T116/'Historical scenario - input'!$D101),\"\")","v":""},{"$f":"IFERROR(IF(OR(U116=\"\",'Historical scenario - input'!$D101=\"\"),\"\",U116/'Historical scenario - input'!$D101),\"\")","v":""},{"$f":"IFERROR(IF(OR(V116=\"\",'Historical scenario - input'!$D101=\"\"),\"\",V116/'Historical scenario - input'!$D101),\"\")","v":""},{"$f":"IFERROR(IF(OR(W116=\"\",'Historical scenario - input'!$D101=\"\"),\"\",W116/'Historical scenario - input'!$D101),\"\")","v":""}]
[{"$f":"IFERROR('Historical scenario - input'!A102,\"\")","v":""},{"$f":"IFERROR('Historical scenario - input'!B102,\"\")","v":0},{"$f":"IFERROR('Historical scenario - input'!C102,\"\")","v":0},{"$f":"IFERROR(repcalc('Historical scenario - input'!$CV102:$GH102,'Historical scenario - input'!$G102,'Historical scenario - input'!$E102,'Historical scenario - input'!$F102,20,TRUE,TRUE),\"\")","v":""},"","","","","","","","","","","","","","","","","","","",{"$f":"IFERROR(IF(OR(D117=\"\",'Historical scenario - input'!$D102=\"\"),\"\",D117/'Historical scenario - input'!$D102),\"\")","v":""},{"$f":"IFERROR(IF(OR(E117=\"\",'Historical scenario - input'!$D102=\"\"),\"\",E117/'Historical scenario - input'!$D102),\"\")","v":""},{"$f":"IFERROR(IF(OR(F117=\"\",'Historical scenario - input'!$D102=\"\"),\"\",F117/'Historical scenario - input'!$D102),\"\")","v":""},{"$f":"IFERROR(IF(OR(G117=\"\",'Historical scenario - input'!$D102=\"\"),\"\",G117/'Historical scenario - input'!$D102),\"\")","v":""},{"$f":"IFERROR(IF(OR(H117=\"\",'Historical scenario - input'!$D102=\"\"),\"\",H117/'Historical scenario - input'!$D102),\"\")","v":""},{"$f":"IFERROR(IF(OR(I117=\"\",'Historical scenario - input'!$D102=\"\"),\"\",I117/'Historical scenario - input'!$D102),\"\")","v":""},{"$f":"IFERROR(IF(OR(J117=\"\",'Historical scenario - input'!$D102=\"\"),\"\",J117/'Historical scenario - input'!$D102),\"\")","v":""},{"$f":"IFERROR(IF(OR(K117=\"\",'Historical scenario - input'!$D102=\"\"),\"\",K117/'Historical scenario - input'!$D102),\"\")","v":""},{"$f":"IFERROR(IF(OR(L117=\"\",'Historical scenario - input'!$D102=\"\"),\"\",L117/'Historical scenario - input'!$D102),\"\")","v":""},{"$f":"IFERROR(IF(OR(M117=\"\",'Historical scenario - input'!$D102=\"\"),\"\",M117/'Historical scenario - input'!$D102),\"\")","v":""},{"$f":"IFERROR(IF(OR(N117=\"\",'Historical scenario - input'!$D102=\"\"),\"\",N117/'Historical scenario - input'!$D102),\"\")","v":""},{"$f":"IFERROR(IF(OR(O117=\"\",'Historical scenario - input'!$D102=\"\"),\"\",O117/'Historical scenario - input'!$D102),\"\")","v":""},{"$f":"IFERROR(IF(OR(P117=\"\",'Historical scenario - input'!$D102=\"\"),\"\",P117/'Historical scenario - input'!$D102),\"\")","v":""},{"$f":"IFERROR(IF(OR(Q117=\"\",'Historical scenario - input'!$D102=\"\"),\"\",Q117/'Historical scenario - input'!$D102),\"\")","v":""},{"$f":"IFERROR(IF(OR(R117=\"\",'Historical scenario - input'!$D102=\"\"),\"\",R117/'Historical scenario - input'!$D102),\"\")","v":""},{"$f":"IFERROR(IF(OR(S117=\"\",'Historical scenario - input'!$D102=\"\"),\"\",S117/'Historical scenario - input'!$D102),\"\")","v":""},{"$f":"IFERROR(IF(OR(T117=\"\",'Historical scenario - input'!$D102=\"\"),\"\",T117/'Historical scenario - input'!$D102),\"\")","v":""},{"$f":"IFERROR(IF(OR(U117=\"\",'Historical scenario - input'!$D102=\"\"),\"\",U117/'Historical scenario - input'!$D102),\"\")","v":""},{"$f":"IFERROR(IF(OR(V117=\"\",'Historical scenario - input'!$D102=\"\"),\"\",V117/'Historical scenario - input'!$D102),\"\")","v":""},{"$f":"IFERROR(IF(OR(W117=\"\",'Historical scenario - input'!$D102=\"\"),\"\",W117/'Historical scenario - input'!$D102),\"\")","v":""}]
[{"$f":"IFERROR('Historical scenario - input'!A103,\"\")","v":""},{"$f":"IFERROR('Historical scenario - input'!B103,\"\")","v":0},{"$f":"IFERROR('Historical scenario - input'!C103,\"\")","v":0},{"$f":"IFERROR(repcalc('Historical scenario - input'!$CV103:$GH103,'Historical scenario - input'!$G103,'Historical scenario - input'!$E103,'Historical scenario - input'!$F103,20,TRUE,TRUE),\"\")","v":""},"","","","","","","","","","","","","","","","","","","",{"$f":"IFERROR(IF(OR(D118=\"\",'Historical scenario - input'!$D103=\"\"),\"\",D118/'Historical scenario - input'!$D103),\"\")","v":""},{"$f":"IFERROR(IF(OR(E118=\"\",'Historical scenario - input'!$D103=\"\"),\"\",E118/'Historical scenario - input'!$D103),\"\")","v":""},{"$f":"IFERROR(IF(OR(F118=\"\",'Historical scenario - input'!$D103=\"\"),\"\",F118/'Historical scenario - input'!$D103),\"\")","v":""},{"$f":"IFERROR(IF(OR(G118=\"\",'Historical scenario - input'!$D103=\"\"),\"\",G118/'Historical scenario - input'!$D103),\"\")","v":""},{"$f":"IFERROR(IF(OR(H118=\"\",'Historical scenario - input'!$D103=\"\"),\"\",H118/'Historical scenario - input'!$D103),\"\")","v":""},{"$f":"IFERROR(IF(OR(I118=\"\",'Historical scenario - input'!$D103=\"\"),\"\",I118/'Historical scenario - input'!$D103),\"\")","v":""},{"$f":"IFERROR(IF(OR(J118=\"\",'Historical scenario - input'!$D103=\"\"),\"\",J118/'Historical scenario - input'!$D103),\"\")","v":""},{"$f":"IFERROR(IF(OR(K118=\"\",'Historical scenario - input'!$D103=\"\"),\"\",K118/'Historical scenario - input'!$D103),\"\")","v":""},{"$f":"IFERROR(IF(OR(L118=\"\",'Historical scenario - input'!$D103=\"\"),\"\",L118/'Historical scenario - input'!$D103),\"\")","v":""},{"$f":"IFERROR(IF(OR(M118=\"\",'Historical scenario - input'!$D103=\"\"),\"\",M118/'Historical scenario - input'!$D103),\"\")","v":""},{"$f":"IFERROR(IF(OR(N118=\"\",'Historical scenario - input'!$D103=\"\"),\"\",N118/'Historical scenario - input'!$D103),\"\")","v":""},{"$f":"IFERROR(IF(OR(O118=\"\",'Historical scenario - input'!$D103=\"\"),\"\",O118/'Historical scenario - input'!$D103),\"\")","v":""},{"$f":"IFERROR(IF(OR(P118=\"\",'Historical scenario - input'!$D103=\"\"),\"\",P118/'Historical scenario - input'!$D103),\"\")","v":""},{"$f":"IFERROR(IF(OR(Q118=\"\",'Historical scenario - input'!$D103=\"\"),\"\",Q118/'Historical scenario - input'!$D103),\"\")","v":""},{"$f":"IFERROR(IF(OR(R118=\"\",'Historical scenario - input'!$D103=\"\"),\"\",R118/'Historical scenario - input'!$D103),\"\")","v":""},{"$f":"IFERROR(IF(OR(S118=\"\",'Historical scenario - input'!$D103=\"\"),\"\",S118/'Historical scenario - input'!$D103),\"\")","v":""},{"$f":"IFERROR(IF(OR(T118=\"\",'Historical scenario - input'!$D103=\"\"),\"\",T118/'Historical scenario - input'!$D103),\"\")","v":""},{"$f":"IFERROR(IF(OR(U118=\"\",'Historical scenario - input'!$D103=\"\"),\"\",U118/'Historical scenario - input'!$D103),\"\")","v":""},{"$f":"IFERROR(IF(OR(V118=\"\",'Historical scenario - input'!$D103=\"\"),\"\",V118/'Historical scenario - input'!$D103),\"\")","v":""},{"$f":"IFERROR(IF(OR(W118=\"\",'Historical scenario - input'!$D103=\"\"),\"\",W118/'Historical scenario - input'!$D103),\"\")","v":""}]
[{"$f":"IFERROR('Historical scenario - input'!A104,\"\")","v":""},{"$f":"IFERROR('Historical scenario - input'!B104,\"\")","v":0},{"$f":"IFERROR('Historical scenario - input'!C104,\"\")","v":0},{"$f":"IFERROR(repcalc('Historical scenario - input'!$CV104:$GH104,'Historical scenario - input'!$G104,'Historical scenario - input'!$E104,'Historical scenario - input'!$F104,20,TRUE,TRUE),\"\")","v":""},"","","","","","","","","","","","","","","","","","","",{"$f":"IFERROR(IF(OR(D119=\"\",'Historical scenario - input'!$D104=\"\"),\"\",D119/'Historical scenario - input'!$D104),\"\")","v":""},{"$f":"IFERROR(IF(OR(E119=\"\",'Historical scenario - input'!$D104=\"\"),\"\",E119/'Historical scenario - input'!$D104),\"\")","v":""},{"$f":"IFERROR(IF(OR(F119=\"\",'Historical scenario - input'!$D104=\"\"),\"\",F119/'Historical scenario - input'!$D104),\"\")","v":""},{"$f":"IFERROR(IF(OR(G119=\"\",'Historical scenario - input'!$D104=\"\"),\"\",G119/'Historical scenario - input'!$D104),\"\")","v":""},{"$f":"IFERROR(IF(OR(H119=\"\",'Historical scenario - input'!$D104=\"\"),\"\",H119/'Historical scenario - input'!$D104),\"\")","v":""},{"$f":"IFERROR(IF(OR(I119=\"\",'Historical scenario - input'!$D104=\"\"),\"\",I119/'Historical scenario - input'!$D104),\"\")","v":""},{"$f":"IFERROR(IF(OR(J119=\"\",'Historical scenario - input'!$D104=\"\"),\"\",J119/'Historical scenario - input'!$D104),\"\")","v":""},{"$f":"IFERROR(IF(OR(K119=\"\",'Historical scenario - input'!$D104=\"\"),\"\",K119/'Historical scenario - input'!$D104),\"\")","v":""},{"$f":"IFERROR(IF(OR(L119=\"\",'Historical scenario - input'!$D104=\"\"),\"\",L119/'Historical scenario - input'!$D104),\"\")","v":""},{"$f":"IFERROR(IF(OR(M119=\"\",'Historical scenario - input'!$D104=\"\"),\"\",M119/'Historical scenario - input'!$D104),\"\")","v":""},{"$f":"IFERROR(IF(OR(N119=\"\",'Historical scenario - input'!$D104=\"\"),\"\",N119/'Historical scenario - input'!$D104),\"\")","v":""},{"$f":"IFERROR(IF(OR(O119=\"\",'Historical scenario - input'!$D104=\"\"),\"\",O119/'Historical scenario - input'!$D104),\"\")","v":""},{"$f":"IFERROR(IF(OR(P119=\"\",'Historical scenario - input'!$D104=\"\"),\"\",P119/'Historical scenario - input'!$D104),\"\")","v":""},{"$f":"IFERROR(IF(OR(Q119=\"\",'Historical scenario - input'!$D104=\"\"),\"\",Q119/'Historical scenario - input'!$D104),\"\")","v":""},{"$f":"IFERROR(IF(OR(R119=\"\",'Historical scenario - input'!$D104=\"\"),\"\",R119/'Historical scenario - input'!$D104),\"\")","v":""},{"$f":"IFERROR(IF(OR(S119=\"\",'Historical scenario - input'!$D104=\"\"),\"\",S119/'Historical scenario - input'!$D104),\"\")","v":""},{"$f":"IFERROR(IF(OR(T119=\"\",'Historical scenario - input'!$D104=\"\"),\"\",T119/'Historical scenario - input'!$D104),\"\")","v":""},{"$f":"IFERROR(IF(OR(U119=\"\",'Historical scenario - input'!$D104=\"\"),\"\",U119/'Historical scenario - input'!$D104),\"\")","v":""},{"$f":"IFERROR(IF(OR(V119=\"\",'Historical scenario - input'!$D104=\"\"),\"\",V119/'Historical scenario - input'!$D104),\"\")","v":""},{"$f":"IFERROR(IF(OR(W119=\"\",'Historical scenario - input'!$D104=\"\"),\"\",W119/'Historical scenario - input'!$D104),\"\")","v":""}]
[{"$f":"IFERROR('Historical scenario - input'!A105,\"\")","v":""},{"$f":"IFERROR('Historical scenario - input'!B105,\"\")","v":0},{"$f":"IFERROR('Historical scenario - input'!C105,\"\")","v":0},{"$f":"IFERROR(repcalc('Historical scenario - input'!$CV105:$GH105,'Historical scenario - input'!$G105,'Historical scenario - input'!$E105,'Historical scenario - input'!$F105,20,TRUE,TRUE),\"\")","v":""},"","","","","","","","","","","","","","","","","","","",{"$f":"IFERROR(IF(OR(D120=\"\",'Historical scenario - input'!$D105=\"\"),\"\",D120/'Historical scenario - input'!$D105),\"\")","v":""},{"$f":"IFERROR(IF(OR(E120=\"\",'Historical scenario - input'!$D105=\"\"),\"\",E120/'Historical scenario - input'!$D105),\"\")","v":""},{"$f":"IFERROR(IF(OR(F120=\"\",'Historical scenario - input'!$D105=\"\"),\"\",F120/'Historical scenario - input'!$D105),\"\")","v":""},{"$f":"IFERROR(IF(OR(G120=\"\",'Historical scenario - input'!$D105=\"\"),\"\",G120/'Historical scenario - input'!$D105),\"\")","v":""},{"$f":"IFERROR(IF(OR(H120=\"\",'Historical scenario - input'!$D105=\"\"),\"\",H120/'Historical scenario - input'!$D105),\"\")","v":""},{"$f":"IFERROR(IF(OR(I120=\"\",'Historical scenario - input'!$D105=\"\"),\"\",I120/'Historical scenario - input'!$D105),\"\")","v":""},{"$f":"IFERROR(IF(OR(J120=\"\",'Historical scenario - input'!$D105=\"\"),\"\",J120/'Historical scenario - input'!$D105),\"\")","v":""},{"$f":"IFERROR(IF(OR(K120=\"\",'Historical scenario - input'!$D105=\"\"),\"\",K120/'Historical scenario - input'!$D105),\"\")","v":""},{"$f":"IFERROR(IF(OR(L120=\"\",'Historical scenario - input'!$D105=\"\"),\"\",L120/'Historical scenario - input'!$D105),\"\")","v":""},{"$f":"IFERROR(IF(OR(M120=\"\",'Historical scenario - input'!$D105=\"\"),\"\",M120/'Historical scenario - input'!$D105),\"\")","v":""},{"$f":"IFERROR(IF(OR(N120=\"\",'Historical scenario - input'!$D105=\"\"),\"\",N120/'Historical scenario - input'!$D105),\"\")","v":""},{"$f":"IFERROR(IF(OR(O120=\"\",'Historical scenario - input'!$D105=\"\"),\"\",O120/'Historical scenario - input'!$D105),\"\")","v":""},{"$f":"IFERROR(IF(OR(P120=\"\",'Historical scenario - input'!$D105=\"\"),\"\",P120/'Historical scenario - input'!$D105),\"\")","v":""},{"$f":"IFERROR(IF(OR(Q120=\"\",'Historical scenario - input'!$D105=\"\"),\"\",Q120/'Historical scenario - input'!$D105),\"\")","v":""},{"$f":"IFERROR(IF(OR(R120=\"\",'Historical scenario - input'!$D105=\"\"),\"\",R120/'Historical scenario - input'!$D105),\"\")","v":""},{"$f":"IFERROR(IF(OR(S120=\"\",'Historical scenario - input'!$D105=\"\"),\"\",S120/'Historical scenario - input'!$D105),\"\")","v":""},{"$f":"IFERROR(IF(OR(T120=\"\",'Historical scenario - input'!$D105=\"\"),\"\",T120/'Historical scenario - input'!$D105),\"\")","v":""},{"$f":"IFERROR(IF(OR(U120=\"\",'Historical scenario - input'!$D105=\"\"),\"\",U120/'Historical scenario - input'!$D105),\"\")","v":""},{"$f":"IFERROR(IF(OR(V120=\"\",'Historical scenario - input'!$D105=\"\"),\"\",V120/'Historical scenario - input'!$D105),\"\")","v":""},{"$f":"IFERROR(IF(OR(W120=\"\",'Historical scenario - input'!$D105=\"\"),\"\",W120/'Historical scenario - input'!$D105),\"\")","v":""}]
[{"$f":"IFERROR('Historical scenario - input'!A106,\"\")","v":""},{"$f":"IFERROR('Historical scenario - input'!B106,\"\")","v":0},{"$f":"IFERROR('Historical scenario - input'!C106,\"\")","v":0},{"$f":"IFERROR(repcalc('Historical scenario - input'!$CV106:$GH106,'Historical scenario - input'!$G106,'Historical scenario - input'!$E106,'Historical scenario - input'!$F106,20,TRUE,TRUE),\"\")","v":""},"","","","","","","","","","","","","","","","","","","",{"$f":"IFERROR(IF(OR(D121=\"\",'Historical scenario - input'!$D106=\"\"),\"\",D121/'Historical scenario - input'!$D106),\"\")","v":""},{"$f":"IFERROR(IF(OR(E121=\"\",'Historical scenario - input'!$D106=\"\"),\"\",E121/'Historical scenario - input'!$D106),\"\")","v":""},{"$f":"IFERROR(IF(OR(F121=\"\",'Historical scenario - input'!$D106=\"\"),\"\",F121/'Historical scenario - input'!$D106),\"\")","v":""},{"$f":"IFERROR(IF(OR(G121=\"\",'Historical scenario - input'!$D106=\"\"),\"\",G121/'Historical scenario - input'!$D106),\"\")","v":""},{"$f":"IFERROR(IF(OR(H121=\"\",'Historical scenario - input'!$D106=\"\"),\"\",H121/'Historical scenario - input'!$D106),\"\")","v":""},{"$f":"IFERROR(IF(OR(I121=\"\",'Historical scenario - input'!$D106=\"\"),\"\",I121/'Historical scenario - input'!$D106),\"\")","v":""},{"$f":"IFERROR(IF(OR(J121=\"\",'Historical scenario - input'!$D106=\"\"),\"\",J121/'Historical scenario - input'!$D106),\"\")","v":""},{"$f":"IFERROR(IF(OR(K121=\"\",'Historical scenario - input'!$D106=\"\"),\"\",K121/'Historical scenario - input'!$D106),\"\")","v":""},{"$f":"IFERROR(IF(OR(L121=\"\",'Historical scenario - input'!$D106=\"\"),\"\",L121/'Historical scenario - input'!$D106),\"\")","v":""},{"$f":"IFERROR(IF(OR(M121=\"\",'Historical scenario - input'!$D106=\"\"),\"\",M121/'Historical scenario - input'!$D106),\"\")","v":""},{"$f":"IFERROR(IF(OR(N121=\"\",'Historical scenario - input'!$D106=\"\"),\"\",N121/'Historical scenario - input'!$D106),\"\")","v":""},{"$f":"IFERROR(IF(OR(O121=\"\",'Historical scenario - input'!$D106=\"\"),\"\",O121/'Historical scenario - input'!$D106),\"\")","v":""},{"$f":"IFERROR(IF(OR(P121=\"\",'Historical scenario - input'!$D106=\"\"),\"\",P121/'Historical scenario - input'!$D106),\"\")","v":""},{"$f":"IFERROR(IF(OR(Q121=\"\",'Historical scenario - input'!$D106=\"\"),\"\",Q121/'Historical scenario - input'!$D106),\"\")","v":""},{"$f":"IFERROR(IF(OR(R121=\"\",'Historical scenario - input'!$D106=\"\"),\"\",R121/'Historical scenario - input'!$D106),\"\")","v":""},{"$f":"IFERROR(IF(OR(S121=\"\",'Historical scenario - input'!$D106=\"\"),\"\",S121/'Historical scenario - input'!$D106),\"\")","v":""},{"$f":"IFERROR(IF(OR(T121=\"\",'Historical scenario - input'!$D106=\"\"),\"\",T121/'Historical scenario - input'!$D106),\"\")","v":""},{"$f":"IFERROR(IF(OR(U121=\"\",'Historical scenario - input'!$D106=\"\"),\"\",U121/'Historical scenario - input'!$D106),\"\")","v":""},{"$f":"IFERROR(IF(OR(V121=\"\",'Historical scenario - input'!$D106=\"\"),\"\",V121/'Historical scenario - input'!$D106),\"\")","v":""},{"$f":"IFERROR(IF(OR(W121=\"\",'Historical scenario - input'!$D106=\"\"),\"\",W121/'Historical scenario - input'!$D106),\"\")","v":""}]
[{"$f":"IFERROR('Historical scenario - input'!A107,\"\")","v":""},{"$f":"IFERROR('Historical scenario - input'!B107,\"\")","v":0},{"$f":"IFERROR('Historical scenario - input'!C107,\"\")","v":0},{"$f":"IFERROR(repcalc('Historical scenario - input'!$CV107:$GH107,'Historical scenario - input'!$G107,'Historical scenario - input'!$E107,'Historical scenario - input'!$F107,20,TRUE,TRUE),\"\")","v":""},"","","","","","","","","","","","","","","","","","","",{"$f":"IFERROR(IF(OR(D122=\"\",'Historical scenario - input'!$D107=\"\"),\"\",D122/'Historical scenario - input'!$D107),\"\")","v":""},{"$f":"IFERROR(IF(OR(E122=\"\",'Historical scenario - input'!$D107=\"\"),\"\",E122/'Historical scenario - input'!$D107),\"\")","v":""},{"$f":"IFERROR(IF(OR(F122=\"\",'Historical scenario - input'!$D107=\"\"),\"\",F122/'Historical scenario - input'!$D107),\"\")","v":""},{"$f":"IFERROR(IF(OR(G122=\"\",'Historical scenario - input'!$D107=\"\"),\"\",G122/'Historical scenario - input'!$D107),\"\")","v":""},{"$f":"IFERROR(IF(OR(H122=\"\",'Historical scenario - input'!$D107=\"\"),\"\",H122/'Historical scenario - input'!$D107),\"\")","v":""},{"$f":"IFERROR(IF(OR(I122=\"\",'Historical scenario - input'!$D107=\"\"),\"\",I122/'Historical scenario - input'!$D107),\"\")","v":""},{"$f":"IFERROR(IF(OR(J122=\"\",'Historical scenario - input'!$D107=\"\"),\"\",J122/'Historical scenario - input'!$D107),\"\")","v":""},{"$f":"IFERROR(IF(OR(K122=\"\",'Historical scenario - input'!$D107=\"\"),\"\",K122/'Historical scenario - input'!$D107),\"\")","v":""},{"$f":"IFERROR(IF(OR(L122=\"\",'Historical scenario - input'!$D107=\"\"),\"\",L122/'Historical scenario - input'!$D107),\"\")","v":""},{"$f":"IFERROR(IF(OR(M122=\"\",'Historical scenario - input'!$D107=\"\"),\"\",M122/'Historical scenario - input'!$D107),\"\")","v":""},{"$f":"IFERROR(IF(OR(N122=\"\",'Historical scenario - input'!$D107=\"\"),\"\",N122/'Historical scenario - input'!$D107),\"\")","v":""},{"$f":"IFERROR(IF(OR(O122=\"\",'Historical scenario - input'!$D107=\"\"),\"\",O122/'Historical scenario - input'!$D107),\"\")","v":""},{"$f":"IFERROR(IF(OR(P122=\"\",'Historical scenario - input'!$D107=\"\"),\"\",P122/'Historical scenario - input'!$D107),\"\")","v":""},{"$f":"IFERROR(IF(OR(Q122=\"\",'Historical scenario - input'!$D107=\"\"),\"\",Q122/'Historical scenario - input'!$D107),\"\")","v":""},{"$f":"IFERROR(IF(OR(R122=\"\",'Historical scenario - input'!$D107=\"\"),\"\",R122/'Historical scenario - input'!$D107),\"\")","v":""},{"$f":"IFERROR(IF(OR(S122=\"\",'Historical scenario - input'!$D107=\"\"),\"\",S122/'Historical scenario - input'!$D107),\"\")","v":""},{"$f":"IFERROR(IF(OR(T122=\"\",'Historical scenario - input'!$D107=\"\"),\"\",T122/'Historical scenario - input'!$D107),\"\")","v":""},{"$f":"IFERROR(IF(OR(U122=\"\",'Historical scenario - input'!$D107=\"\"),\"\",U122/'Historical scenario - input'!$D107),\"\")","v":""},{"$f":"IFERROR(IF(OR(V122=\"\",'Historical scenario - input'!$D107=\"\"),\"\",V122/'Historical scenario - input'!$D107),\"\")","v":""},{"$f":"IFERROR(IF(OR(W122=\"\",'Historical scenario - input'!$D107=\"\"),\"\",W122/'Historical scenario - input'!$D107),\"\")","v":""}]
[{"$f":"IFERROR('Historical scenario - input'!A108,\"\")","v":""},{"$f":"IFERROR('Historical scenario - input'!B108,\"\")","v":0},{"$f":"IFERROR('Historical scenario - input'!C108,\"\")","v":0},{"$f":"IFERROR(repcalc('Historical scenario - input'!$CV108:$GH108,'Historical scenario - input'!$G108,'Historical scenario - input'!$E108,'Historical scenario - input'!$F108,20,TRUE,TRUE),\"\")","v":""},"","","","","","","","","","","","","","","","","","","",{"$f":"IFERROR(IF(OR(D123=\"\",'Historical scenario - input'!$D108=\"\"),\"\",D123/'Historical scenario - input'!$D108),\"\")","v":""},{"$f":"IFERROR(IF(OR(E123=\"\",'Historical scenario - input'!$D108=\"\"),\"\",E123/'Historical scenario - input'!$D108),\"\")","v":""},{"$f":"IFERROR(IF(OR(F123=\"\",'Historical scenario - input'!$D108=\"\"),\"\",F123/'Historical scenario - input'!$D108),\"\")","v":""},{"$f":"IFERROR(IF(OR(G123=\"\",'Historical scenario - input'!$D108=\"\"),\"\",G123/'Historical scenario - input'!$D108),\"\")","v":""},{"$f":"IFERROR(IF(OR(H123=\"\",'Historical scenario - input'!$D108=\"\"),\"\",H123/'Historical scenario - input'!$D108),\"\")","v":""},{"$f":"IFERROR(IF(OR(I123=\"\",'Historical scenario - input'!$D108=\"\"),\"\",I123/'Historical scenario - input'!$D108),\"\")","v":""},{"$f":"IFERROR(IF(OR(J123=\"\",'Historical scenario - input'!$D108=\"\"),\"\",J123/'Historical scenario - input'!$D108),\"\")","v":""},{"$f":"IFERROR(IF(OR(K123=\"\",'Historical scenario - input'!$D108=\"\"),\"\",K123/'Historical scenario - input'!$D108),\"\")","v":""},{"$f":"IFERROR(IF(OR(L123=\"\",'Historical scenario - input'!$D108=\"\"),\"\",L123/'Historical scenario - input'!$D108),\"\")","v":""},{"$f":"IFERROR(IF(OR(M123=\"\",'Historical scenario - input'!$D108=\"\"),\"\",M123/'Historical scenario - input'!$D108),\"\")","v":""},{"$f":"IFERROR(IF(OR(N123=\"\",'Historical scenario - input'!$D108=\"\"),\"\",N123/'Historical scenario - input'!$D108),\"\")","v":""},{"$f":"IFERROR(IF(OR(O123=\"\",'Historical scenario - input'!$D108=\"\"),\"\",O123/'Historical scenario - input'!$D108),\"\")","v":""},{"$f":"IFERROR(IF(OR(P123=\"\",'Historical scenario - input'!$D108=\"\"),\"\",P123/'Historical scenario - input'!$D108),\"\")","v":""},{"$f":"IFERROR(IF(OR(Q123=\"\",'Historical scenario - input'!$D108=\"\"),\"\",Q123/'Historical scenario - input'!$D108),\"\")","v":""},{"$f":"IFERROR(IF(OR(R123=\"\",'Historical scenario - input'!$D108=\"\"),\"\",R123/'Historical scenario - input'!$D108),\"\")","v":""},{"$f":"IFERROR(IF(OR(S123=\"\",'Historical scenario - input'!$D108=\"\"),\"\",S123/'Historical scenario - input'!$D108),\"\")","v":""},{"$f":"IFERROR(IF(OR(T123=\"\",'Historical scenario - input'!$D108=\"\"),\"\",T123/'Historical scenario - input'!$D108),\"\")","v":""},{"$f":"IFERROR(IF(OR(U123=\"\",'Historical scenario - input'!$D108=\"\"),\"\",U123/'Historical scenario - input'!$D108),\"\")","v":""},{"$f":"IFERROR(IF(OR(V123=\"\",'Historical scenario - input'!$D108=\"\"),\"\",V123/'Historical scenario - input'!$D108),\"\")","v":""},{"$f":"IFERROR(IF(OR(W123=\"\",'Historical scenario - input'!$D108=\"\"),\"\",W123/'Historical scenario - input'!$D108),\"\")","v":""}]
[{"$f":"IFERROR('Historical scenario - input'!A109,\"\")","v":""},{"$f":"IFERROR('Historical scenario - input'!B109,\"\")","v":0},{"$f":"IFERROR('Historical scenario - input'!C109,\"\")","v":0},{"$f":"IFERROR(repcalc('Historical scenario - input'!$CV109:$GH109,'Historical scenario - input'!$G109,'Historical scenario - input'!$E109,'Historical scenario - input'!$F109,20,TRUE,TRUE),\"\")","v":""},"","","","","","","","","","","","","","","","","","","",{"$f":"IFERROR(IF(OR(D124=\"\",'Historical scenario - input'!$D109=\"\"),\"\",D124/'Historical scenario - input'!$D109),\"\")","v":""},{"$f":"IFERROR(IF(OR(E124=\"\",'Historical scenario - input'!$D109=\"\"),\"\",E124/'Historical scenario - input'!$D109),\"\")","v":""},{"$f":"IFERROR(IF(OR(F124=\"\",'Historical scenario - input'!$D109=\"\"),\"\",F124/'Historical scenario - input'!$D109),\"\")","v":""},{"$f":"IFERROR(IF(OR(G124=\"\",'Historical scenario - input'!$D109=\"\"),\"\",G124/'Historical scenario - input'!$D109),\"\")","v":""},{"$f":"IFERROR(IF(OR(H124=\"\",'Historical scenario - input'!$D109=\"\"),\"\",H124/'Historical scenario - input'!$D109),\"\")","v":""},{"$f":"IFERROR(IF(OR(I124=\"\",'Historical scenario - input'!$D109=\"\"),\"\",I124/'Historical scenario - input'!$D109),\"\")","v":""},{"$f":"IFERROR(IF(OR(J124=\"\",'Historical scenario - input'!$D109=\"\"),\"\",J124/'Historical scenario - input'!$D109),\"\")","v":""},{"$f":"IFERROR(IF(OR(K124=\"\",'Historical scenario - input'!$D109=\"\"),\"\",K124/'Historical scenario - input'!$D109),\"\")","v":""},{"$f":"IFERROR(IF(OR(L124=\"\",'Historical scenario - input'!$D109=\"\"),\"\",L124/'Historical scenario - input'!$D109),\"\")","v":""},{"$f":"IFERROR(IF(OR(M124=\"\",'Historical scenario - input'!$D109=\"\"),\"\",M124/'Historical scenario - input'!$D109),\"\")","v":""},{"$f":"IFERROR(IF(OR(N124=\"\",'Historical scenario - input'!$D109=\"\"),\"\",N124/'Historical scenario - input'!$D109),\"\")","v":""},{"$f":"IFERROR(IF(OR(O124=\"\",'Historical scenario - input'!$D109=\"\"),\"\",O124/'Historical scenario - input'!$D109),\"\")","v":""},{"$f":"IFERROR(IF(OR(P124=\"\",'Historical scenario - input'!$D109=\"\"),\"\",P124/'Historical scenario - input'!$D109),\"\")","v":""},{"$f":"IFERROR(IF(OR(Q124=\"\",'Historical scenario - input'!$D109=\"\"),\"\",Q124/'Historical scenario - input'!$D109),\"\")","v":""},{"$f":"IFERROR(IF(OR(R124=\"\",'Historical scenario - input'!$D109=\"\"),\"\",R124/'Historical scenario - input'!$D109),\"\")","v":""},{"$f":"IFERROR(IF(OR(S124=\"\",'Historical scenario - input'!$D109=\"\"),\"\",S124/'Historical scenario - input'!$D109),\"\")","v":""},{"$f":"IFERROR(IF(OR(T124=\"\",'Historical scenario - input'!$D109=\"\"),\"\",T124/'Historical scenario - input'!$D109),\"\")","v":""},{"$f":"IFERROR(IF(OR(U124=\"\",'Historical scenario - input'!$D109=\"\"),\"\",U124/'Historical scenario - input'!$D109),\"\")","v":""},{"$f":"IFERROR(IF(OR(V124=\"\",'Historical scenario - input'!$D109=\"\"),\"\",V124/'Historical scenario - input'!$D109),\"\")","v":""},{"$f":"IFERROR(IF(OR(W124=\"\",'Historical scenario - input'!$D109=\"\"),\"\",W124/'Historical scenario - input'!$D109),\"\")","v":""}]
[{"$f":"IFERROR('Historical scenario - input'!A110,\"\")","v":""},{"$f":"IFERROR('Historical scenario - input'!B110,\"\")","v":0},{"$f":"IFERROR('Historical scenario - input'!C110,\"\")","v":0},{"$f":"IFERROR(repcalc('Historical scenario - input'!$CV110:$GH110,'Historical scenario - input'!$G110,'Historical scenario - input'!$E110,'Historical scenario - input'!$F110,20,TRUE,TRUE),\"\")","v":""},"","","","","","","","","","","","","","","","","","","",{"$f":"IFERROR(IF(OR(D125=\"\",'Historical scenario - input'!$D110=\"\"),\"\",D125/'Historical scenario - input'!$D110),\"\")","v":""},{"$f":"IFERROR(IF(OR(E125=\"\",'Historical scenario - input'!$D110=\"\"),\"\",E125/'Historical scenario - input'!$D110),\"\")","v":""},{"$f":"IFERROR(IF(OR(F125=\"\",'Historical scenario - input'!$D110=\"\"),\"\",F125/'Historical scenario - input'!$D110),\"\")","v":""},{"$f":"IFERROR(IF(OR(G125=\"\",'Historical scenario - input'!$D110=\"\"),\"\",G125/'Historical scenario - input'!$D110),\"\")","v":""},{"$f":"IFERROR(IF(OR(H125=\"\",'Historical scenario - input'!$D110=\"\"),\"\",H125/'Historical scenario - input'!$D110),\"\")","v":""},{"$f":"IFERROR(IF(OR(I125=\"\",'Historical scenario - input'!$D110=\"\"),\"\",I125/'Historical scenario - input'!$D110),\"\")","v":""},{"$f":"IFERROR(IF(OR(J125=\"\",'Historical scenario - input'!$D110=\"\"),\"\",J125/'Historical scenario - input'!$D110),\"\")","v":""},{"$f":"IFERROR(IF(OR(K125=\"\",'Historical scenario - input'!$D110=\"\"),\"\",K125/'Historical scenario - input'!$D110),\"\")","v":""},{"$f":"IFERROR(IF(OR(L125=\"\",'Historical scenario - input'!$D110=\"\"),\"\",L125/'Historical scenario - input'!$D110),\"\")","v":""},{"$f":"IFERROR(IF(OR(M125=\"\",'Historical scenario - input'!$D110=\"\"),\"\",M125/'Historical scenario - input'!$D110),\"\")","v":""},{"$f":"IFERROR(IF(OR(N125=\"\",'Historical scenario - input'!$D110=\"\"),\"\",N125/'Historical scenario - input'!$D110),\"\")","v":""},{"$f":"IFERROR(IF(OR(O125=\"\",'Historical scenario - input'!$D110=\"\"),\"\",O125/'Historical scenario - input'!$D110),\"\")","v":""},{"$f":"IFERROR(IF(OR(P125=\"\",'Historical scenario - input'!$D110=\"\"),\"\",P125/'Historical scenario - input'!$D110),\"\")","v":""},{"$f":"IFERROR(IF(OR(Q125=\"\",'Historical scenario - input'!$D110=\"\"),\"\",Q125/'Historical scenario - input'!$D110),\"\")","v":""},{"$f":"IFERROR(IF(OR(R125=\"\",'Historical scenario - input'!$D110=\"\"),\"\",R125/'Historical scenario - input'!$D110),\"\")","v":""},{"$f":"IFERROR(IF(OR(S125=\"\",'Historical scenario - input'!$D110=\"\"),\"\",S125/'Historical scenario - input'!$D110),\"\")","v":""},{"$f":"IFERROR(IF(OR(T125=\"\",'Historical scenario - input'!$D110=\"\"),\"\",T125/'Historical scenario - input'!$D110),\"\")","v":""},{"$f":"IFERROR(IF(OR(U125=\"\",'Historical scenario - input'!$D110=\"\"),\"\",U125/'Historical scenario - input'!$D110),\"\")","v":""},{"$f":"IFERROR(IF(OR(V125=\"\",'Historical scenario - input'!$D110=\"\"),\"\",V125/'Historical scenario - input'!$D110),\"\")","v":""},{"$f":"IFERROR(IF(OR(W125=\"\",'Historical scenario - input'!$D110=\"\"),\"\",W125/'Historical scenario - input'!$D110),\"\")","v":""}]
[{"$f":"IFERROR('Historical scenario - input'!A111,\"\")","v":""},{"$f":"IFERROR('Historical scenario - input'!B111,\"\")","v":0},{"$f":"IFERROR('Historical scenario - input'!C111,\"\")","v":0},{"$f":"IFERROR(repcalc('Historical scenario - input'!$CV111:$GH111,'Historical scenario - input'!$G111,'Historical scenario - input'!$E111,'Historical scenario - input'!$F111,20,TRUE,TRUE),\"\")","v":""},"","","","","","","","","","","","","","","","","","","",{"$f":"IFERROR(IF(OR(D126=\"\",'Historical scenario - input'!$D111=\"\"),\"\",D126/'Historical scenario - input'!$D111),\"\")","v":""},{"$f":"IFERROR(IF(OR(E126=\"\",'Historical scenario - input'!$D111=\"\"),\"\",E126/'Historical scenario - input'!$D111),\"\")","v":""},{"$f":"IFERROR(IF(OR(F126=\"\",'Historical scenario - input'!$D111=\"\"),\"\",F126/'Historical scenario - input'!$D111),\"\")","v":""},{"$f":"IFERROR(IF(OR(G126=\"\",'Historical scenario - input'!$D111=\"\"),\"\",G126/'Historical scenario - input'!$D111),\"\")","v":""},{"$f":"IFERROR(IF(OR(H126=\"\",'Historical scenario - input'!$D111=\"\"),\"\",H126/'Historical scenario - input'!$D111),\"\")","v":""},{"$f":"IFERROR(IF(OR(I126=\"\",'Historical scenario - input'!$D111=\"\"),\"\",I126/'Historical scenario - input'!$D111),\"\")","v":""},{"$f":"IFERROR(IF(OR(J126=\"\",'Historical scenario - input'!$D111=\"\"),\"\",J126/'Historical scenario - input'!$D111),\"\")","v":""},{"$f":"IFERROR(IF(OR(K126=\"\",'Historical scenario - input'!$D111=\"\"),\"\",K126/'Historical scenario - input'!$D111),\"\")","v":""},{"$f":"IFERROR(IF(OR(L126=\"\",'Historical scenario - input'!$D111=\"\"),\"\",L126/'Historical scenario - input'!$D111),\"\")","v":""},{"$f":"IFERROR(IF(OR(M126=\"\",'Historical scenario - input'!$D111=\"\"),\"\",M126/'Historical scenario - input'!$D111),\"\")","v":""},{"$f":"IFERROR(IF(OR(N126=\"\",'Historical scenario - input'!$D111=\"\"),\"\",N126/'Historical scenario - input'!$D111),\"\")","v":""},{"$f":"IFERROR(IF(OR(O126=\"\",'Historical scenario - input'!$D111=\"\"),\"\",O126/'Historical scenario - input'!$D111),\"\")","v":""},{"$f":"IFERROR(IF(OR(P126=\"\",'Historical scenario - input'!$D111=\"\"),\"\",P126/'Historical scenario - input'!$D111),\"\")","v":""},{"$f":"IFERROR(IF(OR(Q126=\"\",'Historical scenario - input'!$D111=\"\"),\"\",Q126/'Historical scenario - input'!$D111),\"\")","v":""},{"$f":"IFERROR(IF(OR(R126=\"\",'Historical scenario - input'!$D111=\"\"),\"\",R126/'Historical scenario - input'!$D111),\"\")","v":""},{"$f":"IFERROR(IF(OR(S126=\"\",'Historical scenario - input'!$D111=\"\"),\"\",S126/'Historical scenario - input'!$D111),\"\")","v":""},{"$f":"IFERROR(IF(OR(T126=\"\",'Historical scenario - input'!$D111=\"\"),\"\",T126/'Historical scenario - input'!$D111),\"\")","v":""},{"$f":"IFERROR(IF(OR(U126=\"\",'Historical scenario - input'!$D111=\"\"),\"\",U126/'Historical scenario - input'!$D111),\"\")","v":""},{"$f":"IFERROR(IF(OR(V126=\"\",'Historical scenario - input'!$D111=\"\"),\"\",V126/'Historical scenario - input'!$D111),\"\")","v":""},{"$f":"IFERROR(IF(OR(W126=\"\",'Historical scenario - input'!$D111=\"\"),\"\",W126/'Historical scenario - input'!$D111),\"\")","v":""}]
[{"$f":"IFERROR('Historical scenario - input'!A112,\"\")","v":""},{"$f":"IFERROR('Historical scenario - input'!B112,\"\")","v":0},{"$f":"IFERROR('Historical scenario - input'!C112,\"\")","v":0},{"$f":"IFERROR(repcalc('Historical scenario - input'!$CV112:$GH112,'Historical scenario - input'!$G112,'Historical scenario - input'!$E112,'Historical scenario - input'!$F112,20,TRUE,TRUE),\"\")","v":""},"","","","","","","","","","","","","","","","","","","",{"$f":"IFERROR(IF(OR(D127=\"\",'Historical scenario - input'!$D112=\"\"),\"\",D127/'Historical scenario - input'!$D112),\"\")","v":""},{"$f":"IFERROR(IF(OR(E127=\"\",'Historical scenario - input'!$D112=\"\"),\"\",E127/'Historical scenario - input'!$D112),\"\")","v":""},{"$f":"IFERROR(IF(OR(F127=\"\",'Historical scenario - input'!$D112=\"\"),\"\",F127/'Historical scenario - input'!$D112),\"\")","v":""},{"$f":"IFERROR(IF(OR(G127=\"\",'Historical scenario - input'!$D112=\"\"),\"\",G127/'Historical scenario - input'!$D112),\"\")","v":""},{"$f":"IFERROR(IF(OR(H127=\"\",'Historical scenario - input'!$D112=\"\"),\"\",H127/'Historical scenario - input'!$D112),\"\")","v":""},{"$f":"IFERROR(IF(OR(I127=\"\",'Historical scenario - input'!$D112=\"\"),\"\",I127/'Historical scenario - input'!$D112),\"\")","v":""},{"$f":"IFERROR(IF(OR(J127=\"\",'Historical scenario - input'!$D112=\"\"),\"\",J127/'Historical scenario - input'!$D112),\"\")","v":""},{"$f":"IFERROR(IF(OR(K127=\"\",'Historical scenario - input'!$D112=\"\"),\"\",K127/'Historical scenario - input'!$D112),\"\")","v":""},{"$f":"IFERROR(IF(OR(L127=\"\",'Historical scenario - input'!$D112=\"\"),\"\",L127/'Historical scenario - input'!$D112),\"\")","v":""},{"$f":"IFERROR(IF(OR(M127=\"\",'Historical scenario - input'!$D112=\"\"),\"\",M127/'Historical scenario - input'!$D112),\"\")","v":""},{"$f":"IFERROR(IF(OR(N127=\"\",'Historical scenario - input'!$D112=\"\"),\"\",N127/'Historical scenario - input'!$D112),\"\")","v":""},{"$f":"IFERROR(IF(OR(O127=\"\",'Historical scenario - input'!$D112=\"\"),\"\",O127/'Historical scenario - input'!$D112),\"\")","v":""},{"$f":"IFERROR(IF(OR(P127=\"\",'Historical scenario - input'!$D112=\"\"),\"\",P127/'Historical scenario - input'!$D112),\"\")","v":""},{"$f":"IFERROR(IF(OR(Q127=\"\",'Historical scenario - input'!$D112=\"\"),\"\",Q127/'Historical scenario - input'!$D112),\"\")","v":""},{"$f":"IFERROR(IF(OR(R127=\"\",'Historical scenario - input'!$D112=\"\"),\"\",R127/'Historical scenario - input'!$D112),\"\")","v":""},{"$f":"IFERROR(IF(OR(S127=\"\",'Historical scenario - input'!$D112=\"\"),\"\",S127/'Historical scenario - input'!$D112),\"\")","v":""},{"$f":"IFERROR(IF(OR(T127=\"\",'Historical scenario - input'!$D112=\"\"),\"\",T127/'Historical scenario - input'!$D112),\"\")","v":""},{"$f":"IFERROR(IF(OR(U127=\"\",'Historical scenario - input'!$D112=\"\"),\"\",U127/'Historical scenario - input'!$D112),\"\")","v":""},{"$f":"IFERROR(IF(OR(V127=\"\",'Historical scenario - input'!$D112=\"\"),\"\",V127/'Historical scenario - input'!$D112),\"\")","v":""},{"$f":"IFERROR(IF(OR(W127=\"\",'Historical scenario - input'!$D112=\"\"),\"\",W127/'Historical scenario - input'!$D112),\"\")","v":""}]
[{"$f":"IFERROR('Historical scenario - input'!A113,\"\")","v":""},{"$f":"IFERROR('Historical scenario - input'!B113,\"\")","v":0},{"$f":"IFERROR('Historical scenario - input'!C113,\"\")","v":0},{"$f":"IFERROR(repcalc('Historical scenario - input'!$CV113:$GH113,'Historical scenario - input'!$G113,'Historical scenario - input'!$E113,'Historical scenario - input'!$F113,20,TRUE,TRUE),\"\")","v":""},"","","","","","","","","","","","","","","","","","","",{"$f":"IFERROR(IF(OR(D128=\"\",'Historical scenario - input'!$D113=\"\"),\"\",D128/'Historical scenario - input'!$D113),\"\")","v":""},{"$f":"IFERROR(IF(OR(E128=\"\",'Historical scenario - input'!$D113=\"\"),\"\",E128/'Historical scenario - input'!$D113),\"\")","v":""},{"$f":"IFERROR(IF(OR(F128=\"\",'Historical scenario - input'!$D113=\"\"),\"\",F128/'Historical scenario - input'!$D113),\"\")","v":""},{"$f":"IFERROR(IF(OR(G128=\"\",'Historical scenario - input'!$D113=\"\"),\"\",G128/'Historical scenario - input'!$D113),\"\")","v":""},{"$f":"IFERROR(IF(OR(H128=\"\",'Historical scenario - input'!$D113=\"\"),\"\",H128/'Historical scenario - input'!$D113),\"\")","v":""},{"$f":"IFERROR(IF(OR(I128=\"\",'Historical scenario - input'!$D113=\"\"),\"\",I128/'Historical scenario - input'!$D113),\"\")","v":""},{"$f":"IFERROR(IF(OR(J128=\"\",'Historical scenario - input'!$D113=\"\"),\"\",J128/'Historical scenario - input'!$D113),\"\")","v":""},{"$f":"IFERROR(IF(OR(K128=\"\",'Historical scenario - input'!$D113=\"\"),\"\",K128/'Historical scenario - input'!$D113),\"\")","v":""},{"$f":"IFERROR(IF(OR(L128=\"\",'Historical scenario - input'!$D113=\"\"),\"\",L128/'Historical scenario - input'!$D113),\"\")","v":""},{"$f":"IFERROR(IF(OR(M128=\"\",'Historical scenario - input'!$D113=\"\"),\"\",M128/'Historical scenario - input'!$D113),\"\")","v":""},{"$f":"IFERROR(IF(OR(N128=\"\",'Historical scenario - input'!$D113=\"\"),\"\",N128/'Historical scenario - input'!$D113),\"\")","v":""},{"$f":"IFERROR(IF(OR(O128=\"\",'Historical scenario - input'!$D113=\"\"),\"\",O128/'Historical scenario - input'!$D113),\"\")","v":""},{"$f":"IFERROR(IF(OR(P128=\"\",'Historical scenario - input'!$D113=\"\"),\"\",P128/'Historical scenario - input'!$D113),\"\")","v":""},{"$f":"IFERROR(IF(OR(Q128=\"\",'Historical scenario - input'!$D113=\"\"),\"\",Q128/'Historical scenario - input'!$D113),\"\")","v":""},{"$f":"IFERROR(IF(OR(R128=\"\",'Historical scenario - input'!$D113=\"\"),\"\",R128/'Historical scenario - input'!$D113),\"\")","v":""},{"$f":"IFERROR(IF(OR(S128=\"\",'Historical scenario - input'!$D113=\"\"),\"\",S128/'Historical scenario - input'!$D113),\"\")","v":""},{"$f":"IFERROR(IF(OR(T128=\"\",'Historical scenario - input'!$D113=\"\"),\"\",T128/'Historical scenario - input'!$D113),\"\")","v":""},{"$f":"IFERROR(IF(OR(U128=\"\",'Historical scenario - input'!$D113=\"\"),\"\",U128/'Historical scenario - input'!$D113),\"\")","v":""},{"$f":"IFERROR(IF(OR(V128=\"\",'Historical scenario - input'!$D113=\"\"),\"\",V128/'Historical scenario - input'!$D113),\"\")","v":""},{"$f":"IFERROR(IF(OR(W128=\"\",'Historical scenario - input'!$D113=\"\"),\"\",W128/'Historical scenario - input'!$D113),\"\")","v":""}]
[{"$f":"IFERROR('Historical scenario - input'!A114,\"\")","v":""},{"$f":"IFERROR('Historical scenario - input'!B114,\"\")","v":0},{"$f":"IFERROR('Historical scenario - input'!C114,\"\")","v":0},{"$f":"IFERROR(repcalc('Historical scenario - input'!$CV114:$GH114,'Historical scenario - input'!$G114,'Historical scenario - input'!$E114,'Historical scenario - input'!$F114,20,TRUE,TRUE),\"\")","v":""},"","","","","","","","","","","","","","","","","","","",{"$f":"IFERROR(IF(OR(D129=\"\",'Historical scenario - input'!$D114=\"\"),\"\",D129/'Historical scenario - input'!$D114),\"\")","v":""},{"$f":"IFERROR(IF(OR(E129=\"\",'Historical scenario - input'!$D114=\"\"),\"\",E129/'Historical scenario - input'!$D114),\"\")","v":""},{"$f":"IFERROR(IF(OR(F129=\"\",'Historical scenario - input'!$D114=\"\"),\"\",F129/'Historical scenario - input'!$D114),\"\")","v":""},{"$f":"IFERROR(IF(OR(G129=\"\",'Historical scenario - input'!$D114=\"\"),\"\",G129/'Historical scenario - input'!$D114),\"\")","v":""},{"$f":"IFERROR(IF(OR(H129=\"\",'Historical scenario - input'!$D114=\"\"),\"\",H129/'Historical scenario - input'!$D114),\"\")","v":""},{"$f":"IFERROR(IF(OR(I129=\"\",'Historical scenario - input'!$D114=\"\"),\"\",I129/'Historical scenario - input'!$D114),\"\")","v":""},{"$f":"IFERROR(IF(OR(J129=\"\",'Historical scenario - input'!$D114=\"\"),\"\",J129/'Historical scenario - input'!$D114),\"\")","v":""},{"$f":"IFERROR(IF(OR(K129=\"\",'Historical scenario - input'!$D114=\"\"),\"\",K129/'Historical scenario - input'!$D114),\"\")","v":""},{"$f":"IFERROR(IF(OR(L129=\"\",'Historical scenario - input'!$D114=\"\"),\"\",L129/'Historical scenario - input'!$D114),\"\")","v":""},{"$f":"IFERROR(IF(OR(M129=\"\",'Historical scenario - input'!$D114=\"\"),\"\",M129/'Historical scenario - input'!$D114),\"\")","v":""},{"$f":"IFERROR(IF(OR(N129=\"\",'Historical scenario - input'!$D114=\"\"),\"\",N129/'Historical scenario - input'!$D114),\"\")","v":""},{"$f":"IFERROR(IF(OR(O129=\"\",'Historical scenario - input'!$D114=\"\"),\"\",O129/'Historical scenario - input'!$D114),\"\")","v":""},{"$f":"IFERROR(IF(OR(P129=\"\",'Historical scenario - input'!$D114=\"\"),\"\",P129/'Historical scenario - input'!$D114),\"\")","v":""},{"$f":"IFERROR(IF(OR(Q129=\"\",'Historical scenario - input'!$D114=\"\"),\"\",Q129/'Historical scenario - input'!$D114),\"\")","v":""},{"$f":"IFERROR(IF(OR(R129=\"\",'Historical scenario - input'!$D114=\"\"),\"\",R129/'Historical scenario - input'!$D114),\"\")","v":""},{"$f":"IFERROR(IF(OR(S129=\"\",'Historical scenario - input'!$D114=\"\"),\"\",S129/'Historical scenario - input'!$D114),\"\")","v":""},{"$f":"IFERROR(IF(OR(T129=\"\",'Historical scenario - input'!$D114=\"\"),\"\",T129/'Historical scenario - input'!$D114),\"\")","v":""},{"$f":"IFERROR(IF(OR(U129=\"\",'Historical scenario - input'!$D114=\"\"),\"\",U129/'Historical scenario - input'!$D114),\"\")","v":""},{"$f":"IFERROR(IF(OR(V129=\"\",'Historical scenario - input'!$D114=\"\"),\"\",V129/'Historical scenario - input'!$D114),\"\")","v":""},{"$f":"IFERROR(IF(OR(W129=\"\",'Historical scenario - input'!$D114=\"\"),\"\",W129/'Historical scenario - input'!$D114),\"\")","v":""}]
[{"$f":"IFERROR('Historical scenario - input'!A115,\"\")","v":""},{"$f":"IFERROR('Historical scenario - input'!B115,\"\")","v":0},{"$f":"IFERROR('Historical scenario - input'!C115,\"\")","v":0},{"$f":"IFERROR(repcalc('Historical scenario - input'!$CV115:$GH115,'Historical scenario - input'!$G115,'Historical scenario - input'!$E115,'Historical scenario - input'!$F115,20,TRUE,TRUE),\"\")","v":""},"","","","","","","","","","","","","","","","","","","",{"$f":"IFERROR(IF(OR(D130=\"\",'Historical scenario - input'!$D115=\"\"),\"\",D130/'Historical scenario - input'!$D115),\"\")","v":""},{"$f":"IFERROR(IF(OR(E130=\"\",'Historical scenario - input'!$D115=\"\"),\"\",E130/'Historical scenario - input'!$D115),\"\")","v":""},{"$f":"IFERROR(IF(OR(F130=\"\",'Historical scenario - input'!$D115=\"\"),\"\",F130/'Historical scenario - input'!$D115),\"\")","v":""},{"$f":"IFERROR(IF(OR(G130=\"\",'Historical scenario - input'!$D115=\"\"),\"\",G130/'Historical scenario - input'!$D115),\"\")","v":""},{"$f":"IFERROR(IF(OR(H130=\"\",'Historical scenario - input'!$D115=\"\"),\"\",H130/'Historical scenario - input'!$D115),\"\")","v":""},{"$f":"IFERROR(IF(OR(I130=\"\",'Historical scenario - input'!$D115=\"\"),\"\",I130/'Historical scenario - input'!$D115),\"\")","v":""},{"$f":"IFERROR(IF(OR(J130=\"\",'Historical scenario - input'!$D115=\"\"),\"\",J130/'Historical scenario - input'!$D115),\"\")","v":""},{"$f":"IFERROR(IF(OR(K130=\"\",'Historical scenario - input'!$D115=\"\"),\"\",K130/'Historical scenario - input'!$D115),\"\")","v":""},{"$f":"IFERROR(IF(OR(L130=\"\",'Historical scenario - input'!$D115=\"\"),\"\",L130/'Historical scenario - input'!$D115),\"\")","v":""},{"$f":"IFERROR(IF(OR(M130=\"\",'Historical scenario - input'!$D115=\"\"),\"\",M130/'Historical scenario - input'!$D115),\"\")","v":""},{"$f":"IFERROR(IF(OR(N130=\"\",'Historical scenario - input'!$D115=\"\"),\"\",N130/'Historical scenario - input'!$D115),\"\")","v":""},{"$f":"IFERROR(IF(OR(O130=\"\",'Historical scenario - input'!$D115=\"\"),\"\",O130/'Historical scenario - input'!$D115),\"\")","v":""},{"$f":"IFERROR(IF(OR(P130=\"\",'Historical scenario - input'!$D115=\"\"),\"\",P130/'Historical scenario - input'!$D115),\"\")","v":""},{"$f":"IFERROR(IF(OR(Q130=\"\",'Historical scenario - input'!$D115=\"\"),\"\",Q130/'Historical scenario - input'!$D115),\"\")","v":""},{"$f":"IFERROR(IF(OR(R130=\"\",'Historical scenario - input'!$D115=\"\"),\"\",R130/'Historical scenario - input'!$D115),\"\")","v":""},{"$f":"IFERROR(IF(OR(S130=\"\",'Historical scenario - input'!$D115=\"\"),\"\",S130/'Historical scenario - input'!$D115),\"\")","v":""},{"$f":"IFERROR(IF(OR(T130=\"\",'Historical scenario - input'!$D115=\"\"),\"\",T130/'Historical scenario - input'!$D115),\"\")","v":""},{"$f":"IFERROR(IF(OR(U130=\"\",'Historical scenario - input'!$D115=\"\"),\"\",U130/'Historical scenario - input'!$D115),\"\")","v":""},{"$f":"IFERROR(IF(OR(V130=\"\",'Historical scenario - input'!$D115=\"\"),\"\",V130/'Historical scenario - input'!$D115),\"\")","v":""},{"$f":"IFERROR(IF(OR(W130=\"\",'Historical scenario - input'!$D115=\"\"),\"\",W130/'Historical scenario - input'!$D115),\"\")","v":""}]
[{"$f":"IFERROR('Historical scenario - input'!A116,\"\")","v":""},{"$f":"IFERROR('Historical scenario - input'!B116,\"\")","v":0},{"$f":"IFERROR('Historical scenario - input'!C116,\"\")","v":0},{"$f":"IFERROR(repcalc('Historical scenario - input'!$CV116:$GH116,'Historical scenario - input'!$G116,'Historical scenario - input'!$E116,'Historical scenario - input'!$F116,20,TRUE,TRUE),\"\")","v":""},"","","","","","","","","","","","","","","","","","","",{"$f":"IFERROR(IF(OR(D131=\"\",'Historical scenario - input'!$D116=\"\"),\"\",D131/'Historical scenario - input'!$D116),\"\")","v":""},{"$f":"IFERROR(IF(OR(E131=\"\",'Historical scenario - input'!$D116=\"\"),\"\",E131/'Historical scenario - input'!$D116),\"\")","v":""},{"$f":"IFERROR(IF(OR(F131=\"\",'Historical scenario - input'!$D116=\"\"),\"\",F131/'Historical scenario - input'!$D116),\"\")","v":""},{"$f":"IFERROR(IF(OR(G131=\"\",'Historical scenario - input'!$D116=\"\"),\"\",G131/'Historical scenario - input'!$D116),\"\")","v":""},{"$f":"IFERROR(IF(OR(H131=\"\",'Historical scenario - input'!$D116=\"\"),\"\",H131/'Historical scenario - input'!$D116),\"\")","v":""},{"$f":"IFERROR(IF(OR(I131=\"\",'Historical scenario - input'!$D116=\"\"),\"\",I131/'Historical scenario - input'!$D116),\"\")","v":""},{"$f":"IFERROR(IF(OR(J131=\"\",'Historical scenario - input'!$D116=\"\"),\"\",J131/'Historical scenario - input'!$D116),\"\")","v":""},{"$f":"IFERROR(IF(OR(K131=\"\",'Historical scenario - input'!$D116=\"\"),\"\",K131/'Historical scenario - input'!$D116),\"\")","v":""},{"$f":"IFERROR(IF(OR(L131=\"\",'Historical scenario - input'!$D116=\"\"),\"\",L131/'Historical scenario - input'!$D116),\"\")","v":""},{"$f":"IFERROR(IF(OR(M131=\"\",'Historical scenario - input'!$D116=\"\"),\"\",M131/'Historical scenario - input'!$D116),\"\")","v":""},{"$f":"IFERROR(IF(OR(N131=\"\",'Historical scenario - input'!$D116=\"\"),\"\",N131/'Historical scenario - input'!$D116),\"\")","v":""},{"$f":"IFERROR(IF(OR(O131=\"\",'Historical scenario - input'!$D116=\"\"),\"\",O131/'Historical scenario - input'!$D116),\"\")","v":""},{"$f":"IFERROR(IF(OR(P131=\"\",'Historical scenario - input'!$D116=\"\"),\"\",P131/'Historical scenario - input'!$D116),\"\")","v":""},{"$f":"IFERROR(IF(OR(Q131=\"\",'Historical scenario - input'!$D116=\"\"),\"\",Q131/'Historical scenario - input'!$D116),\"\")","v":""},{"$f":"IFERROR(IF(OR(R131=\"\",'Historical scenario - input'!$D116=\"\"),\"\",R131/'Historical scenario - input'!$D116),\"\")","v":""},{"$f":"IFERROR(IF(OR(S131=\"\",'Historical scenario - input'!$D116=\"\"),\"\",S131/'Historical scenario - input'!$D116),\"\")","v":""},{"$f":"IFERROR(IF(OR(T131=\"\",'Historical scenario - input'!$D116=\"\"),\"\",T131/'Historical scenario - input'!$D116),\"\")","v":""},{"$f":"IFERROR(IF(OR(U131=\"\",'Historical scenario - input'!$D116=\"\"),\"\",U131/'Historical scenario - input'!$D116),\"\")","v":""},{"$f":"IFERROR(IF(OR(V131=\"\",'Historical scenario - input'!$D116=\"\"),\"\",V131/'Historical scenario - input'!$D116),\"\")","v":""},{"$f":"IFERROR(IF(OR(W131=\"\",'Historical scenario - input'!$D116=\"\"),\"\",W131/'Historical scenario - input'!$D116),\"\")","v":""}]
[{"$f":"IFERROR('Historical scenario - input'!A117,\"\")","v":""},{"$f":"IFERROR('Historical scenario - input'!B117,\"\")","v":0},{"$f":"IFERROR('Historical scenario - input'!C117,\"\")","v":0},{"$f":"IFERROR(repcalc('Historical scenario - input'!$CV117:$GH117,'Historical scenario - input'!$G117,'Historical scenario - input'!$E117,'Historical scenario - input'!$F117,20,TRUE,TRUE),\"\")","v":""},"","","","","","","","","","","","","","","","","","","",{"$f":"IFERROR(IF(OR(D132=\"\",'Historical scenario - input'!$D117=\"\"),\"\",D132/'Historical scenario - input'!$D117),\"\")","v":""},{"$f":"IFERROR(IF(OR(E132=\"\",'Historical scenario - input'!$D117=\"\"),\"\",E132/'Historical scenario - input'!$D117),\"\")","v":""},{"$f":"IFERROR(IF(OR(F132=\"\",'Historical scenario - input'!$D117=\"\"),\"\",F132/'Historical scenario - input'!$D117),\"\")","v":""},{"$f":"IFERROR(IF(OR(G132=\"\",'Historical scenario - input'!$D117=\"\"),\"\",G132/'Historical scenario - input'!$D117),\"\")","v":""},{"$f":"IFERROR(IF(OR(H132=\"\",'Historical scenario - input'!$D117=\"\"),\"\",H132/'Historical scenario - input'!$D117),\"\")","v":""},{"$f":"IFERROR(IF(OR(I132=\"\",'Historical scenario - input'!$D117=\"\"),\"\",I132/'Historical scenario - input'!$D117),\"\")","v":""},{"$f":"IFERROR(IF(OR(J132=\"\",'Historical scenario - input'!$D117=\"\"),\"\",J132/'Historical scenario - input'!$D117),\"\")","v":""},{"$f":"IFERROR(IF(OR(K132=\"\",'Historical scenario - input'!$D117=\"\"),\"\",K132/'Historical scenario - input'!$D117),\"\")","v":""},{"$f":"IFERROR(IF(OR(L132=\"\",'Historical scenario - input'!$D117=\"\"),\"\",L132/'Historical scenario - input'!$D117),\"\")","v":""},{"$f":"IFERROR(IF(OR(M132=\"\",'Historical scenario - input'!$D117=\"\"),\"\",M132/'Historical scenario - input'!$D117),\"\")","v":""},{"$f":"IFERROR(IF(OR(N132=\"\",'Historical scenario - input'!$D117=\"\"),\"\",N132/'Historical scenario - input'!$D117),\"\")","v":""},{"$f":"IFERROR(IF(OR(O132=\"\",'Historical scenario - input'!$D117=\"\"),\"\",O132/'Historical scenario - input'!$D117),\"\")","v":""},{"$f":"IFERROR(IF(OR(P132=\"\",'Historical scenario - input'!$D117=\"\"),\"\",P132/'Historical scenario - input'!$D117),\"\")","v":""},{"$f":"IFERROR(IF(OR(Q132=\"\",'Historical scenario - input'!$D117=\"\"),\"\",Q132/'Historical scenario - input'!$D117),\"\")","v":""},{"$f":"IFERROR(IF(OR(R132=\"\",'Historical scenario - input'!$D117=\"\"),\"\",R132/'Historical scenario - input'!$D117),\"\")","v":""},{"$f":"IFERROR(IF(OR(S132=\"\",'Historical scenario - input'!$D117=\"\"),\"\",S132/'Historical scenario - input'!$D117),\"\")","v":""},{"$f":"IFERROR(IF(OR(T132=\"\",'Historical scenario - input'!$D117=\"\"),\"\",T132/'Historical scenario - input'!$D117),\"\")","v":""},{"$f":"IFERROR(IF(OR(U132=\"\",'Historical scenario - input'!$D117=\"\"),\"\",U132/'Historical scenario - input'!$D117),\"\")","v":""},{"$f":"IFERROR(IF(OR(V132=\"\",'Historical scenario - input'!$D117=\"\"),\"\",V132/'Historical scenario - input'!$D117),\"\")","v":""},{"$f":"IFERROR(IF(OR(W132=\"\",'Historical scenario - input'!$D117=\"\"),\"\",W132/'Historical scenario - input'!$D117),\"\")","v":""}]
[{"$f":"IFERROR('Historical scenario - input'!A118,\"\")","v":""},{"$f":"IFERROR('Historical scenario - input'!B118,\"\")","v":0},{"$f":"IFERROR('Historical scenario - input'!C118,\"\")","v":0},{"$f":"IFERROR(repcalc('Historical scenario - input'!$CV118:$GH118,'Historical scenario - input'!$G118,'Historical scenario - input'!$E118,'Historical scenario - input'!$F118,20,TRUE,TRUE),\"\")","v":""},"","","","","","","","","","","","","","","","","","","",{"$f":"IFERROR(IF(OR(D133=\"\",'Historical scenario - input'!$D118=\"\"),\"\",D133/'Historical scenario - input'!$D118),\"\")","v":""},{"$f":"IFERROR(IF(OR(E133=\"\",'Historical scenario - input'!$D118=\"\"),\"\",E133/'Historical scenario - input'!$D118),\"\")","v":""},{"$f":"IFERROR(IF(OR(F133=\"\",'Historical scenario - input'!$D118=\"\"),\"\",F133/'Historical scenario - input'!$D118),\"\")","v":""},{"$f":"IFERROR(IF(OR(G133=\"\",'Historical scenario - input'!$D118=\"\"),\"\",G133/'Historical scenario - input'!$D118),\"\")","v":""},{"$f":"IFERROR(IF(OR(H133=\"\",'Historical scenario - input'!$D118=\"\"),\"\",H133/'Historical scenario - input'!$D118),\"\")","v":""},{"$f":"IFERROR(IF(OR(I133=\"\",'Historical scenario - input'!$D118=\"\"),\"\",I133/'Historical scenario - input'!$D118),\"\")","v":""},{"$f":"IFERROR(IF(OR(J133=\"\",'Historical scenario - input'!$D118=\"\"),\"\",J133/'Historical scenario - input'!$D118),\"\")","v":""},{"$f":"IFERROR(IF(OR(K133=\"\",'Historical scenario - input'!$D118=\"\"),\"\",K133/'Historical scenario - input'!$D118),\"\")","v":""},{"$f":"IFERROR(IF(OR(L133=\"\",'Historical scenario - input'!$D118=\"\"),\"\",L133/'Historical scenario - input'!$D118),\"\")","v":""},{"$f":"IFERROR(IF(OR(M133=\"\",'Historical scenario - input'!$D118=\"\"),\"\",M133/'Historical scenario - input'!$D118),\"\")","v":""},{"$f":"IFERROR(IF(OR(N133=\"\",'Historical scenario - input'!$D118=\"\"),\"\",N133/'Historical scenario - input'!$D118),\"\")","v":""},{"$f":"IFERROR(IF(OR(O133=\"\",'Historical scenario - input'!$D118=\"\"),\"\",O133/'Historical scenario - input'!$D118),\"\")","v":""},{"$f":"IFERROR(IF(OR(P133=\"\",'Historical scenario - input'!$D118=\"\"),\"\",P133/'Historical scenario - input'!$D118),\"\")","v":""},{"$f":"IFERROR(IF(OR(Q133=\"\",'Historical scenario - input'!$D118=\"\"),\"\",Q133/'Historical scenario - input'!$D118),\"\")","v":""},{"$f":"IFERROR(IF(OR(R133=\"\",'Historical scenario - input'!$D118=\"\"),\"\",R133/'Historical scenario - input'!$D118),\"\")","v":""},{"$f":"IFERROR(IF(OR(S133=\"\",'Historical scenario - input'!$D118=\"\"),\"\",S133/'Historical scenario - input'!$D118),\"\")","v":""},{"$f":"IFERROR(IF(OR(T133=\"\",'Historical scenario - input'!$D118=\"\"),\"\",T133/'Historical scenario - input'!$D118),\"\")","v":""},{"$f":"IFERROR(IF(OR(U133=\"\",'Historical scenario - input'!$D118=\"\"),\"\",U133/'Historical scenario - input'!$D118),\"\")","v":""},{"$f":"IFERROR(IF(OR(V133=\"\",'Historical scenario - input'!$D118=\"\"),\"\",V133/'Historical scenario - input'!$D118),\"\")","v":""},{"$f":"IFERROR(IF(OR(W133=\"\",'Historical scenario - input'!$D118=\"\"),\"\",W133/'Historical scenario - input'!$D118),\"\")","v":""}]
[{"$f":"IFERROR('Historical scenario - input'!A119,\"\")","v":""},{"$f":"IFERROR('Historical scenario - input'!B119,\"\")","v":0},{"$f":"IFERROR('Historical scenario - input'!C119,\"\")","v":0},{"$f":"IFERROR(repcalc('Historical scenario - input'!$CV119:$GH119,'Historical scenario - input'!$G119,'Historical scenario - input'!$E119,'Historical scenario - input'!$F119,20,TRUE,TRUE),\"\")","v":""},"","","","","","","","","","","","","","","","","","","",{"$f":"IFERROR(IF(OR(D134=\"\",'Historical scenario - input'!$D119=\"\"),\"\",D134/'Historical scenario - input'!$D119),\"\")","v":""},{"$f":"IFERROR(IF(OR(E134=\"\",'Historical scenario - input'!$D119=\"\"),\"\",E134/'Historical scenario - input'!$D119),\"\")","v":""},{"$f":"IFERROR(IF(OR(F134=\"\",'Historical scenario - input'!$D119=\"\"),\"\",F134/'Historical scenario - input'!$D119),\"\")","v":""},{"$f":"IFERROR(IF(OR(G134=\"\",'Historical scenario - input'!$D119=\"\"),\"\",G134/'Historical scenario - input'!$D119),\"\")","v":""},{"$f":"IFERROR(IF(OR(H134=\"\",'Historical scenario - input'!$D119=\"\"),\"\",H134/'Historical scenario - input'!$D119),\"\")","v":""},{"$f":"IFERROR(IF(OR(I134=\"\",'Historical scenario - input'!$D119=\"\"),\"\",I134/'Historical scenario - input'!$D119),\"\")","v":""},{"$f":"IFERROR(IF(OR(J134=\"\",'Historical scenario - input'!$D119=\"\"),\"\",J134/'Historical scenario - input'!$D119),\"\")","v":""},{"$f":"IFERROR(IF(OR(K134=\"\",'Historical scenario - input'!$D119=\"\"),\"\",K134/'Historical scenario - input'!$D119),\"\")","v":""},{"$f":"IFERROR(IF(OR(L134=\"\",'Historical scenario - input'!$D119=\"\"),\"\",L134/'Historical scenario - input'!$D119),\"\")","v":""},{"$f":"IFERROR(IF(OR(M134=\"\",'Historical scenario - input'!$D119=\"\"),\"\",M134/'Historical scenario - input'!$D119),\"\")","v":""},{"$f":"IFERROR(IF(OR(N134=\"\",'Historical scenario - input'!$D119=\"\"),\"\",N134/'Historical scenario - input'!$D119),\"\")","v":""},{"$f":"IFERROR(IF(OR(O134=\"\",'Historical scenario - input'!$D119=\"\"),\"\",O134/'Historical scenario - input'!$D119),\"\")","v":""},{"$f":"IFERROR(IF(OR(P134=\"\",'Historical scenario - input'!$D119=\"\"),\"\",P134/'Historical scenario - input'!$D119),\"\")","v":""},{"$f":"IFERROR(IF(OR(Q134=\"\",'Historical scenario - input'!$D119=\"\"),\"\",Q134/'Historical scenario - input'!$D119),\"\")","v":""},{"$f":"IFERROR(IF(OR(R134=\"\",'Historical scenario - input'!$D119=\"\"),\"\",R134/'Historical scenario - input'!$D119),\"\")","v":""},{"$f":"IFERROR(IF(OR(S134=\"\",'Historical scenario - input'!$D119=\"\"),\"\",S134/'Historical scenario - input'!$D119),\"\")","v":""},{"$f":"IFERROR(IF(OR(T134=\"\",'Historical scenario - input'!$D119=\"\"),\"\",T134/'Historical scenario - input'!$D119),\"\")","v":""},{"$f":"IFERROR(IF(OR(U134=\"\",'Historical scenario - input'!$D119=\"\"),\"\",U134/'Historical scenario - input'!$D119),\"\")","v":""},{"$f":"IFERROR(IF(OR(V134=\"\",'Historical scenario - input'!$D119=\"\"),\"\",V134/'Historical scenario - input'!$D119),\"\")","v":""},{"$f":"IFERROR(IF(OR(W134=\"\",'Historical scenario - input'!$D119=\"\"),\"\",W134/'Historical scenario - input'!$D119),\"\")","v":""}]
[{"$f":"IFERROR('Historical scenario - input'!A120,\"\")","v":""},{"$f":"IFERROR('Historical scenario - input'!B120,\"\")","v":0},{"$f":"IFERROR('Historical scenario - input'!C120,\"\")","v":0},{"$f":"IFERROR(repcalc('Historical scenario - input'!$CV120:$GH120,'Historical scenario - input'!$G120,'Historical scenario - input'!$E120,'Historical scenario - input'!$F120,20,TRUE,TRUE),\"\")","v":""},"","","","","","","","","","","","","","","","","","","",{"$f":"IFERROR(IF(OR(D135=\"\",'Historical scenario - input'!$D120=\"\"),\"\",D135/'Historical scenario - input'!$D120),\"\")","v":""},{"$f":"IFERROR(IF(OR(E135=\"\",'Historical scenario - input'!$D120=\"\"),\"\",E135/'Historical scenario - input'!$D120),\"\")","v":""},{"$f":"IFERROR(IF(OR(F135=\"\",'Historical scenario - input'!$D120=\"\"),\"\",F135/'Historical scenario - input'!$D120),\"\")","v":""},{"$f":"IFERROR(IF(OR(G135=\"\",'Historical scenario - input'!$D120=\"\"),\"\",G135/'Historical scenario - input'!$D120),\"\")","v":""},{"$f":"IFERROR(IF(OR(H135=\"\",'Historical scenario - input'!$D120=\"\"),\"\",H135/'Historical scenario - input'!$D120),\"\")","v":""},{"$f":"IFERROR(IF(OR(I135=\"\",'Historical scenario - input'!$D120=\"\"),\"\",I135/'Historical scenario - input'!$D120),\"\")","v":""},{"$f":"IFERROR(IF(OR(J135=\"\",'Historical scenario - input'!$D120=\"\"),\"\",J135/'Historical scenario - input'!$D120),\"\")","v":""},{"$f":"IFERROR(IF(OR(K135=\"\",'Historical scenario - input'!$D120=\"\"),\"\",K135/'Historical scenario - input'!$D120),\"\")","v":""},{"$f":"IFERROR(IF(OR(L135=\"\",'Historical scenario - input'!$D120=\"\"),\"\",L135/'Historical scenario - input'!$D120),\"\")","v":""},{"$f":"IFERROR(IF(OR(M135=\"\",'Historical scenario - input'!$D120=\"\"),\"\",M135/'Historical scenario - input'!$D120),\"\")","v":""},{"$f":"IFERROR(IF(OR(N135=\"\",'Historical scenario - input'!$D120=\"\"),\"\",N135/'Historical scenario - input'!$D120),\"\")","v":""},{"$f":"IFERROR(IF(OR(O135=\"\",'Historical scenario - input'!$D120=\"\"),\"\",O135/'Historical scenario - input'!$D120),\"\")","v":""},{"$f":"IFERROR(IF(OR(P135=\"\",'Historical scenario - input'!$D120=\"\"),\"\",P135/'Historical scenario - input'!$D120),\"\")","v":""},{"$f":"IFERROR(IF(OR(Q135=\"\",'Historical scenario - input'!$D120=\"\"),\"\",Q135/'Historical scenario - input'!$D120),\"\")","v":""},{"$f":"IFERROR(IF(OR(R135=\"\",'Historical scenario - input'!$D120=\"\"),\"\",R135/'Historical scenario - input'!$D120),\"\")","v":""},{"$f":"IFERROR(IF(OR(S135=\"\",'Historical scenario - input'!$D120=\"\"),\"\",S135/'Historical scenario - input'!$D120),\"\")","v":""},{"$f":"IFERROR(IF(OR(T135=\"\",'Historical scenario - input'!$D120=\"\"),\"\",T135/'Historical scenario - input'!$D120),\"\")","v":""},{"$f":"IFERROR(IF(OR(U135=\"\",'Historical scenario - input'!$D120=\"\"),\"\",U135/'Historical scenario - input'!$D120),\"\")","v":""},{"$f":"IFERROR(IF(OR(V135=\"\",'Historical scenario - input'!$D120=\"\"),\"\",V135/'Historical scenario - input'!$D120),\"\")","v":""},{"$f":"IFERROR(IF(OR(W135=\"\",'Historical scenario - input'!$D120=\"\"),\"\",W135/'Historical scenario - input'!$D120),\"\")","v":""}]
[{"$f":"IFERROR('Historical scenario - input'!A121,\"\")","v":""},{"$f":"IFERROR('Historical scenario - input'!B121,\"\")","v":0},{"$f":"IFERROR('Historical scenario - input'!C121,\"\")","v":0},{"$f":"IFERROR(repcalc('Historical scenario - input'!$CV121:$GH121,'Historical scenario - input'!$G121,'Historical scenario - input'!$E121,'Historical scenario - input'!$F121,20,TRUE,TRUE),\"\")","v":""},"","","","","","","","","","","","","","","","","","","",{"$f":"IFERROR(IF(OR(D136=\"\",'Historical scenario - input'!$D121=\"\"),\"\",D136/'Historical scenario - input'!$D121),\"\")","v":""},{"$f":"IFERROR(IF(OR(E136=\"\",'Historical scenario - input'!$D121=\"\"),\"\",E136/'Historical scenario - input'!$D121),\"\")","v":""},{"$f":"IFERROR(IF(OR(F136=\"\",'Historical scenario - input'!$D121=\"\"),\"\",F136/'Historical scenario - input'!$D121),\"\")","v":""},{"$f":"IFERROR(IF(OR(G136=\"\",'Historical scenario - input'!$D121=\"\"),\"\",G136/'Historical scenario - input'!$D121),\"\")","v":""},{"$f":"IFERROR(IF(OR(H136=\"\",'Historical scenario - input'!$D121=\"\"),\"\",H136/'Historical scenario - input'!$D121),\"\")","v":""},{"$f":"IFERROR(IF(OR(I136=\"\",'Historical scenario - input'!$D121=\"\"),\"\",I136/'Historical scenario - input'!$D121),\"\")","v":""},{"$f":"IFERROR(IF(OR(J136=\"\",'Historical scenario - input'!$D121=\"\"),\"\",J136/'Historical scenario - input'!$D121),\"\")","v":""},{"$f":"IFERROR(IF(OR(K136=\"\",'Historical scenario - input'!$D121=\"\"),\"\",K136/'Historical scenario - input'!$D121),\"\")","v":""},{"$f":"IFERROR(IF(OR(L136=\"\",'Historical scenario - input'!$D121=\"\"),\"\",L136/'Historical scenario - input'!$D121),\"\")","v":""},{"$f":"IFERROR(IF(OR(M136=\"\",'Historical scenario - input'!$D121=\"\"),\"\",M136/'Historical scenario - input'!$D121),\"\")","v":""},{"$f":"IFERROR(IF(OR(N136=\"\",'Historical scenario - input'!$D121=\"\"),\"\",N136/'Historical scenario - input'!$D121),\"\")","v":""},{"$f":"IFERROR(IF(OR(O136=\"\",'Historical scenario - input'!$D121=\"\"),\"\",O136/'Historical scenario - input'!$D121),\"\")","v":""},{"$f":"IFERROR(IF(OR(P136=\"\",'Historical scenario - input'!$D121=\"\"),\"\",P136/'Historical scenario - input'!$D121),\"\")","v":""},{"$f":"IFERROR(IF(OR(Q136=\"\",'Historical scenario - input'!$D121=\"\"),\"\",Q136/'Historical scenario - input'!$D121),\"\")","v":""},{"$f":"IFERROR(IF(OR(R136=\"\",'Historical scenario - input'!$D121=\"\"),\"\",R136/'Historical scenario - input'!$D121),\"\")","v":""},{"$f":"IFERROR(IF(OR(S136=\"\",'Historical scenario - input'!$D121=\"\"),\"\",S136/'Historical scenario - input'!$D121),\"\")","v":""},{"$f":"IFERROR(IF(OR(T136=\"\",'Historical scenario - input'!$D121=\"\"),\"\",T136/'Historical scenario - input'!$D121),\"\")","v":""},{"$f":"IFERROR(IF(OR(U136=\"\",'Historical scenario - input'!$D121=\"\"),\"\",U136/'Historical scenario - input'!$D121),\"\")","v":""},{"$f":"IFERROR(IF(OR(V136=\"\",'Historical scenario - input'!$D121=\"\"),\"\",V136/'Historical scenario - input'!$D121),\"\")","v":""},{"$f":"IFERROR(IF(OR(W136=\"\",'Historical scenario - input'!$D121=\"\"),\"\",W136/'Historical scenario - input'!$D121),\"\")","v":""}]
[{"$f":"IFERROR('Historical scenario - input'!A122,\"\")","v":""},{"$f":"IFERROR('Historical scenario - input'!B122,\"\")","v":0},{"$f":"IFERROR('Historical scenario - input'!C122,\"\")","v":0},{"$f":"IFERROR(repcalc('Historical scenario - input'!$CV122:$GH122,'Historical scenario - input'!$G122,'Historical scenario - input'!$E122,'Historical scenario - input'!$F122,20,TRUE,TRUE),\"\")","v":""},"","","","","","","","","","","","","","","","","","","",{"$f":"IFERROR(IF(OR(D137=\"\",'Historical scenario - input'!$D122=\"\"),\"\",D137/'Historical scenario - input'!$D122),\"\")","v":""},{"$f":"IFERROR(IF(OR(E137=\"\",'Historical scenario - input'!$D122=\"\"),\"\",E137/'Historical scenario - input'!$D122),\"\")","v":""},{"$f":"IFERROR(IF(OR(F137=\"\",'Historical scenario - input'!$D122=\"\"),\"\",F137/'Historical scenario - input'!$D122),\"\")","v":""},{"$f":"IFERROR(IF(OR(G137=\"\",'Historical scenario - input'!$D122=\"\"),\"\",G137/'Historical scenario - input'!$D122),\"\")","v":""},{"$f":"IFERROR(IF(OR(H137=\"\",'Historical scenario - input'!$D122=\"\"),\"\",H137/'Historical scenario - input'!$D122),\"\")","v":""},{"$f":"IFERROR(IF(OR(I137=\"\",'Historical scenario - input'!$D122=\"\"),\"\",I137/'Historical scenario - input'!$D122),\"\")","v":""},{"$f":"IFERROR(IF(OR(J137=\"\",'Historical scenario - input'!$D122=\"\"),\"\",J137/'Historical scenario - input'!$D122),\"\")","v":""},{"$f":"IFERROR(IF(OR(K137=\"\",'Historical scenario - input'!$D122=\"\"),\"\",K137/'Historical scenario - input'!$D122),\"\")","v":""},{"$f":"IFERROR(IF(OR(L137=\"\",'Historical scenario - input'!$D122=\"\"),\"\",L137/'Historical scenario - input'!$D122),\"\")","v":""},{"$f":"IFERROR(IF(OR(M137=\"\",'Historical scenario - input'!$D122=\"\"),\"\",M137/'Historical scenario - input'!$D122),\"\")","v":""},{"$f":"IFERROR(IF(OR(N137=\"\",'Historical scenario - input'!$D122=\"\"),\"\",N137/'Historical scenario - input'!$D122),\"\")","v":""},{"$f":"IFERROR(IF(OR(O137=\"\",'Historical scenario - input'!$D122=\"\"),\"\",O137/'Historical scenario - input'!$D122),\"\")","v":""},{"$f":"IFERROR(IF(OR(P137=\"\",'Historical scenario - input'!$D122=\"\"),\"\",P137/'Historical scenario - input'!$D122),\"\")","v":""},{"$f":"IFERROR(IF(OR(Q137=\"\",'Historical scenario - input'!$D122=\"\"),\"\",Q137/'Historical scenario - input'!$D122),\"\")","v":""},{"$f":"IFERROR(IF(OR(R137=\"\",'Historical scenario - input'!$D122=\"\"),\"\",R137/'Historical scenario - input'!$D122),\"\")","v":""},{"$f":"IFERROR(IF(OR(S137=\"\",'Historical scenario - input'!$D122=\"\"),\"\",S137/'Historical scenario - input'!$D122),\"\")","v":""},{"$f":"IFERROR(IF(OR(T137=\"\",'Historical scenario - input'!$D122=\"\"),\"\",T137/'Historical scenario - input'!$D122),\"\")","v":""},{"$f":"IFERROR(IF(OR(U137=\"\",'Historical scenario - input'!$D122=\"\"),\"\",U137/'Historical scenario - input'!$D122),\"\")","v":""},{"$f":"IFERROR(IF(OR(V137=\"\",'Historical scenario - input'!$D122=\"\"),\"\",V137/'Historical scenario - input'!$D122),\"\")","v":""},{"$f":"IFERROR(IF(OR(W137=\"\",'Historical scenario - input'!$D122=\"\"),\"\",W137/'Historical scenario - input'!$D122),\"\")","v":""}]
[{"$f":"IFERROR('Historical scenario - input'!A123,\"\")","v":""},{"$f":"IFERROR('Historical scenario - input'!B123,\"\")","v":0},{"$f":"IFERROR('Historical scenario - input'!C123,\"\")","v":0},{"$f":"IFERROR(repcalc('Historical scenario - input'!$CV123:$GH123,'Historical scenario - input'!$G123,'Historical scenario - input'!$E123,'Historical scenario - input'!$F123,20,TRUE,TRUE),\"\")","v":""},"","","","","","","","","","","","","","","","","","","",{"$f":"IFERROR(IF(OR(D138=\"\",'Historical scenario - input'!$D123=\"\"),\"\",D138/'Historical scenario - input'!$D123),\"\")","v":""},{"$f":"IFERROR(IF(OR(E138=\"\",'Historical scenario - input'!$D123=\"\"),\"\",E138/'Historical scenario - input'!$D123),\"\")","v":""},{"$f":"IFERROR(IF(OR(F138=\"\",'Historical scenario - input'!$D123=\"\"),\"\",F138/'Historical scenario - input'!$D123),\"\")","v":""},{"$f":"IFERROR(IF(OR(G138=\"\",'Historical scenario - input'!$D123=\"\"),\"\",G138/'Historical scenario - input'!$D123),\"\")","v":""},{"$f":"IFERROR(IF(OR(H138=\"\",'Historical scenario - input'!$D123=\"\"),\"\",H138/'Historical scenario - input'!$D123),\"\")","v":""},{"$f":"IFERROR(IF(OR(I138=\"\",'Historical scenario - input'!$D123=\"\"),\"\",I138/'Historical scenario - input'!$D123),\"\")","v":""},{"$f":"IFERROR(IF(OR(J138=\"\",'Historical scenario - input'!$D123=\"\"),\"\",J138/'Historical scenario - input'!$D123),\"\")","v":""},{"$f":"IFERROR(IF(OR(K138=\"\",'Historical scenario - input'!$D123=\"\"),\"\",K138/'Historical scenario - input'!$D123),\"\")","v":""},{"$f":"IFERROR(IF(OR(L138=\"\",'Historical scenario - input'!$D123=\"\"),\"\",L138/'Historical scenario - input'!$D123),\"\")","v":""},{"$f":"IFERROR(IF(OR(M138=\"\",'Historical scenario - input'!$D123=\"\"),\"\",M138/'Historical scenario - input'!$D123),\"\")","v":""},{"$f":"IFERROR(IF(OR(N138=\"\",'Historical scenario - input'!$D123=\"\"),\"\",N138/'Historical scenario - input'!$D123),\"\")","v":""},{"$f":"IFERROR(IF(OR(O138=\"\",'Historical scenario - input'!$D123=\"\"),\"\",O138/'Historical scenario - input'!$D123),\"\")","v":""},{"$f":"IFERROR(IF(OR(P138=\"\",'Historical scenario - input'!$D123=\"\"),\"\",P138/'Historical scenario - input'!$D123),\"\")","v":""},{"$f":"IFERROR(IF(OR(Q138=\"\",'Historical scenario - input'!$D123=\"\"),\"\",Q138/'Historical scenario - input'!$D123),\"\")","v":""},{"$f":"IFERROR(IF(OR(R138=\"\",'Historical scenario - input'!$D123=\"\"),\"\",R138/'Historical scenario - input'!$D123),\"\")","v":""},{"$f":"IFERROR(IF(OR(S138=\"\",'Historical scenario - input'!$D123=\"\"),\"\",S138/'Historical scenario - input'!$D123),\"\")","v":""},{"$f":"IFERROR(IF(OR(T138=\"\",'Historical scenario - input'!$D123=\"\"),\"\",T138/'Historical scenario - input'!$D123),\"\")","v":""},{"$f":"IFERROR(IF(OR(U138=\"\",'Historical scenario - input'!$D123=\"\"),\"\",U138/'Historical scenario - input'!$D123),\"\")","v":""},{"$f":"IFERROR(IF(OR(V138=\"\",'Historical scenario - input'!$D123=\"\"),\"\",V138/'Historical scenario - input'!$D123),\"\")","v":""},{"$f":"IFERROR(IF(OR(W138=\"\",'Historical scenario - input'!$D123=\"\"),\"\",W138/'Historical scenario - input'!$D123),\"\")","v":""}]
[{"$f":"IFERROR('Historical scenario - input'!A124,\"\")","v":""},{"$f":"IFERROR('Historical scenario - input'!B124,\"\")","v":0},{"$f":"IFERROR('Historical scenario - input'!C124,\"\")","v":0},{"$f":"IFERROR(repcalc('Historical scenario - input'!$CV124:$GH124,'Historical scenario - input'!$G124,'Historical scenario - input'!$E124,'Historical scenario - input'!$F124,20,TRUE,TRUE),\"\")","v":""},"","","","","","","","","","","","","","","","","","","",{"$f":"IFERROR(IF(OR(D139=\"\",'Historical scenario - input'!$D124=\"\"),\"\",D139/'Historical scenario - input'!$D124),\"\")","v":""},{"$f":"IFERROR(IF(OR(E139=\"\",'Historical scenario - input'!$D124=\"\"),\"\",E139/'Historical scenario - input'!$D124),\"\")","v":""},{"$f":"IFERROR(IF(OR(F139=\"\",'Historical scenario - input'!$D124=\"\"),\"\",F139/'Historical scenario - input'!$D124),\"\")","v":""},{"$f":"IFERROR(IF(OR(G139=\"\",'Historical scenario - input'!$D124=\"\"),\"\",G139/'Historical scenario - input'!$D124),\"\")","v":""},{"$f":"IFERROR(IF(OR(H139=\"\",'Historical scenario - input'!$D124=\"\"),\"\",H139/'Historical scenario - input'!$D124),\"\")","v":""},{"$f":"IFERROR(IF(OR(I139=\"\",'Historical scenario - input'!$D124=\"\"),\"\",I139/'Historical scenario - input'!$D124),\"\")","v":""},{"$f":"IFERROR(IF(OR(J139=\"\",'Historical scenario - input'!$D124=\"\"),\"\",J139/'Historical scenario - input'!$D124),\"\")","v":""},{"$f":"IFERROR(IF(OR(K139=\"\",'Historical scenario - input'!$D124=\"\"),\"\",K139/'Historical scenario - input'!$D124),\"\")","v":""},{"$f":"IFERROR(IF(OR(L139=\"\",'Historical scenario - input'!$D124=\"\"),\"\",L139/'Historical scenario - input'!$D124),\"\")","v":""},{"$f":"IFERROR(IF(OR(M139=\"\",'Historical scenario - input'!$D124=\"\"),\"\",M139/'Historical scenario - input'!$D124),\"\")","v":""},{"$f":"IFERROR(IF(OR(N139=\"\",'Historical scenario - input'!$D124=\"\"),\"\",N139/'Historical scenario - input'!$D124),\"\")","v":""},{"$f":"IFERROR(IF(OR(O139=\"\",'Historical scenario - input'!$D124=\"\"),\"\",O139/'Historical scenario - input'!$D124),\"\")","v":""},{"$f":"IFERROR(IF(OR(P139=\"\",'Historical scenario - input'!$D124=\"\"),\"\",P139/'Historical scenario - input'!$D124),\"\")","v":""},{"$f":"IFERROR(IF(OR(Q139=\"\",'Historical scenario - input'!$D124=\"\"),\"\",Q139/'Historical scenario - input'!$D124),\"\")","v":""},{"$f":"IFERROR(IF(OR(R139=\"\",'Historical scenario - input'!$D124=\"\"),\"\",R139/'Historical scenario - input'!$D124),\"\")","v":""},{"$f":"IFERROR(IF(OR(S139=\"\",'Historical scenario - input'!$D124=\"\"),\"\",S139/'Historical scenario - input'!$D124),\"\")","v":""},{"$f":"IFERROR(IF(OR(T139=\"\",'Historical scenario - input'!$D124=\"\"),\"\",T139/'Historical scenario - input'!$D124),\"\")","v":""},{"$f":"IFERROR(IF(OR(U139=\"\",'Historical scenario - input'!$D124=\"\"),\"\",U139/'Historical scenario - input'!$D124),\"\")","v":""},{"$f":"IFERROR(IF(OR(V139=\"\",'Historical scenario - input'!$D124=\"\"),\"\",V139/'Historical scenario - input'!$D124),\"\")","v":""},{"$f":"IFERROR(IF(OR(W139=\"\",'Historical scenario - input'!$D124=\"\"),\"\",W139/'Historical scenario - input'!$D124),\"\")","v":""}]
[{"$f":"IFERROR('Historical scenario - input'!A125,\"\")","v":""},{"$f":"IFERROR('Historical scenario - input'!B125,\"\")","v":0},{"$f":"IFERROR('Historical scenario - input'!C125,\"\")","v":0},{"$f":"IFERROR(repcalc('Historical scenario - input'!$CV125:$GH125,'Historical scenario - input'!$G125,'Historical scenario - input'!$E125,'Historical scenario - input'!$F125,20,TRUE,TRUE),\"\")","v":""},"","","","","","","","","","","","","","","","","","","",{"$f":"IFERROR(IF(OR(D140=\"\",'Historical scenario - input'!$D125=\"\"),\"\",D140/'Historical scenario - input'!$D125),\"\")","v":""},{"$f":"IFERROR(IF(OR(E140=\"\",'Historical scenario - input'!$D125=\"\"),\"\",E140/'Historical scenario - input'!$D125),\"\")","v":""},{"$f":"IFERROR(IF(OR(F140=\"\",'Historical scenario - input'!$D125=\"\"),\"\",F140/'Historical scenario - input'!$D125),\"\")","v":""},{"$f":"IFERROR(IF(OR(G140=\"\",'Historical scenario - input'!$D125=\"\"),\"\",G140/'Historical scenario - input'!$D125),\"\")","v":""},{"$f":"IFERROR(IF(OR(H140=\"\",'Historical scenario - input'!$D125=\"\"),\"\",H140/'Historical scenario - input'!$D125),\"\")","v":""},{"$f":"IFERROR(IF(OR(I140=\"\",'Historical scenario - input'!$D125=\"\"),\"\",I140/'Historical scenario - input'!$D125),\"\")","v":""},{"$f":"IFERROR(IF(OR(J140=\"\",'Historical scenario - input'!$D125=\"\"),\"\",J140/'Historical scenario - input'!$D125),\"\")","v":""},{"$f":"IFERROR(IF(OR(K140=\"\",'Historical scenario - input'!$D125=\"\"),\"\",K140/'Historical scenario - input'!$D125),\"\")","v":""},{"$f":"IFERROR(IF(OR(L140=\"\",'Historical scenario - input'!$D125=\"\"),\"\",L140/'Historical scenario - input'!$D125),\"\")","v":""},{"$f":"IFERROR(IF(OR(M140=\"\",'Historical scenario - input'!$D125=\"\"),\"\",M140/'Historical scenario - input'!$D125),\"\")","v":""},{"$f":"IFERROR(IF(OR(N140=\"\",'Historical scenario - input'!$D125=\"\"),\"\",N140/'Historical scenario - input'!$D125),\"\")","v":""},{"$f":"IFERROR(IF(OR(O140=\"\",'Historical scenario - input'!$D125=\"\"),\"\",O140/'Historical scenario - input'!$D125),\"\")","v":""},{"$f":"IFERROR(IF(OR(P140=\"\",'Historical scenario - input'!$D125=\"\"),\"\",P140/'Historical scenario - input'!$D125),\"\")","v":""},{"$f":"IFERROR(IF(OR(Q140=\"\",'Historical scenario - input'!$D125=\"\"),\"\",Q140/'Historical scenario - input'!$D125),\"\")","v":""},{"$f":"IFERROR(IF(OR(R140=\"\",'Historical scenario - input'!$D125=\"\"),\"\",R140/'Historical scenario - input'!$D125),\"\")","v":""},{"$f":"IFERROR(IF(OR(S140=\"\",'Historical scenario - input'!$D125=\"\"),\"\",S140/'Historical scenario - input'!$D125),\"\")","v":""},{"$f":"IFERROR(IF(OR(T140=\"\",'Historical scenario - input'!$D125=\"\"),\"\",T140/'Historical scenario - input'!$D125),\"\")","v":""},{"$f":"IFERROR(IF(OR(U140=\"\",'Historical scenario - input'!$D125=\"\"),\"\",U140/'Historical scenario - input'!$D125),\"\")","v":""},{"$f":"IFERROR(IF(OR(V140=\"\",'Historical scenario - input'!$D125=\"\"),\"\",V140/'Historical scenario - input'!$D125),\"\")","v":""},{"$f":"IFERROR(IF(OR(W140=\"\",'Historical scenario - input'!$D125=\"\"),\"\",W140/'Historical scenario - input'!$D125),\"\")","v":""}]
[{"$f":"IFERROR('Historical scenario - input'!A126,\"\")","v":""},{"$f":"IFERROR('Historical scenario - input'!B126,\"\")","v":0},{"$f":"IFERROR('Historical scenario - input'!C126,\"\")","v":0},{"$f":"IFERROR(repcalc('Historical scenario - input'!$CV126:$GH126,'Historical scenario - input'!$G126,'Historical scenario - input'!$E126,'Historical scenario - input'!$F126,20,TRUE,TRUE),\"\")","v":""},"","","","","","","","","","","","","","","","","","","",{"$f":"IFERROR(IF(OR(D141=\"\",'Historical scenario - input'!$D126=\"\"),\"\",D141/'Historical scenario - input'!$D126),\"\")","v":""},{"$f":"IFERROR(IF(OR(E141=\"\",'Historical scenario - input'!$D126=\"\"),\"\",E141/'Historical scenario - input'!$D126),\"\")","v":""},{"$f":"IFERROR(IF(OR(F141=\"\",'Historical scenario - input'!$D126=\"\"),\"\",F141/'Historical scenario - input'!$D126),\"\")","v":""},{"$f":"IFERROR(IF(OR(G141=\"\",'Historical scenario - input'!$D126=\"\"),\"\",G141/'Historical scenario - input'!$D126),\"\")","v":""},{"$f":"IFERROR(IF(OR(H141=\"\",'Historical scenario - input'!$D126=\"\"),\"\",H141/'Historical scenario - input'!$D126),\"\")","v":""},{"$f":"IFERROR(IF(OR(I141=\"\",'Historical scenario - input'!$D126=\"\"),\"\",I141/'Historical scenario - input'!$D126),\"\")","v":""},{"$f":"IFERROR(IF(OR(J141=\"\",'Historical scenario - input'!$D126=\"\"),\"\",J141/'Historical scenario - input'!$D126),\"\")","v":""},{"$f":"IFERROR(IF(OR(K141=\"\",'Historical scenario - input'!$D126=\"\"),\"\",K141/'Historical scenario - input'!$D126),\"\")","v":""},{"$f":"IFERROR(IF(OR(L141=\"\",'Historical scenario - input'!$D126=\"\"),\"\",L141/'Historical scenario - input'!$D126),\"\")","v":""},{"$f":"IFERROR(IF(OR(M141=\"\",'Historical scenario - input'!$D126=\"\"),\"\",M141/'Historical scenario - input'!$D126),\"\")","v":""},{"$f":"IFERROR(IF(OR(N141=\"\",'Historical scenario - input'!$D126=\"\"),\"\",N141/'Historical scenario - input'!$D126),\"\")","v":""},{"$f":"IFERROR(IF(OR(O141=\"\",'Historical scenario - input'!$D126=\"\"),\"\",O141/'Historical scenario - input'!$D126),\"\")","v":""},{"$f":"IFERROR(IF(OR(P141=\"\",'Historical scenario - input'!$D126=\"\"),\"\",P141/'Historical scenario - input'!$D126),\"\")","v":""},{"$f":"IFERROR(IF(OR(Q141=\"\",'Historical scenario - input'!$D126=\"\"),\"\",Q141/'Historical scenario - input'!$D126),\"\")","v":""},{"$f":"IFERROR(IF(OR(R141=\"\",'Historical scenario - input'!$D126=\"\"),\"\",R141/'Historical scenario - input'!$D126),\"\")","v":""},{"$f":"IFERROR(IF(OR(S141=\"\",'Historical scenario - input'!$D126=\"\"),\"\",S141/'Historical scenario - input'!$D126),\"\")","v":""},{"$f":"IFERROR(IF(OR(T141=\"\",'Historical scenario - input'!$D126=\"\"),\"\",T141/'Historical scenario - input'!$D126),\"\")","v":""},{"$f":"IFERROR(IF(OR(U141=\"\",'Historical scenario - input'!$D126=\"\"),\"\",U141/'Historical scenario - input'!$D126),\"\")","v":""},{"$f":"IFERROR(IF(OR(V141=\"\",'Historical scenario - input'!$D126=\"\"),\"\",V141/'Historical scenario - input'!$D126),\"\")","v":""},{"$f":"IFERROR(IF(OR(W141=\"\",'Historical scenario - input'!$D126=\"\"),\"\",W141/'Historical scenario - input'!$D126),\"\")","v":""}]
[{"$f":"IFERROR('Historical scenario - input'!A127,\"\")","v":""},{"$f":"IFERROR('Historical scenario - input'!B127,\"\")","v":0},{"$f":"IFERROR('Historical scenario - input'!C127,\"\")","v":0},{"$f":"IFERROR(repcalc('Historical scenario - input'!$CV127:$GH127,'Historical scenario - input'!$G127,'Historical scenario - input'!$E127,'Historical scenario - input'!$F127,20,TRUE,TRUE),\"\")","v":""},"","","","","","","","","","","","","","","","","","","",{"$f":"IFERROR(IF(OR(D142=\"\",'Historical scenario - input'!$D127=\"\"),\"\",D142/'Historical scenario - input'!$D127),\"\")","v":""},{"$f":"IFERROR(IF(OR(E142=\"\",'Historical scenario - input'!$D127=\"\"),\"\",E142/'Historical scenario - input'!$D127),\"\")","v":""},{"$f":"IFERROR(IF(OR(F142=\"\",'Historical scenario - input'!$D127=\"\"),\"\",F142/'Historical scenario - input'!$D127),\"\")","v":""},{"$f":"IFERROR(IF(OR(G142=\"\",'Historical scenario - input'!$D127=\"\"),\"\",G142/'Historical scenario - input'!$D127),\"\")","v":""},{"$f":"IFERROR(IF(OR(H142=\"\",'Historical scenario - input'!$D127=\"\"),\"\",H142/'Historical scenario - input'!$D127),\"\")","v":""},{"$f":"IFERROR(IF(OR(I142=\"\",'Historical scenario - input'!$D127=\"\"),\"\",I142/'Historical scenario - input'!$D127),\"\")","v":""},{"$f":"IFERROR(IF(OR(J142=\"\",'Historical scenario - input'!$D127=\"\"),\"\",J142/'Historical scenario - input'!$D127),\"\")","v":""},{"$f":"IFERROR(IF(OR(K142=\"\",'Historical scenario - input'!$D127=\"\"),\"\",K142/'Historical scenario - input'!$D127),\"\")","v":""},{"$f":"IFERROR(IF(OR(L142=\"\",'Historical scenario - input'!$D127=\"\"),\"\",L142/'Historical scenario - input'!$D127),\"\")","v":""},{"$f":"IFERROR(IF(OR(M142=\"\",'Historical scenario - input'!$D127=\"\"),\"\",M142/'Historical scenario - input'!$D127),\"\")","v":""},{"$f":"IFERROR(IF(OR(N142=\"\",'Historical scenario - input'!$D127=\"\"),\"\",N142/'Historical scenario - input'!$D127),\"\")","v":""},{"$f":"IFERROR(IF(OR(O142=\"\",'Historical scenario - input'!$D127=\"\"),\"\",O142/'Historical scenario - input'!$D127),\"\")","v":""},{"$f":"IFERROR(IF(OR(P142=\"\",'Historical scenario - input'!$D127=\"\"),\"\",P142/'Historical scenario - input'!$D127),\"\")","v":""},{"$f":"IFERROR(IF(OR(Q142=\"\",'Historical scenario - input'!$D127=\"\"),\"\",Q142/'Historical scenario - input'!$D127),\"\")","v":""},{"$f":"IFERROR(IF(OR(R142=\"\",'Historical scenario - input'!$D127=\"\"),\"\",R142/'Historical scenario - input'!$D127),\"\")","v":""},{"$f":"IFERROR(IF(OR(S142=\"\",'Historical scenario - input'!$D127=\"\"),\"\",S142/'Historical scenario - input'!$D127),\"\")","v":""},{"$f":"IFERROR(IF(OR(T142=\"\",'Historical scenario - input'!$D127=\"\"),\"\",T142/'Historical scenario - input'!$D127),\"\")","v":""},{"$f":"IFERROR(IF(OR(U142=\"\",'Historical scenario - input'!$D127=\"\"),\"\",U142/'Historical scenario - input'!$D127),\"\")","v":""},{"$f":"IFERROR(IF(OR(V142=\"\",'Historical scenario - input'!$D127=\"\"),\"\",V142/'Historical scenario - input'!$D127),\"\")","v":""},{"$f":"IFERROR(IF(OR(W142=\"\",'Historical scenario - input'!$D127=\"\"),\"\",W142/'Historical scenario - input'!$D127),\"\")","v":""}]
[{"$f":"IFERROR('Historical scenario - input'!A128,\"\")","v":""},{"$f":"IFERROR('Historical scenario - input'!B128,\"\")","v":0},{"$f":"IFERROR('Historical scenario - input'!C128,\"\")","v":0},{"$f":"IFERROR(repcalc('Historical scenario - input'!$CV128:$GH128,'Historical scenario - input'!$G128,'Historical scenario - input'!$E128,'Historical scenario - input'!$F128,20,TRUE,TRUE),\"\")","v":""},"","","","","","","","","","","","","","","","","","","",{"$f":"IFERROR(IF(OR(D143=\"\",'Historical scenario - input'!$D128=\"\"),\"\",D143/'Historical scenario - input'!$D128),\"\")","v":""},{"$f":"IFERROR(IF(OR(E143=\"\",'Historical scenario - input'!$D128=\"\"),\"\",E143/'Historical scenario - input'!$D128),\"\")","v":""},{"$f":"IFERROR(IF(OR(F143=\"\",'Historical scenario - input'!$D128=\"\"),\"\",F143/'Historical scenario - input'!$D128),\"\")","v":""},{"$f":"IFERROR(IF(OR(G143=\"\",'Historical scenario - input'!$D128=\"\"),\"\",G143/'Historical scenario - input'!$D128),\"\")","v":""},{"$f":"IFERROR(IF(OR(H143=\"\",'Historical scenario - input'!$D128=\"\"),\"\",H143/'Historical scenario - input'!$D128),\"\")","v":""},{"$f":"IFERROR(IF(OR(I143=\"\",'Historical scenario - input'!$D128=\"\"),\"\",I143/'Historical scenario - input'!$D128),\"\")","v":""},{"$f":"IFERROR(IF(OR(J143=\"\",'Historical scenario - input'!$D128=\"\"),\"\",J143/'Historical scenario - input'!$D128),\"\")","v":""},{"$f":"IFERROR(IF(OR(K143=\"\",'Historical scenario - input'!$D128=\"\"),\"\",K143/'Historical scenario - input'!$D128),\"\")","v":""},{"$f":"IFERROR(IF(OR(L143=\"\",'Historical scenario - input'!$D128=\"\"),\"\",L143/'Historical scenario - input'!$D128),\"\")","v":""},{"$f":"IFERROR(IF(OR(M143=\"\",'Historical scenario - input'!$D128=\"\"),\"\",M143/'Historical scenario - input'!$D128),\"\")","v":""},{"$f":"IFERROR(IF(OR(N143=\"\",'Historical scenario - input'!$D128=\"\"),\"\",N143/'Historical scenario - input'!$D128),\"\")","v":""},{"$f":"IFERROR(IF(OR(O143=\"\",'Historical scenario - input'!$D128=\"\"),\"\",O143/'Historical scenario - input'!$D128),\"\")","v":""},{"$f":"IFERROR(IF(OR(P143=\"\",'Historical scenario - input'!$D128=\"\"),\"\",P143/'Historical scenario - input'!$D128),\"\")","v":""},{"$f":"IFERROR(IF(OR(Q143=\"\",'Historical scenario - input'!$D128=\"\"),\"\",Q143/'Historical scenario - input'!$D128),\"\")","v":""},{"$f":"IFERROR(IF(OR(R143=\"\",'Historical scenario - input'!$D128=\"\"),\"\",R143/'Historical scenario - input'!$D128),\"\")","v":""},{"$f":"IFERROR(IF(OR(S143=\"\",'Historical scenario - input'!$D128=\"\"),\"\",S143/'Historical scenario - input'!$D128),\"\")","v":""},{"$f":"IFERROR(IF(OR(T143=\"\",'Historical scenario - input'!$D128=\"\"),\"\",T143/'Historical scenario - input'!$D128),\"\")","v":""},{"$f":"IFERROR(IF(OR(U143=\"\",'Historical scenario - input'!$D128=\"\"),\"\",U143/'Historical scenario - input'!$D128),\"\")","v":""},{"$f":"IFERROR(IF(OR(V143=\"\",'Historical scenario - input'!$D128=\"\"),\"\",V143/'Historical scenario - input'!$D128),\"\")","v":""},{"$f":"IFERROR(IF(OR(W143=\"\",'Historical scenario - input'!$D128=\"\"),\"\",W143/'Historical scenario - input'!$D128),\"\")","v":""}]
[{"$f":"IFERROR('Historical scenario - input'!A129,\"\")","v":""},{"$f":"IFERROR('Historical scenario - input'!B129,\"\")","v":0},{"$f":"IFERROR('Historical scenario - input'!C129,\"\")","v":0},{"$f":"IFERROR(repcalc('Historical scenario - input'!$CV129:$GH129,'Historical scenario - input'!$G129,'Historical scenario - input'!$E129,'Historical scenario - input'!$F129,20,TRUE,TRUE),\"\")","v":""},"","","","","","","","","","","","","","","","","","","",{"$f":"IFERROR(IF(OR(D144=\"\",'Historical scenario - input'!$D129=\"\"),\"\",D144/'Historical scenario - input'!$D129),\"\")","v":""},{"$f":"IFERROR(IF(OR(E144=\"\",'Historical scenario - input'!$D129=\"\"),\"\",E144/'Historical scenario - input'!$D129),\"\")","v":""},{"$f":"IFERROR(IF(OR(F144=\"\",'Historical scenario - input'!$D129=\"\"),\"\",F144/'Historical scenario - input'!$D129),\"\")","v":""},{"$f":"IFERROR(IF(OR(G144=\"\",'Historical scenario - input'!$D129=\"\"),\"\",G144/'Historical scenario - input'!$D129),\"\")","v":""},{"$f":"IFERROR(IF(OR(H144=\"\",'Historical scenario - input'!$D129=\"\"),\"\",H144/'Historical scenario - input'!$D129),\"\")","v":""},{"$f":"IFERROR(IF(OR(I144=\"\",'Historical scenario - input'!$D129=\"\"),\"\",I144/'Historical scenario - input'!$D129),\"\")","v":""},{"$f":"IFERROR(IF(OR(J144=\"\",'Historical scenario - input'!$D129=\"\"),\"\",J144/'Historical scenario - input'!$D129),\"\")","v":""},{"$f":"IFERROR(IF(OR(K144=\"\",'Historical scenario - input'!$D129=\"\"),\"\",K144/'Historical scenario - input'!$D129),\"\")","v":""},{"$f":"IFERROR(IF(OR(L144=\"\",'Historical scenario - input'!$D129=\"\"),\"\",L144/'Historical scenario - input'!$D129),\"\")","v":""},{"$f":"IFERROR(IF(OR(M144=\"\",'Historical scenario - input'!$D129=\"\"),\"\",M144/'Historical scenario - input'!$D129),\"\")","v":""},{"$f":"IFERROR(IF(OR(N144=\"\",'Historical scenario - input'!$D129=\"\"),\"\",N144/'Historical scenario - input'!$D129),\"\")","v":""},{"$f":"IFERROR(IF(OR(O144=\"\",'Historical scenario - input'!$D129=\"\"),\"\",O144/'Historical scenario - input'!$D129),\"\")","v":""},{"$f":"IFERROR(IF(OR(P144=\"\",'Historical scenario - input'!$D129=\"\"),\"\",P144/'Historical scenario - input'!$D129),\"\")","v":""},{"$f":"IFERROR(IF(OR(Q144=\"\",'Historical scenario - input'!$D129=\"\"),\"\",Q144/'Historical scenario - input'!$D129),\"\")","v":""},{"$f":"IFERROR(IF(OR(R144=\"\",'Historical scenario - input'!$D129=\"\"),\"\",R144/'Historical scenario - input'!$D129),\"\")","v":""},{"$f":"IFERROR(IF(OR(S144=\"\",'Historical scenario - input'!$D129=\"\"),\"\",S144/'Historical scenario - input'!$D129),\"\")","v":""},{"$f":"IFERROR(IF(OR(T144=\"\",'Historical scenario - input'!$D129=\"\"),\"\",T144/'Historical scenario - input'!$D129),\"\")","v":""},{"$f":"IFERROR(IF(OR(U144=\"\",'Historical scenario - input'!$D129=\"\"),\"\",U144/'Historical scenario - input'!$D129),\"\")","v":""},{"$f":"IFERROR(IF(OR(V144=\"\",'Historical scenario - input'!$D129=\"\"),\"\",V144/'Historical scenario - input'!$D129),\"\")","v":""},{"$f":"IFERROR(IF(OR(W144=\"\",'Historical scenario - input'!$D129=\"\"),\"\",W144/'Historical scenario - input'!$D129),\"\")","v":""}]
[{"$f":"IFERROR('Historical scenario - input'!A130,\"\")","v":""},{"$f":"IFERROR('Historical scenario - input'!B130,\"\")","v":0},{"$f":"IFERROR('Historical scenario - input'!C130,\"\")","v":0},{"$f":"IFERROR(repcalc('Historical scenario - input'!$CV130:$GH130,'Historical scenario - input'!$G130,'Historical scenario - input'!$E130,'Historical scenario - input'!$F130,20,TRUE,TRUE),\"\")","v":""},"","","","","","","","","","","","","","","","","","","",{"$f":"IFERROR(IF(OR(D145=\"\",'Historical scenario - input'!$D130=\"\"),\"\",D145/'Historical scenario - input'!$D130),\"\")","v":""},{"$f":"IFERROR(IF(OR(E145=\"\",'Historical scenario - input'!$D130=\"\"),\"\",E145/'Historical scenario - input'!$D130),\"\")","v":""},{"$f":"IFERROR(IF(OR(F145=\"\",'Historical scenario - input'!$D130=\"\"),\"\",F145/'Historical scenario - input'!$D130),\"\")","v":""},{"$f":"IFERROR(IF(OR(G145=\"\",'Historical scenario - input'!$D130=\"\"),\"\",G145/'Historical scenario - input'!$D130),\"\")","v":""},{"$f":"IFERROR(IF(OR(H145=\"\",'Historical scenario - input'!$D130=\"\"),\"\",H145/'Historical scenario - input'!$D130),\"\")","v":""},{"$f":"IFERROR(IF(OR(I145=\"\",'Historical scenario - input'!$D130=\"\"),\"\",I145/'Historical scenario - input'!$D130),\"\")","v":""},{"$f":"IFERROR(IF(OR(J145=\"\",'Historical scenario - input'!$D130=\"\"),\"\",J145/'Historical scenario - input'!$D130),\"\")","v":""},{"$f":"IFERROR(IF(OR(K145=\"\",'Historical scenario - input'!$D130=\"\"),\"\",K145/'Historical scenario - input'!$D130),\"\")","v":""},{"$f":"IFERROR(IF(OR(L145=\"\",'Historical scenario - input'!$D130=\"\"),\"\",L145/'Historical scenario - input'!$D130),\"\")","v":""},{"$f":"IFERROR(IF(OR(M145=\"\",'Historical scenario - input'!$D130=\"\"),\"\",M145/'Historical scenario - input'!$D130),\"\")","v":""},{"$f":"IFERROR(IF(OR(N145=\"\",'Historical scenario - input'!$D130=\"\"),\"\",N145/'Historical scenario - input'!$D130),\"\")","v":""},{"$f":"IFERROR(IF(OR(O145=\"\",'Historical scenario - input'!$D130=\"\"),\"\",O145/'Historical scenario - input'!$D130),\"\")","v":""},{"$f":"IFERROR(IF(OR(P145=\"\",'Historical scenario - input'!$D130=\"\"),\"\",P145/'Historical scenario - input'!$D130),\"\")","v":""},{"$f":"IFERROR(IF(OR(Q145=\"\",'Historical scenario - input'!$D130=\"\"),\"\",Q145/'Historical scenario - input'!$D130),\"\")","v":""},{"$f":"IFERROR(IF(OR(R145=\"\",'Historical scenario - input'!$D130=\"\"),\"\",R145/'Historical scenario - input'!$D130),\"\")","v":""},{"$f":"IFERROR(IF(OR(S145=\"\",'Historical scenario - input'!$D130=\"\"),\"\",S145/'Historical scenario - input'!$D130),\"\")","v":""},{"$f":"IFERROR(IF(OR(T145=\"\",'Historical scenario - input'!$D130=\"\"),\"\",T145/'Historical scenario - input'!$D130),\"\")","v":""},{"$f":"IFERROR(IF(OR(U145=\"\",'Historical scenario - input'!$D130=\"\"),\"\",U145/'Historical scenario - input'!$D130),\"\")","v":""},{"$f":"IFERROR(IF(OR(V145=\"\",'Historical scenario - input'!$D130=\"\"),\"\",V145/'Historical scenario - input'!$D130),\"\")","v":""},{"$f":"IFERROR(IF(OR(W145=\"\",'Historical scenario - input'!$D130=\"\"),\"\",W145/'Historical scenario - input'!$D130),\"\")","v":""}]
[{"$f":"IFERROR('Historical scenario - input'!A131,\"\")","v":""},{"$f":"IFERROR('Historical scenario - input'!B131,\"\")","v":0},{"$f":"IFERROR('Historical scenario - input'!C131,\"\")","v":0},{"$f":"IFERROR(repcalc('Historical scenario - input'!$CV131:$GH131,'Historical scenario - input'!$G131,'Historical scenario - input'!$E131,'Historical scenario - input'!$F131,20,TRUE,TRUE),\"\")","v":""},"","","","","","","","","","","","","","","","","","","",{"$f":"IFERROR(IF(OR(D146=\"\",'Historical scenario - input'!$D131=\"\"),\"\",D146/'Historical scenario - input'!$D131),\"\")","v":""},{"$f":"IFERROR(IF(OR(E146=\"\",'Historical scenario - input'!$D131=\"\"),\"\",E146/'Historical scenario - input'!$D131),\"\")","v":""},{"$f":"IFERROR(IF(OR(F146=\"\",'Historical scenario - input'!$D131=\"\"),\"\",F146/'Historical scenario - input'!$D131),\"\")","v":""},{"$f":"IFERROR(IF(OR(G146=\"\",'Historical scenario - input'!$D131=\"\"),\"\",G146/'Historical scenario - input'!$D131),\"\")","v":""},{"$f":"IFERROR(IF(OR(H146=\"\",'Historical scenario - input'!$D131=\"\"),\"\",H146/'Historical scenario - input'!$D131),\"\")","v":""},{"$f":"IFERROR(IF(OR(I146=\"\",'Historical scenario - input'!$D131=\"\"),\"\",I146/'Historical scenario - input'!$D131),\"\")","v":""},{"$f":"IFERROR(IF(OR(J146=\"\",'Historical scenario - input'!$D131=\"\"),\"\",J146/'Historical scenario - input'!$D131),\"\")","v":""},{"$f":"IFERROR(IF(OR(K146=\"\",'Historical scenario - input'!$D131=\"\"),\"\",K146/'Historical scenario - input'!$D131),\"\")","v":""},{"$f":"IFERROR(IF(OR(L146=\"\",'Historical scenario - input'!$D131=\"\"),\"\",L146/'Historical scenario - input'!$D131),\"\")","v":""},{"$f":"IFERROR(IF(OR(M146=\"\",'Historical scenario - input'!$D131=\"\"),\"\",M146/'Historical scenario - input'!$D131),\"\")","v":""},{"$f":"IFERROR(IF(OR(N146=\"\",'Historical scenario - input'!$D131=\"\"),\"\",N146/'Historical scenario - input'!$D131),\"\")","v":""},{"$f":"IFERROR(IF(OR(O146=\"\",'Historical scenario - input'!$D131=\"\"),\"\",O146/'Historical scenario - input'!$D131),\"\")","v":""},{"$f":"IFERROR(IF(OR(P146=\"\",'Historical scenario - input'!$D131=\"\"),\"\",P146/'Historical scenario - input'!$D131),\"\")","v":""},{"$f":"IFERROR(IF(OR(Q146=\"\",'Historical scenario - input'!$D131=\"\"),\"\",Q146/'Historical scenario - input'!$D131),\"\")","v":""},{"$f":"IFERROR(IF(OR(R146=\"\",'Historical scenario - input'!$D131=\"\"),\"\",R146/'Historical scenario - input'!$D131),\"\")","v":""},{"$f":"IFERROR(IF(OR(S146=\"\",'Historical scenario - input'!$D131=\"\"),\"\",S146/'Historical scenario - input'!$D131),\"\")","v":""},{"$f":"IFERROR(IF(OR(T146=\"\",'Historical scenario - input'!$D131=\"\"),\"\",T146/'Historical scenario - input'!$D131),\"\")","v":""},{"$f":"IFERROR(IF(OR(U146=\"\",'Historical scenario - input'!$D131=\"\"),\"\",U146/'Historical scenario - input'!$D131),\"\")","v":""},{"$f":"IFERROR(IF(OR(V146=\"\",'Historical scenario - input'!$D131=\"\"),\"\",V146/'Historical scenario - input'!$D131),\"\")","v":""},{"$f":"IFERROR(IF(OR(W146=\"\",'Historical scenario - input'!$D131=\"\"),\"\",W146/'Historical scenario - input'!$D131),\"\")","v":""}]
[{"$f":"IFERROR('Historical scenario - input'!A132,\"\")","v":""},{"$f":"IFERROR('Historical scenario - input'!B132,\"\")","v":0},{"$f":"IFERROR('Historical scenario - input'!C132,\"\")","v":0},{"$f":"IFERROR(repcalc('Historical scenario - input'!$CV132:$GH132,'Historical scenario - input'!$G132,'Historical scenario - input'!$E132,'Historical scenario - input'!$F132,20,TRUE,TRUE),\"\")","v":""},"","","","","","","","","","","","","","","","","","","",{"$f":"IFERROR(IF(OR(D147=\"\",'Historical scenario - input'!$D132=\"\"),\"\",D147/'Historical scenario - input'!$D132),\"\")","v":""},{"$f":"IFERROR(IF(OR(E147=\"\",'Historical scenario - input'!$D132=\"\"),\"\",E147/'Historical scenario - input'!$D132),\"\")","v":""},{"$f":"IFERROR(IF(OR(F147=\"\",'Historical scenario - input'!$D132=\"\"),\"\",F147/'Historical scenario - input'!$D132),\"\")","v":""},{"$f":"IFERROR(IF(OR(G147=\"\",'Historical scenario - input'!$D132=\"\"),\"\",G147/'Historical scenario - input'!$D132),\"\")","v":""},{"$f":"IFERROR(IF(OR(H147=\"\",'Historical scenario - input'!$D132=\"\"),\"\",H147/'Historical scenario - input'!$D132),\"\")","v":""},{"$f":"IFERROR(IF(OR(I147=\"\",'Historical scenario - input'!$D132=\"\"),\"\",I147/'Historical scenario - input'!$D132),\"\")","v":""},{"$f":"IFERROR(IF(OR(J147=\"\",'Historical scenario - input'!$D132=\"\"),\"\",J147/'Historical scenario - input'!$D132),\"\")","v":""},{"$f":"IFERROR(IF(OR(K147=\"\",'Historical scenario - input'!$D132=\"\"),\"\",K147/'Historical scenario - input'!$D132),\"\")","v":""},{"$f":"IFERROR(IF(OR(L147=\"\",'Historical scenario - input'!$D132=\"\"),\"\",L147/'Historical scenario - input'!$D132),\"\")","v":""},{"$f":"IFERROR(IF(OR(M147=\"\",'Historical scenario - input'!$D132=\"\"),\"\",M147/'Historical scenario - input'!$D132),\"\")","v":""},{"$f":"IFERROR(IF(OR(N147=\"\",'Historical scenario - input'!$D132=\"\"),\"\",N147/'Historical scenario - input'!$D132),\"\")","v":""},{"$f":"IFERROR(IF(OR(O147=\"\",'Historical scenario - input'!$D132=\"\"),\"\",O147/'Historical scenario - input'!$D132),\"\")","v":""},{"$f":"IFERROR(IF(OR(P147=\"\",'Historical scenario - input'!$D132=\"\"),\"\",P147/'Historical scenario - input'!$D132),\"\")","v":""},{"$f":"IFERROR(IF(OR(Q147=\"\",'Historical scenario - input'!$D132=\"\"),\"\",Q147/'Historical scenario - input'!$D132),\"\")","v":""},{"$f":"IFERROR(IF(OR(R147=\"\",'Historical scenario - input'!$D132=\"\"),\"\",R147/'Historical scenario - input'!$D132),\"\")","v":""},{"$f":"IFERROR(IF(OR(S147=\"\",'Historical scenario - input'!$D132=\"\"),\"\",S147/'Historical scenario - input'!$D132),\"\")","v":""},{"$f":"IFERROR(IF(OR(T147=\"\",'Historical scenario - input'!$D132=\"\"),\"\",T147/'Historical scenario - input'!$D132),\"\")","v":""},{"$f":"IFERROR(IF(OR(U147=\"\",'Historical scenario - input'!$D132=\"\"),\"\",U147/'Historical scenario - input'!$D132),\"\")","v":""},{"$f":"IFERROR(IF(OR(V147=\"\",'Historical scenario - input'!$D132=\"\"),\"\",V147/'Historical scenario - input'!$D132),\"\")","v":""},{"$f":"IFERROR(IF(OR(W147=\"\",'Historical scenario - input'!$D132=\"\"),\"\",W147/'Historical scenario - input'!$D132),\"\")","v":""}]
[{"$f":"IFERROR('Historical scenario - input'!A133,\"\")","v":""},{"$f":"IFERROR('Historical scenario - input'!B133,\"\")","v":0},{"$f":"IFERROR('Historical scenario - input'!C133,\"\")","v":0},{"$f":"IFERROR(repcalc('Historical scenario - input'!$CV133:$GH133,'Historical scenario - input'!$G133,'Historical scenario - input'!$E133,'Historical scenario - input'!$F133,20,TRUE,TRUE),\"\")","v":""},"","","","","","","","","","","","","","","","","","","",{"$f":"IFERROR(IF(OR(D148=\"\",'Historical scenario - input'!$D133=\"\"),\"\",D148/'Historical scenario - input'!$D133),\"\")","v":""},{"$f":"IFERROR(IF(OR(E148=\"\",'Historical scenario - input'!$D133=\"\"),\"\",E148/'Historical scenario - input'!$D133),\"\")","v":""},{"$f":"IFERROR(IF(OR(F148=\"\",'Historical scenario - input'!$D133=\"\"),\"\",F148/'Historical scenario - input'!$D133),\"\")","v":""},{"$f":"IFERROR(IF(OR(G148=\"\",'Historical scenario - input'!$D133=\"\"),\"\",G148/'Historical scenario - input'!$D133),\"\")","v":""},{"$f":"IFERROR(IF(OR(H148=\"\",'Historical scenario - input'!$D133=\"\"),\"\",H148/'Historical scenario - input'!$D133),\"\")","v":""},{"$f":"IFERROR(IF(OR(I148=\"\",'Historical scenario - input'!$D133=\"\"),\"\",I148/'Historical scenario - input'!$D133),\"\")","v":""},{"$f":"IFERROR(IF(OR(J148=\"\",'Historical scenario - input'!$D133=\"\"),\"\",J148/'Historical scenario - input'!$D133),\"\")","v":""},{"$f":"IFERROR(IF(OR(K148=\"\",'Historical scenario - input'!$D133=\"\"),\"\",K148/'Historical scenario - input'!$D133),\"\")","v":""},{"$f":"IFERROR(IF(OR(L148=\"\",'Historical scenario - input'!$D133=\"\"),\"\",L148/'Historical scenario - input'!$D133),\"\")","v":""},{"$f":"IFERROR(IF(OR(M148=\"\",'Historical scenario - input'!$D133=\"\"),\"\",M148/'Historical scenario - input'!$D133),\"\")","v":""},{"$f":"IFERROR(IF(OR(N148=\"\",'Historical scenario - input'!$D133=\"\"),\"\",N148/'Historical scenario - input'!$D133),\"\")","v":""},{"$f":"IFERROR(IF(OR(O148=\"\",'Historical scenario - input'!$D133=\"\"),\"\",O148/'Historical scenario - input'!$D133),\"\")","v":""},{"$f":"IFERROR(IF(OR(P148=\"\",'Historical scenario - input'!$D133=\"\"),\"\",P148/'Historical scenario - input'!$D133),\"\")","v":""},{"$f":"IFERROR(IF(OR(Q148=\"\",'Historical scenario - input'!$D133=\"\"),\"\",Q148/'Historical scenario - input'!$D133),\"\")","v":""},{"$f":"IFERROR(IF(OR(R148=\"\",'Historical scenario - input'!$D133=\"\"),\"\",R148/'Historical scenario - input'!$D133),\"\")","v":""},{"$f":"IFERROR(IF(OR(S148=\"\",'Historical scenario - input'!$D133=\"\"),\"\",S148/'Historical scenario - input'!$D133),\"\")","v":""},{"$f":"IFERROR(IF(OR(T148=\"\",'Historical scenario - input'!$D133=\"\"),\"\",T148/'Historical scenario - input'!$D133),\"\")","v":""},{"$f":"IFERROR(IF(OR(U148=\"\",'Historical scenario - input'!$D133=\"\"),\"\",U148/'Historical scenario - input'!$D133),\"\")","v":""},{"$f":"IFERROR(IF(OR(V148=\"\",'Historical scenario - input'!$D133=\"\"),\"\",V148/'Historical scenario - input'!$D133),\"\")","v":""},{"$f":"IFERROR(IF(OR(W148=\"\",'Historical scenario - input'!$D133=\"\"),\"\",W148/'Historical scenario - input'!$D133),\"\")","v":""}]
[{"$f":"IFERROR('Historical scenario - input'!A134,\"\")","v":""},{"$f":"IFERROR('Historical scenario - input'!B134,\"\")","v":0},{"$f":"IFERROR('Historical scenario - input'!C134,\"\")","v":0},{"$f":"IFERROR(repcalc('Historical scenario - input'!$CV134:$GH134,'Historical scenario - input'!$G134,'Historical scenario - input'!$E134,'Historical scenario - input'!$F134,20,TRUE,TRUE),\"\")","v":""},"","","","","","","","","","","","","","","","","","","",{"$f":"IFERROR(IF(OR(D149=\"\",'Historical scenario - input'!$D134=\"\"),\"\",D149/'Historical scenario - input'!$D134),\"\")","v":""},{"$f":"IFERROR(IF(OR(E149=\"\",'Historical scenario - input'!$D134=\"\"),\"\",E149/'Historical scenario - input'!$D134),\"\")","v":""},{"$f":"IFERROR(IF(OR(F149=\"\",'Historical scenario - input'!$D134=\"\"),\"\",F149/'Historical scenario - input'!$D134),\"\")","v":""},{"$f":"IFERROR(IF(OR(G149=\"\",'Historical scenario - input'!$D134=\"\"),\"\",G149/'Historical scenario - input'!$D134),\"\")","v":""},{"$f":"IFERROR(IF(OR(H149=\"\",'Historical scenario - input'!$D134=\"\"),\"\",H149/'Historical scenario - input'!$D134),\"\")","v":""},{"$f":"IFERROR(IF(OR(I149=\"\",'Historical scenario - input'!$D134=\"\"),\"\",I149/'Historical scenario - input'!$D134),\"\")","v":""},{"$f":"IFERROR(IF(OR(J149=\"\",'Historical scenario - input'!$D134=\"\"),\"\",J149/'Historical scenario - input'!$D134),\"\")","v":""},{"$f":"IFERROR(IF(OR(K149=\"\",'Historical scenario - input'!$D134=\"\"),\"\",K149/'Historical scenario - input'!$D134),\"\")","v":""},{"$f":"IFERROR(IF(OR(L149=\"\",'Historical scenario - input'!$D134=\"\"),\"\",L149/'Historical scenario - input'!$D134),\"\")","v":""},{"$f":"IFERROR(IF(OR(M149=\"\",'Historical scenario - input'!$D134=\"\"),\"\",M149/'Historical scenario - input'!$D134),\"\")","v":""},{"$f":"IFERROR(IF(OR(N149=\"\",'Historical scenario - input'!$D134=\"\"),\"\",N149/'Historical scenario - input'!$D134),\"\")","v":""},{"$f":"IFERROR(IF(OR(O149=\"\",'Historical scenario - input'!$D134=\"\"),\"\",O149/'Historical scenario - input'!$D134),\"\")","v":""},{"$f":"IFERROR(IF(OR(P149=\"\",'Historical scenario - input'!$D134=\"\"),\"\",P149/'Historical scenario - input'!$D134),\"\")","v":""},{"$f":"IFERROR(IF(OR(Q149=\"\",'Historical scenario - input'!$D134=\"\"),\"\",Q149/'Historical scenario - input'!$D134),\"\")","v":""},{"$f":"IFERROR(IF(OR(R149=\"\",'Historical scenario - input'!$D134=\"\"),\"\",R149/'Historical scenario - input'!$D134),\"\")","v":""},{"$f":"IFERROR(IF(OR(S149=\"\",'Historical scenario - input'!$D134=\"\"),\"\",S149/'Historical scenario - input'!$D134),\"\")","v":""},{"$f":"IFERROR(IF(OR(T149=\"\",'Historical scenario - input'!$D134=\"\"),\"\",T149/'Historical scenario - input'!$D134),\"\")","v":""},{"$f":"IFERROR(IF(OR(U149=\"\",'Historical scenario - input'!$D134=\"\"),\"\",U149/'Historical scenario - input'!$D134),\"\")","v":""},{"$f":"IFERROR(IF(OR(V149=\"\",'Historical scenario - input'!$D134=\"\"),\"\",V149/'Historical scenario - input'!$D134),\"\")","v":""},{"$f":"IFERROR(IF(OR(W149=\"\",'Historical scenario - input'!$D134=\"\"),\"\",W149/'Historical scenario - input'!$D134),\"\")","v":""}]
[{"$f":"IFERROR('Historical scenario - input'!A135,\"\")","v":""},{"$f":"IFERROR('Historical scenario - input'!B135,\"\")","v":0},{"$f":"IFERROR('Historical scenario - input'!C135,\"\")","v":0},{"$f":"IFERROR(repcalc('Historical scenario - input'!$CV135:$GH135,'Historical scenario - input'!$G135,'Historical scenario - input'!$E135,'Historical scenario - input'!$F135,20,TRUE,TRUE),\"\")","v":""},"","","","","","","","","","","","","","","","","","","",{"$f":"IFERROR(IF(OR(D150=\"\",'Historical scenario - input'!$D135=\"\"),\"\",D150/'Historical scenario - input'!$D135),\"\")","v":""},{"$f":"IFERROR(IF(OR(E150=\"\",'Historical scenario - input'!$D135=\"\"),\"\",E150/'Historical scenario - input'!$D135),\"\")","v":""},{"$f":"IFERROR(IF(OR(F150=\"\",'Historical scenario - input'!$D135=\"\"),\"\",F150/'Historical scenario - input'!$D135),\"\")","v":""},{"$f":"IFERROR(IF(OR(G150=\"\",'Historical scenario - input'!$D135=\"\"),\"\",G150/'Historical scenario - input'!$D135),\"\")","v":""},{"$f":"IFERROR(IF(OR(H150=\"\",'Historical scenario - input'!$D135=\"\"),\"\",H150/'Historical scenario - input'!$D135),\"\")","v":""},{"$f":"IFERROR(IF(OR(I150=\"\",'Historical scenario - input'!$D135=\"\"),\"\",I150/'Historical scenario - input'!$D135),\"\")","v":""},{"$f":"IFERROR(IF(OR(J150=\"\",'Historical scenario - input'!$D135=\"\"),\"\",J150/'Historical scenario - input'!$D135),\"\")","v":""},{"$f":"IFERROR(IF(OR(K150=\"\",'Historical scenario - input'!$D135=\"\"),\"\",K150/'Historical scenario - input'!$D135),\"\")","v":""},{"$f":"IFERROR(IF(OR(L150=\"\",'Historical scenario - input'!$D135=\"\"),\"\",L150/'Historical scenario - input'!$D135),\"\")","v":""},{"$f":"IFERROR(IF(OR(M150=\"\",'Historical scenario - input'!$D135=\"\"),\"\",M150/'Historical scenario - input'!$D135),\"\")","v":""},{"$f":"IFERROR(IF(OR(N150=\"\",'Historical scenario - input'!$D135=\"\"),\"\",N150/'Historical scenario - input'!$D135),\"\")","v":""},{"$f":"IFERROR(IF(OR(O150=\"\",'Historical scenario - input'!$D135=\"\"),\"\",O150/'Historical scenario - input'!$D135),\"\")","v":""},{"$f":"IFERROR(IF(OR(P150=\"\",'Historical scenario - input'!$D135=\"\"),\"\",P150/'Historical scenario - input'!$D135),\"\")","v":""},{"$f":"IFERROR(IF(OR(Q150=\"\",'Historical scenario - input'!$D135=\"\"),\"\",Q150/'Historical scenario - input'!$D135),\"\")","v":""},{"$f":"IFERROR(IF(OR(R150=\"\",'Historical scenario - input'!$D135=\"\"),\"\",R150/'Historical scenario - input'!$D135),\"\")","v":""},{"$f":"IFERROR(IF(OR(S150=\"\",'Historical scenario - input'!$D135=\"\"),\"\",S150/'Historical scenario - input'!$D135),\"\")","v":""},{"$f":"IFERROR(IF(OR(T150=\"\",'Historical scenario - input'!$D135=\"\"),\"\",T150/'Historical scenario - input'!$D135),\"\")","v":""},{"$f":"IFERROR(IF(OR(U150=\"\",'Historical scenario - input'!$D135=\"\"),\"\",U150/'Historical scenario - input'!$D135),\"\")","v":""},{"$f":"IFERROR(IF(OR(V150=\"\",'Historical scenario - input'!$D135=\"\"),\"\",V150/'Historical scenario - input'!$D135),\"\")","v":""},{"$f":"IFERROR(IF(OR(W150=\"\",'Historical scenario - input'!$D135=\"\"),\"\",W150/'Historical scenario - input'!$D135),\"\")","v":""}]
[{"$f":"IFERROR('Historical scenario - input'!A136,\"\")","v":""},{"$f":"IFERROR('Historical scenario - input'!B136,\"\")","v":0},{"$f":"IFERROR('Historical scenario - input'!C136,\"\")","v":0},{"$f":"IFERROR(repcalc('Historical scenario - input'!$CV136:$GH136,'Historical scenario - input'!$G136,'Historical scenario - input'!$E136,'Historical scenario - input'!$F136,20,TRUE,TRUE),\"\")","v":""},"","","","","","","","","","","","","","","","","","","",{"$f":"IFERROR(IF(OR(D151=\"\",'Historical scenario - input'!$D136=\"\"),\"\",D151/'Historical scenario - input'!$D136),\"\")","v":""},{"$f":"IFERROR(IF(OR(E151=\"\",'Historical scenario - input'!$D136=\"\"),\"\",E151/'Historical scenario - input'!$D136),\"\")","v":""},{"$f":"IFERROR(IF(OR(F151=\"\",'Historical scenario - input'!$D136=\"\"),\"\",F151/'Historical scenario - input'!$D136),\"\")","v":""},{"$f":"IFERROR(IF(OR(G151=\"\",'Historical scenario - input'!$D136=\"\"),\"\",G151/'Historical scenario - input'!$D136),\"\")","v":""},{"$f":"IFERROR(IF(OR(H151=\"\",'Historical scenario - input'!$D136=\"\"),\"\",H151/'Historical scenario - input'!$D136),\"\")","v":""},{"$f":"IFERROR(IF(OR(I151=\"\",'Historical scenario - input'!$D136=\"\"),\"\",I151/'Historical scenario - input'!$D136),\"\")","v":""},{"$f":"IFERROR(IF(OR(J151=\"\",'Historical scenario - input'!$D136=\"\"),\"\",J151/'Historical scenario - input'!$D136),\"\")","v":""},{"$f":"IFERROR(IF(OR(K151=\"\",'Historical scenario - input'!$D136=\"\"),\"\",K151/'Historical scenario - input'!$D136),\"\")","v":""},{"$f":"IFERROR(IF(OR(L151=\"\",'Historical scenario - input'!$D136=\"\"),\"\",L151/'Historical scenario - input'!$D136),\"\")","v":""},{"$f":"IFERROR(IF(OR(M151=\"\",'Historical scenario - input'!$D136=\"\"),\"\",M151/'Historical scenario - input'!$D136),\"\")","v":""},{"$f":"IFERROR(IF(OR(N151=\"\",'Historical scenario - input'!$D136=\"\"),\"\",N151/'Historical scenario - input'!$D136),\"\")","v":""},{"$f":"IFERROR(IF(OR(O151=\"\",'Historical scenario - input'!$D136=\"\"),\"\",O151/'Historical scenario - input'!$D136),\"\")","v":""},{"$f":"IFERROR(IF(OR(P151=\"\",'Historical scenario - input'!$D136=\"\"),\"\",P151/'Historical scenario - input'!$D136),\"\")","v":""},{"$f":"IFERROR(IF(OR(Q151=\"\",'Historical scenario - input'!$D136=\"\"),\"\",Q151/'Historical scenario - input'!$D136),\"\")","v":""},{"$f":"IFERROR(IF(OR(R151=\"\",'Historical scenario - input'!$D136=\"\"),\"\",R151/'Historical scenario - input'!$D136),\"\")","v":""},{"$f":"IFERROR(IF(OR(S151=\"\",'Historical scenario - input'!$D136=\"\"),\"\",S151/'Historical scenario - input'!$D136),\"\")","v":""},{"$f":"IFERROR(IF(OR(T151=\"\",'Historical scenario - input'!$D136=\"\"),\"\",T151/'Historical scenario - input'!$D136),\"\")","v":""},{"$f":"IFERROR(IF(OR(U151=\"\",'Historical scenario - input'!$D136=\"\"),\"\",U151/'Historical scenario - input'!$D136),\"\")","v":""},{"$f":"IFERROR(IF(OR(V151=\"\",'Historical scenario - input'!$D136=\"\"),\"\",V151/'Historical scenario - input'!$D136),\"\")","v":""},{"$f":"IFERROR(IF(OR(W151=\"\",'Historical scenario - input'!$D136=\"\"),\"\",W151/'Historical scenario - input'!$D136),\"\")","v":""}]
[{"$f":"IFERROR('Historical scenario - input'!A137,\"\")","v":""},{"$f":"IFERROR('Historical scenario - input'!B137,\"\")","v":0},{"$f":"IFERROR('Historical scenario - input'!C137,\"\")","v":0},{"$f":"IFERROR(repcalc('Historical scenario - input'!$CV137:$GH137,'Historical scenario - input'!$G137,'Historical scenario - input'!$E137,'Historical scenario - input'!$F137,20,TRUE,TRUE),\"\")","v":""},"","","","","","","","","","","","","","","","","","","",{"$f":"IFERROR(IF(OR(D152=\"\",'Historical scenario - input'!$D137=\"\"),\"\",D152/'Historical scenario - input'!$D137),\"\")","v":""},{"$f":"IFERROR(IF(OR(E152=\"\",'Historical scenario - input'!$D137=\"\"),\"\",E152/'Historical scenario - input'!$D137),\"\")","v":""},{"$f":"IFERROR(IF(OR(F152=\"\",'Historical scenario - input'!$D137=\"\"),\"\",F152/'Historical scenario - input'!$D137),\"\")","v":""},{"$f":"IFERROR(IF(OR(G152=\"\",'Historical scenario - input'!$D137=\"\"),\"\",G152/'Historical scenario - input'!$D137),\"\")","v":""},{"$f":"IFERROR(IF(OR(H152=\"\",'Historical scenario - input'!$D137=\"\"),\"\",H152/'Historical scenario - input'!$D137),\"\")","v":""},{"$f":"IFERROR(IF(OR(I152=\"\",'Historical scenario - input'!$D137=\"\"),\"\",I152/'Historical scenario - input'!$D137),\"\")","v":""},{"$f":"IFERROR(IF(OR(J152=\"\",'Historical scenario - input'!$D137=\"\"),\"\",J152/'Historical scenario - input'!$D137),\"\")","v":""},{"$f":"IFERROR(IF(OR(K152=\"\",'Historical scenario - input'!$D137=\"\"),\"\",K152/'Historical scenario - input'!$D137),\"\")","v":""},{"$f":"IFERROR(IF(OR(L152=\"\",'Historical scenario - input'!$D137=\"\"),\"\",L152/'Historical scenario - input'!$D137),\"\")","v":""},{"$f":"IFERROR(IF(OR(M152=\"\",'Historical scenario - input'!$D137=\"\"),\"\",M152/'Historical scenario - input'!$D137),\"\")","v":""},{"$f":"IFERROR(IF(OR(N152=\"\",'Historical scenario - input'!$D137=\"\"),\"\",N152/'Historical scenario - input'!$D137),\"\")","v":""},{"$f":"IFERROR(IF(OR(O152=\"\",'Historical scenario - input'!$D137=\"\"),\"\",O152/'Historical scenario - input'!$D137),\"\")","v":""},{"$f":"IFERROR(IF(OR(P152=\"\",'Historical scenario - input'!$D137=\"\"),\"\",P152/'Historical scenario - input'!$D137),\"\")","v":""},{"$f":"IFERROR(IF(OR(Q152=\"\",'Historical scenario - input'!$D137=\"\"),\"\",Q152/'Historical scenario - input'!$D137),\"\")","v":""},{"$f":"IFERROR(IF(OR(R152=\"\",'Historical scenario - input'!$D137=\"\"),\"\",R152/'Historical scenario - input'!$D137),\"\")","v":""},{"$f":"IFERROR(IF(OR(S152=\"\",'Historical scenario - input'!$D137=\"\"),\"\",S152/'Historical scenario - input'!$D137),\"\")","v":""},{"$f":"IFERROR(IF(OR(T152=\"\",'Historical scenario - input'!$D137=\"\"),\"\",T152/'Historical scenario - input'!$D137),\"\")","v":""},{"$f":"IFERROR(IF(OR(U152=\"\",'Historical scenario - input'!$D137=\"\"),\"\",U152/'Historical scenario - input'!$D137),\"\")","v":""},{"$f":"IFERROR(IF(OR(V152=\"\",'Historical scenario - input'!$D137=\"\"),\"\",V152/'Historical scenario - input'!$D137),\"\")","v":""},{"$f":"IFERROR(IF(OR(W152=\"\",'Historical scenario - input'!$D137=\"\"),\"\",W152/'Historical scenario - input'!$D137),\"\")","v":""}]
[{"$f":"IFERROR('Historical scenario - input'!A138,\"\")","v":""},{"$f":"IFERROR('Historical scenario - input'!B138,\"\")","v":0},{"$f":"IFERROR('Historical scenario - input'!C138,\"\")","v":0},{"$f":"IFERROR(repcalc('Historical scenario - input'!$CV138:$GH138,'Historical scenario - input'!$G138,'Historical scenario - input'!$E138,'Historical scenario - input'!$F138,20,TRUE,TRUE),\"\")","v":""},"","","","","","","","","","","","","","","","","","","",{"$f":"IFERROR(IF(OR(D153=\"\",'Historical scenario - input'!$D138=\"\"),\"\",D153/'Historical scenario - input'!$D138),\"\")","v":""},{"$f":"IFERROR(IF(OR(E153=\"\",'Historical scenario - input'!$D138=\"\"),\"\",E153/'Historical scenario - input'!$D138),\"\")","v":""},{"$f":"IFERROR(IF(OR(F153=\"\",'Historical scenario - input'!$D138=\"\"),\"\",F153/'Historical scenario - input'!$D138),\"\")","v":""},{"$f":"IFERROR(IF(OR(G153=\"\",'Historical scenario - input'!$D138=\"\"),\"\",G153/'Historical scenario - input'!$D138),\"\")","v":""},{"$f":"IFERROR(IF(OR(H153=\"\",'Historical scenario - input'!$D138=\"\"),\"\",H153/'Historical scenario - input'!$D138),\"\")","v":""},{"$f":"IFERROR(IF(OR(I153=\"\",'Historical scenario - input'!$D138=\"\"),\"\",I153/'Historical scenario - input'!$D138),\"\")","v":""},{"$f":"IFERROR(IF(OR(J153=\"\",'Historical scenario - input'!$D138=\"\"),\"\",J153/'Historical scenario - input'!$D138),\"\")","v":""},{"$f":"IFERROR(IF(OR(K153=\"\",'Historical scenario - input'!$D138=\"\"),\"\",K153/'Historical scenario - input'!$D138),\"\")","v":""},{"$f":"IFERROR(IF(OR(L153=\"\",'Historical scenario - input'!$D138=\"\"),\"\",L153/'Historical scenario - input'!$D138),\"\")","v":""},{"$f":"IFERROR(IF(OR(M153=\"\",'Historical scenario - input'!$D138=\"\"),\"\",M153/'Historical scenario - input'!$D138),\"\")","v":""},{"$f":"IFERROR(IF(OR(N153=\"\",'Historical scenario - input'!$D138=\"\"),\"\",N153/'Historical scenario - input'!$D138),\"\")","v":""},{"$f":"IFERROR(IF(OR(O153=\"\",'Historical scenario - input'!$D138=\"\"),\"\",O153/'Historical scenario - input'!$D138),\"\")","v":""},{"$f":"IFERROR(IF(OR(P153=\"\",'Historical scenario - input'!$D138=\"\"),\"\",P153/'Historical scenario - input'!$D138),\"\")","v":""},{"$f":"IFERROR(IF(OR(Q153=\"\",'Historical scenario - input'!$D138=\"\"),\"\",Q153/'Historical scenario - input'!$D138),\"\")","v":""},{"$f":"IFERROR(IF(OR(R153=\"\",'Historical scenario - input'!$D138=\"\"),\"\",R153/'Historical scenario - input'!$D138),\"\")","v":""},{"$f":"IFERROR(IF(OR(S153=\"\",'Historical scenario - input'!$D138=\"\"),\"\",S153/'Historical scenario - input'!$D138),\"\")","v":""},{"$f":"IFERROR(IF(OR(T153=\"\",'Historical scenario - input'!$D138=\"\"),\"\",T153/'Historical scenario - input'!$D138),\"\")","v":""},{"$f":"IFERROR(IF(OR(U153=\"\",'Historical scenario - input'!$D138=\"\"),\"\",U153/'Historical scenario - input'!$D138),\"\")","v":""},{"$f":"IFERROR(IF(OR(V153=\"\",'Historical scenario - input'!$D138=\"\"),\"\",V153/'Historical scenario - input'!$D138),\"\")","v":""},{"$f":"IFERROR(IF(OR(W153=\"\",'Historical scenario - input'!$D138=\"\"),\"\",W153/'Historical scenario - input'!$D138),\"\")","v":""}]
[{"$f":"IFERROR('Historical scenario - input'!A139,\"\")","v":""},{"$f":"IFERROR('Historical scenario - input'!B139,\"\")","v":0},{"$f":"IFERROR('Historical scenario - input'!C139,\"\")","v":0},{"$f":"IFERROR(repcalc('Historical scenario - input'!$CV139:$GH139,'Historical scenario - input'!$G139,'Historical scenario - input'!$E139,'Historical scenario - input'!$F139,20,TRUE,TRUE),\"\")","v":""},"","","","","","","","","","","","","","","","","","","",{"$f":"IFERROR(IF(OR(D154=\"\",'Historical scenario - input'!$D139=\"\"),\"\",D154/'Historical scenario - input'!$D139),\"\")","v":""},{"$f":"IFERROR(IF(OR(E154=\"\",'Historical scenario - input'!$D139=\"\"),\"\",E154/'Historical scenario - input'!$D139),\"\")","v":""},{"$f":"IFERROR(IF(OR(F154=\"\",'Historical scenario - input'!$D139=\"\"),\"\",F154/'Historical scenario - input'!$D139),\"\")","v":""},{"$f":"IFERROR(IF(OR(G154=\"\",'Historical scenario - input'!$D139=\"\"),\"\",G154/'Historical scenario - input'!$D139),\"\")","v":""},{"$f":"IFERROR(IF(OR(H154=\"\",'Historical scenario - input'!$D139=\"\"),\"\",H154/'Historical scenario - input'!$D139),\"\")","v":""},{"$f":"IFERROR(IF(OR(I154=\"\",'Historical scenario - input'!$D139=\"\"),\"\",I154/'Historical scenario - input'!$D139),\"\")","v":""},{"$f":"IFERROR(IF(OR(J154=\"\",'Historical scenario - input'!$D139=\"\"),\"\",J154/'Historical scenario - input'!$D139),\"\")","v":""},{"$f":"IFERROR(IF(OR(K154=\"\",'Historical scenario - input'!$D139=\"\"),\"\",K154/'Historical scenario - input'!$D139),\"\")","v":""},{"$f":"IFERROR(IF(OR(L154=\"\",'Historical scenario - input'!$D139=\"\"),\"\",L154/'Historical scenario - input'!$D139),\"\")","v":""},{"$f":"IFERROR(IF(OR(M154=\"\",'Historical scenario - input'!$D139=\"\"),\"\",M154/'Historical scenario - input'!$D139),\"\")","v":""},{"$f":"IFERROR(IF(OR(N154=\"\",'Historical scenario - input'!$D139=\"\"),\"\",N154/'Historical scenario - input'!$D139),\"\")","v":""},{"$f":"IFERROR(IF(OR(O154=\"\",'Historical scenario - input'!$D139=\"\"),\"\",O154/'Historical scenario - input'!$D139),\"\")","v":""},{"$f":"IFERROR(IF(OR(P154=\"\",'Historical scenario - input'!$D139=\"\"),\"\",P154/'Historical scenario - input'!$D139),\"\")","v":""},{"$f":"IFERROR(IF(OR(Q154=\"\",'Historical scenario - input'!$D139=\"\"),\"\",Q154/'Historical scenario - input'!$D139),\"\")","v":""},{"$f":"IFERROR(IF(OR(R154=\"\",'Historical scenario - input'!$D139=\"\"),\"\",R154/'Historical scenario - input'!$D139),\"\")","v":""},{"$f":"IFERROR(IF(OR(S154=\"\",'Historical scenario - input'!$D139=\"\"),\"\",S154/'Historical scenario - input'!$D139),\"\")","v":""},{"$f":"IFERROR(IF(OR(T154=\"\",'Historical scenario - input'!$D139=\"\"),\"\",T154/'Historical scenario - input'!$D139),\"\")","v":""},{"$f":"IFERROR(IF(OR(U154=\"\",'Historical scenario - input'!$D139=\"\"),\"\",U154/'Historical scenario - input'!$D139),\"\")","v":""},{"$f":"IFERROR(IF(OR(V154=\"\",'Historical scenario - input'!$D139=\"\"),\"\",V154/'Historical scenario - input'!$D139),\"\")","v":""},{"$f":"IFERROR(IF(OR(W154=\"\",'Historical scenario - input'!$D139=\"\"),\"\",W154/'Historical scenario - input'!$D139),\"\")","v":""}]
[{"$f":"IFERROR('Historical scenario - input'!A140,\"\")","v":""},{"$f":"IFERROR('Historical scenario - input'!B140,\"\")","v":0},{"$f":"IFERROR('Historical scenario - input'!C140,\"\")","v":0},{"$f":"IFERROR(repcalc('Historical scenario - input'!$CV140:$GH140,'Historical scenario - input'!$G140,'Historical scenario - input'!$E140,'Historical scenario - input'!$F140,20,TRUE,TRUE),\"\")","v":""},"","","","","","","","","","","","","","","","","","","",{"$f":"IFERROR(IF(OR(D155=\"\",'Historical scenario - input'!$D140=\"\"),\"\",D155/'Historical scenario - input'!$D140),\"\")","v":""},{"$f":"IFERROR(IF(OR(E155=\"\",'Historical scenario - input'!$D140=\"\"),\"\",E155/'Historical scenario - input'!$D140),\"\")","v":""},{"$f":"IFERROR(IF(OR(F155=\"\",'Historical scenario - input'!$D140=\"\"),\"\",F155/'Historical scenario - input'!$D140),\"\")","v":""},{"$f":"IFERROR(IF(OR(G155=\"\",'Historical scenario - input'!$D140=\"\"),\"\",G155/'Historical scenario - input'!$D140),\"\")","v":""},{"$f":"IFERROR(IF(OR(H155=\"\",'Historical scenario - input'!$D140=\"\"),\"\",H155/'Historical scenario - input'!$D140),\"\")","v":""},{"$f":"IFERROR(IF(OR(I155=\"\",'Historical scenario - input'!$D140=\"\"),\"\",I155/'Historical scenario - input'!$D140),\"\")","v":""},{"$f":"IFERROR(IF(OR(J155=\"\",'Historical scenario - input'!$D140=\"\"),\"\",J155/'Historical scenario - input'!$D140),\"\")","v":""},{"$f":"IFERROR(IF(OR(K155=\"\",'Historical scenario - input'!$D140=\"\"),\"\",K155/'Historical scenario - input'!$D140),\"\")","v":""},{"$f":"IFERROR(IF(OR(L155=\"\",'Historical scenario - input'!$D140=\"\"),\"\",L155/'Historical scenario - input'!$D140),\"\")","v":""},{"$f":"IFERROR(IF(OR(M155=\"\",'Historical scenario - input'!$D140=\"\"),\"\",M155/'Historical scenario - input'!$D140),\"\")","v":""},{"$f":"IFERROR(IF(OR(N155=\"\",'Historical scenario - input'!$D140=\"\"),\"\",N155/'Historical scenario - input'!$D140),\"\")","v":""},{"$f":"IFERROR(IF(OR(O155=\"\",'Historical scenario - input'!$D140=\"\"),\"\",O155/'Historical scenario - input'!$D140),\"\")","v":""},{"$f":"IFERROR(IF(OR(P155=\"\",'Historical scenario - input'!$D140=\"\"),\"\",P155/'Historical scenario - input'!$D140),\"\")","v":""},{"$f":"IFERROR(IF(OR(Q155=\"\",'Historical scenario - input'!$D140=\"\"),\"\",Q155/'Historical scenario - input'!$D140),\"\")","v":""},{"$f":"IFERROR(IF(OR(R155=\"\",'Historical scenario - input'!$D140=\"\"),\"\",R155/'Historical scenario - input'!$D140),\"\")","v":""},{"$f":"IFERROR(IF(OR(S155=\"\",'Historical scenario - input'!$D140=\"\"),\"\",S155/'Historical scenario - input'!$D140),\"\")","v":""},{"$f":"IFERROR(IF(OR(T155=\"\",'Historical scenario - input'!$D140=\"\"),\"\",T155/'Historical scenario - input'!$D140),\"\")","v":""},{"$f":"IFERROR(IF(OR(U155=\"\",'Historical scenario - input'!$D140=\"\"),\"\",U155/'Historical scenario - input'!$D140),\"\")","v":""},{"$f":"IFERROR(IF(OR(V155=\"\",'Historical scenario - input'!$D140=\"\"),\"\",V155/'Historical scenario - input'!$D140),\"\")","v":""},{"$f":"IFERROR(IF(OR(W155=\"\",'Historical scenario - input'!$D140=\"\"),\"\",W155/'Historical scenario - input'!$D140),\"\")","v":""}]
[{"$f":"IFERROR('Historical scenario - input'!A141,\"\")","v":""},{"$f":"IFERROR('Historical scenario - input'!B141,\"\")","v":0},{"$f":"IFERROR('Historical scenario - input'!C141,\"\")","v":0},{"$f":"IFERROR(repcalc('Historical scenario - input'!$CV141:$GH141,'Historical scenario - input'!$G141,'Historical scenario - input'!$E141,'Historical scenario - input'!$F141,20,TRUE,TRUE),\"\")","v":""},"","","","","","","","","","","","","","","","","","","",{"$f":"IFERROR(IF(OR(D156=\"\",'Historical scenario - input'!$D141=\"\"),\"\",D156/'Historical scenario - input'!$D141),\"\")","v":""},{"$f":"IFERROR(IF(OR(E156=\"\",'Historical scenario - input'!$D141=\"\"),\"\",E156/'Historical scenario - input'!$D141),\"\")","v":""},{"$f":"IFERROR(IF(OR(F156=\"\",'Historical scenario - input'!$D141=\"\"),\"\",F156/'Historical scenario - input'!$D141),\"\")","v":""},{"$f":"IFERROR(IF(OR(G156=\"\",'Historical scenario - input'!$D141=\"\"),\"\",G156/'Historical scenario - input'!$D141),\"\")","v":""},{"$f":"IFERROR(IF(OR(H156=\"\",'Historical scenario - input'!$D141=\"\"),\"\",H156/'Historical scenario - input'!$D141),\"\")","v":""},{"$f":"IFERROR(IF(OR(I156=\"\",'Historical scenario - input'!$D141=\"\"),\"\",I156/'Historical scenario - input'!$D141),\"\")","v":""},{"$f":"IFERROR(IF(OR(J156=\"\",'Historical scenario - input'!$D141=\"\"),\"\",J156/'Historical scenario - input'!$D141),\"\")","v":""},{"$f":"IFERROR(IF(OR(K156=\"\",'Historical scenario - input'!$D141=\"\"),\"\",K156/'Historical scenario - input'!$D141),\"\")","v":""},{"$f":"IFERROR(IF(OR(L156=\"\",'Historical scenario - input'!$D141=\"\"),\"\",L156/'Historical scenario - input'!$D141),\"\")","v":""},{"$f":"IFERROR(IF(OR(M156=\"\",'Historical scenario - input'!$D141=\"\"),\"\",M156/'Historical scenario - input'!$D141),\"\")","v":""},{"$f":"IFERROR(IF(OR(N156=\"\",'Historical scenario - input'!$D141=\"\"),\"\",N156/'Historical scenario - input'!$D141),\"\")","v":""},{"$f":"IFERROR(IF(OR(O156=\"\",'Historical scenario - input'!$D141=\"\"),\"\",O156/'Historical scenario - input'!$D141),\"\")","v":""},{"$f":"IFERROR(IF(OR(P156=\"\",'Historical scenario - input'!$D141=\"\"),\"\",P156/'Historical scenario - input'!$D141),\"\")","v":""},{"$f":"IFERROR(IF(OR(Q156=\"\",'Historical scenario - input'!$D141=\"\"),\"\",Q156/'Historical scenario - input'!$D141),\"\")","v":""},{"$f":"IFERROR(IF(OR(R156=\"\",'Historical scenario - input'!$D141=\"\"),\"\",R156/'Historical scenario - input'!$D141),\"\")","v":""},{"$f":"IFERROR(IF(OR(S156=\"\",'Historical scenario - input'!$D141=\"\"),\"\",S156/'Historical scenario - input'!$D141),\"\")","v":""},{"$f":"IFERROR(IF(OR(T156=\"\",'Historical scenario - input'!$D141=\"\"),\"\",T156/'Historical scenario - input'!$D141),\"\")","v":""},{"$f":"IFERROR(IF(OR(U156=\"\",'Historical scenario - input'!$D141=\"\"),\"\",U156/'Historical scenario - input'!$D141),\"\")","v":""},{"$f":"IFERROR(IF(OR(V156=\"\",'Historical scenario - input'!$D141=\"\"),\"\",V156/'Historical scenario - input'!$D141),\"\")","v":""},{"$f":"IFERROR(IF(OR(W156=\"\",'Historical scenario - input'!$D141=\"\"),\"\",W156/'Historical scenario - input'!$D141),\"\")","v":""}]
[{"$f":"IFERROR('Historical scenario - input'!A142,\"\")","v":""},{"$f":"IFERROR('Historical scenario - input'!B142,\"\")","v":0},{"$f":"IFERROR('Historical scenario - input'!C142,\"\")","v":0},{"$f":"IFERROR(repcalc('Historical scenario - input'!$CV142:$GH142,'Historical scenario - input'!$G142,'Historical scenario - input'!$E142,'Historical scenario - input'!$F142,20,TRUE,TRUE),\"\")","v":""},"","","","","","","","","","","","","","","","","","","",{"$f":"IFERROR(IF(OR(D157=\"\",'Historical scenario - input'!$D142=\"\"),\"\",D157/'Historical scenario - input'!$D142),\"\")","v":""},{"$f":"IFERROR(IF(OR(E157=\"\",'Historical scenario - input'!$D142=\"\"),\"\",E157/'Historical scenario - input'!$D142),\"\")","v":""},{"$f":"IFERROR(IF(OR(F157=\"\",'Historical scenario - input'!$D142=\"\"),\"\",F157/'Historical scenario - input'!$D142),\"\")","v":""},{"$f":"IFERROR(IF(OR(G157=\"\",'Historical scenario - input'!$D142=\"\"),\"\",G157/'Historical scenario - input'!$D142),\"\")","v":""},{"$f":"IFERROR(IF(OR(H157=\"\",'Historical scenario - input'!$D142=\"\"),\"\",H157/'Historical scenario - input'!$D142),\"\")","v":""},{"$f":"IFERROR(IF(OR(I157=\"\",'Historical scenario - input'!$D142=\"\"),\"\",I157/'Historical scenario - input'!$D142),\"\")","v":""},{"$f":"IFERROR(IF(OR(J157=\"\",'Historical scenario - input'!$D142=\"\"),\"\",J157/'Historical scenario - input'!$D142),\"\")","v":""},{"$f":"IFERROR(IF(OR(K157=\"\",'Historical scenario - input'!$D142=\"\"),\"\",K157/'Historical scenario - input'!$D142),\"\")","v":""},{"$f":"IFERROR(IF(OR(L157=\"\",'Historical scenario - input'!$D142=\"\"),\"\",L157/'Historical scenario - input'!$D142),\"\")","v":""},{"$f":"IFERROR(IF(OR(M157=\"\",'Historical scenario - input'!$D142=\"\"),\"\",M157/'Historical scenario - input'!$D142),\"\")","v":""},{"$f":"IFERROR(IF(OR(N157=\"\",'Historical scenario - input'!$D142=\"\"),\"\",N157/'Historical scenario - input'!$D142),\"\")","v":""},{"$f":"IFERROR(IF(OR(O157=\"\",'Historical scenario - input'!$D142=\"\"),\"\",O157/'Historical scenario - input'!$D142),\"\")","v":""},{"$f":"IFERROR(IF(OR(P157=\"\",'Historical scenario - input'!$D142=\"\"),\"\",P157/'Historical scenario - input'!$D142),\"\")","v":""},{"$f":"IFERROR(IF(OR(Q157=\"\",'Historical scenario - input'!$D142=\"\"),\"\",Q157/'Historical scenario - input'!$D142),\"\")","v":""},{"$f":"IFERROR(IF(OR(R157=\"\",'Historical scenario - input'!$D142=\"\"),\"\",R157/'Historical scenario - input'!$D142),\"\")","v":""},{"$f":"IFERROR(IF(OR(S157=\"\",'Historical scenario - input'!$D142=\"\"),\"\",S157/'Historical scenario - input'!$D142),\"\")","v":""},{"$f":"IFERROR(IF(OR(T157=\"\",'Historical scenario - input'!$D142=\"\"),\"\",T157/'Historical scenario - input'!$D142),\"\")","v":""},{"$f":"IFERROR(IF(OR(U157=\"\",'Historical scenario - input'!$D142=\"\"),\"\",U157/'Historical scenario - input'!$D142),\"\")","v":""},{"$f":"IFERROR(IF(OR(V157=\"\",'Historical scenario - input'!$D142=\"\"),\"\",V157/'Historical scenario - input'!$D142),\"\")","v":""},{"$f":"IFERROR(IF(OR(W157=\"\",'Historical scenario - input'!$D142=\"\"),\"\",W157/'Historical scenario - input'!$D142),\"\")","v":""}]
[{"$f":"IFERROR('Historical scenario - input'!A143,\"\")","v":""},{"$f":"IFERROR('Historical scenario - input'!B143,\"\")","v":0},{"$f":"IFERROR('Historical scenario - input'!C143,\"\")","v":0},{"$f":"IFERROR(repcalc('Historical scenario - input'!$CV143:$GH143,'Historical scenario - input'!$G143,'Historical scenario - input'!$E143,'Historical scenario - input'!$F143,20,TRUE,TRUE),\"\")","v":""},"","","","","","","","","","","","","","","","","","","",{"$f":"IFERROR(IF(OR(D158=\"\",'Historical scenario - input'!$D143=\"\"),\"\",D158/'Historical scenario - input'!$D143),\"\")","v":""},{"$f":"IFERROR(IF(OR(E158=\"\",'Historical scenario - input'!$D143=\"\"),\"\",E158/'Historical scenario - input'!$D143),\"\")","v":""},{"$f":"IFERROR(IF(OR(F158=\"\",'Historical scenario - input'!$D143=\"\"),\"\",F158/'Historical scenario - input'!$D143),\"\")","v":""},{"$f":"IFERROR(IF(OR(G158=\"\",'Historical scenario - input'!$D143=\"\"),\"\",G158/'Historical scenario - input'!$D143),\"\")","v":""},{"$f":"IFERROR(IF(OR(H158=\"\",'Historical scenario - input'!$D143=\"\"),\"\",H158/'Historical scenario - input'!$D143),\"\")","v":""},{"$f":"IFERROR(IF(OR(I158=\"\",'Historical scenario - input'!$D143=\"\"),\"\",I158/'Historical scenario - input'!$D143),\"\")","v":""},{"$f":"IFERROR(IF(OR(J158=\"\",'Historical scenario - input'!$D143=\"\"),\"\",J158/'Historical scenario - input'!$D143),\"\")","v":""},{"$f":"IFERROR(IF(OR(K158=\"\",'Historical scenario - input'!$D143=\"\"),\"\",K158/'Historical scenario - input'!$D143),\"\")","v":""},{"$f":"IFERROR(IF(OR(L158=\"\",'Historical scenario - input'!$D143=\"\"),\"\",L158/'Historical scenario - input'!$D143),\"\")","v":""},{"$f":"IFERROR(IF(OR(M158=\"\",'Historical scenario - input'!$D143=\"\"),\"\",M158/'Historical scenario - input'!$D143),\"\")","v":""},{"$f":"IFERROR(IF(OR(N158=\"\",'Historical scenario - input'!$D143=\"\"),\"\",N158/'Historical scenario - input'!$D143),\"\")","v":""},{"$f":"IFERROR(IF(OR(O158=\"\",'Historical scenario - input'!$D143=\"\"),\"\",O158/'Historical scenario - input'!$D143),\"\")","v":""},{"$f":"IFERROR(IF(OR(P158=\"\",'Historical scenario - input'!$D143=\"\"),\"\",P158/'Historical scenario - input'!$D143),\"\")","v":""},{"$f":"IFERROR(IF(OR(Q158=\"\",'Historical scenario - input'!$D143=\"\"),\"\",Q158/'Historical scenario - input'!$D143),\"\")","v":""},{"$f":"IFERROR(IF(OR(R158=\"\",'Historical scenario - input'!$D143=\"\"),\"\",R158/'Historical scenario - input'!$D143),\"\")","v":""},{"$f":"IFERROR(IF(OR(S158=\"\",'Historical scenario - input'!$D143=\"\"),\"\",S158/'Historical scenario - input'!$D143),\"\")","v":""},{"$f":"IFERROR(IF(OR(T158=\"\",'Historical scenario - input'!$D143=\"\"),\"\",T158/'Historical scenario - input'!$D143),\"\")","v":""},{"$f":"IFERROR(IF(OR(U158=\"\",'Historical scenario - input'!$D143=\"\"),\"\",U158/'Historical scenario - input'!$D143),\"\")","v":""},{"$f":"IFERROR(IF(OR(V158=\"\",'Historical scenario - input'!$D143=\"\"),\"\",V158/'Historical scenario - input'!$D143),\"\")","v":""},{"$f":"IFERROR(IF(OR(W158=\"\",'Historical scenario - input'!$D143=\"\"),\"\",W158/'Historical scenario - input'!$D143),\"\")","v":""}]
[{"$f":"IFERROR('Historical scenario - input'!A144,\"\")","v":""},{"$f":"IFERROR('Historical scenario - input'!B144,\"\")","v":0},{"$f":"IFERROR('Historical scenario - input'!C144,\"\")","v":0},{"$f":"IFERROR(repcalc('Historical scenario - input'!$CV144:$GH144,'Historical scenario - input'!$G144,'Historical scenario - input'!$E144,'Historical scenario - input'!$F144,20,TRUE,TRUE),\"\")","v":""},"","","","","","","","","","","","","","","","","","","",{"$f":"IFERROR(IF(OR(D159=\"\",'Historical scenario - input'!$D144=\"\"),\"\",D159/'Historical scenario - input'!$D144),\"\")","v":""},{"$f":"IFERROR(IF(OR(E159=\"\",'Historical scenario - input'!$D144=\"\"),\"\",E159/'Historical scenario - input'!$D144),\"\")","v":""},{"$f":"IFERROR(IF(OR(F159=\"\",'Historical scenario - input'!$D144=\"\"),\"\",F159/'Historical scenario - input'!$D144),\"\")","v":""},{"$f":"IFERROR(IF(OR(G159=\"\",'Historical scenario - input'!$D144=\"\"),\"\",G159/'Historical scenario - input'!$D144),\"\")","v":""},{"$f":"IFERROR(IF(OR(H159=\"\",'Historical scenario - input'!$D144=\"\"),\"\",H159/'Historical scenario - input'!$D144),\"\")","v":""},{"$f":"IFERROR(IF(OR(I159=\"\",'Historical scenario - input'!$D144=\"\"),\"\",I159/'Historical scenario - input'!$D144),\"\")","v":""},{"$f":"IFERROR(IF(OR(J159=\"\",'Historical scenario - input'!$D144=\"\"),\"\",J159/'Historical scenario - input'!$D144),\"\")","v":""},{"$f":"IFERROR(IF(OR(K159=\"\",'Historical scenario - input'!$D144=\"\"),\"\",K159/'Historical scenario - input'!$D144),\"\")","v":""},{"$f":"IFERROR(IF(OR(L159=\"\",'Historical scenario - input'!$D144=\"\"),\"\",L159/'Historical scenario - input'!$D144),\"\")","v":""},{"$f":"IFERROR(IF(OR(M159=\"\",'Historical scenario - input'!$D144=\"\"),\"\",M159/'Historical scenario - input'!$D144),\"\")","v":""},{"$f":"IFERROR(IF(OR(N159=\"\",'Historical scenario - input'!$D144=\"\"),\"\",N159/'Historical scenario - input'!$D144),\"\")","v":""},{"$f":"IFERROR(IF(OR(O159=\"\",'Historical scenario - input'!$D144=\"\"),\"\",O159/'Historical scenario - input'!$D144),\"\")","v":""},{"$f":"IFERROR(IF(OR(P159=\"\",'Historical scenario - input'!$D144=\"\"),\"\",P159/'Historical scenario - input'!$D144),\"\")","v":""},{"$f":"IFERROR(IF(OR(Q159=\"\",'Historical scenario - input'!$D144=\"\"),\"\",Q159/'Historical scenario - input'!$D144),\"\")","v":""},{"$f":"IFERROR(IF(OR(R159=\"\",'Historical scenario - input'!$D144=\"\"),\"\",R159/'Historical scenario - input'!$D144),\"\")","v":""},{"$f":"IFERROR(IF(OR(S159=\"\",'Historical scenario - input'!$D144=\"\"),\"\",S159/'Historical scenario - input'!$D144),\"\")","v":""},{"$f":"IFERROR(IF(OR(T159=\"\",'Historical scenario - input'!$D144=\"\"),\"\",T159/'Historical scenario - input'!$D144),\"\")","v":""},{"$f":"IFERROR(IF(OR(U159=\"\",'Historical scenario - input'!$D144=\"\"),\"\",U159/'Historical scenario - input'!$D144),\"\")","v":""},{"$f":"IFERROR(IF(OR(V159=\"\",'Historical scenario - input'!$D144=\"\"),\"\",V159/'Historical scenario - input'!$D144),\"\")","v":""},{"$f":"IFERROR(IF(OR(W159=\"\",'Historical scenario - input'!$D144=\"\"),\"\",W159/'Historical scenario - input'!$D144),\"\")","v":""}]
[{"$f":"IFERROR('Historical scenario - input'!A145,\"\")","v":""},{"$f":"IFERROR('Historical scenario - input'!B145,\"\")","v":0},{"$f":"IFERROR('Historical scenario - input'!C145,\"\")","v":0},{"$f":"IFERROR(repcalc('Historical scenario - input'!$CV145:$GH145,'Historical scenario - input'!$G145,'Historical scenario - input'!$E145,'Historical scenario - input'!$F145,20,TRUE,TRUE),\"\")","v":""},"","","","","","","","","","","","","","","","","","","",{"$f":"IFERROR(IF(OR(D160=\"\",'Historical scenario - input'!$D145=\"\"),\"\",D160/'Historical scenario - input'!$D145),\"\")","v":""},{"$f":"IFERROR(IF(OR(E160=\"\",'Historical scenario - input'!$D145=\"\"),\"\",E160/'Historical scenario - input'!$D145),\"\")","v":""},{"$f":"IFERROR(IF(OR(F160=\"\",'Historical scenario - input'!$D145=\"\"),\"\",F160/'Historical scenario - input'!$D145),\"\")","v":""},{"$f":"IFERROR(IF(OR(G160=\"\",'Historical scenario - input'!$D145=\"\"),\"\",G160/'Historical scenario - input'!$D145),\"\")","v":""},{"$f":"IFERROR(IF(OR(H160=\"\",'Historical scenario - input'!$D145=\"\"),\"\",H160/'Historical scenario - input'!$D145),\"\")","v":""},{"$f":"IFERROR(IF(OR(I160=\"\",'Historical scenario - input'!$D145=\"\"),\"\",I160/'Historical scenario - input'!$D145),\"\")","v":""},{"$f":"IFERROR(IF(OR(J160=\"\",'Historical scenario - input'!$D145=\"\"),\"\",J160/'Historical scenario - input'!$D145),\"\")","v":""},{"$f":"IFERROR(IF(OR(K160=\"\",'Historical scenario - input'!$D145=\"\"),\"\",K160/'Historical scenario - input'!$D145),\"\")","v":""},{"$f":"IFERROR(IF(OR(L160=\"\",'Historical scenario - input'!$D145=\"\"),\"\",L160/'Historical scenario - input'!$D145),\"\")","v":""},{"$f":"IFERROR(IF(OR(M160=\"\",'Historical scenario - input'!$D145=\"\"),\"\",M160/'Historical scenario - input'!$D145),\"\")","v":""},{"$f":"IFERROR(IF(OR(N160=\"\",'Historical scenario - input'!$D145=\"\"),\"\",N160/'Historical scenario - input'!$D145),\"\")","v":""},{"$f":"IFERROR(IF(OR(O160=\"\",'Historical scenario - input'!$D145=\"\"),\"\",O160/'Historical scenario - input'!$D145),\"\")","v":""},{"$f":"IFERROR(IF(OR(P160=\"\",'Historical scenario - input'!$D145=\"\"),\"\",P160/'Historical scenario - input'!$D145),\"\")","v":""},{"$f":"IFERROR(IF(OR(Q160=\"\",'Historical scenario - input'!$D145=\"\"),\"\",Q160/'Historical scenario - input'!$D145),\"\")","v":""},{"$f":"IFERROR(IF(OR(R160=\"\",'Historical scenario - input'!$D145=\"\"),\"\",R160/'Historical scenario - input'!$D145),\"\")","v":""},{"$f":"IFERROR(IF(OR(S160=\"\",'Historical scenario - input'!$D145=\"\"),\"\",S160/'Historical scenario - input'!$D145),\"\")","v":""},{"$f":"IFERROR(IF(OR(T160=\"\",'Historical scenario - input'!$D145=\"\"),\"\",T160/'Historical scenario - input'!$D145),\"\")","v":""},{"$f":"IFERROR(IF(OR(U160=\"\",'Historical scenario - input'!$D145=\"\"),\"\",U160/'Historical scenario - input'!$D145),\"\")","v":""},{"$f":"IFERROR(IF(OR(V160=\"\",'Historical scenario - input'!$D145=\"\"),\"\",V160/'Historical scenario - input'!$D145),\"\")","v":""},{"$f":"IFERROR(IF(OR(W160=\"\",'Historical scenario - input'!$D145=\"\"),\"\",W160/'Historical scenario - input'!$D145),\"\")","v":""}]
[{"$f":"IFERROR('Historical scenario - input'!A146,\"\")","v":""},{"$f":"IFERROR('Historical scenario - input'!B146,\"\")","v":0},{"$f":"IFERROR('Historical scenario - input'!C146,\"\")","v":0},{"$f":"IFERROR(repcalc('Historical scenario - input'!$CV146:$GH146,'Historical scenario - input'!$G146,'Historical scenario - input'!$E146,'Historical scenario - input'!$F146,20,TRUE,TRUE),\"\")","v":""},"","","","","","","","","","","","","","","","","","","",{"$f":"IFERROR(IF(OR(D161=\"\",'Historical scenario - input'!$D146=\"\"),\"\",D161/'Historical scenario - input'!$D146),\"\")","v":""},{"$f":"IFERROR(IF(OR(E161=\"\",'Historical scenario - input'!$D146=\"\"),\"\",E161/'Historical scenario - input'!$D146),\"\")","v":""},{"$f":"IFERROR(IF(OR(F161=\"\",'Historical scenario - input'!$D146=\"\"),\"\",F161/'Historical scenario - input'!$D146),\"\")","v":""},{"$f":"IFERROR(IF(OR(G161=\"\",'Historical scenario - input'!$D146=\"\"),\"\",G161/'Historical scenario - input'!$D146),\"\")","v":""},{"$f":"IFERROR(IF(OR(H161=\"\",'Historical scenario - input'!$D146=\"\"),\"\",H161/'Historical scenario - input'!$D146),\"\")","v":""},{"$f":"IFERROR(IF(OR(I161=\"\",'Historical scenario - input'!$D146=\"\"),\"\",I161/'Historical scenario - input'!$D146),\"\")","v":""},{"$f":"IFERROR(IF(OR(J161=\"\",'Historical scenario - input'!$D146=\"\"),\"\",J161/'Historical scenario - input'!$D146),\"\")","v":""},{"$f":"IFERROR(IF(OR(K161=\"\",'Historical scenario - input'!$D146=\"\"),\"\",K161/'Historical scenario - input'!$D146),\"\")","v":""},{"$f":"IFERROR(IF(OR(L161=\"\",'Historical scenario - input'!$D146=\"\"),\"\",L161/'Historical scenario - input'!$D146),\"\")","v":""},{"$f":"IFERROR(IF(OR(M161=\"\",'Historical scenario - input'!$D146=\"\"),\"\",M161/'Historical scenario - input'!$D146),\"\")","v":""},{"$f":"IFERROR(IF(OR(N161=\"\",'Historical scenario - input'!$D146=\"\"),\"\",N161/'Historical scenario - input'!$D146),\"\")","v":""},{"$f":"IFERROR(IF(OR(O161=\"\",'Historical scenario - input'!$D146=\"\"),\"\",O161/'Historical scenario - input'!$D146),\"\")","v":""},{"$f":"IFERROR(IF(OR(P161=\"\",'Historical scenario - input'!$D146=\"\"),\"\",P161/'Historical scenario - input'!$D146),\"\")","v":""},{"$f":"IFERROR(IF(OR(Q161=\"\",'Historical scenario - input'!$D146=\"\"),\"\",Q161/'Historical scenario - input'!$D146),\"\")","v":""},{"$f":"IFERROR(IF(OR(R161=\"\",'Historical scenario - input'!$D146=\"\"),\"\",R161/'Historical scenario - input'!$D146),\"\")","v":""},{"$f":"IFERROR(IF(OR(S161=\"\",'Historical scenario - input'!$D146=\"\"),\"\",S161/'Historical scenario - input'!$D146),\"\")","v":""},{"$f":"IFERROR(IF(OR(T161=\"\",'Historical scenario - input'!$D146=\"\"),\"\",T161/'Historical scenario - input'!$D146),\"\")","v":""},{"$f":"IFERROR(IF(OR(U161=\"\",'Historical scenario - input'!$D146=\"\"),\"\",U161/'Historical scenario - input'!$D146),\"\")","v":""},{"$f":"IFERROR(IF(OR(V161=\"\",'Historical scenario - input'!$D146=\"\"),\"\",V161/'Historical scenario - input'!$D146),\"\")","v":""},{"$f":"IFERROR(IF(OR(W161=\"\",'Historical scenario - input'!$D146=\"\"),\"\",W161/'Historical scenario - input'!$D146),\"\")","v":""}]
[{"$f":"IFERROR('Historical scenario - input'!A147,\"\")","v":""},{"$f":"IFERROR('Historical scenario - input'!B147,\"\")","v":0},{"$f":"IFERROR('Historical scenario - input'!C147,\"\")","v":0},{"$f":"IFERROR(repcalc('Historical scenario - input'!$CV147:$GH147,'Historical scenario - input'!$G147,'Historical scenario - input'!$E147,'Historical scenario - input'!$F147,20,TRUE,TRUE),\"\")","v":""},"","","","","","","","","","","","","","","","","","","",{"$f":"IFERROR(IF(OR(D162=\"\",'Historical scenario - input'!$D147=\"\"),\"\",D162/'Historical scenario - input'!$D147),\"\")","v":""},{"$f":"IFERROR(IF(OR(E162=\"\",'Historical scenario - input'!$D147=\"\"),\"\",E162/'Historical scenario - input'!$D147),\"\")","v":""},{"$f":"IFERROR(IF(OR(F162=\"\",'Historical scenario - input'!$D147=\"\"),\"\",F162/'Historical scenario - input'!$D147),\"\")","v":""},{"$f":"IFERROR(IF(OR(G162=\"\",'Historical scenario - input'!$D147=\"\"),\"\",G162/'Historical scenario - input'!$D147),\"\")","v":""},{"$f":"IFERROR(IF(OR(H162=\"\",'Historical scenario - input'!$D147=\"\"),\"\",H162/'Historical scenario - input'!$D147),\"\")","v":""},{"$f":"IFERROR(IF(OR(I162=\"\",'Historical scenario - input'!$D147=\"\"),\"\",I162/'Historical scenario - input'!$D147),\"\")","v":""},{"$f":"IFERROR(IF(OR(J162=\"\",'Historical scenario - input'!$D147=\"\"),\"\",J162/'Historical scenario - input'!$D147),\"\")","v":""},{"$f":"IFERROR(IF(OR(K162=\"\",'Historical scenario - input'!$D147=\"\"),\"\",K162/'Historical scenario - input'!$D147),\"\")","v":""},{"$f":"IFERROR(IF(OR(L162=\"\",'Historical scenario - input'!$D147=\"\"),\"\",L162/'Historical scenario - input'!$D147),\"\")","v":""},{"$f":"IFERROR(IF(OR(M162=\"\",'Historical scenario - input'!$D147=\"\"),\"\",M162/'Historical scenario - input'!$D147),\"\")","v":""},{"$f":"IFERROR(IF(OR(N162=\"\",'Historical scenario - input'!$D147=\"\"),\"\",N162/'Historical scenario - input'!$D147),\"\")","v":""},{"$f":"IFERROR(IF(OR(O162=\"\",'Historical scenario - input'!$D147=\"\"),\"\",O162/'Historical scenario - input'!$D147),\"\")","v":""},{"$f":"IFERROR(IF(OR(P162=\"\",'Historical scenario - input'!$D147=\"\"),\"\",P162/'Historical scenario - input'!$D147),\"\")","v":""},{"$f":"IFERROR(IF(OR(Q162=\"\",'Historical scenario - input'!$D147=\"\"),\"\",Q162/'Historical scenario - input'!$D147),\"\")","v":""},{"$f":"IFERROR(IF(OR(R162=\"\",'Historical scenario - input'!$D147=\"\"),\"\",R162/'Historical scenario - input'!$D147),\"\")","v":""},{"$f":"IFERROR(IF(OR(S162=\"\",'Historical scenario - input'!$D147=\"\"),\"\",S162/'Historical scenario - input'!$D147),\"\")","v":""},{"$f":"IFERROR(IF(OR(T162=\"\",'Historical scenario - input'!$D147=\"\"),\"\",T162/'Historical scenario - input'!$D147),\"\")","v":""},{"$f":"IFERROR(IF(OR(U162=\"\",'Historical scenario - input'!$D147=\"\"),\"\",U162/'Historical scenario - input'!$D147),\"\")","v":""},{"$f":"IFERROR(IF(OR(V162=\"\",'Historical scenario - input'!$D147=\"\"),\"\",V162/'Historical scenario - input'!$D147),\"\")","v":""},{"$f":"IFERROR(IF(OR(W162=\"\",'Historical scenario - input'!$D147=\"\"),\"\",W162/'Historical scenario - input'!$D147),\"\")","v":""}]
[{"$f":"IFERROR('Historical scenario - input'!A148,\"\")","v":""},{"$f":"IFERROR('Historical scenario - input'!B148,\"\")","v":0},{"$f":"IFERROR('Historical scenario - input'!C148,\"\")","v":0},{"$f":"IFERROR(repcalc('Historical scenario - input'!$CV148:$GH148,'Historical scenario - input'!$G148,'Historical scenario - input'!$E148,'Historical scenario - input'!$F148,20,TRUE,TRUE),\"\")","v":""},"","","","","","","","","","","","","","","","","","","",{"$f":"IFERROR(IF(OR(D163=\"\",'Historical scenario - input'!$D148=\"\"),\"\",D163/'Historical scenario - input'!$D148),\"\")","v":""},{"$f":"IFERROR(IF(OR(E163=\"\",'Historical scenario - input'!$D148=\"\"),\"\",E163/'Historical scenario - input'!$D148),\"\")","v":""},{"$f":"IFERROR(IF(OR(F163=\"\",'Historical scenario - input'!$D148=\"\"),\"\",F163/'Historical scenario - input'!$D148),\"\")","v":""},{"$f":"IFERROR(IF(OR(G163=\"\",'Historical scenario - input'!$D148=\"\"),\"\",G163/'Historical scenario - input'!$D148),\"\")","v":""},{"$f":"IFERROR(IF(OR(H163=\"\",'Historical scenario - input'!$D148=\"\"),\"\",H163/'Historical scenario - input'!$D148),\"\")","v":""},{"$f":"IFERROR(IF(OR(I163=\"\",'Historical scenario - input'!$D148=\"\"),\"\",I163/'Historical scenario - input'!$D148),\"\")","v":""},{"$f":"IFERROR(IF(OR(J163=\"\",'Historical scenario - input'!$D148=\"\"),\"\",J163/'Historical scenario - input'!$D148),\"\")","v":""},{"$f":"IFERROR(IF(OR(K163=\"\",'Historical scenario - input'!$D148=\"\"),\"\",K163/'Historical scenario - input'!$D148),\"\")","v":""},{"$f":"IFERROR(IF(OR(L163=\"\",'Historical scenario - input'!$D148=\"\"),\"\",L163/'Historical scenario - input'!$D148),\"\")","v":""},{"$f":"IFERROR(IF(OR(M163=\"\",'Historical scenario - input'!$D148=\"\"),\"\",M163/'Historical scenario - input'!$D148),\"\")","v":""},{"$f":"IFERROR(IF(OR(N163=\"\",'Historical scenario - input'!$D148=\"\"),\"\",N163/'Historical scenario - input'!$D148),\"\")","v":""},{"$f":"IFERROR(IF(OR(O163=\"\",'Historical scenario - input'!$D148=\"\"),\"\",O163/'Historical scenario - input'!$D148),\"\")","v":""},{"$f":"IFERROR(IF(OR(P163=\"\",'Historical scenario - input'!$D148=\"\"),\"\",P163/'Historical scenario - input'!$D148),\"\")","v":""},{"$f":"IFERROR(IF(OR(Q163=\"\",'Historical scenario - input'!$D148=\"\"),\"\",Q163/'Historical scenario - input'!$D148),\"\")","v":""},{"$f":"IFERROR(IF(OR(R163=\"\",'Historical scenario - input'!$D148=\"\"),\"\",R163/'Historical scenario - input'!$D148),\"\")","v":""},{"$f":"IFERROR(IF(OR(S163=\"\",'Historical scenario - input'!$D148=\"\"),\"\",S163/'Historical scenario - input'!$D148),\"\")","v":""},{"$f":"IFERROR(IF(OR(T163=\"\",'Historical scenario - input'!$D148=\"\"),\"\",T163/'Historical scenario - input'!$D148),\"\")","v":""},{"$f":"IFERROR(IF(OR(U163=\"\",'Historical scenario - input'!$D148=\"\"),\"\",U163/'Historical scenario - input'!$D148),\"\")","v":""},{"$f":"IFERROR(IF(OR(V163=\"\",'Historical scenario - input'!$D148=\"\"),\"\",V163/'Historical scenario - input'!$D148),\"\")","v":""},{"$f":"IFERROR(IF(OR(W163=\"\",'Historical scenario - input'!$D148=\"\"),\"\",W163/'Historical scenario - input'!$D148),\"\")","v":""}]
[{"$f":"IFERROR('Historical scenario - input'!A149,\"\")","v":""},{"$f":"IFERROR('Historical scenario - input'!B149,\"\")","v":0},{"$f":"IFERROR('Historical scenario - input'!C149,\"\")","v":0},{"$f":"IFERROR(repcalc('Historical scenario - input'!$CV149:$GH149,'Historical scenario - input'!$G149,'Historical scenario - input'!$E149,'Historical scenario - input'!$F149,20,TRUE,TRUE),\"\")","v":""},"","","","","","","","","","","","","","","","","","","",{"$f":"IFERROR(IF(OR(D164=\"\",'Historical scenario - input'!$D149=\"\"),\"\",D164/'Historical scenario - input'!$D149),\"\")","v":""},{"$f":"IFERROR(IF(OR(E164=\"\",'Historical scenario - input'!$D149=\"\"),\"\",E164/'Historical scenario - input'!$D149),\"\")","v":""},{"$f":"IFERROR(IF(OR(F164=\"\",'Historical scenario - input'!$D149=\"\"),\"\",F164/'Historical scenario - input'!$D149),\"\")","v":""},{"$f":"IFERROR(IF(OR(G164=\"\",'Historical scenario - input'!$D149=\"\"),\"\",G164/'Historical scenario - input'!$D149),\"\")","v":""},{"$f":"IFERROR(IF(OR(H164=\"\",'Historical scenario - input'!$D149=\"\"),\"\",H164/'Historical scenario - input'!$D149),\"\")","v":""},{"$f":"IFERROR(IF(OR(I164=\"\",'Historical scenario - input'!$D149=\"\"),\"\",I164/'Historical scenario - input'!$D149),\"\")","v":""},{"$f":"IFERROR(IF(OR(J164=\"\",'Historical scenario - input'!$D149=\"\"),\"\",J164/'Historical scenario - input'!$D149),\"\")","v":""},{"$f":"IFERROR(IF(OR(K164=\"\",'Historical scenario - input'!$D149=\"\"),\"\",K164/'Historical scenario - input'!$D149),\"\")","v":""},{"$f":"IFERROR(IF(OR(L164=\"\",'Historical scenario - input'!$D149=\"\"),\"\",L164/'Historical scenario - input'!$D149),\"\")","v":""},{"$f":"IFERROR(IF(OR(M164=\"\",'Historical scenario - input'!$D149=\"\"),\"\",M164/'Historical scenario - input'!$D149),\"\")","v":""},{"$f":"IFERROR(IF(OR(N164=\"\",'Historical scenario - input'!$D149=\"\"),\"\",N164/'Historical scenario - input'!$D149),\"\")","v":""},{"$f":"IFERROR(IF(OR(O164=\"\",'Historical scenario - input'!$D149=\"\"),\"\",O164/'Historical scenario - input'!$D149),\"\")","v":""},{"$f":"IFERROR(IF(OR(P164=\"\",'Historical scenario - input'!$D149=\"\"),\"\",P164/'Historical scenario - input'!$D149),\"\")","v":""},{"$f":"IFERROR(IF(OR(Q164=\"\",'Historical scenario - input'!$D149=\"\"),\"\",Q164/'Historical scenario - input'!$D149),\"\")","v":""},{"$f":"IFERROR(IF(OR(R164=\"\",'Historical scenario - input'!$D149=\"\"),\"\",R164/'Historical scenario - input'!$D149),\"\")","v":""},{"$f":"IFERROR(IF(OR(S164=\"\",'Historical scenario - input'!$D149=\"\"),\"\",S164/'Historical scenario - input'!$D149),\"\")","v":""},{"$f":"IFERROR(IF(OR(T164=\"\",'Historical scenario - input'!$D149=\"\"),\"\",T164/'Historical scenario - input'!$D149),\"\")","v":""},{"$f":"IFERROR(IF(OR(U164=\"\",'Historical scenario - input'!$D149=\"\"),\"\",U164/'Historical scenario - input'!$D149),\"\")","v":""},{"$f":"IFERROR(IF(OR(V164=\"\",'Historical scenario - input'!$D149=\"\"),\"\",V164/'Historical scenario - input'!$D149),\"\")","v":""},{"$f":"IFERROR(IF(OR(W164=\"\",'Historical scenario - input'!$D149=\"\"),\"\",W164/'Historical scenario - input'!$D149),\"\")","v":""}]
[{"$f":"IFERROR('Historical scenario - input'!A150,\"\")","v":""},{"$f":"IFERROR('Historical scenario - input'!B150,\"\")","v":0},{"$f":"IFERROR('Historical scenario - input'!C150,\"\")","v":0},{"$f":"IFERROR(repcalc('Historical scenario - input'!$CV150:$GH150,'Historical scenario - input'!$G150,'Historical scenario - input'!$E150,'Historical scenario - input'!$F150,20,TRUE,TRUE),\"\")","v":""},"","","","","","","","","","","","","","","","","","","",{"$f":"IFERROR(IF(OR(D165=\"\",'Historical scenario - input'!$D150=\"\"),\"\",D165/'Historical scenario - input'!$D150),\"\")","v":""},{"$f":"IFERROR(IF(OR(E165=\"\",'Historical scenario - input'!$D150=\"\"),\"\",E165/'Historical scenario - input'!$D150),\"\")","v":""},{"$f":"IFERROR(IF(OR(F165=\"\",'Historical scenario - input'!$D150=\"\"),\"\",F165/'Historical scenario - input'!$D150),\"\")","v":""},{"$f":"IFERROR(IF(OR(G165=\"\",'Historical scenario - input'!$D150=\"\"),\"\",G165/'Historical scenario - input'!$D150),\"\")","v":""},{"$f":"IFERROR(IF(OR(H165=\"\",'Historical scenario - input'!$D150=\"\"),\"\",H165/'Historical scenario - input'!$D150),\"\")","v":""},{"$f":"IFERROR(IF(OR(I165=\"\",'Historical scenario - input'!$D150=\"\"),\"\",I165/'Historical scenario - input'!$D150),\"\")","v":""},{"$f":"IFERROR(IF(OR(J165=\"\",'Historical scenario - input'!$D150=\"\"),\"\",J165/'Historical scenario - input'!$D150),\"\")","v":""},{"$f":"IFERROR(IF(OR(K165=\"\",'Historical scenario - input'!$D150=\"\"),\"\",K165/'Historical scenario - input'!$D150),\"\")","v":""},{"$f":"IFERROR(IF(OR(L165=\"\",'Historical scenario - input'!$D150=\"\"),\"\",L165/'Historical scenario - input'!$D150),\"\")","v":""},{"$f":"IFERROR(IF(OR(M165=\"\",'Historical scenario - input'!$D150=\"\"),\"\",M165/'Historical scenario - input'!$D150),\"\")","v":""},{"$f":"IFERROR(IF(OR(N165=\"\",'Historical scenario - input'!$D150=\"\"),\"\",N165/'Historical scenario - input'!$D150),\"\")","v":""},{"$f":"IFERROR(IF(OR(O165=\"\",'Historical scenario - input'!$D150=\"\"),\"\",O165/'Historical scenario - input'!$D150),\"\")","v":""},{"$f":"IFERROR(IF(OR(P165=\"\",'Historical scenario - input'!$D150=\"\"),\"\",P165/'Historical scenario - input'!$D150),\"\")","v":""},{"$f":"IFERROR(IF(OR(Q165=\"\",'Historical scenario - input'!$D150=\"\"),\"\",Q165/'Historical scenario - input'!$D150),\"\")","v":""},{"$f":"IFERROR(IF(OR(R165=\"\",'Historical scenario - input'!$D150=\"\"),\"\",R165/'Historical scenario - input'!$D150),\"\")","v":""},{"$f":"IFERROR(IF(OR(S165=\"\",'Historical scenario - input'!$D150=\"\"),\"\",S165/'Historical scenario - input'!$D150),\"\")","v":""},{"$f":"IFERROR(IF(OR(T165=\"\",'Historical scenario - input'!$D150=\"\"),\"\",T165/'Historical scenario - input'!$D150),\"\")","v":""},{"$f":"IFERROR(IF(OR(U165=\"\",'Historical scenario - input'!$D150=\"\"),\"\",U165/'Historical scenario - input'!$D150),\"\")","v":""},{"$f":"IFERROR(IF(OR(V165=\"\",'Historical scenario - input'!$D150=\"\"),\"\",V165/'Historical scenario - input'!$D150),\"\")","v":""},{"$f":"IFERROR(IF(OR(W165=\"\",'Historical scenario - input'!$D150=\"\"),\"\",W165/'Historical scenario - input'!$D150),\"\")","v":""}]
[{"$f":"IFERROR('Historical scenario - input'!A151,\"\")","v":""},{"$f":"IFERROR('Historical scenario - input'!B151,\"\")","v":0},{"$f":"IFERROR('Historical scenario - input'!C151,\"\")","v":0},{"$f":"IFERROR(repcalc('Historical scenario - input'!$CV151:$GH151,'Historical scenario - input'!$G151,'Historical scenario - input'!$E151,'Historical scenario - input'!$F151,20,TRUE,TRUE),\"\")","v":""},"","","","","","","","","","","","","","","","","","","",{"$f":"IFERROR(IF(OR(D166=\"\",'Historical scenario - input'!$D151=\"\"),\"\",D166/'Historical scenario - input'!$D151),\"\")","v":""},{"$f":"IFERROR(IF(OR(E166=\"\",'Historical scenario - input'!$D151=\"\"),\"\",E166/'Historical scenario - input'!$D151),\"\")","v":""},{"$f":"IFERROR(IF(OR(F166=\"\",'Historical scenario - input'!$D151=\"\"),\"\",F166/'Historical scenario - input'!$D151),\"\")","v":""},{"$f":"IFERROR(IF(OR(G166=\"\",'Historical scenario - input'!$D151=\"\"),\"\",G166/'Historical scenario - input'!$D151),\"\")","v":""},{"$f":"IFERROR(IF(OR(H166=\"\",'Historical scenario - input'!$D151=\"\"),\"\",H166/'Historical scenario - input'!$D151),\"\")","v":""},{"$f":"IFERROR(IF(OR(I166=\"\",'Historical scenario - input'!$D151=\"\"),\"\",I166/'Historical scenario - input'!$D151),\"\")","v":""},{"$f":"IFERROR(IF(OR(J166=\"\",'Historical scenario - input'!$D151=\"\"),\"\",J166/'Historical scenario - input'!$D151),\"\")","v":""},{"$f":"IFERROR(IF(OR(K166=\"\",'Historical scenario - input'!$D151=\"\"),\"\",K166/'Historical scenario - input'!$D151),\"\")","v":""},{"$f":"IFERROR(IF(OR(L166=\"\",'Historical scenario - input'!$D151=\"\"),\"\",L166/'Historical scenario - input'!$D151),\"\")","v":""},{"$f":"IFERROR(IF(OR(M166=\"\",'Historical scenario - input'!$D151=\"\"),\"\",M166/'Historical scenario - input'!$D151),\"\")","v":""},{"$f":"IFERROR(IF(OR(N166=\"\",'Historical scenario - input'!$D151=\"\"),\"\",N166/'Historical scenario - input'!$D151),\"\")","v":""},{"$f":"IFERROR(IF(OR(O166=\"\",'Historical scenario - input'!$D151=\"\"),\"\",O166/'Historical scenario - input'!$D151),\"\")","v":""},{"$f":"IFERROR(IF(OR(P166=\"\",'Historical scenario - input'!$D151=\"\"),\"\",P166/'Historical scenario - input'!$D151),\"\")","v":""},{"$f":"IFERROR(IF(OR(Q166=\"\",'Historical scenario - input'!$D151=\"\"),\"\",Q166/'Historical scenario - input'!$D151),\"\")","v":""},{"$f":"IFERROR(IF(OR(R166=\"\",'Historical scenario - input'!$D151=\"\"),\"\",R166/'Historical scenario - input'!$D151),\"\")","v":""},{"$f":"IFERROR(IF(OR(S166=\"\",'Historical scenario - input'!$D151=\"\"),\"\",S166/'Historical scenario - input'!$D151),\"\")","v":""},{"$f":"IFERROR(IF(OR(T166=\"\",'Historical scenario - input'!$D151=\"\"),\"\",T166/'Historical scenario - input'!$D151),\"\")","v":""},{"$f":"IFERROR(IF(OR(U166=\"\",'Historical scenario - input'!$D151=\"\"),\"\",U166/'Historical scenario - input'!$D151),\"\")","v":""},{"$f":"IFERROR(IF(OR(V166=\"\",'Historical scenario - input'!$D151=\"\"),\"\",V166/'Historical scenario - input'!$D151),\"\")","v":""},{"$f":"IFERROR(IF(OR(W166=\"\",'Historical scenario - input'!$D151=\"\"),\"\",W166/'Historical scenario - input'!$D151),\"\")","v":""}]
[{"$f":"IFERROR('Historical scenario - input'!A152,\"\")","v":""},{"$f":"IFERROR('Historical scenario - input'!B152,\"\")","v":0},{"$f":"IFERROR('Historical scenario - input'!C152,\"\")","v":0},{"$f":"IFERROR(repcalc('Historical scenario - input'!$CV152:$GH152,'Historical scenario - input'!$G152,'Historical scenario - input'!$E152,'Historical scenario - input'!$F152,20,TRUE,TRUE),\"\")","v":""},"","","","","","","","","","","","","","","","","","","",{"$f":"IFERROR(IF(OR(D167=\"\",'Historical scenario - input'!$D152=\"\"),\"\",D167/'Historical scenario - input'!$D152),\"\")","v":""},{"$f":"IFERROR(IF(OR(E167=\"\",'Historical scenario - input'!$D152=\"\"),\"\",E167/'Historical scenario - input'!$D152),\"\")","v":""},{"$f":"IFERROR(IF(OR(F167=\"\",'Historical scenario - input'!$D152=\"\"),\"\",F167/'Historical scenario - input'!$D152),\"\")","v":""},{"$f":"IFERROR(IF(OR(G167=\"\",'Historical scenario - input'!$D152=\"\"),\"\",G167/'Historical scenario - input'!$D152),\"\")","v":""},{"$f":"IFERROR(IF(OR(H167=\"\",'Historical scenario - input'!$D152=\"\"),\"\",H167/'Historical scenario - input'!$D152),\"\")","v":""},{"$f":"IFERROR(IF(OR(I167=\"\",'Historical scenario - input'!$D152=\"\"),\"\",I167/'Historical scenario - input'!$D152),\"\")","v":""},{"$f":"IFERROR(IF(OR(J167=\"\",'Historical scenario - input'!$D152=\"\"),\"\",J167/'Historical scenario - input'!$D152),\"\")","v":""},{"$f":"IFERROR(IF(OR(K167=\"\",'Historical scenario - input'!$D152=\"\"),\"\",K167/'Historical scenario - input'!$D152),\"\")","v":""},{"$f":"IFERROR(IF(OR(L167=\"\",'Historical scenario - input'!$D152=\"\"),\"\",L167/'Historical scenario - input'!$D152),\"\")","v":""},{"$f":"IFERROR(IF(OR(M167=\"\",'Historical scenario - input'!$D152=\"\"),\"\",M167/'Historical scenario - input'!$D152),\"\")","v":""},{"$f":"IFERROR(IF(OR(N167=\"\",'Historical scenario - input'!$D152=\"\"),\"\",N167/'Historical scenario - input'!$D152),\"\")","v":""},{"$f":"IFERROR(IF(OR(O167=\"\",'Historical scenario - input'!$D152=\"\"),\"\",O167/'Historical scenario - input'!$D152),\"\")","v":""},{"$f":"IFERROR(IF(OR(P167=\"\",'Historical scenario - input'!$D152=\"\"),\"\",P167/'Historical scenario - input'!$D152),\"\")","v":""},{"$f":"IFERROR(IF(OR(Q167=\"\",'Historical scenario - input'!$D152=\"\"),\"\",Q167/'Historical scenario - input'!$D152),\"\")","v":""},{"$f":"IFERROR(IF(OR(R167=\"\",'Historical scenario - input'!$D152=\"\"),\"\",R167/'Historical scenario - input'!$D152),\"\")","v":""},{"$f":"IFERROR(IF(OR(S167=\"\",'Historical scenario - input'!$D152=\"\"),\"\",S167/'Historical scenario - input'!$D152),\"\")","v":""},{"$f":"IFERROR(IF(OR(T167=\"\",'Historical scenario - input'!$D152=\"\"),\"\",T167/'Historical scenario - input'!$D152),\"\")","v":""},{"$f":"IFERROR(IF(OR(U167=\"\",'Historical scenario - input'!$D152=\"\"),\"\",U167/'Historical scenario - input'!$D152),\"\")","v":""},{"$f":"IFERROR(IF(OR(V167=\"\",'Historical scenario - input'!$D152=\"\"),\"\",V167/'Historical scenario - input'!$D152),\"\")","v":""},{"$f":"IFERROR(IF(OR(W167=\"\",'Historical scenario - input'!$D152=\"\"),\"\",W167/'Historical scenario - input'!$D152),\"\")","v":""}]
[{"$f":"IFERROR('Historical scenario - input'!A153,\"\")","v":""},{"$f":"IFERROR('Historical scenario - input'!B153,\"\")","v":0},{"$f":"IFERROR('Historical scenario - input'!C153,\"\")","v":0},{"$f":"IFERROR(repcalc('Historical scenario - input'!$CV153:$GH153,'Historical scenario - input'!$G153,'Historical scenario - input'!$E153,'Historical scenario - input'!$F153,20,TRUE,TRUE),\"\")","v":""},"","","","","","","","","","","","","","","","","","","",{"$f":"IFERROR(IF(OR(D168=\"\",'Historical scenario - input'!$D153=\"\"),\"\",D168/'Historical scenario - input'!$D153),\"\")","v":""},{"$f":"IFERROR(IF(OR(E168=\"\",'Historical scenario - input'!$D153=\"\"),\"\",E168/'Historical scenario - input'!$D153),\"\")","v":""},{"$f":"IFERROR(IF(OR(F168=\"\",'Historical scenario - input'!$D153=\"\"),\"\",F168/'Historical scenario - input'!$D153),\"\")","v":""},{"$f":"IFERROR(IF(OR(G168=\"\",'Historical scenario - input'!$D153=\"\"),\"\",G168/'Historical scenario - input'!$D153),\"\")","v":""},{"$f":"IFERROR(IF(OR(H168=\"\",'Historical scenario - input'!$D153=\"\"),\"\",H168/'Historical scenario - input'!$D153),\"\")","v":""},{"$f":"IFERROR(IF(OR(I168=\"\",'Historical scenario - input'!$D153=\"\"),\"\",I168/'Historical scenario - input'!$D153),\"\")","v":""},{"$f":"IFERROR(IF(OR(J168=\"\",'Historical scenario - input'!$D153=\"\"),\"\",J168/'Historical scenario - input'!$D153),\"\")","v":""},{"$f":"IFERROR(IF(OR(K168=\"\",'Historical scenario - input'!$D153=\"\"),\"\",K168/'Historical scenario - input'!$D153),\"\")","v":""},{"$f":"IFERROR(IF(OR(L168=\"\",'Historical scenario - input'!$D153=\"\"),\"\",L168/'Historical scenario - input'!$D153),\"\")","v":""},{"$f":"IFERROR(IF(OR(M168=\"\",'Historical scenario - input'!$D153=\"\"),\"\",M168/'Historical scenario - input'!$D153),\"\")","v":""},{"$f":"IFERROR(IF(OR(N168=\"\",'Historical scenario - input'!$D153=\"\"),\"\",N168/'Historical scenario - input'!$D153),\"\")","v":""},{"$f":"IFERROR(IF(OR(O168=\"\",'Historical scenario - input'!$D153=\"\"),\"\",O168/'Historical scenario - input'!$D153),\"\")","v":""},{"$f":"IFERROR(IF(OR(P168=\"\",'Historical scenario - input'!$D153=\"\"),\"\",P168/'Historical scenario - input'!$D153),\"\")","v":""},{"$f":"IFERROR(IF(OR(Q168=\"\",'Historical scenario - input'!$D153=\"\"),\"\",Q168/'Historical scenario - input'!$D153),\"\")","v":""},{"$f":"IFERROR(IF(OR(R168=\"\",'Historical scenario - input'!$D153=\"\"),\"\",R168/'Historical scenario - input'!$D153),\"\")","v":""},{"$f":"IFERROR(IF(OR(S168=\"\",'Historical scenario - input'!$D153=\"\"),\"\",S168/'Historical scenario - input'!$D153),\"\")","v":""},{"$f":"IFERROR(IF(OR(T168=\"\",'Historical scenario - input'!$D153=\"\"),\"\",T168/'Historical scenario - input'!$D153),\"\")","v":""},{"$f":"IFERROR(IF(OR(U168=\"\",'Historical scenario - input'!$D153=\"\"),\"\",U168/'Historical scenario - input'!$D153),\"\")","v":""},{"$f":"IFERROR(IF(OR(V168=\"\",'Historical scenario - input'!$D153=\"\"),\"\",V168/'Historical scenario - input'!$D153),\"\")","v":""},{"$f":"IFERROR(IF(OR(W168=\"\",'Historical scenario - input'!$D153=\"\"),\"\",W168/'Historical scenario - input'!$D153),\"\")","v":""}]
[{"$f":"IFERROR('Historical scenario - input'!A154,\"\")","v":""},{"$f":"IFERROR('Historical scenario - input'!B154,\"\")","v":0},{"$f":"IFERROR('Historical scenario - input'!C154,\"\")","v":0},{"$f":"IFERROR(repcalc('Historical scenario - input'!$CV154:$GH154,'Historical scenario - input'!$G154,'Historical scenario - input'!$E154,'Historical scenario - input'!$F154,20,TRUE,TRUE),\"\")","v":""},"","","","","","","","","","","","","","","","","","","",{"$f":"IFERROR(IF(OR(D169=\"\",'Historical scenario - input'!$D154=\"\"),\"\",D169/'Historical scenario - input'!$D154),\"\")","v":""},{"$f":"IFERROR(IF(OR(E169=\"\",'Historical scenario - input'!$D154=\"\"),\"\",E169/'Historical scenario - input'!$D154),\"\")","v":""},{"$f":"IFERROR(IF(OR(F169=\"\",'Historical scenario - input'!$D154=\"\"),\"\",F169/'Historical scenario - input'!$D154),\"\")","v":""},{"$f":"IFERROR(IF(OR(G169=\"\",'Historical scenario - input'!$D154=\"\"),\"\",G169/'Historical scenario - input'!$D154),\"\")","v":""},{"$f":"IFERROR(IF(OR(H169=\"\",'Historical scenario - input'!$D154=\"\"),\"\",H169/'Historical scenario - input'!$D154),\"\")","v":""},{"$f":"IFERROR(IF(OR(I169=\"\",'Historical scenario - input'!$D154=\"\"),\"\",I169/'Historical scenario - input'!$D154),\"\")","v":""},{"$f":"IFERROR(IF(OR(J169=\"\",'Historical scenario - input'!$D154=\"\"),\"\",J169/'Historical scenario - input'!$D154),\"\")","v":""},{"$f":"IFERROR(IF(OR(K169=\"\",'Historical scenario - input'!$D154=\"\"),\"\",K169/'Historical scenario - input'!$D154),\"\")","v":""},{"$f":"IFERROR(IF(OR(L169=\"\",'Historical scenario - input'!$D154=\"\"),\"\",L169/'Historical scenario - input'!$D154),\"\")","v":""},{"$f":"IFERROR(IF(OR(M169=\"\",'Historical scenario - input'!$D154=\"\"),\"\",M169/'Historical scenario - input'!$D154),\"\")","v":""},{"$f":"IFERROR(IF(OR(N169=\"\",'Historical scenario - input'!$D154=\"\"),\"\",N169/'Historical scenario - input'!$D154),\"\")","v":""},{"$f":"IFERROR(IF(OR(O169=\"\",'Historical scenario - input'!$D154=\"\"),\"\",O169/'Historical scenario - input'!$D154),\"\")","v":""},{"$f":"IFERROR(IF(OR(P169=\"\",'Historical scenario - input'!$D154=\"\"),\"\",P169/'Historical scenario - input'!$D154),\"\")","v":""},{"$f":"IFERROR(IF(OR(Q169=\"\",'Historical scenario - input'!$D154=\"\"),\"\",Q169/'Historical scenario - input'!$D154),\"\")","v":""},{"$f":"IFERROR(IF(OR(R169=\"\",'Historical scenario - input'!$D154=\"\"),\"\",R169/'Historical scenario - input'!$D154),\"\")","v":""},{"$f":"IFERROR(IF(OR(S169=\"\",'Historical scenario - input'!$D154=\"\"),\"\",S169/'Historical scenario - input'!$D154),\"\")","v":""},{"$f":"IFERROR(IF(OR(T169=\"\",'Historical scenario - input'!$D154=\"\"),\"\",T169/'Historical scenario - input'!$D154),\"\")","v":""},{"$f":"IFERROR(IF(OR(U169=\"\",'Historical scenario - input'!$D154=\"\"),\"\",U169/'Historical scenario - input'!$D154),\"\")","v":""},{"$f":"IFERROR(IF(OR(V169=\"\",'Historical scenario - input'!$D154=\"\"),\"\",V169/'Historical scenario - input'!$D154),\"\")","v":""},{"$f":"IFERROR(IF(OR(W169=\"\",'Historical scenario - input'!$D154=\"\"),\"\",W169/'Historical scenario - input'!$D154),\"\")","v":""}]
[{"$f":"IFERROR('Historical scenario - input'!A155,\"\")","v":""},{"$f":"IFERROR('Historical scenario - input'!B155,\"\")","v":0},{"$f":"IFERROR('Historical scenario - input'!C155,\"\")","v":0},{"$f":"IFERROR(repcalc('Historical scenario - input'!$CV155:$GH155,'Historical scenario - input'!$G155,'Historical scenario - input'!$E155,'Historical scenario - input'!$F155,20,TRUE,TRUE),\"\")","v":""},"","","","","","","","","","","","","","","","","","","",{"$f":"IFERROR(IF(OR(D170=\"\",'Historical scenario - input'!$D155=\"\"),\"\",D170/'Historical scenario - input'!$D155),\"\")","v":""},{"$f":"IFERROR(IF(OR(E170=\"\",'Historical scenario - input'!$D155=\"\"),\"\",E170/'Historical scenario - input'!$D155),\"\")","v":""},{"$f":"IFERROR(IF(OR(F170=\"\",'Historical scenario - input'!$D155=\"\"),\"\",F170/'Historical scenario - input'!$D155),\"\")","v":""},{"$f":"IFERROR(IF(OR(G170=\"\",'Historical scenario - input'!$D155=\"\"),\"\",G170/'Historical scenario - input'!$D155),\"\")","v":""},{"$f":"IFERROR(IF(OR(H170=\"\",'Historical scenario - input'!$D155=\"\"),\"\",H170/'Historical scenario - input'!$D155),\"\")","v":""},{"$f":"IFERROR(IF(OR(I170=\"\",'Historical scenario - input'!$D155=\"\"),\"\",I170/'Historical scenario - input'!$D155),\"\")","v":""},{"$f":"IFERROR(IF(OR(J170=\"\",'Historical scenario - input'!$D155=\"\"),\"\",J170/'Historical scenario - input'!$D155),\"\")","v":""},{"$f":"IFERROR(IF(OR(K170=\"\",'Historical scenario - input'!$D155=\"\"),\"\",K170/'Historical scenario - input'!$D155),\"\")","v":""},{"$f":"IFERROR(IF(OR(L170=\"\",'Historical scenario - input'!$D155=\"\"),\"\",L170/'Historical scenario - input'!$D155),\"\")","v":""},{"$f":"IFERROR(IF(OR(M170=\"\",'Historical scenario - input'!$D155=\"\"),\"\",M170/'Historical scenario - input'!$D155),\"\")","v":""},{"$f":"IFERROR(IF(OR(N170=\"\",'Historical scenario - input'!$D155=\"\"),\"\",N170/'Historical scenario - input'!$D155),\"\")","v":""},{"$f":"IFERROR(IF(OR(O170=\"\",'Historical scenario - input'!$D155=\"\"),\"\",O170/'Historical scenario - input'!$D155),\"\")","v":""},{"$f":"IFERROR(IF(OR(P170=\"\",'Historical scenario - input'!$D155=\"\"),\"\",P170/'Historical scenario - input'!$D155),\"\")","v":""},{"$f":"IFERROR(IF(OR(Q170=\"\",'Historical scenario - input'!$D155=\"\"),\"\",Q170/'Historical scenario - input'!$D155),\"\")","v":""},{"$f":"IFERROR(IF(OR(R170=\"\",'Historical scenario - input'!$D155=\"\"),\"\",R170/'Historical scenario - input'!$D155),\"\")","v":""},{"$f":"IFERROR(IF(OR(S170=\"\",'Historical scenario - input'!$D155=\"\"),\"\",S170/'Historical scenario - input'!$D155),\"\")","v":""},{"$f":"IFERROR(IF(OR(T170=\"\",'Historical scenario - input'!$D155=\"\"),\"\",T170/'Historical scenario - input'!$D155),\"\")","v":""},{"$f":"IFERROR(IF(OR(U170=\"\",'Historical scenario - input'!$D155=\"\"),\"\",U170/'Historical scenario - input'!$D155),\"\")","v":""},{"$f":"IFERROR(IF(OR(V170=\"\",'Historical scenario - input'!$D155=\"\"),\"\",V170/'Historical scenario - input'!$D155),\"\")","v":""},{"$f":"IFERROR(IF(OR(W170=\"\",'Historical scenario - input'!$D155=\"\"),\"\",W170/'Historical scenario - input'!$D155),\"\")","v":""}]
[{"$f":"IFERROR('Historical scenario - input'!A156,\"\")","v":""},{"$f":"IFERROR('Historical scenario - input'!B156,\"\")","v":0},{"$f":"IFERROR('Historical scenario - input'!C156,\"\")","v":0},{"$f":"IFERROR(repcalc('Historical scenario - input'!$CV156:$GH156,'Historical scenario - input'!$G156,'Historical scenario - input'!$E156,'Historical scenario - input'!$F156,20,TRUE,TRUE),\"\")","v":""},"","","","","","","","","","","","","","","","","","","",{"$f":"IFERROR(IF(OR(D171=\"\",'Historical scenario - input'!$D156=\"\"),\"\",D171/'Historical scenario - input'!$D156),\"\")","v":""},{"$f":"IFERROR(IF(OR(E171=\"\",'Historical scenario - input'!$D156=\"\"),\"\",E171/'Historical scenario - input'!$D156),\"\")","v":""},{"$f":"IFERROR(IF(OR(F171=\"\",'Historical scenario - input'!$D156=\"\"),\"\",F171/'Historical scenario - input'!$D156),\"\")","v":""},{"$f":"IFERROR(IF(OR(G171=\"\",'Historical scenario - input'!$D156=\"\"),\"\",G171/'Historical scenario - input'!$D156),\"\")","v":""},{"$f":"IFERROR(IF(OR(H171=\"\",'Historical scenario - input'!$D156=\"\"),\"\",H171/'Historical scenario - input'!$D156),\"\")","v":""},{"$f":"IFERROR(IF(OR(I171=\"\",'Historical scenario - input'!$D156=\"\"),\"\",I171/'Historical scenario - input'!$D156),\"\")","v":""},{"$f":"IFERROR(IF(OR(J171=\"\",'Historical scenario - input'!$D156=\"\"),\"\",J171/'Historical scenario - input'!$D156),\"\")","v":""},{"$f":"IFERROR(IF(OR(K171=\"\",'Historical scenario - input'!$D156=\"\"),\"\",K171/'Historical scenario - input'!$D156),\"\")","v":""},{"$f":"IFERROR(IF(OR(L171=\"\",'Historical scenario - input'!$D156=\"\"),\"\",L171/'Historical scenario - input'!$D156),\"\")","v":""},{"$f":"IFERROR(IF(OR(M171=\"\",'Historical scenario - input'!$D156=\"\"),\"\",M171/'Historical scenario - input'!$D156),\"\")","v":""},{"$f":"IFERROR(IF(OR(N171=\"\",'Historical scenario - input'!$D156=\"\"),\"\",N171/'Historical scenario - input'!$D156),\"\")","v":""},{"$f":"IFERROR(IF(OR(O171=\"\",'Historical scenario - input'!$D156=\"\"),\"\",O171/'Historical scenario - input'!$D156),\"\")","v":""},{"$f":"IFERROR(IF(OR(P171=\"\",'Historical scenario - input'!$D156=\"\"),\"\",P171/'Historical scenario - input'!$D156),\"\")","v":""},{"$f":"IFERROR(IF(OR(Q171=\"\",'Historical scenario - input'!$D156=\"\"),\"\",Q171/'Historical scenario - input'!$D156),\"\")","v":""},{"$f":"IFERROR(IF(OR(R171=\"\",'Historical scenario - input'!$D156=\"\"),\"\",R171/'Historical scenario - input'!$D156),\"\")","v":""},{"$f":"IFERROR(IF(OR(S171=\"\",'Historical scenario - input'!$D156=\"\"),\"\",S171/'Historical scenario - input'!$D156),\"\")","v":""},{"$f":"IFERROR(IF(OR(T171=\"\",'Historical scenario - input'!$D156=\"\"),\"\",T171/'Historical scenario - input'!$D156),\"\")","v":""},{"$f":"IFERROR(IF(OR(U171=\"\",'Historical scenario - input'!$D156=\"\"),\"\",U171/'Historical scenario - input'!$D156),\"\")","v":""},{"$f":"IFERROR(IF(OR(V171=\"\",'Historical scenario - input'!$D156=\"\"),\"\",V171/'Historical scenario - input'!$D156),\"\")","v":""},{"$f":"IFERROR(IF(OR(W171=\"\",'Historical scenario - input'!$D156=\"\"),\"\",W171/'Historical scenario - input'!$D156),\"\")","v":""}]
[{"$f":"IFERROR('Historical scenario - input'!A157,\"\")","v":""},{"$f":"IFERROR('Historical scenario - input'!B157,\"\")","v":0},{"$f":"IFERROR('Historical scenario - input'!C157,\"\")","v":0},{"$f":"IFERROR(repcalc('Historical scenario - input'!$CV157:$GH157,'Historical scenario - input'!$G157,'Historical scenario - input'!$E157,'Historical scenario - input'!$F157,20,TRUE,TRUE),\"\")","v":""},"","","","","","","","","","","","","","","","","","","",{"$f":"IFERROR(IF(OR(D172=\"\",'Historical scenario - input'!$D157=\"\"),\"\",D172/'Historical scenario - input'!$D157),\"\")","v":""},{"$f":"IFERROR(IF(OR(E172=\"\",'Historical scenario - input'!$D157=\"\"),\"\",E172/'Historical scenario - input'!$D157),\"\")","v":""},{"$f":"IFERROR(IF(OR(F172=\"\",'Historical scenario - input'!$D157=\"\"),\"\",F172/'Historical scenario - input'!$D157),\"\")","v":""},{"$f":"IFERROR(IF(OR(G172=\"\",'Historical scenario - input'!$D157=\"\"),\"\",G172/'Historical scenario - input'!$D157),\"\")","v":""},{"$f":"IFERROR(IF(OR(H172=\"\",'Historical scenario - input'!$D157=\"\"),\"\",H172/'Historical scenario - input'!$D157),\"\")","v":""},{"$f":"IFERROR(IF(OR(I172=\"\",'Historical scenario - input'!$D157=\"\"),\"\",I172/'Historical scenario - input'!$D157),\"\")","v":""},{"$f":"IFERROR(IF(OR(J172=\"\",'Historical scenario - input'!$D157=\"\"),\"\",J172/'Historical scenario - input'!$D157),\"\")","v":""},{"$f":"IFERROR(IF(OR(K172=\"\",'Historical scenario - input'!$D157=\"\"),\"\",K172/'Historical scenario - input'!$D157),\"\")","v":""},{"$f":"IFERROR(IF(OR(L172=\"\",'Historical scenario - input'!$D157=\"\"),\"\",L172/'Historical scenario - input'!$D157),\"\")","v":""},{"$f":"IFERROR(IF(OR(M172=\"\",'Historical scenario - input'!$D157=\"\"),\"\",M172/'Historical scenario - input'!$D157),\"\")","v":""},{"$f":"IFERROR(IF(OR(N172=\"\",'Historical scenario - input'!$D157=\"\"),\"\",N172/'Historical scenario - input'!$D157),\"\")","v":""},{"$f":"IFERROR(IF(OR(O172=\"\",'Historical scenario - input'!$D157=\"\"),\"\",O172/'Historical scenario - input'!$D157),\"\")","v":""},{"$f":"IFERROR(IF(OR(P172=\"\",'Historical scenario - input'!$D157=\"\"),\"\",P172/'Historical scenario - input'!$D157),\"\")","v":""},{"$f":"IFERROR(IF(OR(Q172=\"\",'Historical scenario - input'!$D157=\"\"),\"\",Q172/'Historical scenario - input'!$D157),\"\")","v":""},{"$f":"IFERROR(IF(OR(R172=\"\",'Historical scenario - input'!$D157=\"\"),\"\",R172/'Historical scenario - input'!$D157),\"\")","v":""},{"$f":"IFERROR(IF(OR(S172=\"\",'Historical scenario - input'!$D157=\"\"),\"\",S172/'Historical scenario - input'!$D157),\"\")","v":""},{"$f":"IFERROR(IF(OR(T172=\"\",'Historical scenario - input'!$D157=\"\"),\"\",T172/'Historical scenario - input'!$D157),\"\")","v":""},{"$f":"IFERROR(IF(OR(U172=\"\",'Historical scenario - input'!$D157=\"\"),\"\",U172/'Historical scenario - input'!$D157),\"\")","v":""},{"$f":"IFERROR(IF(OR(V172=\"\",'Historical scenario - input'!$D157=\"\"),\"\",V172/'Historical scenario - input'!$D157),\"\")","v":""},{"$f":"IFERROR(IF(OR(W172=\"\",'Historical scenario - input'!$D157=\"\"),\"\",W172/'Historical scenario - input'!$D157),\"\")","v":""}]
[{"$f":"IFERROR('Historical scenario - input'!A158,\"\")","v":""},{"$f":"IFERROR('Historical scenario - input'!B158,\"\")","v":0},{"$f":"IFERROR('Historical scenario - input'!C158,\"\")","v":0},{"$f":"IFERROR(repcalc('Historical scenario - input'!$CV158:$GH158,'Historical scenario - input'!$G158,'Historical scenario - input'!$E158,'Historical scenario - input'!$F158,20,TRUE,TRUE),\"\")","v":""},"","","","","","","","","","","","","","","","","","","",{"$f":"IFERROR(IF(OR(D173=\"\",'Historical scenario - input'!$D158=\"\"),\"\",D173/'Historical scenario - input'!$D158),\"\")","v":""},{"$f":"IFERROR(IF(OR(E173=\"\",'Historical scenario - input'!$D158=\"\"),\"\",E173/'Historical scenario - input'!$D158),\"\")","v":""},{"$f":"IFERROR(IF(OR(F173=\"\",'Historical scenario - input'!$D158=\"\"),\"\",F173/'Historical scenario - input'!$D158),\"\")","v":""},{"$f":"IFERROR(IF(OR(G173=\"\",'Historical scenario - input'!$D158=\"\"),\"\",G173/'Historical scenario - input'!$D158),\"\")","v":""},{"$f":"IFERROR(IF(OR(H173=\"\",'Historical scenario - input'!$D158=\"\"),\"\",H173/'Historical scenario - input'!$D158),\"\")","v":""},{"$f":"IFERROR(IF(OR(I173=\"\",'Historical scenario - input'!$D158=\"\"),\"\",I173/'Historical scenario - input'!$D158),\"\")","v":""},{"$f":"IFERROR(IF(OR(J173=\"\",'Historical scenario - input'!$D158=\"\"),\"\",J173/'Historical scenario - input'!$D158),\"\")","v":""},{"$f":"IFERROR(IF(OR(K173=\"\",'Historical scenario - input'!$D158=\"\"),\"\",K173/'Historical scenario - input'!$D158),\"\")","v":""},{"$f":"IFERROR(IF(OR(L173=\"\",'Historical scenario - input'!$D158=\"\"),\"\",L173/'Historical scenario - input'!$D158),\"\")","v":""},{"$f":"IFERROR(IF(OR(M173=\"\",'Historical scenario - input'!$D158=\"\"),\"\",M173/'Historical scenario - input'!$D158),\"\")","v":""},{"$f":"IFERROR(IF(OR(N173=\"\",'Historical scenario - input'!$D158=\"\"),\"\",N173/'Historical scenario - input'!$D158),\"\")","v":""},{"$f":"IFERROR(IF(OR(O173=\"\",'Historical scenario - input'!$D158=\"\"),\"\",O173/'Historical scenario - input'!$D158),\"\")","v":""},{"$f":"IFERROR(IF(OR(P173=\"\",'Historical scenario - input'!$D158=\"\"),\"\",P173/'Historical scenario - input'!$D158),\"\")","v":""},{"$f":"IFERROR(IF(OR(Q173=\"\",'Historical scenario - input'!$D158=\"\"),\"\",Q173/'Historical scenario - input'!$D158),\"\")","v":""},{"$f":"IFERROR(IF(OR(R173=\"\",'Historical scenario - input'!$D158=\"\"),\"\",R173/'Historical scenario - input'!$D158),\"\")","v":""},{"$f":"IFERROR(IF(OR(S173=\"\",'Historical scenario - input'!$D158=\"\"),\"\",S173/'Historical scenario - input'!$D158),\"\")","v":""},{"$f":"IFERROR(IF(OR(T173=\"\",'Historical scenario - input'!$D158=\"\"),\"\",T173/'Historical scenario - input'!$D158),\"\")","v":""},{"$f":"IFERROR(IF(OR(U173=\"\",'Historical scenario - input'!$D158=\"\"),\"\",U173/'Historical scenario - input'!$D158),\"\")","v":""},{"$f":"IFERROR(IF(OR(V173=\"\",'Historical scenario - input'!$D158=\"\"),\"\",V173/'Historical scenario - input'!$D158),\"\")","v":""},{"$f":"IFERROR(IF(OR(W173=\"\",'Historical scenario - input'!$D158=\"\"),\"\",W173/'Historical scenario - input'!$D158),\"\")","v":""}]
[{"$f":"IFERROR('Historical scenario - input'!A159,\"\")","v":""},{"$f":"IFERROR('Historical scenario - input'!B159,\"\")","v":0},{"$f":"IFERROR('Historical scenario - input'!C159,\"\")","v":0},{"$f":"IFERROR(repcalc('Historical scenario - input'!$CV159:$GH159,'Historical scenario - input'!$G159,'Historical scenario - input'!$E159,'Historical scenario - input'!$F159,20,TRUE,TRUE),\"\")","v":""},"","","","","","","","","","","","","","","","","","","",{"$f":"IFERROR(IF(OR(D174=\"\",'Historical scenario - input'!$D159=\"\"),\"\",D174/'Historical scenario - input'!$D159),\"\")","v":""},{"$f":"IFERROR(IF(OR(E174=\"\",'Historical scenario - input'!$D159=\"\"),\"\",E174/'Historical scenario - input'!$D159),\"\")","v":""},{"$f":"IFERROR(IF(OR(F174=\"\",'Historical scenario - input'!$D159=\"\"),\"\",F174/'Historical scenario - input'!$D159),\"\")","v":""},{"$f":"IFERROR(IF(OR(G174=\"\",'Historical scenario - input'!$D159=\"\"),\"\",G174/'Historical scenario - input'!$D159),\"\")","v":""},{"$f":"IFERROR(IF(OR(H174=\"\",'Historical scenario - input'!$D159=\"\"),\"\",H174/'Historical scenario - input'!$D159),\"\")","v":""},{"$f":"IFERROR(IF(OR(I174=\"\",'Historical scenario - input'!$D159=\"\"),\"\",I174/'Historical scenario - input'!$D159),\"\")","v":""},{"$f":"IFERROR(IF(OR(J174=\"\",'Historical scenario - input'!$D159=\"\"),\"\",J174/'Historical scenario - input'!$D159),\"\")","v":""},{"$f":"IFERROR(IF(OR(K174=\"\",'Historical scenario - input'!$D159=\"\"),\"\",K174/'Historical scenario - input'!$D159),\"\")","v":""},{"$f":"IFERROR(IF(OR(L174=\"\",'Historical scenario - input'!$D159=\"\"),\"\",L174/'Historical scenario - input'!$D159),\"\")","v":""},{"$f":"IFERROR(IF(OR(M174=\"\",'Historical scenario - input'!$D159=\"\"),\"\",M174/'Historical scenario - input'!$D159),\"\")","v":""},{"$f":"IFERROR(IF(OR(N174=\"\",'Historical scenario - input'!$D159=\"\"),\"\",N174/'Historical scenario - input'!$D159),\"\")","v":""},{"$f":"IFERROR(IF(OR(O174=\"\",'Historical scenario - input'!$D159=\"\"),\"\",O174/'Historical scenario - input'!$D159),\"\")","v":""},{"$f":"IFERROR(IF(OR(P174=\"\",'Historical scenario - input'!$D159=\"\"),\"\",P174/'Historical scenario - input'!$D159),\"\")","v":""},{"$f":"IFERROR(IF(OR(Q174=\"\",'Historical scenario - input'!$D159=\"\"),\"\",Q174/'Historical scenario - input'!$D159),\"\")","v":""},{"$f":"IFERROR(IF(OR(R174=\"\",'Historical scenario - input'!$D159=\"\"),\"\",R174/'Historical scenario - input'!$D159),\"\")","v":""},{"$f":"IFERROR(IF(OR(S174=\"\",'Historical scenario - input'!$D159=\"\"),\"\",S174/'Historical scenario - input'!$D159),\"\")","v":""},{"$f":"IFERROR(IF(OR(T174=\"\",'Historical scenario - input'!$D159=\"\"),\"\",T174/'Historical scenario - input'!$D159),\"\")","v":""},{"$f":"IFERROR(IF(OR(U174=\"\",'Historical scenario - input'!$D159=\"\"),\"\",U174/'Historical scenario - input'!$D159),\"\")","v":""},{"$f":"IFERROR(IF(OR(V174=\"\",'Historical scenario - input'!$D159=\"\"),\"\",V174/'Historical scenario - input'!$D159),\"\")","v":""},{"$f":"IFERROR(IF(OR(W174=\"\",'Historical scenario - input'!$D159=\"\"),\"\",W174/'Historical scenario - input'!$D159),\"\")","v":""}]
[{"$f":"IFERROR('Historical scenario - input'!A160,\"\")","v":""},{"$f":"IFERROR('Historical scenario - input'!B160,\"\")","v":0},{"$f":"IFERROR('Historical scenario - input'!C160,\"\")","v":0},{"$f":"IFERROR(repcalc('Historical scenario - input'!$CV160:$GH160,'Historical scenario - input'!$G160,'Historical scenario - input'!$E160,'Historical scenario - input'!$F160,20,TRUE,TRUE),\"\")","v":""},"","","","","","","","","","","","","","","","","","","",{"$f":"IFERROR(IF(OR(D175=\"\",'Historical scenario - input'!$D160=\"\"),\"\",D175/'Historical scenario - input'!$D160),\"\")","v":""},{"$f":"IFERROR(IF(OR(E175=\"\",'Historical scenario - input'!$D160=\"\"),\"\",E175/'Historical scenario - input'!$D160),\"\")","v":""},{"$f":"IFERROR(IF(OR(F175=\"\",'Historical scenario - input'!$D160=\"\"),\"\",F175/'Historical scenario - input'!$D160),\"\")","v":""},{"$f":"IFERROR(IF(OR(G175=\"\",'Historical scenario - input'!$D160=\"\"),\"\",G175/'Historical scenario - input'!$D160),\"\")","v":""},{"$f":"IFERROR(IF(OR(H175=\"\",'Historical scenario - input'!$D160=\"\"),\"\",H175/'Historical scenario - input'!$D160),\"\")","v":""},{"$f":"IFERROR(IF(OR(I175=\"\",'Historical scenario - input'!$D160=\"\"),\"\",I175/'Historical scenario - input'!$D160),\"\")","v":""},{"$f":"IFERROR(IF(OR(J175=\"\",'Historical scenario - input'!$D160=\"\"),\"\",J175/'Historical scenario - input'!$D160),\"\")","v":""},{"$f":"IFERROR(IF(OR(K175=\"\",'Historical scenario - input'!$D160=\"\"),\"\",K175/'Historical scenario - input'!$D160),\"\")","v":""},{"$f":"IFERROR(IF(OR(L175=\"\",'Historical scenario - input'!$D160=\"\"),\"\",L175/'Historical scenario - input'!$D160),\"\")","v":""},{"$f":"IFERROR(IF(OR(M175=\"\",'Historical scenario - input'!$D160=\"\"),\"\",M175/'Historical scenario - input'!$D160),\"\")","v":""},{"$f":"IFERROR(IF(OR(N175=\"\",'Historical scenario - input'!$D160=\"\"),\"\",N175/'Historical scenario - input'!$D160),\"\")","v":""},{"$f":"IFERROR(IF(OR(O175=\"\",'Historical scenario - input'!$D160=\"\"),\"\",O175/'Historical scenario - input'!$D160),\"\")","v":""},{"$f":"IFERROR(IF(OR(P175=\"\",'Historical scenario - input'!$D160=\"\"),\"\",P175/'Historical scenario - input'!$D160),\"\")","v":""},{"$f":"IFERROR(IF(OR(Q175=\"\",'Historical scenario - input'!$D160=\"\"),\"\",Q175/'Historical scenario - input'!$D160),\"\")","v":""},{"$f":"IFERROR(IF(OR(R175=\"\",'Historical scenario - input'!$D160=\"\"),\"\",R175/'Historical scenario - input'!$D160),\"\")","v":""},{"$f":"IFERROR(IF(OR(S175=\"\",'Historical scenario - input'!$D160=\"\"),\"\",S175/'Historical scenario - input'!$D160),\"\")","v":""},{"$f":"IFERROR(IF(OR(T175=\"\",'Historical scenario - input'!$D160=\"\"),\"\",T175/'Historical scenario - input'!$D160),\"\")","v":""},{"$f":"IFERROR(IF(OR(U175=\"\",'Historical scenario - input'!$D160=\"\"),\"\",U175/'Historical scenario - input'!$D160),\"\")","v":""},{"$f":"IFERROR(IF(OR(V175=\"\",'Historical scenario - input'!$D160=\"\"),\"\",V175/'Historical scenario - input'!$D160),\"\")","v":""},{"$f":"IFERROR(IF(OR(W175=\"\",'Historical scenario - input'!$D160=\"\"),\"\",W175/'Historical scenario - input'!$D160),\"\")","v":""}]

{"sheet":"Cost scenario - input","index":2,"n_rows":190,"n_cols":193,"rows_kept":190,"cut":false,"hidden":false,"merged":[[2,6,3,6],[2,7,3,8],[2,9,3,9],[1,3,1,5],[2,3,3,3],[2,4,3,4],[2,5,3,5]]}
[null,"Unit cost - comparative"]
[null,"Replacement lives - calibrated",null,"Unit cost"]
[null,null,null,"Historical","NEM median","Forecast","Unit cost","Replacement \nlife",null,"Method","Volume",null,null,null,null,null,null,null,null,null,null,null,null,null,null,null,null,null,null,null,null,null,null,null,null,null,null,null,null,null,null,null,null,null,null,null,null,null,null,null,null,null,null,null,null,null,null,null,null,null,null,null,null,null,null,null,null,null,null,null,null,null,null,null,null,null,null,null,null,null,null,null,null,null,null,null,null,null,null,null,null,null,null,null,null,null,null,null,null,null,null,null,"Replacement Cost (NOT depreciated)"]
[null,null,null,null,null,null,null,null,null,null,"Installation date",null,null,null,null,null,null,null,null,null,null,null,null,null,null,null,null,null,null,null,null,null,null,null,null,null,null,null,null,null,null,null,null,null,null,null,null,null,null,null,null,null,null,null,null,null,null,null,null,null,null,null,null,null,null,null,null,null,null,null,null,null,null,null,null,null,null,null,null,null,null,null,null,null,null,null,null,null,null,null,null,null,null,null,null,null,null,null,null,null,null,null,"Installation date"]
["ID","Asset group","Asset category","$ ('000)","$ ('000)","$ ('000)","$ ('000)","μ","σ","#",2019,2018,2017,2016,2015,2014,2013,2012,2011,2010,2009,2008,2007,2006,2005,2004,2003,2002,2001,2000,1999,1998,1997,1996,1995,1994,1993,1992,1991,1990,1989,1988,1987,1986,1985,1984,1983,1982,1981,1980,1979,1978,1977,1976,1975,1974,1973,1972,1971,1970,1969,1968,1967,1966,1965,1964,1963,1962,1961,1960,1959,1958,1957,1956,1955,1954,1953,1952,1951,1950,1949,1948,1947,1946,1945,1944,1943,1942,1941,1940,1939,1938,1937,1936,1935,1934,1933,1932,1931,1930,1929,null,{"$f":"K5","v":2019},{"$f":"L5","v":2018},2017,2016,2015,2014,2013,2012,2011,2010,2009,2008,2007,2006,2005,2004,2003,2002,2001,2000,1999,1998,1997,1996,1995,1994,1993,1992,1991,1990,1989,1988,1987,1986,1985,1984,1983,1982,1981,1980,1979,1978,1977,1976,1975,1974,1973,1972,1971,1970,1969,1968,1967,1966,1965,1964,1963,1962,1961,1960,1959,1958,1957,1956,1955,{"$f":"BX5","v":1954},1953,1952,1951,1950,1949,1948,1947,1946,1945,1944,1943,1942,1941,1940,1939,1938,1937,1936,1935,1934,1933,1932,1931,1930,1929]
[1,"OVERHEAD CONDUCTORS","˂ = 1 kv",199.42876224662416,81.710362468035612,245.38975851003019,81.710362468035612,101.28379007658168,10.063984801090553,2,23.6,25,19.7,23.1,29.8,78.5,103.1,35.299999999999997,52.8,59.3,60.8,48.1,67.099999999999994,60.5,61.2,51,49.9,42.4,68.099999999999994,61.9,50.5,23.1,30.7,12.8,45.2,64.599999999999994,127.9,111,76,132,273.5,288.2,224.6,395.6,309.10000000000002,278.2,219.4,163.19999999999999,225.9,381.3,163.19999999999999,263.8,192,329.6,283.10000000000002,228.7,310,250.9,186.1,199.6,278.60000000000002,269.3,282.7,188.8,221.9,219.5,126.8,147.69999999999999,130.19999999999999,120.6,97,83,93,19.100000000000001,32.9,23.2,32.200000000000003,42.2,33.1,51.5,18.399999999999999,7.9,4.8,3.2,1,0.9,0.5,4.9000000000000004,21.4,35,23.5,39.299999999999997,9.4,6.1,0,5.2,1.1000000000000001,0.2,0.3,0.9,0,null,{"$f":"IFERROR($G6*K6,\"\")","v":1928.3645542456406},{"$f":"IFERROR($G6*L6,\"\")","v":2042.7590617008902},1609.6941406203016,1887.5093730116228,2434.9688015474612,6414.2634537407957,8424.3383704544704,2884.3757951216567,4314.3071383122797,4845.4244943545118,4967.990038056565,3930.2684347125132,5482.7653216051895,4943.4769293161544,5000.6741830437795,4167.2284858698158,4077.3470871549771,{"$f":"IFERROR($G6*AB6,\"\")","v":3464.5193686447096},5564.4756840732243,5057.8714367714047,4126.3733046357984,1887.5093730116228,2508.5081277686932,1045.8926395908559,3693.3083835552097,5278.4894154351005,10450.755359661754,9069.8502339519528,6209.9875475707067,10785.767845780701,22347.78413500774,23548.926463287862,18352.147410320798,{"$f":"IFERROR($G6*AR6,\"\")","v":32324.619392354889},25256.673038869809,22731.822838607506,17927.253525487013,13335.13115478341,18458.370881529245,31156.161209061978,13335.13115478341,21555.193619067795,15688.389593862838,26931.73546946454,23132.203614700884,18687.159896439742,25330.21236509104,20501.129943230135,15206.298455301427,{"$f":"IFERROR($G6*BH6,\"\")","v":16309.388348619908},22764.506983594725,22004.600612641992,23099.519469713665,15426.916433965125,18131.529431657102,17935.424561733817,10360.873960946916,12068.620536528859,10638.689193338236,9854.2697136450952,7925.9051593994545,6781.9600848469554,7599.0637095273123,1560.6679231394803,2688.2709251983715,{"$f":"IFERROR($G6*BX6,\"\")","v":1895.6804092584262},2631.0736714707468,3448.1772961511028,2704.6129976919788,4208.0836671038342,1503.4706694118552,645.51186349748139,392.20973984657093,261.47315989771397,81.710362468035612,73.539326221232059,40.855181234017806,400.38077609337455,1748.6017568159621,2859.8626863812465,1920.1935179988368,{"$f":"IFERROR($G6*CN6,\"\")","v":3211.2172449937993},768.07740719953483,498.43321105501718,0,424.89388483378519,89.881398714839179,16.342072493607123,24.513108740410683,73.539326221232059,0]
[1,"OVERHEAD CONDUCTORS","˃ 11 kv & < = 22 kv ; multiple-phase",78.501833135869077,75.916238097539804,88.986572483022528,75.916238097539804,80.00276734077157,8.9444266077134067,2,246.3,175.1,213.3,212.1,213,291.3,457.6,158.80000000000001,292.5,285.60000000000002,314,271.2,401.3,350.9,333.8,358.1,375.2,300.7,402.7,386.1,272.7,185.4,230.8,197.1,244.8,347.7,534,392.4,429.7,806.4,830.6,1083.3,746,983.9,1018.7,1105.4000000000001,754.9,629.79999999999995,1001,953.5,269.39999999999998,629.6,840.2,808,597.6,425.9,407.6,378.1,340.8,526,840.8,865.3,890.3,1065.3,1260.4000000000001,1238.4000000000001,540.6,505.9,488.1,432.2,390.6,382.7,349.9,58.4,152.5,101.7,61,87.2,85.6,72.5,49.4,15.1,14.4,11.9,17.2,18.5,3.4,27.3,47.4,119,98.6,172.6,53.8,28.3,1.7,1.6,0.8,2.1,0.4,0.5,0,null,{"$f":"IFERROR($G7*K7,\"\")","v":18698.169443424056},13292.933290879218,16192.933586205241,16101.834100488191,16170.158714775978,22114.400157813347,34739.270553434217,12055.498609889322,22205.499643530391,21681.677600657371,23837.698762627497,20588.483772052794,30465.186348542724,26639.007948426715,25340.840276958788,27185.604862729004,28483.772534196934,22828.012795930219,30571.469081879277,29311.25952946012,20702.358129199103,14074.87054328388,17521.467752912187,14963.090529025096,18584.295086277743,26396.075986514588,40539.271144086255,29789.531829474618,32621.207510512853,61218.854401856093,63056.02736381656,82240.060731064863,56633.513620764694,74693.98666416941,77335.871749963801,83917.809593020502,57309.168139832793,47812.046753830567,75992.154335637344,72386.133026004201,20451.83454347722,47796.863506211062,63784.823249552945,61340.320382812162,45367.543887089785,32332.7258057422,30943.458648557225,28703.9296246798,25872.253943641565,39931.941239305939,63830.372992411467,65690.320825801187,67588.226778239681,80873.568445309153,95684.826498139169,94014.669259993301,41040.318315530021,38406.024853545387,37054.715815409181,32810.998105756706,29652.882600899047,29053.14431992848,26563.091710329176,4433.5083048963243,11577.226309874821,7720.6814145197986,4630.8905239499281,6619.895962105471,6498.4299811494066,5503.9272620716356,3750.2621620184664,1146.335195272851,1093.1938286045731,903.40323336072368,1305.7592952776845,1404.4504048044864,258.11520953163534,2072.5133000628366,3598.4296858233865,9034.0323336072361,7485.3410764174241,13103.14269563537,4084.293609647641,2148.4295381603765,129.05760476581767,121.46598095606369,60.732990478031844,159.4241000048336,30.366495239015922,37.958119048769902,0]
[1,"OVERHEAD CONDUCTORS","˃ 11 kv & < = 22 kv ; swer",16.829444512179634,33.46996881596661,17.704620949122791,16.829444512179634,78.703883912262214,8.8715209469550498,2,25.7,34.799999999999997,177.1,83.4,71.2,93.4,64.2,79,118.2,132.80000000000001,136,107.6,150.19999999999999,135.4,136.9,114.2,111.7,94.9,152.5,138.6,113.1,51.7,68.7,28.6,101.1,149.1,290.7,252.8,174.6,300,620.6,644.4,502.2,893.9,691.2,626.6,495.7,367.2,502.6,853.1,358.5,588.6,429.2,732,630.9,509.3,699.2,564.20000000000005,419.3,445.4,622.29999999999995,603.6,636.1,425.7,497.9,486.6,280.7,323.5,289.2,271.8,216.6,187.1,204.9,43,73.900000000000006,52.3,72.400000000000006,89.7,74.400000000000006,107.5,36.1,19.100000000000001,12.3,8.6999999999999993,9.3000000000000007,3.2,3.2,4.9000000000000004,50.5,105.7,68.7,115.1,21.9,17.3,9.4,12.9,6.1,3.8,1.7,3.3,0,null,432.5167239630166,585.66466902385127,2980.494623107013,1403.5756723157815,1198.25644926719,1571.8701174375778,1080.4503376819325,1329.5261164621911,1989.2403413396328,2234.9502312174554,2288.8044536564303,1810.8482295105287,2527.7825657293811,2278.7067869491225,2303.9509537173922,1921.9225632909142,1879.8489520104652,1597.1142842058473,2566.490288107394,2332.5610093880973,1903.4101743275166,870.08228127968709,1156.1828379867409,481.32211304833754,1701.456840181361,2509.2701767659833,4892.3195196906199,4254.4835726790116,2938.4210118265642,5048.8333536538903,10444.353264258682,10844.894043648555,8451.7470340166128,15043.840449437375,11632.512046818563,10545.329931331758,8342.3556446874445,6179.7720248723617,8458.4788118214838,14357.199113340446,6033.3558576163987,9905.8110398689332,7223.1975846274991,12319.153382915492,10617.696542734131,8571.2360900530875,11767.147602916,9495.1725937717511,7056.5860839569204,7495.8345857248087,10472.963319929386,10158.252707551628,10705.209654197466,7164.2945288348701,8379.3804226142402,8189.2076996266105,4724.0250745688236,5444.3252996901119,4867.0753529223502,4574.2430184104251,3645.2576813381088,3148.7890682288094,3448.3531805456073,723.66611402372428,1243.695949450075,880.17994798699488,1218.4517826818055,1509.6011727425132,1252.1106717061648,1809.1652850593107,607.5429468896848,321.44239018263102,207.0021674998095,146.41616725596282,156.5138339632706,53.85422243897483,53.85422243897483,82.464278109680208,849.88694786507153,1778.8722849373873,1156.1828379867409,1937.0690633518759,368.56483481673399,291.14939006070767,158.19677841448856,217.09983420711728,102.65961152429577,63.95188914628261,28.610055670705378,55.537166890192793,0]
[1,"OVERHEAD CONDUCTORS","> 1 kv & < = 11 kv",199.42876224662416,58.930852846750383,0,0,101.28379007658168,10.063984801090553,2,0,0.2,0,0,2.2999999999999998,0.1,2,0.2,0.4,0.4,0.4,0.4,0.6,0.5,0.5,0.5,0.5,0.4,0.6,0.5,0.4,0.3,0.3,0.3,0.4,0.5,0.9,0.6,0.6,1.1000000000000001,1.1000000000000001,1.5,1.1000000000000001,1.4,1.5,1.6,1.1000000000000001,0.9,1.4,1.4,0.4,0.9,1.2,1.2,0.9,0.7,0.7,0.7,0.6,0.9,1.3,1.4,1.4,1.6,1.9,1.8,0.8,0.8,0.7,0.7,0.7,0.7,0.7,0.3,0.4,0.4,0.3,0.4,0.2,0.1,0,0,0,0,0,0,0,0,0.1,0.2,0.2,0.4,0.1,0.1,0,0,0,0,0,0,0,null,0,0,0,0,0,0,0,0,0,0,0,0,0,0,0,0,0,0,0,0,0,0,0,0,0,0,0,0,0,0,0,0,0,0,0,0,0,0,0,0,0,0,0,0,0,0,0,0,0,0,0,0,0,0,0,0,0,0,0,0,0,0,0,0,0,0,0,0,0,0,0,0,0,0,0,0,0,0,0,0,0,0,0,0,0,0,0,0,0,0,0]
[1,"OVERHEAD CONDUCTORS","> 22 kv & < = 66 kv",97.844324202601726,113.85250597581967,152.3624715441203,97.844324202601726,71.35975097624943,8.4474700932438598,2,48.4,36.4,50.2,61.1,54.3,42,42.1,31.4,57.6,102.8,57.2,53.5,83.5,57.2,44.2,123.8,38.1,38,76.8,29.1,38.700000000000003,5.2,9,6.6,22,45,24.6,13.7,11.7,68.3,90.7,52.5,59.8,41.9,44.4,153,89.7,68.400000000000006,137.4,99.2,13.9,61.1,69.900000000000006,86.3,90.8,46.1,21.9,35,19.399999999999999,78.099999999999994,57.7,10.5,43.8,41.4,30.9,50.3,22.5,16.899999999999999,28.5,8.1,12.6,1.8,51.2,30.4,5,1,5.0999999999999996,1.4,2.6,3,0.4,1.1000000000000001,0.1,0.4,0,0,16.5,4.7,8.6,1.8,0,0,0,0,0,0,0,0,0,0,0,null,4735.6652914059232,3561.5334009747025,4911.7850749706067,5978.2882087789658,5312.9468042012732,4109.4616165092721,4119.2460489295327,3072.3117799616939,5635.8330740698593,10058.396528027457,5596.6953443888187,5234.671344839192,8170.0010709172439,5596.6953443888187,4324.7191297549962,12113.127336282094,3727.8687521191259,3718.0843196988658,7514.4440987598118,2847.2698342957106,3786.5753466406873,508.79048585352899,880.59891782341549,645.77253973717131,2152.5751324572379,4402.9945891170773,2406.9703753840026,1340.4672415756436,1144.7785931704402,6682.7673430376972,8874.4802051759762,5136.8270206365905,5851.0905873155825,4099.6771840890124,4344.2879945955165,14970.181602998064,8776.6358809733756,6692.5517754579587,13443.810145437477,9706.1569608980917,1360.0361064161641,5978.2882087789658,6839.3182617618613,8443.9651786845279,8884.2646375962358,4510.6233457399394,2142.7907000369778,3424.5513470910605,1898.1798895304732,7641.6417202231942,5645.6175064901199,1027.365404127318,4285.5814000739556,4050.7550219877112,3023.3896178603932,4921.5695073908664,2201.4972945585387,1653.5690790239689,2788.5632397741492,792.53902604107395,1232.8384849527818,176.1197835646831,5009.6293991732091,2974.4674557590924,489.22162101300864,97.844324202601726,499.00605343326879,136.98205388364241,254.3952429267645,293.53297260780516,39.137729681040696,107.62875662286191,9.784432420260174,39.137729681040696,0,0,1614.4313493429286,459.86832375222815,841.46118814237479,176.1197835646831,0,0,0,0,0,0,0,0,0,0,0]
[2,"POLES","˂ = 1 kv ; concrete",17.623133137361545,11.128099823622188,16.393972581728171,11.128099823622188,58.077614050298621,7.6208670143428314,2,98,124,180,204,283,329,342,352,235,286,248,163,460,243,85,5,1,4,10,19,81,230,342,145,521,770,1472,1290,883,1192,1984,2104,1507,1404,1444,785,638,91,623,720,9,797,387,255,76,79,380,207,2,3,2,2,0,2,0,0,0,2,0,2,2,2,0,0,0,2,0,0,2,0,0,0,0,0,0,0,0,0,0,0,0,0,0,0,0,0,0,0,0,0,0,null,1090.5537827149744,1379.8843781291514,2003.0579682519938,2270.1323640189262,3149.2522500850791,3661.1448419716999,3805.8101396787883,3917.0911379150102,2615.1034585512143,3182.6365495559457,2759.7687562583028,1813.8802712504166,5118.9259188662063,2704.1282571401916,945.88848500788595,55.640499118110938,11.128099823622188,44.512399294488752,111.28099823622188,211.43389664882156,901.37608571339717,2559.4629594331032,3805.8101396787883,1613.5744744252172,5797.7400081071601,8568.636864189084,16380.562940371861,14355.248772472623,9826.1121442583917,13264.694989757649,22078.150050066422,23413.522028901083,16770.046434198637,15623.852152365553,16068.97614531044,8735.558361543417,7099.727687470956,1012.6570839496191,6932.8061901166229,8012.2318730079751,100.1528984125997,8869.0955594268835,4306.574631741787,2837.6654550236581,845.73558659528624,879.11988606615284,4228.6779329764313,2303.5166634897928,22.256199647244376,33.384299470866566,22.256199647244376,22.256199647244376,0,22.256199647244376,0,0,0,22.256199647244376,0,22.256199647244376,22.256199647244376,22.256199647244376,0,0,0,22.256199647244376,0,0,22.256199647244376,0,0,0,0,0,0,0,0,0,0,0,0,0,0,0,0,0,0,0,0,0,0]
[2,"POLES","˂ = 1 kv ; steel",9.0684548732328469,9.0684548732328469,10.815760078951383,9.0684548732328469,70.435693196705842,8.3925975238126274,2,2,37,5,9,4,8,2,1,3,17,44,4,5,3,7,1,2,10,3,22,49,3,4,5,3,3,2,2,0,2,2,6,2,3,4,3,2,0,2,7,1,1,0,3,37,24,12,20,1,2,6,6,5,5,22,6,5,5,20,13,0,0,0,2,0,0,0,0,0,0,0,0,0,0,0,0,0,0,0,3,0,0,0,0,0,0,0,0,0,0,0,null,18.136909746465694,335.53283030961535,45.342274366164233,81.616093859095628,36.273819492931388,72.547638985862775,18.136909746465694,9.0684548732328469,27.205364619698543,154.16373284495839,399.01201442224527,36.273819492931388,45.342274366164233,27.205364619698543,63.47918411262993,9.0684548732328469,18.136909746465694,90.684548732328466,27.205364619698543,199.50600721112264,444.35428878840952,27.205364619698543,36.273819492931388,45.342274366164233,27.205364619698543,27.205364619698543,18.136909746465694,18.136909746465694,0,18.136909746465694,18.136909746465694,54.410729239397085,18.136909746465694,27.205364619698543,36.273819492931388,27.205364619698543,18.136909746465694,0,18.136909746465694,63.47918411262993,9.0684548732328469,9.0684548732328469,0,27.205364619698543,335.53283030961535,217.64291695758834,108.82145847879417,181.36909746465693,9.0684548732328469,18.136909746465694,54.410729239397085,54.410729239397085,45.342274366164233,45.342274366164233,199.50600721112264,54.410729239397085,45.342274366164233,45.342274366164233,181.36909746465693,117.88991335202701,0,0,0,18.136909746465694,0,0,0,0,0,0,0,0,0,0,0,0,0,0,0,27.205364619698543,0,0,0,0,0,0,0,0,0,0,0]
[2,"POLES","˂ = 1 kv ; wood",5.9886528689380807,4.3897798836331567,10.547747469055762,4.3897798836331567,82.095296903519724,9.0606455014816536,2,192,234,210,189,359,383,425,431,229,401,617,396,452,436,618,582,562,490,746,647,414,56,38,28,22,17,28,38,44,376,1204,1219,1054,3088,2085,2400,1871,1782,1952,3567,1917,2234,1823,3406,3080,2502,3085,2669,2134,2255,3089,3055,3042,2116,2402,2416,1467,1699,1459,1363,1140,1038,1087,271,412,387,410,521,387,692,270,184,131,118,89,32,26,116,345,842,437,752,209,165,64,127,59,25,12,25,0,null,842.83773765756609,1027.2084927701587,921.85377556296294,829.66839800666662,1575.9309782243033,1681.2856954314991,1865.6564505440915,1891.9951298458905,1005.2595933519929,1760.3017333368959,2708.4941882016578,1738.3528339187301,1984.1805074021868,1913.9440292640563,2712.8839680852907,2554.851892274497,2467.056294601834,2150.9921429802466,3274.7757931903348,2840.1875847106526,1817.3688718241269,245.82767348345678,166.81163557805996,122.91383674172839,96.575157439929455,74.626258021763661,122.91383674172839,166.81163557805996,193.15031487985891,1650.5572362460669,5285.2949798943209,5351.1416781488178,4626.8279973493472,13555.640280659189,9152.691057375132,10535.471720719575,8213.2781622776365,7822.5877526342856,8568.8503328519218,15658.344844919469,8415.2080369247615,9806.7682600364715,8002.5687278632449,14951.590283654532,13520.522041590122,10983.229268850158,13542.470941008289,11716.322509416896,9367.7902716731569,9898.9536375927692,13560.030060542822,13410.777544499293,13353.710406012064,9288.7742337677591,10544.251280486842,10605.708198857707,6439.8070892898413,7458.2360222927337,6404.6888502207757,5983.2699813919926,5004.3490673417991,4556.591519211217,4771.690733509241,1189.6303484645855,1808.5893120568605,1698.8448149660317,1799.8097522895944,2287.0753193728747,1698.8448149660317,3037.7276794741447,1185.2405685809524,807.71949858850087,575.06116475594354,517.99402626871245,390.69040964335096,140.47295627626102,114.13427697446207,509.21446650144617,1514.474059853439,3696.1946620191179,1918.3338091476894,3301.1144724921337,917.46399567932974,724.31368079947083,280.94591255252203,557.50204522141087,258.99701313435622,109.74449709082892,52.677358603597881,109.74449709082892,0]
[2,"POLES","˃ 11 kv & < = 22 kv ; concrete",18.118628042684588,12.34058880412428,16.782254183947369,12.34058880412428,52.687752075002628,7.2586329343067506,2,877,1015,1229,1270,1436,1755,2088,1577,1242,1553,1402,1042,2668,1484,471,20,7,16,25,57,612,1390,1971,1769,2102,3119,4377,3557,3428,5827,6289,7280,5412,4693,5143,4785,2023,695,2309,1933,22,1281,666,247,108,53,126,52,3,3,0,0,2,2,0,4,2,2,3,0,0,0,2,0,2,0,0,0,0,0,0,0,0,0,0,0,0,0,2,0,0,0,0,0,0,0,0,0,0,0,0,null,10822.696381216994,12525.697636186145,15166.58364026874,15672.547781237836,17721.085522722467,21657.733351238112,25767.149423011499,19461.10854410399,15327.011294722357,19164.934412805007,17301.505503382243,12858.893533897501,32924.69092940358,18313.433785320431,5812.4173267425358,246.81177608248561,86.384121628869963,197.44942086598849,308.51472010310704,703.41356183508401,7552.4403481240597,17153.418437732751,24323.300532928955,21830.50159449585,25939.917666269237,38490.296480063633,54014.757195651975,43895.474376270067,42303.538420538032,71908.610961632177,77609.962989137595,89839.486494024764,66787.26660792061,57914.383257755246,63467.648219611176,59049.717427734678,24965.011150743419,8576.7092188663755,28494.419548722963,23854.358158372233,271.49295369073417,15808.294258083202,8218.8321435467715,3048.1254346186975,1332.7835908454222,654.05120661858689,1554.9141893196593,641.71061781446258,37.021766412372841,37.021766412372841,0,0,24.681177608248561,24.681177608248561,0,49.362355216497122,24.681177608248561,24.681177608248561,37.021766412372841,0,0,0,24.681177608248561,0,24.681177608248561,0,0,0,0,0,0,0,0,0,0,0,0,0,24.681177608248561,0,0,0,0,0,0,0,0,0,0,0,0]
[2,"POLES","˃ 11 kv & < = 22 kv ; steel",9.0684548732328469,10.15045560150087,"",9.0684548732328469,70.435693196705842,8.3925975238126274,2,0,3,0,0,2,2,0,15,0,0,4,3,8,1,1,0,0,0,0,0,3,2,0,1,1,0,0,6,0,4,5,1,1,0,0,0,1,0,0,4,1,3,0,135,2,4,89,23,87,1,0,0,0,0,3,2,0,4,1,0,0,0,0,0,0,0,0,0,0,0,0,0,0,0,2,0,0,0,0,0,0,0,0,0,0,0,0,0,0,0,0,null,0,27.205364619698543,0,0,18.136909746465694,18.136909746465694,0,136.02682309849271,0,0,36.273819492931388,27.205364619698543,72.547638985862775,9.0684548732328469,9.0684548732328469,0,0,0,0,0,27.205364619698543,18.136909746465694,0,9.0684548732328469,9.0684548732328469,0,0,54.410729239397085,0,36.273819492931388,45.342274366164233,9.0684548732328469,9.0684548732328469,0,0,0,9.0684548732328469,0,0,36.273819492931388,9.0684548732328469,27.205364619698543,0,1224.2414078864344,18.136909746465694,36.273819492931388,807.09248371772333,208.57446208435547,788.95557397125765,9.0684548732328469,0,0,0,0,27.205364619698543,18.136909746465694,0,36.273819492931388,9.0684548732328469,0,0,0,0,0,0,0,0,0,0,0,0,0,0,0,18.136909746465694,0,0,0,0,0,0,0,0,0,0,0,0,0,0,0,0]
[2,"POLES","˃ 11 kv & < = 22 kv ; wood",6.2475936544811486,7.031845558797154,10.705208690298756,6.2475936544811486,78.494549425898455,8.8597149743035448,2,854,1148,1142,1553,1668,1486,1316,1614,1204,1187,1615,1580,1620,1784,2643,3097,2706,2168,3554,3163,1828,354,179,132,195,197,562,154,566,1535,1473,2691,1509,4458,4248,5376,4962,5065,6790,6752,2722,4642,6910,6861,5278,3970,3584,3457,3066,4724,7430,7705,7882,9261,10970,10776,4776,4390,4390,3736,3460,3346,3331,736,1610,1269,900,1075,1041,1100,613,216,162,206,239,196,63,308,552,1501,1190,2320,569,297,130,76,55,29,6,8,0,null,5335.4449809269008,7172.2375153443581,7134.7519534174717,9702.5129454092239,10420.986215674557,9283.9241705589866,8221.8332492971913,10083.616158332574,7522.1027599953031,7415.8936678691234,10089.863751987055,9871.1979740802144,10121.101720259461,11145.707079594369,16512.390028793674,19348.797547928116,16905.988429025987,13544.783042915131,22203.947848026,19761.138729123872,11420.60120039154,2211.6481536863266,1118.3192641521257,824.68236239151156,1218.2807626238239,1230.7759499327863,3511.1476338184057,962.1294227900969,3536.13800843633,9590.0562596285636,9202.7054530507321,16812.274524208769,9427.6188246120528,27851.772511676962,26539.777844235919,33587.063486490653,31000.559713535458,31644.061859947018,42421.160913927,42183.752355056713,17005.949927497688,29001.329744101491,43170.872152464734,42864.740063395162,32974.799308351503,24802.946808290159,22391.375657660436,21597.93126354133,19155.122144639201,29513.632423768944,46419.620852794935,48137.709107777249,49243.533184620414,57858.96483414992,68536.102389658205,67324.069220688863,29838.507293801966,27426.936143172243,27426.936143172243,23341.009893141571,21616.674044504773,20904.448367893921,20810.734463076707,4598.2289296981253,10058.62578371465,7928.1963475365774,5622.8342890330341,6716.1631785672344,6503.7449943148758,6872.3530199292636,3829.7749101969439,1349.4802293679281,1012.1101720259461,1287.0042928231167,1493.1748834209945,1224.5283562783052,393.59840023231237,1924.2588455801938,3448.671697273594,9377.6380753762041,7434.6364488325671,14494.417278396264,3554.8807893997737,1855.535315380901,812.18717508254929,474.81711774056731,343.61765099646317,181.18021597995332,37.485561926886888,49.980749235849188,0]
[2,"POLES","> 1 kv & < = 11 kv ; concrete",18.118628042684588,11.101511926289906,"",11.101511926289906,52.687752075002628,7.2586329343067506,2,0,1,1,0,0,0,0,0,0,0,0,0,0,0,0,0,0,0,0,0,0,14,6,4,5,3,4,2,3,4,3,2,1,1,1,6,2,1,0,0,0,0,0,0,0,0,0,0,0,0,0,0,0,0,0,0,0,0,0,0,0,0,0,0,0,0,0,0,0,0,0,0,0,0,0,0,0,0,0,0,0,0,0,0,0,0,0,0,0,0,0,null,0,11.101511926289906,11.101511926289906,0,0,0,0,0,0,0,0,0,0,0,0,0,0,0,0,0,0,155.42116696805869,66.609071557739441,44.406047705159622,55.507559631449524,33.30453577886972,44.406047705159622,22.203023852579811,33.30453577886972,44.406047705159622,33.30453577886972,22.203023852579811,11.101511926289906,11.101511926289906,11.101511926289906,66.609071557739441,22.203023852579811,11.101511926289906,0,0,0,0,0,0,0,0,0,0,0,0,0,0,0,0,0,0,0,0,0,0,0,0,0,0,0,0,0,0,0,0,0,0,0,0,0,0,0,0,0,0,0,0,0,0,0,0,0,0,0,0,0]
[2,"POLES","> 1 kv & < = 11 kv ; wood",5.9455240360853381,6.1248073868550463,10.182581795259793,5.9455240360853381,74.23730404346999,8.6161072441950246,2,3,9,4,3,33,3,7,7,4,2,5,12,6,10,3,13,5,8,5,9,1,2,2,8,3,0,9,0,5,30,13,7,7,4,20,23,21,3,4,15,7,30,10,3,9,12,7,20,9,23,10,20,14,31,22,2,10,16,19,10,21,8,3,0,0,5,1,0,0,3,0,0,0,0,0,0,0,0,6,1,2,2,0,0,0,0,0,0,0,0,0,null,17.836572108256014,53.509716324768043,23.782096144341352,17.836572108256014,196.20229319081616,17.836572108256014,41.618668252597367,41.618668252597367,23.782096144341352,11.891048072170676,29.72762018042669,71.346288433024057,35.673144216512028,59.455240360853381,17.836572108256014,77.291812469109402,29.72762018042669,47.564192288682705,29.72762018042669,53.509716324768043,5.9455240360853381,11.891048072170676,11.891048072170676,47.564192288682705,17.836572108256014,0,53.509716324768043,0,29.72762018042669,178.36572108256013,77.291812469109402,41.618668252597367,41.618668252597367,23.782096144341352,118.91048072170676,136.74705282996277,124.85600475779211,17.836572108256014,23.782096144341352,89.182860541280064,41.618668252597367,178.36572108256013,59.455240360853381,17.836572108256014,53.509716324768043,71.346288433024057,41.618668252597367,118.91048072170676,53.509716324768043,136.74705282996277,59.455240360853381,118.91048072170676,83.237336505194733,184.31124511864547,130.80152879387742,11.891048072170676,59.455240360853381,95.128384577365409,112.96495668562142,59.455240360853381,124.85600475779211,47.564192288682705,17.836572108256014,0,0,29.72762018042669,5.9455240360853381,0,0,17.836572108256014,0,0,0,0,0,0,0,0,35.673144216512028,5.9455240360853381,11.891048072170676,11.891048072170676,0,0,0,0,0,0,0,0,0]
[2,"POLES","> 22 kv & < = 66 kv ; concrete",23.644268119655464,19.73151047820069,18.600888026486192,18.600888026486192,56.52271194379005,7.5181588134190172,2,30,233,158,29,117,68,44,107,262,494,296,209,215,30,116,126,5,1,1,12,16,23,69,40,167,366,146,111,71,265,593,359,441,303,277,987,664,479,851,710,25,537,199,38,9,9,18,28,0,2,0,0,0,0,1,0,0,0,0,0,0,0,0,0,0,0,0,0,0,0,0,0,0,0,0,0,0,0,0,0,0,0,0,0,0,0,0,0,0,0,0,null,558.02664079458577,4334.0069101712825,2938.9403081848182,539.42575276809953,2176.3038990988844,1264.8603858010611,818.43907316539241,1990.2950188340226,4873.4326629393827,9188.8386850841798,5505.8628558399132,3887.5855975356144,3999.1909256945314,558.02664079458577,2157.7030110723981,2343.7118913372601,93.004440132430958,18.600888026486192,18.600888026486192,223.21065631783432,297.61420842377908,427.8204246091824,1283.4612738275473,744.03552105944766,3106.3483004231939,6807.9250176939468,2715.7296518669841,2064.6985709399673,1320.6630498805196,4929.2353270188405,11030.326599706312,6677.718801508543,8202.9916196804115,5636.069072025316,5152.4459833366755,18359.076482141871,12350.989649586832,8909.8253646868852,15829.35571053975,13206.630498805196,465.02220066215483,9988.6768702230856,3701.5767172707524,706.83374500647528,167.40799223837573,167.40799223837573,334.81598447675145,520.8248647416134,0,37.201776052972384,0,0,0,0,18.600888026486192,0,0,0,0,0,0,0,0,0,0,0,0,0,0,0,0,0,0,0,0,0,0,0,0,0,0,0,0,0,0,0,0,0,0,0,0]
[2,"POLES","> 22 kv & < = 66 kv ; steel",9.0684548732328469,20.712178089791255,"",9.0684548732328469,70.435693196705842,8.3925975238126274,2,0,0,0,0,0,0,0,0,0,0,6,0,0,2,0,1,0,7,8,8,4,3,1,0,1,1,0,1,0,0,0,0,0,0,2,0,0,0,0,2,0,0,0,2,0,19,1,0,0,2,0,0,0,10,0,0,1,0,2,1,0,2,0,0,0,1,0,0,0,3,0,0,0,0,0,0,0,0,0,0,0,0,0,0,0,0,0,0,0,0,0,null,0,0,0,0,0,0,0,0,0,0,54.410729239397085,0,0,18.136909746465694,0,9.0684548732328469,0,63.47918411262993,72.547638985862775,72.547638985862775,36.273819492931388,27.205364619698543,9.0684548732328469,0,9.0684548732328469,9.0684548732328469,0,9.0684548732328469,0,0,0,0,0,0,18.136909746465694,0,0,0,0,18.136909746465694,0,0,0,18.136909746465694,0,172.30064259142409,9.0684548732328469,0,0,18.136909746465694,0,0,0,90.684548732328466,0,0,9.0684548732328469,0,18.136909746465694,9.0684548732328469,0,18.136909746465694,0,0,0,9.0684548732328469,0,0,0,27.205364619698543,0,0,0,0,0,0,0,0,0,0,0,0,0,0,0,0,0,0,0,0,0]
[2,"POLES","> 22 kv & < = 66 kv ; wood",7.9069712680893618,8.2704443687302955,13.283804517906628,7.9069712680893618,80.254826764616283,8.9585058332635068,2,77,243,356,444,610,154,282,502,316,325,83,319,176,354,147,621,266,252,327,270,280,29,12,15,24,11,40,7,34,258,175,52,41,45,88,267,124,120,315,191,118,50,370,676,792,378,203,318,210,714,524,156,412,367,286,455,240,172,268,120,143,31,401,288,57,22,57,26,44,30,19,20,6,5,4,1,198,32,167,57,18,17,0,1,46,24,1,0,0,2,0,null,608.83678764288084,1921.3940181457149,2814.8817714398128,3510.6952430316765,4823.2524735345105,1217.6735752857617,2229.7658976011999,3969.2995765808596,2498.6029207162383,2569.7656621290425,656.27861525141702,2522.3238345205064,1391.6269431837277,2799.0678289036341,1162.3247764091361,4910.2291574834935,{"$f":"IFERROR($G21*AA21,\"\")","v":2103.25435731177},1992.5567595585192,2585.5796046652213,2134.8822423841275,2213.9519550650211,229.30216677459148,94.883655217072345,118.60456902134042,189.76731043414469,86.976683948982981,316.27885072357446,55.34879887662553,268.83702311503828,2039.9985871670553,1383.7199719156383,411.16250594064684,{"$f":"IFERROR($G21*AQ21,\"\")","v":324.18582199166383},355.81370706402129,695.81347159186384,2111.1613285798594,980.46443724308085,948.83655217072339,2490.6959494481489,1510.2315122050682,933.02260963454466,395.34856340446811,2925.5793691930639,5345.1125772284086,6262.3212443267748,2988.8351393377789,1605.1151674221405,2514.416863252417,{"$f":"IFERROR($G21*BG21,\"\")","v":1660.4639662987661},5645.5774854158044,4143.2529444788252,1233.4875178219404,3257.6721624528172,2901.8584553887958,2261.3937826735573,3597.6719269806595,1897.6731043414468,1359.9990581113702,2119.0682998479488,948.83655217072339,1130.6968913367787,245.11610931077021,3170.6954785038342,2277.2077252097361,{"$f":"IFERROR($G21*BW21,\"\")","v":450.6973622810936},173.95336789796596,450.6973622810936,205.58125297032342,347.90673579593192,237.20913804268085,150.23245409369787,158.13942536178723,47.441827608536173,39.534856340446808,31.627885072357447,7.9069712680893618,1565.5803110816937,253.02308057885958,1320.4642017709234,450.6973622810936,{"$f":"IFERROR($G21*CM21,\"\")","v":142.3254828256085},134.41851155751914,0,7.9069712680893618,363.72067833211065,189.76731043414469,7.9069712680893618,0,0,15.813942536178724,0]
[2,"POLES","staking of a wooden pole",11.194569106323003,9.8296272019812889,null,9.8296272019812889,34.442268537263161,5.8687535761235674,2,53,344,626,666,852,1245,1246,1071,784,749,486,656,985,814,897,613,553,510,335,192,210,152,1568,1395,731,632,446,530,885,992,0,0,0,0,0,0,0,0,0,0,0,0,0,0,0,0,0,0,0,0,0,0,0,0,0,0,0,0,0,0,0,0,0,0,0,0,0,0,0,0,0,0,0,0,0,0,0,0,0,0,0,0,0,0,0,0,0,0,0,0,0,null,520.97024170500833,3381.3917574815632,6153.3466284402866,6546.5317165195383,8374.8423760880578,12237.885866466704,12247.715493668686,10527.530733321961,7706.4277263533304,7362.3907742839856,4777.1988201629065,6448.2354444997254,9682.1827939515697,8001.3165424127692,8817.1756001772155,6025.5614748145299,5435.7838426956532,5013.1098730104577,3292.9251126637319,1887.2884227804075,2064.2217124160707,1494.103334701156,15412.855452706661,13712.329946763897,7185.457484648322,6212.3243916521742,4384.0137320836548,5209.7024170500836,8699.2200737534404,9750.9901843654388,0,0,0,0,0,0,0,0,0,0,0,0,0,0,0,0,0,0,0,0,0,0,0,0,0,0,0,0,0,0,0,0,0,0,0,0,0,0,0,0,0,0,0,0,0,0,0,0,0,0,0,0,0,0,0,0,0,0,0,0,0]
[4,"SWITCHGEAR","˂ = 11 kv ; circuit breaker",29.349457850034931,104.8156265294694,"",29.349457850034931,51.629817930962552,7.1853891982941711,2,0,0,1,0,0,1,1,0,3,0,0,0,0,0,0,0,0,0,0,0,0,0,0,0,0,2,0,0,0,1,1,2,2,0,0,18,0,0,0,0,0,1,0,0,0,0,0,0,0,0,0,0,0,0,0,8,0,1,0,1,0,12,0,0,0,0,0,0,0,0,0,0,0,0,0,0,0,0,0,0,0,0,0,0,0,0,0,0,0,0,0,null,0,0,29.349457850034931,0,0,29.349457850034931,29.349457850034931,0,88.048373550104799,0,0,0,0,0,0,0,0,0,0,0,0,0,0,0,0,58.698915700069861,0,0,0,29.349457850034931,29.349457850034931,58.698915700069861,58.698915700069861,0,0,528.29024130062874,0,0,0,0,0,29.349457850034931,0,0,0,0,0,0,0,0,0,0,0,0,0,234.79566280027944,0,29.349457850034931,0,29.349457850034931,0,352.1934942004192,0,0,0,0,0,0,0,0,0,0,0,0,0,0,0,0,0,0,0,0,0,0,0,0,0,0,0,0,0]
[4,"SWITCHGEAR","˂ = 11 kv ; switch",17.06051861192633,13.522586701221076,"",13.522586701221076,54.424867958037204,7.3773211911938068,2,3,3,12,2,4,3,5,3,4,4,7,2,8,0,7,0,0,1,3,1,3,0,0,0,0,0,0,0,0,0,3,0,2,0,1,3,1,0,2,0,2,5,0,3,2,0,0,0,0,1,5,2,2,1,2,0,1,3,0,1,2,1,0,0,1,0,0,0,0,1,0,0,0,0,0,0,0,0,0,0,0,0,0,0,0,0,0,0,0,0,0,null,40.567760103663232,40.567760103663232,162.27104041465293,27.045173402442153,54.090346804884305,40.567760103663232,67.612933506105378,40.567760103663232,54.090346804884305,54.090346804884305,94.658106908547538,27.045173402442153,108.18069360976861,0,94.658106908547538,0,0,13.522586701221076,40.567760103663232,13.522586701221076,40.567760103663232,0,0,0,0,0,0,0,0,0,40.567760103663232,0,27.045173402442153,0,13.522586701221076,40.567760103663232,13.522586701221076,0,27.045173402442153,0,27.045173402442153,67.612933506105378,0,40.567760103663232,27.045173402442153,0,0,0,0,13.522586701221076,67.612933506105378,27.045173402442153,27.045173402442153,13.522586701221076,27.045173402442153,0,13.522586701221076,40.567760103663232,0,13.522586701221076,27.045173402442153,13.522586701221076,0,0,13.522586701221076,0,0,0,0,13.522586701221076,0,0,0,0,0,0,0,0,0,0,0,0,0,0,0,0,0,0,0,0,0]
[4,"SWITCHGEAR","> 11 kv & < = 22 kv ; circuit breaker",29.349457850034931,79.028576136292443,147.8185744294363,29.349457850034931,51.629817930962552,7.1853891982941711,2,114,21,34,21,143,21,18,47,20,17,19,25,23,23,13,19,13,9,12,5,4,0,1,1,0,0,0,0,1,0,6,0,19,5,14,0,2,0,17,2,24,64,0,38,23,0,0,0,0,2,47,19,28,10,20,3,11,24,1,7,26,10,0,0,6,0,0,5,0,3,0,0,0,0,0,0,0,0,0,0,0,0,0,0,0,0,0,0,0,0,0,null,3345.8381949039822,616.33861485073351,997.88156690118763,616.33861485073351,4196.972472554995,616.33861485073351,528.29024130062874,1379.4245189516416,586.98915700069858,498.94078345059381,557.63969915066366,733.73644625087331,675.03753055080335,675.03753055080335,381.54295205045412,557.63969915066366,381.54295205045412,264.14512065031437,352.1934942004192,146.74728925017465,117.39783140013972,0,29.349457850034931,29.349457850034931,0,0,0,0,29.349457850034931,0,176.0967471002096,0,557.63969915066366,146.74728925017465,410.89240990048904,0,58.698915700069861,0,498.94078345059381,58.698915700069861,704.38698840083839,1878.3653024022356,0,1115.2793983013273,675.03753055080335,0,0,0,0,58.698915700069861,1379.4245189516416,557.63969915066366,821.78481980097808,293.49457850034929,586.98915700069858,88.048373550104799,322.84403635038421,704.38698840083839,29.349457850034931,205.44620495024452,763.08590410090824,293.49457850034929,0,0,176.0967471002096,0,0,146.74728925017465,0,88.048373550104799,0,0,0,0,0,0,0,0,0,0,0,0,0,0,0,0,0,0,0,0,0]
[4,"SWITCHGEAR","> 11 kv & < = 22 kv ; switch",18.884238463616008,14.624868252382221,17.158359524639891,14.624868252382221,76.540633689872251,8.7487504073365958,2,1371,1382,915,767,718,575,822,829,660,667,714,683,524,491,459,348,219,196,269,105,122,39,34,41,26,15,13,14,28,17,81,14,194,34,120,33,73,26,206,53,247,637,11,392,236,11,17,11,12,104,466,195,277,101,238,33,113,321,23,89,257,101,11,11,100,11,11,33,11,111,11,11,11,22,11,11,11,11,11,11,11,11,11,11,11,11,11,11,11,11,187,null,20050.694374016024,20211.567924792231,13381.754450929733,11217.273949577164,10500.655405210435,8409.299245119777,12021.641703458186,12124.015781224862,9652.4130465722665,9754.7871243389418,10442.155932200905,9988.7850163770563,7663.430964248284,7180.8103119196703,6712.8145278434395,5089.4541518290125,3202.8461472717063,2866.4741774669155,3934.0895598908173,1535.6111665001333,1784.2339267906309,570.36986184290663,497.2455205809955,599.61959834767106,380.24657456193773,219.37302378573332,190.12328728096887,204.74815553335111,409.49631106670222,248.62276029049775,1184.61432844296,204.74815553335111,2837.2244409621508,497.2455205809955,1754.9841902858666,482.62065232861329,1067.6153824239022,380.24657456193773,3012.7228599907376,775.11801737625774,3612.3424583384085,9316.0410767674748,160.87355077620444,5732.9483549338311,3451.4689075622041,160.87355077620444,248.62276029049775,160.87355077620444,175.49841902858665,1520.9862982477509,6815.1886056101148,2851.8493092145332,4051.088505909875,1477.1116934906042,3480.7186440669684,482.62065232861329,1652.610112519191,4694.5827090146931,336.37196980479109,1301.6132744620177,3758.591140862231,1477.1116934906042,160.87355077620444,160.87355077620444,1462.4868252382221,160.87355077620444,160.87355077620444,482.62065232861329,160.87355077620444,1623.3603760144265,160.87355077620444,160.87355077620444,160.87355077620444,321.74710155240888,160.87355077620444,160.87355077620444,160.87355077620444,160.87355077620444,160.87355077620444,160.87355077620444,160.87355077620444,160.87355077620444,160.87355077620444,160.87355077620444,160.87355077620444,160.87355077620444,160.87355077620444,160.87355077620444,160.87355077620444,160.87355077620444,2734.8503631954754]
[4,"SWITCHGEAR","> 33 kv & < = 66 kv ; circuit breaker",29.349457850034931,158.1055466244774,457.37894939184019,29.349457850034931,51.629817930962552,7.1853891982941711,2,0,6,8,1,9,4,9,2,6,9,8,5,3,2,5,8,5,2,3,2,1,1,0,0,0,0,0,0,0,0,2,0,0,2,0,4,2,14,0,0,0,0,22,0,15,0,0,0,0,0,5,0,6,0,4,5,9,6,0,5,0,0,0,0,0,0,0,0,0,0,0,0,0,0,0,0,0,0,0,0,0,0,0,0,0,0,0,0,0,0,0,null,0,176.0967471002096,234.79566280027944,29.349457850034931,264.14512065031437,117.39783140013972,264.14512065031437,58.698915700069861,176.0967471002096,264.14512065031437,234.79566280027944,146.74728925017465,88.048373550104799,58.698915700069861,146.74728925017465,234.79566280027944,146.74728925017465,58.698915700069861,88.048373550104799,58.698915700069861,29.349457850034931,29.349457850034931,0,0,0,0,0,0,0,0,58.698915700069861,0,0,58.698915700069861,0,117.39783140013972,58.698915700069861,410.89240990048904,0,0,0,0,645.68807270076843,0,440.24186775052397,0,0,0,0,0,146.74728925017465,0,176.0967471002096,0,117.39783140013972,146.74728925017465,264.14512065031437,176.0967471002096,0,146.74728925017465,0,0,0,0,0,0,0,0,0,0,0,0,0,0,0,0,0,0,0,0,0,0,0,0,0,0,0,0,0,0,0]
[4,"SWITCHGEAR","> 33 kv & < = 66 kv ; switch",29.349457850034931,40.152781354391195,"",29.349457850034931,76.540633689872251,8.7487504073365958,2,5,13,19,7,6,3,2,13,8,3,9,6,7,5,4,3,1,7,14,3,4,9,1,1,0,0,0,0,1,0,3,0,7,1,4,0,4,0,7,2,9,24,1,15,9,1,1,0,0,4,18,7,11,4,13,6,4,12,4,3,10,4,0,0,4,0,0,1,0,4,0,0,0,1,0,0,0,0,0,0,0,0,0,0,0,0,0,0,0,0,0,null,146.74728925017465,381.54295205045412,557.63969915066366,205.44620495024452,176.0967471002096,88.048373550104799,58.698915700069861,381.54295205045412,234.79566280027944,88.048373550104799,264.14512065031437,176.0967471002096,205.44620495024452,146.74728925017465,117.39783140013972,88.048373550104799,29.349457850034931,205.44620495024452,410.89240990048904,88.048373550104799,117.39783140013972,264.14512065031437,29.349457850034931,29.349457850034931,0,0,0,0,29.349457850034931,0,88.048373550104799,0,205.44620495024452,29.349457850034931,117.39783140013972,0,117.39783140013972,0,205.44620495024452,58.698915700069861,264.14512065031437,704.38698840083839,29.349457850034931,440.24186775052397,264.14512065031437,29.349457850034931,29.349457850034931,0,0,117.39783140013972,528.29024130062874,205.44620495024452,322.84403635038421,117.39783140013972,381.54295205045412,176.0967471002096,117.39783140013972,352.1934942004192,117.39783140013972,88.048373550104799,293.49457850034929,117.39783140013972,0,0,117.39783140013972,0,0,29.349457850034931,0,117.39783140013972,0,0,0,29.349457850034931,0,0,0,0,0,0,0,0,0,0,0,0,0,0,0,0,0]
["","TRANSFORMERS","ground outdoor / indoor chamber mounted ; ˂ 22 kv ; < = 60 kva ; multiple phase",36.50311964218929,"","","",71.549139135763582,8.4586724215897835,2,1,0,0,0,1,0,0,0,0,0,0,1,1,1,1,0,0,0,0,0,0,0,0,0,0,0,0,0,1,1,1,1,1,1,1,1,0,0,1,1,1,0,0,1,0,0,0,0,0,0,0,0,0,0,0,0,0,0,0,0,0,0,0,0,0,0,0,0,0,0,0,0,0,0,0,0,0,0,0,0,0,0,0,0,0,0,0,0,0,0,0,null,"","","","","","","","","","","","","","","","","","","","","","","","","","","","","","","","","","","","","","","","","","","","","","","","","","","","","","","","","","","","","","","","","","","","","","","","","","","","","","","","","","","","","","","","","","",""]
["","TRANSFORMERS","ground outdoor / indoor chamber mounted ; ˂ 22 kv ; < = 60 kva ; single phase",36.50311964218929,"","","",71.549139135763582,8.4586724215897835,2,1,0,0,0,0,0,0,0,0,0,0,0,0,0,0,0,0,0,0,0,0,0,0,0,0,0,0,0,0,0,1,1,1,0,1,0,0,0,0,0,0,0,0,0,0,0,0,0,0,0,0,0,0,0,0,0,0,0,0,0,0,0,0,0,0,0,0,0,0,0,0,0,0,0,0,0,0,0,0,0,0,0,0,0,0,0,0,0,0,0,0,null,"","","","","","","","","","","","","","","","","","","","","","","","","","","","","","","","","","","","","","","","","","","","","","","","","","","","","","","","","","","","","","","","","","","","","","","","","","","","","","","","","","","","","","","","","","",""]
[5,"TRANSFORMERS","ground outdoor / indoor chamber mounted ; ˂ 22 kv ; > 60 kva and < = 600 kva ; multiple phase",36.50311964218929,76.0141327424314,57.158862585252059,36.50311964218929,71.549139135763582,8.4586724215897835,2,3,5,5,4,6,5,5,5,5,5,6,6,10,9,7,6,6,6,6,5,6,6,5,5,5,6,6,6,7,8,9,10,9,8,9,7,6,6,7,7,7,5,5,8,3,2,3,2,2,4,4,4,5,5,5,4,3,2,2,2,1,1,1,1,0,0,0,0,0,0,0,0,0,0,0,0,0,0,0,0,0,0,0,0,0,0,0,0,0,0,0,null,109.50935892656787,182.51559821094645,182.51559821094645,146.01247856875716,219.01871785313574,182.51559821094645,182.51559821094645,182.51559821094645,182.51559821094645,182.51559821094645,219.01871785313574,219.01871785313574,365.0311964218929,328.52807677970361,255.52183749532503,219.01871785313574,219.01871785313574,219.01871785313574,219.01871785313574,182.51559821094645,219.01871785313574,219.01871785313574,182.51559821094645,182.51559821094645,182.51559821094645,219.01871785313574,219.01871785313574,219.01871785313574,255.52183749532503,292.02495713751432,328.52807677970361,365.0311964218929,328.52807677970361,292.02495713751432,328.52807677970361,255.52183749532503,219.01871785313574,219.01871785313574,255.52183749532503,255.52183749532503,255.52183749532503,182.51559821094645,182.51559821094645,292.02495713751432,109.50935892656787,73.00623928437858,109.50935892656787,73.00623928437858,73.00623928437858,146.01247856875716,146.01247856875716,146.01247856875716,182.51559821094645,182.51559821094645,182.51559821094645,146.01247856875716,109.50935892656787,73.00623928437858,73.00623928437858,73.00623928437858,36.50311964218929,36.50311964218929,36.50311964218929,36.50311964218929,0,0,0,0,0,0,0,0,0,0,0,0,0,0,0,0,0,0,0,0,0,0,{"$f":"IFERROR($G31*CS31,\"\")","v":0},0,0,0,0]
["","TRANSFORMERS","ground outdoor / indoor chamber mounted ; ˂ 22 kv ; > 60 kva and < = 600 kva ; single phase",49.506296257890433,"","","",63.200399543889674,7.9498678947445205,2,0,0,0,0,0,0,0,0,0,0,0,0,0,0,0,0,0,0,0,0,0,0,0,0,0,0,0,0,0,0,0,1,0,0,0,0,0,0,0,0,0,0,0,0,0,0,0,0,0,0,0,0,0,0,0,0,0,0,0,0,0,0,0,0,0,0,0,0,0,0,0,0,0,0,0,0,0,0,0,0,0,0,0,0,0,0,0,0,0,0,0,null,"","","","","","","","","","","","","","","","","","","","","","","","","","","","","","","","","","","","","","","","","","","","","","","","","","","","","","","","","","","","","","","","","","","","","","","","","","","","","","","","","","","","","","","","","","",""]
[5,"TRANSFORMERS","ground outdoor / indoor chamber mounted ; ˂ 22 kv ; > 600 kva ; multiple phase",49.506296257890433,62.692613163597436,"",49.506296257890433,63.200399543889674,7.9498678947445205,2,9,9,9,7,12,9,9,9,9,9,10,12,16,16,13,11,12,11,12,10,10,11,9,9,10,10,11,11,13,14,17,19,16,15,17,14,11,12,13,13,13,10,10,14,6,5,5,4,4,7,8,8,9,10,9,8,5,4,4,3,2,2,2,1,1,1,1,0,0,0,0,0,0,0,0,0,0,0,0,0,0,0,0,0,0,0,0,0,0,0,0,null,445.55666632101389,445.55666632101389,445.55666632101389,346.54407380523304,594.07555509468523,445.55666632101389,445.55666632101389,445.55666632101389,445.55666632101389,445.55666632101389,495.06296257890432,594.07555509468523,792.10074012624693,792.10074012624693,643.58185135257565,544.5692588367948,594.07555509468523,544.5692588367948,594.07555509468523,495.06296257890432,495.06296257890432,544.5692588367948,445.55666632101389,445.55666632101389,495.06296257890432,495.06296257890432,544.5692588367948,544.5692588367948,643.58185135257565,693.08814761046608,841.60703638413736,940.61962889991821,792.10074012624693,742.59444386835651,841.60703638413736,693.08814761046608,544.5692588367948,594.07555509468523,643.58185135257565,643.58185135257565,643.58185135257565,495.06296257890432,495.06296257890432,693.08814761046608,297.03777754734261,247.53148128945216,247.53148128945216,198.02518503156173,198.02518503156173,346.54407380523304,396.05037006312347,396.05037006312347,445.55666632101389,495.06296257890432,445.55666632101389,396.05037006312347,247.53148128945216,198.02518503156173,198.02518503156173,148.51888877367131,99.012592515780867,99.012592515780867,99.012592515780867,49.506296257890433,49.506296257890433,49.506296257890433,49.506296257890433,0,0,0,0,0,0,0,0,0,0,0,0,0,0,0,0,0,0,0,0,0,0,0,0]
[5,"TRANSFORMERS","ground outdoor / indoor chamber mounted ; > 33 kv & < = 66 kv ; < = 15 mva",57.919977689890644,596.85601937961042,"",57.919977689890644,56.71959963979068,7.5312415735913474,2,0,0,0,0,1,0,0,0,0,0,0,0,0,0,0,0,1,0,1,1,0,1,0,0,0,0,0,0,0,0,0,0,0,0,0,0,0,0,0,1,0,1,0,0,0,0,0,0,0,0,0,4,10,5,4,0,2,13,0,4,0,2,0,0,0,0,0,0,0,6,0,4,1,0,0,0,0,0,0,0,0,0,0,0,0,0,0,0,0,0,0,null,0,0,0,0,57.919977689890644,0,0,0,0,0,0,0,0,0,0,0,57.919977689890644,0,57.919977689890644,57.919977689890644,0,57.919977689890644,0,0,0,0,0,0,0,0,0,0,0,0,0,0,0,0,0,57.919977689890644,0,57.919977689890644,0,0,0,0,0,0,0,0,0,231.67991075956257,579.19977689890641,289.5998884494532,231.67991075956257,0,115.83995537978129,752.95970996857841,0,231.67991075956257,0,115.83995537978129,0,0,0,0,0,0,0,347.51986613934389,0,231.67991075956257,57.919977689890644,0,0,0,0,0,0,0,0,0,0,0,0,0,0,0,0,0,0]
[5,"TRANSFORMERS","ground outdoor / indoor chamber mounted ; > 33 kv & < = 66 kv ; > 15 mva and < = 40 mva",57.919977689890644,726.47902955521761,3030.1636236433678,57.919977689890644,56.71959963979068,7.5312415735913474,2,1,1,3,2,1,2,3,3,3,5,1,3,1,0,2,2,2,0,3,0,1,0,0,0,0,0,0,0,0,0,1,0,1,2,0,0,0,2,0,6,2,12,1,0,3,0,0,0,0,0,0,0,1,4,2,2,2,0,0,1,1,0,0,0,0,0,0,0,0,0,0,0,0,0,0,0,0,0,0,0,0,0,0,0,0,0,0,0,0,0,0,null,57.919977689890644,57.919977689890644,173.75993306967194,115.83995537978129,57.919977689890644,115.83995537978129,173.75993306967194,173.75993306967194,173.75993306967194,289.5998884494532,57.919977689890644,173.75993306967194,57.919977689890644,0,115.83995537978129,115.83995537978129,115.83995537978129,0,173.75993306967194,0,57.919977689890644,0,0,0,0,0,0,0,0,0,57.919977689890644,0,57.919977689890644,115.83995537978129,0,0,0,115.83995537978129,0,347.51986613934389,115.83995537978129,695.03973227868778,57.919977689890644,0,173.75993306967194,0,0,0,0,0,0,0,57.919977689890644,231.67991075956257,115.83995537978129,115.83995537978129,115.83995537978129,0,0,57.919977689890644,57.919977689890644,0,0,0,0,0,0,0,0,0,0,0,0,0,0,0,0,0,0,0,0,0,0,0,0,0,0,0,0,0,0]
["","TRANSFORMERS","kiosk mounted ; < = 22 kv ; < = 60 kva ; multiple phase",10.891550944268602,"","","",45.566616180254712,6.7503048953550771,2,2,4,5,4,6,5,5,5,5,5,5,6,8,8,7,6,6,6,6,5,5,6,5,5,5,5,6,6,6,7,9,10,8,8,9,7,6,6,7,7,6,5,5,7,3,2,3,2,2,4,4,4,5,5,5,4,3,2,2,2,1,1,1,1,0,0,0,0,0,0,0,0,0,0,0,0,0,0,0,0,0,0,0,0,0,0,0,0,0,0,0,null,"","","","","","","","","","","","","","","","","","","","","","","","","","","","","","","","","","","","","","","","","","","","","","","","","","","","","","","","","","","","","","","","","","","","","","","","","","","","","","","","","","","","","","","","","","",""]
[5,"TRANSFORMERS","kiosk mounted ; < = 22 kv ; < = 60 kva ; single phase",10.891550944268602,11.761212536419869,"",10.891550944268602,45.566616180254712,6.7503048953550771,2,1,0,0,0,1,0,0,0,0,0,0,1,1,1,1,0,1,0,1,0,0,0,0,0,0,0,1,0,1,1,1,1,1,1,1,1,0,1,1,1,1,0,0,1,0,0,0,0,0,0,0,0,0,0,0,0,0,0,0,0,0,0,0,0,0,0,0,0,0,0,0,0,0,0,0,0,0,0,0,0,0,0,0,0,0,0,0,0,0,0,0,null,{"$f":"IFERROR($G37*K37,\"\")","v":10.891550944268602},0,0,0,10.891550944268602,0,0,0,0,0,0,10.891550944268602,10.891550944268602,10.891550944268602,10.891550944268602,0,10.891550944268602,0,10.891550944268602,0,0,0,0,0,0,0,10.891550944268602,0,10.891550944268602,10.891550944268602,{"$f":"IFERROR($G37*AO37,\"\")","v":10.891550944268602},10.891550944268602,10.891550944268602,10.891550944268602,10.891550944268602,10.891550944268602,0,10.891550944268602,10.891550944268602,10.891550944268602,10.891550944268602,0,0,10.891550944268602,0,0,{"$f":"IFERROR($G37*BE37,\"\")","v":0},0,0,0,0,0,0,0,0,0,0,0,0,0,0,0,{"$f":"IFERROR($G37*BU37,\"\")","v":0},0,0,0,0,0,0,0,0,0,0,0,0,0,0,0,{"$f":"IFERROR($G37*CK37,\"\")","v":0},0,0,0,0,0,0,0,0,0,0,0,0]
[5,"TRANSFORMERS","kiosk mounted ; < = 22 kv ; > 60 kva and < = 600 kva ; multiple phase",101.15005617126553,56.129816879888324,127.98632532181379,56.129816879888324,64.086353252123047,8.0053952589564901,2,202,47,51,40,67,51,51,50,49,48,57,67,83,87,74,61,63,58,65,56,57,62,51,51,52,57,63,61,69,77,92,103,88,83,92,76,63,66,73,72,69,56,55,77,33,25,29,24,21,39,42,44,49,54,48,46,28,24,21,18,11,13,8,7,4,3,3,2,1,0,0,0,0,0,0,0,0,0,0,0,0,0,0,0,0,0,0,0,0,0,0,null,11338.223009737441,2638.1013933547511,2862.6206608743046,2245.192675195533,3760.6977309525178,2862.6206608743046,2862.6206608743046,2806.4908439944161,2750.361027114528,2694.2312102346395,3199.3995621536346,3760.6977309525178,4658.7748010307305,4883.2940685502845,4153.6064491117359,3423.9188296731877,{"$f":"IFERROR($G38*AA38,\"\")","v":3536.1784634329642},3255.5293790335227,3648.4380971927412,3143.2697452737461,3199.3995621536346,3480.0486465530762,2862.6206608743046,2862.6206608743046,2918.7504777541926,3199.3995621536346,3536.1784634329642,3423.9188296731877,3872.9573647122943,4321.9958997514013,5163.943152949726,5781.3711386284976,4939.423885430173,4658.7748010307305,5163.943152949726,4265.8660828715128,3536.1784634329642,3704.5679140726293,4097.4766322318474,4041.3468153519593,3872.9573647122943,3143.2697452737461,3087.1399283938576,4321.9958997514013,1852.2839570363146,1403.245421997208,1627.7646895167613,1347.1156051173198,1178.7261544776547,2189.0628583156445,2357.4523089553095,2469.7119427150865,2750.361027114528,3031.0101115139696,2694.2312102346395,2581.971576474863,1571.6348726368731,1347.1156051173198,1178.7261544776547,1010.3367038379898,617.42798567877162,729.68761943854815,449.03853503910659,392.90871815921827,224.5192675195533,168.38945063966497,168.38945063966497,112.25963375977665,56.129816879888324,0,0,0,0,0,0,0,0,0,0,0,0,0,0,0,0,0,0,0,0,0,0]
[5,"TRANSFORMERS","kiosk mounted ; < = 22 kv ; > 600 kva ; multiple phase",127.56271164192758,65.304312651794547,74.315726666766736,65.304312651794547,62.142014255135159,7.8830206301350731,2,50,11,12,9,16,12,12,12,11,11,13,16,19,20,17,14,15,14,15,13,13,14,12,12,12,13,15,14,16,18,21,24,21,19,21,18,15,15,17,17,16,13,13,18,8,6,7,6,5,9,10,10,11,13,11,11,6,6,5,4,3,3,2,2,1,1,1,0,0,0,0,0,0,0,0,0,0,0,0,0,0,0,0,0,0,0,0,0,0,0,0,null,3265.2156325897272,718.34743916974003,783.65175182153462,587.73881386615096,1044.8690024287127,783.65175182153462,783.65175182153462,783.65175182153462,718.34743916974003,718.34743916974003,848.95606447332909,1044.8690024287127,1240.7819403840963,1306.0862530358909,1110.1733150805073,914.26037712512368,979.56468977691816,914.26037712512368,979.56468977691816,848.95606447332909,848.95606447332909,914.26037712512368,783.65175182153462,783.65175182153462,783.65175182153462,848.95606447332909,979.56468977691816,914.26037712512368,1044.8690024287127,1175.4776277323019,1371.3905656876855,1567.3035036430692,1371.3905656876855,1240.7819403840963,1371.3905656876855,1175.4776277323019,979.56468977691816,979.56468977691816,1110.1733150805073,1110.1733150805073,1044.8690024287127,848.95606447332909,848.95606447332909,1175.4776277323019,522.43450121435637,391.82587591076731,457.13018856256184,391.82587591076731,326.52156325897272,587.73881386615096,653.04312651794544,653.04312651794544,718.34743916974003,848.95606447332909,718.34743916974003,718.34743916974003,391.82587591076731,391.82587591076731,326.52156325897272,261.21725060717819,195.91293795538365,195.91293795538365,130.60862530358909,130.60862530358909,65.304312651794547,65.304312651794547,65.304312651794547,0,0,0,0,0,0,0,0,0,0,0,0,0,0,0,0,0,0,0,0,0,0,0,0]
[5,"TRANSFORMERS","pole mounted ; < = 22 kv ; < = 60 kva ; multiple phase",11.649428422081149,13.2623178896464,12.295076045085628,11.649428422081149,62.244841263091004,7.8895399905882346,2,88,95,102,80,134,103,103,101,98,96,115,134,167,176,149,123,127,118,131,113,115,124,104,104,105,114,126,123,138,156,185,207,177,168,184,154,126,133,148,144,139,113,111,155,66,50,59,48,42,78,85,89,98,109,97,92,56,48,41,36,22,25,17,14,9,6,6,4,1,1,0,0,0,0,0,0,0,0,0,0,0,0,0,0,0,0,0,0,0,0,0,null,1025.1497011431411,1106.6957000977091,1188.2416990522772,931.95427376649195,1561.0234085588741,1199.8911274743584,1199.8911274743584,1176.592270630196,1141.6439853639527,1118.3451285197903,1339.6842685393322,1561.0234085588741,1945.4545464875519,2050.2994022862822,1735.7648348900912,1432.8796959159813,1479.4774096043059,1374.6325538055755,1526.0751232926305,1316.3854116951698,1339.6842685393322,1444.5291243380625,1211.5405558964394,1211.5405558964394,1223.1899843185206,1328.034840117251,1467.8279811822247,1432.8796959159813,1607.6211222471986,1817.3108338446593,2155.1442580850126,2411.4316833707981,2061.9488307083634,1957.1039749096331,2143.4948296629314,1794.0119770004969,1467.8279811822247,1549.3739801367929,1724.11540646801,1677.5176927796854,1619.2705506692798,1316.3854116951698,1293.0865548510076,1805.6614054225781,768.86227585735583,582.47142110405741,687.31627690278776,559.17256425989513,489.27599372740826,908.65541692232966,990.20141587689761,1036.7991295652223,1141.6439853639527,1269.7876980068452,1129.9945569418715,1071.7474148314657,652.36799163654439,559.17256425989513,477.62656530532712,419.37942319492134,256.28742528578528,291.23571055202871,198.04028317537953,163.0919979091361,104.84485579873034,69.896570532486891,69.896570532486891,46.597713688324596,11.649428422081149,11.649428422081149,0,0,0,0,0,0,0,0,0,0,0,0,0,0,0,0,0,0,0,0,0]
[5,"TRANSFORMERS","pole mounted ; < = 22 kv ; < = 60 kva ; single phase",5.858696087770805,8.6074161272853633,7.6859319477567061,5.858696087770805,58.323404693898098,7.6369761485746501,2,732,489,526,416,693,533,531,520,508,497,595,692,865,907,769,637,657,608,674,583,596,640,535,535,541,591,653,633,715,804,956,1067,914,867,952,795,650,687,762,743,718,582,574,800,342,258,305,249,215,402,439,461,505,561,502,475,287,249,214,186,115,131,86,70,46,33,33,20,7,3,0,0,0,0,0,0,0,0,0,0,0,0,0,0,0,0,0,0,0,0,0,null,4288.5655362482294,2864.9023869199236,3081.6741421674433,2437.2175725126549,4060.0763888251677,3122.6850147818391,3110.9676226062975,3046.5219656408185,2976.217612587569,2911.77195562209,3485.9241722236288,4054.2176927373971,5067.7721159217463,5313.8373516081201,4505.337291495749,3731.9894079100027,3849.163329665419,3562.0872213646494,3948.7611631575223,3415.6198191703793,3491.7828683113999,3749.5654961733153,3134.4024069573807,3134.4024069573807,3169.5545834840054,3462.4893878725456,3825.7285453143359,3708.5546235589195,4188.9677027561256,4710.3916545677275,5600.9134599088893,6251.2287256514492,5354.8482242225155,5079.4895080972883,5577.4786755578061,4657.6633897777901,3808.1524570510232,4024.9242122985429,4464.3264188813537,4353.0111932137079,4206.5437910194378,3409.7611230826087,3362.8915543804419,4686.9568702166443,2003.6740620176154,1511.5435906448677,1786.9023067700955,1458.8153258549305,1259.619658870723,2355.1958272838638,2571.9675825313834,2700.8588964623409,2958.6415243242564,3286.7285052394218,2941.0654360609442,2782.8806416911325,1681.445777190221,1458.8153258549305,1253.7609627829522,1089.7174723253697,673.75005009364259,767.48918749797542,503.84786354828924,410.10872614395635,269.50002003745703,193.33697089643655,193.33697089643655,117.1739217554161,41.010872614395637,17.576088263312414,0,0,0,0,0,0,0,0,0,0,0,0,0,0,0,0,0,0,0,0,0]
[5,"TRANSFORMERS","pole mounted ; < = 22 kv ; > 60 kva and < = 600 kva ; multiple phase",21.617939226902617,20.805681904135078,25.975322002819475,20.805681904135078,62.993258158672113,7.9368292257470241,2,441,218,234,185,309,238,237,232,227,222,265,309,385,405,343,284,293,271,301,260,266,286,239,239,241,264,291,283,319,359,426,476,408,387,424,355,290,307,340,331,320,260,256,357,153,115,136,111,96,179,196,206,225,250,224,212,128,111,95,83,51,58,38,31,21,15,15,9,3,1,0,0,0,0,0,0,0,0,0,0,0,0,0,0,0,0,0,0,0,0,0,null,9175.3057197235685,4535.6386551014466,4868.5295655676082,3849.0511522649895,6428.955708377739,4951.7522931841486,4930.9466112800137,4826.9182017593384,4722.8897922386623,4618.861382717987,5513.5057045957956,6428.955708377739,8010.1875330920047,8426.3011711747058,7136.3488931183319,5908.8136607743618,6096.0647979115774,5638.3397960206057,6262.5102531446582,5409.4772950751203,5534.3113864999304,5950.4250245826324,4972.5579750882835,4972.5579750882835,5014.1693388965541,5492.7000226916607,6054.4534341033077,5888.0079788702269,6637.0125274190896,7469.2398035844926,8863.2204911615427,9903.5045863682972,8488.7182168871113,8051.7988969002754,8821.6091273532729,7386.0170759679522,6033.6477521991728,6387.3443445694693,7073.9318474059264,6886.6807102687108,6657.8182093232244,5409.4772950751203,5326.2545674585799,7427.6284397762229,3183.2693313326668,2392.6534189755339,2829.5727389623707,2309.4306913589935,1997.3454627969675,3724.2170608401789,4077.9136532104753,4285.9704722518263,4681.2784284303925,5201.4204760337698,4660.4727465262577,4410.8045636766365,2663.12728372929,2309.4306913589935,1976.5397808928324,1726.8715980432114,1061.0897771108889,1206.7295504398346,790.61591235713297,644.97613902818739,436.91931998683663,312.08522856202615,312.08522856202615,187.25113713721569,62.417045712405233,20.805681904135078,0,0,0,0,0,0,0,0,0,0,0,0,0,0,0,0,0,0,0,0,0]
[5,"TRANSFORMERS","pole mounted ; < = 22 kv ; > 60 kva and < = 600 kva ; single phase",23.172769313605951,22.573824805391432,26.608868746380928,22.573824805391432,55.362622014371276,7.4406062934663648,2,89,13,14,11,18,14,14,14,14,13,16,18,23,24,21,17,18,16,18,16,16,17,14,14,14,16,17,17,19,21,25,28,24,23,25,21,17,18,20,20,19,16,15,21,9,7,8,7,6,11,12,12,13,15,13,13,8,7,6,5,3,3,2,2,1,1,1,1,0,0,0,0,0,0,0,0,0,0,0,0,0,0,0,0,0,0,0,0,0,0,0,null,2009.0704076798374,293.45972247008859,316.03354727548003,248.31207285930574,406.32884649704579,316.03354727548003,316.03354727548003,316.03354727548003,316.03354727548003,293.45972247008859,361.18119688626291,406.32884649704579,519.19797052400293,541.77179532939431,474.05032091322005,383.75502169165435,406.32884649704579,361.18119688626291,406.32884649704579,361.18119688626291,361.18119688626291,383.75502169165435,316.03354727548003,316.03354727548003,316.03354727548003,361.18119688626291,383.75502169165435,383.75502169165435,428.90267130243723,474.05032091322005,564.3456201347858,632.06709455096006,541.77179532939431,519.19797052400293,564.3456201347858,474.05032091322005,383.75502169165435,406.32884649704579,451.47649610782867,451.47649610782867,428.90267130243723,361.18119688626291,338.60737208087147,474.05032091322005,203.16442324852289,158.01677363774002,180.59059844313146,158.01677363774002,135.44294883234858,248.31207285930574,270.88589766469715,270.88589766469715,293.45972247008859,338.60737208087147,293.45972247008859,293.45972247008859,180.59059844313146,158.01677363774002,135.44294883234858,112.86912402695717,67.721474416174289,67.721474416174289,45.147649610782864,45.147649610782864,22.573824805391432,22.573824805391432,22.573824805391432,22.573824805391432,0,0,0,0,0,0,0,0,0,0,0,0,0,0,0,0,0,0,0,0,0,0,0]
[5,"TRANSFORMERS","pole mounted ; < = 22 kv ; > 600 kva ; multiple phase",184.34129458891167,71.209772048553475,121.04256924815002,71.209772048553475,55.362622014371276,7.4406062934663648,2,0,0,0,0,0,0,0,0,0,0,0,0,0,1,0,0,0,0,0,0,0,0,0,0,0,0,0,0,0,0,1,1,1,1,1,0,0,0,0,0,0,0,0,0,0,0,0,0,0,0,0,0,0,0,0,0,0,0,0,0,0,0,0,0,0,0,0,0,0,0,0,0,0,0,0,0,0,0,0,0,0,0,0,0,0,0,0,0,0,0,0,null,0,0,0,0,0,0,0,0,0,0,0,0,0,71.209772048553475,0,0,0,0,0,0,0,0,0,0,0,0,0,0,0,0,71.209772048553475,71.209772048553475,71.209772048553475,71.209772048553475,71.209772048553475,0,0,0,0,0,0,0,0,0,0,0,0,0,0,0,0,0,0,0,0,0,0,0,0,0,0,0,0,0,0,0,0,0,0,0,0,0,0,0,0,0,0,0,0,0,0,0,0,0,0,0,0,0,0,0,0]
[6,"UNDERGROUND CABLES","˂ = 1 kv",2854.0549425501717,323.1544435912279,29.976946446550901,29.976946446550901,74.82581712830283,8.6501917393953089,2,212.5,182.4,175.7,96.1,116.4,96.2,121.4,171.8,257.3,288.89999999999998,65.599999999999994,215,172.3,180.2,190.5,171.1,246.7,246.8,131.80000000000001,153.5,158.80000000000001,116,74.3,46.1,52.6,66.7,80.099999999999994,62.1,60.8,68.8,65.8,55.2,36.200000000000003,40.9,28,21.1,7.4,12.5,8.8000000000000007,16.600000000000001,17.899999999999999,13.8,28.4,40.1,8.6999999999999993,2.2999999999999998,14,2,1.4,1.1000000000000001,0.8,0.1,0.2,1.9,1.1000000000000001,0.1,0,0,0,0,0,0,0,0.9,0,0,0,0,0,0,0,0,0,0,0,0,0,0,0,0,0,0,0,0,0,0,0,0,0,0,0,null,6370.1011198920669,5467.7950318508847,5266.9494906589925,2880.7845535135416,3489.3165663785248,2883.7822481581966,3639.2012986112795,5150.0393995174454,7713.0683206975473,8660.3398284085542,1966.487686893739,6445.0434860084433,5165.0278727407203,5401.8457496684723,5710.6082980679466,5129.0555370048587,7395.3126883641071,7398.310383008763,3950.9615416554093,4601.4612795455632,4760.3390957122838,3477.3257877999044,2227.2871209787318,1381.9372311859966,1576.7873830885774,1999.4623279849452,2401.1534103687268,1861.5683743308109,1822.5983439502947,2062.4139155227017,1972.4830761830492,1654.7274438496099,1085.1654613651426,1226.0571096639319,839.35450050342524,632.51357002222403,221.82940370447668,374.71183058188626,263.79712872964797,497.61731101274501,536.58734139326111,413.68186096240248,851.34527908204552,1202.0755525066911,260.79943408499281,68.946976827067061,419.67725025171262,59.953892893101802,41.967725025171262,32.974641091205996,23.981557157240722,2.9976946446550903,5.9953892893101806,56.956198248446711,32.974641091205996,2.9976946446550903,0,0,0,0,0,0,0,26.97925180189581,0,0,0,0,0,0,0,0,0,0,0,0,0,0,0,0,0,0,0,0,0,0,0,0,0,0,0]
[6,"UNDERGROUND CABLES","> 1 kv & < = 11 kv",2854.0549425501717,629.93730740543629,"",629.93730740543629,70.645928775629429,8.405113251802705,2,0,0,0.2,0.7,0.3,0.3,0.2,0,0,0,0.3,0.7,0.3,0.6,0.2,0.7,0,0,0,5,0,0.3,3.2,0.1,0,0.1,0,0,0.4,0,0.2,0.1,0,1.7,0,0,0,0,0.1,0,1.7,0.1,0,0,0,0,0.2,0,0,0,0,0,0,0,0,0,0,0,0,0,0,0,0,0,0,0,0,0,0,0,0,0,0,0,0,0,0,0,0,0,0,0,0,0,0,0,0,0,0,0,0,null,0,0,125.98746148108727,440.95611518380537,188.98119222163089,188.98119222163089,125.98746148108727,0,0,0,188.98119222163089,440.95611518380537,188.98119222163089,377.96238444326178,125.98746148108727,440.95611518380537,0,0,0,3149.6865370271817,0,188.98119222163089,2015.7993836973963,62.993730740543633,0,62.993730740543633,0,0,251.97492296217453,0,125.98746148108727,62.993730740543633,0,1070.8934225892417,0,0,0,0,62.993730740543633,0,1070.8934225892417,62.993730740543633,0,0,0,0,125.98746148108727,0,0,0,0,0,0,0,0,0,0,0,0,0,0,0,0,0,0,0,0,0,0,0,0,0,0,0,0,0,0,0,0,0,0,0,0,0,0,0,0,0,0,0,0]
[6,"UNDERGROUND CABLES","> 11 kv & < = 22 kv",2105.6927897793003,631.06373888415737,568.11188650108386,568.11188650108386,70.645928775629429,8.405113251802705,2,156,125.3,178.4,127.7,192,69.7,76.900000000000006,45.2,83.3,82,40.299999999999997,113.5,81.7,84.1,88.1,68.400000000000006,83.3,71.5,52.9,74.599999999999994,72.7,48.1,45.2,33.1,24.4,37.6,31.3,16.7,21.4,19.899999999999999,16.2,22.9,11.5,14.3,11.9,9.6999999999999993,5.4,5.0999999999999996,4.0999999999999996,5.5,6.9,5,8.1999999999999993,9.6,0.8,3.6,0.8,0.7,0.9,1.2,0.7,3,0.2,6.2,0.1,0,0.1,0,0,0.1,0,0.1,0,0.7,0,0,0,0.1,0,0,0.1,0,0,0,0,0,0,0,0,0,0,0,0,0,0,0,0,0,0,0,0,null,88625.454294169089,71184.419378585808,101351.16055179336,72547.887906188407,109077.48220820809,39597.398489125546,43687.804071933351,25678.657269848991,47323.720145540283,46585.174693088877,22894.909025993678,64480.699117873017,46414.74112713855,47778.209654741149,50050.657200745482,38858.85303667414,47323.720145540283,40619.999884827499,30053.118795907336,42381.146732980851,41301.734148628799,27326.181740702134,25678.657269848991,18804.503443185877,13861.930030626445,21361.006932440752,17781.902047483924,9487.4685045680999,12157.594371123194,11305.426541371568,9203.4125613175584,13009.76220087482,6533.2866947624643,8123.9999769654996,6760.5314493628985,5510.685299060513,3067.8041871058531,2897.3706211555273,2329.2587346544437,3124.6153757559614,3919.972016857479,2840.5594325054194,4658.5174693088875,5453.8741104104047,454.48950920086713,2045.202791403902,454.48950920086713,397.67832055075866,511.3006978509755,681.73426380130059,397.67832055075866,1704.3356595032515,113.62237730021678,3522.29369630672,56.811188650108392,0,56.811188650108392,0,0,56.811188650108392,0,56.811188650108392,0,397.67832055075866,0,0,0,56.811188650108392,0,0,56.811188650108392,0,0,0,0,0,0,0,0,0,0,0,0,0,0,0,0,0,0,0,0]
[6,"UNDERGROUND CABLES","> 33 kv & < = 66 kv",1797.4927884550184,1273.2019437359195,"",1273.2019437359195,25.25,5.024937810560445,2,5,0,0,0.1,0,0.3,0,0,0,0,0,0,0.1,0,0.2,1.6,0.2,0,0,0,0,0,0,0,0,0,0,0,0,0,0,0,0,0.2,0,0,0,0,0,0,0,0,0,0,0,0,0,0,0,0,0,0,0,0,0,0,0,0,0,0,0,0,0,0,0,0,0,0,0,0,0,0,0,0,0,0,0,0,0,0,0,0,0,0,0,0,0,0,0,0,0,null,6366.0097186795974,0,0,127.32019437359196,0,381.96058312077582,0,0,0,0,0,0,127.32019437359196,0,254.64038874718392,2037.1231099774714,254.64038874718392,0,0,0,0,0,0,0,0,0,0,0,0,0,0,0,0,254.64038874718392,0,0,0,0,0,0,0,0,0,0,0,0,0,0,0,0,0,0,0,0,0,0,0,0,0,0,0,0,0,0,0,0,0,0,0,0,0,0,0,0,0,0,0,0,0,0,0,0,0,0,0,0,0,0,0,0,0]
[3,"SERVICE LINES","˂ = 11 kv ; residential ; simple type",1.1183522430520505,0.92261857371230815,"",0.92261857371230815,60.321193219931146,7.7666719526404062,2,15730,17224,14182,10982,13198,14223,15857,11760,17604,19769,6612,14004,13523,13380,12798,11881,15009,13151,9344,9987,9131,5970,4121,2138,3793,4807,7743,6481,5239,7082,11384,11284,8657,14172,10875,9787,7174,5197,7183,13094,5346,8702,6218,10890,8767,6852,9832,7662,5472,5503,8333,8089,8583,5381,6507,6469,3586,4238,3297,3027,2575,2100,2329,469,689,363,536,685,638,862,414,168,154,98,0,0,0,0,0,0,0,0,0,0,0,0,0,0,0,0,0,null,14512.790164494607,15891.182313620795,13084.576612387955,10132.197176508567,12176.719935855042,13122.403973910159,14629.96272335607,10849.994426856743,16241.777371631473,18239.246583718621,6100.3540093857819,12920.350506267163,12476.570972311543,12344.636516270682,11807.67250637012,10961.631274275933,13847.582172848033,12133.356862890565,8620.9479527678068,9214.191695664822,8424.4301965670857,5508.0328850624801,3802.1111422684221,1972.5585105969149,3499.4922500907846,4435.0274838350651,7143.8356162544023,5979.4909762294692,4833.5987076787824,6533.9847390305667,10503.089843140917,10410.827985769685,7987.1089926274517,13075.350426650832,10033.476989121351,9029.6679809223606,6618.8656478120984,4794.8487275828656,6627.169214975509,12080.767604188963,4932.3188950659996,8028.6268284445059,5736.8422913431323,10047.316267727036,8088.5970357358055,6321.7824670767359,9071.185816739413,7069.1035117837055,5048.5688353537498,5077.1700111388318,7688.1805747446642,7463.0616427588602,7918.8352181727405,4964.6105451459298,6003.4790591459896,5968.419553344921,3308.5102053323371,3910.0575153927621,3041.8734375294798,2792.7664226271568,2375.7428273091937,1937.4990047958472,2148.7786581759656,432.70811107107255,635.68419728778031,334.91054225756784,494.52355550979718,631.99372299293111,588.63065002845258,795.29721054000959,381.96408951689557,154.99992038366776,142.08326035169546,90.416620223806206,0,0,0,0,0,0,0,0,0,0,0,0,0,0,0,0,0]
["","","","","","","","","","","","","","","","","","","","","","","","","","","","","","","","","","","","","","","","","","","","","","","","","","","","","","","","","","","","","","","","","","","","","","","","","","","","","","","","","","","","","","","","","","","","","","","","","","","","","",null,"","","","","","","","","","","","","","","","","","","","","","","","","","","","","","","","","","","","","","","","","","","","","","","","","","","","","","","","","","","","","","","","","","","","","","","","","","","","","","","","","","","","","","","","","","",""]
["","","","","","","","","","","","","","","","","","","","","","","","","","","","","","","","","","","","","","","","","","","","","","","","","","","","","","","","","","","","","","","","","","","","","","","","","","","","","","","","","","","","","","","","","","","","","","","","","","","","","",null,"","","","","","","","","","","","","","","","","","","","","","","","","","","","","","","","","","","","","","","","","","","","","","","","","","","","","","","","","","","","","","","","","","","","","","","","","","","","","","","","","","","","","","","","","","",""]
["","","","","","","","","","","","","","","","","","","","","","","","","","","","","","","","","","","","","","","","","","","","","","","","","","","","","","","","","","","","","","","","","","","","","","","","","","","","","","","","","","","","","","","","","","","","","","","","","","","","","",null,"","","","","","","","","","","","","","","",{"$f":"IFERROR($G52*Z52,\"\")","v":""},"","","","","","","","","","","","","","","","","","","","","","","","","","","","","","","","","","","","","","","","","","","","","","","","","","","","","","","","","","","","","","","","","","","","","","","","","","",""]
["","","","","","","","","","","","","","","","","","","","","","","","","","","","","","","","","","","","","","","","","","","","","","","","","","","","","","","","","","","","","","","","","","","","","","","","","","","","","","","","","","","","","","","","","","","","","","","","","","","","","",null,{"$f":"IFERROR($G53*K53,\"\")","v":""},"","","","","","","","","","","","","","","","","","","","","","","","","","","","","","","","","","","","","","","","","","",{"$f":"IFERROR($G53*BB53,\"\")","v":""},"","","","","","","","","","","","","","","",{"$f":"IFERROR($G53*BR53,\"\")","v":""},"","","","","","","","","","","","","","","",{"$f":"IFERROR($G53*CH53,\"\")","v":""},"","","","","","","","","","","","","","",""]
["","","","","","","","","","","","","","","","","","","","","","","","","","","","","","","","","","","","","","","","","","","","","","","","","","","","","","","","","","","","","","","","","","","","","","","","","","","","","","","","","","","","","","","","","","","","","","","","","","","","","",null,"","","","","","","","","","","","","","","","","","","","","","","","","","","","","","","","",{"$f":"IFERROR($G54*AQ54,\"\")","v":""},"","","","","","","","","","","","","","","","","","","","","","","","","","","","","","","","","","","","","","","","","","","","","","","","","","","","","","","","","",""]
["","","","","","","","","","","","","","","","","","","","","","","","","","","","","","","","","","","","","","","","","","","","","","","","","","","","","","","","","","","","","","","","","","","","","","","","","","","","","","","","","","","","","","","","","","","","","","","","","","","","","",null,"","","","","","","","","","","","","","","","","","","","","","","","","","","","","","","",{"$f":"IFERROR($G55*AP55,\"\")","v":""},"","","","","","","","","","","","","","","","","","","","","","","","","","","","","","","","","","","","","","","","","","","","","","","","","","","","","","","","","","",""]
["","","","","","","","","","","","","","","","","","","","","","","","","","","","","","","","","","","","","","","","","","","","","","","","","","","","","","","","","","","","","","","","","","","","","","","","","","","","","","","","","","","","","","","","","","","","","","","","","","","","","",null,"","","","","","","","","","","","","","","","","","","","","","","","","","","","","","","","","","","","","","","","","","","","","","","","","","","","","","","","","","","","","","","","","","","","","","","","","","","","","","","","","","","","","","","","","","",""]
["","","","","","","","","","","","","","","","","","","","","","","","","","","","","","","","","","","","","","","","","","","","","","","","","","","","","","","","","","","","","","","","","","","","","","","","","","","","","","","","","","","","","","","","","","","","","","","","","","","","","",null,"","","","","","","","","","","","","","","","","","","","","","","","","","","","","","","","","","","","","","","","","","","","","","","","","","","","","","","","","","","","","","","","","","","","","","","","","","","","","","","","","","","","","","","","","","",""]
["","","","","","","","","","","","","","","","","","","","","","","","","","","","","","","","","","","","","","","","","","","","","","","","","","","","","","","","","","","","","","","","","","","","","","","","","","","","","","","","","","","","","","","","","","","","","","","","","","","","","",null,"","","","","","","","","","","","","","","","","","","","","","","","","","","","","","","","","","","","","","","","","","","","","","","","","","","","","","","","","","","","","","","","","","","","","","","","","","","","","","","","","","","","","","","","","","",""]
["","","","","","","","","","","","","","","","","","","","","","","","","","","","","","","","","","","","","","","","","","","","","","","","","","","","","","","","","","","","","","","","","","","","","","","","","","","","","","","","","","","","","","","","","","","","","","","","","","","","","",null,"","","","","","","","","","","","","","","","","","","","","","","","","","","","","","","","","","","","","","","","","","","","","","","","","","","","","","","","","","","","","","","","","","","","","","","","","","","","","","","","","","","","","","","","","","",""]
["","","","","","","","","","","","","","","","","","","","","","","","","","","","","","","","","","","","","","","","","","","","","","","","","","","","","","","","","","","","","","","","","","","","","","","","","","","","","","","","","","","","","","","","","","","","","","","","","","","","","",null,"","","","","","","","","","","","","","","","","","","","","","","","","","","","","","","","","","","","","","","","","","","","","","","","","","","","","","","","","","","","","","","","","","","","","","","","","","","","","","","","","","","","","","","","","","",""]
["","","","","","","","","","","","","","","","","","","","","","","","","","","","","","","","","","","","","","","","","","","","","","","","","","","","","","","","","","","","","","","","","","","","","","","","","","","","","","","","","","","","","","","","","","","","","","","","","","","","","",null,"","","","","","","","","","","","","","","","","","","","","","","","","","","","","","","","","","","","","","","","","","","","","","","","","","","","","","","","","","","","","","","","","","","","","","","","","","","","","","","","","","","","","","","","","","",""]
["","","","","","","","","","","","","","","","","","","","","","","","","","","","","","","","","","","","","","","","","","","","","","","","","","","","","","","","","","","","","","","","","","","","","","","","","","","","","","","","","","","","","","","","","","","","","","","","","","","","","",null,"","","","","","","","","","","","","","","","","","","","","","","","","","","","","","","","","","","","","","","","","","","","","","","","","","","","","","","","","","","","","","","","","","","","","","","","","","","","","","","","","","","","","","","","","","",""]
["","","","","","","","","","","","","","","","","","","","","","","","","","","","","","","","","","","","","","","","","","","","","","","","","","","","","","","","","","","","","","","","","","","","","","","","","","","","","","","","","","","","","","","","","","","","","","","","","","","","","",null,"","","","","","","","","","","","","","","","","","","","","","","","","","","","","","","","","","","","","","","","","","","","","","","","","","","","","","","","","","","","","","","","","","","","","","","","","","","","","","","","","","","","","","","","","","",""]
["","","","","","","","","","","","","","","","","","","","","","","","","","","","","","","","","","","","","","","","","","","","","","","","","","","","","","","","","","","","","","","","","","","","","","","","","","","","","","","","","","","","","","","","","","","","","","","","","","","","","",null,"","","","","","","","","","","","","","","","","","","","","","","","","","","","","","","","","","","","","","","","","","","","","","","","","","","","","","","","","","","","","","","","","","","","","","","","","","","","","","","","","","","","","","","","","","",""]
["","","","","","","","","","","","","","","","","","","","","","","","","","","","","","","","","","","","","","","","","","","","","","","","","","","","","","","","","","","","","","","","","","","","","","","","","","","","","","","","","","","","","","","","","","","","","","","","","","","","","",null,"","","","","","","","","","","","","","","","","","","","","","","","","","","","","","","","","","","","","","","","","","","","","","","","","","","","","","","","","","","","","","","","","","","","","","","","","","","","","","","","","","","","","","","","","","",""]
["","","","","","","","","","","","","","","","","","","","","","","","","","","","","","","","","","","","","","","","","","","","","","","","","","","","","","","","","","","","","","","","","","","","","","","","","","","","","","","","","","","","","","","","","","","","","","","","","","","","","",null,{"$f":"IFERROR($G66*K66,\"\")","v":""},"","","","","","","","","","","","","","","",{"$f":"IFERROR($G66*AA66,\"\")","v":""},"","","","","","","","","","","","","","","",{"$f":"IFERROR($G66*AQ66,\"\")","v":""},"","","","","","","","","","","","","","","",{"$f":"IFERROR($G66*BG66,\"\")","v":""},"","","","","","","","","","","","","","","",{"$f":"IFERROR($G66*BW66,\"\")","v":""},"","","","","","","","","","","","","",{"$f":"IFERROR($G66*CK66,\"\")","v":""},{"$f":"IFERROR($G66*CL66,\"\")","v":""},"","","","","","","","","","",""]
["","","","","","","","","","","","","","","","","","","","","","","","","","","","","","","","","","","","","","","","","","","","","","","","","","","","","","","","","","","","","","","","","","","","","","","","","","","","","","","","","","","","","","","","","","","","","","","","","","","","","",null,"","","","","","","","","","","","","","","","","","","","","","","","","","","","","","","","","","","","","","","","","","","","","","","","","","","","","","","","","","","","","","","","","","","","","","","","","","","","","","","","","","","","","","","","","","",""]
["","","","","","","","","","","","","","","","","","","","","","","","","","","","","","","","","","","","","","","","","","","","","","","","","","","","","","","","","","","","","","","","","","","","","","","","","","","","","","","","","","","","","","","","","","","","","","","","","","","","","",null,"","","","","","","","","","","","","","","","","","","","","","","","","","","","","","","","","","","","","","","","","","","","","","","","","","","","","","","","","","","","","","","","","","","","","","","","","","","","","","","","","","","","","","","","","","",""]
["","","","","","","","","","","","","","","","","","","","","","","","","","","","","","","","","","","","","","","","","","","","","","","","","","","","","","","","","","","","","","","","","","","","","","","","","","","","","","","","","","","","","","","","","","","","","","","","","","","","","",null,"","","","","","","","","","","","","","","","","","","","","","","","","","","","","","","","","","","","","","","","","","","","","","","","","","","","","","","","","","","","","","","","","","","","","","","","","","","","","","","","","","","","","","","","","","",""]
["","","","","","","","","","","","","","","","","","","","","","","","","","","","","","","","","","","","","","","","","","","","","","","","","","","","","","","","","","","","","","","","","","","","","","","","","","","","","","","","","","","","","","","","","","","","","","","","","","","","","",null,"","","","","","","","","","","","","","","","","","","","","","","","","","","","","","","","","","","","","","","","","","","","","","","","","","","","","","","","","","","","","","","","","","","","","","","","","","","","","","","","","","","","","","","","","","",""]
["","","","","","","","","","","","","","","","","","","","","","","","","","","","","","","","","","","","","","","","","","","","","","","","","","","","","","","","","","","","","","","","","","","","","","","","","","","","","","","","","","","","","","","","","","","","","","","","","","","","","",null,"","","","","","","","","","","","","","","","","","","","","","","","","","","","","","","","","","","","","","","","","","","","","","","","","","","","","","","","","","","","","","","","","","","","","","","","","","","","","","","","","","","","","","","","","","",""]
["","","","","","","","","","","","","","","","","","","","","","","","","","","","","","","","","","","","","","","","","","","","","","","","","","","","","","","","","","","","","","","","","","","","","","","","","","","","","","","","","","","","","","","","","","","","","","","","","","","","","",null,"","","","","","","","","","","","","","","","","","","","","","","","","","","","","","","","","","","","","","","","","","","","","","","","","","","","","","","","","","","","","","","","","","","","","","","","","","","","","","","","","","","","","","","","","","",""]
["","","","","","","","","","","","","","","","","","","","","","","","","","","","","","","","","","","","","","","","","","","","","","","","","","","","","","","","","","","","","","","","","","","","","","","","","","","","","","","","","","","","","","","","","","","","","","","","","","","","","",null,"","","","","","","","","","","","","","","","","","","","","","","","","","","","","","","","","","","","","","","","","","","","","","","","","","","","","","","","","","","","","","","","","","","","","","","","","","","","","","","","","","","","","","","","","","",""]
["","","","","","","","","","","","","","","","","","","","","","","","","","","","","","","","","","","","","","","","","","","","","","","","","","","","","","","","","","","","","","","","","","","","","","","","","","","","","","","","","","","","","","","","","","","","","","","","","","","","","",null,"","","","","","","","","","","","","","","","","","","","","","","","","","","","","","","","","","","","","","","","","","","","","","","","","","","","","","","","","","","","","","","","","","","","","","","","","","","","","","","","","","","","","","","","","","",""]
["","","","","","","","","","","","","","","","","","","","","","","","","","","","","","","","","","","","","","","","","","","","","","","","","","","","","","","","","","","","","","","","","","","","","","","","","","","","","","","","","","","","","","","","","","","","","","","","","","","","","",null,"","","","","","","","","","","","","","","","","","","","","","","","","","","","","","","","","","","","","","","","","","","","","","","","","","","","","","","","","","","","","","","","","","","","","","","","","","","","","","","","","","","","","","","","","","",""]
["","","","","","","","","","","","","","","","","","","","","","","","","","","","","","","","","","","","","","","","","","","","","","","","","","","","","","","","","","","","","","","","","","","","","","","","","","","","","","","","","","","","","","","","","","","","","","","","","","","","","",null,"","","","","","","","","","","","","","","","","","","","","","","","","","","","","","","","","","","","","","","","","","","","","","","","","","","","","","","","","","","","","","","","","","","","","","","","","","","","","","","","","","","","","","","","","","",""]
["","","","","","","","","","","","","","","","","","","","","","","","","","","","","","","","","","","","","","","","","","","","","","","","","","","","","","","","","","","","","","","","","","","","","","","","","","","","","","","","","","","","","","","","","","","","","","","","","","","","","",null,"","","","","","","","","","","","","","","","","","","","","","","","","","","","","","","","","","","","","","","","","","","","","","","","","","","","","","","","","","","","","","","","","","","","","","","","","","","","","","","","","","","","","","","","","","",""]
["","","","","","","","","","","","","","","","","","","","","","","","","","","","","","","","","","","","","","","","","","","","","","","","","","","","","","","","","","","","","","","","","","","","","","","","","","","","","","","","","","","","","","","","","","","","","","","","","","","","","",null,"","","","","","","","","","","","","","","","","","","","","","","","","","","","","","","","","","","","","","","","","","","","","","","","","","","","","","","","","","","","","","","","","","","","","","","","","","","","","","","","","","","","","","","","","","",""]
["","","","","","","","","","","","","","","","","","","","","","","","","","","","","","","","","","","","","","","","","","","","","","","","","","","","","","","","","","","","","","","","","","","","","","","","","","","","","","","","","","","","","","","","","","","","","","","","","","","","","",null,"","","","","","","","","","","","","","","","","","","","","","","","","","","","","","","","","","","","","","","","","","","","","","","","","","","","","","","","","","","","","","","","","","","","","","","","","","","","","","","","","","","","","","","","","","",""]
["","","","","","","","","","","","","","","","","","","","","","","","","","","","","","","","","","","","","","","","","","","","","","","","","","","","","","","","","","","","","","","","","","","","","","","","","","","","","","","","","","","","","","","","","","","","","","","","","","","","","",null,"","","","","","","","","","","","","","","","","","","","","","","","","","","","","","","","","","","","","","","","","","","","","","","","","","","","","","","","","","","","","","","","","","","","","","","","","","","","","","","","","","","","","","","","","","",""]
["","","","","","","","","","","","","","","","","","","","","","","","","","","","","","","","","","","","","","","","","","","","","","","","","","","","","","","","","","","","","","","","","","","","","","","","","","","","","","","","","","","","","","","","","","","","","","","","","","","","","",null,"","","","","","","","","","","","","","","",{"$f":"IFERROR($G81*Z81,\"\")","v":""},"","","","","","","","","","","","","","","","","","","","","","","","","","","","","","","",{"$f":"IFERROR($G81*BF81,\"\")","v":""},"","","","","","","","","","","","","","","","","","","","","","","","","","","","","","","","","","","","","","","","","","",""]
["","","","","","","","","","","","","","","","","","","","","","","","","","","","","","","","","","","","","","","","","","","","","","","","","","","","","","","","","","","","","","","","","","","","","","","","","","","","","","","","","","","","","","","","","","","","","","","","","","","","","",null,{"$f":"IFERROR($G82*K82,\"\")","v":""},"","","","","","","","","","","","","","","","","","","","","","","","","","","","","","","",{"$f":"IFERROR($G82*AQ82,\"\")","v":""},"","","","","","","","","","","","","","","","","","","","","","","","","","","","","","","","","","","","","","","","","","","","","","","","","","","","","","","","","",""]
["","","","","","","","","","","","","","","","","","","","","","","","","","","","","","","","","","","","","","","","","","","","","","","","","","","","","","","","","","","","","","","","","","","","","","","","","","","","","","","","","","","","","","","","","","","","","","","","","","","","","",null,"","","","","","","","","","","","","","","","","","","","","","","","","","","","","","","","","","","","","","","","","","","","","","","","","","","","","","","","","","","","","","","","","","","","","","","","","","","","","","","","","","","","","","","","","","",""]
["","","","","","","","","","","","","","","","","","","","","","","","","","","","","","","","","","","","","","","","","","","","","","","","","","","","","","","","","","","","","","","","","","","","","","","","","","","","","","","","","","","","","","","","","","","","","","","","","","","","","",null,"","","","","","","","","","","","","","","","","","","","","","","","","","","","","","","","","","","","","","","","","","","","","","","","","","","","","","","","","","","",{"$f":"IFERROR($G84*BR84,\"\")","v":""},"","","","","","","","","","","","","","","","","","","","","","","","","","","","","","",""]
["","","","","","","","","","","","","","","","","","","","","","","","","","","","","","","","","","","","","","","","","","","","","","","","","","","","","","","","","","","","","","","","","","","","","","","","","","","","","","","","","","","","","","","","","","","","","","","","","","","","","",null,"","","","","","","","","","","","","","","","","","","","","","","","","","","","","","","","","","","","","","","","","","","","","","","","","","","","","","","","","","","","","","","","","","","","","","","","","","","",{"$f":"IFERROR($G85*CH85,\"\")","v":""},"","","","","","","","","","","","","","",""]
["","","","","","","","","","","","","","","","","","","","","","","","","","","","","","","","","","","","","","","","","","","","","","","","","","","","","","","","","","","","","","","","","","","","","","","","","","","","","","","","","","","","","","","","","","","","","","","","","","","","","",null,{"$f":"IFERROR($G86*K86,\"\")","v":""},{"$f":"IFERROR($G86*L86,\"\")","v":""},"","","","","","","","","","","","","","",{"$f":"IFERROR($G86*AA86,\"\")","v":""},"","","","","","","","","",{"$f":"IFERROR($G86*AK86,\"\")","v":""},"","","","","","","","","","","","","","","","","","","","",{"$f":"IFERROR($G86*BF86,\"\")","v":""},{"$f":"IFERROR($G86*BG86,\"\")","v":""},"","","","","","","","","","","","","","","",{"$f":"IFERROR($G86*BW86,\"\")","v":""},"",{"$f":"IFERROR($G86*BY86,\"\")","v":""},"","","","",{"$f":"IFERROR($G86*CD86,\"\")","v":""},"","","","","","","","","","","","",{"$f":"IFERROR($G86*CQ86,\"\")","v":""},"","","","","",""]
["","","","","","","","","","","","","","","","","","","","","","","","","","","","","","","","","","","","","","","","","","","","","","","","","","","","","","","","","","","","","","","","","","","","","","","","","","","","","","","","","","","","","","","","","","","","","","","","","","","","","",null,{"$f":"IFERROR($G87*K87,\"\")","v":""},"","","","","","","","","","","","","","","","","","","","","","","","","","","","","","","","","","","","","","","","","","","","","","","","","","","","","","","","","","","","","","","","","","","","","","","","","","","","","","","","","","","","","","","","","",""]
["","","","","","","","","","","","","","","","","","","","","","","","","","","","","","","","","","","","","","","","","","","","","","","","","","","","","","","","","","","","","","","","","","","","","","","","","","","","","","","","","","","","","","","","","","","","","","","","","","","","","",null,"","","","","","","","","","","","","","","","","","","","","","","","","","","","","","","","","","","","","","","","","","","","","","","","","","","","","","","","","","","","","","","","","","","","","","","","","","","","","","","","","","","","","","","","","","",""]
["","","","","","","","","","","","","","","","","","","","","","","","","","","","","","","","","","","","","","","","","","","","","","","","","","","","","","","","","","","","","","","","","","","","","","","","","","","","","","","","","","","","","","","","","","","","","","","","","","","","","",null,"","","","","","","","","","","","","","","","","","","","","","","","","","","","","","","","","","","","","","","","","","",{"$f":"IFERROR($G89*BA89,\"\")","v":""},"","","","","","","","","","","","","","","","","","","","","","","","","","","","","","","","","","","","","","","","","","","","","","","",""]
["","","","","","","","","","","","","","","","","","","","","","","","","","","","","","","","","","","","","","","","","","","","","","","","","","","","","","","","","","","","","","","","","","","","","","","","","","","","","","","","","","","","","","","","","","","","","","","","","","","","","",null,"","","","","","","","","","","","","","","","","","","","","","","","","","","","","","","","","","","","","","","","","","","","","","","","","","","","","","","","","","","","","","","","","","","","","","","","","","","","","","","","","","","","","","","","","","",""]
["","","","","","","","","","","","","","","","","","","","","","","","","","","","","","","","","","","","","","","","","","","","","","","","","","","","","","","","","","","","","","","","","","","","","","","","","","","","","","","","","","","","","","","","","","","","","","","","","","","","","",null,"","","","","","","","","","","","","","","","","","","","","","","","","","","","","","","","","","","","","","","","","","","","","","","","","","","","","","","","","","","","","","","","","","","","","","","","","","","","","","","","","","","","","","","","","","",""]
["","","","","","","","","","","","","","","","","","","","","","","","","","","","","","","","","","","","","","","","","","","","","","","","","","","","","","","","","","","","","","","","","","","","","","","","","","","","","","","","","","","","","","","","","","","","","","","","","","","","","",null,"","","","","","","","","","","","","","","","","","","","","","","","","","","","","","","","","","","","","","","","","","","","","","","","","","","","","","","","","","","","","","","","","","","","","","","","","","","","","","","","","","","","","","","","","","",""]
["","","","","","","","","","","","","","","","","","","","","","","","","","","","","","","","","","","","","","","","","","","","","","","","","","","","","","","","","","","","","","","","","","","","","","","","","","","","","","","","","","","","","","","","","","","","","","","","","","","","","",null,"","","","","","","","","","","","","","","","","","","","","","","","","","","","","","","","","","","","","","","","","","","","","","","","","","","","","","","","","","","","","","","","","","","","","","","","","","","","","","","","","","","","","","","","","","",""]
["","","","","","","","","","","","","","","","","","","","","","","","","","","","","","","","","","","","","","","","","","","","","","","","","","","","","","","","","","","","","","","","","","","","","","","","","","","","","","","","","","","","","","","","","","","","","","","","","","","","","",null,"","","","","","","","","","","","","","","","","","","","","","","","","","","","","","","","","","","","","","","","","","","","","","","","","","","","","","","","","","","","","","","",{"$f":"IFERROR($G94*BV94,\"\")","v":""},"","","","","","","","","","","","","","","","","","","","","","","","","","",""]
["","","","","","","","","","","","","","","","","","","","","","","","","","","","","","","","","","","","","","","","","","","","","","","","","","","","","","","","","","","","","","","","","","","","","","","","","","","","","","","","","","","","","","","","","","","","","","","","","","","","","",null,"","","","","","","","","","","","","","","","","","","","","","","","","","","","","","","","","","","","","","","","","","","","","","","","","","","","","","","","","","","","","","","","","","","","","","","","","","","","","","","","","","","","","","","","","","",""]
["","","","","","","","","","","","","","","","","","","","","","","","","","","","","","","","","","","","","","","","","","","","","","","","","","","","","","","","","","","","","","","","","","","","","","","","","","","","","","","","","","","","","","","","","","","","","","","","","","","","","",null,"","","","","","","","","","","","","","","","","","","","","","","","","","","","","","","","","","","","","","","","","","","","","","","","","","","","","","","","","","","","","","","","","","","","","","","","","","","","","","","","","","","","","","","","","","",""]
["","","","","","","","","","","","","","","","","","","","","","","","","","","","","","","","","","","","","","","","","","","","","","","","","","","","","","","","","","","","","","","","","","","","","","","","","","","","","","","","","","","","","","","","","","","","","","","","","","","","","",null,"","","","","","","","","","","","","","","","","","","","","",{"$f":"IFERROR($G97*AF97,\"\")","v":""},"","","","","","","","","","","","","","","","","","","","","","","","","","","","","","","","","","","","","","","","","","","","","","","","","","","","","","","","","","","","","","","","","","","","",""]
["","","","","","","","","","","","","","","","","","","","","","","","","","","","","","","","","","","","","","","","","","","","","","","","","","","","","","","","","","","","","","","","","","","","","","","","","","","","","","","","","","","","","","","","","","","","","","","","","","","","","",null,"","","","","","","","","","","","","","","","","",{"$f":"IFERROR($G98*AB98,\"\")","v":""},"","","","","","","","","","","","","","","","","","","","","","","","","","","","","","","","","","","","","","","","","","","","","","","","","","","","","","","","","","","","","","","","","","","","","","","","",""]
["","","","","","","","","","","","","","","","","","","","","","","","","","","","","","","","","","","","","","","","","","","","","","","","","","","","","","","","","","","","","","","","","","","","","","","","","","","","","","","","","","","","","","","","","","","","","","","","","","","","","",null,"","","","","","","","","","","","","","","","","","","","","","","","","","","","","","","","","","","","","","","","","","","","","","","","","","","","","","","","","","","","","","","","","","","","","","","","","","","","","","","","","","","","","","","","","","",""]
["","","","","","","","","","","","","","","","","","","","","","","","","","","","","","","","","","","","","","","","","","","","","","","","","","","","","","","","","","","","","","","","","","","","","","","","","","","","","","","","","","","","","","","","","","","","","","","","","","","","","",null,"","","","","","","","","","","","","","","","","","","","","","","","","","","","","","","","","","","","","",{"$f":"IFERROR($G100*AV100,\"\")","v":""},"","","","","","","","","","","","","","","","","","","","","","","","","","","","","","","","","","","","","","","","","","","","","","","","","","","","",""]
["","","","","","","","","","","","","","","","","","","","","","","","","","","","","","","","","","","","","","","","","","","","","","","","","","","","","","","","","","","","","","","","","","","","","","","","","","","","","","","","","","","","","","","","","","","","","","","","","","","","","",null,"","","","","","","","","","","","","","","","","","","","","","","","","","","","","","","","","","","","","","","","","","","","","","","","","","","","","","","","","","","","","","","","","","","","","","","","","","","","","","","","","","","","","","","","","","",""]
["","","","","","","","","","","","","","","","","","","","","","","","","","","","","","","","","","","","","","","","","","","","","","","","","","","","","","","","","","","","","","","","","","","","","","","","","","","","","","","","","","","","","","","","","","","","","","","","","","","","","",null,"","","","","","","","","","","","",{"$f":"IFERROR($G102*W102,\"\")","v":""},"","","","","","","","","","","","","","","","","","","","","","","","","","","","","","","","","","","","","","","","","","","","","","","","","","","","","","","","","","","","","","","","","","","","","","","","","","","","","",""]
["","","","","","","","","","","","","","","","","","","","","","","","","","","","","","","","","","","","","","","","","","","","","","","","","","","","","","","","","","","","","","","","","","","","","","","","","","","","","","","","","","","","","","","","","","","","","","","","","","","","","",null,"","","","","","","","","","","","","","","","","","","","","","","","","","","","","","","","","","","","","","","","","","","","","","","","","","","","","","","","","","","","","","","","","","","","","","","","","","","","","","","","","","","","","","","","","","",""]
["","","","","","","","","","","","","","","","","","","","","","","","","","","","","","","","","","","","","","","","","","","","","","","","","","","","","","","","","","","","","","","","","","","","","","","","","","","","","","","","","","","","","","","","","","","","","","","","","","","","","",null,"","","","","","","","","","","","","","","","","","","","","","","","","","","","","","","","","","","","","","","","","","","","","","","","","","","","","","","","","","","","","","","","","","","","","","","","","","","","","","","","","","","","","","","","","","",""]
["","","","","","","","","","","","","","","","","","","","","","","","","","","","","","","","","","","","","","","","","","","","","","","","","","","","","","","","","","","","","","","","","","","","","","","","","","","","","","","","","","","","","","","","","","","","","","","","","","","","","",null,"","","","","","","","","","","","","","","","","","","","","","","","","","","","","","","","","","","","","","","","","","","","","","","","","","","","","","","","","","","","","","","","","","","","","","","","","","","","","","","","","","","","","","","","","","",""]
["","","","","","","","","","","","","","","","","","","","","","","","","","","","","","","","","","","","","","","","","","","","","","","","","","","","","","","","","","","","","","","","","","","","","","","","","","","","","","","","","","","","","","","","","","","","","","","","","","","","","",null,"","","","","","","","","","","","","","","","","","","","","","","","","","","","","","","","","","","","","","","","","","","","","","","","","","","","","","","","","","","","","","","","","","","","","","","","","","","","","","","","","","","","","","","","","","",""]
["","","","","","","","","","","","","","","","","","","","","","","","","","","","","","","","","","","","","","","","","","","","","","","","","","","","","","","","","","","","","","","","","","","","","","","","","","","","","","","","","","","","","","","","","","","","","","","","","","","","","",null,"","","","","","","","","","","","","","","","","","","","","","","","","","","","","","","","","","","","","","","","","","","","","","","","","","","","","","","","","","","","","","","","","","","","","","","","","","","","","","","","","","","","","","","","","","",""]
["","","","","","","","","","","","","","","","","","","","","","","","","","","","","","","","","","","","","","","","","","","","","","","","","","","","","","","","","","","","","","","","","","","","","","","","","","","","","","","","","","","","","","","","","","","","","","","","","","","","","",null,"","","","","","","","","","","","","","","","","","","","","","","","","","","","","","","","","","","","","","","","","","","","","","","","","","","","","","","","","","","","","","","","","","","","","","","","","","","","","","","","","","","","","","","","","","",""]
["","","","","","","","","","","","","","","","","","","","","","","","","","","","","","","","","","","","","","","","","","","","","","","","","","","","","","","","","","","","","","","","","","","","","","","","","","","","","","","","","","","","","","","","","","","","","","","","","","","","","",null,"","","","","","","","","","","","","","","","","","","","","","","","","","","","","","","","","","","","","","","","","","","","","","","","","","","","","","","","","",{"$f":"IFERROR($G109*BP109,\"\")","v":""},"","","","","","","","","","","","","","","","","","","","","","","","","","","","","","","","",""]
["","","","","","","","","","","","","","","","","","","","","","","","","","","","","","","","","","","","","","","","","","","","","","","","","","","","","","","","","","","","","","","","","","","","","","","","","","","","","","","","","","","","","","","","","","","","","","","","","","","","","",null,"","","","","","","","","","","","","","","","","","","","","","","","","","","","","","","","","","","","","","","","","","","","","","","","","","","","","","","","","","","","","","","","","","","","","","","","","","","","","","","","","","","","","","","","","","",""]
["","","","","","","","","","","","","","","","","","","","","","","","","","","","","","","","","","","","","","","","","","","","","","","","","","","","","","","","","","","","","","","","","","","","","","","","","","","","","","","","","","","","","","","","","","","","","","","","","","","","","",null,"","","","","","","","","","","","","","","","","","","","","","","","","","","","","","","","","","","","","","","","","","","","","","","","","","","","","","","","","","","","","","","","","","","","","","","","","","","","","","","","","","","","","","","","","","",""]
["","","","","","","","","","","","","","","","","","","","","","","","","","","","","","","","","","","","","","","","","","","","","","","","","","","","","","","","","","","","","","","","","","","","","","","","","","","","","","","","","","","","","","","","","","","","","","","","","","","","","",null,"","","","","","","","","","","","","","","","","","","","","","","","","","","","","","","","","","","","","","","","","","","","","","","","","","","","","","","","","","","","","","","","","","","","","","","","","","","","","","","","","","","","","","","","","","",""]
["","","","","","","","","","","","","","","","","","","","","","","","","","","","","","","","","","","","","","","","","","","","","","","","","","","","","","","","","","","","","","","","","","","","","","","","","","","","","","","","","","","","","","","","","","","","","","","","","","","","","",null,"","","","","","","","","","","","","","","","","","","","","","","","","","","","","","","","","","","","","","","","","","","","","","","","","","","","","","","","","","","","","","","","","","","","","","","","","","","","","","",{"$f":"IFERROR($G113*CK113,\"\")","v":""},"","","","","","","","","","","",""]
["","","","","","","","","","","","","","","","","","","","","","","","","","","","","","","","","","","","","","","","","","","","","","","","","","","","","","","","","","","","","","","","","","","","","","","","","","","","","","","","","","","","","","","","","","","","","","","","","","","","","",null,"","","","","","","","","","","","","","","","","","","","","","","","","","","","","","","","","","","","","","","","","","","","","","","","","","","","","","","","","","","","","","","","","","","","","","","","","","","","","","","","","","","","","","","","","","",""]
["","","","","","","","","","","","","","","","","","","","","","","","","","","","","","","","","","","","","","","","","","","","","","","","","","","","","","","","","","","","","","","","","","","","","","","","","","","","","","","","","","","","","","","","","","","","","","","","","","","","","",null,"","","","","","","","","","","","","","","","","","","","","","","","","","","","","","","","","",{"$f":"IFERROR($G115*AR115,\"\")","v":""},"","","","","","","","","","","","","","","","","","","","","","","","","","","","","","","","","","","","","","","","","","","","","","","","","","","","","","",{"$f":"IFERROR($G115*CU115,\"\")","v":""},"",""]
["","","","","","","","","","","","","","","","","","","","","","","","","","","","","","","","","","","","","","","","","","","","","","","","","","","","","","","","","","","","","","","","","","","","","","","","","","","","","","","","","","","","","","","","","","","","","","","","","","","","","",null,"","","","","","","","","","","","","","","","","","","","","","","","","","","","","","","","","","","","","","","","","","","","","","","","","","","","","","","","","","","","","","","","","","","","","","","","","","","","","","","","","","","","","","","","","","",""]
["","","","","","","","","","","","","","","","","","","","","","","","","","","","","","","","","","","","","","","","","","","","","","","","","","","","","","","","","","","","","","","","","","","","","","","","","","","","","","","","","","","","","","","","","","","","","","","","","","","","","",null,"","","","","","","","","","","","","","","","","","","","","","","","","","","","","","","","","","","","","","","","","","","","","","","","","","","","","","","","","","","","","","","","","","","","","","","","","","","","","","","","","","","","","","","","","","",""]
["","","","","","","","","","","","","","","","","","","","","","","","","","","","","","","","","","","","","","","","","","","","","","","","","","","","","","","","","","","","","","","","","","","","","","","","","","","","","","","","","","","","","","","","","","","","","","","","","","","","","",null,"","","","","","","","","","","","","","","","","","","","","","","","","","","","","","","","","","","","","","","","","","","","","","","","","","","","","","","","","","","","","","","","","","","","","","","","","","","","","","","","","","","","","","","","","","",""]
["","","","","","","","","","","","","","","","","","","","","","","","","","","","","","","","","","","","","","","","","","","","","","","","","","","","","","","","","","","","","","","","","","","","","","","","","","","","","","","","","","","","","","","","","","","","","","","","","","","","","",null,"","","","","","","","","","","","","","","","","","","","","","","","","","","","","","","","","","","","","","","","","","","","","","","","","","","","","","","","","","","","","","","","","","","","","","","","","","","","","","","","","","","","","","","","","","",""]
["","","","","","","","","","","","","","","","","","","","","","","","","","","","","","","","","","","","","","","","","","","","","","","","","","","","","","","","","","","","","","","","","","","","","","","","","","","","","","","","","","","","","","","","","","","","","","","","","","","","","",null,"","","","","","","","","","","","","","","","","","","","","","","","","","","","","","","","","","","","","","","","","","","","","","","","","","","","","",{"$f":"IFERROR($G120*BL120,\"\")","v":""},"","","","","","","","","","","","","","","","","","","","","","","","","","","","","","","","","","","","",""]
["","","","","","","","","","","","","","","","","","","","","","","","","","","","","","","","","","","","","","","","","","","","","","","","","","","","","","","","","","","","","","","","","","","","","","","","","","","","","","","","","","","","","","","","","","","","","","","","","","","","","",null,"","","","","","","","","","","","","","","","","","","","","","","","","","","","","","","","","","","","","","","","","","","","","","","","","","","","","","","","","","","","","","","","","","","","","","","","","","","","","","","","","","","","","","","","","","",""]
["","","","","","","","","","","","","","","","","","","","","","","","","","","","","","","","","","","","","","","","","","","","","","","","","","","","","","","","","","","","","","","","","","","","","","","","","","","","","","","","","","","","","","","","","","","","","","","","","","","","","",null,"","","","","","","","","","","",{"$f":"IFERROR($G122*V122,\"\")","v":""},"","","","","","","","","","","","","","","","","","","","","","","","","","","","","","","","","","","","","","","","","","","","","","","","","","","","","","","","","","","","","","","","","","","","","","","","","","","","","","",""]
["","","","","","","","","","","","","","","","","","","","","","","","","","","","","","","","","","","","","","","","","","","","","","","","","","","","","","","","","","","","","","","","","","","","","","","","","","","","","","","","","","","","","","","","","","","","","","","","","","","","","",null,{"$f":"IFERROR($G123*K123,\"\")","v":""},"","","","","","","","","","","","","","","","","","","","","","","","","","","","","","","","","","","","","","","","","","","","","","","","","","","","","","","","","","","","","","","","","","","","","","","","","","","","","","","","","","","","","","","","","",""]
["","","","","","","","","","","","","","","","","","","","","","","","","","","","","","","","","","","","","","","","","","","","","","","","","","","","","","","","","","","","","","","","","","","","","","","","","","","","","","","","","","","","","","","","","","","","","","","","","","","","","",null,"","","","","","","","","","","","","","","","","","","","","","","","","","","","","","","","","","","","","","","","","","","","","","","","","","","","","","","","","","","","","","","","","","","","","","","","","","","","",{"$f":"IFERROR($G124*CI124,\"\")","v":""},"","","","","","","","","","","","","",""]
["","","","","","","","","","","","","","","","","","","","","","","","","","","","","","","","","","","","","","","","","","","","","","","","","","","","","","","","","","","","","","","","","","","","","","","","","","","","","","","","","","","","","","","","","","","","","","","","","","","","","",null,"","","","","","","","","","","","","","","","","","","","","","","","","","","","","","","","","","","","","","","","","","","","","","","","","","","","","","","","","","","","","","","","","","","","","","","","","","","","","","","","","","","","","","","","","","",""]
["","","","","","","","","","","","","","","","","","","","","","","","","","","","","","","","","","","","","","","","","","","","","","","","","","","","","","","","","","","","","","","","","","","","","","","","","","","","","","","","","","","","","","","","","","","","","","","","","","","","","",null,"","","","","","","","","","","","","","","","","","","","","","","","","","","","",{"$f":"IFERROR($G126*AM126,\"\")","v":""},"","","","","","","","","","","","","","","","","","","","","","","","","","","","","","","","","","","","","","","","","","","","","","","","","","","","","","","","","","","","","",""]
["","","","","","","","","","","","","","","","","","","","","","","","","","","","","","","","","","","","","","","","","","","","","","","","","","","","","","","","","","","","","","","","","","","","","","","","","","","","","","","","","","","","","","","","","","","","","","","","","","","","","",null,"","","","","","","","","","","","","","","","","","","","","","","","","","","","","","","","","","","","","","","","","","","","","","","","","","","","","","","","","","","","","","","","","","","","","","","","","","","","","","","","","","","","","","","","","","",""]
["","","","","","","","","","","","","","","","","","","","","","","","","","","","","","","","","","","","","","","","","","","","","","","","","","","","","","","","","","","","","","","","","","","","","","","","","","","","","","","","","","","","","","","","","","","","","","","","","","","","","",null,"","","","","","","","","","","","","","","","","","","","","","","","","","","","","","","","","","","","","","","","","","","","","","","","","","","","","","","","","","","","","","","","","","","","","","","","","","","","","","","","","","","","","","","","","","",""]
["","","","","","","","","","","","","","","","","","","","","","","","","","","","","","","","","","","","","","","","","","","","","","","","","","","","","","","","","","","","","","","","","","","","","","","","","","","","","","","","","","","","","","","","","","","","","","","","","","","","","",null,"","","","","","","","","","","","","","","","","","","","","","","","","","","","","","","","","","","","","","","","","","","","","","","","",{"$f":"IFERROR($G129*BG129,\"\")","v":""},"","","","","","","","","","","","","","","","","","","","","","","","","","","","","","","","","","","","","","","","","",""]
["","","","","","","","","","","","","","","","","","","","","","","","","","","","","","","","","","","","","","","","","","","","","","","","","","","","","","","","","","","","","","","","","","","","","","","","","","","","","","","","","","","","","","","","","","","","","","","","","","","","","",null,"","","","","","","","","","","","","","","","","","","","","","","","","","","","","","","","","","","","","","","","","","","","","","","","","","","","","","","","","","","","","","","","","","","","","","","",{"$f":"IFERROR($G130*CD130,\"\")","v":""},"","","","","","","","","","","","","","","","","","",""]
["","","","","","","","","","","","","","","","","","","","","","","","","","","","","","","","","","","","","","","","","","","","","","","","","","","","","","","","","","","","","","","","","","","","","","","","","","","","","","","","","","","","","","","","","","","","","","","","","","","","","",null,"","","","","","","","","","","","","","","","","","","","","","","","","","","","","","","","","","","","","","","","","","","","","","","","","","","","","","","","","","","","","","","","","","","","","","","","","","","","","","","","","","","","","","","","","","",""]
["","","","","","","","","","","","","","","","","","","","","","","","","","","","","","","","","","","","","","","","","","","","","","","","","","","","","","","","","","","","","","","","","","","","","","","","","","","","","","","","","","","","","","","","","","","","","","","","","","","","","",null,"","","","","","","","","","","","","","","","","","","","","","","","","","","","","","","","","","","","","","","","","","","","","","","","","","","","","","","","","","","","","","","","","","","","","","","","","","","","","","","","","","","","","","","","","","",""]
["","","","","","","","","","","","","","","","","","","","","","","","","","","","","","","","","","","","","","","","","","","","","","","","","","","","","","","","","","","","","","","","","","","","","","","","","","","","","","","","","","","","","","","","","","","","","","","","","","","","","",null,"","","","","","","","","","","","","","","","","","","","","","","","","","","","","","","","","","","","","","","","","","","","","","","","","","","","","","","","","","","","","","","","","","","","","","","","","","","","","","","","","","","","","","","","","","",""]
["","","","","","","","","","","","","","","","","","","","","","","","","","","","","","","","","","","","","","","","","","","","","","","","","","","","","","","","","","","","","","","","","","","","","","","","","","","","","","","","","","","","","","","","","","","","","","","","","","","","","",null,"","","","","","","","","","","","","","","","","","","","","","","","","","","","","","","","","","","","","","","","","","","","","","","","","","","","","","","","","","","","","","","","","","","","","","","","","","","","","","","","","","","","","","","","","","",""]
["","","","","","","","","","","","","","","","","","","","","","","","","","","","","","","","","","","","","","","","","","","","","","","","","","","","","","","","","","","","","","","","","","","","","","","","","","","","","","","","","","","","","","","","","","","","","","","","","","","","","",null,"","","","","","","","","","","","","","",{"$f":"IFERROR($G135*Y135,\"\")","v":""},"","","","","","","","","","","","","","","","","","","","","","","","","","","","","","","","","","","","","","","","","","","","","","","","","","","","","","","","","","","","","","","","","","","","","","","","","","","",""]
["","","","","","","","","","","","","","","","","","","","","","","","","","","","","","","","","","","","","","","","","","","","","","","","","","","","","","","","","","","","","","","","","","","","","","","","","","","","","","","","","","","","","","","","","","","","","","","","","","","","","",null,"","","","","","","","","","","","","","","","","","","","","","","","","","","","","","","","","","","","","","","","","","","","","","","","","","","","","","","","","","","","","","","","","","","","","","","","","","","","","","","","","","","","","","","","","","",""]
["","","","","","","","","","","","","","","","","","","","","","","","","","","","","","","","","","","","","","","","","","","","","","","","","","","","","","","","","","","","","","","","","","","","","","","","","","","","","","","","","","","","","","","","","","","","","","","","","","","","","",null,"","","","","","","","","","","","","","","","","","","","","","","","","","","","","","","","","","","","","","","","","","","","","","","","","","","","","","","","","","","","","","","","","","","","","","","","","","","","","","","","","","","","","","","","","","",""]
["","","","","","","","","","","","","","","","","","","","","","","","","","","","","","","","","","","","","","","","","","","","","","","","","","","","","","","","","","","","","","","","","","","","","","","","","","","","","","","","","","","","","","","","","","","","","","","","","","","","","",null,"","","","","","","","","","","","","","","","","","","","","","","","","","","","","","","","","","","","","","","","","","","","","","","","","","","","","","","","","","","","","","","","","","","","","","","","","","","","","","","","","","","","","","","","","","",""]
["","","","","","","","","","","","","","","","","","","","","","","","","","","","","","","","","","","","","","","","","","","","","","","","","","","","","","","","","","","","","","","","","","","","","","","","","","","","","","","","","","","","","","","","","","","","","","","","","","","","","",null,"","","","","","","","","","","","","","","","","","","","","","","","","","","","","","","","","","","","","","","","","","","","","","","","","","","","","","","","","","","","","","","","","","","","","","","","","","","","","","","","","","","","","",{"$f":"IFERROR($G139*CR139,\"\")","v":""},"","","","",""]
["","","","","","","","","","","","","","","","","","","","","","","","","","","","","","","","","","","","","","","","","","","","","","","","","","","","","","","","","","","","","","","","","","","","","","","","","","","","","","","","","","","","","","","","","","","","","","","","","","","","","",null,"","","","","","","","","","","","","","","","","","","","","","","","","","","","","","","","","","","","","","","","","","","","","","","","","","","","","","","","","","","","","","","","","","","","","","","","","","","","","","","","","","","","","","","","","","",""]
["","","","","","","","","","","","","","","","","","","","","","","","","","","","","","","","","","","","","","","","","","","","","","","","","","","","","","","","","","","","","","","","","","","","","","","","","","","","","","","","","","","","","","","","","","","","","","","","","","","","","",null,"","","","","","","","","","","","","","","","","","","","","","","","","","","","","","","","","","","","","","","","","","","","","","","","","","","","","","","","","","","","","","","","","","","","","","","","","","","","","","","","","","","","","","","","","","",""]
["","","","","","","","","","","","","","","","","","","","","","","","","","","","","","","","","","","","","","","","","","","","","","","","","","","","","","","","","","","","","","","","","","","","","","","","","","","","","","","","","","","","","","","","","","","","","","","","","","","","","",null,"","","","","","","","","","","","","","","","","","","","","","","","","","","","","","","","","","","","","","","","","","","","","","","","","","","","","","","","","","","","","","","","","","","","","","","","","","","","","","","","","","","","","","","","","","",""]
["","","","","","","","","","","","","","","","","","","","","","","","","","","","","","","","","","","","","","","","","","","","","","","","","","","","","","","","","","","","","","","","","","","","","","","","","","","","","","","","","","","","","","","","","","","","","","","","","","","","","",null,"","","","","","","","","","","","","","","","","","","","","","","","","","","","","","","","","","","","","","","","","","","","",{"$f":"IFERROR($G143*BC143,\"\")","v":""},"","","","","","","","","","","","","","","","","","","","","","","","","","","","","","","","","","","","","","","","","","","","","",""]
["","","","","","","","","","","","","","","","","","","","","","","","","","","","","","","","","","","","","","","","","","","","","","","","","","","","","","","","","","","","","","","","","","","","","","","","","","","","","","","","","","","","","","","","","","","","","","","","","","","","","",null,"","","","","","","","","","","","","","","","","","","","","","","","","","","","","","","","","","","","","","","","","","","","","","","","","","","","","","","","","","","","","","","","","","","","","","","","","","","","","","","","","","","","","","","","","","",""]
["","","","","","","","","","","","","","","","","","","","","","","","","","","","","","","","","","","","","","","","","","","","","","","","","","","","","","","","","","","","","","","","","","","","","","","","","","","","","","","","","","","","","","","","","","","","","","","","","","","","","",null,"","","","","","","","","","","","","","","","","","","","","","","","","","","","","","","","","","","","","","","","","","","","","","","","","","","","","","","","","","","","","","","","","","","","","","","","","","","","","","","","","","","","","","","","","","",""]
["","","","","","","","","","","","","","","","","","","","","","","","","","","","","","","","","","","","","","","","","","","","","","","","","","","","","","","","","","","","","","","","","","","","","","","","","","","","","","","","","","","","","","","","","","","","","","","","","","","","","",null,"","",{"$f":"IFERROR($G146*M146,\"\")","v":""},"","","","","","","","","","","","","","","","","","","","","","","","","","","","","","","","","","","","","","","","","","","","","","","","","","","","","","","","","","","","","","","","","","","","","","","","","","","","","","","","","","","","","","","",""]
["","","","","","","","","","","","","","","","","","","","","","","","","","","","","","","","","","","","","","","","","","","","","","","","","","","","","","","","","","","","","","","","","","","","","","","","","","","","","","","","","","","","","","","","","","","","","","","","","","","","","",null,{"$f":"IFERROR($G147*K147,\"\")","v":""},"","","","","","","","","","","","","","","","","","","","","","","","","","","","","","","","","","","","","","","","","","","","","","","","","","","","","","","","","","","","","","","","","","","","","","","","","","","","","","","","","","","","","","","","","",""]
["","","","","","","","","","","","","","","","","","","","","","","","","","","","","","","","","","","","","","","","","","","","","","","","","","","","","","","","","","","","","","","","","","","","","","","","","","","","","","","","","","","","","","","","","","","","","","","","","","","","","",null,"","","","","","","","","","","","","","","","","","","","","","","","","","","","","","","","","","","","","","","","","","","","","","","","","","","","","","","","","","","","","","","","","","","","","","","","","","","","","","","","","","","","","","","","","","",""]
["","","","","","","","","","","","","","","","","","","","","","","","","","","","","","","","","","","","","","","","","","","","","","","","","","","","","","","","","","","","","","","","","","","","","","","","","","","","","","","","","","","","","","","","","","","","","","","","","","","","","",null,"","","","","","","","","","","","","","","","","","","","","","","","","","","","","","","","","","","","","","","","","","","","","","","","","","","","","","","","","","","","","","","","","","","","","","","","","","","","","","","","","","","","","","","","","","",""]
["","","","","","","","","","","","","","","","","","","","","","","","","","","","","","","","","","","","","","","","","","","","","","","","","","","","","","","","","","","","","","","","","","","","","","","","","","","","","","","","","","","","","","","","","","","","","","","","","","","","","",null,"","","","","","","","","","","","","","","","","","","","","","","","","","","","","","","","","","","","","","","","","","","","","","","","","","","","","","","","","","","","","","","","","","","","","","","","","","","","","","","","","","","","","","","","","","",""]
["","","","","","","","","","","","","","","","","","","","","","","","","","","","","","","","","","","","","","","","","","","","","","","","","","","","","","","","","","","","","","","","","","","","","","","","","","","","","","","","","","","","","","","","","","","","","","","","","","","","","",null,"","","","","","","","","","","","","","","","","","","","","","","","","","","","","","","","","","","","","","","","","","","","","","","","","","","","","","","","","","","","",{"$f":"IFERROR($G151*BS151,\"\")","v":""},"","","","","","","","","","","","","","","","","","","","","","","","","","","","","",""]
["","","","","","","","","","","","","","","","","","","","","","","","","","","","","","","","","","","","","","","","","","","","","","","","","","","","","","","","","","","","","","","","","","","","","","","","","","","","","","","","","","","","","","","","","","","","","","","","","","","","","",null,"","","","","","","","","","","","","","","","","","","","","","","","","","","","","","","","","","","","","","","","","","","","","","","","","","","","","","","","","","","","","","","","","","","","","","","","","","","","","","","","","","","","","","","","","","",""]
["","","","","","","","","","","","","","","","","","","","","","","","","","","","","","","","","","","","","","","","","","","","","","","","","","","","","","","","","","","","","","","","","","","","","","","","","","","","","","","","","","","","","","","","","","","","","","","","","","","","","",null,"","","","","","","","","","","","","","","","","",{"$f":"IFERROR($G153*AB153,\"\")","v":""},"","","","","","","","","","","","","","","","","","","","",{"$f":"IFERROR($G153*AW153,\"\")","v":""},"","","","","","","","","","","","","","","","","","","","","","","","","","","","","","","","","","","","","","","","","","","","","","","","","","","",""]
["","","","","","","","","","","","","","","","","","","","","","","","","","","","","","","","","","","","","","","","","","","","","","","","","","","","","","","","","","","","","","","","","","","","","","","","","","","","","","","","","","","","","","","","","","","","","","","","","","","","","",null,"","","","","","","","","","","","","","","","","","","","","","","","","","","","","","","","","",{"$f":"IFERROR($G154*AR154,\"\")","v":""},"","","","","","","","","","","","","","","","","","","","","","","","","","","","","","","","","","","","","","","","","","","","","","","","","","","","","","","","",""]
["","","","","","","","","","","","","","","","","","","","","","","","","","","","","","","","","","","","","","","","","","","","","","","","","","","","","","","","","","","","","","","","","","","","","","","","","","","","","","","","","","","","","","","","","","","","","","","","","","","","","",null,"","","","","","","","","","","","","","","","","","","","","","","","","","","","","","","","","","","","","","","","","","","","","","","","","","","","","","","","","","","","","","","","","","","","","","","","","","","","","","","","","","","","","","","","","","",""]
["","","","","","","","","","","","","","","","","","","","","","","","","","","","","","","","","","","","","","","","","","","","","","","","","","","","","","","","","","","","","","","","","","","","","","","","","","","","","","","","","","","","","","","","","","","","","","","","","","","","","",null,"","","","","","","","","","","","","","","","","","","","","","","","","","","","","","","","","","","","","","","","","","","","","","","","","","","","","","","","","","","","","","","","","","","","","","","","","","","","","","","","","","","","","","","","","","",""]
["","","","","","","","","","","","","","","","","","","","","","","","","","","","","","","","","","","","","","","","","","","","","","","","","","","","","","","","","","","","","","","","","","","","","","","","","","","","","","","","","","","","","","","","","","","","","","","","","","","","","",null,"","","","","","","","","","","","","","","","","","","","","","","","","","","","","","","","","","","","","","","","","","","","","","","","","","","","","","","","","","","","","","","","","","","","","","","","","","","","","","","","","","","","","","","","","","",""]
["","","","","","","","","","","","","","","","","","","","","","","","","","","","","","","","","","","","","","","","","","","","","","","","","","","","","","","","","","","","","","","","","","","","","","","","","","","","","","","","","","","","","","","","","","","","","","","","","","","","","",null,"","","","","","","","","","","","","","","","","","","","","","","","","","","","","","","","","","","","","","","","","","","","","","","","","","","","","","","","","","","","","","","","","","","","","","","","","","","","","","","","","","","","","","","","","","",""]
["","","","","","","","","","","","","","","","","","","","","","","","","","","","","","","","","","","","","","","","","","","","","","","","","","","","","","","","","","","","","","","","","","","","","","","","","","","","","","","","","","","","","","","","","","","","","","","","","","","","","",null,"","","","","","","","","","","","","","","","","","","","","","","","","","","","","","","","","","","","","","","","","","","","","","","","","","","","","","","","","","","","","","","","","","","","","","","","","","","","","","","","","","","","","","","","","","",""]
["","","","","","","","","","","","","","","","","","","","","","","","","","","","","","","","","","","","","","","","","","","","","","","","","","","","","","","","","","","","","","","","","","","","","","","","","","","","","","","","","","","","","","","","","","","","","","","","","","","","","",null,"","","","","","","","","","","","","","","","","","","","","","","","","","","","","","","","","","","","","","","","","","","","","","","","","","","","","","","","","","","","","","","","","","","","","","","","","","","","","","","","","","","","","","","","","","",""]
["","","","","","","","","","","","","","","","","","","","","","","","","","","","","","","","","","","","","","","","","","","","","","","","","","","","","","","","","","","","","","","","","","","","","","","","","","","","","","","","","","","","","","","","","","","","","","","","","","","","","",null,"","","","","","","","","","","","","","","","","","","","","","","","","","","","","","","","","","","","","","","","","","","","","","","","","","","","","","","","","","","","","","","","","","","","","","","","","","","","","","","","","","","","","","","","","","",""]
["","","","","","","","","","","","","","","","","","","","","","","","","","","","","","","","","","","","","","","","","","","","","","","","","","","","","","","","","","","","","","","","","","","","","","","","","","","","","","","","","","","","","","","","","","","","","","","","","","","","","",null,"","","","","","","","","","","","","","","","","","","","","","","","","","","","","","","","","","","","","","","","","","","","","","","","","","","","","","","","","","","","","","","","","","","","","","","","","","","","","","","","","","","","","","","","","","",""]
["","","","","","","","","","","","","","","","","","","","","","","","","","","","","","","","","","","","","","","","","","","","","","","","","","","","","","","","","","","","","","","","","","","","","","","","","","","","","","","","","","","","","","","","","","","","","","","","","","","","","",null,"","","","","","","","","","","","","","","","","","","","","","","","","","","","","","","","","","","","","","","","","","","","","","","","","","","","","","","","","","","","","","","","","","","","","","","","","","","","","","","","","","","","","","","","","","",""]
["","","","","","","","","","","","","","","","","","","","","","","","","","","","","","","","","","","","","","","","","","","","","","","","","","","","","","","","","","","","","","","","","","","","","","","","","","","","","","","","","","","","","","","","","","","","","","","","","","","","","",null,"","","","","","","","","","","","","","","","","","","","","","","","","","","","","","","","","","","","","","","","","","","","","","","","","","","","","","","","","","","","","","","","","","","","","","","","","","","","","","","","","","","",{"$f":"IFERROR($G164*CP164,\"\")","v":""},"","","","","","",""]
["","","","","","","","","","","","","","","","","","","","","","","","","","","","","","","","","","","","","","","","","","","","","","","","","","","","","","","","","","","","","","","","","","","","","","","","","","","","","","","","","","","","","","","","","","","","","","","","","","","","","",null,"","","","","","","","","","","","","","","","","","","","","","","","","","","","","","","","","","","","","","","","","","","","","","","","","","","","","","","","","","","","","","","","","","","","","","","","","","","","","","","","","","","","","","","","","","",""]
["","","","","","","","","","","","","","","","","","","","","","","","","","","","","","","","","","","","","","","","","","","","","","","","","","","","","","","","","","","","","","","","","","","","","","","","","","","","","","","","","","","","","","","","","","","","","","","","","","","","","",null,"","","","","","","","","","","","","","","","","","","","","","","","","","","","","","","","","","","","","","","","","","","","","","","","","","","","","","","","","","","","","","","","","","","","","","","","","","","","","","","","","","","","","","","","","","",""]
["","","","","","","","","","","","","","","","","","","","","","","","","","","","","","","","","","","","","","","","","","","","","","","","","","","","","","","","","","","","","","","","","","","","","","","","","","","","","","","","","","","","","","","","","","","","","","","","","","","","","",null,"","","","","","","","","","","","","","","","","","","","","","","","","","","","","","","","","","","","","","","","","","","","","","","","","","","","","","","","","","","","","","","","","","","","","","","","","","","","","","","","","","","","","","","","","","",""]
["","","","","","","","","","","","","","","","","","","","","","","","","","","","","","","","","","","","","","","","","","","","","","","","","","","","","","","","","","","","","","","","","","","","","","","","","","","","","","","","","","","","","","","","","","","","","","","","","","","","","",null,"","","","","","","","","","","","","","","","","","","","","","","","","","","","","","","","","","","","","","","","","","","","","","","","","","","","","","","","","","","","","","","","","","","","","","","","","","","","","","","","","","","","","","","","","","",""]
["","","","","","","","","","","","","","","","","","","","","","","","","","","","","","","","","","","","","","","","","","","","","","","","","","","","","","","","","","","","","","","","","","","","","","","","","","","","","","","","","","","","","","","","","","","","","","","","","","","","","",null,"","","","","","","","","","","","","","","","","","","","","",{"$f":"IFERROR($G169*AF169,\"\")","v":""},"","","","","","","","","","","","","","","","","","","","","","","","","","","","","","","","","","","","","","","","","","","","","","","","","","","","","","","","","","","","","","","","","","","","",""]
["","","","","","","","","","","","","","","","","","","","","","","","","","","","","","","","","","","","","","","","","","","","","","","","","","","","","","","","","","","","","","","","","","","","","","","","","","","","","","","","","","","","","","","","","","","","","","","","","","","","","",null,"","","","","","","","","","","","","","","","","","","","","","","","","","","","","","","","","","","","","","","","","","","","","","","","","","","","","","",{"$f":"IFERROR($G170*BM170,\"\")","v":""},"","","","","","","","","","","","","","","","","","","","","","","","","","","","","","","","","","","",""]
["","","","","","","","","","","","","","","","","","","","","","","","","","","","","","","","","","","","","","","","","","","","","","","","","","","","","","","","","","","","","","","","","","","","","","","","","","","","","","","","","","","","","","","","","","","","","","","","","","","","","",null,"","","","","","","","","","","","","","","","","","","","","","","","","","","","","","","","","","","","","","","","","","","","","","","","","","","","","","","","","","","","","","","","","","","","","","","","","","","","","","","",{"$f":"IFERROR($G171*CL171,\"\")","v":""},"","","","","","","","","","",""]
["","","","","","","","","","","","","","","","","","","","","","","","","","","","","","","","","","","","","","","","","","","","","","","","","","","","","","","","","","","","","","","","","","","","","","","","","","","","","","","","","","","","","","","","","","","","","","","","","","","","","",null,"","","","","","","","","","","","","","","","","","","","","","","","","","","","","","","","","","","","","","","","","","","","","","","","","","","","","","","","","","","","","","","","","","","","","","","","","","","","",{"$f":"IFERROR($G172*CI172,\"\")","v":""},"","","","","","","","","","","","","",""]
["","","","","","","","","","","","","","","","","","","","","","","","","","","","","","","","","","","","","","","","","","","","","","","","","","","","","","","","","","","","","","","","","","","","","","","","","","","","","","","","","","","","","","","","","","","","","","","","","","","","","",null,"","","","","","","","","","","","","","","","","","","","","","","","","","","","","","","","","","","","","","","","","","","","","","","","","","","","","","","","","","","","","","","","","","","","","","","","","","","","","","","","","","","","","","","","","","",""]
["","","","","","","","","","","","","","","","","","","","","","","","","","","","","","","","","","","","","","","","","","","","","","","","","","","","","","","","","","","","","","","","","","","","","","","","","","","","","","","","","","","","","","","","","","","","","","","","","","","","","",null,"","","","","",{"$f":"IFERROR($G174*P174,\"\")","v":""},"","","","","","","","","","","","","","","","","","","","","","","","","","","","","","","","","","","","","","","","","","","","","","","","","","","","","","","","","","","","","","","","","","","","","","","","","","","","","","","","","","","","",""]
["","","","","","","","","","","","","","","","","","","","","","","","","","","","","","","","","","","","","","","","","","","","","","","","","","","","","","","","","","","","","","","","","","","","","","","","","","","","","","","","","","","","","","","","","","","","","","","","","","","","","",null,"","","","","","","","","","","","","","","","","","","","","","","","","","","","","","","","","","","","","","","","","","","","","","","","","","","","","","","","","","","","","","","","","","","","","","","","","","","","","","","","","","","","","","","","","","",""]
["","","","","","","","","","","","","","","","","","","","","","","","","","","","","","","","","","","","","","","","","","","","","","","","","","","","","","","","","","","","","","","","","","","","","","","","","","","","","","","","","","","","","","","","","","","","","","","","","","","","","",null,"","","","","","","","","","","","","","","","","","","","","","","","","","","","","","","","","","","","","","","","","","","","","","","","","","","","","","","","","","","","","","","","","","","","","","","","","","","","","","","","","","","","","","","","","","",""]
["","","","","","","","","","","","","","","","","","","","","","","","","","","","","","","","","","","","","","","","","","","","","","","","","","","","","","","","","","","","","","","","","","","","","","","","","","","","","","","","","","","","","","","","","","","","","","","","","","","","","",null,"","","","","","","","","","","","","","","","","","","","","","","","","","","","","","","","","","","","","","","","","","","","","","","","","","","","","","","","","","","","","","","","","","","","","","",{"$f":"IFERROR($G177*CC177,\"\")","v":""},"","","","","","","","","","","","","","","","","","","",""]
["","","","","","","","","","","","","","","","","","","","","","","","","","","","","","","","","","","","","","","","","","","","","","","","","","","","","","","","","","","","","","","","","","","","","","","","","","","","","","","","","","","","","","","","","","","","","","","","","","","","","",null,"","","","","","","","","","","","","","","","","","","","","","","","","","","","","","","","","","","","","","","","","","","","","","","","","","","",{"$f":"IFERROR($G178*BJ178,\"\")","v":""},"","","","","","","","","","","","","","","","","","","","","","","","","","","","","","","","","","","","","","",""]
["","","","","","","","","","","","","","","","","","","","","","","","","","","","","","","","","","","","","","","","","","","","","","","","","","","","","","","","","","","","","","","","","","","","","","","","","","","","","","","","","","","","","","","","","","","","","","","","","","","","","",null,"","","","","","","","","","","","",{"$f":"IFERROR($G179*W179,\"\")","v":""},"","","","","","","","","","","","","","","","","","","","","","","","","","","","","","","","","","","","","","","","","","","","","","","","","","","","","","","","","","","","","","","","","","","","","","","","","","","","","",""]
["","","","","","","","","","","","","","","","","","","","","","","","","","","","","","","","","","","","","","","","","","","","","","","","","","","","","","","","","","","","","","","","","","","","","","","","","","","","","","","","","","","","","","","","","","","","","","","","","","","","","",null,"","","","","","","","","","","","","","","","","","","","","","","","","","","","","","","","","","","","","","","","","","","","","","","","","","","","","","","","","","","","","","","","","","","","","","","","","","","","","","","","","","","","","","","","","","",""]
["","","","","","","","","","","","","","","","","","","","","","","","","","","","","","","","","","","","","","","","","","","","","","","","","","","","","","","","","","","","","","","","","","","","","","","","","","","","","","","","","","","","","","","","","","","","","","","","","","","","","",null,"","","","","","","","","","","","","","","","","","","","","","","","","","","","","","","","","","","","","","","","","","","","","","","","","","","","","","","","","","","","","","","","","","","","","","","","","","","","","","","","","","","","","","","","","","",""]
["","","","","","","","","","","","","","","","","","","","","","","","","","","","","","","","","","","","","","","","","","","","","","","","","","","","","","","","","","","","","","","","","","","","","","","","","","","","","","","","","","","","","","","","","","","","","","","","","","","","","",null,"","","","","","","","","","","","","","","","","","","","","","","","","","","","","","","","","","","","","","","","","","","","","","","","","","","","","","","","","","","","","","","","","","","","","","","","","","","","","","","","","","","","","","","","","","",""]
["","","","","","","","","","","","","","","","","","","","","","","","","","","","","","","","","","","","","","","","","","","","","","","","","","","","","","","","","","","","","","","","","","","","","","","","","","","","","","","","","","","","","","","","","","","","","","","","","","","","","",null,"","","","","","","","","","","","","","","","","","","","","","","","","","","","","","","","","","","","","","","","","","","","","","","","","","","","","","","","","","","","","","","","","","","","","","","","","","","","","","","","","","","","","","","","","","",""]
["","","","","","","","","","","","","","","","","","","","","","","","","","","","","","","","","","","","","","","","","","","","","","","","","","","","","","","","","","","","","","","","","","","","","","","","","","","","","","","","","","","","","","","","","","","","","","","","","","","","","",null,"","","","","","","","","","","","","","","","","","","","","","","","","","","","","","","","","","","","","","","","","","","","","","","","","","","","","","","","","","","","","","","","","","","","","","","","","","","","","","","","","","","","","","","","","","",""]
["","","","","","","","","","","","","","","","","","","","","","","","","","","","","","","","","","","","","","","","","","","","","","","","","","","","","","","","","","","","","","","","","","","","","","","","","","","","","","","","","","","","","","","","","","","","","","","","","","","","","",null,"","","","","","","","","","","","","","","","","","","","","","","","","","","","","","","","","","","","","","","","","","","","","","","","","","","","","","","","","","","","","","","","","","","","","","","","","","","","","","","","","","","","","","","","","","",""]
["","","","","","","","","","","","","","","","","","","","","","","","","","","","","","","","","","","","","","","","","","","","","","","","","","","","","","","","","","","","","","","","","","","","","","","","","","","","","","","","","","","","","","","","","","","","","","","","","","","","","",null,"","","","","","","","","","","","","","","","","","","","","","","","","","","","","","","","","","","","","","","","","","","","","","","","","","","","","","","","","","","","","","","","","","","","","","","","","","","","","","","","","","","","","","","","","","",""]
["","","","","","","","","","","","","","","","","","","","","","","","","","","","","","","","","","","","","","","","","","","","","","","","","","","","","","","","","","","","","","","","","","","","","","","","","","","","","","","","","","","","","","","","","","","","","","","","","","","","","",null,"","","","","","","","","","","","","","","","","","","","","","","","","","","","","","","","","","","","","","","","","","","","","","","","","","","","","","","","","","","","","","","","","","","","","","","","","","","","","","","","","","","","","","","","","","",""]
["","","","","","","","","","","","","","","","","","","","","","","","","","","","","","","","","","","","","","","","","","","","","","","","","","","","","","","","","","","","","","","","","","","","","","","","","","","","","","","","","","","","","","","","","","","","","","","","","","","","","",null,"","","","","","","","","","","","","","","","","","","","","","","","","","","","","","","","","","","","","","","","","","","","","","","","","","","","","","","","","","","","","","","","","","","","","","","","","","","","","","","","","","","","","","","","","","",""]
["","","","","","","","","","","","","","","","","","","","","","","","","","","","","","","","","","","","","","","","","","","","","","","","","","","","","","","","","","","","","","","","","","","","","","","","","","","","","","","","","","","","","","","","","","","","","","","","","","","","","",null,"","","","","","","","","","","","","","","","","","","","","","","","","","","","","","","","","","","","","","","","","","","","","","","","","","","","","","","","","","","","","","","","","","","","","","","","","","","","","","","","","","","","","","","","","","",""]
["","","","","","","","","","","","","","","","","","","","","","","","","","","","","","","","","","","","","","","","","","","","","","","","","","","","","","","","","","","","","","","","","","","","","","","","","","","","","","","","","","","","","","","","","","","","","","","","","","","","","",null,"","","","","","","","","","","","","","","","","","","","","","","","",{"$f":"IFERROR($G190*AI190,\"\")","v":""},"","","","","","","","","","","","","","","","","","","","","","","","","","","","","","","","","","",{"$f":"IFERROR($G190*BR190,\"\")","v":""},"","","","","","","","","","","","","","","","","","","","","","","","","","","","","","",""]

{"sheet":"Cost scenario - output","index":3,"n_rows":175,"n_cols":43,"rows_kept":175,"cut":false,"hidden":false,"merged":[]}
[null,null,null,"Replacement expenditure forecast ($,000)",null,null,null,null,null,null,null,null,null,null,null,null,null,null,null,null,null,null,null,"Replacement quantity forecast (#)"]
[null,null,null,1,2,3,4,5,6,7,8,9,10,11,12,13,14,15,16,17,18,19,20,1,2,3,4,5,6,7,8,9,10,11,12,13,14,15,16,17,18,19,20]
[]
[]
["ID","Asset group",null,2020,2021,2022,2023,2024,2025,2026,2027,2028,2029,2030,2031,2032,2033,2034,2035,2036,2037,2038,2039,2020,2021,2022,2023,2024,2025,2026,2027,2028,2029,2030,2031,2032,2033,2034,2035,2036,2037,2038,2039]
[{"$f":"IFERROR(IF('Historical scenario - output'!A6=\"\",\"\",'Historical scenario - output'!A6),\"\")","v":1},{"$f":"IFERROR(IF('Historical scenario - output'!B6=\"\",\"\",'Historical scenario - output'!B6),\"\")","v":"OVERHEAD CONDUCTORS"},null,{"$f":"IFERROR(IF($A6=\"\",\"\",SUMIFS(D$21:D$175,$A$21:$A$175,$A6)),\"\")","v":8900.8144356267858},{"$f":"IFERROR(IF($A6=\"\",\"\",SUMIFS(E$21:E$175,$A$21:$A$175,$A6)),\"\")","v":9470.6889194126888},10104.501872535042,10820.818967757246,11639.079406707282,12578.768842612952,13658.510565817316,14895.115828103948,16302.638664604534,17891.483391875088,19667.613970394093,21631.913393451207,23779.73789662524,26100.704730262889,28578.743206348547,31192.426586326779,33915.587264909394,{"$f":"IFERROR(IF($A6=\"\",\"\",SUMIFS(U$21:U$175,$A$21:$A$175,$A6)),\"\")","v":36718.2001575873},39567.500187563135,42429.280691128144,{"$f":"IFERROR(IF($A6=\"\",\"\",SUMIFS(X$21:X$175,$A$21:$A$175,$A6)),\"\")","v":170.82492342415637},{"$f":"IFERROR(IF($A6=\"\",\"\",SUMIFS(Y$21:Y$175,$A$21:$A$175,$A6)),\"\")","v":180.7017377503002},191.67501202426504,204.09584619457846,218.33165955806157,234.75082289643132,253.70601219215209,275.51704330531828,300.45399469321541,328.72144155443021,360.44461131564145,395.65822728700113,434.29873270480942,476.20047767994475,521.09630269258264,568.62276146900444,618.32999406243982,{"$f":"IFERROR(IF($A6=\"\",\"\",SUMIFS(AO$21:AO$175,$A$21:$A$175,$A6)),\"\")","v":669.69599386808989},722.14472295326857,775.06723818868147]
[{"$f":"IFERROR(IF('Historical scenario - output'!A7=\"\",\"\",'Historical scenario - output'!A7),\"\")","v":2},{"$f":"IFERROR(IF('Historical scenario - output'!B7=\"\",\"\",'Historical scenario - output'!B7),\"\")","v":"POLES"},null,{"$f":"IFERROR(IF($A7=\"\",\"\",SUMIFS(D$21:D$175,$A$21:$A$175,$A7)),\"\")","v":15057.818175498545},16862.446529319011,18937.93129509037,21311.86350289578,24008.386949608292,27046.916037697476,30440.806284316299,34195.903389444808,38308.922243540437,42765.666712549239,47539.186730663452,52588.065427101443,57855.114093829514,63266.803181526651,68733.752984388411,74152.537175405465,79408.918533876407,84382.457027258657,88952.23651627895,93003.284297676786,2111.2420361812442,2303.3746320472678,2520.0781976355838,2764.5946319712157,3039.9311303443242,3348.7253230941737,3693.1066573224525,4074.5462963385935,4493.6894206754778,4950.1689480537443,5442.4077536556406,5967.4260384987956,6520.6794816884894,7095.9598575322398,7685.3907789300338,8279.5458500186032,8867.704792167613,9438.2465790120896,9979.1601054722469,10478.635910711588]
[{"$f":"IFERROR(IF('Historical scenario - output'!A8=\"\",\"\",'Historical scenario - output'!A8),\"\")","v":3},{"$f":"IFERROR(IF('Historical scenario - output'!B8=\"\",\"\",'Historical scenario - output'!B8),\"\")","v":"SERVICE LINES"},null,5011.9000987269046,5255.1392015469746,5493.5527463556,5725.104672090737,5947.7948854050683,6159.7875332793092,6359.525837455365,6545.8212694685826,6717.9080508194556,6875.4579497237746,7018.5546234156,7147.6308878346636,7263.3759483705007,7366.6225700001078,7458.2262685889391,7538.9497888142478,7609.3663356951411,7669.7941737369092,7720.2732178982651,7760.5910522557087,5432.2558005316296,5695.8957377175429,5954.3053899851411,6205.2779287271806,6446.645509718207,6676.4183041474953,6892.9089643911711,7094.8292782903663,7281.3492403354112,7452.1130894419721,7607.211499303864,7747.1135867935009,7872.5663620071164,7984.4724351898594,8083.759075627032,8171.2530005547569,8247.5754905709291,8313.0715035100875,8367.7843020593773,8411.4836546479764]
[{"$f":"IFERROR(IF('Historical scenario - output'!A9=\"\",\"\",'Historical scenario - output'!A9),\"\")","v":4},{"$f":"IFERROR(IF('Historical scenario - output'!B9=\"\",\"\",'Historical scenario - output'!B9),\"\")","v":"SWITCHGEAR"},null,2821.8444812578045,2614.2411541009196,2433.246430898259,2280.2601312754346,2155.6013734927819,2058.6327078616519,1987.9146237324126,1941.3787388624817,1916.5075775787459,1910.5094562385873,1920.4785872882233,1943.5329035381251,1976.9249778183218,2018.124374485039,2064.8724151210799,2115.2123406738697,2167.4990154808615,2220.3926300118765,2272.8404734960814,2324.0500436542738,140.19515275985412,130.03569609843578,121.41505199857194,114.39228432225048,108.97125804352586,105.10799986985863,102.71902847358891,101.69007108132671,101.88464713931846,103.15209158662462,105.33470139129969,108.27380884073936,111.81470162868203,115.81041102633804,120.12446523272435,124.63274913548476,129.22462334677272,133.80343954897432,138.28655594710531,142.60491895100978]
[{"$f":"IFERROR(IF('Historical scenario - output'!A10=\"\",\"\",'Historical scenario - output'!A10),\"\")","v":5},{"$f":"IFERROR(IF('Historical scenario - output'!B10=\"\",\"\",'Historical scenario - output'!B10),\"\")","v":"TRANSFORMERS"},null,7295.3557367971225,7771.8416712383278,8243.5443824557788,8706.4102642454945,9157.4461235358795,9594.9315064422372,10018.528387627399,10429.27630006755,10829.470204718866,11222.428050650899,11612.16429035385,12002.993806202056,12399.097037891814,12804.080973862518,13220.571684911773,13649.872098561997,14091.71388534729,14544.125071269904,15003.425945985762,15464.355795270307,601.87792038154157,635.80878815252788,668.08675013383618,698.60788910682652,727.38679640381713,754.55753938929081,780.36501286755595,805.14675181775806,829.30623399258002,853.27958859342345,877.4983410857576,902.35127642050884,928.14864149469088,955.09172314556099,983.25036233326364,1012.5502638026795,1042.7711191771782,1073.5556714965687,1104.4289943799977,1134.8265060497201]
[{"$f":"IFERROR(IF('Historical scenario - output'!A11=\"\",\"\",'Historical scenario - output'!A11),\"\")","v":6},{"$f":"IFERROR(IF('Historical scenario - output'!B11=\"\",\"\",'Historical scenario - output'!B11),\"\")","v":"UNDERGROUND CABLES"},null,202.18484085079996,206.61388860629188,224.23744891656878,254.18898524311737,294.86638769201937,344.18214887028228,399.86230068404404,459.79688302355032,522.4227179218401,587.09118386476246,654.35369879853943,726.09635734533322,805.47525045844077,896.63969224875734,1004.2713484025538,1133.0029387542659,1286.8047836547953,1468.4395776805156,1679.0859015927492,1918.218177866858,0.27396529682246379,0.30452338109167981,0.3516444766941213,0.41605408696861823,0.4981973384393919,0.59848300863204107,0.71756694685804612,0.85667457523682544,1.0179441867004171,1.2047501413362061,1.4219490758376239,1.6759913844759353,1.97485670234038,2.3278015138561563,2.744941056855926,3.2367183159382256,3.8133351723758673,4.4842332539985996,5.2577146540165192,6.1407842323332131]
[{"$f":"IFERROR(IF('Historical scenario - output'!A12=\"\",\"\",'Historical scenario - output'!A12),\"\")","v":""},{"$f":"IFERROR(IF('Historical scenario - output'!B12=\"\",\"\",'Historical scenario - output'!B12),\"\")","v":""},null,"","","","","","","","","","","","","","","","","","","","","","","","","","","","","","","","","","","","","","","",""]
[{"$f":"IFERROR(IF('Historical scenario - output'!A13=\"\",\"\",'Historical scenario - output'!A13),\"\")","v":""},{"$f":"IFERROR(IF('Historical scenario - output'!B13=\"\",\"\",'Historical scenario - output'!B13),\"\")","v":""},null,"","","","","","","","","","","","","","","","","","","","","","","","","","","","","","","","","","","","","","","",""]
[{"$f":"IFERROR(IF('Historical scenario - output'!A14=\"\",\"\",'Historical scenario - output'!A14),\"\")","v":""},{"$f":"IFERROR(IF('Historical scenario - output'!B14=\"\",\"\",'Historical scenario - output'!B14),\"\")","v":""},null,"","","","","","","","","","","","","","","","","","","","","","","","","","","","","","","","","","","","","","","",""]
[{"$f":"IFERROR(IF('Historical scenario - output'!A15=\"\",\"\",'Historical scenario - output'!A15),\"\")","v":""},{"$f":"IFERROR(IF('Historical scenario - output'!B15=\"\",\"\",'Historical scenario - output'!B15),\"\")","v":""},null,"","","","","","","","","","","","","","","","","","","","","","","","","","","","","","","","","","","","","","","",""]
[{"$f":"IFERROR(IF('Historical scenario - output'!A16=\"\",\"\",'Historical scenario - output'!A16),\"\")","v":""},{"$f":"IFERROR(IF('Historical scenario - output'!B16=\"\",\"\",'Historical scenario - output'!B16),\"\")","v":""},null,"","","","","","","","","","","","","","","","","","","","","","","","","","","","","","","","","","","","","","","",""]
[{"$f":"IFERROR(IF('Historical scenario - output'!A17=\"\",\"\",'Historical scenario - output'!A17),\"\")","v":""},{"$f":"IFERROR(IF('Historical scenario - output'!B17=\"\",\"\",'Historical scenario - output'!B17),\"\")","v":""},null,"","","","","","","","","","","","","","","","","","","","","","","","","","","","","","","","","","","","","","","",""]
[null,null,"Total",{"$f":"IFERROR(SUM(D$6:D$17),\"\")","v":39289.917768757958},{"$f":"IFERROR(SUM(E$6:E$17),\"\")","v":42180.971364224213},45437.014176251621,49098.646523507814,53203.175126441332,57783.218776763912,62865.147999632834,68467.292408970927,74597.869459183887,81252.636744902353,88412.351900913753,96040.232775472818,104079.72520499384,112452.97552238595,121060.43790776131,129782.00092853662,138479.88981896391,147003.40863754516,155195.36224281497,162899.78005785207]
[]
["ID","Asset group","Asset category"]
[{"$f":"IFERROR('Cost scenario - input'!A6,\"\")","v":1},{"$f":"IFERROR('Cost scenario - input'!B6,\"\")","v":"OVERHEAD CONDUCTORS"},{"$f":"IFERROR('Cost scenario - input'!C6,\"\")","v":"˂ = 1 kv"},{"$f":"IFERROR(repcalc('Cost scenario - input'!$CY6:$GK6,'Cost scenario - input'!$J6,'Cost scenario - input'!$H6,'Cost scenario - input'!$I6,20,TRUE,TRUE),\"\")","v":76.798485751109226},93.362500471077055,112.61553050820437,134.80731301183499,160.1820528570174,188.97711268053746,221.42381513844418,257.75096007889124,298.19157889404039,342.99330486521586,392.43253240912077,446.83227630520963,506.58333692130299,572.16804750984033,644.18554768973945,723.37721890799014,810.65065927117985,907.10039123663262,1014.0234069156093,1132.9276770229819,{"$f":"IFERROR(IF(OR(D21=\"\",'Cost scenario - input'!$G6=\"\"),\"\",D21/'Cost scenario - input'!$G6),\"\")","v":0.93988673445368853},{"$f":"IFERROR(IF(OR(E21=\"\",'Cost scenario - input'!$G6=\"\"),\"\",E21/'Cost scenario - input'!$G6),\"\")","v":1.1426029410602561},{"$f":"IFERROR(IF(OR(F21=\"\",'Cost scenario - input'!$G6=\"\"),\"\",F21/'Cost scenario - input'!$G6),\"\")","v":1.3782282577960487},{"$f":"IFERROR(IF(OR(G21=\"\",'Cost scenario - input'!$G6=\"\"),\"\",G21/'Cost scenario - input'!$G6),\"\")","v":1.6498190552583885},{"$f":"IFERROR(IF(OR(H21=\"\",'Cost scenario - input'!$G6=\"\"),\"\",H21/'Cost scenario - input'!$G6),\"\")","v":1.9603639981364571},{"$f":"IFERROR(IF(OR(I21=\"\",'Cost scenario - input'!$G6=\"\"),\"\",I21/'Cost scenario - input'!$G6),\"\")","v":2.3127680134140105},{"$f":"IFERROR(IF(OR(J21=\"\",'Cost scenario - input'!$G6=\"\"),\"\",J21/'Cost scenario - input'!$G6),\"\")","v":2.7098621086776267},{"$f":"IFERROR(IF(OR(K21=\"\",'Cost scenario - input'!$G6=\"\"),\"\",K21/'Cost scenario - input'!$G6),\"\")","v":3.1544464165083248},{"$f":"IFERROR(IF(OR(L21=\"\",'Cost scenario - input'!$G6=\"\"),\"\",L21/'Cost scenario - input'!$G6),\"\")","v":3.6493728566029842},{"$f":"IFERROR(IF(OR(M21=\"\",'Cost scenario - input'!$G6=\"\"),\"\",M21/'Cost scenario - input'!$G6),\"\")","v":4.1976720516861237},{"$f":"IFERROR(IF(OR(N21=\"\",'Cost scenario - input'!$G6=\"\"),\"\",N21/'Cost scenario - input'!$G6),\"\")","v":4.8027266133183169},{"$f":"IFERROR(IF(OR(O21=\"\",'Cost scenario - input'!$G6=\"\"),\"\",O21/'Cost scenario - input'!$G6),\"\")","v":5.4684897093683382},{"$f":"IFERROR(IF(OR(P21=\"\",'Cost scenario - input'!$G6=\"\"),\"\",P21/'Cost scenario - input'!$G6),\"\")","v":6.1997440914483031},{"$f":"IFERROR(IF(OR(Q21=\"\",'Cost scenario - input'!$G6=\"\"),\"\",Q21/'Cost scenario - input'!$G6),\"\")","v":7.0023927226325489},{"$f":"IFERROR(IF(OR(R21=\"\",'Cost scenario - input'!$G6=\"\"),\"\",R21/'Cost scenario - input'!$G6),\"\")","v":7.8837680831698584},{"$f":"IFERROR(IF(OR(S21=\"\",'Cost scenario - input'!$G6=\"\"),\"\",S21/'Cost scenario - input'!$G6),\"\")","v":8.8529434585603397},{"$f":"IFERROR(IF(OR(T21=\"\",'Cost scenario - input'!$G6=\"\"),\"\",T21/'Cost scenario - input'!$G6),\"\")","v":9.9210263519305695},{"$f":"IFERROR(IF(OR(U21=\"\",'Cost scenario - input'!$G6=\"\"),\"\",U21/'Cost scenario - input'!$G6),\"\")","v":11.101411912001767},{"$f":"IFERROR(IF(OR(V21=\"\",'Cost scenario - input'!$G6=\"\"),\"\",V21/'Cost scenario - input'!$G6),\"\")","v":12.409973181948452},{"$f":"IFERROR(IF(OR(W21=\"\",'Cost scenario - input'!$G6=\"\"),\"\",W21/'Cost scenario - input'!$G6),\"\")","v":13.865165234901184}]
[{"$f":"IFERROR('Cost scenario - input'!A7,\"\")","v":1},{"$f":"IFERROR('Cost scenario - input'!B7,\"\")","v":"OVERHEAD CONDUCTORS"},{"$f":"IFERROR('Cost scenario - input'!C7,\"\")","v":"˃ 11 kv & < = 22 kv ; multiple-phase"},{"$f":"IFERROR(repcalc('Cost scenario - input'!$CY7:$GK7,'Cost scenario - input'!$J7,'Cost scenario - input'!$H7,'Cost scenario - input'!$I7,20,TRUE,TRUE),\"\")","v":6408.9632238792838},6839.6070265114977,7317.2068398492083,7856.7185757445723,8474.1358924228571,9185.7774363193676,10007.472986477209,10953.686914129557,12036.623910264072,13265.366482223129,14645.095992298502,16176.44872681296,17855.055359080859,19671.305939721951,21610.373029302347,23652.512767283075,25773.64780561881,27946.217745269958,30140.263034857006,32324.688665378653,{"$f":"IFERROR(IF(OR(D22=\"\",'Cost scenario - input'!$G7=\"\"),\"\",D22/'Cost scenario - input'!$G7),\"\")","v":84.421506972524469},{"$f":"IFERROR(IF(OR(E22=\"\",'Cost scenario - input'!$G7=\"\"),\"\",E22/'Cost scenario - input'!$G7),\"\")","v":90.094124760551679},{"$f":"IFERROR(IF(OR(F22=\"\",'Cost scenario - input'!$G7=\"\"),\"\",F22/'Cost scenario - input'!$G7),\"\")","v":96.385266488676749},{"$f":"IFERROR(IF(OR(G22=\"\",'Cost scenario - input'!$G7=\"\"),\"\",G22/'Cost scenario - input'!$G7),\"\")","v":103.4919375964071},{"$f":"IFERROR(IF(OR(H22=\"\",'Cost scenario - input'!$G7=\"\"),\"\",H22/'Cost scenario - input'!$G7),\"\")","v":111.62481314649699},{"$f":"IFERROR(IF(OR(I22=\"\",'Cost scenario - input'!$G7=\"\"),\"\",I22/'Cost scenario - input'!$G7),\"\")","v":120.99884908044525},{"$f":"IFERROR(IF(OR(J22=\"\",'Cost scenario - input'!$G7=\"\"),\"\",J22/'Cost scenario - input'!$G7),\"\")","v":131.82256177682649},{"$f":"IFERROR(IF(OR(K22=\"\",'Cost scenario - input'!$G7=\"\"),\"\",K22/'Cost scenario - input'!$G7),\"\")","v":144.28648189937815},{"$f":"IFERROR(IF(OR(L22=\"\",'Cost scenario - input'!$G7=\"\"),\"\",L22/'Cost scenario - input'!$G7),\"\")","v":158.55137467163485},{"$f":"IFERROR(IF(OR(M22=\"\",'Cost scenario - input'!$G7=\"\"),\"\",M22/'Cost scenario - input'!$G7),\"\")","v":174.73687862640571},{"$f":"IFERROR(IF(OR(N22=\"\",'Cost scenario - input'!$G7=\"\"),\"\",N22/'Cost scenario - input'!$G7),\"\")","v":192.91124480485951},{"$f":"IFERROR(IF(OR(O22=\"\",'Cost scenario - input'!$G7=\"\"),\"\",O22/'Cost scenario - input'!$G7),\"\")","v":213.08285463287709},{"$f":"IFERROR(IF(OR(P22=\"\",'Cost scenario - input'!$G7=\"\"),\"\",P22/'Cost scenario - input'!$G7),\"\")","v":235.19415353721911},{"$f":"IFERROR(IF(OR(Q22=\"\",'Cost scenario - input'!$G7=\"\"),\"\",Q22/'Cost scenario - input'!$G7),\"\")","v":259.11855530100922},{"$f":"IFERROR(IF(OR(R22=\"\",'Cost scenario - input'!$G7=\"\"),\"\",R22/'Cost scenario - input'!$G7),\"\")","v":284.66074677642212},{"$f":"IFERROR(IF(OR(S22=\"\",'Cost scenario - input'!$G7=\"\"),\"\",S22/'Cost scenario - input'!$G7),\"\")","v":311.56065368905018},{"$f":"IFERROR(IF(OR(T22=\"\",'Cost scenario - input'!$G7=\"\"),\"\",T22/'Cost scenario - input'!$G7),\"\")","v":339.50111927969795},{"$f":"IFERROR(IF(OR(U22=\"\",'Cost scenario - input'!$G7=\"\"),\"\",U22/'Cost scenario - input'!$G7),\"\")","v":368.11910660488331},{"$f":"IFERROR(IF(OR(V22=\"\",'Cost scenario - input'!$G7=\"\"),\"\",V22/'Cost scenario - input'!$G7),\"\")","v":397.01997609696826},{"$f":"IFERROR(IF(OR(W22=\"\",'Cost scenario - input'!$G7=\"\"),\"\",W22/'Cost scenario - input'!$G7),\"\")","v":425.79413147219935}]
[{"$f":"IFERROR('Cost scenario - input'!A8,\"\")","v":1},{"$f":"IFERROR('Cost scenario - input'!B8,\"\")","v":"OVERHEAD CONDUCTORS"},{"$f":"IFERROR('Cost scenario - input'!C8,\"\")","v":"˃ 11 kv & < = 22 kv ; swer"},{"$f":"IFERROR(repcalc('Cost scenario - input'!$CY8:$GK8,'Cost scenario - input'!$J8,'Cost scenario - input'!$H8,'Cost scenario - input'!$I8,20,TRUE,TRUE),\"\")","v":1235.4009672383702},1291.2510564078959,1353.1773106622998,1423.5516643657195,1504.8342490692007,1599.4756666540798,1709.8162369538736,1837.986833773552,1985.8155724055025,2154.7440902596982,2345.75655095302,2559.3238673342039,2795.3650221178377,3053.2267795917646,3331.6825166392077,3628.9503279407945,3942.7299461710923,4270.2573393869125,4608.3751004974056,4953.6159503571052,{"$f":"IFERROR(IF(OR(D23=\"\",'Cost scenario - input'!$G8=\"\"),\"\",D23/'Cost scenario - input'!$G8),\"\")","v":73.407114913644264},{"$f":"IFERROR(IF(OR(E23=\"\",'Cost scenario - input'!$G8=\"\"),\"\",E23/'Cost scenario - input'!$G8),\"\")","v":76.725708651489057},{"$f":"IFERROR(IF(OR(F23=\"\",'Cost scenario - input'!$G8=\"\"),\"\",F23/'Cost scenario - input'!$G8),\"\")","v":80.405346099390982},{"$f":"IFERROR(IF(OR(G23=\"\",'Cost scenario - input'!$G8=\"\"),\"\",G23/'Cost scenario - input'!$G8),\"\")","v":84.586966809004366},{"$f":"IFERROR(IF(OR(H23=\"\",'Cost scenario - input'!$G8=\"\"),\"\",H23/'Cost scenario - input'!$G8),\"\")","v":89.416750979519108},{"$f":"IFERROR(IF(OR(I23=\"\",'Cost scenario - input'!$G8=\"\"),\"\",I23/'Cost scenario - input'!$G8),\"\")","v":95.040312560317929},{"$f":"IFERROR(IF(OR(J23=\"\",'Cost scenario - input'!$G8=\"\"),\"\",J23/'Cost scenario - input'!$G8),\"\")","v":101.59671257815211},{"$f":"IFERROR(IF(OR(K23=\"\",'Cost scenario - input'!$G8=\"\"),\"\",K23/'Cost scenario - input'!$G8),\"\")","v":109.21256684636163},{"$f":"IFERROR(IF(OR(L23=\"\",'Cost scenario - input'!$G8=\"\"),\"\",L23/'Cost scenario - input'!$G8),\"\")","v":117.99650136808427},{"$f":"IFERROR(IF(OR(M23=\"\",'Cost scenario - input'!$G8=\"\"),\"\",M23/'Cost scenario - input'!$G8),\"\")","v":128.03417775912263},{"$f":"IFERROR(IF(OR(N23=\"\",'Cost scenario - input'!$G8=\"\"),\"\",N23/'Cost scenario - input'!$G8),\"\")","v":139.38407469452559},{"$f":"IFERROR(IF(OR(O23=\"\",'Cost scenario - input'!$G8=\"\"),\"\",O23/'Cost scenario - input'!$G8),\"\")","v":152.07417365926702},{"$f":"IFERROR(IF(OR(P23=\"\",'Cost scenario - input'!$G8=\"\"),\"\",P23/'Cost scenario - input'!$G8),\"\")","v":166.09966063317211},{"$f":"IFERROR(IF(OR(Q23=\"\",'Cost scenario - input'!$G8=\"\"),\"\",Q23/'Cost scenario - input'!$G8),\"\")","v":181.42172056731371},{"$f":"IFERROR(IF(OR(R23=\"\",'Cost scenario - input'!$G8=\"\"),\"\",R23/'Cost scenario - input'!$G8),\"\")","v":197.96746792373548},{"$f":"IFERROR(IF(OR(S23=\"\",'Cost scenario - input'!$G8=\"\"),\"\",S23/'Cost scenario - input'!$G8),\"\")","v":215.63102248053923},{"$f":"IFERROR(IF(OR(T23=\"\",'Cost scenario - input'!$G8=\"\"),\"\",T23/'Cost scenario - input'!$G8),\"\")","v":234.2757031176935},{"$f":"IFERROR(IF(OR(U23=\"\",'Cost scenario - input'!$G8=\"\"),\"\",U23/'Cost scenario - input'!$G8),\"\")","v":253.73727197570219},{"$f":"IFERROR(IF(OR(V23=\"\",'Cost scenario - input'!$G8=\"\"),\"\",V23/'Cost scenario - input'!$G8),\"\")","v":273.82811697452519},{"$f":"IFERROR(IF(OR(W23=\"\",'Cost scenario - input'!$G8=\"\"),\"\",W23/'Cost scenario - input'!$G8),\"\")","v":294.34221353961652}]
[{"$f":"IFERROR('Cost scenario - input'!A9,\"\")","v":1},{"$f":"IFERROR('Cost scenario - input'!B9,\"\")","v":"OVERHEAD CONDUCTORS"},{"$f":"IFERROR('Cost scenario - input'!C9,\"\")","v":"> 1 kv & < = 11 kv"},{"$f":"IFERROR(repcalc('Cost scenario - input'!$CY9:$GK9,'Cost scenario - input'!$J9,'Cost scenario - input'!$H9,'Cost scenario - input'!$I9,20,TRUE,TRUE),\"\")","v":""},"","","","","","","","","","","","","","","","","","","",{"$f":"IFERROR(IF(OR(D24=\"\",'Cost scenario - input'!$G9=\"\"),\"\",D24/'Cost scenario - input'!$G9),\"\")","v":""},{"$f":"IFERROR(IF(OR(E24=\"\",'Cost scenario - input'!$G9=\"\"),\"\",E24/'Cost scenario - input'!$G9),\"\")","v":""},{"$f":"IFERROR(IF(OR(F24=\"\",'Cost scenario - input'!$G9=\"\"),\"\",F24/'Cost scenario - input'!$G9),\"\")","v":""},{"$f":"IFERROR(IF(OR(G24=\"\",'Cost scenario - input'!$G9=\"\"),\"\",G24/'Cost scenario - input'!$G9),\"\")","v":""},{"$f":"IFERROR(IF(OR(H24=\"\",'Cost scenario - input'!$G9=\"\"),\"\",H24/'Cost scenario - input'!$G9),\"\")","v":""},{"$f":"IFERROR(IF(OR(I24=\"\",'Cost scenario - input'!$G9=\"\"),\"\",I24/'Cost scenario - input'!$G9),\"\")","v":""},{"$f":"IFERROR(IF(OR(J24=\"\",'Cost scenario - input'!$G9=\"\"),\"\",J24/'Cost scenario - input'!$G9),\"\")","v":""},{"$f":"IFERROR(IF(OR(K24=\"\",'Cost scenario - input'!$G9=\"\"),\"\",K24/'Cost scenario - input'!$G9),\"\")","v":""},{"$f":"IFERROR(IF(OR(L24=\"\",'Cost scenario - input'!$G9=\"\"),\"\",L24/'Cost scenario - input'!$G9),\"\")","v":""},{"$f":"IFERROR(IF(OR(M24=\"\",'Cost scenario - input'!$G9=\"\"),\"\",M24/'Cost scenario - input'!$G9),\"\")","v":""},{"$f":"IFERROR(IF(OR(N24=\"\",'Cost scenario - input'!$G9=\"\"),\"\",N24/'Cost scenario - input'!$G9),\"\")","v":""},{"$f":"IFERROR(IF(OR(O24=\"\",'Cost scenario - input'!$G9=\"\"),\"\",O24/'Cost scenario - input'!$G9),\"\")","v":""},{"$f":"IFERROR(IF(OR(P24=\"\",'Cost scenario - input'!$G9=\"\"),\"\",P24/'Cost scenario - input'!$G9),\"\")","v":""},{"$f":"IFERROR(IF(OR(Q24=\"\",'Cost scenario - input'!$G9=\"\"),\"\",Q24/'Cost scenario - input'!$G9),\"\")","v":""},{"$f":"IFERROR(IF(OR(R24=\"\",'Cost scenario - input'!$G9=\"\"),\"\",R24/'Cost scenario - input'!$G9),\"\")","v":""},{"$f":"IFERROR(IF(OR(S24=\"\",'Cost scenario - input'!$G9=\"\"),\"\",S24/'Cost scenario - input'!$G9),\"\")","v":""},{"$f":"IFERROR(IF(OR(T24=\"\",'Cost scenario - input'!$G9=\"\"),\"\",T24/'Cost scenario - input'!$G9),\"\")","v":""},{"$f":"IFERROR(IF(OR(U24=\"\",'Cost scenario - input'!$G9=\"\"),\"\",U24/'Cost scenario - input'!$G9),\"\")","v":""},{"$f":"IFERROR(IF(OR(V24=\"\",'Cost scenario - input'!$G9=\"\"),\"\",V24/'Cost scenario - input'!$G9),\"\")","v":""},{"$f":"IFERROR(IF(OR(W24=\"\",'Cost scenario - input'!$G9=\"\"),\"\",W24/'Cost scenario - input'!$G9),\"\")","v":""}]
[{"$f":"IFERROR('Cost scenario - input'!A10,\"\")","v":1},{"$f":"IFERROR('Cost scenario - input'!B10,\"\")","v":"OVERHEAD CONDUCTORS"},{"$f":"IFERROR('Cost scenario - input'!C10,\"\")","v":"> 22 kv & < = 66 kv"},{"$f":"IFERROR(repcalc('Cost scenario - input'!$CY10:$GK10,'Cost scenario - input'!$J10,'Cost scenario - input'!$H10,'Cost scenario - input'!$I10,20,TRUE,TRUE),\"\")","v":1179.6517587580229},1246.4683360222161,1321.5021915153284,1405.7414146351205,1499.9272123582077,1604.5386269589665,1719.7975272477897,1845.6911201219482,1982.0076030409177,2128.3795145270446,2284.3288947334504,2449.3085229988365,2622.7341785052381,2804.0039634393329,2992.5021127172522,3187.5862721949211,3388.5588538483071,3594.6246816937978,3804.838645293114,4018.0483983694066,{"$f":"IFERROR(IF(OR(D25=\"\",'Cost scenario - input'!$G10=\"\"),\"\",D25/'Cost scenario - input'!$G10),\"\")","v":12.056414803533952},{"$f":"IFERROR(IF(OR(E25=\"\",'Cost scenario - input'!$G10=\"\"),\"\",E25/'Cost scenario - input'!$G10),\"\")","v":12.739301397199204},{"$f":"IFERROR(IF(OR(F25=\"\",'Cost scenario - input'!$G10=\"\"),\"\",F25/'Cost scenario - input'!$G10),\"\")","v":13.506171178401262},{"$f":"IFERROR(IF(OR(G25=\"\",'Cost scenario - input'!$G10=\"\"),\"\",G25/'Cost scenario - input'!$G10),\"\")","v":14.367122733908577},{"$f":"IFERROR(IF(OR(H25=\"\",'Cost scenario - input'!$G10=\"\"),\"\",H25/'Cost scenario - input'!$G10),\"\")","v":15.329731433909009},{"$f":"IFERROR(IF(OR(I25=\"\",'Cost scenario - input'!$G10=\"\"),\"\",I25/'Cost scenario - input'!$G10),\"\")","v":16.398893242254118},{"$f":"IFERROR(IF(OR(J25=\"\",'Cost scenario - input'!$G10=\"\"),\"\",J25/'Cost scenario - input'!$G10),\"\")","v":17.576875728495853},{"$f":"IFERROR(IF(OR(K25=\"\",'Cost scenario - input'!$G10=\"\"),\"\",K25/'Cost scenario - input'!$G10),\"\")","v":18.863548143070219},{"$f":"IFERROR(IF(OR(L25=\"\",'Cost scenario - input'!$G10=\"\"),\"\",L25/'Cost scenario - input'!$G10),\"\")","v":20.256745796893298},{"$f":"IFERROR(IF(OR(M25=\"\",'Cost scenario - input'!$G10=\"\"),\"\",M25/'Cost scenario - input'!$G10),\"\")","v":21.752713117215745},{"$f":"IFERROR(IF(OR(N25=\"\",'Cost scenario - input'!$G10=\"\"),\"\",N25/'Cost scenario - input'!$G10),\"\")","v":23.346565202938045},{"$f":"IFERROR(IF(OR(O25=\"\",'Cost scenario - input'!$G10=\"\"),\"\",O25/'Cost scenario - input'!$G10),\"\")","v":25.032709285488714},{"$f":"IFERROR(IF(OR(P25=\"\",'Cost scenario - input'!$G10=\"\"),\"\",P25/'Cost scenario - input'!$G10),\"\")","v":26.805174442969872},{"$f":"IFERROR(IF(OR(Q25=\"\",'Cost scenario - input'!$G10=\"\"),\"\",Q25/'Cost scenario - input'!$G10),\"\")","v":28.657809088989275},{"$f":"IFERROR(IF(OR(R25=\"\",'Cost scenario - input'!$G10=\"\"),\"\",R25/'Cost scenario - input'!$G10),\"\")","v":30.5843199092552},{"$f":"IFERROR(IF(OR(S25=\"\",'Cost scenario - input'!$G10=\"\"),\"\",S25/'Cost scenario - input'!$G10),\"\")","v":32.578141840854592},{"$f":"IFERROR(IF(OR(T25=\"\",'Cost scenario - input'!$G10=\"\"),\"\",T25/'Cost scenario - input'!$G10),\"\")","v":34.632145313117753},{"$f":"IFERROR(IF(OR(U25=\"\",'Cost scenario - input'!$G10=\"\"),\"\",U25/'Cost scenario - input'!$G10),\"\")","v":36.738203375502643},{"$f":"IFERROR(IF(OR(V25=\"\",'Cost scenario - input'!$G10=\"\"),\"\",V25/'Cost scenario - input'!$G10),\"\")","v":38.886656699826659},{"$f":"IFERROR(IF(OR(W25=\"\",'Cost scenario - input'!$G10=\"\"),\"\",W25/'Cost scenario - input'!$G10),\"\")","v":41.065727941964411}]
[{"$f":"IFERROR('Cost scenario - input'!A11,\"\")","v":2},{"$f":"IFERROR('Cost scenario - input'!B11,\"\")","v":"POLES"},{"$f":"IFERROR('Cost scenario - input'!C11,\"\")","v":"˂ = 1 kv ; concrete"},{"$f":"IFERROR(repcalc('Cost scenario - input'!$CY11:$GK11,'Cost scenario - input'!$J11,'Cost scenario - input'!$H11,'Cost scenario - input'!$I11,20,TRUE,TRUE),\"\")","v":382.11380791266754},480.4850636344961,600.03828716444309,743.61445548671463,914.07078875961588,1114.2118598801794,1346.7088860073798,1614.0033517151264,1918.1900486123182,2260.8744465229624,2643.0005549015796,3064.6484790042246,3524.8058484226931,4021.1239425227964,4549.6769649922589,5104.7504154662374,5678.6904554407038,6261.8490628534646,6842.6582960681053,7407.8603081867268,{"$f":"IFERROR(IF(OR(D26=\"\",'Cost scenario - input'!$G11=\"\"),\"\",D26/'Cost scenario - input'!$G11),\"\")","v":34.337740851455607},{"$f":"IFERROR(IF(OR(E26=\"\",'Cost scenario - input'!$G11=\"\"),\"\",E26/'Cost scenario - input'!$G11),\"\")","v":43.177637804303821},{"$f":"IFERROR(IF(OR(F26=\"\",'Cost scenario - input'!$G11=\"\"),\"\",F26/'Cost scenario - input'!$G11),\"\")","v":53.921001489464629},{"$f":"IFERROR(IF(OR(G26=\"\",'Cost scenario - input'!$G11=\"\"),\"\",G26/'Cost scenario - input'!$G11),\"\")","v":66.823129489565332},{"$f":"IFERROR(IF(OR(H26=\"\",'Cost scenario - input'!$G11=\"\"),\"\",H26/'Cost scenario - input'!$G11),\"\")","v":82.140779041114541},{"$f":"IFERROR(IF(OR(I26=\"\",'Cost scenario - input'!$G11=\"\"),\"\",I26/'Cost scenario - input'!$G11),\"\")","v":100.1259763607606},{"$f":"IFERROR(IF(OR(J26=\"\",'Cost scenario - input'!$G11=\"\"),\"\",J26/'Cost scenario - input'!$G11),\"\")","v":121.01876397160383},{"$f":"IFERROR(IF(OR(K26=\"\",'Cost scenario - input'!$G11=\"\"),\"\",K26/'Cost scenario - input'!$G11),\"\")","v":145.03854002899928},{"$f":"IFERROR(IF(OR(L26=\"\",'Cost scenario - input'!$G11=\"\"),\"\",L26/'Cost scenario - input'!$G11),\"\")","v":172.3735479565413},{"$f":"IFERROR(IF(OR(M26=\"\",'Cost scenario - input'!$G11=\"\"),\"\",M26/'Cost scenario - input'!$G11),\"\")","v":203.16805944925912},{"$f":"IFERROR(IF(OR(N26=\"\",'Cost scenario - input'!$G11=\"\"),\"\",N26/'Cost scenario - input'!$G11),\"\")","v":237.50690565258472},{"$f":"IFERROR(IF(OR(O26=\"\",'Cost scenario - input'!$G11=\"\"),\"\",O26/'Cost scenario - input'!$G11),\"\")","v":275.39728503322175},{"$f":"IFERROR(IF(OR(P26=\"\",'Cost scenario - input'!$G11=\"\"),\"\",P26/'Cost scenario - input'!$G11),\"\")","v":316.74822335259853},{"$f":"IFERROR(IF(OR(Q26=\"\",'Cost scenario - input'!$G11=\"\"),\"\",Q26/'Cost scenario - input'!$G11),\"\")","v":361.34865846430944},{"$f":"IFERROR(IF(OR(R26=\"\",'Cost scenario - input'!$G11=\"\"),\"\",R26/'Cost scenario - input'!$G11),\"\")","v":408.84580809873995},{"$f":"IFERROR(IF(OR(S26=\"\",'Cost scenario - input'!$G11=\"\"),\"\",S26/'Cost scenario - input'!$G11),\"\")","v":458.72615238678236},{"$f":"IFERROR(IF(OR(T26=\"\",'Cost scenario - input'!$G11=\"\"),\"\",T26/'Cost scenario - input'!$G11),\"\")","v":510.30189748893667},{"$f":"IFERROR(IF(OR(U26=\"\",'Cost scenario - input'!$G11=\"\"),\"\",U26/'Cost scenario - input'!$G11),\"\")","v":562.70604704328014},{"$f":"IFERROR(IF(OR(V26=\"\",'Cost scenario - input'!$G11=\"\"),\"\",V26/'Cost scenario - input'!$G11),\"\")","v":614.899075720263},{"$f":"IFERROR(IF(OR(W26=\"\",'Cost scenario - input'!$G11=\"\"),\"\",W26/'Cost scenario - input'!$G11),\"\")","v":665.68959890723499}]
[{"$f":"IFERROR('Cost scenario - input'!A12,\"\")","v":2},{"$f":"IFERROR('Cost scenario - input'!B12,\"\")","v":"POLES"},{"$f":"IFERROR('Cost scenario - input'!C12,\"\")","v":"˂ = 1 kv ; steel"},{"$f":"IFERROR(repcalc('Cost scenario - input'!$CY12:$GK12,'Cost scenario - input'!$J12,'Cost scenario - input'!$H12,'Cost scenario - input'!$I12,20,TRUE,TRUE),\"\")","v":17.733853197659766},19.605687986323904,21.797458731525307,24.308973943382412,27.127500364715946,30.227907646058842,33.573462557927257,37.117188867046195,40.803666466077772,44.571115485971127,48.353601661389305,52.083209645689777,55.692059989843152,59.114088905156201,62.28656098153801,65.15133535616387,67.655946742791585,69.754586799186143,71.40907378681203,72.589878382395597,{"$f":"IFERROR(IF(OR(D27=\"\",'Cost scenario - input'!$G12=\"\"),\"\",D27/'Cost scenario - input'!$G12),\"\")","v":1.9555539996129196},{"$f":"IFERROR(IF(OR(E27=\"\",'Cost scenario - input'!$G12=\"\"),\"\",E27/'Cost scenario - input'!$G12),\"\")","v":2.1619656557142464},{"$f":"IFERROR(IF(OR(F27=\"\",'Cost scenario - input'!$G12=\"\"),\"\",F27/'Cost scenario - input'!$G12),\"\")","v":2.4036574075992121},{"$f":"IFERROR(IF(OR(G27=\"\",'Cost scenario - input'!$G12=\"\"),\"\",G27/'Cost scenario - input'!$G12),\"\")","v":2.6806081392249808},{"$f":"IFERROR(IF(OR(H27=\"\",'Cost scenario - input'!$G12=\"\"),\"\",H27/'Cost scenario - input'!$G12),\"\")","v":2.9914137241601737},{"$f":"IFERROR(IF(OR(I27=\"\",'Cost scenario - input'!$G12=\"\"),\"\",I27/'Cost scenario - input'!$G12),\"\")","v":3.3333029792409148},{"$f":"IFERROR(IF(OR(J27=\"\",'Cost scenario - input'!$G12=\"\"),\"\",J27/'Cost scenario - input'!$G12),\"\")","v":3.7022252442392682},{"$f":"IFERROR(IF(OR(K27=\"\",'Cost scenario - input'!$G12=\"\"),\"\",K27/'Cost scenario - input'!$G12),\"\")","v":4.0930003386358749},{"$f":"IFERROR(IF(OR(L27=\"\",'Cost scenario - input'!$G12=\"\"),\"\",L27/'Cost scenario - input'!$G12),\"\")","v":4.4995169559168264},{"$f":"IFERROR(IF(OR(M27=\"\",'Cost scenario - input'!$G12=\"\"),\"\",M27/'Cost scenario - input'!$G12),\"\")","v":4.9149624835792789},{"$f":"IFERROR(IF(OR(N27=\"\",'Cost scenario - input'!$G12=\"\"),\"\",N27/'Cost scenario - input'!$G12),\"\")","v":5.3320661940010901},{"$f":"IFERROR(IF(OR(O27=\"\",'Cost scenario - input'!$G12=\"\"),\"\",O27/'Cost scenario - input'!$G12),\"\")","v":5.7433389010318185},{"$f":"IFERROR(IF(OR(P27=\"\",'Cost scenario - input'!$G12=\"\"),\"\",P27/'Cost scenario - input'!$G12),\"\")","v":6.1412953770358545},{"$f":"IFERROR(IF(OR(Q27=\"\",'Cost scenario - input'!$G12=\"\"),\"\",Q27/'Cost scenario - input'!$G12),\"\")","v":6.5186506115437508},{"$f":"IFERROR(IF(OR(R27=\"\",'Cost scenario - input'!$G12=\"\"),\"\",R27/'Cost scenario - input'!$G12),\"\")","v":6.8684866222787129},{"$f":"IFERROR(IF(OR(S27=\"\",'Cost scenario - input'!$G12=\"\"),\"\",S27/'Cost scenario - input'!$G12),\"\")","v":7.1843920785744428},{"$f":"IFERROR(IF(OR(T27=\"\",'Cost scenario - input'!$G12=\"\"),\"\",T27/'Cost scenario - input'!$G12),\"\")","v":7.4605815090385583},{"$f":"IFERROR(IF(OR(U27=\"\",'Cost scenario - input'!$G12=\"\"),\"\",U27/'Cost scenario - input'!$G12),\"\")","v":7.6920035192631522},{"$f":"IFERROR(IF(OR(V27=\"\",'Cost scenario - input'!$G12=\"\"),\"\",V27/'Cost scenario - input'!$G12),\"\")","v":7.8744477184959676},{"$f":"IFERROR(IF(OR(W27=\"\",'Cost scenario - input'!$G12=\"\"),\"\",W27/'Cost scenario - input'!$G12),\"\")","v":8.0046578383112976}]
[{"$f":"IFERROR('Cost scenario - input'!A13,\"\")","v":2},{"$f":"IFERROR('Cost scenario - input'!B13,\"\")","v":"POLES"},{"$f":"IFERROR('Cost scenario - input'!C13,\"\")","v":"˂ = 1 kv ; wood"},{"$f":"IFERROR(repcalc('Cost scenario - input'!$CY13:$GK13,'Cost scenario - input'!$J13,'Cost scenario - input'!$H13,'Cost scenario - input'!$I13,20,TRUE,TRUE),\"\")","v":1536.2582544200498},1614.535110760241,1692.7023234914975,1772.437725971535,1855.8195621929151,1945.262670855511,2043.4333143437962,2153.1466673910008,2277.2518768663563,2418.5101197727768,2579.4712284663815,2762.3542656943355,2968.9369883095997,3200.4585188891883,3457.5388258489061,3740.1178554633348,4047.4164006629844,4377.9200447358453,4729.3867771019723,5098.8781271475254,{"$f":"IFERROR(IF(OR(D28=\"\",'Cost scenario - input'!$G13=\"\"),\"\",D28/'Cost scenario - input'!$G13),\"\")","v":349.96247992930824},{"$f":"IFERROR(IF(OR(E28=\"\",'Cost scenario - input'!$G13=\"\"),\"\",E28/'Cost scenario - input'!$G13),\"\")","v":367.7940929976624},{"$f":"IFERROR(IF(OR(F28=\"\",'Cost scenario - input'!$G13=\"\"),\"\",F28/'Cost scenario - input'!$G13),\"\")","v":385.60072904852569},{"$f":"IFERROR(IF(OR(G28=\"\",'Cost scenario - input'!$G13=\"\"),\"\",G28/'Cost scenario - input'!$G13),\"\")","v":403.76460163296269},{"$f":"IFERROR(IF(OR(H28=\"\",'Cost scenario - input'!$G13=\"\"),\"\",H28/'Cost scenario - input'!$G13),\"\")","v":422.75913858736919},{"$f":"IFERROR(IF(OR(I28=\"\",'Cost scenario - input'!$G13=\"\"),\"\",I28/'Cost scenario - input'!$G13),\"\")","v":443.13444464680862},{"$f":"IFERROR(IF(OR(J28=\"\",'Cost scenario - input'!$G13=\"\"),\"\",J28/'Cost scenario - input'!$G13),\"\")","v":465.4978993280568},{"$f":"IFERROR(IF(OR(K28=\"\",'Cost scenario - input'!$G13=\"\"),\"\",K28/'Cost scenario - input'!$G13),\"\")","v":490.49080465715082},{"$f":"IFERROR(IF(OR(L28=\"\",'Cost scenario - input'!$G13=\"\"),\"\",L28/'Cost scenario - input'!$G13),\"\")","v":518.76220157572277},{"$f":"IFERROR(IF(OR(M28=\"\",'Cost scenario - input'!$G13=\"\"),\"\",M28/'Cost scenario - input'!$G13),\"\")","v":550.94109132668439},{"$f":"IFERROR(IF(OR(N28=\"\",'Cost scenario - input'!$G13=\"\"),\"\",N28/'Cost scenario - input'!$G13),\"\")","v":587.60833045038885},{"$f":"IFERROR(IF(OR(O28=\"\",'Cost scenario - input'!$G13=\"\"),\"\",O28/'Cost scenario - input'!$G13),\"\")","v":629.26942555673224},{"$f":"IFERROR(IF(OR(P28=\"\",'Cost scenario - input'!$G13=\"\"),\"\",P28/'Cost scenario - input'!$G13),\"\")","v":676.32935295434197},{"$f":"IFERROR(IF(OR(Q28=\"\",'Cost scenario - input'!$G13=\"\"),\"\",Q28/'Cost scenario - input'!$G13),\"\")","v":729.07038706468381},{"$f":"IFERROR(IF(OR(R28=\"\",'Cost scenario - input'!$G13=\"\"),\"\",R28/'Cost scenario - input'!$G13),\"\")","v":787.63375784284403},{"$f":"IFERROR(IF(OR(S28=\"\",'Cost scenario - input'!$G13=\"\"),\"\",S28/'Cost scenario - input'!$G13),\"\")","v":852.00578493878015},{"$f":"IFERROR(IF(OR(T28=\"\",'Cost scenario - input'!$G13=\"\"),\"\",T28/'Cost scenario - input'!$G13),\"\")","v":922.00896353672783},{"$f":"IFERROR(IF(OR(U28=\"\",'Cost scenario - input'!$G13=\"\"),\"\",U28/'Cost scenario - input'!$G13),\"\")","v":997.29830670063211},{"$f":"IFERROR(IF(OR(V28=\"\",'Cost scenario - input'!$G13=\"\"),\"\",V28/'Cost scenario - input'!$G13),\"\")","v":1077.3630802617245},{"$f":"IFERROR(IF(OR(W28=\"\",'Cost scenario - input'!$G13=\"\"),\"\",W28/'Cost scenario - input'!$G13),\"\")","v":1161.5338951636661}]
[{"$f":"IFERROR('Cost scenario - input'!A14,\"\")","v":2},{"$f":"IFERROR('Cost scenario - input'!B14,\"\")","v":"POLES"},{"$f":"IFERROR('Cost scenario - input'!C14,\"\")","v":"˃ 11 kv & < = 22 kv ; concrete"},{"$f":"IFERROR(repcalc('Cost scenario - input'!$CY14:$GK14,'Cost scenario - input'!$J14,'Cost scenario - input'!$H14,'Cost scenario - input'!$I14,20,TRUE,TRUE),\"\")","v":2440.5780455466247},3133.313451333705,3985.5157063969896,5017.2480518508819,6247.013417392116,7690.1579055260772,9357.0889087354717,11251.398538506823,13368.021959399628,15691.594890741942,18195.19844930448,20839.686083149321,23573.771126346353,26335.011419710001,29051.759951005413,31646.062217480507,34037.380797938604,36146.927493248695,37902.296994382588,39242.036402569429,{"$f":"IFERROR(IF(OR(D29=\"\",'Cost scenario - input'!$G14=\"\"),\"\",D29/'Cost scenario - input'!$G14),\"\")","v":197.76836294318247},{"$f":"IFERROR(IF(OR(E29=\"\",'Cost scenario - input'!$G14=\"\"),\"\",E29/'Cost scenario - input'!$G14),\"\")","v":253.90307553935656},{"$f":"IFERROR(IF(OR(F29=\"\",'Cost scenario - input'!$G14=\"\"),\"\",F29/'Cost scenario - input'!$G14),\"\")","v":322.95993081505253},{"$f":"IFERROR(IF(OR(G29=\"\",'Cost scenario - input'!$G14=\"\"),\"\",G29/'Cost scenario - input'!$G14),\"\")","v":406.56472162609413},{"$f":"IFERROR(IF(OR(H29=\"\",'Cost scenario - input'!$G14=\"\"),\"\",H29/'Cost scenario - input'!$G14),\"\")","v":506.21680347248389},{"$f":"IFERROR(IF(OR(I29=\"\",'Cost scenario - input'!$G14=\"\"),\"\",I29/'Cost scenario - input'!$G14),\"\")","v":623.15972338013501},{"$f":"IFERROR(IF(OR(J29=\"\",'Cost scenario - input'!$G14=\"\"),\"\",J29/'Cost scenario - input'!$G14),\"\")","v":758.23682785770245},{"$f":"IFERROR(IF(OR(K29=\"\",'Cost scenario - input'!$G14=\"\"),\"\",K29/'Cost scenario - input'!$G14),\"\")","v":911.73919795030804},{"$f":"IFERROR(IF(OR(L29=\"\",'Cost scenario - input'!$G14=\"\"),\"\",L29/'Cost scenario - input'!$G14),\"\")","v":1083.2564127679204},{"$f":"IFERROR(IF(OR(M29=\"\",'Cost scenario - input'!$G14=\"\"),\"\",M29/'Cost scenario - input'!$G14),\"\")","v":1271.5434522457908},{"$f":"IFERROR(IF(OR(N29=\"\",'Cost scenario - input'!$G14=\"\"),\"\",N29/'Cost scenario - input'!$G14),\"\")","v":1474.4189874654573},{"$f":"IFERROR(IF(OR(O29=\"\",'Cost scenario - input'!$G14=\"\"),\"\",O29/'Cost scenario - input'!$G14),\"\")","v":1688.7108398089242},{"$f":"IFERROR(IF(OR(P29=\"\",'Cost scenario - input'!$G14=\"\"),\"\",P29/'Cost scenario - input'!$G14),\"\")","v":1910.2630758159523},{"$f":"IFERROR(IF(OR(Q29=\"\",'Cost scenario - input'!$G14=\"\"),\"\",Q29/'Cost scenario - input'!$G14),\"\")","v":2134.015794360535},{"$f":"IFERROR(IF(OR(R29=\"\",'Cost scenario - input'!$G14=\"\"),\"\",R29/'Cost scenario - input'!$G14),\"\")","v":2354.1631936797203},{"$f":"IFERROR(IF(OR(S29=\"\",'Cost scenario - input'!$G14=\"\"),\"\",S29/'Cost scenario - input'!$G14),\"\")","v":2564.3883545414178},{"$f":"IFERROR(IF(OR(T29=\"\",'Cost scenario - input'!$G14=\"\"),\"\",T29/'Cost scenario - input'!$G14),\"\")","v":2758.16505502259},{"$f":"IFERROR(IF(OR(U29=\"\",'Cost scenario - input'!$G14=\"\"),\"\",U29/'Cost scenario - input'!$G14),\"\")","v":2929.1088186301313},{"$f":"IFERROR(IF(OR(V29=\"\",'Cost scenario - input'!$G14=\"\"),\"\",V29/'Cost scenario - input'!$G14),\"\")","v":3071.352396225654},{"$f":"IFERROR(IF(OR(W29=\"\",'Cost scenario - input'!$G14=\"\"),\"\",W29/'Cost scenario - input'!$G14),\"\")","v":3179.9160498285596}]
[{"$f":"IFERROR('Cost scenario - input'!A15,\"\")","v":2},{"$f":"IFERROR('Cost scenario - input'!B15,\"\")","v":"POLES"},{"$f":"IFERROR('Cost scenario - input'!C15,\"\")","v":"˃ 11 kv & < = 22 kv ; steel"},{"$f":"IFERROR(repcalc('Cost scenario - input'!$CY15:$GK15,'Cost scenario - input'!$J15,'Cost scenario - input'!$H15,'Cost scenario - input'!$I15,20,TRUE,TRUE),\"\")","v":6.5997497561893983},7.793480243855111,9.3318343226495895,11.291219608549962,13.75252404594513,16.798000240075851,20.507169924357324,24.951768790888455,30.189853875815171,36.259318106239725,43.171188654704089,50.903211676842488,59.394326552638063,68.540687463819609,78.193880544478645,88.16189793148304,98.21326152753295,108.0844459589331,117.49045078480617,126.13804612098541,{"$f":"IFERROR(IF(OR(D30=\"\",'Cost scenario - input'!$G15=\"\"),\"\",D30/'Cost scenario - input'!$G15),\"\")","v":0.72777003893681269},{"$f":"IFERROR(IF(OR(E30=\"\",'Cost scenario - input'!$G15=\"\"),\"\",E30/'Cost scenario - input'!$G15),\"\")","v":0.85940552749057064},{"$f":"IFERROR(IF(OR(F30=\"\",'Cost scenario - input'!$G15=\"\"),\"\",F30/'Cost scenario - input'!$G15),\"\")","v":1.0290434757738227},{"$f":"IFERROR(IF(OR(G30=\"\",'Cost scenario - input'!$G15=\"\"),\"\",G30/'Cost scenario - input'!$G15),\"\")","v":1.2451095325928125},{"$f":"IFERROR(IF(OR(H30=\"\",'Cost scenario - input'!$G15=\"\"),\"\",H30/'Cost scenario - input'!$G15),\"\")","v":1.5165234031806392},{"$f":"IFERROR(IF(OR(I30=\"\",'Cost scenario - input'!$G15=\"\"),\"\",I30/'Cost scenario - input'!$G15),\"\")","v":1.8523552771551115},{"$f":"IFERROR(IF(OR(J30=\"\",'Cost scenario - input'!$G15=\"\"),\"\",J30/'Cost scenario - input'!$G15),\"\")","v":2.2613742044290119},{"$f":"IFERROR(IF(OR(K30=\"\",'Cost scenario - input'!$G15=\"\"),\"\",K30/'Cost scenario - input'!$G15),\"\")","v":2.7514906496957963},{"$f":"IFERROR(IF(OR(L30=\"\",'Cost scenario - input'!$G15=\"\"),\"\",L30/'Cost scenario - input'!$G15),\"\")","v":3.3291066998553283},{"$f":"IFERROR(IF(OR(M30=\"\",'Cost scenario - input'!$G15=\"\"),\"\",M30/'Cost scenario - input'!$G15),\"\")","v":3.9984008977389891},{"$f":"IFERROR(IF(OR(N30=\"\",'Cost scenario - input'!$G15=\"\"),\"\",N30/'Cost scenario - input'!$G15),\"\")","v":4.7605892357838719},{"$f":"IFERROR(IF(OR(O30=\"\",'Cost scenario - input'!$G15=\"\"),\"\",O30/'Cost scenario - input'!$G15),\"\")","v":5.6132177298574142},{"$f":"IFERROR(IF(OR(P30=\"\",'Cost scenario - input'!$G15=\"\"),\"\",P30/'Cost scenario - input'!$G15),\"\")","v":6.5495530807514912},{"$f":"IFERROR(IF(OR(Q30=\"\",'Cost scenario - input'!$G15=\"\"),\"\",Q30/'Cost scenario - input'!$G15),\"\")","v":7.5581439640979635},{"$f":"IFERROR(IF(OR(R30=\"\",'Cost scenario - input'!$G15=\"\"),\"\",R30/'Cost scenario - input'!$G15),\"\")","v":8.6226244313440592},{"$f":"IFERROR(IF(OR(S30=\"\",'Cost scenario - input'!$G15=\"\"),\"\",S30/'Cost scenario - input'!$G15),\"\")","v":9.7218213205987851},{"$f":"IFERROR(IF(OR(T30=\"\",'Cost scenario - input'!$G15=\"\"),\"\",T30/'Cost scenario - input'!$G15),\"\")","v":10.83020899375337},{"$f":"IFERROR(IF(OR(U30=\"\",'Cost scenario - input'!$G15=\"\"),\"\",U30/'Cost scenario - input'!$G15),\"\")","v":11.918727883618136},{"$f":"IFERROR(IF(OR(V30=\"\",'Cost scenario - input'!$G15=\"\"),\"\",V30/'Cost scenario - input'!$G15),\"\")","v":12.955950316475642},{"$f":"IFERROR(IF(OR(W30=\"\",'Cost scenario - input'!$G15=\"\"),\"\",W30/'Cost scenario - input'!$G15),\"\")","v":13.909541138403217}]
[{"$f":"IFERROR('Cost scenario - input'!A16,\"\")","v":2},{"$f":"IFERROR('Cost scenario - input'!B16,\"\")","v":"POLES"},{"$f":"IFERROR('Cost scenario - input'!C16,\"\")","v":"˃ 11 kv & < = 22 kv ; wood"},{"$f":"IFERROR(repcalc('Cost scenario - input'!$CY16:$GK16,'Cost scenario - input'!$J16,'Cost scenario - input'!$H16,'Cost scenario - input'!$I16,20,TRUE,TRUE),\"\")","v":7637.3089074763984},7965.2119623364943,8325.8368774227602,8733.4535819187131,9202.4734699355504,9746.6727724621924,10378.398829337735,11107.801782600536,11942.133398380025,12885.152005131808,13936.668175581752,15092.259965755218,16343.179348690101,17676.46296840881,19075.25052265665,20519.303094340357,21985.701923439872,23449.696041229479,24885.655755438314,26268.079285161846,{"$f":"IFERROR(IF(OR(D31=\"\",'Cost scenario - input'!$G16=\"\"),\"\",D31/'Cost scenario - input'!$G16),\"\")","v":1222.44008331087},{"$f":"IFERROR(IF(OR(E31=\"\",'Cost scenario - input'!$G16=\"\"),\"\",E31/'Cost scenario - input'!$G16),\"\")","v":1274.9247794986422},{"$f":"IFERROR(IF(OR(F31=\"\",'Cost scenario - input'!$G16=\"\"),\"\",F31/'Cost scenario - input'!$G16),\"\")","v":1332.6469898455978},{"$f":"IFERROR(IF(OR(G31=\"\",'Cost scenario - input'!$G16=\"\"),\"\",G31/'Cost scenario - input'!$G16),\"\")","v":1397.8907824222142},{"$f":"IFERROR(IF(OR(H31=\"\",'Cost scenario - input'!$G16=\"\"),\"\",H31/'Cost scenario - input'!$G16),\"\")","v":1472.9628684053396},{"$f":"IFERROR(IF(OR(I31=\"\",'Cost scenario - input'!$G16=\"\"),\"\",I31/'Cost scenario - input'!$G16),\"\")","v":1560.0682937295858},{"$f":"IFERROR(IF(OR(J31=\"\",'Cost scenario - input'!$G16=\"\"),\"\",J31/'Cost scenario - input'!$G16),\"\")","v":1661.1833936885005},{"$f":"IFERROR(IF(OR(K31=\"\",'Cost scenario - input'!$G16=\"\"),\"\",K31/'Cost scenario - input'!$G16),\"\")","v":1777.9328165226232},{"$f":"IFERROR(IF(OR(L31=\"\",'Cost scenario - input'!$G16=\"\"),\"\",L31/'Cost scenario - input'!$G16),\"\")","v":1911.4772917112514},{"$f":"IFERROR(IF(OR(M31=\"\",'Cost scenario - input'!$G16=\"\"),\"\",M31/'Cost scenario - input'!$G16),\"\")","v":2062.4183834186792},{"$f":"IFERROR(IF(OR(N31=\"\",'Cost scenario - input'!$G16=\"\"),\"\",N31/'Cost scenario - input'!$G16),\"\")","v":2230.7257716073673},{"$f":"IFERROR(IF(OR(O31=\"\",'Cost scenario - input'!$G16=\"\"),\"\",O31/'Cost scenario - input'!$G16),\"\")","v":2415.6916727338926},{"$f":"IFERROR(IF(OR(P31=\"\",'Cost scenario - input'!$G16=\"\"),\"\",P31/'Cost scenario - input'!$G16),\"\")","v":2615.9158633769007},{"$f":"IFERROR(IF(OR(Q31=\"\",'Cost scenario - input'!$G16=\"\"),\"\",Q31/'Cost scenario - input'!$G16),\"\")","v":2829.3234076979688},{"$f":"IFERROR(IF(OR(R31=\"\",'Cost scenario - input'!$G16=\"\"),\"\",R31/'Cost scenario - input'!$G16),\"\")","v":3053.2156183004536},{"$f":"IFERROR(IF(OR(S31=\"\",'Cost scenario - input'!$G16=\"\"),\"\",S31/'Cost scenario - input'!$G16),\"\")","v":3284.3530212024407},{"$f":"IFERROR(IF(OR(T31=\"\",'Cost scenario - input'!$G16=\"\"),\"\",T31/'Cost scenario - input'!$G16),\"\")","v":3519.0672024052669},{"$f":"IFERROR(IF(OR(U31=\"\",'Cost scenario - input'!$G16=\"\"),\"\",U31/'Cost scenario - input'!$G16),\"\")","v":3753.396481605354},{"$f":"IFERROR(IF(OR(V31=\"\",'Cost scenario - input'!$G16=\"\"),\"\",V31/'Cost scenario - input'!$G16),\"\")","v":3983.2385285795326},{"$f":"IFERROR(IF(OR(W31=\"\",'Cost scenario - input'!$G16=\"\"),\"\",W31/'Cost scenario - input'!$G16),\"\")","v":4204.5114868059327}]
[{"$f":"IFERROR('Cost scenario - input'!A17,\"\")","v":2},{"$f":"IFERROR('Cost scenario - input'!B17,\"\")","v":"POLES"},{"$f":"IFERROR('Cost scenario - input'!C17,\"\")","v":"> 1 kv & < = 11 kv ; concrete"},{"$f":"IFERROR(repcalc('Cost scenario - input'!$CY17:$GK17,'Cost scenario - input'!$J17,'Cost scenario - input'!$H17,'Cost scenario - input'!$I17,20,TRUE,TRUE),\"\")","v":0.61948589643428342},0.85235957745878455,1.1537621469359254,1.5368368747225438,2.0150484079110198,2.6015386000967893,3.3083839905147712,4.145805467234239,5.1213907245949573,6.2393914482875577,7.5001482490265836,8.8996778615461061,10.429432105321073,12.076211800789533,13.822197729882829,15.645051106570847,17.518042279998301,19.410189511160002,21.286426281498581,23.107858037257358,{"$f":"IFERROR(IF(OR(D32=\"\",'Cost scenario - input'!$G17=\"\"),\"\",D32/'Cost scenario - input'!$G17),\"\")","v":5.5801939460809448E-2},{"$f":"IFERROR(IF(OR(E32=\"\",'Cost scenario - input'!$G17=\"\"),\"\",E32/'Cost scenario - input'!$G17),\"\")","v":7.6778693129201617E-2},{"$f":"IFERROR(IF(OR(F32=\"\",'Cost scenario - input'!$G17=\"\"),\"\",F32/'Cost scenario - input'!$G17),\"\")","v":0.10392837971949191},{"$f":"IFERROR(IF(OR(G32=\"\",'Cost scenario - input'!$G17=\"\"),\"\",G32/'Cost scenario - input'!$G17),\"\")","v":0.13843491633631477},{"$f":"IFERROR(IF(OR(H32=\"\",'Cost scenario - input'!$G17=\"\"),\"\",H32/'Cost scenario - input'!$G17),\"\")","v":0.18151116904528186},{"$f":"IFERROR(IF(OR(I32=\"\",'Cost scenario - input'!$G17=\"\"),\"\",I32/'Cost scenario - input'!$G17),\"\")","v":0.23434092737728709},{"$f":"IFERROR(IF(OR(J32=\"\",'Cost scenario - input'!$G17=\"\"),\"\",J32/'Cost scenario - input'!$G17),\"\")","v":0.29801201966734486},{"$f":"IFERROR(IF(OR(K32=\"\",'Cost scenario - input'!$G17=\"\"),\"\",K32/'Cost scenario - input'!$G17),\"\")","v":0.37344512123762186},{"$f":"IFERROR(IF(OR(L32=\"\",'Cost scenario - input'!$G17=\"\"),\"\",L32/'Cost scenario - input'!$G17),\"\")","v":0.46132371505783826},{"$f":"IFERROR(IF(OR(M32=\"\",'Cost scenario - input'!$G17=\"\"),\"\",M32/'Cost scenario - input'!$G17),\"\")","v":0.56203078370900283},{"$f":"IFERROR(IF(OR(N32=\"\",'Cost scenario - input'!$G17=\"\"),\"\",N32/'Cost scenario - input'!$G17),\"\")","v":0.67559700866196448},{"$f":"IFERROR(IF(OR(O32=\"\",'Cost scenario - input'!$G17=\"\"),\"\",O32/'Cost scenario - input'!$G17),\"\")","v":0.80166358606258359},{"$f":"IFERROR(IF(OR(P32=\"\",'Cost scenario - input'!$G17=\"\"),\"\",P32/'Cost scenario - input'!$G17),\"\")","v":0.93946051443882561},{"$f":"IFERROR(IF(OR(Q32=\"\",'Cost scenario - input'!$G17=\"\"),\"\",Q32/'Cost scenario - input'!$G17),\"\")","v":1.0877988404616676},{"$f":"IFERROR(IF(OR(R32=\"\",'Cost scenario - input'!$G17=\"\"),\"\",R32/'Cost scenario - input'!$G17),\"\")","v":1.2450734478021832},{"$f":"IFERROR(IF(OR(S32=\"\",'Cost scenario - input'!$G17=\"\"),\"\",S32/'Cost scenario - input'!$G17),\"\")","v":1.4092721072992964},{"$f":"IFERROR(IF(OR(T32=\"\",'Cost scenario - input'!$G17=\"\"),\"\",T32/'Cost scenario - input'!$G17),\"\")","v":1.577987070257806},{"$f":"IFERROR(IF(OR(U32=\"\",'Cost scenario - input'!$G17=\"\"),\"\",U32/'Cost scenario - input'!$G17),\"\")","v":1.7484275691488478},{"$f":"IFERROR(IF(OR(V32=\"\",'Cost scenario - input'!$G17=\"\"),\"\",V32/'Cost scenario - input'!$G17),\"\")","v":1.9174348884037498},{"$f":"IFERROR(IF(OR(W32=\"\",'Cost scenario - input'!$G17=\"\"),\"\",W32/'Cost scenario - input'!$G17),\"\")","v":2.0815054913857973}]
[{"$f":"IFERROR('Cost scenario - input'!A18,\"\")","v":2},{"$f":"IFERROR('Cost scenario - input'!B18,\"\")","v":"POLES"},{"$f":"IFERROR('Cost scenario - input'!C18,\"\")","v":"> 1 kv & < = 11 kv ; wood"},{"$f":"IFERROR(repcalc('Cost scenario - input'!$CY18:$GK18,'Cost scenario - input'!$J18,'Cost scenario - input'!$H18,'Cost scenario - input'!$I18,20,TRUE,TRUE),\"\")","v":19.233588986552935},20.513708849655583,22.01949452292018,23.779305474117191,25.813327961147547,28.131769593181222,30.733550766607816,33.605588860959379,36.722733228559257,40.0483675889731,43.535654209483496,47.129353864476933,50.768119440525226,54.387131303124548,57.920920909953097,61.306216964654112,64.484646494348581,67.405131903378631,70.02584401056086,72.315599388669526,{"$f":"IFERROR(IF(OR(D33=\"\",'Cost scenario - input'!$G18=\"\"),\"\",D33/'Cost scenario - input'!$G18),\"\")","v":3.2349695114876278},{"$f":"IFERROR(IF(OR(E33=\"\",'Cost scenario - input'!$G18=\"\"),\"\",E33/'Cost scenario - input'!$G18),\"\")","v":3.4502776752984508},{"$f":"IFERROR(IF(OR(F33=\"\",'Cost scenario - input'!$G18=\"\"),\"\",F33/'Cost scenario - input'!$G18),\"\")","v":3.703541418599376},{"$f":"IFERROR(IF(OR(G33=\"\",'Cost scenario - input'!$G18=\"\"),\"\",G33/'Cost scenario - input'!$G18),\"\")","v":3.9995306267021671},{"$f":"IFERROR(IF(OR(H33=\"\",'Cost scenario - input'!$G18=\"\"),\"\",H33/'Cost scenario - input'!$G18),\"\")","v":4.3416405020781985},{"$f":"IFERROR(IF(OR(I33=\"\",'Cost scenario - input'!$G18=\"\"),\"\",I33/'Cost scenario - input'!$G18),\"\")","v":4.731587900820899},{"$f":"IFERROR(IF(OR(J33=\"\",'Cost scenario - input'!$G18=\"\"),\"\",J33/'Cost scenario - input'!$G18),\"\")","v":5.1691912403474953},{"$f":"IFERROR(IF(OR(K33=\"\",'Cost scenario - input'!$G18=\"\"),\"\",K33/'Cost scenario - input'!$G18),\"\")","v":5.6522501056250087},{"$f":"IFERROR(IF(OR(L33=\"\",'Cost scenario - input'!$G18=\"\"),\"\",L33/'Cost scenario - input'!$G18),\"\")","v":6.1765343148353162},{"$f":"IFERROR(IF(OR(M33=\"\",'Cost scenario - input'!$G18=\"\"),\"\",M33/'Cost scenario - input'!$G18),\"\")","v":6.735885238358537},{"$f":"IFERROR(IF(OR(N33=\"\",'Cost scenario - input'!$G18=\"\"),\"\",N33/'Cost scenario - input'!$G18),\"\")","v":7.3224250621562224},{"$f":"IFERROR(IF(OR(O33=\"\",'Cost scenario - input'!$G18=\"\"),\"\",O33/'Cost scenario - input'!$G18),\"\")","v":7.9268628935705925},{"$f":"IFERROR(IF(OR(P33=\"\",'Cost scenario - input'!$G18=\"\"),\"\",P33/'Cost scenario - input'!$G18),\"\")","v":8.53888053137063},{"$f":"IFERROR(IF(OR(Q33=\"\",'Cost scenario - input'!$G18=\"\"),\"\",Q33/'Cost scenario - input'!$G18),\"\")","v":9.1475757179739219},{"$f":"IFERROR(IF(OR(R33=\"\",'Cost scenario - input'!$G18=\"\"),\"\",R33/'Cost scenario - input'!$G18),\"\")","v":9.7419370535569279},{"$f":"IFERROR(IF(OR(S33=\"\",'Cost scenario - input'!$G18=\"\"),\"\",S33/'Cost scenario - input'!$G18),\"\")","v":10.311322701340798},{"$f":"IFERROR(IF(OR(T33=\"\",'Cost scenario - input'!$G18=\"\"),\"\",T33/'Cost scenario - input'!$G18),\"\")","v":10.845914691954835},{"$f":"IFERROR(IF(OR(U33=\"\",'Cost scenario - input'!$G18=\"\"),\"\",U33/'Cost scenario - input'!$G18),\"\")","v":11.337122092901273},{"$f":"IFERROR(IF(OR(V33=\"\",'Cost scenario - input'!$G18=\"\"),\"\",V33/'Cost scenario - input'!$G18),\"\")","v":11.777909497220264},{"$f":"IFERROR(IF(OR(W33=\"\",'Cost scenario - input'!$G18=\"\"),\"\",W33/'Cost scenario - input'!$G18),\"\")","v":12.163032047261503}]
[{"$f":"IFERROR('Cost scenario - input'!A19,\"\")","v":2},{"$f":"IFERROR('Cost scenario - input'!B19,\"\")","v":"POLES"},{"$f":"IFERROR('Cost scenario - input'!C19,\"\")","v":"> 22 kv & < = 66 kv ; concrete"},{"$f":"IFERROR(repcalc('Cost scenario - input'!$CY19:$GK19,'Cost scenario - input'!$J19,'Cost scenario - input'!$H19,'Cost scenario - input'!$I19,20,TRUE,TRUE),\"\")","v":376.88082464884354},495.74975913190787,643.00078661407315,822.29748205283954,1036.8138053062823,1288.9036345713278,1579.7518190914529,1909.0357339776544,2274.6317880816009,2672.4035661420867,3096.1062908150607,3537.4355717088492,3986.2371406492134,4430.8793791894477,4858.773548088363,5257.0098555991472,5613.0631693484265,5915.5124120368801,6154.7140420751575,6323.3731985294835,{"$f":"IFERROR(IF(OR(D34=\"\",'Cost scenario - input'!$G19=\"\"),\"\",D34/'Cost scenario - input'!$G19),\"\")","v":20.261442578020741},{"$f":"IFERROR(IF(OR(E34=\"\",'Cost scenario - input'!$G19=\"\"),\"\",E34/'Cost scenario - input'!$G19),\"\")","v":26.651940403382863},{"$f":"IFERROR(IF(OR(F34=\"\",'Cost scenario - input'!$G19=\"\"),\"\",F34/'Cost scenario - input'!$G19),\"\")","v":34.568284358171013},{"$f":"IFERROR(IF(OR(G34=\"\",'Cost scenario - input'!$G19=\"\"),\"\",G34/'Cost scenario - input'!$G19),\"\")","v":44.207431434561244},{"$f":"IFERROR(IF(OR(H34=\"\",'Cost scenario - input'!$G19=\"\"),\"\",H34/'Cost scenario - input'!$G19),\"\")","v":55.740016488994584},{"$f":"IFERROR(IF(OR(I34=\"\",'Cost scenario - input'!$G19=\"\"),\"\",I34/'Cost scenario - input'!$G19),\"\")","v":69.292586070946243},{"$f":"IFERROR(IF(OR(J34=\"\",'Cost scenario - input'!$G19=\"\"),\"\",J34/'Cost scenario - input'!$G19),\"\")","v":84.92883871146428},{"$f":"IFERROR(IF(OR(K34=\"\",'Cost scenario - input'!$G19=\"\"),\"\",K34/'Cost scenario - input'!$G19),\"\")","v":102.63142981449803},{"$f":"IFERROR(IF(OR(L34=\"\",'Cost scenario - input'!$G19=\"\"),\"\",L34/'Cost scenario - input'!$G19),\"\")","v":122.28619326360683},{"$f":"IFERROR(IF(OR(M34=\"\",'Cost scenario - input'!$G19=\"\"),\"\",M34/'Cost scenario - input'!$G19),\"\")","v":143.67075175856095},{"$f":"IFERROR(IF(OR(N34=\"\",'Cost scenario - input'!$G19=\"\"),\"\",N34/'Cost scenario - input'!$G19),\"\")","v":166.4493806105628},{"$f":"IFERROR(IF(OR(O34=\"\",'Cost scenario - input'!$G19=\"\"),\"\",O34/'Cost scenario - input'!$G19),\"\")","v":190.17562853299376},{"$f":"IFERROR(IF(OR(P34=\"\",'Cost scenario - input'!$G19=\"\"),\"\",P34/'Cost scenario - input'!$G19),\"\")","v":214.30359319260066},{"$f":"IFERROR(IF(OR(Q34=\"\",'Cost scenario - input'!$G19=\"\"),\"\",Q34/'Cost scenario - input'!$G19),\"\")","v":238.20794861407833},{"$f":"IFERROR(IF(OR(R34=\"\",'Cost scenario - input'!$G19=\"\"),\"\",R34/'Cost scenario - input'!$G19),\"\")","v":261.21191317155689},{"$f":"IFERROR(IF(OR(S34=\"\",'Cost scenario - input'!$G19=\"\"),\"\",S34/'Cost scenario - input'!$G19),\"\")","v":282.62144517582072},{"$f":"IFERROR(IF(OR(T34=\"\",'Cost scenario - input'!$G19=\"\"),\"\",T34/'Cost scenario - input'!$G19),\"\")","v":301.76318256181474},{"$f":"IFERROR(IF(OR(U34=\"\",'Cost scenario - input'!$G19=\"\"),\"\",U34/'Cost scenario - input'!$G19),\"\")","v":318.02311823035859},{"$f":"IFERROR(IF(OR(V34=\"\",'Cost scenario - input'!$G19=\"\"),\"\",V34/'Cost scenario - input'!$G19),\"\")","v":330.88280695584706},{"$f":"IFERROR(IF(OR(W34=\"\",'Cost scenario - input'!$G19=\"\"),\"\",W34/'Cost scenario - input'!$G19),\"\")","v":339.95007063778354}]
[{"$f":"IFERROR('Cost scenario - input'!A20,\"\")","v":2},{"$f":"IFERROR('Cost scenario - input'!B20,\"\")","v":"POLES"},{"$f":"IFERROR('Cost scenario - input'!C20,\"\")","v":"> 22 kv & < = 66 kv ; steel"},{"$f":"IFERROR(repcalc('Cost scenario - input'!$CY20:$GK20,'Cost scenario - input'!$J20,'Cost scenario - input'!$H20,'Cost scenario - input'!$I20,20,TRUE,TRUE),\"\")","v":5.0418254055777965},5.4964437961825867,5.9655325821159835,6.4502464426498847,6.9521049346725379,7.4727282086176041,8.0135109295820914,8.5752570599681501,9.1578023516448894,9.7596535644419014,10.377673691792813,11.006841101072579,11.640107777801274,12.268378003025408,12.880623840456694,13.464147662144784,14.004994424887578,14.488507416044248,14.900010831955981,15.225591303698572,{"$f":"IFERROR(IF(OR(D35=\"\",'Cost scenario - input'!$G20=\"\"),\"\",D35/'Cost scenario - input'!$G20),\"\")","v":0.5559740304227172},{"$f":"IFERROR(IF(OR(E35=\"\",'Cost scenario - input'!$G20=\"\"),\"\",E35/'Cost scenario - input'!$G20),\"\")","v":0.60610587724335663},{"$f":"IFERROR(IF(OR(F35=\"\",'Cost scenario - input'!$G20=\"\"),\"\",F35/'Cost scenario - input'!$G20),\"\")","v":0.65783340883399122},{"$f":"IFERROR(IF(OR(G35=\"\",'Cost scenario - input'!$G20=\"\"),\"\",G35/'Cost scenario - input'!$G20),\"\")","v":0.71128395441310854},{"$f":"IFERROR(IF(OR(H35=\"\",'Cost scenario - input'!$G20=\"\"),\"\",H35/'Cost scenario - input'!$G20),\"\")","v":0.76662507911826394},{"$f":"IFERROR(IF(OR(I35=\"\",'Cost scenario - input'!$G20=\"\"),\"\",I35/'Cost scenario - input'!$G20),\"\")","v":0.82403544077554902},{"$f":"IFERROR(IF(OR(J35=\"\",'Cost scenario - input'!$G20=\"\"),\"\",J35/'Cost scenario - input'!$G20),\"\")","v":0.88366883240885841},{"$f":"IFERROR(IF(OR(K35=\"\",'Cost scenario - input'!$G20=\"\"),\"\",K35/'Cost scenario - input'!$G20),\"\")","v":0.94561390885668317},{"$f":"IFERROR(IF(OR(L35=\"\",'Cost scenario - input'!$G20=\"\"),\"\",L35/'Cost scenario - input'!$G20),\"\")","v":1.0098525580885633},{"$f":"IFERROR(IF(OR(M35=\"\",'Cost scenario - input'!$G20=\"\"),\"\",M35/'Cost scenario - input'!$G20),\"\")","v":1.0762201169737582},{"$f":"IFERROR(IF(OR(N35=\"\",'Cost scenario - input'!$G20=\"\"),\"\",N35/'Cost scenario - input'!$G20),\"\")","v":1.1443706603673309},{"$f":"IFERROR(IF(OR(O35=\"\",'Cost scenario - input'!$G20=\"\"),\"\",O35/'Cost scenario - input'!$G20),\"\")","v":1.2137504409446005},{"$f":"IFERROR(IF(OR(P35=\"\",'Cost scenario - input'!$G20=\"\"),\"\",P35/'Cost scenario - input'!$G20),\"\")","v":1.2835822574537055},{"$f":"IFERROR(IF(OR(Q35=\"\",'Cost scenario - input'!$G20=\"\"),\"\",Q35/'Cost scenario - input'!$G20),\"\")","v":1.3528631034199334},{"$f":"IFERROR(IF(OR(R35=\"\",'Cost scenario - input'!$G20=\"\"),\"\",R35/'Cost scenario - input'!$G20),\"\")","v":1.4203769021860759},{"$f":"IFERROR(IF(OR(S35=\"\",'Cost scenario - input'!$G20=\"\"),\"\",S35/'Cost scenario - input'!$G20),\"\")","v":1.4847234562402249},{"$f":"IFERROR(IF(OR(T35=\"\",'Cost scenario - input'!$G20=\"\"),\"\",T35/'Cost scenario - input'!$G20),\"\")","v":1.5443639099121287},{"$f":"IFERROR(IF(OR(U35=\"\",'Cost scenario - input'!$G20=\"\"),\"\",U35/'Cost scenario - input'!$G20),\"\")","v":1.5976820327804295},{"$f":"IFERROR(IF(OR(V35=\"\",'Cost scenario - input'!$G20=\"\"),\"\",V35/'Cost scenario - input'!$G20),\"\")","v":1.6430594892119943},{"$f":"IFERROR(IF(OR(W35=\"\",'Cost scenario - input'!$G20=\"\"),\"\",W35/'Cost scenario - input'!$G20),\"\")","v":1.6789620190579109}]
[{"$f":"IFERROR('Cost scenario - input'!A21,\"\")","v":2},{"$f":"IFERROR('Cost scenario - input'!B21,\"\")","v":"POLES"},{"$f":"IFERROR('Cost scenario - input'!C21,\"\")","v":"> 22 kv & < = 66 kv ; wood"},{"$f":"IFERROR(repcalc('Cost scenario - input'!$CY21:$GK21,'Cost scenario - input'!$J21,'Cost scenario - input'!$H21,'Cost scenario - input'!$I21,20,TRUE,TRUE),\"\")","v":478.18084498842666},504.24753971775237,530.92128710848954,558.74775064663163,588.3648901920435,620.47641446686532,655.81928359963626,695.12705318229848,739.09115131300518,788.32229829457208,843.31420905056427,904.41147737300969,971.78316517364578,1045.4031597311766,1125.037875159413,1210.2414171360599,1300.3579491245716,1394.5307251142854,1491.7171003673157,1590.7087902154124,{"$f":"IFERROR(IF(OR(D36=\"\",'Cost scenario - input'!$G21=\"\"),\"\",D36/'Cost scenario - input'!$G21),\"\")","v":60.475854632006794},{"$f":"IFERROR(IF(OR(E36=\"\",'Cost scenario - input'!$G21=\"\"),\"\",E36/'Cost scenario - input'!$G21),\"\")","v":63.772527130935003},{"$f":"IFERROR(IF(OR(F36=\"\",'Cost scenario - input'!$G21=\"\"),\"\",F36/'Cost scenario - input'!$G21),\"\")","v":67.145973990212966},{"$f":"IFERROR(IF(OR(G36=\"\",'Cost scenario - input'!$G21=\"\"),\"\",G36/'Cost scenario - input'!$G21),\"\")","v":70.665205639687031},{"$f":"IFERROR(IF(OR(H36=\"\",'Cost scenario - input'!$G21=\"\"),\"\",H36/'Cost scenario - input'!$G21),\"\")","v":74.410905293983163},{"$f":"IFERROR(IF(OR(I36=\"\",'Cost scenario - input'!$G21=\"\"),\"\",I36/'Cost scenario - input'!$G21),\"\")","v":78.472071470774054},{"$f":"IFERROR(IF(OR(J36=\"\",'Cost scenario - input'!$G21=\"\"),\"\",J36/'Cost scenario - input'!$G21),\"\")","v":82.941908015571713},{"$f":"IFERROR(IF(OR(K36=\"\",'Cost scenario - input'!$G21=\"\"),\"\",K36/'Cost scenario - input'!$G21),\"\")","v":87.913188199843901},{"$f":"IFERROR(IF(OR(L36=\"\",'Cost scenario - input'!$G21=\"\"),\"\",L36/'Cost scenario - input'!$G21),\"\")","v":93.473357402448102},{"$f":"IFERROR(IF(OR(M36=\"\",'Cost scenario - input'!$G21=\"\"),\"\",M36/'Cost scenario - input'!$G21),\"\")","v":99.699653832821127},{"$f":"IFERROR(IF(OR(N36=\"\",'Cost scenario - input'!$G21=\"\"),\"\",N36/'Cost scenario - input'!$G21),\"\")","v":106.6545179510109},{"$f":"IFERROR(IF(OR(O36=\"\",'Cost scenario - input'!$G21=\"\"),\"\",O36/'Cost scenario - input'!$G21),\"\")","v":114.38153076678012},{"$f":"IFERROR(IF(OR(P36=\"\",'Cost scenario - input'!$G21=\"\"),\"\",P36/'Cost scenario - input'!$G21),\"\")","v":122.90207365436237},{"$f":"IFERROR(IF(OR(Q36=\"\",'Cost scenario - input'!$G21=\"\"),\"\",Q36/'Cost scenario - input'!$G21),\"\")","v":132.21284412024778},{"$f":"IFERROR(IF(OR(R36=\"\",'Cost scenario - input'!$G21=\"\"),\"\",R36/'Cost scenario - input'!$G21),\"\")","v":142.28430039954691},{"$f":"IFERROR(IF(OR(S36=\"\",'Cost scenario - input'!$G21=\"\"),\"\",S36/'Cost scenario - input'!$G21),\"\")","v":153.06004993597281},{"$f":"IFERROR(IF(OR(T36=\"\",'Cost scenario - input'!$G21=\"\"),\"\",T36/'Cost scenario - input'!$G21),\"\")","v":164.45714863951818},{"$f":"IFERROR(IF(OR(U36=\"\",'Cost scenario - input'!$G21=\"\"),\"\",U36/'Cost scenario - input'!$G21),\"\")","v":176.36724326320453},{"$f":"IFERROR(IF(OR(V36=\"\",'Cost scenario - input'!$G21=\"\"),\"\",V36/'Cost scenario - input'!$G21),\"\")","v":188.65846982238671},{"$f":"IFERROR(IF(OR(W36=\"\",'Cost scenario - input'!$G21=\"\"),\"\",W36/'Cost scenario - input'!$G21),\"\")","v":201.17801573848274}]
[{"$f":"IFERROR('Cost scenario - input'!A22,\"\")","v":2},{"$f":"IFERROR('Cost scenario - input'!B22,\"\")","v":"POLES"},{"$f":"IFERROR('Cost scenario - input'!C22,\"\")","v":"staking of a wooden pole"},{"$f":"IFERROR(repcalc('Cost scenario - input'!$CY22:$GK22,'Cost scenario - input'!$J22,'Cost scenario - input'!$H22,'Cost scenario - input'!$I22,20,TRUE,TRUE),\"\")","v":2157.2689872631177},2614.6419619509397,3099.64794458597,3596.6978726250427,4088.1705101153775,4555.998835647285,4983.4691650318382,5356.9946530252773,5667.6065742408118,5911.93153974918,6092.4895560772384,6217.2472902668624,6298.4764303717711,6351.0772955993098,6390.6111126310934,6431.3236708988134,6484.4309464516509,6556.8783864513107,6650.6957451498656,6762.9712126333616,{"$f":"IFERROR(IF(OR(D37=\"\",'Cost scenario - input'!$G22=\"\"),\"\",D37/'Cost scenario - input'!$G22),\"\")","v":219.46600241647945},{"$f":"IFERROR(IF(OR(E37=\"\",'Cost scenario - input'!$G22=\"\"),\"\",E37/'Cost scenario - input'!$G22),\"\")","v":265.99604524410904},{"$f":"IFERROR(IF(OR(F37=\"\",'Cost scenario - input'!$G22=\"\"),\"\",F37/'Cost scenario - input'!$G22),\"\")","v":315.33728399803357},{"$f":"IFERROR(IF(OR(G37=\"\",'Cost scenario - input'!$G22=\"\"),\"\",G37/'Cost scenario - input'!$G22),\"\")","v":365.90379255686133},{"$f":"IFERROR(IF(OR(H37=\"\",'Cost scenario - input'!$G22=\"\"),\"\",H37/'Cost scenario - input'!$G22),\"\")","v":415.90290517745717},{"$f":"IFERROR(IF(OR(I37=\"\",'Cost scenario - input'!$G22=\"\"),\"\",I37/'Cost scenario - input'!$G22),\"\")","v":463.49660490979397},{"$f":"IFERROR(IF(OR(J37=\"\",'Cost scenario - input'!$G22=\"\"),\"\",J37/'Cost scenario - input'!$G22),\"\")","v":506.98455420846022},{"$f":"IFERROR(IF(OR(K37=\"\",'Cost scenario - input'!$G22=\"\"),\"\",K37/'Cost scenario - input'!$G22),\"\")","v":544.98451904111948},{"$f":"IFERROR(IF(OR(L37=\"\",'Cost scenario - input'!$G22=\"\"),\"\",L37/'Cost scenario - input'!$G22),\"\")","v":576.58408175423301},{"$f":"IFERROR(IF(OR(M37=\"\",'Cost scenario - input'!$G22=\"\"),\"\",M37/'Cost scenario - input'!$G22),\"\")","v":601.44005650158874},{"$f":"IFERROR(IF(OR(N37=\"\",'Cost scenario - input'!$G22=\"\"),\"\",N37/'Cost scenario - input'!$G22),\"\")","v":619.80881175729814},{"$f":"IFERROR(IF(OR(O37=\"\",'Cost scenario - input'!$G22=\"\"),\"\",O37/'Cost scenario - input'!$G22),\"\")","v":632.5008225147842},{"$f":"IFERROR(IF(OR(P37=\"\",'Cost scenario - input'!$G22=\"\"),\"\",P37/'Cost scenario - input'!$G22),\"\")","v":640.76452758068297},{"$f":"IFERROR(IF(OR(Q37=\"\",'Cost scenario - input'!$G22=\"\"),\"\",Q37/'Cost scenario - input'!$G22),\"\")","v":646.11578497292021},{"$f":"IFERROR(IF(OR(R37=\"\",'Cost scenario - input'!$G22=\"\"),\"\",R37/'Cost scenario - input'!$G22),\"\")","v":650.13768898000353},{"$f":"IFERROR(IF(OR(S37=\"\",'Cost scenario - input'!$G22=\"\"),\"\",S37/'Cost scenario - input'!$G22),\"\")","v":654.27951017333567},{"$f":"IFERROR(IF(OR(T37=\"\",'Cost scenario - input'!$G22=\"\"),\"\",T37/'Cost scenario - input'!$G22),\"\")","v":659.68228633784099},{"$f":"IFERROR(IF(OR(U37=\"\",'Cost scenario - input'!$G22=\"\"),\"\",U37/'Cost scenario - input'!$G22),\"\")","v":667.05260044141721},{"$f":"IFERROR(IF(OR(V37=\"\",'Cost scenario - input'!$G22=\"\"),\"\",V37/'Cost scenario - input'!$G22),\"\")","v":676.59694599702948},{"$f":"IFERROR(IF(OR(W37=\"\",'Cost scenario - input'!$G22=\"\"),\"\",W37/'Cost scenario - input'!$G22),\"\")","v":688.01909509550853}]
[{"$f":"IFERROR('Cost scenario - input'!A23,\"\")","v":4},{"$f":"IFERROR('Cost scenario - input'!B23,\"\")","v":"SWITCHGEAR"},{"$f":"IFERROR('Cost scenario - input'!C23,\"\")","v":"˂ = 11 kv ; circuit breaker"},{"$f":"IFERROR(repcalc('Cost scenario - input'!$CY23:$GK23,'Cost scenario - input'!$J23,'Cost scenario - input'!$H23,'Cost scenario - input'!$I23,20,TRUE,TRUE),\"\")","v":133.30450551851504},114.14239182526713,96.943356173058206,82.009073648739388,69.489162496629945,59.39669334967882,51.629132086195369,45.991974671622842,42.222898640588468,40.014916661359159,39.0376285248743,38.95613261489202,39.447436935353799,40.214316158224378,40.996546444527191,41.579384361052838,41.799108871801288,41.545466442175439,40.760970276577481,39.437196115400091,{"$f":"IFERROR(IF(OR(D38=\"\",'Cost scenario - input'!$G23=\"\"),\"\",D38/'Cost scenario - input'!$G23),\"\")","v":4.5419750579262024},{"$f":"IFERROR(IF(OR(E38=\"\",'Cost scenario - input'!$G23=\"\"),\"\",E38/'Cost scenario - input'!$G23),\"\")","v":3.8890800780202923},{"$f":"IFERROR(IF(OR(F38=\"\",'Cost scenario - input'!$G23=\"\"),\"\",F38/'Cost scenario - input'!$G23),\"\")","v":3.303071445762424},{"$f":"IFERROR(IF(OR(G38=\"\",'Cost scenario - input'!$G23=\"\"),\"\",G38/'Cost scenario - input'!$G23),\"\")","v":2.7942278889026153},{"$f":"IFERROR(IF(OR(H38=\"\",'Cost scenario - input'!$G23=\"\"),\"\",H38/'Cost scenario - input'!$G23),\"\")","v":2.3676472271376978},{"$f":"IFERROR(IF(OR(I38=\"\",'Cost scenario - input'!$G23=\"\"),\"\",I38/'Cost scenario - input'!$G23),\"\")","v":2.0237748054214273},{"$f":"IFERROR(IF(OR(J38=\"\",'Cost scenario - input'!$G23=\"\"),\"\",J38/'Cost scenario - input'!$G23),\"\")","v":1.7591170627410389},{"$f":"IFERROR(IF(OR(K38=\"\",'Cost scenario - input'!$G23=\"\"),\"\",K38/'Cost scenario - input'!$G23),\"\")","v":1.5670468226917555},{"$f":"IFERROR(IF(OR(L38=\"\",'Cost scenario - input'!$G23=\"\"),\"\",L38/'Cost scenario - input'!$G23),\"\")","v":1.4386261871116033},{"$f":"IFERROR(IF(OR(M38=\"\",'Cost scenario - input'!$G23=\"\"),\"\",M38/'Cost scenario - input'!$G23),\"\")","v":1.3633954284886913},{"$f":"IFERROR(IF(OR(N38=\"\",'Cost scenario - input'!$G23=\"\"),\"\",N38/'Cost scenario - input'!$G23),\"\")","v":1.3300970915490979},{"$f":"IFERROR(IF(OR(O38=\"\",'Cost scenario - input'!$G23=\"\"),\"\",O38/'Cost scenario - input'!$G23),\"\")","v":1.3273203482648199},{"$f":"IFERROR(IF(OR(P38=\"\",'Cost scenario - input'!$G23=\"\"),\"\",P38/'Cost scenario - input'!$G23),\"\")","v":1.3440601573261037},{"$f":"IFERROR(IF(OR(Q38=\"\",'Cost scenario - input'!$G23=\"\"),\"\",Q38/'Cost scenario - input'!$G23),\"\")","v":1.3701894039646294},{"$f":"IFERROR(IF(OR(R38=\"\",'Cost scenario - input'!$G23=\"\"),\"\",R38/'Cost scenario - input'!$G23),\"\")","v":1.3968416947939772},{"$f":"IFERROR(IF(OR(S38=\"\",'Cost scenario - input'!$G23=\"\"),\"\",S38/'Cost scenario - input'!$G23),\"\")","v":1.4167002529828112},{"$f":"IFERROR(IF(OR(T38=\"\",'Cost scenario - input'!$G23=\"\"),\"\",T38/'Cost scenario - input'!$G23),\"\")","v":1.4241867459828237},{"$f":"IFERROR(IF(OR(U38=\"\",'Cost scenario - input'!$G23=\"\"),\"\",U38/'Cost scenario - input'!$G23),\"\")","v":1.4155445955580401},{"$f":"IFERROR(IF(OR(V38=\"\",'Cost scenario - input'!$G23=\"\"),\"\",V38/'Cost scenario - input'!$G23),\"\")","v":1.3888151012823213},{"$f":"IFERROR(IF(OR(W38=\"\",'Cost scenario - input'!$G23=\"\"),\"\",W38/'Cost scenario - input'!$G23),\"\")","v":1.343711230269051}]
[{"$f":"IFERROR('Cost scenario - input'!A24,\"\")","v":4},{"$f":"IFERROR('Cost scenario - input'!B24,\"\")","v":"SWITCHGEAR"},{"$f":"IFERROR('Cost scenario - input'!C24,\"\")","v":"˂ = 11 kv ; switch"},{"$f":"IFERROR(repcalc('Cost scenario - input'!$CY24:$GK24,'Cost scenario - input'!$J24,'Cost scenario - input'!$H24,'Cost scenario - input'!$I24,20,TRUE,TRUE),\"\")","v":41.416267506188632},39.303238127294073,37.240883804107654,35.250190879350924,33.349103741412165,31.551996896249936,29.869047297018206,28.305685219992032,26.862286875845342,25.534230097751422,24.312375478742656,23.183970375853121,22.133913009011732,21.146267119039639,20.205889646929727,19.300026133833125,18.419738902993874,17.561056836148957,16.725766753953682,15.921799373332037,{"$f":"IFERROR(IF(OR(D39=\"\",'Cost scenario - input'!$G24=\"\"),\"\",D39/'Cost scenario - input'!$G24),\"\")","v":3.0627474181732395},{"$f":"IFERROR(IF(OR(E39=\"\",'Cost scenario - input'!$G24=\"\"),\"\",E39/'Cost scenario - input'!$G24),\"\")","v":2.9064881590846099},{"$f":"IFERROR(IF(OR(F39=\"\",'Cost scenario - input'!$G24=\"\"),\"\",F39/'Cost scenario - input'!$G24),\"\")","v":2.7539763380289393},{"$f":"IFERROR(IF(OR(G39=\"\",'Cost scenario - input'!$G24=\"\"),\"\",G39/'Cost scenario - input'!$G24),\"\")","v":2.6067639023655045},{"$f":"IFERROR(IF(OR(H39=\"\",'Cost scenario - input'!$G24=\"\"),\"\",H39/'Cost scenario - input'!$G24),\"\")","v":2.4661778458703298},{"$f":"IFERROR(IF(OR(I39=\"\",'Cost scenario - input'!$G24=\"\"),\"\",I39/'Cost scenario - input'!$G24),\"\")","v":2.3332811682694423},{"$f":"IFERROR(IF(OR(J39=\"\",'Cost scenario - input'!$G24=\"\"),\"\",J39/'Cost scenario - input'!$G24),\"\")","v":2.208826458795865},{"$f":"IFERROR(IF(OR(K39=\"\",'Cost scenario - input'!$G24=\"\"),\"\",K39/'Cost scenario - input'!$G24),\"\")","v":2.09321528827292},{"$f":"IFERROR(IF(OR(L39=\"\",'Cost scenario - input'!$G24=\"\"),\"\",L39/'Cost scenario - input'!$G24),\"\")","v":1.9864754776110776},{"$f":"IFERROR(IF(OR(M39=\"\",'Cost scenario - input'!$G24=\"\"),\"\",M39/'Cost scenario - input'!$G24),\"\")","v":1.8882652159623947},{"$f":"IFERROR(IF(OR(N39=\"\",'Cost scenario - input'!$G24=\"\"),\"\",N39/'Cost scenario - input'!$G24),\"\")","v":1.7979086409959768},{"$f":"IFERROR(IF(OR(O39=\"\",'Cost scenario - input'!$G24=\"\"),\"\",O39/'Cost scenario - input'!$G24),\"\")","v":1.7144626903194218},{"$f":"IFERROR(IF(OR(P39=\"\",'Cost scenario - input'!$G24=\"\"),\"\",P39/'Cost scenario - input'!$G24),\"\")","v":1.6368105820325827},{"$f":"IFERROR(IF(OR(Q39=\"\",'Cost scenario - input'!$G24=\"\"),\"\",Q39/'Cost scenario - input'!$G24),\"\")","v":1.5637738242144272},{"$f":"IFERROR(IF(OR(R39=\"\",'Cost scenario - input'!$G24=\"\"),\"\",R39/'Cost scenario - input'!$G24),\"\")","v":1.4942325823731013},{"$f":"IFERROR(IF(OR(S39=\"\",'Cost scenario - input'!$G24=\"\"),\"\",S39/'Cost scenario - input'!$G24),\"\")","v":1.4272436598310256},{"$f":"IFERROR(IF(OR(T39=\"\",'Cost scenario - input'!$G24=\"\"),\"\",T39/'Cost scenario - input'!$G24),\"\")","v":1.3621461122767724},{"$f":"IFERROR(IF(OR(U39=\"\",'Cost scenario - input'!$G24=\"\"),\"\",U39/'Cost scenario - input'!$G24),\"\")","v":1.2986462741306151},{"$f":"IFERROR(IF(OR(V39=\"\",'Cost scenario - input'!$G24=\"\"),\"\",V39/'Cost scenario - input'!$G24),\"\")","v":1.2368762814028296},{"$f":"IFERROR(IF(OR(W39=\"\",'Cost scenario - input'!$G24=\"\"),\"\",W39/'Cost scenario - input'!$G24),\"\")","v":1.1774226133742824}]
[{"$f":"IFERROR('Cost scenario - input'!A25,\"\")","v":4},{"$f":"IFERROR('Cost scenario - input'!B25,\"\")","v":"SWITCHGEAR"},{"$f":"IFERROR('Cost scenario - input'!C25,\"\")","v":"> 11 kv & < = 22 kv ; circuit breaker"},{"$f":"IFERROR(repcalc('Cost scenario - input'!$CY25:$GK25,'Cost scenario - input'!$J25,'Cost scenario - input'!$H25,'Cost scenario - input'!$I25,20,TRUE,TRUE),\"\")","v":1164.4206182494845},1072.1786715098494,986.29666315071597,907.0769254873959,834.53661600046985,768.4388026361346,708.33645524533188,653.62767658124744,603.61851097533508,557.58818354112066,514.85096422714287,474.80915433273066,436.9928878687283,401.08427280506311,366.92549451622114,334.51246189812446,303.97705375936278,275.56181086876501,249.59097700030594,226.44123834676006,{"$f":"IFERROR(IF(OR(D40=\"\",'Cost scenario - input'!$G25=\"\"),\"\",D40/'Cost scenario - input'!$G25),\"\")","v":39.674348473462473},{"$f":"IFERROR(IF(OR(E40=\"\",'Cost scenario - input'!$G25=\"\"),\"\",E40/'Cost scenario - input'!$G25),\"\")","v":36.531464294444312},{"$f":"IFERROR(IF(OR(F40=\"\",'Cost scenario - input'!$G25=\"\"),\"\",F40/'Cost scenario - input'!$G25),\"\")","v":33.605277078381945},{"$f":"IFERROR(IF(OR(G40=\"\",'Cost scenario - input'!$G25=\"\"),\"\",G40/'Cost scenario - input'!$G25),\"\")","v":30.906087946231562},{"$f":"IFERROR(IF(OR(H40=\"\",'Cost scenario - input'!$G25=\"\"),\"\",H40/'Cost scenario - input'!$G25),\"\")","v":28.434481490753555},{"$f":"IFERROR(IF(OR(I40=\"\",'Cost scenario - input'!$G25=\"\"),\"\",I40/'Cost scenario - input'!$G25),\"\")","v":26.182384920449902},{"$f":"IFERROR(IF(OR(J40=\"\",'Cost scenario - input'!$G25=\"\"),\"\",J40/'Cost scenario - input'!$G25),\"\")","v":24.134566943780491},{"$f":"IFERROR(IF(OR(K40=\"\",'Cost scenario - input'!$G25=\"\"),\"\",K40/'Cost scenario - input'!$G25),\"\")","v":22.270519609631204},{"$f":"IFERROR(IF(OR(L40=\"\",'Cost scenario - input'!$G25=\"\"),\"\",L40/'Cost scenario - input'!$G25),\"\")","v":20.566598335805942},{"$f":"IFERROR(IF(OR(M40=\"\",'Cost scenario - input'!$G25=\"\"),\"\",M40/'Cost scenario - input'!$G25),\"\")","v":18.998244750897744},{"$f":"IFERROR(IF(OR(N40=\"\",'Cost scenario - input'!$G25=\"\"),\"\",N40/'Cost scenario - input'!$G25),\"\")","v":17.542094537413409},{"$f":"IFERROR(IF(OR(O40=\"\",'Cost scenario - input'!$G25=\"\"),\"\",O40/'Cost scenario - input'!$G25),\"\")","v":16.177782797857219},{"$f":"IFERROR(IF(OR(P40=\"\",'Cost scenario - input'!$G25=\"\"),\"\",P40/'Cost scenario - input'!$G25),\"\")","v":14.889300173843184},{"$f":"IFERROR(IF(OR(Q40=\"\",'Cost scenario - input'!$G25=\"\"),\"\",Q40/'Cost scenario - input'!$G25),\"\")","v":13.665815391018739},{"$f":"IFERROR(IF(OR(R40=\"\",'Cost scenario - input'!$G25=\"\"),\"\",R40/'Cost scenario - input'!$G25),\"\")","v":12.501951361114646},{"$f":"IFERROR(IF(OR(S40=\"\",'Cost scenario - input'!$G25=\"\"),\"\",S40/'Cost scenario - input'!$G25),\"\")","v":11.397568691297865},{"$f":"IFERROR(IF(OR(T40=\"\",'Cost scenario - input'!$G25=\"\"),\"\",T40/'Cost scenario - input'!$G25),\"\")","v":10.35716078002446},{"$f":"IFERROR(IF(OR(U40=\"\",'Cost scenario - input'!$G25=\"\"),\"\",U40/'Cost scenario - input'!$G25),\"\")","v":9.3889915199383154},{"$f":"IFERROR(IF(OR(V40=\"\",'Cost scenario - input'!$G25=\"\"),\"\",V40/'Cost scenario - input'!$G25),\"\")","v":8.504108603151213},{"$f":"IFERROR(IF(OR(W40=\"\",'Cost scenario - input'!$G25=\"\"),\"\",W40/'Cost scenario - input'!$G25),\"\")","v":7.7153465492886628}]
[{"$f":"IFERROR('Cost scenario - input'!A26,\"\")","v":4},{"$f":"IFERROR('Cost scenario - input'!B26,\"\")","v":"SWITCHGEAR"},{"$f":"IFERROR('Cost scenario - input'!C26,\"\")","v":"> 11 kv & < = 22 kv ; switch"},{"$f":"IFERROR(repcalc('Cost scenario - input'!$CY26:$GK26,'Cost scenario - input'!$J26,'Cost scenario - input'!$H26,'Cost scenario - input'!$I26,20,TRUE,TRUE),\"\")","v":1235.9063670697756},1148.4048832480244,1079.2735407474111,1028.8193563699579,996.81717980221595,982.60158178313179,985.15695515623645,1003.2002313588998,1035.2528969007146,1079.701111520357,1134.8444555755189,1198.9350288976716,1270.2092367817331,1346.9146632501549,1427.334046174889,1509.8076781081554,1592.7547284181751,1674.6931839950737,1754.2574836673493,1830.2125834379799,{"$f":"IFERROR(IF(OR(D41=\"\",'Cost scenario - input'!$G26=\"\"),\"\",D41/'Cost scenario - input'!$G26),\"\")","v":84.507179534315512},{"$f":"IFERROR(IF(OR(E41=\"\",'Cost scenario - input'!$G26=\"\"),\"\",E41/'Cost scenario - input'!$G26),\"\")","v":78.524118195797257},{"$f":"IFERROR(IF(OR(F41=\"\",'Cost scenario - input'!$G26=\"\"),\"\",F41/'Cost scenario - input'!$G26),\"\")","v":73.797146211666558},{"$f":"IFERROR(IF(OR(G41=\"\",'Cost scenario - input'!$G26=\"\"),\"\",G41/'Cost scenario - input'!$G26),\"\")","v":70.3472563728822},{"$f":"IFERROR(IF(OR(H41=\"\",'Cost scenario - input'!$G26=\"\"),\"\",H41/'Cost scenario - input'!$G26),\"\")","v":68.159053647532588},{"$f":"IFERROR(IF(OR(I41=\"\",'Cost scenario - input'!$G26=\"\"),\"\",I41/'Cost scenario - input'!$G26),\"\")","v":67.187038189084362},{"$f":"IFERROR(IF(OR(J41=\"\",'Cost scenario - input'!$G26=\"\"),\"\",J41/'Cost scenario - input'!$G26),\"\")","v":67.361766147586721},{"$f":"IFERROR(IF(OR(K41=\"\",'Cost scenario - input'!$G26=\"\"),\"\",K41/'Cost scenario - input'!$G26),\"\")","v":68.595505548946747},{"$f":"IFERROR(IF(OR(L41=\"\",'Cost scenario - input'!$G26=\"\"),\"\",L41/'Cost scenario - input'!$G26),\"\")","v":70.787160542939176},{"$f":"IFERROR(IF(OR(M41=\"\",'Cost scenario - input'!$G26=\"\"),\"\",M41/'Cost scenario - input'!$G26),\"\")","v":73.826382083441075},{"$f":"IFERROR(IF(OR(N41=\"\",'Cost scenario - input'!$G26=\"\"),\"\",N41/'Cost scenario - input'!$G26),\"\")","v":77.596901113325643},{"$f":"IFERROR(IF(OR(O41=\"\",'Cost scenario - input'!$G26=\"\"),\"\",O41/'Cost scenario - input'!$G26),\"\")","v":81.979202014512438},{"$f":"IFERROR(IF(OR(P41=\"\",'Cost scenario - input'!$G26=\"\"),\"\",P41/'Cost scenario - input'!$G26),\"\")","v":86.852696028549232},{"$f":"IFERROR(IF(OR(Q41=\"\",'Cost scenario - input'!$G26=\"\"),\"\",Q41/'Cost scenario - input'!$G26),\"\")","v":92.097558761307695},{"$f":"IFERROR(IF(OR(R41=\"\",'Cost scenario - input'!$G26=\"\"),\"\",R41/'Cost scenario - input'!$G26),\"\")","v":97.596369522330079},{"$f":"IFERROR(IF(OR(S41=\"\",'Cost scenario - input'!$G26=\"\"),\"\",S41/'Cost scenario - input'!$G26),\"\")","v":103.23564301936364},{"$f":"IFERROR(IF(OR(T41=\"\",'Cost scenario - input'!$G26=\"\"),\"\",T41/'Cost scenario - input'!$G26),\"\")","v":108.90728729530495},{"$f":"IFERROR(IF(OR(U41=\"\",'Cost scenario - input'!$G26=\"\"),\"\",U41/'Cost scenario - input'!$G26),\"\")","v":114.50996720755317},{"$f":"IFERROR(IF(OR(V41=\"\",'Cost scenario - input'!$G26=\"\"),\"\",V41/'Cost scenario - input'!$G26),\"\")","v":119.95031021093823},{"$f":"IFERROR(IF(OR(W41=\"\",'Cost scenario - input'!$G26=\"\"),\"\",W41/'Cost scenario - input'!$G26),\"\")","v":125.1438680919303}]
[{"$f":"IFERROR('Cost scenario - input'!A27,\"\")","v":4},{"$f":"IFERROR('Cost scenario - input'!B27,\"\")","v":"SWITCHGEAR"},{"$f":"IFERROR('Cost scenario - input'!C27,\"\")","v":"> 33 kv & < = 66 kv ; circuit breaker"},{"$f":"IFERROR(repcalc('Cost scenario - input'!$CY27:$GK27,'Cost scenario - input'!$J27,'Cost scenario - input'!$H27,'Cost scenario - input'!$I27,20,TRUE,TRUE),\"\")","v":225.75644047950507},215.49465445002264,204.6341356004846,193.61929815871849,182.79294793555758,172.38443260144743,162.51171761149232,153.19538041152032,144.38125426729138,135.96780725137509,127.83432611596845,119.86649791363384,111.97687888218822,104.11881138550055,96.293404047005467,88.550075925893708,80.981789827921205,73.716432781879774,66.905867880819869,60.714042955808083,{"$f":"IFERROR(IF(OR(D42=\"\",'Cost scenario - input'!$G27=\"\"),\"\",D42/'Cost scenario - input'!$G27),\"\")","v":7.6920139933431981},{"$f":"IFERROR(IF(OR(E42=\"\",'Cost scenario - input'!$G27=\"\"),\"\",E42/'Cost scenario - input'!$G27),\"\")","v":7.3423725763904075},{"$f":"IFERROR(IF(OR(F42=\"\",'Cost scenario - input'!$G27=\"\"),\"\",F42/'Cost scenario - input'!$G27),\"\")","v":6.9723310272404593},{"$f":"IFERROR(IF(OR(G42=\"\",'Cost scenario - input'!$G27=\"\"),\"\",G42/'Cost scenario - input'!$G27),\"\")","v":6.5970315072953909},{"$f":"IFERROR(IF(OR(H42=\"\",'Cost scenario - input'!$G27=\"\"),\"\",H42/'Cost scenario - input'!$G27),\"\")","v":6.2281541577211801},{"$f":"IFERROR(IF(OR(I42=\"\",'Cost scenario - input'!$G27=\"\"),\"\",I42/'Cost scenario - input'!$G27),\"\")","v":5.8735133535436761},{"$f":"IFERROR(IF(OR(J42=\"\",'Cost scenario - input'!$G27=\"\"),\"\",J42/'Cost scenario - input'!$G27),\"\")","v":5.5371284349396896},{"$f":"IFERROR(IF(OR(K42=\"\",'Cost scenario - input'!$G27=\"\"),\"\",K42/'Cost scenario - input'!$G27),\"\")","v":5.2197005203398668},{"$f":"IFERROR(IF(OR(L42=\"\",'Cost scenario - input'!$G27=\"\"),\"\",L42/'Cost scenario - input'!$G27),\"\")","v":4.9193840310450421},{"$f":"IFERROR(IF(OR(M42=\"\",'Cost scenario - input'!$G27=\"\"),\"\",M42/'Cost scenario - input'!$G27),\"\")","v":4.6327195529853125},{"$f":"IFERROR(IF(OR(N42=\"\",'Cost scenario - input'!$G27=\"\"),\"\",N42/'Cost scenario - input'!$G27),\"\")","v":4.3555941226974424},{"$f":"IFERROR(IF(OR(O42=\"\",'Cost scenario - input'!$G27=\"\"),\"\",O42/'Cost scenario - input'!$G27),\"\")","v":4.0841128489019489},{"$f":"IFERROR(IF(OR(P42=\"\",'Cost scenario - input'!$G27=\"\"),\"\",P42/'Cost scenario - input'!$G27),\"\")","v":3.8152963320259405},{"$f":"IFERROR(IF(OR(Q42=\"\",'Cost scenario - input'!$G27=\"\"),\"\",Q42/'Cost scenario - input'!$G27),\"\")","v":3.5475548447099041},{"$f":"IFERROR(IF(OR(R42=\"\",'Cost scenario - input'!$G27=\"\"),\"\",R42/'Cost scenario - input'!$G27),\"\")","v":3.2809261601706505},{"$f":"IFERROR(IF(OR(S42=\"\",'Cost scenario - input'!$G27=\"\"),\"\",S42/'Cost scenario - input'!$G27),\"\")","v":3.0170940934702246},{"$f":"IFERROR(IF(OR(T42=\"\",'Cost scenario - input'!$G27=\"\"),\"\",T42/'Cost scenario - input'!$G27),\"\")","v":2.7592260900255376},{"$f":"IFERROR(IF(OR(U42=\"\",'Cost scenario - input'!$G27=\"\"),\"\",U42/'Cost scenario - input'!$G27),\"\")","v":2.5116795396543257},{"$f":"IFERROR(IF(OR(V42=\"\",'Cost scenario - input'!$G27=\"\"),\"\",V42/'Cost scenario - input'!$G27),\"\")","v":2.2796287489426397},{"$f":"IFERROR(IF(OR(W42=\"\",'Cost scenario - input'!$G27=\"\"),\"\",W42/'Cost scenario - input'!$G27),\"\")","v":2.0686597778410349}]
[{"$f":"IFERROR('Cost scenario - input'!A28,\"\")","v":4},{"$f":"IFERROR('Cost scenario - input'!B28,\"\")","v":"SWITCHGEAR"},{"$f":"IFERROR('Cost scenario - input'!C28,\"\")","v":"> 33 kv & < = 66 kv ; switch"},{"$f":"IFERROR(repcalc('Cost scenario - input'!$CY28:$GK28,'Cost scenario - input'!$J28,'Cost scenario - input'!$H28,'Cost scenario - input'!$I28,20,TRUE,TRUE),\"\")","v":21.040282434335492},24.717314940461883,28.857851422481502,33.48528673127241,38.616363516496435,44.259200595009219,50.411316336138441,57.057790619199203,64.169729918970873,71.703207166624054,79.598837365976053,87.782119403343927,96.164624341306748,104.6460437670565,113.11703429150739,121.46271424681005,129.56659570060722,137.31467908783338,144.59940791707498,151.32318342499374,{"$f":"IFERROR(IF(OR(D43=\"\",'Cost scenario - input'!$G28=\"\"),\"\",D43/'Cost scenario - input'!$G28),\"\")","v":0.71688828263348825},{"$f":"IFERROR(IF(OR(E43=\"\",'Cost scenario - input'!$G28=\"\"),\"\",E43/'Cost scenario - input'!$G28),\"\")","v":0.84217279469891348},{"$f":"IFERROR(IF(OR(F43=\"\",'Cost scenario - input'!$G28=\"\"),\"\",F43/'Cost scenario - input'!$G28),\"\")","v":0.98324989749162117},{"$f":"IFERROR(IF(OR(G43=\"\",'Cost scenario - input'!$G28=\"\"),\"\",G43/'Cost scenario - input'!$G28),\"\")","v":1.1409167045732178},{"$f":"IFERROR(IF(OR(H43=\"\",'Cost scenario - input'!$G28=\"\"),\"\",H43/'Cost scenario - input'!$G28),\"\")","v":1.3157436745105149},{"$f":"IFERROR(IF(OR(I43=\"\",'Cost scenario - input'!$G28=\"\"),\"\",I43/'Cost scenario - input'!$G28),\"\")","v":1.5080074330898259},{"$f":"IFERROR(IF(OR(J43=\"\",'Cost scenario - input'!$G28=\"\"),\"\",J43/'Cost scenario - input'!$G28),\"\")","v":1.7176234257451009},{"$f":"IFERROR(IF(OR(K43=\"\",'Cost scenario - input'!$G28=\"\"),\"\",K43/'Cost scenario - input'!$G28),\"\")","v":1.9440832914442163},{"$f":"IFERROR(IF(OR(L43=\"\",'Cost scenario - input'!$G28=\"\"),\"\",L43/'Cost scenario - input'!$G28),\"\")","v":2.186402564805622},{"$f":"IFERROR(IF(OR(M43=\"\",'Cost scenario - input'!$G28=\"\"),\"\",M43/'Cost scenario - input'!$G28),\"\")","v":2.443084554849408},{"$f":"IFERROR(IF(OR(N43=\"\",'Cost scenario - input'!$G28=\"\"),\"\",N43/'Cost scenario - input'!$G28),\"\")","v":2.7121058853181275},{"$f":"IFERROR(IF(OR(O43=\"\",'Cost scenario - input'!$G28=\"\"),\"\",O43/'Cost scenario - input'!$G28),\"\")","v":2.9909281408835104},{"$f":"IFERROR(IF(OR(P43=\"\",'Cost scenario - input'!$G28=\"\"),\"\",P43/'Cost scenario - input'!$G28),\"\")","v":3.2765383549049885},{"$f":"IFERROR(IF(OR(Q43=\"\",'Cost scenario - input'!$G28=\"\"),\"\",Q43/'Cost scenario - input'!$G28),\"\")","v":3.5655188011226571},{"$f":"IFERROR(IF(OR(R43=\"\",'Cost scenario - input'!$G28=\"\"),\"\",R43/'Cost scenario - input'!$G28),\"\")","v":3.8541439119418954},{"$f":"IFERROR(IF(OR(S43=\"\",'Cost scenario - input'!$G28=\"\"),\"\",S43/'Cost scenario - input'!$G28),\"\")","v":4.1384994185391912},{"$f":"IFERROR(IF(OR(T43=\"\",'Cost scenario - input'!$G28=\"\"),\"\",T43/'Cost scenario - input'!$G28),\"\")","v":4.4146163231581816},{"$f":"IFERROR(IF(OR(U43=\"\",'Cost scenario - input'!$G28=\"\"),\"\",U43/'Cost scenario - input'!$G28),\"\")","v":4.67861041213986},{"$f":"IFERROR(IF(OR(V43=\"\",'Cost scenario - input'!$G28=\"\"),\"\",V43/'Cost scenario - input'!$G28),\"\")","v":4.9268170013880814},{"$f":"IFERROR(IF(OR(W43=\"\",'Cost scenario - input'!$G28=\"\"),\"\",W43/'Cost scenario - input'!$G28),\"\")","v":5.1559106883064159}]
[{"$f":"IFERROR('Cost scenario - input'!A29,\"\")","v":""},{"$f":"IFERROR('Cost scenario - input'!B29,\"\")","v":"TRANSFORMERS"},{"$f":"IFERROR('Cost scenario - input'!C29,\"\")","v":"ground outdoor / indoor chamber mounted ; ˂ 22 kv ; < = 60 kva ; multiple phase"},{"$f":"IFERROR(repcalc('Cost scenario - input'!$CY29:$GK29,'Cost scenario - input'!$J29,'Cost scenario - input'!$H29,'Cost scenario - input'!$I29,20,TRUE,TRUE),\"\")","v":""},"","","","","","","","","","","","","","","","","","","",{"$f":"IFERROR(IF(OR(D44=\"\",'Cost scenario - input'!$G29=\"\"),\"\",D44/'Cost scenario - input'!$G29),\"\")","v":""},{"$f":"IFERROR(IF(OR(E44=\"\",'Cost scenario - input'!$G29=\"\"),\"\",E44/'Cost scenario - input'!$G29),\"\")","v":""},{"$f":"IFERROR(IF(OR(F44=\"\",'Cost scenario - input'!$G29=\"\"),\"\",F44/'Cost scenario - input'!$G29),\"\")","v":""},{"$f":"IFERROR(IF(OR(G44=\"\",'Cost scenario - input'!$G29=\"\"),\"\",G44/'Cost scenario - input'!$G29),\"\")","v":""},{"$f":"IFERROR(IF(OR(H44=\"\",'Cost scenario - input'!$G29=\"\"),\"\",H44/'Cost scenario - input'!$G29),\"\")","v":""},{"$f":"IFERROR(IF(OR(I44=\"\",'Cost scenario - input'!$G29=\"\"),\"\",I44/'Cost scenario - input'!$G29),\"\")","v":""},{"$f":"IFERROR(IF(OR(J44=\"\",'Cost scenario - input'!$G29=\"\"),\"\",J44/'Cost scenario - input'!$G29),\"\")","v":""},{"$f":"IFERROR(IF(OR(K44=\"\",'Cost scenario - input'!$G29=\"\"),\"\",K44/'Cost scenario - input'!$G29),\"\")","v":""},{"$f":"IFERROR(IF(OR(L44=\"\",'Cost scenario - input'!$G29=\"\"),\"\",L44/'Cost scenario - input'!$G29),\"\")","v":""},{"$f":"IFERROR(IF(OR(M44=\"\",'Cost scenario - input'!$G29=\"\"),\"\",M44/'Cost scenario - input'!$G29),\"\")","v":""},{"$f":"IFERROR(IF(OR(N44=\"\",'Cost scenario - input'!$G29=\"\"),\"\",N44/'Cost scenario - input'!$G29),\"\")","v":""},{"$f":"IFERROR(IF(OR(O44=\"\",'Cost scenario - input'!$G29=\"\"),\"\",O44/'Cost scenario - input'!$G29),\"\")","v":""},{"$f":"IFERROR(IF(OR(P44=\"\",'Cost scenario - input'!$G29=\"\"),\"\",P44/'Cost scenario - input'!$G29),\"\")","v":""},{"$f":"IFERROR(IF(OR(Q44=\"\",'Cost scenario - input'!$G29=\"\"),\"\",Q44/'Cost scenario - input'!$G29),\"\")","v":""},{"$f":"IFERROR(IF(OR(R44=\"\",'Cost scenario - input'!$G29=\"\"),\"\",R44/'Cost scenario - input'!$G29),\"\")","v":""},{"$f":"IFERROR(IF(OR(S44=\"\",'Cost scenario - input'!$G29=\"\"),\"\",S44/'Cost scenario - input'!$G29),\"\")","v":""},{"$f":"IFERROR(IF(OR(T44=\"\",'Cost scenario - input'!$G29=\"\"),\"\",T44/'Cost scenario - input'!$G29),\"\")","v":""},{"$f":"IFERROR(IF(OR(U44=\"\",'Cost scenario - input'!$G29=\"\"),\"\",U44/'Cost scenario - input'!$G29),\"\")","v":""},{"$f":"IFERROR(IF(OR(V44=\"\",'Cost scenario - input'!$G29=\"\"),\"\",V44/'Cost scenario - input'!$G29),\"\")","v":""},{"$f":"IFERROR(IF(OR(W44=\"\",'Cost scenario - input'!$G29=\"\"),\"\",W44/'Cost scenario - input'!$G29),\"\")","v":""}]
[{"$f":"IFERROR('Cost scenario - input'!A30,\"\")","v":""},{"$f":"IFERROR('Cost scenario - input'!B30,\"\")","v":"TRANSFORMERS"},{"$f":"IFERROR('Cost scenario - input'!C30,\"\")","v":"ground outdoor / indoor chamber mounted ; ˂ 22 kv ; < = 60 kva ; single phase"},{"$f":"IFERROR(repcalc('Cost scenario - input'!$CY30:$GK30,'Cost scenario - input'!$J30,'Cost scenario - input'!$H30,'Cost scenario - input'!$I30,20,TRUE,TRUE),\"\")","v":""},"","","","","","","","","","","","","","","","","","","",{"$f":"IFERROR(IF(OR(D45=\"\",'Cost scenario - input'!$G30=\"\"),\"\",D45/'Cost scenario - input'!$G30),\"\")","v":""},{"$f":"IFERROR(IF(OR(E45=\"\",'Cost scenario - input'!$G30=\"\"),\"\",E45/'Cost scenario - input'!$G30),\"\")","v":""},{"$f":"IFERROR(IF(OR(F45=\"\",'Cost scenario - input'!$G30=\"\"),\"\",F45/'Cost scenario - input'!$G30),\"\")","v":""},{"$f":"IFERROR(IF(OR(G45=\"\",'Cost scenario - input'!$G30=\"\"),\"\",G45/'Cost scenario - input'!$G30),\"\")","v":""},{"$f":"IFERROR(IF(OR(H45=\"\",'Cost scenario - input'!$G30=\"\"),\"\",H45/'Cost scenario - input'!$G30),\"\")","v":""},{"$f":"IFERROR(IF(OR(I45=\"\",'Cost scenario - input'!$G30=\"\"),\"\",I45/'Cost scenario - input'!$G30),\"\")","v":""},{"$f":"IFERROR(IF(OR(J45=\"\",'Cost scenario - input'!$G30=\"\"),\"\",J45/'Cost scenario - input'!$G30),\"\")","v":""},{"$f":"IFERROR(IF(OR(K45=\"\",'Cost scenario - input'!$G30=\"\"),\"\",K45/'Cost scenario - input'!$G30),\"\")","v":""},{"$f":"IFERROR(IF(OR(L45=\"\",'Cost scenario - input'!$G30=\"\"),\"\",L45/'Cost scenario - input'!$G30),\"\")","v":""},{"$f":"IFERROR(IF(OR(M45=\"\",'Cost scenario - input'!$G30=\"\"),\"\",M45/'Cost scenario - input'!$G30),\"\")","v":""},{"$f":"IFERROR(IF(OR(N45=\"\",'Cost scenario - input'!$G30=\"\"),\"\",N45/'Cost scenario - input'!$G30),\"\")","v":""},{"$f":"IFERROR(IF(OR(O45=\"\",'Cost scenario - input'!$G30=\"\"),\"\",O45/'Cost scenario - input'!$G30),\"\")","v":""},{"$f":"IFERROR(IF(OR(P45=\"\",'Cost scenario - input'!$G30=\"\"),\"\",P45/'Cost scenario - input'!$G30),\"\")","v":""},{"$f":"IFERROR(IF(OR(Q45=\"\",'Cost scenario - input'!$G30=\"\"),\"\",Q45/'Cost scenario - input'!$G30),\"\")","v":""},{"$f":"IFERROR(IF(OR(R45=\"\",'Cost scenario - input'!$G30=\"\"),\"\",R45/'Cost scenario - input'!$G30),\"\")","v":""},{"$f":"IFERROR(IF(OR(S45=\"\",'Cost scenario - input'!$G30=\"\"),\"\",S45/'Cost scenario - input'!$G30),\"\")","v":""},{"$f":"IFERROR(IF(OR(T45=\"\",'Cost scenario - input'!$G30=\"\"),\"\",T45/'Cost scenario - input'!$G30),\"\")","v":""},{"$f":"IFERROR(IF(OR(U45=\"\",'Cost scenario - input'!$G30=\"\"),\"\",U45/'Cost scenario - input'!$G30),\"\")","v":""},{"$f":"IFERROR(IF(OR(V45=\"\",'Cost scenario - input'!$G30=\"\"),\"\",V45/'Cost scenario - input'!$G30),\"\")","v":""},{"$f":"IFERROR(IF(OR(W45=\"\",'Cost scenario - input'!$G30=\"\"),\"\",W45/'Cost scenario - input'!$G30),\"\")","v":""}]
[{"$f":"IFERROR('Cost scenario - input'!A31,\"\")","v":5},{"$f":"IFERROR('Cost scenario - input'!B31,\"\")","v":"TRANSFORMERS"},{"$f":"IFERROR('Cost scenario - input'!C31,\"\")","v":"ground outdoor / indoor chamber mounted ; ˂ 22 kv ; > 60 kva and < = 600 kva ; multiple phase"},{"$f":"IFERROR(repcalc('Cost scenario - input'!$CY31:$GK31,'Cost scenario - input'!$J31,'Cost scenario - input'!$H31,'Cost scenario - input'!$I31,20,TRUE,TRUE),\"\")","v":15.447064746699787},18.637085045570934,22.260592655507903,26.326774557358924,30.834953910118358,35.773757792056138,41.120855694888888,46.84336774642837,52.898995952298378,59.237872892244688,65.805054660190351,72.543514673355574,79.397429952849066,86.315499821843588,93.254006423205524,100.17932314758288,107.06960441852989,113.91544825355236,120.71940771949451,127.49433128735812,{"$f":"IFERROR(IF(OR(D46=\"\",'Cost scenario - input'!$G31=\"\"),\"\",D46/'Cost scenario - input'!$G31),\"\")","v":0.42317108505012541},{"$f":"IFERROR(IF(OR(E46=\"\",'Cost scenario - input'!$G31=\"\"),\"\",E46/'Cost scenario - input'!$G31),\"\")","v":0.5105614322352523},{"$f":"IFERROR(IF(OR(F46=\"\",'Cost scenario - input'!$G31=\"\"),\"\",F46/'Cost scenario - input'!$G31),\"\")","v":0.60982712912514281},{"$f":"IFERROR(IF(OR(G46=\"\",'Cost scenario - input'!$G31=\"\"),\"\",G46/'Cost scenario - input'!$G31),\"\")","v":0.72121985231451757},{"$f":"IFERROR(IF(OR(H46=\"\",'Cost scenario - input'!$G31=\"\"),\"\",H46/'Cost scenario - input'!$G31),\"\")","v":0.84472105979895962},{"$f":"IFERROR(IF(OR(I46=\"\",'Cost scenario - input'!$G31=\"\"),\"\",I46/'Cost scenario - input'!$G31),\"\")","v":0.9800191913107017},{"$f":"IFERROR(IF(OR(J46=\"\",'Cost scenario - input'!$G31=\"\"),\"\",J46/'Cost scenario - input'!$G31),\"\")","v":1.1265025043876673},{"$f":"IFERROR(IF(OR(K46=\"\",'Cost scenario - input'!$G31=\"\"),\"\",K46/'Cost scenario - input'!$G31),\"\")","v":1.2832702575997945},{"$f":"IFERROR(IF(OR(L46=\"\",'Cost scenario - input'!$G31=\"\"),\"\",L46/'Cost scenario - input'!$G31),\"\")","v":1.4491637008240574},{"$f":"IFERROR(IF(OR(M46=\"\",'Cost scenario - input'!$G31=\"\"),\"\",M46/'Cost scenario - input'!$G31),\"\")","v":1.622816720129838},{"$f":"IFERROR(IF(OR(N46=\"\",'Cost scenario - input'!$G31=\"\"),\"\",N46/'Cost scenario - input'!$G31),\"\")","v":1.8027241316694123},{"$f":"IFERROR(IF(OR(O46=\"\",'Cost scenario - input'!$G31=\"\"),\"\",O46/'Cost scenario - input'!$G31),\"\")","v":1.9873236968358123},{"$f":"IFERROR(IF(OR(P46=\"\",'Cost scenario - input'!$G31=\"\"),\"\",P46/'Cost scenario - input'!$G31),\"\")","v":2.1750861496529112},{"$f":"IFERROR(IF(OR(Q46=\"\",'Cost scenario - input'!$G31=\"\"),\"\",Q46/'Cost scenario - input'!$G31),\"\")","v":2.3646061122425968},{"$f":"IFERROR(IF(OR(R46=\"\",'Cost scenario - input'!$G31=\"\"),\"\",R46/'Cost scenario - input'!$G31),\"\")","v":2.5546859374568398},{"$f":"IFERROR(IF(OR(S46=\"\",'Cost scenario - input'!$G31=\"\"),\"\",S46/'Cost scenario - input'!$G31),\"\")","v":2.7444044270615819},{"$f":"IFERROR(IF(OR(T46=\"\",'Cost scenario - input'!$G31=\"\"),\"\",T46/'Cost scenario - input'!$G31),\"\")","v":2.9331631232630819},{"$f":"IFERROR(IF(OR(U46=\"\",'Cost scenario - input'!$G31=\"\"),\"\",U46/'Cost scenario - input'!$G31),\"\")","v":3.1207044595139766},{"$f":"IFERROR(IF(OR(V46=\"\",'Cost scenario - input'!$G31=\"\"),\"\",V46/'Cost scenario - input'!$G31),\"\")","v":3.3070983768732574},{"$f":"IFERROR(IF(OR(W46=\"\",'Cost scenario - input'!$G31=\"\"),\"\",W46/'Cost scenario - input'!$G31),\"\")","v":3.4926968581612328}]
[{"$f":"IFERROR('Cost scenario - input'!A32,\"\")","v":""},{"$f":"IFERROR('Cost scenario - input'!B32,\"\")","v":"TRANSFORMERS"},{"$f":"IFERROR('Cost scenario - input'!C32,\"\")","v":"ground outdoor / indoor chamber mounted ; ˂ 22 kv ; > 60 kva and < = 600 kva ; single phase"},{"$f":"IFERROR(repcalc('Cost scenario - input'!$CY32:$GK32,'Cost scenario - input'!$J32,'Cost scenario - input'!$H32,'Cost scenario - input'!$I32,20,TRUE,TRUE),\"\")","v":""},"","","","","","","","","","","","","","","","","","","",{"$f":"IFERROR(IF(OR(D47=\"\",'Cost scenario - input'!$G32=\"\"),\"\",D47/'Cost scenario - input'!$G32),\"\")","v":""},{"$f":"IFERROR(IF(OR(E47=\"\",'Cost scenario - input'!$G32=\"\"),\"\",E47/'Cost scenario - input'!$G32),\"\")","v":""},{"$f":"IFERROR(IF(OR(F47=\"\",'Cost scenario - input'!$G32=\"\"),\"\",F47/'Cost scenario - input'!$G32),\"\")","v":""},{"$f":"IFERROR(IF(OR(G47=\"\",'Cost scenario - input'!$G32=\"\"),\"\",G47/'Cost scenario - input'!$G32),\"\")","v":""},{"$f":"IFERROR(IF(OR(H47=\"\",'Cost scenario - input'!$G32=\"\"),\"\",H47/'Cost scenario - input'!$G32),\"\")","v":""},{"$f":"IFERROR(IF(OR(I47=\"\",'Cost scenario - input'!$G32=\"\"),\"\",I47/'Cost scenario - input'!$G32),\"\")","v":""},{"$f":"IFERROR(IF(OR(J47=\"\",'Cost scenario - input'!$G32=\"\"),\"\",J47/'Cost scenario - input'!$G32),\"\")","v":""},{"$f":"IFERROR(IF(OR(K47=\"\",'Cost scenario - input'!$G32=\"\"),\"\",K47/'Cost scenario - input'!$G32),\"\")","v":""},{"$f":"IFERROR(IF(OR(L47=\"\",'Cost scenario - input'!$G32=\"\"),\"\",L47/'Cost scenario - input'!$G32),\"\")","v":""},{"$f":"IFERROR(IF(OR(M47=\"\",'Cost scenario - input'!$G32=\"\"),\"\",M47/'Cost scenario - input'!$G32),\"\")","v":""},{"$f":"IFERROR(IF(OR(N47=\"\",'Cost scenario - input'!$G32=\"\"),\"\",N47/'Cost scenario - input'!$G32),\"\")","v":""},{"$f":"IFERROR(IF(OR(O47=\"\",'Cost scenario - input'!$G32=\"\"),\"\",O47/'Cost scenario - input'!$G32),\"\")","v":""},{"$f":"IFERROR(IF(OR(P47=\"\",'Cost scenario - input'!$G32=\"\"),\"\",P47/'Cost scenario - input'!$G32),\"\")","v":""},{"$f":"IFERROR(IF(OR(Q47=\"\",'Cost scenario - input'!$G32=\"\"),\"\",Q47/'Cost scenario - input'!$G32),\"\")","v":""},{"$f":"IFERROR(IF(OR(R47=\"\",'Cost scenario - input'!$G32=\"\"),\"\",R47/'Cost scenario - input'!$G32),\"\")","v":""},{"$f":"IFERROR(IF(OR(S47=\"\",'Cost scenario - input'!$G32=\"\"),\"\",S47/'Cost scenario - input'!$G32),\"\")","v":""},{"$f":"IFERROR(IF(OR(T47=\"\",'Cost scenario - input'!$G32=\"\"),\"\",T47/'Cost scenario - input'!$G32),\"\")","v":""},{"$f":"IFERROR(IF(OR(U47=\"\",'Cost scenario - input'!$G32=\"\"),\"\",U47/'Cost scenario - input'!$G32),\"\")","v":""},{"$f":"IFERROR(IF(OR(V47=\"\",'Cost scenario - input'!$G32=\"\"),\"\",V47/'Cost scenario - input'!$G32),\"\")","v":""},{"$f":"IFERROR(IF(OR(W47=\"\",'Cost scenario - input'!$G32=\"\"),\"\",W47/'Cost scenario - input'!$G32),\"\")","v":""}]
[{"$f":"IFERROR('Cost scenario - input'!A33,\"\")","v":5},{"$f":"IFERROR('Cost scenario - input'!B33,\"\")","v":"TRANSFORMERS"},{"$f":"IFERROR('Cost scenario - input'!C33,\"\")","v":"ground outdoor / indoor chamber mounted ; ˂ 22 kv ; > 600 kva ; multiple phase"},{"$f":"IFERROR(repcalc('Cost scenario - input'!$CY33:$GK33,'Cost scenario - input'!$J33,'Cost scenario - input'!$H33,'Cost scenario - input'!$I33,20,TRUE,TRUE),\"\")","v":180.88370328184945},198.90611656787263,217.06098896065478,235.15775492262378,253.02326586412465,270.51294508727744,287.52070144690401,303.98654444341958,319.90093091499301,335.30509087148926,350.2869158221319,364.97241595638127,379.51321504507052,394.07099645283239,408.80018185020492,423.83036634936866,439.2501168468221,455.09365316586474,471.33168595932256,487.86731311089812,{"$f":"IFERROR(IF(OR(D48=\"\",'Cost scenario - input'!$G33=\"\"),\"\",D48/'Cost scenario - input'!$G33),\"\")","v":3.653751481217296},{"$f":"IFERROR(IF(OR(E48=\"\",'Cost scenario - input'!$G33=\"\"),\"\",E48/'Cost scenario - input'!$G33),\"\")","v":4.017794333305039},{"$f":"IFERROR(IF(OR(F48=\"\",'Cost scenario - input'!$G33=\"\"),\"\",F48/'Cost scenario - input'!$G33),\"\")","v":4.3845127866146738},{"$f":"IFERROR(IF(OR(G48=\"\",'Cost scenario - input'!$G33=\"\"),\"\",G48/'Cost scenario - input'!$G33),\"\")","v":4.7500575219287136},{"$f":"IFERROR(IF(OR(H48=\"\",'Cost scenario - input'!$G33=\"\"),\"\",H48/'Cost scenario - input'!$G33),\"\")","v":5.1109310328137747},{"$f":"IFERROR(IF(OR(I48=\"\",'Cost scenario - input'!$G33=\"\"),\"\",I48/'Cost scenario - input'!$G33),\"\")","v":5.4642129493612126},{"$f":"IFERROR(IF(OR(J48=\"\",'Cost scenario - input'!$G33=\"\"),\"\",J48/'Cost scenario - input'!$G33),\"\")","v":5.8077602886941531},{"$f":"IFERROR(IF(OR(K48=\"\",'Cost scenario - input'!$G33=\"\"),\"\",K48/'Cost scenario - input'!$G33),\"\")","v":6.1403612756623751},{"$f":"IFERROR(IF(OR(L48=\"\",'Cost scenario - input'!$G33=\"\"),\"\",L48/'Cost scenario - input'!$G33),\"\")","v":6.4618231436371376},{"$f":"IFERROR(IF(OR(M48=\"\",'Cost scenario - input'!$G33=\"\"),\"\",M48/'Cost scenario - input'!$G33),\"\")","v":6.7729787161778949},{"$f":"IFERROR(IF(OR(N48=\"\",'Cost scenario - input'!$G33=\"\"),\"\",N48/'Cost scenario - input'!$G33),\"\")","v":7.0756033535088445},{"$f":"IFERROR(IF(OR(O48=\"\",'Cost scenario - input'!$G33=\"\"),\"\",O48/'Cost scenario - input'!$G33),\"\")","v":7.3722423922636118},{"$f":"IFERROR(IF(OR(P48=\"\",'Cost scenario - input'!$G33=\"\"),\"\",P48/'Cost scenario - input'!$G33),\"\")","v":7.665958549354877},{"$f":"IFERROR(IF(OR(Q48=\"\",'Cost scenario - input'!$G33=\"\"),\"\",Q48/'Cost scenario - input'!$G33),\"\")","v":7.9600177399662453},{"$f":"IFERROR(IF(OR(R48=\"\",'Cost scenario - input'!$G33=\"\"),\"\",R48/'Cost scenario - input'!$G33),\"\")","v":8.2575391970480805},{"$f":"IFERROR(IF(OR(S48=\"\",'Cost scenario - input'!$G33=\"\"),\"\",S48/'Cost scenario - input'!$G33),\"\")","v":8.5611406707044377},{"$f":"IFERROR(IF(OR(T48=\"\",'Cost scenario - input'!$G33=\"\"),\"\",T48/'Cost scenario - input'!$G33),\"\")","v":8.8726111636116052},{"$f":"IFERROR(IF(OR(U48=\"\",'Cost scenario - input'!$G33=\"\"),\"\",U48/'Cost scenario - input'!$G33),\"\")","v":9.1926418974097821},{"$f":"IFERROR(IF(OR(V48=\"\",'Cost scenario - input'!$G33=\"\"),\"\",V48/'Cost scenario - input'!$G33),\"\")","v":9.5206412433691323},{"$f":"IFERROR(IF(OR(W48=\"\",'Cost scenario - input'!$G33=\"\"),\"\",W48/'Cost scenario - input'!$G33),\"\")","v":9.8546518319503793}]
[{"$f":"IFERROR('Cost scenario - input'!A34,\"\")","v":5},{"$f":"IFERROR('Cost scenario - input'!B34,\"\")","v":"TRANSFORMERS"},{"$f":"IFERROR('Cost scenario - input'!C34,\"\")","v":"ground outdoor / indoor chamber mounted ; > 33 kv & < = 66 kv ; < = 15 mva"},{"$f":"IFERROR(repcalc('Cost scenario - input'!$CY34:$GK34,'Cost scenario - input'!$J34,'Cost scenario - input'!$H34,'Cost scenario - input'!$I34,20,TRUE,TRUE),\"\")","v":406.84991796357747},366.76678569845842,330.34454175836714,297.03788703959691,266.34875435796823,237.87210740837213,211.31735682054008,186.50860636231974,163.36888247951762,141.89435707757991,122.12446023452608,104.11292213393455,87.903462094391188,73.512339082841422,60.918535621509591,50.061144389452089,40.842668568940418,33.136466075569324,26.796438033712565,21.66721560426052,{"$f":"IFERROR(IF(OR(D49=\"\",'Cost scenario - input'!$G34=\"\"),\"\",D49/'Cost scenario - input'!$G34),\"\")","v":7.0243452119731922},{"$f":"IFERROR(IF(OR(E49=\"\",'Cost scenario - input'!$G34=\"\"),\"\",E49/'Cost scenario - input'!$G34),\"\")","v":6.3323019159669656},{"$f":"IFERROR(IF(OR(F49=\"\",'Cost scenario - input'!$G34=\"\"),\"\",F49/'Cost scenario - input'!$G34),\"\")","v":5.7034645891451285},{"$f":"IFERROR(IF(OR(G49=\"\",'Cost scenario - input'!$G34=\"\"),\"\",G49/'Cost scenario - input'!$G34),\"\")","v":5.1284185334111747},{"$f":"IFERROR(IF(OR(H49=\"\",'Cost scenario - input'!$G34=\"\"),\"\",H49/'Cost scenario - input'!$G34),\"\")","v":4.5985645192065876},{"$f":"IFERROR(IF(OR(I49=\"\",'Cost scenario - input'!$G34=\"\"),\"\",I49/'Cost scenario - input'!$G34),\"\")","v":4.1069095137080884},{"$f":"IFERROR(IF(OR(J49=\"\",'Cost scenario - input'!$G34=\"\"),\"\",J49/'Cost scenario - input'!$G34),\"\")","v":3.6484364333141555},{"$f":"IFERROR(IF(OR(K49=\"\",'Cost scenario - input'!$G34=\"\"),\"\",K49/'Cost scenario - input'!$G34),\"\")","v":3.2201083943938218},{"$f":"IFERROR(IF(OR(L49=\"\",'Cost scenario - input'!$G34=\"\"),\"\",L49/'Cost scenario - input'!$G34),\"\")","v":2.8205964331376467},{"$f":"IFERROR(IF(OR(M49=\"\",'Cost scenario - input'!$G34=\"\"),\"\",M49/'Cost scenario - input'!$G34),\"\")","v":2.4498344567274613},{"$f":"IFERROR(IF(OR(N49=\"\",'Cost scenario - input'!$G34=\"\"),\"\",N49/'Cost scenario - input'!$G34),\"\")","v":2.1085032333470961},{"$f":"IFERROR(IF(OR(O49=\"\",'Cost scenario - input'!$G34=\"\"),\"\",O49/'Cost scenario - input'!$G34),\"\")","v":1.7975304253631716},{"$f":"IFERROR(IF(OR(P49=\"\",'Cost scenario - input'!$G34=\"\"),\"\",P49/'Cost scenario - input'!$G34),\"\")","v":1.5176708555558347},{"$f":"IFERROR(IF(OR(Q49=\"\",'Cost scenario - input'!$G34=\"\"),\"\",Q49/'Cost scenario - input'!$G34),\"\")","v":1.2692052382415242},{"$f":"IFERROR(IF(OR(R49=\"\",'Cost scenario - input'!$G34=\"\"),\"\",R49/'Cost scenario - input'!$G34),\"\")","v":1.0517707024625169},{"$f":"IFERROR(IF(OR(S49=\"\",'Cost scenario - input'!$G34=\"\"),\"\",S49/'Cost scenario - input'!$G34),\"\")","v":0.8643156711400074},{"$f":"IFERROR(IF(OR(T49=\"\",'Cost scenario - input'!$G34=\"\"),\"\",T49/'Cost scenario - input'!$G34),\"\")","v":0.70515684221454911},{"$f":"IFERROR(IF(OR(U49=\"\",'Cost scenario - input'!$G34=\"\"),\"\",U49/'Cost scenario - input'!$G34),\"\")","v":0.57210771476786959},{"$f":"IFERROR(IF(OR(V49=\"\",'Cost scenario - input'!$G34=\"\"),\"\",V49/'Cost scenario - input'!$G34),\"\")","v":0.46264586248950884},{"$f":"IFERROR(IF(OR(W49=\"\",'Cost scenario - input'!$G34=\"\"),\"\",W49/'Cost scenario - input'!$G34),\"\")","v":0.37408881129528332}]
[{"$f":"IFERROR('Cost scenario - input'!A35,\"\")","v":5},{"$f":"IFERROR('Cost scenario - input'!B35,\"\")","v":"TRANSFORMERS"},{"$f":"IFERROR('Cost scenario - input'!C35,\"\")","v":"ground outdoor / indoor chamber mounted ; > 33 kv & < = 66 kv ; > 15 mva and < = 40 mva"},{"$f":"IFERROR(repcalc('Cost scenario - input'!$CY35:$GK35,'Cost scenario - input'!$J35,'Cost scenario - input'!$H35,'Cost scenario - input'!$I35,20,TRUE,TRUE),\"\")","v":81.636461989434991},84.722501824661023,87.327934430151302,89.520341228359939,91.383827189261225,93.006215063955437,94.465449365066306,95.816995899016362,97.083982112957273,98.251520871535277,99.266130032748435,100.04047749337957,100.46295020245739,100.41088080518247,99.765771984782191,98.428611984303387,96.333408152365081,93.457363508584194,89.826625224066717,85.517153268758847,{"$f":"IFERROR(IF(OR(D50=\"\",'Cost scenario - input'!$G35=\"\"),\"\",D50/'Cost scenario - input'!$G35),\"\")","v":1.409469845215148},{"$f":"IFERROR(IF(OR(E50=\"\",'Cost scenario - input'!$G35=\"\"),\"\",E50/'Cost scenario - input'!$G35),\"\")","v":1.462750940241617},{"$f":"IFERROR(IF(OR(F50=\"\",'Cost scenario - input'!$G35=\"\"),\"\",F50/'Cost scenario - input'!$G35),\"\")","v":1.5077342553153905},{"$f":"IFERROR(IF(OR(G50=\"\",'Cost scenario - input'!$G35=\"\"),\"\",G50/'Cost scenario - input'!$G35),\"\")","v":1.5455865972128098},{"$f":"IFERROR(IF(OR(H50=\"\",'Cost scenario - input'!$G35=\"\"),\"\",H50/'Cost scenario - input'!$G35),\"\")","v":1.5777600550632009},{"$f":"IFERROR(IF(OR(I50=\"\",'Cost scenario - input'!$G35=\"\"),\"\",I50/'Cost scenario - input'!$G35),\"\")","v":1.6057709062306622},{"$f":"IFERROR(IF(OR(J50=\"\",'Cost scenario - input'!$G35=\"\"),\"\",J50/'Cost scenario - input'!$G35),\"\")","v":1.6309648783161446},{"$f":"IFERROR(IF(OR(K50=\"\",'Cost scenario - input'!$G35=\"\"),\"\",K50/'Cost scenario - input'!$G35),\"\")","v":1.6542995995618324},{"$f":"IFERROR(IF(OR(L50=\"\",'Cost scenario - input'!$G35=\"\"),\"\",L50/'Cost scenario - input'!$G35),\"\")","v":1.6761743699687632},{"$f":"IFERROR(IF(OR(M50=\"\",'Cost scenario - input'!$G35=\"\"),\"\",M50/'Cost scenario - input'!$G35),\"\")","v":1.6963321601673218},{"$f":"IFERROR(IF(OR(N50=\"\",'Cost scenario - input'!$G35=\"\"),\"\",N50/'Cost scenario - input'!$G35),\"\")","v":1.7138495902783186},{"$f":"IFERROR(IF(OR(O50=\"\",'Cost scenario - input'!$G35=\"\"),\"\",O50/'Cost scenario - input'!$G35),\"\")","v":1.7272188540714966},{"$f":"IFERROR(IF(OR(P50=\"\",'Cost scenario - input'!$G35=\"\"),\"\",P50/'Cost scenario - input'!$G35),\"\")","v":1.7345129298969362},{"$f":"IFERROR(IF(OR(Q50=\"\",'Cost scenario - input'!$G35=\"\"),\"\",Q50/'Cost scenario - input'!$G35),\"\")","v":1.7336139413380367},{"$f":"IFERROR(IF(OR(R50=\"\",'Cost scenario - input'!$G35=\"\"),\"\",R50/'Cost scenario - input'!$G35),\"\")","v":1.7224760085188244},{"$f":"IFERROR(IF(OR(S50=\"\",'Cost scenario - input'!$G35=\"\"),\"\",S50/'Cost scenario - input'!$G35),\"\")","v":1.6993896736511196},{"$f":"IFERROR(IF(OR(T50=\"\",'Cost scenario - input'!$G35=\"\"),\"\",T50/'Cost scenario - input'!$G35),\"\")","v":1.6632155604089454},{"$f":"IFERROR(IF(OR(U50=\"\",'Cost scenario - input'!$G35=\"\"),\"\",U50/'Cost scenario - input'!$G35),\"\")","v":1.613560074366124},{"$f":"IFERROR(IF(OR(V50=\"\",'Cost scenario - input'!$G35=\"\"),\"\",V50/'Cost scenario - input'!$G35),\"\")","v":1.5508746516617713},{"$f":"IFERROR(IF(OR(W50=\"\",'Cost scenario - input'!$G35=\"\"),\"\",W50/'Cost scenario - input'!$G35),\"\")","v":1.4764707563705608}]
[{"$f":"IFERROR('Cost scenario - input'!A36,\"\")","v":""},{"$f":"IFERROR('Cost scenario - input'!B36,\"\")","v":"TRANSFORMERS"},{"$f":"IFERROR('Cost scenario - input'!C36,\"\")","v":"kiosk mounted ; < = 22 kv ; < = 60 kva ; multiple phase"},{"$f":"IFERROR(repcalc('Cost scenario - input'!$CY36:$GK36,'Cost scenario - input'!$J36,'Cost scenario - input'!$H36,'Cost scenario - input'!$I36,20,TRUE,TRUE),\"\")","v":""},"","","","","","","","","","","","","","","","","","","",{"$f":"IFERROR(IF(OR(D51=\"\",'Cost scenario - input'!$G36=\"\"),\"\",D51/'Cost scenario - input'!$G36),\"\")","v":""},{"$f":"IFERROR(IF(OR(E51=\"\",'Cost scenario - input'!$G36=\"\"),\"\",E51/'Cost scenario - input'!$G36),\"\")","v":""},{"$f":"IFERROR(IF(OR(F51=\"\",'Cost scenario - input'!$G36=\"\"),\"\",F51/'Cost scenario - input'!$G36),\"\")","v":""},{"$f":"IFERROR(IF(OR(G51=\"\",'Cost scenario - input'!$G36=\"\"),\"\",G51/'Cost scenario - input'!$G36),\"\")","v":""},{"$f":"IFERROR(IF(OR(H51=\"\",'Cost scenario - input'!$G36=\"\"),\"\",H51/'Cost scenario - input'!$G36),\"\")","v":""},{"$f":"IFERROR(IF(OR(I51=\"\",'Cost scenario - input'!$G36=\"\"),\"\",I51/'Cost scenario - input'!$G36),\"\")","v":""},{"$f":"IFERROR(IF(OR(J51=\"\",'Cost scenario - input'!$G36=\"\"),\"\",J51/'Cost scenario - input'!$G36),\"\")","v":""},{"$f":"IFERROR(IF(OR(K51=\"\",'Cost scenario - input'!$G36=\"\"),\"\",K51/'Cost scenario - input'!$G36),\"\")","v":""},{"$f":"IFERROR(IF(OR(L51=\"\",'Cost scenario - input'!$G36=\"\"),\"\",L51/'Cost scenario - input'!$G36),\"\")","v":""},{"$f":"IFERROR(IF(OR(M51=\"\",'Cost scenario - input'!$G36=\"\"),\"\",M51/'Cost scenario - input'!$G36),\"\")","v":""},{"$f":"IFERROR(IF(OR(N51=\"\",'Cost scenario - input'!$G36=\"\"),\"\",N51/'Cost scenario - input'!$G36),\"\")","v":""},{"$f":"IFERROR(IF(OR(O51=\"\",'Cost scenario - input'!$G36=\"\"),\"\",O51/'Cost scenario - input'!$G36),\"\")","v":""},{"$f":"IFERROR(IF(OR(P51=\"\",'Cost scenario - input'!$G36=\"\"),\"\",P51/'Cost scenario - input'!$G36),\"\")","v":""},{"$f":"IFERROR(IF(OR(Q51=\"\",'Cost scenario - input'!$G36=\"\"),\"\",Q51/'Cost scenario - input'!$G36),\"\")","v":""},{"$f":"IFERROR(IF(OR(R51=\"\",'Cost scenario - input'!$G36=\"\"),\"\",R51/'Cost scenario - input'!$G36),\"\")","v":""},{"$f":"IFERROR(IF(OR(S51=\"\",'Cost scenario - input'!$G36=\"\"),\"\",S51/'Cost scenario - input'!$G36),\"\")","v":""},{"$f":"IFERROR(IF(OR(T51=\"\",'Cost scenario - input'!$G36=\"\"),\"\",T51/'Cost scenario - input'!$G36),\"\")","v":""},{"$f":"IFERROR(IF(OR(U51=\"\",'Cost scenario - input'!$G36=\"\"),\"\",U51/'Cost scenario - input'!$G36),\"\")","v":""},{"$f":"IFERROR(IF(OR(V51=\"\",'Cost scenario - input'!$G36=\"\"),\"\",V51/'Cost scenario - input'!$G36),\"\")","v":""},{"$f":"IFERROR(IF(OR(W51=\"\",'Cost scenario - input'!$G36=\"\"),\"\",W51/'Cost scenario - input'!$G36),\"\")","v":""}]
[{"$f":"IFERROR('Cost scenario - input'!A37,\"\")","v":5},{"$f":"IFERROR('Cost scenario - input'!B37,\"\")","v":"TRANSFORMERS"},{"$f":"IFERROR('Cost scenario - input'!C37,\"\")","v":"kiosk mounted ; < = 22 kv ; < = 60 kva ; single phase"},{"$f":"IFERROR(repcalc('Cost scenario - input'!$CY37:$GK37,'Cost scenario - input'!$J37,'Cost scenario - input'!$H37,'Cost scenario - input'!$I37,20,TRUE,TRUE),\"\")","v":4.0594399467252522},4.6161665067942677,5.1737588693003387,5.7175664715160952,6.23250057888702,6.7037448991892061,7.1174582789832694,7.4614353620702731,7.7257019003679357,7.9030300063125543,7.9893622201076253,7.9841308064311622,7.8904513950519286,7.7151611920564767,7.4686660148636319,7.1645618539797695,6.8190087029068733,6.4498577549701182,6.0755655134966631,5.71396491692445,{"$f":"IFERROR(IF(OR(D52=\"\",'Cost scenario - input'!$G37=\"\"),\"\",D52/'Cost scenario - input'!$G37),\"\")","v":0.37271459018987813},{"$f":"IFERROR(IF(OR(E52=\"\",'Cost scenario - input'!$G37=\"\"),\"\",E52/'Cost scenario - input'!$G37),\"\")","v":0.42383004316051115},{"$f":"IFERROR(IF(OR(F52=\"\",'Cost scenario - input'!$G37=\"\"),\"\",F52/'Cost scenario - input'!$G37),\"\")","v":0.47502498916583558},{"$f":"IFERROR(IF(OR(G52=\"\",'Cost scenario - input'!$G37=\"\"),\"\",G52/'Cost scenario - input'!$G37),\"\")","v":0.5249542972137331},{"$f":"IFERROR(IF(OR(H52=\"\",'Cost scenario - input'!$G37=\"\"),\"\",H52/'Cost scenario - input'!$G37),\"\")","v":0.57223260587755986},{"$f":"IFERROR(IF(OR(I52=\"\",'Cost scenario - input'!$G37=\"\"),\"\",I52/'Cost scenario - input'!$G37),\"\")","v":0.61549956782939896},{"$f":"IFERROR(IF(OR(J52=\"\",'Cost scenario - input'!$G37=\"\"),\"\",J52/'Cost scenario - input'!$G37),\"\")","v":0.6534843674149684},{"$f":"IFERROR(IF(OR(K52=\"\",'Cost scenario - input'!$G37=\"\"),\"\",K52/'Cost scenario - input'!$G37),\"\")","v":0.68506637853965702},{"$f":"IFERROR(IF(OR(L52=\"\",'Cost scenario - input'!$G37=\"\"),\"\",L52/'Cost scenario - input'!$G37),\"\")","v":0.7093298227130258},{"$f":"IFERROR(IF(OR(M52=\"\",'Cost scenario - input'!$G37=\"\"),\"\",M52/'Cost scenario - input'!$G37),\"\")","v":0.72561107658145974},{"$f":"IFERROR(IF(OR(N52=\"\",'Cost scenario - input'!$G37=\"\"),\"\",N52/'Cost scenario - input'!$G37),\"\")","v":0.73353760736085261},{"$f":"IFERROR(IF(OR(O52=\"\",'Cost scenario - input'!$G37=\"\"),\"\",O52/'Cost scenario - input'!$G37),\"\")","v":0.73305728883659182},{"$f":"IFERROR(IF(OR(P52=\"\",'Cost scenario - input'!$G37=\"\"),\"\",P52/'Cost scenario - input'!$G37),\"\")","v":0.72445618033895121},{"$f":"IFERROR(IF(OR(Q52=\"\",'Cost scenario - input'!$G37=\"\"),\"\",Q52/'Cost scenario - input'!$G37),\"\")","v":0.70836203507971307},{"$f":"IFERROR(IF(OR(R52=\"\",'Cost scenario - input'!$G37=\"\"),\"\",R52/'Cost scenario - input'!$G37),\"\")","v":0.68573025578086522},{"$f":"IFERROR(IF(OR(S52=\"\",'Cost scenario - input'!$G37=\"\"),\"\",S52/'Cost scenario - input'!$G37),\"\")","v":0.65780914863644246},{"$f":"IFERROR(IF(OR(T52=\"\",'Cost scenario - input'!$G37=\"\"),\"\",T52/'Cost scenario - input'!$G37),\"\")","v":0.6260824319510897},{"$f":"IFERROR(IF(OR(U52=\"\",'Cost scenario - input'!$G37=\"\"),\"\",U52/'Cost scenario - input'!$G37),\"\")","v":0.59218910033783478},{"$f":"IFERROR(IF(OR(V52=\"\",'Cost scenario - input'!$G37=\"\"),\"\",V52/'Cost scenario - input'!$G37),\"\")","v":0.55782372451682583},{"$f":"IFERROR(IF(OR(W52=\"\",'Cost scenario - input'!$G37=\"\"),\"\",W52/'Cost scenario - input'!$G37),\"\")","v":0.52462362304160892}]
[{"$f":"IFERROR('Cost scenario - input'!A38,\"\")","v":5},{"$f":"IFERROR('Cost scenario - input'!B38,\"\")","v":"TRANSFORMERS"},{"$f":"IFERROR('Cost scenario - input'!C38,\"\")","v":"kiosk mounted ; < = 22 kv ; > 60 kva and < = 600 kva ; multiple phase"},{"$f":"IFERROR(repcalc('Cost scenario - input'!$CY38:$GK38,'Cost scenario - input'!$J38,'Cost scenario - input'!$H38,'Cost scenario - input'!$I38,20,TRUE,TRUE),\"\")","v":977.47239310204782},1085.94079815544,1196.9002971976729,1309.1563921699783,1421.5427091324568,1532.9929435816155,1642.6109615459538,1749.7323881033142,1853.9710102835754,1955.2441035926083,2053.772360661892,2150.0523411492986,2244.8020490296499,2338.883069020234,2433.205310534976,2528.6224803553382,2625.827663983755,2725.2586767652469,2827.022115694027,2930.8433987411795,{"$f":"IFERROR(IF(OR(D53=\"\",'Cost scenario - input'!$G38=\"\"),\"\",D53/'Cost scenario - input'!$G38),\"\")","v":17.414494602641089},{"$f":"IFERROR(IF(OR(E53=\"\",'Cost scenario - input'!$G38=\"\"),\"\",E53/'Cost scenario - input'!$G38),\"\")","v":19.346950667578955},{"$f":"IFERROR(IF(OR(F53=\"\",'Cost scenario - input'!$G38=\"\"),\"\",F53/'Cost scenario - input'!$G38),\"\")","v":21.323787671691658},{"$f":"IFERROR(IF(OR(G53=\"\",'Cost scenario - input'!$G38=\"\"),\"\",G53/'Cost scenario - input'!$G38),\"\")","v":23.323724625209984},{"$f":"IFERROR(IF(OR(H53=\"\",'Cost scenario - input'!$G38=\"\"),\"\",H53/'Cost scenario - input'!$G38),\"\")","v":25.325981593248432},{"$f":"IFERROR(IF(OR(I53=\"\",'Cost scenario - input'!$G38=\"\"),\"\",I53/'Cost scenario - input'!$G38),\"\")","v":27.31156146228043},{"$f":"IFERROR(IF(OR(J53=\"\",'Cost scenario - input'!$G38=\"\"),\"\",J53/'Cost scenario - input'!$G38),\"\")","v":29.264498850244994},{"$f":"IFERROR(IF(OR(K53=\"\",'Cost scenario - input'!$G38=\"\"),\"\",K53/'Cost scenario - input'!$G38),\"\")","v":31.172957357896792},{"$f":"IFERROR(IF(OR(L53=\"\",'Cost scenario - input'!$G38=\"\"),\"\",L53/'Cost scenario - input'!$G38),\"\")","v":33.030056275631026},{"$f":"IFERROR(IF(OR(M53=\"\",'Cost scenario - input'!$G38=\"\"),\"\",M53/'Cost scenario - input'!$G38),\"\")","v":34.834321796855619},{"$f":"IFERROR(IF(OR(N53=\"\",'Cost scenario - input'!$G38=\"\"),\"\",N53/'Cost scenario - input'!$G38),\"\")","v":36.589685746824017},{"$f":"IFERROR(IF(OR(O53=\"\",'Cost scenario - input'!$G38=\"\"),\"\",O53/'Cost scenario - input'!$G38),\"\")","v":38.304994754395437},{"$f":"IFERROR(IF(OR(P53=\"\",'Cost scenario - input'!$G38=\"\"),\"\",P53/'Cost scenario - input'!$G38),\"\")","v":39.99304066559278},{"$f":"IFERROR(IF(OR(Q53=\"\",'Cost scenario - input'!$G38=\"\"),\"\",Q53/'Cost scenario - input'!$G38),\"\")","v":41.669173338391396},{"$f":"IFERROR(IF(OR(R53=\"\",'Cost scenario - input'!$G38=\"\"),\"\",R53/'Cost scenario - input'!$G38),\"\")","v":43.349603575970498},{"$f":"IFERROR(IF(OR(S53=\"\",'Cost scenario - input'!$G38=\"\"),\"\",S53/'Cost scenario - input'!$G38),\"\")","v":45.049540884238304},{"$f":"IFERROR(IF(OR(T53=\"\",'Cost scenario - input'!$G38=\"\"),\"\",T53/'Cost scenario - input'!$G38),\"\")","v":46.781333165628162},{"$f":"IFERROR(IF(OR(U53=\"\",'Cost scenario - input'!$G38=\"\"),\"\",U53/'Cost scenario - input'!$G38),\"\")","v":48.552780469549774},{"$f":"IFERROR(IF(OR(V53=\"\",'Cost scenario - input'!$G38=\"\"),\"\",V53/'Cost scenario - input'!$G38),\"\")","v":50.365781911306527},{"$f":"IFERROR(IF(OR(W53=\"\",'Cost scenario - input'!$G38=\"\"),\"\",W53/'Cost scenario - input'!$G38),\"\")","v":52.215445580605831}]
[{"$f":"IFERROR('Cost scenario - input'!A39,\"\")","v":5},{"$f":"IFERROR('Cost scenario - input'!B39,\"\")","v":"TRANSFORMERS"},{"$f":"IFERROR('Cost scenario - input'!C39,\"\")","v":"kiosk mounted ; < = 22 kv ; > 600 kva ; multiple phase"},{"$f":"IFERROR(repcalc('Cost scenario - input'!$CY39:$GK39,'Cost scenario - input'!$J39,'Cost scenario - input'!$H39,'Cost scenario - input'!$I39,20,TRUE,TRUE),\"\")","v":359.01537133462006},390.85329330591645,422.30213444348556,453.04367466103082,482.82185639846318,511.46020141177326,538.87428187920159,565.077628991712,590.17992928034005,614.37701565828968,637.93294323987448,661.15526047876938,684.36534192688055,707.86624062188275,731.91086550425405,756.67334445894869,782.22618864253616,808.52536104298645,835.40463753067365,862.57981897887487,{"$f":"IFERROR(IF(OR(D54=\"\",'Cost scenario - input'!$G39=\"\"),\"\",D54/'Cost scenario - input'!$G39),\"\")","v":5.4975752252214294},{"$f":"IFERROR(IF(OR(E54=\"\",'Cost scenario - input'!$G39=\"\"),\"\",E54/'Cost scenario - input'!$G39),\"\")","v":5.9851069161383466},{"$f":"IFERROR(IF(OR(F54=\"\",'Cost scenario - input'!$G39=\"\"),\"\",F54/'Cost scenario - input'!$G39),\"\")","v":6.4666806416785825},{"$f":"IFERROR(IF(OR(G54=\"\",'Cost scenario - input'!$G39=\"\"),\"\",G54/'Cost scenario - input'!$G39),\"\")","v":6.9374235217309383},{"$f":"IFERROR(IF(OR(H54=\"\",'Cost scenario - input'!$G39=\"\"),\"\",H54/'Cost scenario - input'!$G39),\"\")","v":7.3934145662460375},{"$f":"IFERROR(IF(OR(I54=\"\",'Cost scenario - input'!$G39=\"\"),\"\",I54/'Cost scenario - input'!$G39),\"\")","v":7.8319513772222278},{"$f":"IFERROR(IF(OR(J54=\"\",'Cost scenario - input'!$G39=\"\"),\"\",J54/'Cost scenario - input'!$G39),\"\")","v":8.2517411178110525},{"$f":"IFERROR(IF(OR(K54=\"\",'Cost scenario - input'!$G39=\"\"),\"\",K54/'Cost scenario - input'!$G39),\"\")","v":8.652990990116237},{"$f":"IFERROR(IF(OR(L54=\"\",'Cost scenario - input'!$G39=\"\"),\"\",L54/'Cost scenario - input'!$G39),\"\")","v":9.0373806156908092},{"$f":"IFERROR(IF(OR(M54=\"\",'Cost scenario - input'!$G39=\"\"),\"\",M54/'Cost scenario - input'!$G39),\"\")","v":9.4079087691218},{"$f":"IFERROR(IF(OR(N54=\"\",'Cost scenario - input'!$G39=\"\"),\"\",N54/'Cost scenario - input'!$G39),\"\")","v":9.7686189064014943},{"$f":"IFERROR(IF(OR(O54=\"\",'Cost scenario - input'!$G39=\"\"),\"\",O54/'Cost scenario - input'!$G39),\"\")","v":10.124220493737958},{"$f":"IFERROR(IF(OR(P54=\"\",'Cost scenario - input'!$G39=\"\"),\"\",P54/'Cost scenario - input'!$G39),\"\")","v":10.479634715335671},{"$f":"IFERROR(IF(OR(Q54=\"\",'Cost scenario - input'!$G39=\"\"),\"\",Q54/'Cost scenario - input'!$G39),\"\")","v":10.839502199437524},{"$f":"IFERROR(IF(OR(R54=\"\",'Cost scenario - input'!$G39=\"\"),\"\",R54/'Cost scenario - input'!$G39),\"\")","v":11.207695721518958},{"$f":"IFERROR(IF(OR(S54=\"\",'Cost scenario - input'!$G39=\"\"),\"\",S54/'Cost scenario - input'!$G39),\"\")","v":11.586881688711189},{"$f":"IFERROR(IF(OR(T54=\"\",'Cost scenario - input'!$G39=\"\"),\"\",T54/'Cost scenario - input'!$G39),\"\")","v":11.978170458870006},{"$f":"IFERROR(IF(OR(U54=\"\",'Cost scenario - input'!$G39=\"\"),\"\",U54/'Cost scenario - input'!$G39),\"\")","v":12.38088769656116},{"$f":"IFERROR(IF(OR(V54=\"\",'Cost scenario - input'!$G39=\"\"),\"\",V54/'Cost scenario - input'!$G39),\"\")","v":12.792488024260935},{"$f":"IFERROR(IF(OR(W54=\"\",'Cost scenario - input'!$G39=\"\"),\"\",W54/'Cost scenario - input'!$G39),\"\")","v":13.208619522238726}]
[{"$f":"IFERROR('Cost scenario - input'!A40,\"\")","v":5},{"$f":"IFERROR('Cost scenario - input'!B40,\"\")","v":"TRANSFORMERS"},{"$f":"IFERROR('Cost scenario - input'!C40,\"\")","v":"pole mounted ; < = 22 kv ; < = 60 kva ; multiple phase"},{"$f":"IFERROR(repcalc('Cost scenario - input'!$CY40:$GK40,'Cost scenario - input'!$J40,'Cost scenario - input'!$H40,'Cost scenario - input'!$I40,20,TRUE,TRUE),\"\")","v":536.40163508900366},584.65011590182939,632.55200124605506,679.61202136766019,725.41710758263093,769.66562048703247,812.18989269574513,852.96923489163953,892.13122015061583,929.94006876311528,966.77220587727595,1003.0804133513993,1039.3492759835917,1076.0456624494871,1113.5686426258153,1152.2034362589986,1192.0836886628408,1233.1656196947924,1275.2164922857862,1317.8185341330941,{"$f":"IFERROR(IF(OR(D55=\"\",'Cost scenario - input'!$G40=\"\"),\"\",D55/'Cost scenario - input'!$G40),\"\")","v":46.045317903517919},{"$f":"IFERROR(IF(OR(E55=\"\",'Cost scenario - input'!$G40=\"\"),\"\",E55/'Cost scenario - input'!$G40),\"\")","v":50.187021604737474},{"$f":"IFERROR(IF(OR(F55=\"\",'Cost scenario - input'!$G40=\"\"),\"\",F55/'Cost scenario - input'!$G40),\"\")","v":54.298973162242994},{"$f":"IFERROR(IF(OR(G55=\"\",'Cost scenario - input'!$G40=\"\"),\"\",G55/'Cost scenario - input'!$G40),\"\")","v":58.338658064929227},{"$f":"IFERROR(IF(OR(H55=\"\",'Cost scenario - input'!$G40=\"\"),\"\",H55/'Cost scenario - input'!$G40),\"\")","v":62.270618033724652},{"$f":"IFERROR(IF(OR(I55=\"\",'Cost scenario - input'!$G40=\"\"),\"\",I55/'Cost scenario - input'!$G40),\"\")","v":66.068960003922072},{"$f":"IFERROR(IF(OR(J55=\"\",'Cost scenario - input'!$G40=\"\"),\"\",J55/'Cost scenario - input'!$G40),\"\")","v":69.719291219152268},{"$f":"IFERROR(IF(OR(K55=\"\",'Cost scenario - input'!$G40=\"\"),\"\",K55/'Cost scenario - input'!$G40),\"\")","v":73.219835685230819},{"$f":"IFERROR(IF(OR(L55=\"\",'Cost scenario - input'!$G40=\"\"),\"\",L55/'Cost scenario - input'!$G40),\"\")","v":76.581544418059806},{"$f":"IFERROR(IF(OR(M55=\"\",'Cost scenario - input'!$G40=\"\"),\"\",M55/'Cost scenario - input'!$G40),\"\")","v":79.827098383680465},{"$f":"IFERROR(IF(OR(N55=\"\",'Cost scenario - input'!$G40=\"\"),\"\",N55/'Cost scenario - input'!$G40),\"\")","v":82.988810338950856},{"$f":"IFERROR(IF(OR(O55=\"\",'Cost scenario - input'!$G40=\"\"),\"\",O55/'Cost scenario - input'!$G40),\"\")","v":86.105547586359677},{"$f":"IFERROR(IF(OR(P55=\"\",'Cost scenario - input'!$G40=\"\"),\"\",P55/'Cost scenario - input'!$G40),\"\")","v":89.218907428413885},{"$f":"IFERROR(IF(OR(Q55=\"\",'Cost scenario - input'!$G40=\"\"),\"\",Q55/'Cost scenario - input'!$G40),\"\")","v":92.36896639579966},{"$f":"IFERROR(IF(OR(R55=\"\",'Cost scenario - input'!$G40=\"\"),\"\",R55/'Cost scenario - input'!$G40),\"\")","v":95.589981094272289},{"$f":"IFERROR(IF(OR(S55=\"\",'Cost scenario - input'!$G40=\"\"),\"\",S55/'Cost scenario - input'!$G40),\"\")","v":98.906435106724288},{"$f":"IFERROR(IF(OR(T55=\"\",'Cost scenario - input'!$G40=\"\"),\"\",T55/'Cost scenario - input'!$G40),\"\")","v":102.32980069676906},{"$f":"IFERROR(IF(OR(U55=\"\",'Cost scenario - input'!$G40=\"\"),\"\",U55/'Cost scenario - input'!$G40),\"\")","v":105.85631972787294},{"$f":"IFERROR(IF(OR(V55=\"\",'Cost scenario - input'!$G40=\"\"),\"\",V55/'Cost scenario - input'!$G40),\"\")","v":109.46601378902426},{"$f":"IFERROR(IF(OR(W55=\"\",'Cost scenario - input'!$G40=\"\"),\"\",W55/'Cost scenario - input'!$G40),\"\")","v":113.12302083724622}]
[{"$f":"IFERROR('Cost scenario - input'!A41,\"\")","v":5},{"$f":"IFERROR('Cost scenario - input'!B41,\"\")","v":"TRANSFORMERS"},{"$f":"IFERROR('Cost scenario - input'!C41,\"\")","v":"pole mounted ; < = 22 kv ; < = 60 kva ; single phase"},{"$f":"IFERROR(repcalc('Cost scenario - input'!$CY41:$GK41,'Cost scenario - input'!$J41,'Cost scenario - input'!$H41,'Cost scenario - input'!$I41,20,TRUE,TRUE),\"\")","v":2396.6502179010317},2502.250854162904,2597.7383801884721,2683.4844927954714,2760.4299070224306,2830.0320067151465,2894.1679447389415,2954.9984006141613,3014.8017607264669,3075.7921829347351,3139.9372928880239,3208.791787586084,3283.3619126799003,3364.0128290922471,3450.4267181610371,3541.6146634840047,3635.9804991935598,3731.4304678828926,3825.5190804862614,3915.6192261021934,{"$f":"IFERROR(IF(OR(D56=\"\",'Cost scenario - input'!$G41=\"\"),\"\",D56/'Cost scenario - input'!$G41),\"\")","v":409.07570251061463},{"$f":"IFERROR(IF(OR(E56=\"\",'Cost scenario - input'!$G41=\"\"),\"\",E56/'Cost scenario - input'!$G41),\"\")","v":427.10029956767971},{"$f":"IFERROR(IF(OR(F56=\"\",'Cost scenario - input'!$G41=\"\"),\"\",F56/'Cost scenario - input'!$G41),\"\")","v":443.39872580366159},{"$f":"IFERROR(IF(OR(G56=\"\",'Cost scenario - input'!$G41=\"\"),\"\",G56/'Cost scenario - input'!$G41),\"\")","v":458.03442482651792},{"$f":"IFERROR(IF(OR(H56=\"\",'Cost scenario - input'!$G41=\"\"),\"\",H56/'Cost scenario - input'!$G41),\"\")","v":471.16796394071974},{"$f":"IFERROR(IF(OR(I56=\"\",'Cost scenario - input'!$G41=\"\"),\"\",I56/'Cost scenario - input'!$G41),\"\")","v":483.04809881202675},{"$f":"IFERROR(IF(OR(J56=\"\",'Cost scenario - input'!$G41=\"\"),\"\",J56/'Cost scenario - input'!$G41),\"\")","v":493.99523398732111},{"$f":"IFERROR(IF(OR(K56=\"\",'Cost scenario - input'!$G41=\"\"),\"\",K56/'Cost scenario - input'!$G41),\"\")","v":504.37816816992779},{"$f":"IFERROR(IF(OR(L56=\"\",'Cost scenario - input'!$G41=\"\"),\"\",L56/'Cost scenario - input'!$G41),\"\")","v":514.58579102941303},{"$f":"IFERROR(IF(OR(M56=\"\",'Cost scenario - input'!$G41=\"\"),\"\",M56/'Cost scenario - input'!$G41),\"\")","v":524.9960292965211},{"$f":"IFERROR(IF(OR(N56=\"\",'Cost scenario - input'!$G41=\"\"),\"\",N56/'Cost scenario - input'!$G41),\"\")","v":535.94472999584264},{"$f":"IFERROR(IF(OR(O56=\"\",'Cost scenario - input'!$G41=\"\"),\"\",O56/'Cost scenario - input'!$G41),\"\")","v":547.69725882931198},{"$f":"IFERROR(IF(OR(P56=\"\",'Cost scenario - input'!$G41=\"\"),\"\",P56/'Cost scenario - input'!$G41),\"\")","v":560.42536828859431},{"$f":"IFERROR(IF(OR(Q56=\"\",'Cost scenario - input'!$G41=\"\"),\"\",Q56/'Cost scenario - input'!$G41),\"\")","v":574.19138639298012},{"$f":"IFERROR(IF(OR(R56=\"\",'Cost scenario - input'!$G41=\"\"),\"\",R56/'Cost scenario - input'!$G41),\"\")","v":588.94106580529285},{"$f":"IFERROR(IF(OR(S56=\"\",'Cost scenario - input'!$G41=\"\"),\"\",S56/'Cost scenario - input'!$G41),\"\")","v":604.50561190170311},{"$f":"IFERROR(IF(OR(T56=\"\",'Cost scenario - input'!$G41=\"\"),\"\",T56/'Cost scenario - input'!$G41),\"\")","v":620.61258080670063},{"$f":"IFERROR(IF(OR(U56=\"\",'Cost scenario - input'!$G41=\"\"),\"\",U56/'Cost scenario - input'!$G41),\"\")","v":636.90459651452534},{"$f":"IFERROR(IF(OR(V56=\"\",'Cost scenario - input'!$G41=\"\"),\"\",V56/'Cost scenario - input'!$G41),\"\")","v":652.9642471934136},{"$f":"IFERROR(IF(OR(W56=\"\",'Cost scenario - input'!$G41=\"\"),\"\",W56/'Cost scenario - input'!$G41),\"\")","v":668.34312062636116}]
[{"$f":"IFERROR('Cost scenario - input'!A42,\"\")","v":5},{"$f":"IFERROR('Cost scenario - input'!B42,\"\")","v":"TRANSFORMERS"},{"$f":"IFERROR('Cost scenario - input'!C42,\"\")","v":"pole mounted ; < = 22 kv ; > 60 kva and < = 600 kva ; multiple phase"},{"$f":"IFERROR(repcalc('Cost scenario - input'!$CY42:$GK42,'Cost scenario - input'!$J42,'Cost scenario - input'!$H42,'Cost scenario - input'!$I42,20,TRUE,TRUE),\"\")","v":1977.4145920894978},2171.9903181419954,2367.6290347455542,2562.2345407438793,2753.922964157121,2941.1486516590239,3122.8133506960553,3298.3465844974958,3467.7466121536413,3631.5743177733552,3790.8965637324604,3947.1805437403264,4102.1458957767554,4257.5861246289487,4415.1746106144701,4576.2726475854879,4741.7572717264684,4911.8850771204879,5086.2049779818499,5263.5283882378444,{"$f":"IFERROR(IF(OR(D57=\"\",'Cost scenario - input'!$G42=\"\"),\"\",D57/'Cost scenario - input'!$G42),\"\")","v":95.042046744764065},{"$f":"IFERROR(IF(OR(E57=\"\",'Cost scenario - input'!$G42=\"\"),\"\",E57/'Cost scenario - input'!$G42),\"\")","v":104.39409427432983},{"$f":"IFERROR(IF(OR(F57=\"\",'Cost scenario - input'!$G42=\"\"),\"\",F57/'Cost scenario - input'!$G42),\"\")","v":113.79723316230235},{"$f":"IFERROR(IF(OR(G57=\"\",'Cost scenario - input'!$G42=\"\"),\"\",G57/'Cost scenario - input'!$G42),\"\")","v":123.15071202903671},{"$f":"IFERROR(IF(OR(H57=\"\",'Cost scenario - input'!$G42=\"\"),\"\",H57/'Cost scenario - input'!$G42),\"\")","v":132.36398484059231},{"$f":"IFERROR(IF(OR(I57=\"\",'Cost scenario - input'!$G42=\"\"),\"\",I57/'Cost scenario - input'!$G42),\"\")","v":141.36276163457435},{"$f":"IFERROR(IF(OR(J57=\"\",'Cost scenario - input'!$G42=\"\"),\"\",J57/'Cost scenario - input'!$G42),\"\")","v":150.09425622696864},{"$f":"IFERROR(IF(OR(K57=\"\",'Cost scenario - input'!$G42=\"\"),\"\",K57/'Cost scenario - input'!$G42),\"\")","v":158.53104934003426},{"$f":"IFERROR(IF(OR(L57=\"\",'Cost scenario - input'!$G42=\"\"),\"\",L57/'Cost scenario - input'!$G42),\"\")","v":166.67305729904652},{"$f":"IFERROR(IF(OR(M57=\"\",'Cost scenario - input'!$G42=\"\"),\"\",M57/'Cost scenario - input'!$G42),\"\")","v":174.54723832202725},{"$f":"IFERROR(IF(OR(N57=\"\",'Cost scenario - input'!$G42=\"\"),\"\",N57/'Cost scenario - input'!$G42),\"\")","v":182.20486986196926},{"$f":"IFERROR(IF(OR(O57=\"\",'Cost scenario - input'!$G42=\"\"),\"\",O57/'Cost scenario - input'!$G42),\"\")","v":189.71647081443814},{"$f":"IFERROR(IF(OR(P57=\"\",'Cost scenario - input'!$G42=\"\"),\"\",P57/'Cost scenario - input'!$G42),\"\")","v":197.16469350430009},{"$f":"IFERROR(IF(OR(Q57=\"\",'Cost scenario - input'!$G42=\"\"),\"\",Q57/'Cost scenario - input'!$G42),\"\")","v":204.6357405754033},{"$f":"IFERROR(IF(OR(R57=\"\",'Cost scenario - input'!$G42=\"\"),\"\",R57/'Cost scenario - input'!$G42),\"\")","v":212.21004103388532},{"$f":"IFERROR(IF(OR(S57=\"\",'Cost scenario - input'!$G42=\"\"),\"\",S57/'Cost scenario - input'!$G42),\"\")","v":219.95302382643681},{"$f":"IFERROR(IF(OR(T57=\"\",'Cost scenario - input'!$G42=\"\"),\"\",T57/'Cost scenario - input'!$G42),\"\")","v":227.90684263917618},{"$f":"IFERROR(IF(OR(U57=\"\",'Cost scenario - input'!$G42=\"\"),\"\",U57/'Cost scenario - input'!$G42),\"\")","v":236.08383035714215},{"$f":"IFERROR(IF(OR(V57=\"\",'Cost scenario - input'!$G42=\"\"),\"\",V57/'Cost scenario - input'!$G42),\"\")","v":244.46230608625135},{"$f":"IFERROR(IF(OR(W57=\"\",'Cost scenario - input'!$G42=\"\"),\"\",W57/'Cost scenario - input'!$G42),\"\")","v":252.98514187087187}]
[{"$f":"IFERROR('Cost scenario - input'!A43,\"\")","v":5},{"$f":"IFERROR('Cost scenario - input'!B43,\"\")","v":"TRANSFORMERS"},{"$f":"IFERROR('Cost scenario - input'!C43,\"\")","v":"pole mounted ; < = 22 kv ; > 60 kva and < = 600 kva ; single phase"},{"$f":"IFERROR(repcalc('Cost scenario - input'!$CY43:$GK43,'Cost scenario - input'!$J43,'Cost scenario - input'!$H43,'Cost scenario - input'!$I43,20,TRUE,TRUE),\"\")","v":359.28372799315099},362.15453030262159,363.74677843867909,364.40081956170178,364.49093697930653,364.40194637587979,364.50404588205436,365.12804742018346,366.54317271101417,368.93938423016726,372.41577272146208,376.97590917372321,382.53038265215974,388.90608105364532,395.86120986789217,403.10463709195341,410.3179208376701,417.1783105598202,423.38108328190401,428.65974419600508,{"$f":"IFERROR(IF(OR(D58=\"\",'Cost scenario - input'!$G43=\"\"),\"\",D58/'Cost scenario - input'!$G43),\"\")","v":15.915943846048688},{"$f":"IFERROR(IF(OR(E58=\"\",'Cost scenario - input'!$G43=\"\"),\"\",E58/'Cost scenario - input'!$G43),\"\")","v":16.043117789065423},{"$f":"IFERROR(IF(OR(F58=\"\",'Cost scenario - input'!$G43=\"\"),\"\",F58/'Cost scenario - input'!$G43),\"\")","v":16.113652939833369},{"$f":"IFERROR(IF(OR(G58=\"\",'Cost scenario - input'!$G43=\"\"),\"\",G58/'Cost scenario - input'!$G43),\"\")","v":16.142626369398858},{"$f":"IFERROR(IF(OR(H58=\"\",'Cost scenario - input'!$G43=\"\"),\"\",H58/'Cost scenario - input'!$G43),\"\")","v":16.14661848940429},{"$f":"IFERROR(IF(OR(I58=\"\",'Cost scenario - input'!$G43=\"\"),\"\",I58/'Cost scenario - input'!$G43),\"\")","v":16.142676286246701},{"$f":"IFERROR(IF(OR(J58=\"\",'Cost scenario - input'!$G43=\"\"),\"\",J58/'Cost scenario - input'!$G43),\"\")","v":16.147199201926906},{"$f":"IFERROR(IF(OR(K58=\"\",'Cost scenario - input'!$G43=\"\"),\"\",K58/'Cost scenario - input'!$G43),\"\")","v":16.174841905080168},{"$f":"IFERROR(IF(OR(L58=\"\",'Cost scenario - input'!$G43=\"\"),\"\",L58/'Cost scenario - input'!$G43),\"\")","v":16.237530674175812},{"$f":"IFERROR(IF(OR(M58=\"\",'Cost scenario - input'!$G43=\"\"),\"\",M58/'Cost scenario - input'!$G43),\"\")","v":16.343680674887288},{"$f":"IFERROR(IF(OR(N58=\"\",'Cost scenario - input'!$G43=\"\"),\"\",N58/'Cost scenario - input'!$G43),\"\")","v":16.497681537446677},{"$f":"IFERROR(IF(OR(O58=\"\",'Cost scenario - input'!$G43=\"\"),\"\",O58/'Cost scenario - input'!$G43),\"\")","v":16.69969145342565},{"$f":"IFERROR(IF(OR(P58=\"\",'Cost scenario - input'!$G43=\"\"),\"\",P58/'Cost scenario - input'!$G43),\"\")","v":16.945749599367755},{"$f":"IFERROR(IF(OR(Q58=\"\",'Cost scenario - input'!$G43=\"\"),\"\",Q58/'Cost scenario - input'!$G43),\"\")","v":17.228187265844323},{"$f":"IFERROR(IF(OR(R58=\"\",'Cost scenario - input'!$G43=\"\"),\"\",R58/'Cost scenario - input'!$G43),\"\")","v":17.536293174976109},{"$f":"IFERROR(IF(OR(S58=\"\",'Cost scenario - input'!$G43=\"\"),\"\",S58/'Cost scenario - input'!$G43),\"\")","v":17.857170442630427},{"$f":"IFERROR(IF(OR(T58=\"\",'Cost scenario - input'!$G43=\"\"),\"\",T58/'Cost scenario - input'!$G43),\"\")","v":18.176712381486702},{"$f":"IFERROR(IF(OR(U58=\"\",'Cost scenario - input'!$G43=\"\"),\"\",U58/'Cost scenario - input'!$G43),\"\")","v":18.480621434617635},{"$f":"IFERROR(IF(OR(V58=\"\",'Cost scenario - input'!$G43=\"\"),\"\",V58/'Cost scenario - input'!$G43),\"\")","v":18.755398650067736},{"$f":"IFERROR(IF(OR(W58=\"\",'Cost scenario - input'!$G43=\"\"),\"\",W58/'Cost scenario - input'!$G43),\"\")","v":18.989238549137045}]
[{"$f":"IFERROR('Cost scenario - input'!A44,\"\")","v":5},{"$f":"IFERROR('Cost scenario - input'!B44,\"\")","v":"TRANSFORMERS"},{"$f":"IFERROR('Cost scenario - input'!C44,\"\")","v":"pole mounted ; < = 22 kv ; > 600 kva ; multiple phase"},{"$f":"IFERROR(repcalc('Cost scenario - input'!$CY44:$GK44,'Cost scenario - input'!$J44,'Cost scenario - input'!$H44,'Cost scenario - input'!$I44,20,TRUE,TRUE),\"\")","v":0.24121135948412936},0.35310562426269437,0.50793952187898517,0.71799872631783801,0.99734036311152963,1.3613659609161703,1.8260885830638096,2.407065735789315,3.1180060530784122,3.9691059794659322,4.9652282631570657,6.1040896589708655,7.3746711530557487,8.7560896413185052,10.217165708763336,11.716881602578052,13.20584561089462,14.628769445136594,15.927836275167872,17.046706692914782,{"$f":"IFERROR(IF(OR(D59=\"\",'Cost scenario - input'!$G44=\"\"),\"\",D59/'Cost scenario - input'!$G44),\"\")","v":3.3873350882188259E-3},{"$f":"IFERROR(IF(OR(E59=\"\",'Cost scenario - input'!$G44=\"\"),\"\",E59/'Cost scenario - input'!$G44),\"\")","v":4.9586680887271171E-3},{"$f":"IFERROR(IF(OR(F59=\"\",'Cost scenario - input'!$G44=\"\"),\"\",F59/'Cost scenario - input'!$G44),\"\")","v":7.1330030593645642E-3},{"$f":"IFERROR(IF(OR(G59=\"\",'Cost scenario - input'!$G44=\"\"),\"\",G59/'Cost scenario - input'!$G44),\"\")","v":1.0082867921951495E-2},{"$f":"IFERROR(IF(OR(H59=\"\",'Cost scenario - input'!$G44=\"\"),\"\",H59/'Cost scenario - input'!$G44),\"\")","v":1.4005667121522392E-2},{"$f":"IFERROR(IF(OR(I59=\"\",'Cost scenario - input'!$G44=\"\"),\"\",I59/'Cost scenario - input'!$G44),\"\")","v":1.9117684578289905E-2},{"$f":"IFERROR(IF(OR(J59=\"\",'Cost scenario - input'!$G44=\"\"),\"\",J59/'Cost scenario - input'!$G44),\"\")","v":2.564379200397825E-2},{"$f":"IFERROR(IF(OR(K59=\"\",'Cost scenario - input'!$G44=\"\"),\"\",K59/'Cost scenario - input'!$G44),\"\")","v":3.3802463714503787E-2},{"$f":"IFERROR(IF(OR(L59=\"\",'Cost scenario - input'!$G44=\"\"),\"\",L59/'Cost scenario - input'!$G44),\"\")","v":4.3786210282381464E-2},{"$f":"IFERROR(IF(OR(M59=\"\",'Cost scenario - input'!$G44=\"\"),\"\",M59/'Cost scenario - input'!$G44),\"\")","v":5.5738220545905527E-2},{"$f":"IFERROR(IF(OR(N59=\"\",'Cost scenario - input'!$G44=\"\"),\"\",N59/'Cost scenario - input'!$G44),\"\")","v":6.972678215809465E-2},{"$f":"IFERROR(IF(OR(O59=\"\",'Cost scenario - input'!$G44=\"\"),\"\",O59/'Cost scenario - input'!$G44),\"\")","v":8.5719831469322355E-2},{"$f":"IFERROR(IF(OR(P59=\"\",'Cost scenario - input'!$G44=\"\"),\"\",P59/'Cost scenario - input'!$G44),\"\")","v":0.10356262828685119},{"$f":"IFERROR(IF(OR(Q59=\"\",'Cost scenario - input'!$G44=\"\"),\"\",Q59/'Cost scenario - input'!$G44),\"\")","v":0.12296191083645482},{"$f":"IFERROR(IF(OR(R59=\"\",'Cost scenario - input'!$G44=\"\"),\"\",R59/'Cost scenario - input'!$G44),\"\")","v":0.14347982608056786},{"$f":"IFERROR(IF(OR(S59=\"\",'Cost scenario - input'!$G44=\"\"),\"\",S59/'Cost scenario - input'!$G44),\"\")","v":0.1645403610418672},{"$f":"IFERROR(IF(OR(T59=\"\",'Cost scenario - input'!$G44=\"\"),\"\",T59/'Cost scenario - input'!$G44),\"\")","v":0.1854499070982896},{"$f":"IFERROR(IF(OR(U59=\"\",'Cost scenario - input'!$G44=\"\"),\"\",U59/'Cost scenario - input'!$G44),\"\")","v":0.20543204990407993},{"$f":"IFERROR(IF(OR(V59=\"\",'Cost scenario - input'!$G44=\"\"),\"\",V59/'Cost scenario - input'!$G44),\"\")","v":0.22367486676277631},{"$f":"IFERROR(IF(OR(W59=\"\",'Cost scenario - input'!$G44=\"\"),\"\",W59/'Cost scenario - input'!$G44),\"\")","v":0.23938718244023729}]
[{"$f":"IFERROR('Cost scenario - input'!A45,\"\")","v":6},{"$f":"IFERROR('Cost scenario - input'!B45,\"\")","v":"UNDERGROUND CABLES"},{"$f":"IFERROR('Cost scenario - input'!C45,\"\")","v":"˂ = 1 kv"},{"$f":"IFERROR(repcalc('Cost scenario - input'!$CY45:$GK45,'Cost scenario - input'!$J45,'Cost scenario - input'!$H45,'Cost scenario - input'!$I45,20,TRUE,TRUE),\"\")","v":1.3503640028541666},1.7343216013532872,2.225680022369775,2.8546065712281603,3.6591314938356412,4.6866372656927613,5.9953806753235153,7.6559562534056766,9.7525878039115916,12.384118940590454,15.664567724478532,19.723118813026652,24.703452353126917,30.762354078979342,38.067615319406499,46.795311521347045,57.126636778824199,69.24455985481589,83.330642000466511,99.562405195435943,{"$f":"IFERROR(IF(OR(D60=\"\",'Cost scenario - input'!$G45=\"\"),\"\",D60/'Cost scenario - input'!$G45),\"\")","v":4.5046749683523464E-2},{"$f":"IFERROR(IF(OR(E60=\"\",'Cost scenario - input'!$G45=\"\"),\"\",E60/'Cost scenario - input'!$G45),\"\")","v":5.7855178960458643E-2},{"$f":"IFERROR(IF(OR(F60=\"\",'Cost scenario - input'!$G45=\"\"),\"\",F60/'Cost scenario - input'!$G45),\"\")","v":7.4246388848783429E-2},{"$f":"IFERROR(IF(OR(G60=\"\",'Cost scenario - input'!$G45=\"\"),\"\",G60/'Cost scenario - input'!$G45),\"\")","v":9.5226729524234333E-2},{"$f":"IFERROR(IF(OR(H60=\"\",'Cost scenario - input'!$G45=\"\"),\"\",H60/'Cost scenario - input'!$G45),\"\")","v":0.12206485074655277},{"$f":"IFERROR(IF(OR(I60=\"\",'Cost scenario - input'!$G45=\"\"),\"\",I60/'Cost scenario - input'!$G45),\"\")","v":0.15634138300407172},{"$f":"IFERROR(IF(OR(J60=\"\",'Cost scenario - input'!$G45=\"\"),\"\",J60/'Cost scenario - input'!$G45),\"\")","v":0.19999971264629371},{"$f":"IFERROR(IF(OR(K60=\"\",'Cost scenario - input'!$G45=\"\"),\"\",K60/'Cost scenario - input'!$G45),\"\")","v":0.25539480036955392},{"$f":"IFERROR(IF(OR(L60=\"\",'Cost scenario - input'!$G45=\"\"),\"\",L60/'Cost scenario - input'!$G45),\"\")","v":0.3253362653631357},{"$f":"IFERROR(IF(OR(M60=\"\",'Cost scenario - input'!$G45=\"\"),\"\",M60/'Cost scenario - input'!$G45),\"\")","v":0.41312142858417628},{"$f":"IFERROR(IF(OR(N60=\"\",'Cost scenario - input'!$G45=\"\"),\"\",N60/'Cost scenario - input'!$G45),\"\")","v":0.52255381489267305},{"$f":"IFERROR(IF(OR(O60=\"\",'Cost scenario - input'!$G45=\"\"),\"\",O60/'Cost scenario - input'!$G45),\"\")","v":0.6579428911544779},{"$f":"IFERROR(IF(OR(P60=\"\",'Cost scenario - input'!$G45=\"\"),\"\",P60/'Cost scenario - input'!$G45),\"\")","v":0.82408167880518912},{"$f":"IFERROR(IF(OR(Q60=\"\",'Cost scenario - input'!$G45=\"\"),\"\",Q60/'Cost scenario - input'!$G45),\"\")","v":1.0262003881492343},{"$f":"IFERROR(IF(OR(R60=\"\",'Cost scenario - input'!$G45=\"\"),\"\",R60/'Cost scenario - input'!$G45),\"\")","v":1.2698963647708854},{"$f":"IFERROR(IF(OR(S60=\"\",'Cost scenario - input'!$G45=\"\"),\"\",S60/'Cost scenario - input'!$G45),\"\")","v":1.5610433038863183},{"$f":"IFERROR(IF(OR(T60=\"\",'Cost scenario - input'!$G45=\"\"),\"\",T60/'Cost scenario - input'!$G45),\"\")","v":1.9056856534964755},{"$f":"IFERROR(IF(OR(U60=\"\",'Cost scenario - input'!$G45=\"\"),\"\",U60/'Cost scenario - input'!$G45),\"\")","v":2.3099270627273332},{"$f":"IFERROR(IF(OR(V60=\"\",'Cost scenario - input'!$G45=\"\"),\"\",V60/'Cost scenario - input'!$G45),\"\")","v":2.779824227562524},{"$f":"IFERROR(IF(OR(W60=\"\",'Cost scenario - input'!$G45=\"\"),\"\",W60/'Cost scenario - input'!$G45),\"\")","v":3.3212990980571151}]
[{"$f":"IFERROR('Cost scenario - input'!A46,\"\")","v":6},{"$f":"IFERROR('Cost scenario - input'!B46,\"\")","v":"UNDERGROUND CABLES"},{"$f":"IFERROR('Cost scenario - input'!C46,\"\")","v":"> 1 kv & < = 11 kv"},{"$f":"IFERROR(repcalc('Cost scenario - input'!$CY46:$GK46,'Cost scenario - input'!$J46,'Cost scenario - input'!$H46,'Cost scenario - input'!$I46,20,TRUE,TRUE),\"\")","v":0.23241063445276314},0.33738279687806733,0.48394018252306165,0.68592930044631395,0.96073242807733839,1.3297719206396077,1.8189456011060148,2.4589336333440022,3.2853081578373056,4.338372408649648,5.6626583380695976,7.3060231182982145,9.318306901821062,11.749547564633991,14.647792093133139,18.056596348790482,22.012360838561367,26.541703783342122,31.659116860323437,37.365175583312627,{"$f":"IFERROR(IF(OR(D61=\"\",'Cost scenario - input'!$G46=\"\"),\"\",D61/'Cost scenario - input'!$G46),\"\")","v":3.6894248319726912E-4},{"$f":"IFERROR(IF(OR(E61=\"\",'Cost scenario - input'!$G46=\"\"),\"\",E61/'Cost scenario - input'!$G46),\"\")","v":5.3558154583297781E-4},{"$f":"IFERROR(IF(OR(F61=\"\",'Cost scenario - input'!$G46=\"\"),\"\",F61/'Cost scenario - input'!$G46),\"\")","v":7.6823546856797146E-4},{"$f":"IFERROR(IF(OR(G61=\"\",'Cost scenario - input'!$G46=\"\"),\"\",G61/'Cost scenario - input'!$G46),\"\")","v":1.0888850245614051E-3},{"$f":"IFERROR(IF(OR(H61=\"\",'Cost scenario - input'!$G46=\"\"),\"\",H61/'Cost scenario - input'!$G46),\"\")","v":1.5251238762701157E-3},{"$f":"IFERROR(IF(OR(I61=\"\",'Cost scenario - input'!$G46=\"\"),\"\",I61/'Cost scenario - input'!$G46),\"\")","v":2.1109591462627063E-3},{"$f":"IFERROR(IF(OR(J61=\"\",'Cost scenario - input'!$G46=\"\"),\"\",J61/'Cost scenario - input'!$G46),\"\")","v":2.8875025811660911E-3},{"$f":"IFERROR(IF(OR(K61=\"\",'Cost scenario - input'!$G46=\"\"),\"\",K61/'Cost scenario - input'!$G46),\"\")","v":3.903457700373029E-3},{"$f":"IFERROR(IF(OR(L61=\"\",'Cost scenario - input'!$G46=\"\"),\"\",L61/'Cost scenario - input'!$G46),\"\")","v":5.2152938383165743E-3},{"$f":"IFERROR(IF(OR(M61=\"\",'Cost scenario - input'!$G46=\"\"),\"\",M61/'Cost scenario - input'!$G46),\"\")","v":6.8869907491562682E-3},{"$f":"IFERROR(IF(OR(N61=\"\",'Cost scenario - input'!$G46=\"\"),\"\",N61/'Cost scenario - input'!$G46),\"\")","v":8.9892411062185793E-3},{"$f":"IFERROR(IF(OR(O61=\"\",'Cost scenario - input'!$G46=\"\"),\"\",O61/'Cost scenario - input'!$G46),\"\")","v":1.1598016234964724E-2},{"$f":"IFERROR(IF(OR(P61=\"\",'Cost scenario - input'!$G46=\"\"),\"\",P61/'Cost scenario - input'!$G46),\"\")","v":1.4792435361863195E-2},{"$f":"IFERROR(IF(OR(Q61=\"\",'Cost scenario - input'!$G46=\"\"),\"\",Q61/'Cost scenario - input'!$G46),\"\")","v":1.8651931591458865E-2},{"$f":"IFERROR(IF(OR(R61=\"\",'Cost scenario - input'!$G46=\"\"),\"\",R61/'Cost scenario - input'!$G46),\"\")","v":2.3252777571571293E-2},{"$f":"IFERROR(IF(OR(S61=\"\",'Cost scenario - input'!$G46=\"\"),\"\",S61/'Cost scenario - input'!$G46),\"\")","v":2.8664116470830024E-2},{"$f":"IFERROR(IF(OR(T61=\"\",'Cost scenario - input'!$G46=\"\"),\"\",T61/'Cost scenario - input'!$G46),\"\")","v":3.4943732621941552E-2},{"$f":"IFERROR(IF(OR(U61=\"\",'Cost scenario - input'!$G46=\"\"),\"\",U61/'Cost scenario - input'!$G46),\"\")","v":4.2133881374102386E-2},{"$f":"IFERROR(IF(OR(V61=\"\",'Cost scenario - input'!$G46=\"\"),\"\",V61/'Cost scenario - input'!$G46),\"\")","v":5.0257567678789972E-2},{"$f":"IFERROR(IF(OR(W61=\"\",'Cost scenario - input'!$G46=\"\"),\"\",W61/'Cost scenario - input'!$G46),\"\")","v":5.9315705140898865E-2}]
[{"$f":"IFERROR('Cost scenario - input'!A47,\"\")","v":6},{"$f":"IFERROR('Cost scenario - input'!B47,\"\")","v":"UNDERGROUND CABLES"},{"$f":"IFERROR('Cost scenario - input'!C47,\"\")","v":"> 11 kv & < = 22 kv"},{"$f":"IFERROR(repcalc('Cost scenario - input'!$CY47:$GK47,'Cost scenario - input'!$J47,'Cost scenario - input'!$H47,'Cost scenario - input'!$I47,20,TRUE,TRUE),\"\")","v":72.828067755973436},87.691047983230604,105.29099333783307,126.05090348917697,150.43316948032313,178.93815646067276,212.10287067101285,250.50026209742757,294.73973875676097,345.46942593256949,403.38059932385784,469.21457305332433,543.77215952660515,627.92566986583984,722.63331900268099,828.9558550155906,948.07524707976143,1081.315319936996,1230.1642772610053,1396.2990635866674,{"$f":"IFERROR(IF(OR(D62=\"\",'Cost scenario - input'!$G47=\"\"),\"\",D62/'Cost scenario - input'!$G47),\"\")","v":0.12819317723575652},{"$f":"IFERROR(IF(OR(E62=\"\",'Cost scenario - input'!$G47=\"\"),\"\",E62/'Cost scenario - input'!$G47),\"\")","v":0.15435524245638768},{"$f":"IFERROR(IF(OR(F62=\"\",'Cost scenario - input'!$G47=\"\"),\"\",F62/'Cost scenario - input'!$G47),\"\")","v":0.18533495925653756},{"$f":"IFERROR(IF(OR(G62=\"\",'Cost scenario - input'!$G47=\"\"),\"\",G62/'Cost scenario - input'!$G47),\"\")","v":0.22187689869596927},{"$f":"IFERROR(IF(OR(H62=\"\",'Cost scenario - input'!$G47=\"\"),\"\",H62/'Cost scenario - input'!$G47),\"\")","v":0.26479496918612022},{"$f":"IFERROR(IF(OR(I62=\"\",'Cost scenario - input'!$G47=\"\"),\"\",I62/'Cost scenario - input'!$G47),\"\")","v":0.31496992179256467},{"$f":"IFERROR(IF(OR(J62=\"\",'Cost scenario - input'!$G47=\"\"),\"\",J62/'Cost scenario - input'!$G47),\"\")","v":0.37334700383989977},{"$f":"IFERROR(IF(OR(K62=\"\",'Cost scenario - input'!$G47=\"\"),\"\",K62/'Cost scenario - input'!$G47),\"\")","v":0.44093473143155165},{"$f":"IFERROR(IF(OR(L62=\"\",'Cost scenario - input'!$G47=\"\"),\"\",L62/'Cost scenario - input'!$G47),\"\")","v":0.51880579470360833},{"$f":"IFERROR(IF(OR(M62=\"\",'Cost scenario - input'!$G47=\"\"),\"\",M62/'Cost scenario - input'!$G47),\"\")","v":0.60810103456955289},{"$f":"IFERROR(IF(OR(N62=\"\",'Cost scenario - input'!$G47=\"\"),\"\",N62/'Cost scenario - input'!$G47),\"\")","v":0.71003724602246687},{"$f":"IFERROR(IF(OR(O62=\"\",'Cost scenario - input'!$G47=\"\"),\"\",O62/'Cost scenario - input'!$G47),\"\")","v":0.82591930252180901},{"$f":"IFERROR(IF(OR(P62=\"\",'Cost scenario - input'!$G47=\"\"),\"\",P62/'Cost scenario - input'!$G47),\"\")","v":0.95715680739513576},{"$f":"IFERROR(IF(OR(Q62=\"\",'Cost scenario - input'!$G47=\"\"),\"\",Q62/'Cost scenario - input'!$G47),\"\")","v":1.1052852172010343},{"$f":"IFERROR(IF(OR(R62=\"\",'Cost scenario - input'!$G47=\"\"),\"\",R62/'Cost scenario - input'!$G47),\"\")","v":1.2719911978136411},{"$f":"IFERROR(IF(OR(S62=\"\",'Cost scenario - input'!$G47=\"\"),\"\",S62/'Cost scenario - input'!$G47),\"\")","v":1.4591418956589797},{"$f":"IFERROR(IF(OR(T62=\"\",'Cost scenario - input'!$G47=\"\"),\"\",T62/'Cost scenario - input'!$G47),\"\")","v":1.6688178325555114},{"$f":"IFERROR(IF(OR(U62=\"\",'Cost scenario - input'!$G47=\"\"),\"\",U62/'Cost scenario - input'!$G47),\"\")","v":1.9033492268515193},{"$f":"IFERROR(IF(OR(V62=\"\",'Cost scenario - input'!$G47=\"\"),\"\",V62/'Cost scenario - input'!$G47),\"\")","v":2.1653556394276543},{"$f":"IFERROR(IF(OR(W62=\"\",'Cost scenario - input'!$G47=\"\"),\"\",W62/'Cost scenario - input'!$G47),\"\")","v":2.4577888559703696}]
[{"$f":"IFERROR('Cost scenario - input'!A48,\"\")","v":6},{"$f":"IFERROR('Cost scenario - input'!B48,\"\")","v":"UNDERGROUND CABLES"},{"$f":"IFERROR('Cost scenario - input'!C48,\"\")","v":"> 33 kv & < = 66 kv"},{"$f":"IFERROR(repcalc('Cost scenario - input'!$CY48:$GK48,'Cost scenario - input'!$J48,'Cost scenario - input'!$H48,'Cost scenario - input'!$I48,20,TRUE,TRUE),\"\")","v":127.77399845751961},116.8511362248299,116.23683537384287,124.59754588226595,139.81335428978326,159.22758322327715,179.94510373660162,199.18173103937306,214.64508320333019,224.89926658295289,229.64587341213351,229.852642360684,227.68133167688774,226.20212073930421,228.92262198733317,239.19517586853777,259.59053895764822,291.33799410536159,333.93186547095394,384.99153350144206,{"$f":"IFERROR(IF(OR(D63=\"\",'Cost scenario - input'!$G48=\"\"),\"\",D63/'Cost scenario - input'!$G48),\"\")","v":0.10035642741998656},{"$f":"IFERROR(IF(OR(E63=\"\",'Cost scenario - input'!$G48=\"\"),\"\",E63/'Cost scenario - input'!$G48),\"\")","v":9.1777378129000498E-2},{"$f":"IFERROR(IF(OR(F63=\"\",'Cost scenario - input'!$G48=\"\"),\"\",F63/'Cost scenario - input'!$G48),\"\")","v":9.1294893120232368E-2},{"$f":"IFERROR(IF(OR(G63=\"\",'Cost scenario - input'!$G48=\"\"),\"\",G63/'Cost scenario - input'!$G48),\"\")","v":9.7861573723853248E-2},{"$f":"IFERROR(IF(OR(H63=\"\",'Cost scenario - input'!$G48=\"\"),\"\",H63/'Cost scenario - input'!$G48),\"\")","v":0.1098123946304488},{"$f":"IFERROR(IF(OR(I63=\"\",'Cost scenario - input'!$G48=\"\"),\"\",I63/'Cost scenario - input'!$G48),\"\")","v":0.12506074468914199},{"$f":"IFERROR(IF(OR(J63=\"\",'Cost scenario - input'!$G48=\"\"),\"\",J63/'Cost scenario - input'!$G48),\"\")","v":0.14133272779068648},{"$f":"IFERROR(IF(OR(K63=\"\",'Cost scenario - input'!$G48=\"\"),\"\",K63/'Cost scenario - input'!$G48),\"\")","v":0.15644158573534681},{"$f":"IFERROR(IF(OR(L63=\"\",'Cost scenario - input'!$G48=\"\"),\"\",L63/'Cost scenario - input'!$G48),\"\")","v":0.16858683279535638},{"$f":"IFERROR(IF(OR(M63=\"\",'Cost scenario - input'!$G48=\"\"),\"\",M63/'Cost scenario - input'!$G48),\"\")","v":0.17664068743332068},{"$f":"IFERROR(IF(OR(N63=\"\",'Cost scenario - input'!$G48=\"\"),\"\",N63/'Cost scenario - input'!$G48),\"\")","v":0.1803687738162654},{"$f":"IFERROR(IF(OR(O63=\"\",'Cost scenario - input'!$G48=\"\"),\"\",O63/'Cost scenario - input'!$G48),\"\")","v":0.18053117456468379},{"$f":"IFERROR(IF(OR(P63=\"\",'Cost scenario - input'!$G48=\"\"),\"\",P63/'Cost scenario - input'!$G48),\"\")","v":0.17882578077819219},{"$f":"IFERROR(IF(OR(Q63=\"\",'Cost scenario - input'!$G48=\"\"),\"\",Q63/'Cost scenario - input'!$G48),\"\")","v":0.17766397691442876},{"$f":"IFERROR(IF(OR(R63=\"\",'Cost scenario - input'!$G48=\"\"),\"\",R63/'Cost scenario - input'!$G48),\"\")","v":0.17980071669982861},{"$f":"IFERROR(IF(OR(S63=\"\",'Cost scenario - input'!$G48=\"\"),\"\",S63/'Cost scenario - input'!$G48),\"\")","v":0.18786899992209743},{"$f":"IFERROR(IF(OR(T63=\"\",'Cost scenario - input'!$G48=\"\"),\"\",T63/'Cost scenario - input'!$G48),\"\")","v":0.20388795370193927},{"$f":"IFERROR(IF(OR(U63=\"\",'Cost scenario - input'!$G48=\"\"),\"\",U63/'Cost scenario - input'!$G48),\"\")","v":0.2288230830456455},{"$f":"IFERROR(IF(OR(V63=\"\",'Cost scenario - input'!$G48=\"\"),\"\",V63/'Cost scenario - input'!$G48),\"\")","v":0.26227721934755094},{"$f":"IFERROR(IF(OR(W63=\"\",'Cost scenario - input'!$G48=\"\"),\"\",W63/'Cost scenario - input'!$G48),\"\")","v":0.3023805731648293}]
[{"$f":"IFERROR('Cost scenario - input'!A49,\"\")","v":3},{"$f":"IFERROR('Cost scenario - input'!B49,\"\")","v":"SERVICE LINES"},{"$f":"IFERROR('Cost scenario - input'!C49,\"\")","v":"˂ = 11 kv ; residential ; simple type"},{"$f":"IFERROR(repcalc('Cost scenario - input'!$CY49:$GK49,'Cost scenario - input'!$J49,'Cost scenario - input'!$H49,'Cost scenario - input'!$I49,20,TRUE,TRUE),\"\")","v":5011.9000987269046},5255.1392015469746,5493.5527463556,5725.104672090737,5947.7948854050683,6159.7875332793092,6359.525837455365,6545.8212694685826,6717.9080508194556,6875.4579497237746,7018.5546234156,7147.6308878346636,7263.3759483705007,7366.6225700001078,7458.2262685889391,7538.9497888142478,7609.3663356951411,7669.7941737369092,7720.2732178982651,7760.5910522557087,{"$f":"IFERROR(IF(OR(D64=\"\",'Cost scenario - input'!$G49=\"\"),\"\",D64/'Cost scenario - input'!$G49),\"\")","v":5432.2558005316296},{"$f":"IFERROR(IF(OR(E64=\"\",'Cost scenario - input'!$G49=\"\"),\"\",E64/'Cost scenario - input'!$G49),\"\")","v":5695.8957377175429},{"$f":"IFERROR(IF(OR(F64=\"\",'Cost scenario - input'!$G49=\"\"),\"\",F64/'Cost scenario - input'!$G49),\"\")","v":5954.3053899851411},{"$f":"IFERROR(IF(OR(G64=\"\",'Cost scenario - input'!$G49=\"\"),\"\",G64/'Cost scenario - input'!$G49),\"\")","v":6205.2779287271806},{"$f":"IFERROR(IF(OR(H64=\"\",'Cost scenario - input'!$G49=\"\"),\"\",H64/'Cost scenario - input'!$G49),\"\")","v":6446.645509718207},{"$f":"IFERROR(IF(OR(I64=\"\",'Cost scenario - input'!$G49=\"\"),\"\",I64/'Cost scenario - input'!$G49),\"\")","v":6676.4183041474953},{"$f":"IFERROR(IF(OR(J64=\"\",'Cost scenario - input'!$G49=\"\"),\"\",J64/'Cost scenario - input'!$G49),\"\")","v":6892.9089643911711},{"$f":"IFERROR(IF(OR(K64=\"\",'Cost scenario - input'!$G49=\"\"),\"\",K64/'Cost scenario - input'!$G49),\"\")","v":7094.8292782903663},{"$f":"IFERROR(IF(OR(L64=\"\",'Cost scenario - input'!$G49=\"\"),\"\",L64/'Cost scenario - input'!$G49),\"\")","v":7281.3492403354112},{"$f":"IFERROR(IF(OR(M64=\"\",'Cost scenario - input'!$G49=\"\"),\"\",M64/'Cost scenario - input'!$G49),\"\")","v":7452.1130894419721},{"$f":"IFERROR(IF(OR(N64=\"\",'Cost scenario - input'!$G49=\"\"),\"\",N64/'Cost scenario - input'!$G49),\"\")","v":7607.211499303864},{"$f":"IFERROR(IF(OR(O64=\"\",'Cost scenario - input'!$G49=\"\"),\"\",O64/'Cost scenario - input'!$G49),\"\")","v":7747.1135867935009},{"$f":"IFERROR(IF(OR(P64=\"\",'Cost scenario - input'!$G49=\"\"),\"\",P64/'Cost scenario - input'!$G49),\"\")","v":7872.5663620071164},{"$f":"IFERROR(IF(OR(Q64=\"\",'Cost scenario - input'!$G49=\"\"),\"\",Q64/'Cost scenario - input'!$G49),\"\")","v":7984.4724351898594},{"$f":"IFERROR(IF(OR(R64=\"\",'Cost scenario - input'!$G49=\"\"),\"\",R64/'Cost scenario - input'!$G49),\"\")","v":8083.759075627032},{"$f":"IFERROR(IF(OR(S64=\"\",'Cost scenario - input'!$G49=\"\"),\"\",S64/'Cost scenario - input'!$G49),\"\")","v":8171.2530005547569},{"$f":"IFERROR(IF(OR(T64=\"\",'Cost scenario - input'!$G49=\"\"),\"\",T64/'Cost scenario - input'!$G49),\"\")","v":8247.5754905709291},{"$f":"IFERROR(IF(OR(U64=\"\",'Cost scenario - input'!$G49=\"\"),\"\",U64/'Cost scenario - input'!$G49),\"\")","v":8313.0715035100875},{"$f":"IFERROR(IF(OR(V64=\"\",'Cost scenario - input'!$G49=\"\"),\"\",V64/'Cost scenario - input'!$G49),\"\")","v":8367.7843020593773},{"$f":"IFERROR(IF(OR(W64=\"\",'Cost scenario - input'!$G49=\"\"),\"\",W64/'Cost scenario - input'!$G49),\"\")","v":8411.4836546479764}]
[{"$f":"IFERROR('Cost scenario - input'!A50,\"\")","v":""},{"$f":"IFERROR('Cost scenario - input'!B50,\"\")","v":""},{"$f":"IFERROR('Cost scenario - input'!C50,\"\")","v":""},{"$f":"IFERROR(repcalc('Cost scenario - input'!$CY50:$GK50,'Cost scenario - input'!$J50,'Cost scenario - input'!$H50,'Cost scenario - input'!$I50,20,TRUE,TRUE),\"\")","v":""},"","","","","","","","","","","","","","","","","","","",{"$f":"IFERROR(IF(OR(D65=\"\",'Cost scenario - input'!$G50=\"\"),\"\",D65/'Cost scenario - input'!$G50),\"\")","v":""},{"$f":"IFERROR(IF(OR(E65=\"\",'Cost scenario - input'!$G50=\"\"),\"\",E65/'Cost scenario - input'!$G50),\"\")","v":""},{"$f":"IFERROR(IF(OR(F65=\"\",'Cost scenario - input'!$G50=\"\"),\"\",F65/'Cost scenario - input'!$G50),\"\")","v":""},{"$f":"IFERROR(IF(OR(G65=\"\",'Cost scenario - input'!$G50=\"\"),\"\",G65/'Cost scenario - input'!$G50),\"\")","v":""},{"$f":"IFERROR(IF(OR(H65=\"\",'Cost scenario - input'!$G50=\"\"),\"\",H65/'Cost scenario - input'!$G50),\"\")","v":""},{"$f":"IFERROR(IF(OR(I65=\"\",'Cost scenario - input'!$G50=\"\"),\"\",I65/'Cost scenario - input'!$G50),\"\")","v":""},{"$f":"IFERROR(IF(OR(J65=\"\",'Cost scenario - input'!$G50=\"\"),\"\",J65/'Cost scenario - input'!$G50),\"\")","v":""},{"$f":"IFERROR(IF(OR(K65=\"\",'Cost scenario - input'!$G50=\"\"),\"\",K65/'Cost scenario - input'!$G50),\"\")","v":""},{"$f":"IFERROR(IF(OR(L65=\"\",'Cost scenario - input'!$G50=\"\"),\"\",L65/'Cost scenario - input'!$G50),\"\")","v":""},{"$f":"IFERROR(IF(OR(M65=\"\",'Cost scenario - input'!$G50=\"\"),\"\",M65/'Cost scenario - input'!$G50),\"\")","v":""},{"$f":"IFERROR(IF(OR(N65=\"\",'Cost scenario - input'!$G50=\"\"),\"\",N65/'Cost scenario - input'!$G50),\"\")","v":""},{"$f":"IFERROR(IF(OR(O65=\"\",'Cost scenario - input'!$G50=\"\"),\"\",O65/'Cost scenario - input'!$G50),\"\")","v":""},{"$f":"IFERROR(IF(OR(P65=\"\",'Cost scenario - input'!$G50=\"\"),\"\",P65/'Cost scenario - input'!$G50),\"\")","v":""},{"$f":"IFERROR(IF(OR(Q65=\"\",'Cost scenario - input'!$G50=\"\"),\"\",Q65/'Cost scenario - input'!$G50),\"\")","v":""},{"$f":"IFERROR(IF(OR(R65=\"\",'Cost scenario - input'!$G50=\"\"),\"\",R65/'Cost scenario - input'!$G50),\"\")","v":""},{"$f":"IFERROR(IF(OR(S65=\"\",'Cost scenario - input'!$G50=\"\"),\"\",S65/'Cost scenario - input'!$G50),\"\")","v":""},{"$f":"IFERROR(IF(OR(T65=\"\",'Cost scenario - input'!$G50=\"\"),\"\",T65/'Cost scenario - input'!$G50),\"\")","v":""},{"$f":"IFERROR(IF(OR(U65=\"\",'Cost scenario - input'!$G50=\"\"),\"\",U65/'Cost scenario - input'!$G50),\"\")","v":""},{"$f":"IFERROR(IF(OR(V65=\"\",'Cost scenario - input'!$G50=\"\"),\"\",V65/'Cost scenario - input'!$G50),\"\")","v":""},{"$f":"IFERROR(IF(OR(W65=\"\",'Cost scenario - input'!$G50=\"\"),\"\",W65/'Cost scenario - input'!$G50),\"\")","v":""}]
[{"$f":"IFERROR('Cost scenario - input'!A51,\"\")","v":""},{"$f":"IFERROR('Cost scenario - input'!B51,\"\")","v":""},{"$f":"IFERROR('Cost scenario - input'!C51,\"\")","v":""},{"$f":"IFERROR(repcalc('Cost scenario - input'!$CY51:$GK51,'Cost scenario - input'!$J51,'Cost scenario - input'!$H51,'Cost scenario - input'!$I51,20,TRUE,TRUE),\"\")","v":""},"","","","","","","","","","","","","","","","","","","",{"$f":"IFERROR(IF(OR(D66=\"\",'Cost scenario - input'!$G51=\"\"),\"\",D66/'Cost scenario - input'!$G51),\"\")","v":""},{"$f":"IFERROR(IF(OR(E66=\"\",'Cost scenario - input'!$G51=\"\"),\"\",E66/'Cost scenario - input'!$G51),\"\")","v":""},{"$f":"IFERROR(IF(OR(F66=\"\",'Cost scenario - input'!$G51=\"\"),\"\",F66/'Cost scenario - input'!$G51),\"\")","v":""},{"$f":"IFERROR(IF(OR(G66=\"\",'Cost scenario - input'!$G51=\"\"),\"\",G66/'Cost scenario - input'!$G51),\"\")","v":""},{"$f":"IFERROR(IF(OR(H66=\"\",'Cost scenario - input'!$G51=\"\"),\"\",H66/'Cost scenario - input'!$G51),\"\")","v":""},{"$f":"IFERROR(IF(OR(I66=\"\",'Cost scenario - input'!$G51=\"\"),\"\",I66/'Cost scenario - input'!$G51),\"\")","v":""},{"$f":"IFERROR(IF(OR(J66=\"\",'Cost scenario - input'!$G51=\"\"),\"\",J66/'Cost scenario - input'!$G51),\"\")","v":""},{"$f":"IFERROR(IF(OR(K66=\"\",'Cost scenario - input'!$G51=\"\"),\"\",K66/'Cost scenario - input'!$G51),\"\")","v":""},{"$f":"IFERROR(IF(OR(L66=\"\",'Cost scenario - input'!$G51=\"\"),\"\",L66/'Cost scenario - input'!$G51),\"\")","v":""},{"$f":"IFERROR(IF(OR(M66=\"\",'Cost scenario - input'!$G51=\"\"),\"\",M66/'Cost scenario - input'!$G51),\"\")","v":""},{"$f":"IFERROR(IF(OR(N66=\"\",'Cost scenario - input'!$G51=\"\"),\"\",N66/'Cost scenario - input'!$G51),\"\")","v":""},{"$f":"IFERROR(IF(OR(O66=\"\",'Cost scenario - input'!$G51=\"\"),\"\",O66/'Cost scenario - input'!$G51),\"\")","v":""},{"$f":"IFERROR(IF(OR(P66=\"\",'Cost scenario - input'!$G51=\"\"),\"\",P66/'Cost scenario - input'!$G51),\"\")","v":""},{"$f":"IFERROR(IF(OR(Q66=\"\",'Cost scenario - input'!$G51=\"\"),\"\",Q66/'Cost scenario - input'!$G51),\"\")","v":""},{"$f":"IFERROR(IF(OR(R66=\"\",'Cost scenario - input'!$G51=\"\"),\"\",R66/'Cost scenario - input'!$G51),\"\")","v":""},{"$f":"IFERROR(IF(OR(S66=\"\",'Cost scenario - input'!$G51=\"\"),\"\",S66/'Cost scenario - input'!$G51),\"\")","v":""},{"$f":"IFERROR(IF(OR(T66=\"\",'Cost scenario - input'!$G51=\"\"),\"\",T66/'Cost scenario - input'!$G51),\"\")","v":""},{"$f":"IFERROR(IF(OR(U66=\"\",'Cost scenario - input'!$G51=\"\"),\"\",U66/'Cost scenario - input'!$G51),\"\")","v":""},{"$f":"IFERROR(IF(OR(V66=\"\",'Cost scenario - input'!$G51=\"\"),\"\",V66/'Cost scenario - input'!$G51),\"\")","v":""},{"$f":"IFERROR(IF(OR(W66=\"\",'Cost scenario - input'!$G51=\"\"),\"\",W66/'Cost scenario - input'!$G51),\"\")","v":""}]
[{"$f":"IFERROR('Cost scenario - input'!A52,\"\")","v":""},{"$f":"IFERROR('Cost scenario - input'!B52,\"\")","v":""},{"$f":"IFERROR('Cost scenario - input'!C52,\"\")","v":""},{"$f":"IFERROR(repcalc('Cost scenario - input'!$CY52:$GK52,'Cost scenario - input'!$J52,'Cost scenario - input'!$H52,'Cost scenario - input'!$I52,20,TRUE,TRUE),\"\")","v":""},"","","","","","","","","","","","","","","","","","","",{"$f":"IFERROR(IF(OR(D67=\"\",'Cost scenario - input'!$G52=\"\"),\"\",D67/'Cost scenario - input'!$G52),\"\")","v":""},{"$f":"IFERROR(IF(OR(E67=\"\",'Cost scenario - input'!$G52=\"\"),\"\",E67/'Cost scenario - input'!$G52),\"\")","v":""},{"$f":"IFERROR(IF(OR(F67=\"\",'Cost scenario - input'!$G52=\"\"),\"\",F67/'Cost scenario - input'!$G52),\"\")","v":""},{"$f":"IFERROR(IF(OR(G67=\"\",'Cost scenario - input'!$G52=\"\"),\"\",G67/'Cost scenario - input'!$G52),\"\")","v":""},{"$f":"IFERROR(IF(OR(H67=\"\",'Cost scenario - input'!$G52=\"\"),\"\",H67/'Cost scenario - input'!$G52),\"\")","v":""},{"$f":"IFERROR(IF(OR(I67=\"\",'Cost scenario - input'!$G52=\"\"),\"\",I67/'Cost scenario - input'!$G52),\"\")","v":""},{"$f":"IFERROR(IF(OR(J67=\"\",'Cost scenario - input'!$G52=\"\"),\"\",J67/'Cost scenario - input'!$G52),\"\")","v":""},{"$f":"IFERROR(IF(OR(K67=\"\",'Cost scenario - input'!$G52=\"\"),\"\",K67/'Cost scenario - input'!$G52),\"\")","v":""},{"$f":"IFERROR(IF(OR(L67=\"\",'Cost scenario - input'!$G52=\"\"),\"\",L67/'Cost scenario - input'!$G52),\"\")","v":""},{"$f":"IFERROR(IF(OR(M67=\"\",'Cost scenario - input'!$G52=\"\"),\"\",M67/'Cost scenario - input'!$G52),\"\")","v":""},{"$f":"IFERROR(IF(OR(N67=\"\",'Cost scenario - input'!$G52=\"\"),\"\",N67/'Cost scenario - input'!$G52),\"\")","v":""},{"$f":"IFERROR(IF(OR(O67=\"\",'Cost scenario - input'!$G52=\"\"),\"\",O67/'Cost scenario - input'!$G52),\"\")","v":""},{"$f":"IFERROR(IF(OR(P67=\"\",'Cost scenario - input'!$G52=\"\"),\"\",P67/'Cost scenario - input'!$G52),\"\")","v":""},{"$f":"IFERROR(IF(OR(Q67=\"\",'Cost scenario - input'!$G52=\"\"),\"\",Q67/'Cost scenario - input'!$G52),\"\")","v":""},{"$f":"IFERROR(IF(OR(R67=\"\",'Cost scenario - input'!$G52=\"\"),\"\",R67/'Cost scenario - input'!$G52),\"\")","v":""},{"$f":"IFERROR(IF(OR(S67=\"\",'Cost scenario - input'!$G52=\"\"),\"\",S67/'Cost scenario - input'!$G52),\"\")","v":""},{"$f":"IFERROR(IF(OR(T67=\"\",'Cost scenario - input'!$G52=\"\"),\"\",T67/'Cost scenario - input'!$G52),\"\")","v":""},{"$f":"IFERROR(IF(OR(U67=\"\",'Cost scenario - input'!$G52=\"\"),\"\",U67/'Cost scenario - input'!$G52),\"\")","v":""},{"$f":"IFERROR(IF(OR(V67=\"\",'Cost scenario - input'!$G52=\"\"),\"\",V67/'Cost scenario - input'!$G52),\"\")","v":""},{"$f":"IFERROR(IF(OR(W67=\"\",'Cost scenario - input'!$G52=\"\"),\"\",W67/'Cost scenario - input'!$G52),\"\")","v":""}]
[{"$f":"IFERROR('Cost scenario - input'!A53,\"\")","v":""},{"$f":"IFERROR('Cost scenario - input'!B53,\"\")","v":""},{"$f":"IFERROR('Cost scenario - input'!C53,\"\")","v":""},{"$f":"IFERROR(repcalc('Cost scenario - input'!$CY53:$GK53,'Cost scenario - input'!$J53,'Cost scenario - input'!$H53,'Cost scenario - input'!$I53,20,TRUE,TRUE),\"\")","v":""},"","","","","","","","","","","","","","","","","","","",{"$f":"IFERROR(IF(OR(D68=\"\",'Cost scenario - input'!$G53=\"\"),\"\",D68/'Cost scenario - input'!$G53),\"\")","v":""},{"$f":"IFERROR(IF(OR(E68=\"\",'Cost scenario - input'!$G53=\"\"),\"\",E68/'Cost scenario - input'!$G53),\"\")","v":""},{"$f":"IFERROR(IF(OR(F68=\"\",'Cost scenario - input'!$G53=\"\"),\"\",F68/'Cost scenario - input'!$G53),\"\")","v":""},{"$f":"IFERROR(IF(OR(G68=\"\",'Cost scenario - input'!$G53=\"\"),\"\",G68/'Cost scenario - input'!$G53),\"\")","v":""},{"$f":"IFERROR(IF(OR(H68=\"\",'Cost scenario - input'!$G53=\"\"),\"\",H68/'Cost scenario - input'!$G53),\"\")","v":""},{"$f":"IFERROR(IF(OR(I68=\"\",'Cost scenario - input'!$G53=\"\"),\"\",I68/'Cost scenario - input'!$G53),\"\")","v":""},{"$f":"IFERROR(IF(OR(J68=\"\",'Cost scenario - input'!$G53=\"\"),\"\",J68/'Cost scenario - input'!$G53),\"\")","v":""},{"$f":"IFERROR(IF(OR(K68=\"\",'Cost scenario - input'!$G53=\"\"),\"\",K68/'Cost scenario - input'!$G53),\"\")","v":""},{"$f":"IFERROR(IF(OR(L68=\"\",'Cost scenario - input'!$G53=\"\"),\"\",L68/'Cost scenario - input'!$G53),\"\")","v":""},{"$f":"IFERROR(IF(OR(M68=\"\",'Cost scenario - input'!$G53=\"\"),\"\",M68/'Cost scenario - input'!$G53),\"\")","v":""},{"$f":"IFERROR(IF(OR(N68=\"\",'Cost scenario - input'!$G53=\"\"),\"\",N68/'Cost scenario - input'!$G53),\"\")","v":""},{"$f":"IFERROR(IF(OR(O68=\"\",'Cost scenario - input'!$G53=\"\"),\"\",O68/'Cost scenario - input'!$G53),\"\")","v":""},{"$f":"IFERROR(IF(OR(P68=\"\",'Cost scenario - input'!$G53=\"\"),\"\",P68/'Cost scenario - input'!$G53),\"\")","v":""},{"$f":"IFERROR(IF(OR(Q68=\"\",'Cost scenario - input'!$G53=\"\"),\"\",Q68/'Cost scenario - input'!$G53),\"\")","v":""},{"$f":"IFERROR(IF(OR(R68=\"\",'Cost scenario - input'!$G53=\"\"),\"\",R68/'Cost scenario - input'!$G53),\"\")","v":""},{"$f":"IFERROR(IF(OR(S68=\"\",'Cost scenario - input'!$G53=\"\"),\"\",S68/'Cost scenario - input'!$G53),\"\")","v":""},{"$f":"IFERROR(IF(OR(T68=\"\",'Cost scenario - input'!$G53=\"\"),\"\",T68/'Cost scenario - input'!$G53),\"\")","v":""},{"$f":"IFERROR(IF(OR(U68=\"\",'Cost scenario - input'!$G53=\"\"),\"\",U68/'Cost scenario - input'!$G53),\"\")","v":""},{"$f":"IFERROR(IF(OR(V68=\"\",'Cost scenario - input'!$G53=\"\"),\"\",V68/'Cost scenario - input'!$G53),\"\")","v":""},{"$f":"IFERROR(IF(OR(W68=\"\",'Cost scenario - input'!$G53=\"\"),\"\",W68/'Cost scenario - input'!$G53),\"\")","v":""}]
[{"$f":"IFERROR('Cost scenario - input'!A54,\"\")","v":""},{"$f":"IFERROR('Cost scenario - input'!B54,\"\")","v":""},{"$f":"IFERROR('Cost scenario - input'!C54,\"\")","v":""},{"$f":"IFERROR(repcalc('Cost scenario - input'!$CY54:$GK54,'Cost scenario - input'!$J54,'Cost scenario - input'!$H54,'Cost scenario - input'!$I54,20,TRUE,TRUE),\"\")","v":""},"","","","","","","","","","","","","","","","","","","",{"$f":"IFERROR(IF(OR(D69=\"\",'Cost scenario - input'!$G54=\"\"),\"\",D69/'Cost scenario - input'!$G54),\"\")","v":""},{"$f":"IFERROR(IF(OR(E69=\"\",'Cost scenario - input'!$G54=\"\"),\"\",E69/'Cost scenario - input'!$G54),\"\")","v":""},{"$f":"IFERROR(IF(OR(F69=\"\",'Cost scenario - input'!$G54=\"\"),\"\",F69/'Cost scenario - input'!$G54),\"\")","v":""},{"$f":"IFERROR(IF(OR(G69=\"\",'Cost scenario - input'!$G54=\"\"),\"\",G69/'Cost scenario - input'!$G54),\"\")","v":""},{"$f":"IFERROR(IF(OR(H69=\"\",'Cost scenario - input'!$G54=\"\"),\"\",H69/'Cost scenario - input'!$G54),\"\")","v":""},{"$f":"IFERROR(IF(OR(I69=\"\",'Cost scenario - input'!$G54=\"\"),\"\",I69/'Cost scenario - input'!$G54),\"\")","v":""},{"$f":"IFERROR(IF(OR(J69=\"\",'Cost scenario - input'!$G54=\"\"),\"\",J69/'Cost scenario - input'!$G54),\"\")","v":""},{"$f":"IFERROR(IF(OR(K69=\"\",'Cost scenario - input'!$G54=\"\"),\"\",K69/'Cost scenario - input'!$G54),\"\")","v":""},{"$f":"IFERROR(IF(OR(L69=\"\",'Cost scenario - input'!$G54=\"\"),\"\",L69/'Cost scenario - input'!$G54),\"\")","v":""},{"$f":"IFERROR(IF(OR(M69=\"\",'Cost scenario - input'!$G54=\"\"),\"\",M69/'Cost scenario - input'!$G54),\"\")","v":""},{"$f":"IFERROR(IF(OR(N69=\"\",'Cost scenario - input'!$G54=\"\"),\"\",N69/'Cost scenario - input'!$G54),\"\")","v":""},{"$f":"IFERROR(IF(OR(O69=\"\",'Cost scenario - input'!$G54=\"\"),\"\",O69/'Cost scenario - input'!$G54),\"\")","v":""},{"$f":"IFERROR(IF(OR(P69=\"\",'Cost scenario - input'!$G54=\"\"),\"\",P69/'Cost scenario - input'!$G54),\"\")","v":""},{"$f":"IFERROR(IF(OR(Q69=\"\",'Cost scenario - input'!$G54=\"\"),\"\",Q69/'Cost scenario - input'!$G54),\"\")","v":""},{"$f":"IFERROR(IF(OR(R69=\"\",'Cost scenario - input'!$G54=\"\"),\"\",R69/'Cost scenario - input'!$G54),\"\")","v":""},{"$f":"IFERROR(IF(OR(S69=\"\",'Cost scenario - input'!$G54=\"\"),\"\",S69/'Cost scenario - input'!$G54),\"\")","v":""},{"$f":"IFERROR(IF(OR(T69=\"\",'Cost scenario - input'!$G54=\"\"),\"\",T69/'Cost scenario - input'!$G54),\"\")","v":""},{"$f":"IFERROR(IF(OR(U69=\"\",'Cost scenario - input'!$G54=\"\"),\"\",U69/'Cost scenario - input'!$G54),\"\")","v":""},{"$f":"IFERROR(IF(OR(V69=\"\",'Cost scenario - input'!$G54=\"\"),\"\",V69/'Cost scenario - input'!$G54),\"\")","v":""},{"$f":"IFERROR(IF(OR(W69=\"\",'Cost scenario - input'!$G54=\"\"),\"\",W69/'Cost scenario - input'!$G54),\"\")","v":""}]
[{"$f":"IFERROR('Cost scenario - input'!A55,\"\")","v":""},{"$f":"IFERROR('Cost scenario - input'!B55,\"\")","v":""},{"$f":"IFERROR('Cost scenario - input'!C55,\"\")","v":""},{"$f":"IFERROR(repcalc('Cost scenario - input'!$CY55:$GK55,'Cost scenario - input'!$J55,'Cost scenario - input'!$H55,'Cost scenario - input'!$I55,20,TRUE,TRUE),\"\")","v":""},"","","","","","","","","","","","","","","","","","","",{"$f":"IFERROR(IF(OR(D70=\"\",'Cost scenario - input'!$G55=\"\"),\"\",D70/'Cost scenario - input'!$G55),\"\")","v":""},{"$f":"IFERROR(IF(OR(E70=\"\",'Cost scenario - input'!$G55=\"\"),\"\",E70/'Cost scenario - input'!$G55),\"\")","v":""},{"$f":"IFERROR(IF(OR(F70=\"\",'Cost scenario - input'!$G55=\"\"),\"\",F70/'Cost scenario - input'!$G55),\"\")","v":""},{"$f":"IFERROR(IF(OR(G70=\"\",'Cost scenario - input'!$G55=\"\"),\"\",G70/'Cost scenario - input'!$G55),\"\")","v":""},{"$f":"IFERROR(IF(OR(H70=\"\",'Cost scenario - input'!$G55=\"\"),\"\",H70/'Cost scenario - input'!$G55),\"\")","v":""},{"$f":"IFERROR(IF(OR(I70=\"\",'Cost scenario - input'!$G55=\"\"),\"\",I70/'Cost scenario - input'!$G55),\"\")","v":""},{"$f":"IFERROR(IF(OR(J70=\"\",'Cost scenario - input'!$G55=\"\"),\"\",J70/'Cost scenario - input'!$G55),\"\")","v":""},{"$f":"IFERROR(IF(OR(K70=\"\",'Cost scenario - input'!$G55=\"\"),\"\",K70/'Cost scenario - input'!$G55),\"\")","v":""},{"$f":"IFERROR(IF(OR(L70=\"\",'Cost scenario - input'!$G55=\"\"),\"\",L70/'Cost scenario - input'!$G55),\"\")","v":""},{"$f":"IFERROR(IF(OR(M70=\"\",'Cost scenario - input'!$G55=\"\"),\"\",M70/'Cost scenario - input'!$G55),\"\")","v":""},{"$f":"IFERROR(IF(OR(N70=\"\",'Cost scenario - input'!$G55=\"\"),\"\",N70/'Cost scenario - input'!$G55),\"\")","v":""},{"$f":"IFERROR(IF(OR(O70=\"\",'Cost scenario - input'!$G55=\"\"),\"\",O70/'Cost scenario - input'!$G55),\"\")","v":""},{"$f":"IFERROR(IF(OR(P70=\"\",'Cost scenario - input'!$G55=\"\"),\"\",P70/'Cost scenario - input'!$G55),\"\")","v":""},{"$f":"IFERROR(IF(OR(Q70=\"\",'Cost scenario - input'!$G55=\"\"),\"\",Q70/'Cost scenario - input'!$G55),\"\")","v":""},{"$f":"IFERROR(IF(OR(R70=\"\",'Cost scenario - input'!$G55=\"\"),\"\",R70/'Cost scenario - input'!$G55),\"\")","v":""},{"$f":"IFERROR(IF(OR(S70=\"\",'Cost scenario - input'!$G55=\"\"),\"\",S70/'Cost scenario - input'!$G55),\"\")","v":""},{"$f":"IFERROR(IF(OR(T70=\"\",'Cost scenario - input'!$G55=\"\"),\"\",T70/'Cost scenario - input'!$G55),\"\")","v":""},{"$f":"IFERROR(IF(OR(U70=\"\",'Cost scenario - input'!$G55=\"\"),\"\",U70/'Cost scenario - input'!$G55),\"\")","v":""},{"$f":"IFERROR(IF(OR(V70=\"\",'Cost scenario - input'!$G55=\"\"),\"\",V70/'Cost scenario - input'!$G55),\"\")","v":""},{"$f":"IFERROR(IF(OR(W70=\"\",'Cost scenario - input'!$G55=\"\"),\"\",W70/'Cost scenario - input'!$G55),\"\")","v":""}]
[{"$f":"IFERROR('Cost scenario - input'!A56,\"\")","v":""},{"$f":"IFERROR('Cost scenario - input'!B56,\"\")","v":""},{"$f":"IFERROR('Cost scenario - input'!C56,\"\")","v":""},{"$f":"IFERROR(repcalc('Cost scenario - input'!$CY56:$GK56,'Cost scenario - input'!$J56,'Cost scenario - input'!$H56,'Cost scenario - input'!$I56,20,TRUE,TRUE),\"\")","v":""},"","","","","","","","","","","","","","","","","","","",{"$f":"IFERROR(IF(OR(D71=\"\",'Cost scenario - input'!$G56=\"\"),\"\",D71/'Cost scenario - input'!$G56),\"\")","v":""},{"$f":"IFERROR(IF(OR(E71=\"\",'Cost scenario - input'!$G56=\"\"),\"\",E71/'Cost scenario - input'!$G56),\"\")","v":""},{"$f":"IFERROR(IF(OR(F71=\"\",'Cost scenario - input'!$G56=\"\"),\"\",F71/'Cost scenario - input'!$G56),\"\")","v":""},{"$f":"IFERROR(IF(OR(G71=\"\",'Cost scenario - input'!$G56=\"\"),\"\",G71/'Cost scenario - input'!$G56),\"\")","v":""},{"$f":"IFERROR(IF(OR(H71=\"\",'Cost scenario - input'!$G56=\"\"),\"\",H71/'Cost scenario - input'!$G56),\"\")","v":""},{"$f":"IFERROR(IF(OR(I71=\"\",'Cost scenario - input'!$G56=\"\"),\"\",I71/'Cost scenario - input'!$G56),\"\")","v":""},{"$f":"IFERROR(IF(OR(J71=\"\",'Cost scenario - input'!$G56=\"\"),\"\",J71/'Cost scenario - input'!$G56),\"\")","v":""},{"$f":"IFERROR(IF(OR(K71=\"\",'Cost scenario - input'!$G56=\"\"),\"\",K71/'Cost scenario - input'!$G56),\"\")","v":""},{"$f":"IFERROR(IF(OR(L71=\"\",'Cost scenario - input'!$G56=\"\"),\"\",L71/'Cost scenario - input'!$G56),\"\")","v":""},{"$f":"IFERROR(IF(OR(M71=\"\",'Cost scenario - input'!$G56=\"\"),\"\",M71/'Cost scenario - input'!$G56),\"\")","v":""},{"$f":"IFERROR(IF(OR(N71=\"\",'Cost scenario - input'!$G56=\"\"),\"\",N71/'Cost scenario - input'!$G56),\"\")","v":""},{"$f":"IFERROR(IF(OR(O71=\"\",'Cost scenario - input'!$G56=\"\"),\"\",O71/'Cost scenario - input'!$G56),\"\")","v":""},{"$f":"IFERROR(IF(OR(P71=\"\",'Cost scenario - input'!$G56=\"\"),\"\",P71/'Cost scenario - input'!$G56),\"\")","v":""},{"$f":"IFERROR(IF(OR(Q71=\"\",'Cost scenario - input'!$G56=\"\"),\"\",Q71/'Cost scenario - input'!$G56),\"\")","v":""},{"$f":"IFERROR(IF(OR(R71=\"\",'Cost scenario - input'!$G56=\"\"),\"\",R71/'Cost scenario - input'!$G56),\"\")","v":""},{"$f":"IFERROR(IF(OR(S71=\"\",'Cost scenario - input'!$G56=\"\"),\"\",S71/'Cost scenario - input'!$G56),\"\")","v":""},{"$f":"IFERROR(IF(OR(T71=\"\",'Cost scenario - input'!$G56=\"\"),\"\",T71/'Cost scenario - input'!$G56),\"\")","v":""},{"$f":"IFERROR(IF(OR(U71=\"\",'Cost scenario - input'!$G56=\"\"),\"\",U71/'Cost scenario - input'!$G56),\"\")","v":""},{"$f":"IFERROR(IF(OR(V71=\"\",'Cost scenario - input'!$G56=\"\"),\"\",V71/'Cost scenario - input'!$G56),\"\")","v":""},{"$f":"IFERROR(IF(OR(W71=\"\",'Cost scenario - input'!$G56=\"\"),\"\",W71/'Cost scenario - input'!$G56),\"\")","v":""}]
[{"$f":"IFERROR('Cost scenario - input'!A57,\"\")","v":""},{"$f":"IFERROR('Cost scenario - input'!B57,\"\")","v":""},{"$f":"IFERROR('Cost scenario - input'!C57,\"\")","v":""},{"$f":"IFERROR(repcalc('Cost scenario - input'!$CY57:$GK57,'Cost scenario - input'!$J57,'Cost scenario - input'!$H57,'Cost scenario - input'!$I57,20,TRUE,TRUE),\"\")","v":""},"","","","","","","","","","","","","","","","","","","",{"$f":"IFERROR(IF(OR(D72=\"\",'Cost scenario - input'!$G57=\"\"),\"\",D72/'Cost scenario - input'!$G57),\"\")","v":""},{"$f":"IFERROR(IF(OR(E72=\"\",'Cost scenario - input'!$G57=\"\"),\"\",E72/'Cost scenario - input'!$G57),\"\")","v":""},{"$f":"IFERROR(IF(OR(F72=\"\",'Cost scenario - input'!$G57=\"\"),\"\",F72/'Cost scenario - input'!$G57),\"\")","v":""},{"$f":"IFERROR(IF(OR(G72=\"\",'Cost scenario - input'!$G57=\"\"),\"\",G72/'Cost scenario - input'!$G57),\"\")","v":""},{"$f":"IFERROR(IF(OR(H72=\"\",'Cost scenario - input'!$G57=\"\"),\"\",H72/'Cost scenario - input'!$G57),\"\")","v":""},{"$f":"IFERROR(IF(OR(I72=\"\",'Cost scenario - input'!$G57=\"\"),\"\",I72/'Cost scenario - input'!$G57),\"\")","v":""},{"$f":"IFERROR(IF(OR(J72=\"\",'Cost scenario - input'!$G57=\"\"),\"\",J72/'Cost scenario - input'!$G57),\"\")","v":""},{"$f":"IFERROR(IF(OR(K72=\"\",'Cost scenario - input'!$G57=\"\"),\"\",K72/'Cost scenario - input'!$G57),\"\")","v":""},{"$f":"IFERROR(IF(OR(L72=\"\",'Cost scenario - input'!$G57=\"\"),\"\",L72/'Cost scenario - input'!$G57),\"\")","v":""},{"$f":"IFERROR(IF(OR(M72=\"\",'Cost scenario - input'!$G57=\"\"),\"\",M72/'Cost scenario - input'!$G57),\"\")","v":""},{"$f":"IFERROR(IF(OR(N72=\"\",'Cost scenario - input'!$G57=\"\"),\"\",N72/'Cost scenario - input'!$G57),\"\")","v":""},{"$f":"IFERROR(IF(OR(O72=\"\",'Cost scenario - input'!$G57=\"\"),\"\",O72/'Cost scenario - input'!$G57),\"\")","v":""},{"$f":"IFERROR(IF(OR(P72=\"\",'Cost scenario - input'!$G57=\"\"),\"\",P72/'Cost scenario - input'!$G57),\"\")","v":""},{"$f":"IFERROR(IF(OR(Q72=\"\",'Cost scenario - input'!$G57=\"\"),\"\",Q72/'Cost scenario - input'!$G57),\"\")","v":""},{"$f":"IFERROR(IF(OR(R72=\"\",'Cost scenario - input'!$G57=\"\"),\"\",R72/'Cost scenario - input'!$G57),\"\")","v":""},{"$f":"IFERROR(IF(OR(S72=\"\",'Cost scenario - input'!$G57=\"\"),\"\",S72/'Cost scenario - input'!$G57),\"\")","v":""},{"$f":"IFERROR(IF(OR(T72=\"\",'Cost scenario - input'!$G57=\"\"),\"\",T72/'Cost scenario - input'!$G57),\"\")","v":""},{"$f":"IFERROR(IF(OR(U72=\"\",'Cost scenario - input'!$G57=\"\"),\"\",U72/'Cost scenario - input'!$G57),\"\")","v":""},{"$f":"IFERROR(IF(OR(V72=\"\",'Cost scenario - input'!$G57=\"\"),\"\",V72/'Cost scenario - input'!$G57),\"\")","v":""},{"$f":"IFERROR(IF(OR(W72=\"\",'Cost scenario - input'!$G57=\"\"),\"\",W72/'Cost scenario - input'!$G57),\"\")","v":""}]
[{"$f":"IFERROR('Cost scenario - input'!A58,\"\")","v":""},{"$f":"IFERROR('Cost scenario - input'!B58,\"\")","v":""},{"$f":"IFERROR('Cost scenario - input'!C58,\"\")","v":""},{"$f":"IFERROR(repcalc('Cost scenario - input'!$CY58:$GK58,'Cost scenario - input'!$J58,'Cost scenario - input'!$H58,'Cost scenario - input'!$I58,20,TRUE,TRUE),\"\")","v":""},"","","","","","","","","","","","","","","","","","","",{"$f":"IFERROR(IF(OR(D73=\"\",'Cost scenario - input'!$G58=\"\"),\"\",D73/'Cost scenario - input'!$G58),\"\")","v":""},{"$f":"IFERROR(IF(OR(E73=\"\",'Cost scenario - input'!$G58=\"\"),\"\",E73/'Cost scenario - input'!$G58),\"\")","v":""},{"$f":"IFERROR(IF(OR(F73=\"\",'Cost scenario - input'!$G58=\"\"),\"\",F73/'Cost scenario - input'!$G58),\"\")","v":""},{"$f":"IFERROR(IF(OR(G73=\"\",'Cost scenario - input'!$G58=\"\"),\"\",G73/'Cost scenario - input'!$G58),\"\")","v":""},{"$f":"IFERROR(IF(OR(H73=\"\",'Cost scenario - input'!$G58=\"\"),\"\",H73/'Cost scenario - input'!$G58),\"\")","v":""},{"$f":"IFERROR(IF(OR(I73=\"\",'Cost scenario - input'!$G58=\"\"),\"\",I73/'Cost scenario - input'!$G58),\"\")","v":""},{"$f":"IFERROR(IF(OR(J73=\"\",'Cost scenario - input'!$G58=\"\"),\"\",J73/'Cost scenario - input'!$G58),\"\")","v":""},{"$f":"IFERROR(IF(OR(K73=\"\",'Cost scenario - input'!$G58=\"\"),\"\",K73/'Cost scenario - input'!$G58),\"\")","v":""},{"$f":"IFERROR(IF(OR(L73=\"\",'Cost scenario - input'!$G58=\"\"),\"\",L73/'Cost scenario - input'!$G58),\"\")","v":""},{"$f":"IFERROR(IF(OR(M73=\"\",'Cost scenario - input'!$G58=\"\"),\"\",M73/'Cost scenario - input'!$G58),\"\")","v":""},{"$f":"IFERROR(IF(OR(N73=\"\",'Cost scenario - input'!$G58=\"\"),\"\",N73/'Cost scenario - input'!$G58),\"\")","v":""},{"$f":"IFERROR(IF(OR(O73=\"\",'Cost scenario - input'!$G58=\"\"),\"\",O73/'Cost scenario - input'!$G58),\"\")","v":""},{"$f":"IFERROR(IF(OR(P73=\"\",'Cost scenario - input'!$G58=\"\"),\"\",P73/'Cost scenario - input'!$G58),\"\")","v":""},{"$f":"IFERROR(IF(OR(Q73=\"\",'Cost scenario - input'!$G58=\"\"),\"\",Q73/'Cost scenario - input'!$G58),\"\")","v":""},{"$f":"IFERROR(IF(OR(R73=\"\",'Cost scenario - input'!$G58=\"\"),\"\",R73/'Cost scenario - input'!$G58),\"\")","v":""},{"$f":"IFERROR(IF(OR(S73=\"\",'Cost scenario - input'!$G58=\"\"),\"\",S73/'Cost scenario - input'!$G58),\"\")","v":""},{"$f":"IFERROR(IF(OR(T73=\"\",'Cost scenario - input'!$G58=\"\"),\"\",T73/'Cost scenario - input'!$G58),\"\")","v":""},{"$f":"IFERROR(IF(OR(U73=\"\",'Cost scenario - input'!$G58=\"\"),\"\",U73/'Cost scenario - input'!$G58),\"\")","v":""},{"$f":"IFERROR(IF(OR(V73=\"\",'Cost scenario - input'!$G58=\"\"),\"\",V73/'Cost scenario - input'!$G58),\"\")","v":""},{"$f":"IFERROR(IF(OR(W73=\"\",'Cost scenario - input'!$G58=\"\"),\"\",W73/'Cost scenario - input'!$G58),\"\")","v":""}]
[{"$f":"IFERROR('Cost scenario - input'!A59,\"\")","v":""},{"$f":"IFERROR('Cost scenario - input'!B59,\"\")","v":""},{"$f":"IFERROR('Cost scenario - input'!C59,\"\")","v":""},{"$f":"IFERROR(repcalc('Cost scenario - input'!$CY59:$GK59,'Cost scenario - input'!$J59,'Cost scenario - input'!$H59,'Cost scenario - input'!$I59,20,TRUE,TRUE),\"\")","v":""},"","","","","","","","","","","","","","","","","","","",{"$f":"IFERROR(IF(OR(D74=\"\",'Cost scenario - input'!$G59=\"\"),\"\",D74/'Cost scenario - input'!$G59),\"\")","v":""},{"$f":"IFERROR(IF(OR(E74=\"\",'Cost scenario - input'!$G59=\"\"),\"\",E74/'Cost scenario - input'!$G59),\"\")","v":""},{"$f":"IFERROR(IF(OR(F74=\"\",'Cost scenario - input'!$G59=\"\"),\"\",F74/'Cost scenario - input'!$G59),\"\")","v":""},{"$f":"IFERROR(IF(OR(G74=\"\",'Cost scenario - input'!$G59=\"\"),\"\",G74/'Cost scenario - input'!$G59),\"\")","v":""},{"$f":"IFERROR(IF(OR(H74=\"\",'Cost scenario - input'!$G59=\"\"),\"\",H74/'Cost scenario - input'!$G59),\"\")","v":""},{"$f":"IFERROR(IF(OR(I74=\"\",'Cost scenario - input'!$G59=\"\"),\"\",I74/'Cost scenario - input'!$G59),\"\")","v":""},{"$f":"IFERROR(IF(OR(J74=\"\",'Cost scenario - input'!$G59=\"\"),\"\",J74/'Cost scenario - input'!$G59),\"\")","v":""},{"$f":"IFERROR(IF(OR(K74=\"\",'Cost scenario - input'!$G59=\"\"),\"\",K74/'Cost scenario - input'!$G59),\"\")","v":""},{"$f":"IFERROR(IF(OR(L74=\"\",'Cost scenario - input'!$G59=\"\"),\"\",L74/'Cost scenario - input'!$G59),\"\")","v":""},{"$f":"IFERROR(IF(OR(M74=\"\",'Cost scenario - input'!$G59=\"\"),\"\",M74/'Cost scenario - input'!$G59),\"\")","v":""},{"$f":"IFERROR(IF(OR(N74=\"\",'Cost scenario - input'!$G59=\"\"),\"\",N74/'Cost scenario - input'!$G59),\"\")","v":""},{"$f":"IFERROR(IF(OR(O74=\"\",'Cost scenario - input'!$G59=\"\"),\"\",O74/'Cost scenario - input'!$G59),\"\")","v":""},{"$f":"IFERROR(IF(OR(P74=\"\",'Cost scenario - input'!$G59=\"\"),\"\",P74/'Cost scenario - input'!$G59),\"\")","v":""},{"$f":"IFERROR(IF(OR(Q74=\"\",'Cost scenario - input'!$G59=\"\"),\"\",Q74/'Cost scenario - input'!$G59),\"\")","v":""},{"$f":"IFERROR(IF(OR(R74=\"\",'Cost scenario - input'!$G59=\"\"),\"\",R74/'Cost scenario - input'!$G59),\"\")","v":""},{"$f":"IFERROR(IF(OR(S74=\"\",'Cost scenario - input'!$G59=\"\"),\"\",S74/'Cost scenario - input'!$G59),\"\")","v":""},{"$f":"IFERROR(IF(OR(T74=\"\",'Cost scenario - input'!$G59=\"\"),\"\",T74/'Cost scenario - input'!$G59),\"\")","v":""},{"$f":"IFERROR(IF(OR(U74=\"\",'Cost scenario - input'!$G59=\"\"),\"\",U74/'Cost scenario - input'!$G59),\"\")","v":""},{"$f":"IFERROR(IF(OR(V74=\"\",'Cost scenario - input'!$G59=\"\"),\"\",V74/'Cost scenario - input'!$G59),\"\")","v":""},{"$f":"IFERROR(IF(OR(W74=\"\",'Cost scenario - input'!$G59=\"\"),\"\",W74/'Cost scenario - input'!$G59),\"\")","v":""}]
[{"$f":"IFERROR('Cost scenario - input'!A60,\"\")","v":""},{"$f":"IFERROR('Cost scenario - input'!B60,\"\")","v":""},{"$f":"IFERROR('Cost scenario - input'!C60,\"\")","v":""},{"$f":"IFERROR(repcalc('Cost scenario - input'!$CY60:$GK60,'Cost scenario - input'!$J60,'Cost scenario - input'!$H60,'Cost scenario - input'!$I60,20,TRUE,TRUE),\"\")","v":""},"","","","","","","","","","","","","","","","","","","",{"$f":"IFERROR(IF(OR(D75=\"\",'Cost scenario - input'!$G60=\"\"),\"\",D75/'Cost scenario - input'!$G60),\"\")","v":""},{"$f":"IFERROR(IF(OR(E75=\"\",'Cost scenario - input'!$G60=\"\"),\"\",E75/'Cost scenario - input'!$G60),\"\")","v":""},{"$f":"IFERROR(IF(OR(F75=\"\",'Cost scenario - input'!$G60=\"\"),\"\",F75/'Cost scenario - input'!$G60),\"\")","v":""},{"$f":"IFERROR(IF(OR(G75=\"\",'Cost scenario - input'!$G60=\"\"),\"\",G75/'Cost scenario - input'!$G60),\"\")","v":""},{"$f":"IFERROR(IF(OR(H75=\"\",'Cost scenario - input'!$G60=\"\"),\"\",H75/'Cost scenario - input'!$G60),\"\")","v":""},{"$f":"IFERROR(IF(OR(I75=\"\",'Cost scenario - input'!$G60=\"\"),\"\",I75/'Cost scenario - input'!$G60),\"\")","v":""},{"$f":"IFERROR(IF(OR(J75=\"\",'Cost scenario - input'!$G60=\"\"),\"\",J75/'Cost scenario - input'!$G60),\"\")","v":""},{"$f":"IFERROR(IF(OR(K75=\"\",'Cost scenario - input'!$G60=\"\"),\"\",K75/'Cost scenario - input'!$G60),\"\")","v":""},{"$f":"IFERROR(IF(OR(L75=\"\",'Cost scenario - input'!$G60=\"\"),\"\",L75/'Cost scenario - input'!$G60),\"\")","v":""},{"$f":"IFERROR(IF(OR(M75=\"\",'Cost scenario - input'!$G60=\"\"),\"\",M75/'Cost scenario - input'!$G60),\"\")","v":""},{"$f":"IFERROR(IF(OR(N75=\"\",'Cost scenario - input'!$G60=\"\"),\"\",N75/'Cost scenario - input'!$G60),\"\")","v":""},{"$f":"IFERROR(IF(OR(O75=\"\",'Cost scenario - input'!$G60=\"\"),\"\",O75/'Cost scenario - input'!$G60),\"\")","v":""},{"$f":"IFERROR(IF(OR(P75=\"\",'Cost scenario - input'!$G60=\"\"),\"\",P75/'Cost scenario - input'!$G60),\"\")","v":""},{"$f":"IFERROR(IF(OR(Q75=\"\",'Cost scenario - input'!$G60=\"\"),\"\",Q75/'Cost scenario - input'!$G60),\"\")","v":""},{"$f":"IFERROR(IF(OR(R75=\"\",'Cost scenario - input'!$G60=\"\"),\"\",R75/'Cost scenario - input'!$G60),\"\")","v":""},{"$f":"IFERROR(IF(OR(S75=\"\",'Cost scenario - input'!$G60=\"\"),\"\",S75/'Cost scenario - input'!$G60),\"\")","v":""},{"$f":"IFERROR(IF(OR(T75=\"\",'Cost scenario - input'!$G60=\"\"),\"\",T75/'Cost scenario - input'!$G60),\"\")","v":""},{"$f":"IFERROR(IF(OR(U75=\"\",'Cost scenario - input'!$G60=\"\"),\"\",U75/'Cost scenario - input'!$G60),\"\")","v":""},{"$f":"IFERROR(IF(OR(V75=\"\",'Cost scenario - input'!$G60=\"\"),\"\",V75/'Cost scenario - input'!$G60),\"\")","v":""},{"$f":"IFERROR(IF(OR(W75=\"\",'Cost scenario - input'!$G60=\"\"),\"\",W75/'Cost scenario - input'!$G60),\"\")","v":""}]
[{"$f":"IFERROR('Cost scenario - input'!A61,\"\")","v":""},{"$f":"IFERROR('Cost scenario - input'!B61,\"\")","v":""},{"$f":"IFERROR('Cost scenario - input'!C61,\"\")","v":""},{"$f":"IFERROR(repcalc('Cost scenario - input'!$CY61:$GK61,'Cost scenario - input'!$J61,'Cost scenario - input'!$H61,'Cost scenario - input'!$I61,20,TRUE,TRUE),\"\")","v":""},"","","","","","","","","","","","","","","","","","","",{"$f":"IFERROR(IF(OR(D76=\"\",'Cost scenario - input'!$G61=\"\"),\"\",D76/'Cost scenario - input'!$G61),\"\")","v":""},{"$f":"IFERROR(IF(OR(E76=\"\",'Cost scenario - input'!$G61=\"\"),\"\",E76/'Cost scenario - input'!$G61),\"\")","v":""},{"$f":"IFERROR(IF(OR(F76=\"\",'Cost scenario - input'!$G61=\"\"),\"\",F76/'Cost scenario - input'!$G61),\"\")","v":""},{"$f":"IFERROR(IF(OR(G76=\"\",'Cost scenario - input'!$G61=\"\"),\"\",G76/'Cost scenario - input'!$G61),\"\")","v":""},{"$f":"IFERROR(IF(OR(H76=\"\",'Cost scenario - input'!$G61=\"\"),\"\",H76/'Cost scenario - input'!$G61),\"\")","v":""},{"$f":"IFERROR(IF(OR(I76=\"\",'Cost scenario - input'!$G61=\"\"),\"\",I76/'Cost scenario - input'!$G61),\"\")","v":""},{"$f":"IFERROR(IF(OR(J76=\"\",'Cost scenario - input'!$G61=\"\"),\"\",J76/'Cost scenario - input'!$G61),\"\")","v":""},{"$f":"IFERROR(IF(OR(K76=\"\",'Cost scenario - input'!$G61=\"\"),\"\",K76/'Cost scenario - input'!$G61),\"\")","v":""},{"$f":"IFERROR(IF(OR(L76=\"\",'Cost scenario - input'!$G61=\"\"),\"\",L76/'Cost scenario - input'!$G61),\"\")","v":""},{"$f":"IFERROR(IF(OR(M76=\"\",'Cost scenario - input'!$G61=\"\"),\"\",M76/'Cost scenario - input'!$G61),\"\")","v":""},{"$f":"IFERROR(IF(OR(N76=\"\",'Cost scenario - input'!$G61=\"\"),\"\",N76/'Cost scenario - input'!$G61),\"\")","v":""},{"$f":"IFERROR(IF(OR(O76=\"\",'Cost scenario - input'!$G61=\"\"),\"\",O76/'Cost scenario - input'!$G61),\"\")","v":""},{"$f":"IFERROR(IF(OR(P76=\"\",'Cost scenario - input'!$G61=\"\"),\"\",P76/'Cost scenario - input'!$G61),\"\")","v":""},{"$f":"IFERROR(IF(OR(Q76=\"\",'Cost scenario - input'!$G61=\"\"),\"\",Q76/'Cost scenario - input'!$G61),\"\")","v":""},{"$f":"IFERROR(IF(OR(R76=\"\",'Cost scenario - input'!$G61=\"\"),\"\",R76/'Cost scenario - input'!$G61),\"\")","v":""},{"$f":"IFERROR(IF(OR(S76=\"\",'Cost scenario - input'!$G61=\"\"),\"\",S76/'Cost scenario - input'!$G61),\"\")","v":""},{"$f":"IFERROR(IF(OR(T76=\"\",'Cost scenario - input'!$G61=\"\"),\"\",T76/'Cost scenario - input'!$G61),\"\")","v":""},{"$f":"IFERROR(IF(OR(U76=\"\",'Cost scenario - input'!$G61=\"\"),\"\",U76/'Cost scenario - input'!$G61),\"\")","v":""},{"$f":"IFERROR(IF(OR(V76=\"\",'Cost scenario - input'!$G61=\"\"),\"\",V76/'Cost scenario - input'!$G61),\"\")","v":""},{"$f":"IFERROR(IF(OR(W76=\"\",'Cost scenario - input'!$G61=\"\"),\"\",W76/'Cost scenario - input'!$G61),\"\")","v":""}]
[{"$f":"IFERROR('Cost scenario - input'!A62,\"\")","v":""},{"$f":"IFERROR('Cost scenario - input'!B62,\"\")","v":""},{"$f":"IFERROR('Cost scenario - input'!C62,\"\")","v":""},{"$f":"IFERROR(repcalc('Cost scenario - input'!$CY62:$GK62,'Cost scenario - input'!$J62,'Cost scenario - input'!$H62,'Cost scenario - input'!$I62,20,TRUE,TRUE),\"\")","v":""},"","","","","","","","","","","","","","","","","","","",{"$f":"IFERROR(IF(OR(D77=\"\",'Cost scenario - input'!$G62=\"\"),\"\",D77/'Cost scenario - input'!$G62),\"\")","v":""},{"$f":"IFERROR(IF(OR(E77=\"\",'Cost scenario - input'!$G62=\"\"),\"\",E77/'Cost scenario - input'!$G62),\"\")","v":""},{"$f":"IFERROR(IF(OR(F77=\"\",'Cost scenario - input'!$G62=\"\"),\"\",F77/'Cost scenario - input'!$G62),\"\")","v":""},{"$f":"IFERROR(IF(OR(G77=\"\",'Cost scenario - input'!$G62=\"\"),\"\",G77/'Cost scenario - input'!$G62),\"\")","v":""},{"$f":"IFERROR(IF(OR(H77=\"\",'Cost scenario - input'!$G62=\"\"),\"\",H77/'Cost scenario - input'!$G62),\"\")","v":""},{"$f":"IFERROR(IF(OR(I77=\"\",'Cost scenario - input'!$G62=\"\"),\"\",I77/'Cost scenario - input'!$G62),\"\")","v":""},{"$f":"IFERROR(IF(OR(J77=\"\",'Cost scenario - input'!$G62=\"\"),\"\",J77/'Cost scenario - input'!$G62),\"\")","v":""},{"$f":"IFERROR(IF(OR(K77=\"\",'Cost scenario - input'!$G62=\"\"),\"\",K77/'Cost scenario - input'!$G62),\"\")","v":""},{"$f":"IFERROR(IF(OR(L77=\"\",'Cost scenario - input'!$G62=\"\"),\"\",L77/'Cost scenario - input'!$G62),\"\")","v":""},{"$f":"IFERROR(IF(OR(M77=\"\",'Cost scenario - input'!$G62=\"\"),\"\",M77/'Cost scenario - input'!$G62),\"\")","v":""},{"$f":"IFERROR(IF(OR(N77=\"\",'Cost scenario - input'!$G62=\"\"),\"\",N77/'Cost scenario - input'!$G62),\"\")","v":""},{"$f":"IFERROR(IF(OR(O77=\"\",'Cost scenario - input'!$G62=\"\"),\"\",O77/'Cost scenario - input'!$G62),\"\")","v":""},{"$f":"IFERROR(IF(OR(P77=\"\",'Cost scenario - input'!$G62=\"\"),\"\",P77/'Cost scenario - input'!$G62),\"\")","v":""},{"$f":"IFERROR(IF(OR(Q77=\"\",'Cost scenario - input'!$G62=\"\"),\"\",Q77/'Cost scenario - input'!$G62),\"\")","v":""},{"$f":"IFERROR(IF(OR(R77=\"\",'Cost scenario - input'!$G62=\"\"),\"\",R77/'Cost scenario - input'!$G62),\"\")","v":""},{"$f":"IFERROR(IF(OR(S77=\"\",'Cost scenario - input'!$G62=\"\"),\"\",S77/'Cost scenario - input'!$G62),\"\")","v":""},{"$f":"IFERROR(IF(OR(T77=\"\",'Cost scenario - input'!$G62=\"\"),\"\",T77/'Cost scenario - input'!$G62),\"\")","v":""},{"$f":"IFERROR(IF(OR(U77=\"\",'Cost scenario - input'!$G62=\"\"),\"\",U77/'Cost scenario - input'!$G62),\"\")","v":""},{"$f":"IFERROR(IF(OR(V77=\"\",'Cost scenario - input'!$G62=\"\"),\"\",V77/'Cost scenario - input'!$G62),\"\")","v":""},{"$f":"IFERROR(IF(OR(W77=\"\",'Cost scenario - input'!$G62=\"\"),\"\",W77/'Cost scenario - input'!$G62),\"\")","v":""}]
[{"$f":"IFERROR('Cost scenario - input'!A63,\"\")","v":""},{"$f":"IFERROR('Cost scenario - input'!B63,\"\")","v":""},{"$f":"IFERROR('Cost scenario - input'!C63,\"\")","v":""},{"$f":"IFERROR(repcalc('Cost scenario - input'!$CY63:$GK63,'Cost scenario - input'!$J63,'Cost scenario - input'!$H63,'Cost scenario - input'!$I63,20,TRUE,TRUE),\"\")","v":""},"","","","","","","","","","","","","","","","","","","",{"$f":"IFERROR(IF(OR(D78=\"\",'Cost scenario - input'!$G63=\"\"),\"\",D78/'Cost scenario - input'!$G63),\"\")","v":""},{"$f":"IFERROR(IF(OR(E78=\"\",'Cost scenario - input'!$G63=\"\"),\"\",E78/'Cost scenario - input'!$G63),\"\")","v":""},{"$f":"IFERROR(IF(OR(F78=\"\",'Cost scenario - input'!$G63=\"\"),\"\",F78/'Cost scenario - input'!$G63),\"\")","v":""},{"$f":"IFERROR(IF(OR(G78=\"\",'Cost scenario - input'!$G63=\"\"),\"\",G78/'Cost scenario - input'!$G63),\"\")","v":""},{"$f":"IFERROR(IF(OR(H78=\"\",'Cost scenario - input'!$G63=\"\"),\"\",H78/'Cost scenario - input'!$G63),\"\")","v":""},{"$f":"IFERROR(IF(OR(I78=\"\",'Cost scenario - input'!$G63=\"\"),\"\",I78/'Cost scenario - input'!$G63),\"\")","v":""},{"$f":"IFERROR(IF(OR(J78=\"\",'Cost scenario - input'!$G63=\"\"),\"\",J78/'Cost scenario - input'!$G63),\"\")","v":""},{"$f":"IFERROR(IF(OR(K78=\"\",'Cost scenario - input'!$G63=\"\"),\"\",K78/'Cost scenario - input'!$G63),\"\")","v":""},{"$f":"IFERROR(IF(OR(L78=\"\",'Cost scenario - input'!$G63=\"\"),\"\",L78/'Cost scenario - input'!$G63),\"\")","v":""},{"$f":"IFERROR(IF(OR(M78=\"\",'Cost scenario - input'!$G63=\"\"),\"\",M78/'Cost scenario - input'!$G63),\"\")","v":""},{"$f":"IFERROR(IF(OR(N78=\"\",'Cost scenario - input'!$G63=\"\"),\"\",N78/'Cost scenario - input'!$G63),\"\")","v":""},{"$f":"IFERROR(IF(OR(O78=\"\",'Cost scenario - input'!$G63=\"\"),\"\",O78/'Cost scenario - input'!$G63),\"\")","v":""},{"$f":"IFERROR(IF(OR(P78=\"\",'Cost scenario - input'!$G63=\"\"),\"\",P78/'Cost scenario - input'!$G63),\"\")","v":""},{"$f":"IFERROR(IF(OR(Q78=\"\",'Cost scenario - input'!$G63=\"\"),\"\",Q78/'Cost scenario - input'!$G63),\"\")","v":""},{"$f":"IFERROR(IF(OR(R78=\"\",'Cost scenario - input'!$G63=\"\"),\"\",R78/'Cost scenario - input'!$G63),\"\")","v":""},{"$f":"IFERROR(IF(OR(S78=\"\",'Cost scenario - input'!$G63=\"\"),\"\",S78/'Cost scenario - input'!$G63),\"\")","v":""},{"$f":"IFERROR(IF(OR(T78=\"\",'Cost scenario - input'!$G63=\"\"),\"\",T78/'Cost scenario - input'!$G63),\"\")","v":""},{"$f":"IFERROR(IF(OR(U78=\"\",'Cost scenario - input'!$G63=\"\"),\"\",U78/'Cost scenario - input'!$G63),\"\")","v":""},{"$f":"IFERROR(IF(OR(V78=\"\",'Cost scenario - input'!$G63=\"\"),\"\",V78/'Cost scenario - input'!$G63),\"\")","v":""},{"$f":"IFERROR(IF(OR(W78=\"\",'Cost scenario - input'!$G63=\"\"),\"\",W78/'Cost scenario - input'!$G63),\"\")","v":""}]
[{"$f":"IFERROR('Cost scenario - input'!A64,\"\")","v":""},{"$f":"IFERROR('Cost scenario - input'!B64,\"\")","v":""},{"$f":"IFERROR('Cost scenario - input'!C64,\"\")","v":""},{"$f":"IFERROR(repcalc('Cost scenario - input'!$CY64:$GK64,'Cost scenario - input'!$J64,'Cost scenario - input'!$H64,'Cost scenario - input'!$I64,20,TRUE,TRUE),\"\")","v":""},"","","","","","","","","","","","","","","","","","","",{"$f":"IFERROR(IF(OR(D79=\"\",'Cost scenario - input'!$G64=\"\"),\"\",D79/'Cost scenario - input'!$G64),\"\")","v":""},{"$f":"IFERROR(IF(OR(E79=\"\",'Cost scenario - input'!$G64=\"\"),\"\",E79/'Cost scenario - input'!$G64),\"\")","v":""},{"$f":"IFERROR(IF(OR(F79=\"\",'Cost scenario - input'!$G64=\"\"),\"\",F79/'Cost scenario - input'!$G64),\"\")","v":""},{"$f":"IFERROR(IF(OR(G79=\"\",'Cost scenario - input'!$G64=\"\"),\"\",G79/'Cost scenario - input'!$G64),\"\")","v":""},{"$f":"IFERROR(IF(OR(H79=\"\",'Cost scenario - input'!$G64=\"\"),\"\",H79/'Cost scenario - input'!$G64),\"\")","v":""},{"$f":"IFERROR(IF(OR(I79=\"\",'Cost scenario - input'!$G64=\"\"),\"\",I79/'Cost scenario - input'!$G64),\"\")","v":""},{"$f":"IFERROR(IF(OR(J79=\"\",'Cost scenario - input'!$G64=\"\"),\"\",J79/'Cost scenario - input'!$G64),\"\")","v":""},{"$f":"IFERROR(IF(OR(K79=\"\",'Cost scenario - input'!$G64=\"\"),\"\",K79/'Cost scenario - input'!$G64),\"\")","v":""},{"$f":"IFERROR(IF(OR(L79=\"\",'Cost scenario - input'!$G64=\"\"),\"\",L79/'Cost scenario - input'!$G64),\"\")","v":""},{"$f":"IFERROR(IF(OR(M79=\"\",'Cost scenario - input'!$G64=\"\"),\"\",M79/'Cost scenario - input'!$G64),\"\")","v":""},{"$f":"IFERROR(IF(OR(N79=\"\",'Cost scenario - input'!$G64=\"\"),\"\",N79/'Cost scenario - input'!$G64),\"\")","v":""},{"$f":"IFERROR(IF(OR(O79=\"\",'Cost scenario - input'!$G64=\"\"),\"\",O79/'Cost scenario - input'!$G64),\"\")","v":""},{"$f":"IFERROR(IF(OR(P79=\"\",'Cost scenario - input'!$G64=\"\"),\"\",P79/'Cost scenario - input'!$G64),\"\")","v":""},{"$f":"IFERROR(IF(OR(Q79=\"\",'Cost scenario - input'!$G64=\"\"),\"\",Q79/'Cost scenario - input'!$G64),\"\")","v":""},{"$f":"IFERROR(IF(OR(R79=\"\",'Cost scenario - input'!$G64=\"\"),\"\",R79/'Cost scenario - input'!$G64),\"\")","v":""},{"$f":"IFERROR(IF(OR(S79=\"\",'Cost scenario - input'!$G64=\"\"),\"\",S79/'Cost scenario - input'!$G64),\"\")","v":""},{"$f":"IFERROR(IF(OR(T79=\"\",'Cost scenario - input'!$G64=\"\"),\"\",T79/'Cost scenario - input'!$G64),\"\")","v":""},{"$f":"IFERROR(IF(OR(U79=\"\",'Cost scenario - input'!$G64=\"\"),\"\",U79/'Cost scenario - input'!$G64),\"\")","v":""},{"$f":"IFERROR(IF(OR(V79=\"\",'Cost scenario - input'!$G64=\"\"),\"\",V79/'Cost scenario - input'!$G64),\"\")","v":""},{"$f":"IFERROR(IF(OR(W79=\"\",'Cost scenario - input'!$G64=\"\"),\"\",W79/'Cost scenario - input'!$G64),\"\")","v":""}]
[{"$f":"IFERROR('Cost scenario - input'!A65,\"\")","v":""},{"$f":"IFERROR('Cost scenario - input'!B65,\"\")","v":""},{"$f":"IFERROR('Cost scenario - input'!C65,\"\")","v":""},{"$f":"IFERROR(repcalc('Cost scenario - input'!$CY65:$GK65,'Cost scenario - input'!$J65,'Cost scenario - input'!$H65,'Cost scenario - input'!$I65,20,TRUE,TRUE),\"\")","v":""},"","","","","","","","","","","","","","","","","","","",{"$f":"IFERROR(IF(OR(D80=\"\",'Cost scenario - input'!$G65=\"\"),\"\",D80/'Cost scenario - input'!$G65),\"\")","v":""},{"$f":"IFERROR(IF(OR(E80=\"\",'Cost scenario - input'!$G65=\"\"),\"\",E80/'Cost scenario - input'!$G65),\"\")","v":""},{"$f":"IFERROR(IF(OR(F80=\"\",'Cost scenario - input'!$G65=\"\"),\"\",F80/'Cost scenario - input'!$G65),\"\")","v":""},{"$f":"IFERROR(IF(OR(G80=\"\",'Cost scenario - input'!$G65=\"\"),\"\",G80/'Cost scenario - input'!$G65),\"\")","v":""},{"$f":"IFERROR(IF(OR(H80=\"\",'Cost scenario - input'!$G65=\"\"),\"\",H80/'Cost scenario - input'!$G65),\"\")","v":""},{"$f":"IFERROR(IF(OR(I80=\"\",'Cost scenario - input'!$G65=\"\"),\"\",I80/'Cost scenario - input'!$G65),\"\")","v":""},{"$f":"IFERROR(IF(OR(J80=\"\",'Cost scenario - input'!$G65=\"\"),\"\",J80/'Cost scenario - input'!$G65),\"\")","v":""},{"$f":"IFERROR(IF(OR(K80=\"\",'Cost scenario - input'!$G65=\"\"),\"\",K80/'Cost scenario - input'!$G65),\"\")","v":""},{"$f":"IFERROR(IF(OR(L80=\"\",'Cost scenario - input'!$G65=\"\"),\"\",L80/'Cost scenario - input'!$G65),\"\")","v":""},{"$f":"IFERROR(IF(OR(M80=\"\",'Cost scenario - input'!$G65=\"\"),\"\",M80/'Cost scenario - input'!$G65),\"\")","v":""},{"$f":"IFERROR(IF(OR(N80=\"\",'Cost scenario - input'!$G65=\"\"),\"\",N80/'Cost scenario - input'!$G65),\"\")","v":""},{"$f":"IFERROR(IF(OR(O80=\"\",'Cost scenario - input'!$G65=\"\"),\"\",O80/'Cost scenario - input'!$G65),\"\")","v":""},{"$f":"IFERROR(IF(OR(P80=\"\",'Cost scenario - input'!$G65=\"\"),\"\",P80/'Cost scenario - input'!$G65),\"\")","v":""},{"$f":"IFERROR(IF(OR(Q80=\"\",'Cost scenario - input'!$G65=\"\"),\"\",Q80/'Cost scenario - input'!$G65),\"\")","v":""},{"$f":"IFERROR(IF(OR(R80=\"\",'Cost scenario - input'!$G65=\"\"),\"\",R80/'Cost scenario - input'!$G65),\"\")","v":""},{"$f":"IFERROR(IF(OR(S80=\"\",'Cost scenario - input'!$G65=\"\"),\"\",S80/'Cost scenario - input'!$G65),\"\")","v":""},{"$f":"IFERROR(IF(OR(T80=\"\",'Cost scenario - input'!$G65=\"\"),\"\",T80/'Cost scenario - input'!$G65),\"\")","v":""},{"$f":"IFERROR(IF(OR(U80=\"\",'Cost scenario - input'!$G65=\"\"),\"\",U80/'Cost scenario - input'!$G65),\"\")","v":""},{"$f":"IFERROR(IF(OR(V80=\"\",'Cost scenario - input'!$G65=\"\"),\"\",V80/'Cost scenario - input'!$G65),\"\")","v":""},{"$f":"IFERROR(IF(OR(W80=\"\",'Cost scenario - input'!$G65=\"\"),\"\",W80/'Cost scenario - input'!$G65),\"\")","v":""}]
[{"$f":"IFERROR('Cost scenario - input'!A66,\"\")","v":""},{"$f":"IFERROR('Cost scenario - input'!B66,\"\")","v":""},{"$f":"IFERROR('Cost scenario - input'!C66,\"\")","v":""},{"$f":"IFERROR(repcalc('Cost scenario - input'!$CY66:$GK66,'Cost scenario - input'!$J66,'Cost scenario - input'!$H66,'Cost scenario - input'!$I66,20,TRUE,TRUE),\"\")","v":""},"","","","","","","","","","","","","","","","","","","",{"$f":"IFERROR(IF(OR(D81=\"\",'Cost scenario - input'!$G66=\"\"),\"\",D81/'Cost scenario - input'!$G66),\"\")","v":""},{"$f":"IFERROR(IF(OR(E81=\"\",'Cost scenario - input'!$G66=\"\"),\"\",E81/'Cost scenario - input'!$G66),\"\")","v":""},{"$f":"IFERROR(IF(OR(F81=\"\",'Cost scenario - input'!$G66=\"\"),\"\",F81/'Cost scenario - input'!$G66),\"\")","v":""},{"$f":"IFERROR(IF(OR(G81=\"\",'Cost scenario - input'!$G66=\"\"),\"\",G81/'Cost scenario - input'!$G66),\"\")","v":""},{"$f":"IFERROR(IF(OR(H81=\"\",'Cost scenario - input'!$G66=\"\"),\"\",H81/'Cost scenario - input'!$G66),\"\")","v":""},{"$f":"IFERROR(IF(OR(I81=\"\",'Cost scenario - input'!$G66=\"\"),\"\",I81/'Cost scenario - input'!$G66),\"\")","v":""},{"$f":"IFERROR(IF(OR(J81=\"\",'Cost scenario - input'!$G66=\"\"),\"\",J81/'Cost scenario - input'!$G66),\"\")","v":""},{"$f":"IFERROR(IF(OR(K81=\"\",'Cost scenario - input'!$G66=\"\"),\"\",K81/'Cost scenario - input'!$G66),\"\")","v":""},{"$f":"IFERROR(IF(OR(L81=\"\",'Cost scenario - input'!$G66=\"\"),\"\",L81/'Cost scenario - input'!$G66),\"\")","v":""},{"$f":"IFERROR(IF(OR(M81=\"\",'Cost scenario - input'!$G66=\"\"),\"\",M81/'Cost scenario - input'!$G66),\"\")","v":""},{"$f":"IFERROR(IF(OR(N81=\"\",'Cost scenario - input'!$G66=\"\"),\"\",N81/'Cost scenario - input'!$G66),\"\")","v":""},{"$f":"IFERROR(IF(OR(O81=\"\",'Cost scenario - input'!$G66=\"\"),\"\",O81/'Cost scenario - input'!$G66),\"\")","v":""},{"$f":"IFERROR(IF(OR(P81=\"\",'Cost scenario - input'!$G66=\"\"),\"\",P81/'Cost scenario - input'!$G66),\"\")","v":""},{"$f":"IFERROR(IF(OR(Q81=\"\",'Cost scenario - input'!$G66=\"\"),\"\",Q81/'Cost scenario - input'!$G66),\"\")","v":""},{"$f":"IFERROR(IF(OR(R81=\"\",'Cost scenario - input'!$G66=\"\"),\"\",R81/'Cost scenario - input'!$G66),\"\")","v":""},{"$f":"IFERROR(IF(OR(S81=\"\",'Cost scenario - input'!$G66=\"\"),\"\",S81/'Cost scenario - input'!$G66),\"\")","v":""},{"$f":"IFERROR(IF(OR(T81=\"\",'Cost scenario - input'!$G66=\"\"),\"\",T81/'Cost scenario - input'!$G66),\"\")","v":""},{"$f":"IFERROR(IF(OR(U81=\"\",'Cost scenario - input'!$G66=\"\"),\"\",U81/'Cost scenario - input'!$G66),\"\")","v":""},{"$f":"IFERROR(IF(OR(V81=\"\",'Cost scenario - input'!$G66=\"\"),\"\",V81/'Cost scenario - input'!$G66),\"\")","v":""},{"$f":"IFERROR(IF(OR(W81=\"\",'Cost scenario - input'!$G66=\"\"),\"\",W81/'Cost scenario - input'!$G66),\"\")","v":""}]
[{"$f":"IFERROR('Cost scenario - input'!A67,\"\")","v":""},{"$f":"IFERROR('Cost scenario - input'!B67,\"\")","v":""},{"$f":"IFERROR('Cost scenario - input'!C67,\"\")","v":""},{"$f":"IFERROR(repcalc('Cost scenario - input'!$CY67:$GK67,'Cost scenario - input'!$J67,'Cost scenario - input'!$H67,'Cost scenario - input'!$I67,20,TRUE,TRUE),\"\")","v":""},"","","","","","","","","","","","","","","","","","","",{"$f":"IFERROR(IF(OR(D82=\"\",'Cost scenario - input'!$G67=\"\"),\"\",D82/'Cost scenario - input'!$G67),\"\")","v":""},{"$f":"IFERROR(IF(OR(E82=\"\",'Cost scenario - input'!$G67=\"\"),\"\",E82/'Cost scenario - input'!$G67),\"\")","v":""},{"$f":"IFERROR(IF(OR(F82=\"\",'Cost scenario - input'!$G67=\"\"),\"\",F82/'Cost scenario - input'!$G67),\"\")","v":""},{"$f":"IFERROR(IF(OR(G82=\"\",'Cost scenario - input'!$G67=\"\"),\"\",G82/'Cost scenario - input'!$G67),\"\")","v":""},{"$f":"IFERROR(IF(OR(H82=\"\",'Cost scenario - input'!$G67=\"\"),\"\",H82/'Cost scenario - input'!$G67),\"\")","v":""},{"$f":"IFERROR(IF(OR(I82=\"\",'Cost scenario - input'!$G67=\"\"),\"\",I82/'Cost scenario - input'!$G67),\"\")","v":""},{"$f":"IFERROR(IF(OR(J82=\"\",'Cost scenario - input'!$G67=\"\"),\"\",J82/'Cost scenario - input'!$G67),\"\")","v":""},{"$f":"IFERROR(IF(OR(K82=\"\",'Cost scenario - input'!$G67=\"\"),\"\",K82/'Cost scenario - input'!$G67),\"\")","v":""},{"$f":"IFERROR(IF(OR(L82=\"\",'Cost scenario - input'!$G67=\"\"),\"\",L82/'Cost scenario - input'!$G67),\"\")","v":""},{"$f":"IFERROR(IF(OR(M82=\"\",'Cost scenario - input'!$G67=\"\"),\"\",M82/'Cost scenario - input'!$G67),\"\")","v":""},{"$f":"IFERROR(IF(OR(N82=\"\",'Cost scenario - input'!$G67=\"\"),\"\",N82/'Cost scenario - input'!$G67),\"\")","v":""},{"$f":"IFERROR(IF(OR(O82=\"\",'Cost scenario - input'!$G67=\"\"),\"\",O82/'Cost scenario - input'!$G67),\"\")","v":""},{"$f":"IFERROR(IF(OR(P82=\"\",'Cost scenario - input'!$G67=\"\"),\"\",P82/'Cost scenario - input'!$G67),\"\")","v":""},{"$f":"IFERROR(IF(OR(Q82=\"\",'Cost scenario - input'!$G67=\"\"),\"\",Q82/'Cost scenario - input'!$G67),\"\")","v":""},{"$f":"IFERROR(IF(OR(R82=\"\",'Cost scenario - input'!$G67=\"\"),\"\",R82/'Cost scenario - input'!$G67),\"\")","v":""},{"$f":"IFERROR(IF(OR(S82=\"\",'Cost scenario - input'!$G67=\"\"),\"\",S82/'Cost scenario - input'!$G67),\"\")","v":""},{"$f":"IFERROR(IF(OR(T82=\"\",'Cost scenario - input'!$G67=\"\"),\"\",T82/'Cost scenario - input'!$G67),\"\")","v":""},{"$f":"IFERROR(IF(OR(U82=\"\",'Cost scenario - input'!$G67=\"\"),\"\",U82/'Cost scenario - input'!$G67),\"\")","v":""},{"$f":"IFERROR(IF(OR(V82=\"\",'Cost scenario - input'!$G67=\"\"),\"\",V82/'Cost scenario - input'!$G67),\"\")","v":""},{"$f":"IFERROR(IF(OR(W82=\"\",'Cost scenario - input'!$G67=\"\"),\"\",W82/'Cost scenario - input'!$G67),\"\")","v":""}]
[{"$f":"IFERROR('Cost scenario - input'!A68,\"\")","v":""},{"$f":"IFERROR('Cost scenario - input'!B68,\"\")","v":""},{"$f":"IFERROR('Cost scenario - input'!C68,\"\")","v":""},{"$f":"IFERROR(repcalc('Cost scenario - input'!$CY68:$GK68,'Cost scenario - input'!$J68,'Cost scenario - input'!$H68,'Cost scenario - input'!$I68,20,TRUE,TRUE),\"\")","v":""},"","","","","","","","","","","","","","","","","","","",{"$f":"IFERROR(IF(OR(D83=\"\",'Cost scenario - input'!$G68=\"\"),\"\",D83/'Cost scenario - input'!$G68),\"\")","v":""},{"$f":"IFERROR(IF(OR(E83=\"\",'Cost scenario - input'!$G68=\"\"),\"\",E83/'Cost scenario - input'!$G68),\"\")","v":""},{"$f":"IFERROR(IF(OR(F83=\"\",'Cost scenario - input'!$G68=\"\"),\"\",F83/'Cost scenario - input'!$G68),\"\")","v":""},{"$f":"IFERROR(IF(OR(G83=\"\",'Cost scenario - input'!$G68=\"\"),\"\",G83/'Cost scenario - input'!$G68),\"\")","v":""},{"$f":"IFERROR(IF(OR(H83=\"\",'Cost scenario - input'!$G68=\"\"),\"\",H83/'Cost scenario - input'!$G68),\"\")","v":""},{"$f":"IFERROR(IF(OR(I83=\"\",'Cost scenario - input'!$G68=\"\"),\"\",I83/'Cost scenario - input'!$G68),\"\")","v":""},{"$f":"IFERROR(IF(OR(J83=\"\",'Cost scenario - input'!$G68=\"\"),\"\",J83/'Cost scenario - input'!$G68),\"\")","v":""},{"$f":"IFERROR(IF(OR(K83=\"\",'Cost scenario - input'!$G68=\"\"),\"\",K83/'Cost scenario - input'!$G68),\"\")","v":""},{"$f":"IFERROR(IF(OR(L83=\"\",'Cost scenario - input'!$G68=\"\"),\"\",L83/'Cost scenario - input'!$G68),\"\")","v":""},{"$f":"IFERROR(IF(OR(M83=\"\",'Cost scenario - input'!$G68=\"\"),\"\",M83/'Cost scenario - input'!$G68),\"\")","v":""},{"$f":"IFERROR(IF(OR(N83=\"\",'Cost scenario - input'!$G68=\"\"),\"\",N83/'Cost scenario - input'!$G68),\"\")","v":""},{"$f":"IFERROR(IF(OR(O83=\"\",'Cost scenario - input'!$G68=\"\"),\"\",O83/'Cost scenario - input'!$G68),\"\")","v":""},{"$f":"IFERROR(IF(OR(P83=\"\",'Cost scenario - input'!$G68=\"\"),\"\",P83/'Cost scenario - input'!$G68),\"\")","v":""},{"$f":"IFERROR(IF(OR(Q83=\"\",'Cost scenario - input'!$G68=\"\"),\"\",Q83/'Cost scenario - input'!$G68),\"\")","v":""},{"$f":"IFERROR(IF(OR(R83=\"\",'Cost scenario - input'!$G68=\"\"),\"\",R83/'Cost scenario - input'!$G68),\"\")","v":""},{"$f":"IFERROR(IF(OR(S83=\"\",'Cost scenario - input'!$G68=\"\"),\"\",S83/'Cost scenario - input'!$G68),\"\")","v":""},{"$f":"IFERROR(IF(OR(T83=\"\",'Cost scenario - input'!$G68=\"\"),\"\",T83/'Cost scenario - input'!$G68),\"\")","v":""},{"$f":"IFERROR(IF(OR(U83=\"\",'Cost scenario - input'!$G68=\"\"),\"\",U83/'Cost scenario - input'!$G68),\"\")","v":""},{"$f":"IFERROR(IF(OR(V83=\"\",'Cost scenario - input'!$G68=\"\"),\"\",V83/'Cost scenario - input'!$G68),\"\")","v":""},{"$f":"IFERROR(IF(OR(W83=\"\",'Cost scenario - input'!$G68=\"\"),\"\",W83/'Cost scenario - input'!$G68),\"\")","v":""}]
[{"$f":"IFERROR('Cost scenario - input'!A69,\"\")","v":""},{"$f":"IFERROR('Cost scenario - input'!B69,\"\")","v":""},{"$f":"IFERROR('Cost scenario - input'!C69,\"\")","v":""},{"$f":"IFERROR(repcalc('Cost scenario - input'!$CY69:$GK69,'Cost scenario - input'!$J69,'Cost scenario - input'!$H69,'Cost scenario - input'!$I69,20,TRUE,TRUE),\"\")","v":""},"","","","","","","","","","","","","","","","","","","",{"$f":"IFERROR(IF(OR(D84=\"\",'Cost scenario - input'!$G69=\"\"),\"\",D84/'Cost scenario - input'!$G69),\"\")","v":""},{"$f":"IFERROR(IF(OR(E84=\"\",'Cost scenario - input'!$G69=\"\"),\"\",E84/'Cost scenario - input'!$G69),\"\")","v":""},{"$f":"IFERROR(IF(OR(F84=\"\",'Cost scenario - input'!$G69=\"\"),\"\",F84/'Cost scenario - input'!$G69),\"\")","v":""},{"$f":"IFERROR(IF(OR(G84=\"\",'Cost scenario - input'!$G69=\"\"),\"\",G84/'Cost scenario - input'!$G69),\"\")","v":""},{"$f":"IFERROR(IF(OR(H84=\"\",'Cost scenario - input'!$G69=\"\"),\"\",H84/'Cost scenario - input'!$G69),\"\")","v":""},{"$f":"IFERROR(IF(OR(I84=\"\",'Cost scenario - input'!$G69=\"\"),\"\",I84/'Cost scenario - input'!$G69),\"\")","v":""},{"$f":"IFERROR(IF(OR(J84=\"\",'Cost scenario - input'!$G69=\"\"),\"\",J84/'Cost scenario - input'!$G69),\"\")","v":""},{"$f":"IFERROR(IF(OR(K84=\"\",'Cost scenario - input'!$G69=\"\"),\"\",K84/'Cost scenario - input'!$G69),\"\")","v":""},{"$f":"IFERROR(IF(OR(L84=\"\",'Cost scenario - input'!$G69=\"\"),\"\",L84/'Cost scenario - input'!$G69),\"\")","v":""},{"$f":"IFERROR(IF(OR(M84=\"\",'Cost scenario - input'!$G69=\"\"),\"\",M84/'Cost scenario - input'!$G69),\"\")","v":""},{"$f":"IFERROR(IF(OR(N84=\"\",'Cost scenario - input'!$G69=\"\"),\"\",N84/'Cost scenario - input'!$G69),\"\")","v":""},{"$f":"IFERROR(IF(OR(O84=\"\",'Cost scenario - input'!$G69=\"\"),\"\",O84/'Cost scenario - input'!$G69),\"\")","v":""},{"$f":"IFERROR(IF(OR(P84=\"\",'Cost scenario - input'!$G69=\"\"),\"\",P84/'Cost scenario - input'!$G69),\"\")","v":""},{"$f":"IFERROR(IF(OR(Q84=\"\",'Cost scenario - input'!$G69=\"\"),\"\",Q84/'Cost scenario - input'!$G69),\"\")","v":""},{"$f":"IFERROR(IF(OR(R84=\"\",'Cost scenario - input'!$G69=\"\"),\"\",R84/'Cost scenario - input'!$G69),\"\")","v":""},{"$f":"IFERROR(IF(OR(S84=\"\",'Cost scenario - input'!$G69=\"\"),\"\",S84/'Cost scenario - input'!$G69),\"\")","v":""},{"$f":"IFERROR(IF(OR(T84=\"\",'Cost scenario - input'!$G69=\"\"),\"\",T84/'Cost scenario - input'!$G69),\"\")","v":""},{"$f":"IFERROR(IF(OR(U84=\"\",'Cost scenario - input'!$G69=\"\"),\"\",U84/'Cost scenario - input'!$G69),\"\")","v":""},{"$f":"IFERROR(IF(OR(V84=\"\",'Cost scenario - input'!$G69=\"\"),\"\",V84/'Cost scenario - input'!$G69),\"\")","v":""},{"$f":"IFERROR(IF(OR(W84=\"\",'Cost scenario - input'!$G69=\"\"),\"\",W84/'Cost scenario - input'!$G69),\"\")","v":""}]
[{"$f":"IFERROR('Cost scenario - input'!A70,\"\")","v":""},{"$f":"IFERROR('Cost scenario - input'!B70,\"\")","v":""},{"$f":"IFERROR('Cost scenario - input'!C70,\"\")","v":""},{"$f":"IFERROR(repcalc('Cost scenario - input'!$CY70:$GK70,'Cost scenario - input'!$J70,'Cost scenario - input'!$H70,'Cost scenario - input'!$I70,20,TRUE,TRUE),\"\")","v":""},"","","","","","","","","","","","","","","","","","","",{"$f":"IFERROR(IF(OR(D85=\"\",'Cost scenario - input'!$G70=\"\"),\"\",D85/'Cost scenario - input'!$G70),\"\")","v":""},{"$f":"IFERROR(IF(OR(E85=\"\",'Cost scenario - input'!$G70=\"\"),\"\",E85/'Cost scenario - input'!$G70),\"\")","v":""},{"$f":"IFERROR(IF(OR(F85=\"\",'Cost scenario - input'!$G70=\"\"),\"\",F85/'Cost scenario - input'!$G70),\"\")","v":""},{"$f":"IFERROR(IF(OR(G85=\"\",'Cost scenario - input'!$G70=\"\"),\"\",G85/'Cost scenario - input'!$G70),\"\")","v":""},{"$f":"IFERROR(IF(OR(H85=\"\",'Cost scenario - input'!$G70=\"\"),\"\",H85/'Cost scenario - input'!$G70),\"\")","v":""},{"$f":"IFERROR(IF(OR(I85=\"\",'Cost scenario - input'!$G70=\"\"),\"\",I85/'Cost scenario - input'!$G70),\"\")","v":""},{"$f":"IFERROR(IF(OR(J85=\"\",'Cost scenario - input'!$G70=\"\"),\"\",J85/'Cost scenario - input'!$G70),\"\")","v":""},{"$f":"IFERROR(IF(OR(K85=\"\",'Cost scenario - input'!$G70=\"\"),\"\",K85/'Cost scenario - input'!$G70),\"\")","v":""},{"$f":"IFERROR(IF(OR(L85=\"\",'Cost scenario - input'!$G70=\"\"),\"\",L85/'Cost scenario - input'!$G70),\"\")","v":""},{"$f":"IFERROR(IF(OR(M85=\"\",'Cost scenario - input'!$G70=\"\"),\"\",M85/'Cost scenario - input'!$G70),\"\")","v":""},{"$f":"IFERROR(IF(OR(N85=\"\",'Cost scenario - input'!$G70=\"\"),\"\",N85/'Cost scenario - input'!$G70),\"\")","v":""},{"$f":"IFERROR(IF(OR(O85=\"\",'Cost scenario - input'!$G70=\"\"),\"\",O85/'Cost scenario - input'!$G70),\"\")","v":""},{"$f":"IFERROR(IF(OR(P85=\"\",'Cost scenario - input'!$G70=\"\"),\"\",P85/'Cost scenario - input'!$G70),\"\")","v":""},{"$f":"IFERROR(IF(OR(Q85=\"\",'Cost scenario - input'!$G70=\"\"),\"\",Q85/'Cost scenario - input'!$G70),\"\")","v":""},{"$f":"IFERROR(IF(OR(R85=\"\",'Cost scenario - input'!$G70=\"\"),\"\",R85/'Cost scenario - input'!$G70),\"\")","v":""},{"$f":"IFERROR(IF(OR(S85=\"\",'Cost scenario - input'!$G70=\"\"),\"\",S85/'Cost scenario - input'!$G70),\"\")","v":""},{"$f":"IFERROR(IF(OR(T85=\"\",'Cost scenario - input'!$G70=\"\"),\"\",T85/'Cost scenario - input'!$G70),\"\")","v":""},{"$f":"IFERROR(IF(OR(U85=\"\",'Cost scenario - input'!$G70=\"\"),\"\",U85/'Cost scenario - input'!$G70),\"\")","v":""},{"$f":"IFERROR(IF(OR(V85=\"\",'Cost scenario - input'!$G70=\"\"),\"\",V85/'Cost scenario - input'!$G70),\"\")","v":""},{"$f":"IFERROR(IF(OR(W85=\"\",'Cost scenario - input'!$G70=\"\"),\"\",W85/'Cost scenario - input'!$G70),\"\")","v":""}]
[{"$f":"IFERROR('Cost scenario - input'!A71,\"\")","v":""},{"$f":"IFERROR('Cost scenario - input'!B71,\"\")","v":""},{"$f":"IFERROR('Cost scenario - input'!C71,\"\")","v":""},{"$f":"IFERROR(repcalc('Cost scenario - input'!$CY71:$GK71,'Cost scenario - input'!$J71,'Cost scenario - input'!$H71,'Cost scenario - input'!$I71,20,TRUE,TRUE),\"\")","v":""},"","","","","","","","","","","","","","","","","","","",{"$f":"IFERROR(IF(OR(D86=\"\",'Cost scenario - input'!$G71=\"\"),\"\",D86/'Cost scenario - input'!$G71),\"\")","v":""},{"$f":"IFERROR(IF(OR(E86=\"\",'Cost scenario - input'!$G71=\"\"),\"\",E86/'Cost scenario - input'!$G71),\"\")","v":""},{"$f":"IFERROR(IF(OR(F86=\"\",'Cost scenario - input'!$G71=\"\"),\"\",F86/'Cost scenario - input'!$G71),\"\")","v":""},{"$f":"IFERROR(IF(OR(G86=\"\",'Cost scenario - input'!$G71=\"\"),\"\",G86/'Cost scenario - input'!$G71),\"\")","v":""},{"$f":"IFERROR(IF(OR(H86=\"\",'Cost scenario - input'!$G71=\"\"),\"\",H86/'Cost scenario - input'!$G71),\"\")","v":""},{"$f":"IFERROR(IF(OR(I86=\"\",'Cost scenario - input'!$G71=\"\"),\"\",I86/'Cost scenario - input'!$G71),\"\")","v":""},{"$f":"IFERROR(IF(OR(J86=\"\",'Cost scenario - input'!$G71=\"\"),\"\",J86/'Cost scenario - input'!$G71),\"\")","v":""},{"$f":"IFERROR(IF(OR(K86=\"\",'Cost scenario - input'!$G71=\"\"),\"\",K86/'Cost scenario - input'!$G71),\"\")","v":""},{"$f":"IFERROR(IF(OR(L86=\"\",'Cost scenario - input'!$G71=\"\"),\"\",L86/'Cost scenario - input'!$G71),\"\")","v":""},{"$f":"IFERROR(IF(OR(M86=\"\",'Cost scenario - input'!$G71=\"\"),\"\",M86/'Cost scenario - input'!$G71),\"\")","v":""},{"$f":"IFERROR(IF(OR(N86=\"\",'Cost scenario - input'!$G71=\"\"),\"\",N86/'Cost scenario - input'!$G71),\"\")","v":""},{"$f":"IFERROR(IF(OR(O86=\"\",'Cost scenario - input'!$G71=\"\"),\"\",O86/'Cost scenario - input'!$G71),\"\")","v":""},{"$f":"IFERROR(IF(OR(P86=\"\",'Cost scenario - input'!$G71=\"\"),\"\",P86/'Cost scenario - input'!$G71),\"\")","v":""},{"$f":"IFERROR(IF(OR(Q86=\"\",'Cost scenario - input'!$G71=\"\"),\"\",Q86/'Cost scenario - input'!$G71),\"\")","v":""},{"$f":"IFERROR(IF(OR(R86=\"\",'Cost scenario - input'!$G71=\"\"),\"\",R86/'Cost scenario - input'!$G71),\"\")","v":""},{"$f":"IFERROR(IF(OR(S86=\"\",'Cost scenario - input'!$G71=\"\"),\"\",S86/'Cost scenario - input'!$G71),\"\")","v":""},{"$f":"IFERROR(IF(OR(T86=\"\",'Cost scenario - input'!$G71=\"\"),\"\",T86/'Cost scenario - input'!$G71),\"\")","v":""},{"$f":"IFERROR(IF(OR(U86=\"\",'Cost scenario - input'!$G71=\"\"),\"\",U86/'Cost scenario - input'!$G71),\"\")","v":""},{"$f":"IFERROR(IF(OR(V86=\"\",'Cost scenario - input'!$G71=\"\"),\"\",V86/'Cost scenario - input'!$G71),\"\")","v":""},{"$f":"IFERROR(IF(OR(W86=\"\",'Cost scenario - input'!$G71=\"\"),\"\",W86/'Cost scenario - input'!$G71),\"\")","v":""}]
[{"$f":"IFERROR('Cost scenario - input'!A72,\"\")","v":""},{"$f":"IFERROR('Cost scenario - input'!B72,\"\")","v":""},{"$f":"IFERROR('Cost scenario - input'!C72,\"\")","v":""},{"$f":"IFERROR(repcalc('Cost scenario - input'!$CY72:$GK72,'Cost scenario - input'!$J72,'Cost scenario - input'!$H72,'Cost scenario - input'!$I72,20,TRUE,TRUE),\"\")","v":""},"","","","","","","","","","","","","","","","","","","",{"$f":"IFERROR(IF(OR(D87=\"\",'Cost scenario - input'!$G72=\"\"),\"\",D87/'Cost scenario - input'!$G72),\"\")","v":""},{"$f":"IFERROR(IF(OR(E87=\"\",'Cost scenario - input'!$G72=\"\"),\"\",E87/'Cost scenario - input'!$G72),\"\")","v":""},{"$f":"IFERROR(IF(OR(F87=\"\",'Cost scenario - input'!$G72=\"\"),\"\",F87/'Cost scenario - input'!$G72),\"\")","v":""},{"$f":"IFERROR(IF(OR(G87=\"\",'Cost scenario - input'!$G72=\"\"),\"\",G87/'Cost scenario - input'!$G72),\"\")","v":""},{"$f":"IFERROR(IF(OR(H87=\"\",'Cost scenario - input'!$G72=\"\"),\"\",H87/'Cost scenario - input'!$G72),\"\")","v":""},{"$f":"IFERROR(IF(OR(I87=\"\",'Cost scenario - input'!$G72=\"\"),\"\",I87/'Cost scenario - input'!$G72),\"\")","v":""},{"$f":"IFERROR(IF(OR(J87=\"\",'Cost scenario - input'!$G72=\"\"),\"\",J87/'Cost scenario - input'!$G72),\"\")","v":""},{"$f":"IFERROR(IF(OR(K87=\"\",'Cost scenario - input'!$G72=\"\"),\"\",K87/'Cost scenario - input'!$G72),\"\")","v":""},{"$f":"IFERROR(IF(OR(L87=\"\",'Cost scenario - input'!$G72=\"\"),\"\",L87/'Cost scenario - input'!$G72),\"\")","v":""},{"$f":"IFERROR(IF(OR(M87=\"\",'Cost scenario - input'!$G72=\"\"),\"\",M87/'Cost scenario - input'!$G72),\"\")","v":""},{"$f":"IFERROR(IF(OR(N87=\"\",'Cost scenario - input'!$G72=\"\"),\"\",N87/'Cost scenario - input'!$G72),\"\")","v":""},{"$f":"IFERROR(IF(OR(O87=\"\",'Cost scenario - input'!$G72=\"\"),\"\",O87/'Cost scenario - input'!$G72),\"\")","v":""},{"$f":"IFERROR(IF(OR(P87=\"\",'Cost scenario - input'!$G72=\"\"),\"\",P87/'Cost scenario - input'!$G72),\"\")","v":""},{"$f":"IFERROR(IF(OR(Q87=\"\",'Cost scenario - input'!$G72=\"\"),\"\",Q87/'Cost scenario - input'!$G72),\"\")","v":""},{"$f":"IFERROR(IF(OR(R87=\"\",'Cost scenario - input'!$G72=\"\"),\"\",R87/'Cost scenario - input'!$G72),\"\")","v":""},{"$f":"IFERROR(IF(OR(S87=\"\",'Cost scenario - input'!$G72=\"\"),\"\",S87/'Cost scenario - input'!$G72),\"\")","v":""},{"$f":"IFERROR(IF(OR(T87=\"\",'Cost scenario - input'!$G72=\"\"),\"\",T87/'Cost scenario - input'!$G72),\"\")","v":""},{"$f":"IFERROR(IF(OR(U87=\"\",'Cost scenario - input'!$G72=\"\"),\"\",U87/'Cost scenario - input'!$G72),\"\")","v":""},{"$f":"IFERROR(IF(OR(V87=\"\",'Cost scenario - input'!$G72=\"\"),\"\",V87/'Cost scenario - input'!$G72),\"\")","v":""},{"$f":"IFERROR(IF(OR(W87=\"\",'Cost scenario - input'!$G72=\"\"),\"\",W87/'Cost scenario - input'!$G72),\"\")","v":""}]
[{"$f":"IFERROR('Cost scenario - input'!A73,\"\")","v":""},{"$f":"IFERROR('Cost scenario - input'!B73,\"\")","v":""},{"$f":"IFERROR('Cost scenario - input'!C73,\"\")","v":""},{"$f":"IFERROR(repcalc('Cost scenario - input'!$CY73:$GK73,'Cost scenario - input'!$J73,'Cost scenario - input'!$H73,'Cost scenario - input'!$I73,20,TRUE,TRUE),\"\")","v":""},"","","","","","","","","","","","","","","","","","","",{"$f":"IFERROR(IF(OR(D88=\"\",'Cost scenario - input'!$G73=\"\"),\"\",D88/'Cost scenario - input'!$G73),\"\")","v":""},{"$f":"IFERROR(IF(OR(E88=\"\",'Cost scenario - input'!$G73=\"\"),\"\",E88/'Cost scenario - input'!$G73),\"\")","v":""},{"$f":"IFERROR(IF(OR(F88=\"\",'Cost scenario - input'!$G73=\"\"),\"\",F88/'Cost scenario - input'!$G73),\"\")","v":""},{"$f":"IFERROR(IF(OR(G88=\"\",'Cost scenario - input'!$G73=\"\"),\"\",G88/'Cost scenario - input'!$G73),\"\")","v":""},{"$f":"IFERROR(IF(OR(H88=\"\",'Cost scenario - input'!$G73=\"\"),\"\",H88/'Cost scenario - input'!$G73),\"\")","v":""},{"$f":"IFERROR(IF(OR(I88=\"\",'Cost scenario - input'!$G73=\"\"),\"\",I88/'Cost scenario - input'!$G73),\"\")","v":""},{"$f":"IFERROR(IF(OR(J88=\"\",'Cost scenario - input'!$G73=\"\"),\"\",J88/'Cost scenario - input'!$G73),\"\")","v":""},{"$f":"IFERROR(IF(OR(K88=\"\",'Cost scenario - input'!$G73=\"\"),\"\",K88/'Cost scenario - input'!$G73),\"\")","v":""},{"$f":"IFERROR(IF(OR(L88=\"\",'Cost scenario - input'!$G73=\"\"),\"\",L88/'Cost scenario - input'!$G73),\"\")","v":""},{"$f":"IFERROR(IF(OR(M88=\"\",'Cost scenario - input'!$G73=\"\"),\"\",M88/'Cost scenario - input'!$G73),\"\")","v":""},{"$f":"IFERROR(IF(OR(N88=\"\",'Cost scenario - input'!$G73=\"\"),\"\",N88/'Cost scenario - input'!$G73),\"\")","v":""},{"$f":"IFERROR(IF(OR(O88=\"\",'Cost scenario - input'!$G73=\"\"),\"\",O88/'Cost scenario - input'!$G73),\"\")","v":""},{"$f":"IFERROR(IF(OR(P88=\"\",'Cost scenario - input'!$G73=\"\"),\"\",P88/'Cost scenario - input'!$G73),\"\")","v":""},{"$f":"IFERROR(IF(OR(Q88=\"\",'Cost scenario - input'!$G73=\"\"),\"\",Q88/'Cost scenario - input'!$G73),\"\")","v":""},{"$f":"IFERROR(IF(OR(R88=\"\",'Cost scenario - input'!$G73=\"\"),\"\",R88/'Cost scenario - input'!$G73),\"\")","v":""},{"$f":"IFERROR(IF(OR(S88=\"\",'Cost scenario - input'!$G73=\"\"),\"\",S88/'Cost scenario - input'!$G73),\"\")","v":""},{"$f":"IFERROR(IF(OR(T88=\"\",'Cost scenario - input'!$G73=\"\"),\"\",T88/'Cost scenario - input'!$G73),\"\")","v":""},{"$f":"IFERROR(IF(OR(U88=\"\",'Cost scenario - input'!$G73=\"\"),\"\",U88/'Cost scenario - input'!$G73),\"\")","v":""},{"$f":"IFERROR(IF(OR(V88=\"\",'Cost scenario - input'!$G73=\"\"),\"\",V88/'Cost scenario - input'!$G73),\"\")","v":""},{"$f":"IFERROR(IF(OR(W88=\"\",'Cost scenario - input'!$G73=\"\"),\"\",W88/'Cost scenario - input'!$G73),\"\")","v":""}]
[{"$f":"IFERROR('Cost scenario - input'!A74,\"\")","v":""},{"$f":"IFERROR('Cost scenario - input'!B74,\"\")","v":""},{"$f":"IFERROR('Cost scenario - input'!C74,\"\")","v":""},{"$f":"IFERROR(repcalc('Cost scenario - input'!$CY74:$GK74,'Cost scenario - input'!$J74,'Cost scenario - input'!$H74,'Cost scenario - input'!$I74,20,TRUE,TRUE),\"\")","v":""},"","","","","","","","","","","","","","","","","","","",{"$f":"IFERROR(IF(OR(D89=\"\",'Cost scenario - input'!$G74=\"\"),\"\",D89/'Cost scenario - input'!$G74),\"\")","v":""},{"$f":"IFERROR(IF(OR(E89=\"\",'Cost scenario - input'!$G74=\"\"),\"\",E89/'Cost scenario - input'!$G74),\"\")","v":""},{"$f":"IFERROR(IF(OR(F89=\"\",'Cost scenario - input'!$G74=\"\"),\"\",F89/'Cost scenario - input'!$G74),\"\")","v":""},{"$f":"IFERROR(IF(OR(G89=\"\",'Cost scenario - input'!$G74=\"\"),\"\",G89/'Cost scenario - input'!$G74),\"\")","v":""},{"$f":"IFERROR(IF(OR(H89=\"\",'Cost scenario - input'!$G74=\"\"),\"\",H89/'Cost scenario - input'!$G74),\"\")","v":""},{"$f":"IFERROR(IF(OR(I89=\"\",'Cost scenario - input'!$G74=\"\"),\"\",I89/'Cost scenario - input'!$G74),\"\")","v":""},{"$f":"IFERROR(IF(OR(J89=\"\",'Cost scenario - input'!$G74=\"\"),\"\",J89/'Cost scenario - input'!$G74),\"\")","v":""},{"$f":"IFERROR(IF(OR(K89=\"\",'Cost scenario - input'!$G74=\"\"),\"\",K89/'Cost scenario - input'!$G74),\"\")","v":""},{"$f":"IFERROR(IF(OR(L89=\"\",'Cost scenario - input'!$G74=\"\"),\"\",L89/'Cost scenario - input'!$G74),\"\")","v":""},{"$f":"IFERROR(IF(OR(M89=\"\",'Cost scenario - input'!$G74=\"\"),\"\",M89/'Cost scenario - input'!$G74),\"\")","v":""},{"$f":"IFERROR(IF(OR(N89=\"\",'Cost scenario - input'!$G74=\"\"),\"\",N89/'Cost scenario - input'!$G74),\"\")","v":""},{"$f":"IFERROR(IF(OR(O89=\"\",'Cost scenario - input'!$G74=\"\"),\"\",O89/'Cost scenario - input'!$G74),\"\")","v":""},{"$f":"IFERROR(IF(OR(P89=\"\",'Cost scenario - input'!$G74=\"\"),\"\",P89/'Cost scenario - input'!$G74),\"\")","v":""},{"$f":"IFERROR(IF(OR(Q89=\"\",'Cost scenario - input'!$G74=\"\"),\"\",Q89/'Cost scenario - input'!$G74),\"\")","v":""},{"$f":"IFERROR(IF(OR(R89=\"\",'Cost scenario - input'!$G74=\"\"),\"\",R89/'Cost scenario - input'!$G74),\"\")","v":""},{"$f":"IFERROR(IF(OR(S89=\"\",'Cost scenario - input'!$G74=\"\"),\"\",S89/'Cost scenario - input'!$G74),\"\")","v":""},{"$f":"IFERROR(IF(OR(T89=\"\",'Cost scenario - input'!$G74=\"\"),\"\",T89/'Cost scenario - input'!$G74),\"\")","v":""},{"$f":"IFERROR(IF(OR(U89=\"\",'Cost scenario - input'!$G74=\"\"),\"\",U89/'Cost scenario - input'!$G74),\"\")","v":""},{"$f":"IFERROR(IF(OR(V89=\"\",'Cost scenario - input'!$G74=\"\"),\"\",V89/'Cost scenario - input'!$G74),\"\")","v":""},{"$f":"IFERROR(IF(OR(W89=\"\",'Cost scenario - input'!$G74=\"\"),\"\",W89/'Cost scenario - input'!$G74),\"\")","v":""}]
[{"$f":"IFERROR('Cost scenario - input'!A75,\"\")","v":""},{"$f":"IFERROR('Cost scenario - input'!B75,\"\")","v":""},{"$f":"IFERROR('Cost scenario - input'!C75,\"\")","v":""},{"$f":"IFERROR(repcalc('Cost scenario - input'!$CY75:$GK75,'Cost scenario - input'!$J75,'Cost scenario - input'!$H75,'Cost scenario - input'!$I75,20,TRUE,TRUE),\"\")","v":""},"","","","","","","","","","","","","","","","","","","",{"$f":"IFERROR(IF(OR(D90=\"\",'Cost scenario - input'!$G75=\"\"),\"\",D90/'Cost scenario - input'!$G75),\"\")","v":""},{"$f":"IFERROR(IF(OR(E90=\"\",'Cost scenario - input'!$G75=\"\"),\"\",E90/'Cost scenario - input'!$G75),\"\")","v":""},{"$f":"IFERROR(IF(OR(F90=\"\",'Cost scenario - input'!$G75=\"\"),\"\",F90/'Cost scenario - input'!$G75),\"\")","v":""},{"$f":"IFERROR(IF(OR(G90=\"\",'Cost scenario - input'!$G75=\"\"),\"\",G90/'Cost scenario - input'!$G75),\"\")","v":""},{"$f":"IFERROR(IF(OR(H90=\"\",'Cost scenario - input'!$G75=\"\"),\"\",H90/'Cost scenario - input'!$G75),\"\")","v":""},{"$f":"IFERROR(IF(OR(I90=\"\",'Cost scenario - input'!$G75=\"\"),\"\",I90/'Cost scenario - input'!$G75),\"\")","v":""},{"$f":"IFERROR(IF(OR(J90=\"\",'Cost scenario - input'!$G75=\"\"),\"\",J90/'Cost scenario - input'!$G75),\"\")","v":""},{"$f":"IFERROR(IF(OR(K90=\"\",'Cost scenario - input'!$G75=\"\"),\"\",K90/'Cost scenario - input'!$G75),\"\")","v":""},{"$f":"IFERROR(IF(OR(L90=\"\",'Cost scenario - input'!$G75=\"\"),\"\",L90/'Cost scenario - input'!$G75),\"\")","v":""},{"$f":"IFERROR(IF(OR(M90=\"\",'Cost scenario - input'!$G75=\"\"),\"\",M90/'Cost scenario - input'!$G75),\"\")","v":""},{"$f":"IFERROR(IF(OR(N90=\"\",'Cost scenario - input'!$G75=\"\"),\"\",N90/'Cost scenario - input'!$G75),\"\")","v":""},{"$f":"IFERROR(IF(OR(O90=\"\",'Cost scenario - input'!$G75=\"\"),\"\",O90/'Cost scenario - input'!$G75),\"\")","v":""},{"$f":"IFERROR(IF(OR(P90=\"\",'Cost scenario - input'!$G75=\"\"),\"\",P90/'Cost scenario - input'!$G75),\"\")","v":""},{"$f":"IFERROR(IF(OR(Q90=\"\",'Cost scenario - input'!$G75=\"\"),\"\",Q90/'Cost scenario - input'!$G75),\"\")","v":""},{"$f":"IFERROR(IF(OR(R90=\"\",'Cost scenario - input'!$G75=\"\"),\"\",R90/'Cost scenario - input'!$G75),\"\")","v":""},{"$f":"IFERROR(IF(OR(S90=\"\",'Cost scenario - input'!$G75=\"\"),\"\",S90/'Cost scenario - input'!$G75),\"\")","v":""},{"$f":"IFERROR(IF(OR(T90=\"\",'Cost scenario - input'!$G75=\"\"),\"\",T90/'Cost scenario - input'!$G75),\"\")","v":""},{"$f":"IFERROR(IF(OR(U90=\"\",'Cost scenario - input'!$G75=\"\"),\"\",U90/'Cost scenario - input'!$G75),\"\")","v":""},{"$f":"IFERROR(IF(OR(V90=\"\",'Cost scenario - input'!$G75=\"\"),\"\",V90/'Cost scenario - input'!$G75),\"\")","v":""},{"$f":"IFERROR(IF(OR(W90=\"\",'Cost scenario - input'!$G75=\"\"),\"\",W90/'Cost scenario - input'!$G75),\"\")","v":""}]
[{"$f":"IFERROR('Cost scenario - input'!A76,\"\")","v":""},{"$f":"IFERROR('Cost scenario - input'!B76,\"\")","v":""},{"$f":"IFERROR('Cost scenario - input'!C76,\"\")","v":""},{"$f":"IFERROR(repcalc('Cost scenario - input'!$CY76:$GK76,'Cost scenario - input'!$J76,'Cost scenario - input'!$H76,'Cost scenario - input'!$I76,20,TRUE,TRUE),\"\")","v":""},"","","","","","","","","","","","","","","","","","","",{"$f":"IFERROR(IF(OR(D91=\"\",'Cost scenario - input'!$G76=\"\"),\"\",D91/'Cost scenario - input'!$G76),\"\")","v":""},{"$f":"IFERROR(IF(OR(E91=\"\",'Cost scenario - input'!$G76=\"\"),\"\",E91/'Cost scenario - input'!$G76),\"\")","v":""},{"$f":"IFERROR(IF(OR(F91=\"\",'Cost scenario - input'!$G76=\"\"),\"\",F91/'Cost scenario - input'!$G76),\"\")","v":""},{"$f":"IFERROR(IF(OR(G91=\"\",'Cost scenario - input'!$G76=\"\"),\"\",G91/'Cost scenario - input'!$G76),\"\")","v":""},{"$f":"IFERROR(IF(OR(H91=\"\",'Cost scenario - input'!$G76=\"\"),\"\",H91/'Cost scenario - input'!$G76),\"\")","v":""},{"$f":"IFERROR(IF(OR(I91=\"\",'Cost scenario - input'!$G76=\"\"),\"\",I91/'Cost scenario - input'!$G76),\"\")","v":""},{"$f":"IFERROR(IF(OR(J91=\"\",'Cost scenario - input'!$G76=\"\"),\"\",J91/'Cost scenario - input'!$G76),\"\")","v":""},{"$f":"IFERROR(IF(OR(K91=\"\",'Cost scenario - input'!$G76=\"\"),\"\",K91/'Cost scenario - input'!$G76),\"\")","v":""},{"$f":"IFERROR(IF(OR(L91=\"\",'Cost scenario - input'!$G76=\"\"),\"\",L91/'Cost scenario - input'!$G76),\"\")","v":""},{"$f":"IFERROR(IF(OR(M91=\"\",'Cost scenario - input'!$G76=\"\"),\"\",M91/'Cost scenario - input'!$G76),\"\")","v":""},{"$f":"IFERROR(IF(OR(N91=\"\",'Cost scenario - input'!$G76=\"\"),\"\",N91/'Cost scenario - input'!$G76),\"\")","v":""},{"$f":"IFERROR(IF(OR(O91=\"\",'Cost scenario - input'!$G76=\"\"),\"\",O91/'Cost scenario - input'!$G76),\"\")","v":""},{"$f":"IFERROR(IF(OR(P91=\"\",'Cost scenario - input'!$G76=\"\"),\"\",P91/'Cost scenario - input'!$G76),\"\")","v":""},{"$f":"IFERROR(IF(OR(Q91=\"\",'Cost scenario - input'!$G76=\"\"),\"\",Q91/'Cost scenario - input'!$G76),\"\")","v":""},{"$f":"IFERROR(IF(OR(R91=\"\",'Cost scenario - input'!$G76=\"\"),\"\",R91/'Cost scenario - input'!$G76),\"\")","v":""},{"$f":"IFERROR(IF(OR(S91=\"\",'Cost scenario - input'!$G76=\"\"),\"\",S91/'Cost scenario - input'!$G76),\"\")","v":""},{"$f":"IFERROR(IF(OR(T91=\"\",'Cost scenario - input'!$G76=\"\"),\"\",T91/'Cost scenario - input'!$G76),\"\")","v":""},{"$f":"IFERROR(IF(OR(U91=\"\",'Cost scenario - input'!$G76=\"\"),\"\",U91/'Cost scenario - input'!$G76),\"\")","v":""},{"$f":"IFERROR(IF(OR(V91=\"\",'Cost scenario - input'!$G76=\"\"),\"\",V91/'Cost scenario - input'!$G76),\"\")","v":""},{"$f":"IFERROR(IF(OR(W91=\"\",'Cost scenario - input'!$G76=\"\"),\"\",W91/'Cost scenario - input'!$G76),\"\")","v":""}]
[{"$f":"IFERROR('Cost scenario - input'!A77,\"\")","v":""},{"$f":"IFERROR('Cost scenario - input'!B77,\"\")","v":""},{"$f":"IFERROR('Cost scenario - input'!C77,\"\")","v":""},{"$f":"IFERROR(repcalc('Cost scenario - input'!$CY77:$GK77,'Cost scenario - input'!$J77,'Cost scenario - input'!$H77,'Cost scenario - input'!$I77,20,TRUE,TRUE),\"\")","v":""},"","","","","","","","","","","","","","","","","","","",{"$f":"IFERROR(IF(OR(D92=\"\",'Cost scenario - input'!$G77=\"\"),\"\",D92/'Cost scenario - input'!$G77),\"\")","v":""},{"$f":"IFERROR(IF(OR(E92=\"\",'Cost scenario - input'!$G77=\"\"),\"\",E92/'Cost scenario - input'!$G77),\"\")","v":""},{"$f":"IFERROR(IF(OR(F92=\"\",'Cost scenario - input'!$G77=\"\"),\"\",F92/'Cost scenario - input'!$G77),\"\")","v":""},{"$f":"IFERROR(IF(OR(G92=\"\",'Cost scenario - input'!$G77=\"\"),\"\",G92/'Cost scenario - input'!$G77),\"\")","v":""},{"$f":"IFERROR(IF(OR(H92=\"\",'Cost scenario - input'!$G77=\"\"),\"\",H92/'Cost scenario - input'!$G77),\"\")","v":""},{"$f":"IFERROR(IF(OR(I92=\"\",'Cost scenario - input'!$G77=\"\"),\"\",I92/'Cost scenario - input'!$G77),\"\")","v":""},{"$f":"IFERROR(IF(OR(J92=\"\",'Cost scenario - input'!$G77=\"\"),\"\",J92/'Cost scenario - input'!$G77),\"\")","v":""},{"$f":"IFERROR(IF(OR(K92=\"\",'Cost scenario - input'!$G77=\"\"),\"\",K92/'Cost scenario - input'!$G77),\"\")","v":""},{"$f":"IFERROR(IF(OR(L92=\"\",'Cost scenario - input'!$G77=\"\"),\"\",L92/'Cost scenario - input'!$G77),\"\")","v":""},{"$f":"IFERROR(IF(OR(M92=\"\",'Cost scenario - input'!$G77=\"\"),\"\",M92/'Cost scenario - input'!$G77),\"\")","v":""},{"$f":"IFERROR(IF(OR(N92=\"\",'Cost scenario - input'!$G77=\"\"),\"\",N92/'Cost scenario - input'!$G77),\"\")","v":""},{"$f":"IFERROR(IF(OR(O92=\"\",'Cost scenario - input'!$G77=\"\"),\"\",O92/'Cost scenario - input'!$G77),\"\")","v":""},{"$f":"IFERROR(IF(OR(P92=\"\",'Cost scenario - input'!$G77=\"\"),\"\",P92/'Cost scenario - input'!$G77),\"\")","v":""},{"$f":"IFERROR(IF(OR(Q92=\"\",'Cost scenario - input'!$G77=\"\"),\"\",Q92/'Cost scenario - input'!$G77),\"\")","v":""},{"$f":"IFERROR(IF(OR(R92=\"\",'Cost scenario - input'!$G77=\"\"),\"\",R92/'Cost scenario - input'!$G77),\"\")","v":""},{"$f":"IFERROR(IF(OR(S92=\"\",'Cost scenario - input'!$G77=\"\"),\"\",S92/'Cost scenario - input'!$G77),\"\")","v":""},{"$f":"IFERROR(IF(OR(T92=\"\",'Cost scenario - input'!$G77=\"\"),\"\",T92/'Cost scenario - input'!$G77),\"\")","v":""},{"$f":"IFERROR(IF(OR(U92=\"\",'Cost scenario - input'!$G77=\"\"),\"\",U92/'Cost scenario - input'!$G77),\"\")","v":""},{"$f":"IFERROR(IF(OR(V92=\"\",'Cost scenario - input'!$G77=\"\"),\"\",V92/'Cost scenario - input'!$G77),\"\")","v":""},{"$f":"IFERROR(IF(OR(W92=\"\",'Cost scenario - input'!$G77=\"\"),\"\",W92/'Cost scenario - input'!$G77),\"\")","v":""}]
[{"$f":"IFERROR('Cost scenario - input'!A78,\"\")","v":""},{"$f":"IFERROR('Cost scenario - input'!B78,\"\")","v":""},{"$f":"IFERROR('Cost scenario - input'!C78,\"\")","v":""},{"$f":"IFERROR(repcalc('Cost scenario - input'!$CY78:$GK78,'Cost scenario - input'!$J78,'Cost scenario - input'!$H78,'Cost scenario - input'!$I78,20,TRUE,TRUE),\"\")","v":""},"","","","","","","","","","","","","","","","","","","",{"$f":"IFERROR(IF(OR(D93=\"\",'Cost scenario - input'!$G78=\"\"),\"\",D93/'Cost scenario - input'!$G78),\"\")","v":""},{"$f":"IFERROR(IF(OR(E93=\"\",'Cost scenario - input'!$G78=\"\"),\"\",E93/'Cost scenario - input'!$G78),\"\")","v":""},{"$f":"IFERROR(IF(OR(F93=\"\",'Cost scenario - input'!$G78=\"\"),\"\",F93/'Cost scenario - input'!$G78),\"\")","v":""},{"$f":"IFERROR(IF(OR(G93=\"\",'Cost scenario - input'!$G78=\"\"),\"\",G93/'Cost scenario - input'!$G78),\"\")","v":""},{"$f":"IFERROR(IF(OR(H93=\"\",'Cost scenario - input'!$G78=\"\"),\"\",H93/'Cost scenario - input'!$G78),\"\")","v":""},{"$f":"IFERROR(IF(OR(I93=\"\",'Cost scenario - input'!$G78=\"\"),\"\",I93/'Cost scenario - input'!$G78),\"\")","v":""},{"$f":"IFERROR(IF(OR(J93=\"\",'Cost scenario - input'!$G78=\"\"),\"\",J93/'Cost scenario - input'!$G78),\"\")","v":""},{"$f":"IFERROR(IF(OR(K93=\"\",'Cost scenario - input'!$G78=\"\"),\"\",K93/'Cost scenario - input'!$G78),\"\")","v":""},{"$f":"IFERROR(IF(OR(L93=\"\",'Cost scenario - input'!$G78=\"\"),\"\",L93/'Cost scenario - input'!$G78),\"\")","v":""},{"$f":"IFERROR(IF(OR(M93=\"\",'Cost scenario - input'!$G78=\"\"),\"\",M93/'Cost scenario - input'!$G78),\"\")","v":""},{"$f":"IFERROR(IF(OR(N93=\"\",'Cost scenario - input'!$G78=\"\"),\"\",N93/'Cost scenario - input'!$G78),\"\")","v":""},{"$f":"IFERROR(IF(OR(O93=\"\",'Cost scenario - input'!$G78=\"\"),\"\",O93/'Cost scenario - input'!$G78),\"\")","v":""},{"$f":"IFERROR(IF(OR(P93=\"\",'Cost scenario - input'!$G78=\"\"),\"\",P93/'Cost scenario - input'!$G78),\"\")","v":""},{"$f":"IFERROR(IF(OR(Q93=\"\",'Cost scenario - input'!$G78=\"\"),\"\",Q93/'Cost scenario - input'!$G78),\"\")","v":""},{"$f":"IFERROR(IF(OR(R93=\"\",'Cost scenario - input'!$G78=\"\"),\"\",R93/'Cost scenario - input'!$G78),\"\")","v":""},{"$f":"IFERROR(IF(OR(S93=\"\",'Cost scenario - input'!$G78=\"\"),\"\",S93/'Cost scenario - input'!$G78),\"\")","v":""},{"$f":"IFERROR(IF(OR(T93=\"\",'Cost scenario - input'!$G78=\"\"),\"\",T93/'Cost scenario - input'!$G78),\"\")","v":""},{"$f":"IFERROR(IF(OR(U93=\"\",'Cost scenario - input'!$G78=\"\"),\"\",U93/'Cost scenario - input'!$G78),\"\")","v":""},{"$f":"IFERROR(IF(OR(V93=\"\",'Cost scenario - input'!$G78=\"\"),\"\",V93/'Cost scenario - input'!$G78),\"\")","v":""},{"$f":"IFERROR(IF(OR(W93=\"\",'Cost scenario - input'!$G78=\"\"),\"\",W93/'Cost scenario - input'!$G78),\"\")","v":""}]
[{"$f":"IFERROR('Cost scenario - input'!A79,\"\")","v":""},{"$f":"IFERROR('Cost scenario - input'!B79,\"\")","v":""},{"$f":"IFERROR('Cost scenario - input'!C79,\"\")","v":""},{"$f":"IFERROR(repcalc('Cost scenario - input'!$CY79:$GK79,'Cost scenario - input'!$J79,'Cost scenario - input'!$H79,'Cost scenario - input'!$I79,20,TRUE,TRUE),\"\")","v":""},"","","","","","","","","","","","","","","","","","","",{"$f":"IFERROR(IF(OR(D94=\"\",'Cost scenario - input'!$G79=\"\"),\"\",D94/'Cost scenario - input'!$G79),\"\")","v":""},{"$f":"IFERROR(IF(OR(E94=\"\",'Cost scenario - input'!$G79=\"\"),\"\",E94/'Cost scenario - input'!$G79),\"\")","v":""},{"$f":"IFERROR(IF(OR(F94=\"\",'Cost scenario - input'!$G79=\"\"),\"\",F94/'Cost scenario - input'!$G79),\"\")","v":""},{"$f":"IFERROR(IF(OR(G94=\"\",'Cost scenario - input'!$G79=\"\"),\"\",G94/'Cost scenario - input'!$G79),\"\")","v":""},{"$f":"IFERROR(IF(OR(H94=\"\",'Cost scenario - input'!$G79=\"\"),\"\",H94/'Cost scenario - input'!$G79),\"\")","v":""},{"$f":"IFERROR(IF(OR(I94=\"\",'Cost scenario - input'!$G79=\"\"),\"\",I94/'Cost scenario - input'!$G79),\"\")","v":""},{"$f":"IFERROR(IF(OR(J94=\"\",'Cost scenario - input'!$G79=\"\"),\"\",J94/'Cost scenario - input'!$G79),\"\")","v":""},{"$f":"IFERROR(IF(OR(K94=\"\",'Cost scenario - input'!$G79=\"\"),\"\",K94/'Cost scenario - input'!$G79),\"\")","v":""},{"$f":"IFERROR(IF(OR(L94=\"\",'Cost scenario - input'!$G79=\"\"),\"\",L94/'Cost scenario - input'!$G79),\"\")","v":""},{"$f":"IFERROR(IF(OR(M94=\"\",'Cost scenario - input'!$G79=\"\"),\"\",M94/'Cost scenario - input'!$G79),\"\")","v":""},{"$f":"IFERROR(IF(OR(N94=\"\",'Cost scenario - input'!$G79=\"\"),\"\",N94/'Cost scenario - input'!$G79),\"\")","v":""},{"$f":"IFERROR(IF(OR(O94=\"\",'Cost scenario - input'!$G79=\"\"),\"\",O94/'Cost scenario - input'!$G79),\"\")","v":""},{"$f":"IFERROR(IF(OR(P94=\"\",'Cost scenario - input'!$G79=\"\"),\"\",P94/'Cost scenario - input'!$G79),\"\")","v":""},{"$f":"IFERROR(IF(OR(Q94=\"\",'Cost scenario - input'!$G79=\"\"),\"\",Q94/'Cost scenario - input'!$G79),\"\")","v":""},{"$f":"IFERROR(IF(OR(R94=\"\",'Cost scenario - input'!$G79=\"\"),\"\",R94/'Cost scenario - input'!$G79),\"\")","v":""},{"$f":"IFERROR(IF(OR(S94=\"\",'Cost scenario - input'!$G79=\"\"),\"\",S94/'Cost scenario - input'!$G79),\"\")","v":""},{"$f":"IFERROR(IF(OR(T94=\"\",'Cost scenario - input'!$G79=\"\"),\"\",T94/'Cost scenario - input'!$G79),\"\")","v":""},{"$f":"IFERROR(IF(OR(U94=\"\",'Cost scenario - input'!$G79=\"\"),\"\",U94/'Cost scenario - input'!$G79),\"\")","v":""},{"$f":"IFERROR(IF(OR(V94=\"\",'Cost scenario - input'!$G79=\"\"),\"\",V94/'Cost scenario - input'!$G79),\"\")","v":""},{"$f":"IFERROR(IF(OR(W94=\"\",'Cost scenario - input'!$G79=\"\"),\"\",W94/'Cost scenario - input'!$G79),\"\")","v":""}]
[{"$f":"IFERROR('Cost scenario - input'!A80,\"\")","v":""},{"$f":"IFERROR('Cost scenario - input'!B80,\"\")","v":""},{"$f":"IFERROR('Cost scenario - input'!C80,\"\")","v":""},{"$f":"IFERROR(repcalc('Cost scenario - input'!$CY80:$GK80,'Cost scenario - input'!$J80,'Cost scenario - input'!$H80,'Cost scenario - input'!$I80,20,TRUE,TRUE),\"\")","v":""},"","","","","","","","","","","","","","","","","","","",{"$f":"IFERROR(IF(OR(D95=\"\",'Cost scenario - input'!$G80=\"\"),\"\",D95/'Cost scenario - input'!$G80),\"\")","v":""},{"$f":"IFERROR(IF(OR(E95=\"\",'Cost scenario - input'!$G80=\"\"),\"\",E95/'Cost scenario - input'!$G80),\"\")","v":""},{"$f":"IFERROR(IF(OR(F95=\"\",'Cost scenario - input'!$G80=\"\"),\"\",F95/'Cost scenario - input'!$G80),\"\")","v":""},{"$f":"IFERROR(IF(OR(G95=\"\",'Cost scenario - input'!$G80=\"\"),\"\",G95/'Cost scenario - input'!$G80),\"\")","v":""},{"$f":"IFERROR(IF(OR(H95=\"\",'Cost scenario - input'!$G80=\"\"),\"\",H95/'Cost scenario - input'!$G80),\"\")","v":""},{"$f":"IFERROR(IF(OR(I95=\"\",'Cost scenario - input'!$G80=\"\"),\"\",I95/'Cost scenario - input'!$G80),\"\")","v":""},{"$f":"IFERROR(IF(OR(J95=\"\",'Cost scenario - input'!$G80=\"\"),\"\",J95/'Cost scenario - input'!$G80),\"\")","v":""},{"$f":"IFERROR(IF(OR(K95=\"\",'Cost scenario - input'!$G80=\"\"),\"\",K95/'Cost scenario - input'!$G80),\"\")","v":""},{"$f":"IFERROR(IF(OR(L95=\"\",'Cost scenario - input'!$G80=\"\"),\"\",L95/'Cost scenario - input'!$G80),\"\")","v":""},{"$f":"IFERROR(IF(OR(M95=\"\",'Cost scenario - input'!$G80=\"\"),\"\",M95/'Cost scenario - input'!$G80),\"\")","v":""},{"$f":"IFERROR(IF(OR(N95=\"\",'Cost scenario - input'!$G80=\"\"),\"\",N95/'Cost scenario - input'!$G80),\"\")","v":""},{"$f":"IFERROR(IF(OR(O95=\"\",'Cost scenario - input'!$G80=\"\"),\"\",O95/'Cost scenario - input'!$G80),\"\")","v":""},{"$f":"IFERROR(IF(OR(P95=\"\",'Cost scenario - input'!$G80=\"\"),\"\",P95/'Cost scenario - input'!$G80),\"\")","v":""},{"$f":"IFERROR(IF(OR(Q95=\"\",'Cost scenario - input'!$G80=\"\"),\"\",Q95/'Cost scenario - input'!$G80),\"\")","v":""},{"$f":"IFERROR(IF(OR(R95=\"\",'Cost scenario - input'!$G80=\"\"),\"\",R95/'Cost scenario - input'!$G80),\"\")","v":""},{"$f":"IFERROR(IF(OR(S95=\"\",'Cost scenario - input'!$G80=\"\"),\"\",S95/'Cost scenario - input'!$G80),\"\")","v":""},{"$f":"IFERROR(IF(OR(T95=\"\",'Cost scenario - input'!$G80=\"\"),\"\",T95/'Cost scenario - input'!$G80),\"\")","v":""},{"$f":"IFERROR(IF(OR(U95=\"\",'Cost scenario - input'!$G80=\"\"),\"\",U95/'Cost scenario - input'!$G80),\"\")","v":""},{"$f":"IFERROR(IF(OR(V95=\"\",'Cost scenario - input'!$G80=\"\"),\"\",V95/'Cost scenario - input'!$G80),\"\")","v":""},{"$f":"IFERROR(IF(OR(W95=\"\",'Cost scenario - input'!$G80=\"\"),\"\",W95/'Cost scenario - input'!$G80),\"\")","v":""}]
[{"$f":"IFERROR('Cost scenario - input'!A81,\"\")","v":""},{"$f":"IFERROR('Cost scenario - input'!B81,\"\")","v":""},{"$f":"IFERROR('Cost scenario - input'!C81,\"\")","v":""},{"$f":"IFERROR(repcalc('Cost scenario - input'!$CY81:$GK81,'Cost scenario - input'!$J81,'Cost scenario - input'!$H81,'Cost scenario - input'!$I81,20,TRUE,TRUE),\"\")","v":""},"","","","","","","","","","","","","","","","","","","",{"$f":"IFERROR(IF(OR(D96=\"\",'Cost scenario - input'!$G81=\"\"),\"\",D96/'Cost scenario - input'!$G81),\"\")","v":""},{"$f":"IFERROR(IF(OR(E96=\"\",'Cost scenario - input'!$G81=\"\"),\"\",E96/'Cost scenario - input'!$G81),\"\")","v":""},{"$f":"IFERROR(IF(OR(F96=\"\",'Cost scenario - input'!$G81=\"\"),\"\",F96/'Cost scenario - input'!$G81),\"\")","v":""},{"$f":"IFERROR(IF(OR(G96=\"\",'Cost scenario - input'!$G81=\"\"),\"\",G96/'Cost scenario - input'!$G81),\"\")","v":""},{"$f":"IFERROR(IF(OR(H96=\"\",'Cost scenario - input'!$G81=\"\"),\"\",H96/'Cost scenario - input'!$G81),\"\")","v":""},{"$f":"IFERROR(IF(OR(I96=\"\",'Cost scenario - input'!$G81=\"\"),\"\",I96/'Cost scenario - input'!$G81),\"\")","v":""},{"$f":"IFERROR(IF(OR(J96=\"\",'Cost scenario - input'!$G81=\"\"),\"\",J96/'Cost scenario - input'!$G81),\"\")","v":""},{"$f":"IFERROR(IF(OR(K96=\"\",'Cost scenario - input'!$G81=\"\"),\"\",K96/'Cost scenario - input'!$G81),\"\")","v":""},{"$f":"IFERROR(IF(OR(L96=\"\",'Cost scenario - input'!$G81=\"\"),\"\",L96/'Cost scenario - input'!$G81),\"\")","v":""},{"$f":"IFERROR(IF(OR(M96=\"\",'Cost scenario - input'!$G81=\"\"),\"\",M96/'Cost scenario - input'!$G81),\"\")","v":""},{"$f":"IFERROR(IF(OR(N96=\"\",'Cost scenario - input'!$G81=\"\"),\"\",N96/'Cost scenario - input'!$G81),\"\")","v":""},{"$f":"IFERROR(IF(OR(O96=\"\",'Cost scenario - input'!$G81=\"\"),\"\",O96/'Cost scenario - input'!$G81),\"\")","v":""},{"$f":"IFERROR(IF(OR(P96=\"\",'Cost scenario - input'!$G81=\"\"),\"\",P96/'Cost scenario - input'!$G81),\"\")","v":""},{"$f":"IFERROR(IF(OR(Q96=\"\",'Cost scenario - input'!$G81=\"\"),\"\",Q96/'Cost scenario - input'!$G81),\"\")","v":""},{"$f":"IFERROR(IF(OR(R96=\"\",'Cost scenario - input'!$G81=\"\"),\"\",R96/'Cost scenario - input'!$G81),\"\")","v":""},{"$f":"IFERROR(IF(OR(S96=\"\",'Cost scenario - input'!$G81=\"\"),\"\",S96/'Cost scenario - input'!$G81),\"\")","v":""},{"$f":"IFERROR(IF(OR(T96=\"\",'Cost scenario - input'!$G81=\"\"),\"\",T96/'Cost scenario - input'!$G81),\"\")","v":""},{"$f":"IFERROR(IF(OR(U96=\"\",'Cost scenario - input'!$G81=\"\"),\"\",U96/'Cost scenario - input'!$G81),\"\")","v":""},{"$f":"IFERROR(IF(OR(V96=\"\",'Cost scenario - input'!$G81=\"\"),\"\",V96/'Cost scenario - input'!$G81),\"\")","v":""},{"$f":"IFERROR(IF(OR(W96=\"\",'Cost scenario - input'!$G81=\"\"),\"\",W96/'Cost scenario - input'!$G81),\"\")","v":""}]
[{"$f":"IFERROR('Cost scenario - input'!A82,\"\")","v":""},{"$f":"IFERROR('Cost scenario - input'!B82,\"\")","v":""},{"$f":"IFERROR('Cost scenario - input'!C82,\"\")","v":""},{"$f":"IFERROR(repcalc('Cost scenario - input'!$CY82:$GK82,'Cost scenario - input'!$J82,'Cost scenario - input'!$H82,'Cost scenario - input'!$I82,20,TRUE,TRUE),\"\")","v":""},"","","","","","","","","","","","","","","","","","","",{"$f":"IFERROR(IF(OR(D97=\"\",'Cost scenario - input'!$G82=\"\"),\"\",D97/'Cost scenario - input'!$G82),\"\")","v":""},{"$f":"IFERROR(IF(OR(E97=\"\",'Cost scenario - input'!$G82=\"\"),\"\",E97/'Cost scenario - input'!$G82),\"\")","v":""},{"$f":"IFERROR(IF(OR(F97=\"\",'Cost scenario - input'!$G82=\"\"),\"\",F97/'Cost scenario - input'!$G82),\"\")","v":""},{"$f":"IFERROR(IF(OR(G97=\"\",'Cost scenario - input'!$G82=\"\"),\"\",G97/'Cost scenario - input'!$G82),\"\")","v":""},{"$f":"IFERROR(IF(OR(H97=\"\",'Cost scenario - input'!$G82=\"\"),\"\",H97/'Cost scenario - input'!$G82),\"\")","v":""},{"$f":"IFERROR(IF(OR(I97=\"\",'Cost scenario - input'!$G82=\"\"),\"\",I97/'Cost scenario - input'!$G82),\"\")","v":""},{"$f":"IFERROR(IF(OR(J97=\"\",'Cost scenario - input'!$G82=\"\"),\"\",J97/'Cost scenario - input'!$G82),\"\")","v":""},{"$f":"IFERROR(IF(OR(K97=\"\",'Cost scenario - input'!$G82=\"\"),\"\",K97/'Cost scenario - input'!$G82),\"\")","v":""},{"$f":"IFERROR(IF(OR(L97=\"\",'Cost scenario - input'!$G82=\"\"),\"\",L97/'Cost scenario - input'!$G82),\"\")","v":""},{"$f":"IFERROR(IF(OR(M97=\"\",'Cost scenario - input'!$G82=\"\"),\"\",M97/'Cost scenario - input'!$G82),\"\")","v":""},{"$f":"IFERROR(IF(OR(N97=\"\",'Cost scenario - input'!$G82=\"\"),\"\",N97/'Cost scenario - input'!$G82),\"\")","v":""},{"$f":"IFERROR(IF(OR(O97=\"\",'Cost scenario - input'!$G82=\"\"),\"\",O97/'Cost scenario - input'!$G82),\"\")","v":""},{"$f":"IFERROR(IF(OR(P97=\"\",'Cost scenario - input'!$G82=\"\"),\"\",P97/'Cost scenario - input'!$G82),\"\")","v":""},{"$f":"IFERROR(IF(OR(Q97=\"\",'Cost scenario - input'!$G82=\"\"),\"\",Q97/'Cost scenario - input'!$G82),\"\")","v":""},{"$f":"IFERROR(IF(OR(R97=\"\",'Cost scenario - input'!$G82=\"\"),\"\",R97/'Cost scenario - input'!$G82),\"\")","v":""},{"$f":"IFERROR(IF(OR(S97=\"\",'Cost scenario - input'!$G82=\"\"),\"\",S97/'Cost scenario - input'!$G82),\"\")","v":""},{"$f":"IFERROR(IF(OR(T97=\"\",'Cost scenario - input'!$G82=\"\"),\"\",T97/'Cost scenario - input'!$G82),\"\")","v":""},{"$f":"IFERROR(IF(OR(U97=\"\",'Cost scenario - input'!$G82=\"\"),\"\",U97/'Cost scenario - input'!$G82),\"\")","v":""},{"$f":"IFERROR(IF(OR(V97=\"\",'Cost scenario - input'!$G82=\"\"),\"\",V97/'Cost scenario - input'!$G82),\"\")","v":""},{"$f":"IFERROR(IF(OR(W97=\"\",'Cost scenario - input'!$G82=\"\"),\"\",W97/'Cost scenario - input'!$G82),\"\")","v":""}]
[{"$f":"IFERROR('Cost scenario - input'!A83,\"\")","v":""},{"$f":"IFERROR('Cost scenario - input'!B83,\"\")","v":""},{"$f":"IFERROR('Cost scenario - input'!C83,\"\")","v":""},{"$f":"IFERROR(repcalc('Cost scenario - input'!$CY83:$GK83,'Cost scenario - input'!$J83,'Cost scenario - input'!$H83,'Cost scenario - input'!$I83,20,TRUE,TRUE),\"\")","v":""},"","","","","","","","","","","","","","","","","","","",{"$f":"IFERROR(IF(OR(D98=\"\",'Cost scenario - input'!$G83=\"\"),\"\",D98/'Cost scenario - input'!$G83),\"\")","v":""},{"$f":"IFERROR(IF(OR(E98=\"\",'Cost scenario - input'!$G83=\"\"),\"\",E98/'Cost scenario - input'!$G83),\"\")","v":""},{"$f":"IFERROR(IF(OR(F98=\"\",'Cost scenario - input'!$G83=\"\"),\"\",F98/'Cost scenario - input'!$G83),\"\")","v":""},{"$f":"IFERROR(IF(OR(G98=\"\",'Cost scenario - input'!$G83=\"\"),\"\",G98/'Cost scenario - input'!$G83),\"\")","v":""},{"$f":"IFERROR(IF(OR(H98=\"\",'Cost scenario - input'!$G83=\"\"),\"\",H98/'Cost scenario - input'!$G83),\"\")","v":""},{"$f":"IFERROR(IF(OR(I98=\"\",'Cost scenario - input'!$G83=\"\"),\"\",I98/'Cost scenario - input'!$G83),\"\")","v":""},{"$f":"IFERROR(IF(OR(J98=\"\",'Cost scenario - input'!$G83=\"\"),\"\",J98/'Cost scenario - input'!$G83),\"\")","v":""},{"$f":"IFERROR(IF(OR(K98=\"\",'Cost scenario - input'!$G83=\"\"),\"\",K98/'Cost scenario - input'!$G83),\"\")","v":""},{"$f":"IFERROR(IF(OR(L98=\"\",'Cost scenario - input'!$G83=\"\"),\"\",L98/'Cost scenario - input'!$G83),\"\")","v":""},{"$f":"IFERROR(IF(OR(M98=\"\",'Cost scenario - input'!$G83=\"\"),\"\",M98/'Cost scenario - input'!$G83),\"\")","v":""},{"$f":"IFERROR(IF(OR(N98=\"\",'Cost scenario - input'!$G83=\"\"),\"\",N98/'Cost scenario - input'!$G83),\"\")","v":""},{"$f":"IFERROR(IF(OR(O98=\"\",'Cost scenario - input'!$G83=\"\"),\"\",O98/'Cost scenario - input'!$G83),\"\")","v":""},{"$f":"IFERROR(IF(OR(P98=\"\",'Cost scenario - input'!$G83=\"\"),\"\",P98/'Cost scenario - input'!$G83),\"\")","v":""},{"$f":"IFERROR(IF(OR(Q98=\"\",'Cost scenario - input'!$G83=\"\"),\"\",Q98/'Cost scenario - input'!$G83),\"\")","v":""},{"$f":"IFERROR(IF(OR(R98=\"\",'Cost scenario - input'!$G83=\"\"),\"\",R98/'Cost scenario - input'!$G83),\"\")","v":""},{"$f":"IFERROR(IF(OR(S98=\"\",'Cost scenario - input'!$G83=\"\"),\"\",S98/'Cost scenario - input'!$G83),\"\")","v":""},{"$f":"IFERROR(IF(OR(T98=\"\",'Cost scenario - input'!$G83=\"\"),\"\",T98/'Cost scenario - input'!$G83),\"\")","v":""},{"$f":"IFERROR(IF(OR(U98=\"\",'Cost scenario - input'!$G83=\"\"),\"\",U98/'Cost scenario - input'!$G83),\"\")","v":""},{"$f":"IFERROR(IF(OR(V98=\"\",'Cost scenario - input'!$G83=\"\"),\"\",V98/'Cost scenario - input'!$G83),\"\")","v":""},{"$f":"IFERROR(IF(OR(W98=\"\",'Cost scenario - input'!$G83=\"\"),\"\",W98/'Cost scenario - input'!$G83),\"\")","v":""}]
[{"$f":"IFERROR('Cost scenario - input'!A84,\"\")","v":""},{"$f":"IFERROR('Cost scenario - input'!B84,\"\")","v":""},{"$f":"IFERROR('Cost scenario - input'!C84,\"\")","v":""},{"$f":"IFERROR(repcalc('Cost scenario - input'!$CY84:$GK84,'Cost scenario - input'!$J84,'Cost scenario - input'!$H84,'Cost scenario - input'!$I84,20,TRUE,TRUE),\"\")","v":""},"","","","","","","","","","","","","","","","","","","",{"$f":"IFERROR(IF(OR(D99=\"\",'Cost scenario - input'!$G84=\"\"),\"\",D99/'Cost scenario - input'!$G84),\"\")","v":""},{"$f":"IFERROR(IF(OR(E99=\"\",'Cost scenario - input'!$G84=\"\"),\"\",E99/'Cost scenario - input'!$G84),\"\")","v":""},{"$f":"IFERROR(IF(OR(F99=\"\",'Cost scenario - input'!$G84=\"\"),\"\",F99/'Cost scenario - input'!$G84),\"\")","v":""},{"$f":"IFERROR(IF(OR(G99=\"\",'Cost scenario - input'!$G84=\"\"),\"\",G99/'Cost scenario - input'!$G84),\"\")","v":""},{"$f":"IFERROR(IF(OR(H99=\"\",'Cost scenario - input'!$G84=\"\"),\"\",H99/'Cost scenario - input'!$G84),\"\")","v":""},{"$f":"IFERROR(IF(OR(I99=\"\",'Cost scenario - input'!$G84=\"\"),\"\",I99/'Cost scenario - input'!$G84),\"\")","v":""},{"$f":"IFERROR(IF(OR(J99=\"\",'Cost scenario - input'!$G84=\"\"),\"\",J99/'Cost scenario - input'!$G84),\"\")","v":""},{"$f":"IFERROR(IF(OR(K99=\"\",'Cost scenario - input'!$G84=\"\"),\"\",K99/'Cost scenario - input'!$G84),\"\")","v":""},{"$f":"IFERROR(IF(OR(L99=\"\",'Cost scenario - input'!$G84=\"\"),\"\",L99/'Cost scenario - input'!$G84),\"\")","v":""},{"$f":"IFERROR(IF(OR(M99=\"\",'Cost scenario - input'!$G84=\"\"),\"\",M99/'Cost scenario - input'!$G84),\"\")","v":""},{"$f":"IFERROR(IF(OR(N99=\"\",'Cost scenario - input'!$G84=\"\"),\"\",N99/'Cost scenario - input'!$G84),\"\")","v":""},{"$f":"IFERROR(IF(OR(O99=\"\",'Cost scenario - input'!$G84=\"\"),\"\",O99/'Cost scenario - input'!$G84),\"\")","v":""},{"$f":"IFERROR(IF(OR(P99=\"\",'Cost scenario - input'!$G84=\"\"),\"\",P99/'Cost scenario - input'!$G84),\"\")","v":""},{"$f":"IFERROR(IF(OR(Q99=\"\",'Cost scenario - input'!$G84=\"\"),\"\",Q99/'Cost scenario - input'!$G84),\"\")","v":""},{"$f":"IFERROR(IF(OR(R99=\"\",'Cost scenario - input'!$G84=\"\"),\"\",R99/'Cost scenario - input'!$G84),\"\")","v":""},{"$f":"IFERROR(IF(OR(S99=\"\",'Cost scenario - input'!$G84=\"\"),\"\",S99/'Cost scenario - input'!$G84),\"\")","v":""},{"$f":"IFERROR(IF(OR(T99=\"\",'Cost scenario - input'!$G84=\"\"),\"\",T99/'Cost scenario - input'!$G84),\"\")","v":""},{"$f":"IFERROR(IF(OR(U99=\"\",'Cost scenario - input'!$G84=\"\"),\"\",U99/'Cost scenario - input'!$G84),\"\")","v":""},{"$f":"IFERROR(IF(OR(V99=\"\",'Cost scenario - input'!$G84=\"\"),\"\",V99/'Cost scenario - input'!$G84),\"\")","v":""},{"$f":"IFERROR(IF(OR(W99=\"\",'Cost scenario - input'!$G84=\"\"),\"\",W99/'Cost scenario - input'!$G84),\"\")","v":""}]
[{"$f":"IFERROR('Cost scenario - input'!A85,\"\")","v":""},{"$f":"IFERROR('Cost scenario - input'!B85,\"\")","v":""},{"$f":"IFERROR('Cost scenario - input'!C85,\"\")","v":""},{"$f":"IFERROR(repcalc('Cost scenario - input'!$CY85:$GK85,'Cost scenario - input'!$J85,'Cost scenario - input'!$H85,'Cost scenario - input'!$I85,20,TRUE,TRUE),\"\")","v":""},"","","","","","","","","","","","","","","","","","","",{"$f":"IFERROR(IF(OR(D100=\"\",'Cost scenario - input'!$G85=\"\"),\"\",D100/'Cost scenario - input'!$G85),\"\")","v":""},{"$f":"IFERROR(IF(OR(E100=\"\",'Cost scenario - input'!$G85=\"\"),\"\",E100/'Cost scenario - input'!$G85),\"\")","v":""},{"$f":"IFERROR(IF(OR(F100=\"\",'Cost scenario - input'!$G85=\"\"),\"\",F100/'Cost scenario - input'!$G85),\"\")","v":""},{"$f":"IFERROR(IF(OR(G100=\"\",'Cost scenario - input'!$G85=\"\"),\"\",G100/'Cost scenario - input'!$G85),\"\")","v":""},{"$f":"IFERROR(IF(OR(H100=\"\",'Cost scenario - input'!$G85=\"\"),\"\",H100/'Cost scenario - input'!$G85),\"\")","v":""},{"$f":"IFERROR(IF(OR(I100=\"\",'Cost scenario - input'!$G85=\"\"),\"\",I100/'Cost scenario - input'!$G85),\"\")","v":""},{"$f":"IFERROR(IF(OR(J100=\"\",'Cost scenario - input'!$G85=\"\"),\"\",J100/'Cost scenario - input'!$G85),\"\")","v":""},{"$f":"IFERROR(IF(OR(K100=\"\",'Cost scenario - input'!$G85=\"\"),\"\",K100/'Cost scenario - input'!$G85),\"\")","v":""},{"$f":"IFERROR(IF(OR(L100=\"\",'Cost scenario - input'!$G85=\"\"),\"\",L100/'Cost scenario - input'!$G85),\"\")","v":""},{"$f":"IFERROR(IF(OR(M100=\"\",'Cost scenario - input'!$G85=\"\"),\"\",M100/'Cost scenario - input'!$G85),\"\")","v":""},{"$f":"IFERROR(IF(OR(N100=\"\",'Cost scenario - input'!$G85=\"\"),\"\",N100/'Cost scenario - input'!$G85),\"\")","v":""},{"$f":"IFERROR(IF(OR(O100=\"\",'Cost scenario - input'!$G85=\"\"),\"\",O100/'Cost scenario - input'!$G85),\"\")","v":""},{"$f":"IFERROR(IF(OR(P100=\"\",'Cost scenario - input'!$G85=\"\"),\"\",P100/'Cost scenario - input'!$G85),\"\")","v":""},{"$f":"IFERROR(IF(OR(Q100=\"\",'Cost scenario - input'!$G85=\"\"),\"\",Q100/'Cost scenario - input'!$G85),\"\")","v":""},{"$f":"IFERROR(IF(OR(R100=\"\",'Cost scenario - input'!$G85=\"\"),\"\",R100/'Cost scenario - input'!$G85),\"\")","v":""},{"$f":"IFERROR(IF(OR(S100=\"\",'Cost scenario - input'!$G85=\"\"),\"\",S100/'Cost scenario - input'!$G85),\"\")","v":""},{"$f":"IFERROR(IF(OR(T100=\"\",'Cost scenario - input'!$G85=\"\"),\"\",T100/'Cost scenario - input'!$G85),\"\")","v":""},{"$f":"IFERROR(IF(OR(U100=\"\",'Cost scenario - input'!$G85=\"\"),\"\",U100/'Cost scenario - input'!$G85),\"\")","v":""},{"$f":"IFERROR(IF(OR(V100=\"\",'Cost scenario - input'!$G85=\"\"),\"\",V100/'Cost scenario - input'!$G85),\"\")","v":""},{"$f":"IFERROR(IF(OR(W100=\"\",'Cost scenario - input'!$G85=\"\"),\"\",W100/'Cost scenario - input'!$G85),\"\")","v":""}]
[{"$f":"IFERROR('Cost scenario - input'!A86,\"\")","v":""},{"$f":"IFERROR('Cost scenario - input'!B86,\"\")","v":""},{"$f":"IFERROR('Cost scenario - input'!C86,\"\")","v":""},{"$f":"IFERROR(repcalc('Cost scenario - input'!$CY86:$GK86,'Cost scenario - input'!$J86,'Cost scenario - input'!$H86,'Cost scenario - input'!$I86,20,TRUE,TRUE),\"\")","v":""},"","","","","","","","","","","","","","","","","","","",{"$f":"IFERROR(IF(OR(D101=\"\",'Cost scenario - input'!$G86=\"\"),\"\",D101/'Cost scenario - input'!$G86),\"\")","v":""},{"$f":"IFERROR(IF(OR(E101=\"\",'Cost scenario - input'!$G86=\"\"),\"\",E101/'Cost scenario - input'!$G86),\"\")","v":""},{"$f":"IFERROR(IF(OR(F101=\"\",'Cost scenario - input'!$G86=\"\"),\"\",F101/'Cost scenario - input'!$G86),\"\")","v":""},{"$f":"IFERROR(IF(OR(G101=\"\",'Cost scenario - input'!$G86=\"\"),\"\",G101/'Cost scenario - input'!$G86),\"\")","v":""},{"$f":"IFERROR(IF(OR(H101=\"\",'Cost scenario - input'!$G86=\"\"),\"\",H101/'Cost scenario - input'!$G86),\"\")","v":""},{"$f":"IFERROR(IF(OR(I101=\"\",'Cost scenario - input'!$G86=\"\"),\"\",I101/'Cost scenario - input'!$G86),\"\")","v":""},{"$f":"IFERROR(IF(OR(J101=\"\",'Cost scenario - input'!$G86=\"\"),\"\",J101/'Cost scenario - input'!$G86),\"\")","v":""},{"$f":"IFERROR(IF(OR(K101=\"\",'Cost scenario - input'!$G86=\"\"),\"\",K101/'Cost scenario - input'!$G86),\"\")","v":""},{"$f":"IFERROR(IF(OR(L101=\"\",'Cost scenario - input'!$G86=\"\"),\"\",L101/'Cost scenario - input'!$G86),\"\")","v":""},{"$f":"IFERROR(IF(OR(M101=\"\",'Cost scenario - input'!$G86=\"\"),\"\",M101/'Cost scenario - input'!$G86),\"\")","v":""},{"$f":"IFERROR(IF(OR(N101=\"\",'Cost scenario - input'!$G86=\"\"),\"\",N101/'Cost scenario - input'!$G86),\"\")","v":""},{"$f":"IFERROR(IF(OR(O101=\"\",'Cost scenario - input'!$G86=\"\"),\"\",O101/'Cost scenario - input'!$G86),\"\")","v":""},{"$f":"IFERROR(IF(OR(P101=\"\",'Cost scenario - input'!$G86=\"\"),\"\",P101/'Cost scenario - input'!$G86),\"\")","v":""},{"$f":"IFERROR(IF(OR(Q101=\"\",'Cost scenario - input'!$G86=\"\"),\"\",Q101/'Cost scenario - input'!$G86),\"\")","v":""},{"$f":"IFERROR(IF(OR(R101=\"\",'Cost scenario - input'!$G86=\"\"),\"\",R101/'Cost scenario - input'!$G86),\"\")","v":""},{"$f":"IFERROR(IF(OR(S101=\"\",'Cost scenario - input'!$G86=\"\"),\"\",S101/'Cost scenario - input'!$G86),\"\")","v":""},{"$f":"IFERROR(IF(OR(T101=\"\",'Cost scenario - input'!$G86=\"\"),\"\",T101/'Cost scenario - input'!$G86),\"\")","v":""},{"$f":"IFERROR(IF(OR(U101=\"\",'Cost scenario - input'!$G86=\"\"),\"\",U101/'Cost scenario - input'!$G86),\"\")","v":""},{"$f":"IFERROR(IF(OR(V101=\"\",'Cost scenario - input'!$G86=\"\"),\"\",V101/'Cost scenario - input'!$G86),\"\")","v":""},{"$f":"IFERROR(IF(OR(W101=\"\",'Cost scenario - input'!$G86=\"\"),\"\",W101/'Cost scenario - input'!$G86),\"\")","v":""}]
[{"$f":"IFERROR('Cost scenario - input'!A87,\"\")","v":""},{"$f":"IFERROR('Cost scenario - input'!B87,\"\")","v":""},{"$f":"IFERROR('Cost scenario - input'!C87,\"\")","v":""},{"$f":"IFERROR(repcalc('Cost scenario - input'!$CY87:$GK87,'Cost scenario - input'!$J87,'Cost scenario - input'!$H87,'Cost scenario - input'!$I87,20,TRUE,TRUE),\"\")","v":""},"","","","","","","","","","","","","","","","","","","",{"$f":"IFERROR(IF(OR(D102=\"\",'Cost scenario - input'!$G87=\"\"),\"\",D102/'Cost scenario - input'!$G87),\"\")","v":""},{"$f":"IFERROR(IF(OR(E102=\"\",'Cost scenario - input'!$G87=\"\"),\"\",E102/'Cost scenario - input'!$G87),\"\")","v":""},{"$f":"IFERROR(IF(OR(F102=\"\",'Cost scenario - input'!$G87=\"\"),\"\",F102/'Cost scenario - input'!$G87),\"\")","v":""},{"$f":"IFERROR(IF(OR(G102=\"\",'Cost scenario - input'!$G87=\"\"),\"\",G102/'Cost scenario - input'!$G87),\"\")","v":""},{"$f":"IFERROR(IF(OR(H102=\"\",'Cost scenario - input'!$G87=\"\"),\"\",H102/'Cost scenario - input'!$G87),\"\")","v":""},{"$f":"IFERROR(IF(OR(I102=\"\",'Cost scenario - input'!$G87=\"\"),\"\",I102/'Cost scenario - input'!$G87),\"\")","v":""},{"$f":"IFERROR(IF(OR(J102=\"\",'Cost scenario - input'!$G87=\"\"),\"\",J102/'Cost scenario - input'!$G87),\"\")","v":""},{"$f":"IFERROR(IF(OR(K102=\"\",'Cost scenario - input'!$G87=\"\"),\"\",K102/'Cost scenario - input'!$G87),\"\")","v":""},{"$f":"IFERROR(IF(OR(L102=\"\",'Cost scenario - input'!$G87=\"\"),\"\",L102/'Cost scenario - input'!$G87),\"\")","v":""},{"$f":"IFERROR(IF(OR(M102=\"\",'Cost scenario - input'!$G87=\"\"),\"\",M102/'Cost scenario - input'!$G87),\"\")","v":""},{"$f":"IFERROR(IF(OR(N102=\"\",'Cost scenario - input'!$G87=\"\"),\"\",N102/'Cost scenario - input'!$G87),\"\")","v":""},{"$f":"IFERROR(IF(OR(O102=\"\",'Cost scenario - input'!$G87=\"\"),\"\",O102/'Cost scenario - input'!$G87),\"\")","v":""},{"$f":"IFERROR(IF(OR(P102=\"\",'Cost scenario - input'!$G87=\"\"),\"\",P102/'Cost scenario - input'!$G87),\"\")","v":""},{"$f":"IFERROR(IF(OR(Q102=\"\",'Cost scenario - input'!$G87=\"\"),\"\",Q102/'Cost scenario - input'!$G87),\"\")","v":""},{"$f":"IFERROR(IF(OR(R102=\"\",'Cost scenario - input'!$G87=\"\"),\"\",R102/'Cost scenario - input'!$G87),\"\")","v":""},{"$f":"IFERROR(IF(OR(S102=\"\",'Cost scenario - input'!$G87=\"\"),\"\",S102/'Cost scenario - input'!$G87),\"\")","v":""},{"$f":"IFERROR(IF(OR(T102=\"\",'Cost scenario - input'!$G87=\"\"),\"\",T102/'Cost scenario - input'!$G87),\"\")","v":""},{"$f":"IFERROR(IF(OR(U102=\"\",'Cost scenario - input'!$G87=\"\"),\"\",U102/'Cost scenario - input'!$G87),\"\")","v":""},{"$f":"IFERROR(IF(OR(V102=\"\",'Cost scenario - input'!$G87=\"\"),\"\",V102/'Cost scenario - input'!$G87),\"\")","v":""},{"$f":"IFERROR(IF(OR(W102=\"\",'Cost scenario - input'!$G87=\"\"),\"\",W102/'Cost scenario - input'!$G87),\"\")","v":""}]
[{"$f":"IFERROR('Cost scenario - input'!A88,\"\")","v":""},{"$f":"IFERROR('Cost scenario - input'!B88,\"\")","v":""},{"$f":"IFERROR('Cost scenario - input'!C88,\"\")","v":""},{"$f":"IFERROR(repcalc('Cost scenario - input'!$CY88:$GK88,'Cost scenario - input'!$J88,'Cost scenario - input'!$H88,'Cost scenario - input'!$I88,20,TRUE,TRUE),\"\")","v":""},"","","","","","","","","","","","","","","","","","","",{"$f":"IFERROR(IF(OR(D103=\"\",'Cost scenario - input'!$G88=\"\"),\"\",D103/'Cost scenario - input'!$G88),\"\")","v":""},{"$f":"IFERROR(IF(OR(E103=\"\",'Cost scenario - input'!$G88=\"\"),\"\",E103/'Cost scenario - input'!$G88),\"\")","v":""},{"$f":"IFERROR(IF(OR(F103=\"\",'Cost scenario - input'!$G88=\"\"),\"\",F103/'Cost scenario - input'!$G88),\"\")","v":""},{"$f":"IFERROR(IF(OR(G103=\"\",'Cost scenario - input'!$G88=\"\"),\"\",G103/'Cost scenario - input'!$G88),\"\")","v":""},{"$f":"IFERROR(IF(OR(H103=\"\",'Cost scenario - input'!$G88=\"\"),\"\",H103/'Cost scenario - input'!$G88),\"\")","v":""},{"$f":"IFERROR(IF(OR(I103=\"\",'Cost scenario - input'!$G88=\"\"),\"\",I103/'Cost scenario - input'!$G88),\"\")","v":""},{"$f":"IFERROR(IF(OR(J103=\"\",'Cost scenario - input'!$G88=\"\"),\"\",J103/'Cost scenario - input'!$G88),\"\")","v":""},{"$f":"IFERROR(IF(OR(K103=\"\",'Cost scenario - input'!$G88=\"\"),\"\",K103/'Cost scenario - input'!$G88),\"\")","v":""},{"$f":"IFERROR(IF(OR(L103=\"\",'Cost scenario - input'!$G88=\"\"),\"\",L103/'Cost scenario - input'!$G88),\"\")","v":""},{"$f":"IFERROR(IF(OR(M103=\"\",'Cost scenario - input'!$G88=\"\"),\"\",M103/'Cost scenario - input'!$G88),\"\")","v":""},{"$f":"IFERROR(IF(OR(N103=\"\",'Cost scenario - input'!$G88=\"\"),\"\",N103/'Cost scenario - input'!$G88),\"\")","v":""},{"$f":"IFERROR(IF(OR(O103=\"\",'Cost scenario - input'!$G88=\"\"),\"\",O103/'Cost scenario - input'!$G88),\"\")","v":""},{"$f":"IFERROR(IF(OR(P103=\"\",'Cost scenario - input'!$G88=\"\"),\"\",P103/'Cost scenario - input'!$G88),\"\")","v":""},{"$f":"IFERROR(IF(OR(Q103=\"\",'Cost scenario - input'!$G88=\"\"),\"\",Q103/'Cost scenario - input'!$G88),\"\")","v":""},{"$f":"IFERROR(IF(OR(R103=\"\",'Cost scenario - input'!$G88=\"\"),\"\",R103/'Cost scenario - input'!$G88),\"\")","v":""},{"$f":"IFERROR(IF(OR(S103=\"\",'Cost scenario - input'!$G88=\"\"),\"\",S103/'Cost scenario - input'!$G88),\"\")","v":""},{"$f":"IFERROR(IF(OR(T103=\"\",'Cost scenario - input'!$G88=\"\"),\"\",T103/'Cost scenario - input'!$G88),\"\")","v":""},{"$f":"IFERROR(IF(OR(U103=\"\",'Cost scenario - input'!$G88=\"\"),\"\",U103/'Cost scenario - input'!$G88),\"\")","v":""},{"$f":"IFERROR(IF(OR(V103=\"\",'Cost scenario - input'!$G88=\"\"),\"\",V103/'Cost scenario - input'!$G88),\"\")","v":""},{"$f":"IFERROR(IF(OR(W103=\"\",'Cost scenario - input'!$G88=\"\"),\"\",W103/'Cost scenario - input'!$G88),\"\")","v":""}]
[{"$f":"IFERROR('Cost scenario - input'!A89,\"\")","v":""},{"$f":"IFERROR('Cost scenario - input'!B89,\"\")","v":""},{"$f":"IFERROR('Cost scenario - input'!C89,\"\")","v":""},{"$f":"IFERROR(repcalc('Cost scenario - input'!$CY89:$GK89,'Cost scenario - input'!$J89,'Cost scenario - input'!$H89,'Cost scenario - input'!$I89,20,TRUE,TRUE),\"\")","v":""},"","","","","","","","","","","","","","","","","","","",{"$f":"IFERROR(IF(OR(D104=\"\",'Cost scenario - input'!$G89=\"\"),\"\",D104/'Cost scenario - input'!$G89),\"\")","v":""},{"$f":"IFERROR(IF(OR(E104=\"\",'Cost scenario - input'!$G89=\"\"),\"\",E104/'Cost scenario - input'!$G89),\"\")","v":""},{"$f":"IFERROR(IF(OR(F104=\"\",'Cost scenario - input'!$G89=\"\"),\"\",F104/'Cost scenario - input'!$G89),\"\")","v":""},{"$f":"IFERROR(IF(OR(G104=\"\",'Cost scenario - input'!$G89=\"\"),\"\",G104/'Cost scenario - input'!$G89),\"\")","v":""},{"$f":"IFERROR(IF(OR(H104=\"\",'Cost scenario - input'!$G89=\"\"),\"\",H104/'Cost scenario - input'!$G89),\"\")","v":""},{"$f":"IFERROR(IF(OR(I104=\"\",'Cost scenario - input'!$G89=\"\"),\"\",I104/'Cost scenario - input'!$G89),\"\")","v":""},{"$f":"IFERROR(IF(OR(J104=\"\",'Cost scenario - input'!$G89=\"\"),\"\",J104/'Cost scenario - input'!$G89),\"\")","v":""},{"$f":"IFERROR(IF(OR(K104=\"\",'Cost scenario - input'!$G89=\"\"),\"\",K104/'Cost scenario - input'!$G89),\"\")","v":""},{"$f":"IFERROR(IF(OR(L104=\"\",'Cost scenario - input'!$G89=\"\"),\"\",L104/'Cost scenario - input'!$G89),\"\")","v":""},{"$f":"IFERROR(IF(OR(M104=\"\",'Cost scenario - input'!$G89=\"\"),\"\",M104/'Cost scenario - input'!$G89),\"\")","v":""},{"$f":"IFERROR(IF(OR(N104=\"\",'Cost scenario - input'!$G89=\"\"),\"\",N104/'Cost scenario - input'!$G89),\"\")","v":""},{"$f":"IFERROR(IF(OR(O104=\"\",'Cost scenario - input'!$G89=\"\"),\"\",O104/'Cost scenario - input'!$G89),\"\")","v":""},{"$f":"IFERROR(IF(OR(P104=\"\",'Cost scenario - input'!$G89=\"\"),\"\",P104/'Cost scenario - input'!$G89),\"\")","v":""},{"$f":"IFERROR(IF(OR(Q104=\"\",'Cost scenario - input'!$G89=\"\"),\"\",Q104/'Cost scenario - input'!$G89),\"\")","v":""},{"$f":"IFERROR(IF(OR(R104=\"\",'Cost scenario - input'!$G89=\"\"),\"\",R104/'Cost scenario - input'!$G89),\"\")","v":""},{"$f":"IFERROR(IF(OR(S104=\"\",'Cost scenario - input'!$G89=\"\"),\"\",S104/'Cost scenario - input'!$G89),\"\")","v":""},{"$f":"IFERROR(IF(OR(T104=\"\",'Cost scenario - input'!$G89=\"\"),\"\",T104/'Cost scenario - input'!$G89),\"\")","v":""},{"$f":"IFERROR(IF(OR(U104=\"\",'Cost scenario - input'!$G89=\"\"),\"\",U104/'Cost scenario - input'!$G89),\"\")","v":""},{"$f":"IFERROR(IF(OR(V104=\"\",'Cost scenario - input'!$G89=\"\"),\"\",V104/'Cost scenario - input'!$G89),\"\")","v":""},{"$f":"IFERROR(IF(OR(W104=\"\",'Cost scenario - input'!$G89=\"\"),\"\",W104/'Cost scenario - input'!$G89),\"\")","v":""}]
[{"$f":"IFERROR('Cost scenario - input'!A90,\"\")","v":""},{"$f":"IFERROR('Cost scenario - input'!B90,\"\")","v":""},{"$f":"IFERROR('Cost scenario - input'!C90,\"\")","v":""},{"$f":"IFERROR(repcalc('Cost scenario - input'!$CY90:$GK90,'Cost scenario - input'!$J90,'Cost scenario - input'!$H90,'Cost scenario - input'!$I90,20,TRUE,TRUE),\"\")","v":""},"","","","","","","","","","","","","","","","","","","",{"$f":"IFERROR(IF(OR(D105=\"\",'Cost scenario - input'!$G90=\"\"),\"\",D105/'Cost scenario - input'!$G90),\"\")","v":""},{"$f":"IFERROR(IF(OR(E105=\"\",'Cost scenario - input'!$G90=\"\"),\"\",E105/'Cost scenario - input'!$G90),\"\")","v":""},{"$f":"IFERROR(IF(OR(F105=\"\",'Cost scenario - input'!$G90=\"\"),\"\",F105/'Cost scenario - input'!$G90),\"\")","v":""},{"$f":"IFERROR(IF(OR(G105=\"\",'Cost scenario - input'!$G90=\"\"),\"\",G105/'Cost scenario - input'!$G90),\"\")","v":""},{"$f":"IFERROR(IF(OR(H105=\"\",'Cost scenario - input'!$G90=\"\"),\"\",H105/'Cost scenario - input'!$G90),\"\")","v":""},{"$f":"IFERROR(IF(OR(I105=\"\",'Cost scenario - input'!$G90=\"\"),\"\",I105/'Cost scenario - input'!$G90),\"\")","v":""},{"$f":"IFERROR(IF(OR(J105=\"\",'Cost scenario - input'!$G90=\"\"),\"\",J105/'Cost scenario - input'!$G90),\"\")","v":""},{"$f":"IFERROR(IF(OR(K105=\"\",'Cost scenario - input'!$G90=\"\"),\"\",K105/'Cost scenario - input'!$G90),\"\")","v":""},{"$f":"IFERROR(IF(OR(L105=\"\",'Cost scenario - input'!$G90=\"\"),\"\",L105/'Cost scenario - input'!$G90),\"\")","v":""},{"$f":"IFERROR(IF(OR(M105=\"\",'Cost scenario - input'!$G90=\"\"),\"\",M105/'Cost scenario - input'!$G90),\"\")","v":""},{"$f":"IFERROR(IF(OR(N105=\"\",'Cost scenario - input'!$G90=\"\"),\"\",N105/'Cost scenario - input'!$G90),\"\")","v":""},{"$f":"IFERROR(IF(OR(O105=\"\",'Cost scenario - input'!$G90=\"\"),\"\",O105/'Cost scenario - input'!$G90),\"\")","v":""},{"$f":"IFERROR(IF(OR(P105=\"\",'Cost scenario - input'!$G90=\"\"),\"\",P105/'Cost scenario - input'!$G90),\"\")","v":""},{"$f":"IFERROR(IF(OR(Q105=\"\",'Cost scenario - input'!$G90=\"\"),\"\",Q105/'Cost scenario - input'!$G90),\"\")","v":""},{"$f":"IFERROR(IF(OR(R105=\"\",'Cost scenario - input'!$G90=\"\"),\"\",R105/'Cost scenario - input'!$G90),\"\")","v":""},{"$f":"IFERROR(IF(OR(S105=\"\",'Cost scenario - input'!$G90=\"\"),\"\",S105/'Cost scenario - input'!$G90),\"\")","v":""},{"$f":"IFERROR(IF(OR(T105=\"\",'Cost scenario - input'!$G90=\"\"),\"\",T105/'Cost scenario - input'!$G90),\"\")","v":""},{"$f":"IFERROR(IF(OR(U105=\"\",'Cost scenario - input'!$G90=\"\"),\"\",U105/'Cost scenario - input'!$G90),\"\")","v":""},{"$f":"IFERROR(IF(OR(V105=\"\",'Cost scenario - input'!$G90=\"\"),\"\",V105/'Cost scenario - input'!$G90),\"\")","v":""},{"$f":"IFERROR(IF(OR(W105=\"\",'Cost scenario - input'!$G90=\"\"),\"\",W105/'Cost scenario - input'!$G90),\"\")","v":""}]
[{"$f":"IFERROR('Cost scenario - input'!A91,\"\")","v":""},{"$f":"IFERROR('Cost scenario - input'!B91,\"\")","v":""},{"$f":"IFERROR('Cost scenario - input'!C91,\"\")","v":""},{"$f":"IFERROR(repcalc('Cost scenario - input'!$CY91:$GK91,'Cost scenario - input'!$J91,'Cost scenario - input'!$H91,'Cost scenario - input'!$I91,20,TRUE,TRUE),\"\")","v":""},"","","","","","","","","","","","","","","","","","","",{"$f":"IFERROR(IF(OR(D106=\"\",'Cost scenario - input'!$G91=\"\"),\"\",D106/'Cost scenario - input'!$G91),\"\")","v":""},{"$f":"IFERROR(IF(OR(E106=\"\",'Cost scenario - input'!$G91=\"\"),\"\",E106/'Cost scenario - input'!$G91),\"\")","v":""},{"$f":"IFERROR(IF(OR(F106=\"\",'Cost scenario - input'!$G91=\"\"),\"\",F106/'Cost scenario - input'!$G91),\"\")","v":""},{"$f":"IFERROR(IF(OR(G106=\"\",'Cost scenario - input'!$G91=\"\"),\"\",G106/'Cost scenario - input'!$G91),\"\")","v":""},{"$f":"IFERROR(IF(OR(H106=\"\",'Cost scenario - input'!$G91=\"\"),\"\",H106/'Cost scenario - input'!$G91),\"\")","v":""},{"$f":"IFERROR(IF(OR(I106=\"\",'Cost scenario - input'!$G91=\"\"),\"\",I106/'Cost scenario - input'!$G91),\"\")","v":""},{"$f":"IFERROR(IF(OR(J106=\"\",'Cost scenario - input'!$G91=\"\"),\"\",J106/'Cost scenario - input'!$G91),\"\")","v":""},{"$f":"IFERROR(IF(OR(K106=\"\",'Cost scenario - input'!$G91=\"\"),\"\",K106/'Cost scenario - input'!$G91),\"\")","v":""},{"$f":"IFERROR(IF(OR(L106=\"\",'Cost scenario - input'!$G91=\"\"),\"\",L106/'Cost scenario - input'!$G91),\"\")","v":""},{"$f":"IFERROR(IF(OR(M106=\"\",'Cost scenario - input'!$G91=\"\"),\"\",M106/'Cost scenario - input'!$G91),\"\")","v":""},{"$f":"IFERROR(IF(OR(N106=\"\",'Cost scenario - input'!$G91=\"\"),\"\",N106/'Cost scenario - input'!$G91),\"\")","v":""},{"$f":"IFERROR(IF(OR(O106=\"\",'Cost scenario - input'!$G91=\"\"),\"\",O106/'Cost scenario - input'!$G91),\"\")","v":""},{"$f":"IFERROR(IF(OR(P106=\"\",'Cost scenario - input'!$G91=\"\"),\"\",P106/'Cost scenario - input'!$G91),\"\")","v":""},{"$f":"IFERROR(IF(OR(Q106=\"\",'Cost scenario - input'!$G91=\"\"),\"\",Q106/'Cost scenario - input'!$G91),\"\")","v":""},{"$f":"IFERROR(IF(OR(R106=\"\",'Cost scenario - input'!$G91=\"\"),\"\",R106/'Cost scenario - input'!$G91),\"\")","v":""},{"$f":"IFERROR(IF(OR(S106=\"\",'Cost scenario - input'!$G91=\"\"),\"\",S106/'Cost scenario - input'!$G91),\"\")","v":""},{"$f":"IFERROR(IF(OR(T106=\"\",'Cost scenario - input'!$G91=\"\"),\"\",T106/'Cost scenario - input'!$G91),\"\")","v":""},{"$f":"IFERROR(IF(OR(U106=\"\",'Cost scenario - input'!$G91=\"\"),\"\",U106/'Cost scenario - input'!$G91),\"\")","v":""},{"$f":"IFERROR(IF(OR(V106=\"\",'Cost scenario - input'!$G91=\"\"),\"\",V106/'Cost scenario - input'!$G91),\"\")","v":""},{"$f":"IFERROR(IF(OR(W106=\"\",'Cost scenario - input'!$G91=\"\"),\"\",W106/'Cost scenario - input'!$G91),\"\")","v":""}]
[{"$f":"IFERROR('Cost scenario - input'!A92,\"\")","v":""},{"$f":"IFERROR('Cost scenario - input'!B92,\"\")","v":""},{"$f":"IFERROR('Cost scenario - input'!C92,\"\")","v":""},{"$f":"IFERROR(repcalc('Cost scenario - input'!$CY92:$GK92,'Cost scenario - input'!$J92,'Cost scenario - input'!$H92,'Cost scenario - input'!$I92,20,TRUE,TRUE),\"\")","v":""},"","","","","","","","","","","","","","","","","","","",{"$f":"IFERROR(IF(OR(D107=\"\",'Cost scenario - input'!$G92=\"\"),\"\",D107/'Cost scenario - input'!$G92),\"\")","v":""},{"$f":"IFERROR(IF(OR(E107=\"\",'Cost scenario - input'!$G92=\"\"),\"\",E107/'Cost scenario - input'!$G92),\"\")","v":""},{"$f":"IFERROR(IF(OR(F107=\"\",'Cost scenario - input'!$G92=\"\"),\"\",F107/'Cost scenario - input'!$G92),\"\")","v":""},{"$f":"IFERROR(IF(OR(G107=\"\",'Cost scenario - input'!$G92=\"\"),\"\",G107/'Cost scenario - input'!$G92),\"\")","v":""},{"$f":"IFERROR(IF(OR(H107=\"\",'Cost scenario - input'!$G92=\"\"),\"\",H107/'Cost scenario - input'!$G92),\"\")","v":""},{"$f":"IFERROR(IF(OR(I107=\"\",'Cost scenario - input'!$G92=\"\"),\"\",I107/'Cost scenario - input'!$G92),\"\")","v":""},{"$f":"IFERROR(IF(OR(J107=\"\",'Cost scenario - input'!$G92=\"\"),\"\",J107/'Cost scenario - input'!$G92),\"\")","v":""},{"$f":"IFERROR(IF(OR(K107=\"\",'Cost scenario - input'!$G92=\"\"),\"\",K107/'Cost scenario - input'!$G92),\"\")","v":""},{"$f":"IFERROR(IF(OR(L107=\"\",'Cost scenario - input'!$G92=\"\"),\"\",L107/'Cost scenario - input'!$G92),\"\")","v":""},{"$f":"IFERROR(IF(OR(M107=\"\",'Cost scenario - input'!$G92=\"\"),\"\",M107/'Cost scenario - input'!$G92),\"\")","v":""},{"$f":"IFERROR(IF(OR(N107=\"\",'Cost scenario - input'!$G92=\"\"),\"\",N107/'Cost scenario - input'!$G92),\"\")","v":""},{"$f":"IFERROR(IF(OR(O107=\"\",'Cost scenario - input'!$G92=\"\"),\"\",O107/'Cost scenario - input'!$G92),\"\")","v":""},{"$f":"IFERROR(IF(OR(P107=\"\",'Cost scenario - input'!$G92=\"\"),\"\",P107/'Cost scenario - input'!$G92),\"\")","v":""},{"$f":"IFERROR(IF(OR(Q107=\"\",'Cost scenario - input'!$G92=\"\"),\"\",Q107/'Cost scenario - input'!$G92),\"\")","v":""},{"$f":"IFERROR(IF(OR(R107=\"\",'Cost scenario - input'!$G92=\"\"),\"\",R107/'Cost scenario - input'!$G92),\"\")","v":""},{"$f":"IFERROR(IF(OR(S107=\"\",'Cost scenario - input'!$G92=\"\"),\"\",S107/'Cost scenario - input'!$G92),\"\")","v":""},{"$f":"IFERROR(IF(OR(T107=\"\",'Cost scenario - input'!$G92=\"\"),\"\",T107/'Cost scenario - input'!$G92),\"\")","v":""},{"$f":"IFERROR(IF(OR(U107=\"\",'Cost scenario - input'!$G92=\"\"),\"\",U107/'Cost scenario - input'!$G92),\"\")","v":""},{"$f":"IFERROR(IF(OR(V107=\"\",'Cost scenario - input'!$G92=\"\"),\"\",V107/'Cost scenario - input'!$G92),\"\")","v":""},{"$f":"IFERROR(IF(OR(W107=\"\",'Cost scenario - input'!$G92=\"\"),\"\",W107/'Cost scenario - input'!$G92),\"\")","v":""}]
[{"$f":"IFERROR('Cost scenario - input'!A93,\"\")","v":""},{"$f":"IFERROR('Cost scenario - input'!B93,\"\")","v":""},{"$f":"IFERROR('Cost scenario - input'!C93,\"\")","v":""},{"$f":"IFERROR(repcalc('Cost scenario - input'!$CY93:$GK93,'Cost scenario - input'!$J93,'Cost scenario - input'!$H93,'Cost scenario - input'!$I93,20,TRUE,TRUE),\"\")","v":""},"","","","","","","","","","","","","","","","","","","",{"$f":"IFERROR(IF(OR(D108=\"\",'Cost scenario - input'!$G93=\"\"),\"\",D108/'Cost scenario - input'!$G93),\"\")","v":""},{"$f":"IFERROR(IF(OR(E108=\"\",'Cost scenario - input'!$G93=\"\"),\"\",E108/'Cost scenario - input'!$G93),\"\")","v":""},{"$f":"IFERROR(IF(OR(F108=\"\",'Cost scenario - input'!$G93=\"\"),\"\",F108/'Cost scenario - input'!$G93),\"\")","v":""},{"$f":"IFERROR(IF(OR(G108=\"\",'Cost scenario - input'!$G93=\"\"),\"\",G108/'Cost scenario - input'!$G93),\"\")","v":""},{"$f":"IFERROR(IF(OR(H108=\"\",'Cost scenario - input'!$G93=\"\"),\"\",H108/'Cost scenario - input'!$G93),\"\")","v":""},{"$f":"IFERROR(IF(OR(I108=\"\",'Cost scenario - input'!$G93=\"\"),\"\",I108/'Cost scenario - input'!$G93),\"\")","v":""},{"$f":"IFERROR(IF(OR(J108=\"\",'Cost scenario - input'!$G93=\"\"),\"\",J108/'Cost scenario - input'!$G93),\"\")","v":""},{"$f":"IFERROR(IF(OR(K108=\"\",'Cost scenario - input'!$G93=\"\"),\"\",K108/'Cost scenario - input'!$G93),\"\")","v":""},{"$f":"IFERROR(IF(OR(L108=\"\",'Cost scenario - input'!$G93=\"\"),\"\",L108/'Cost scenario - input'!$G93),\"\")","v":""},{"$f":"IFERROR(IF(OR(M108=\"\",'Cost scenario - input'!$G93=\"\"),\"\",M108/'Cost scenario - input'!$G93),\"\")","v":""},{"$f":"IFERROR(IF(OR(N108=\"\",'Cost scenario - input'!$G93=\"\"),\"\",N108/'Cost scenario - input'!$G93),\"\")","v":""},{"$f":"IFERROR(IF(OR(O108=\"\",'Cost scenario - input'!$G93=\"\"),\"\",O108/'Cost scenario - input'!$G93),\"\")","v":""},{"$f":"IFERROR(IF(OR(P108=\"\",'Cost scenario - input'!$G93=\"\"),\"\",P108/'Cost scenario - input'!$G93),\"\")","v":""},{"$f":"IFERROR(IF(OR(Q108=\"\",'Cost scenario - input'!$G93=\"\"),\"\",Q108/'Cost scenario - input'!$G93),\"\")","v":""},{"$f":"IFERROR(IF(OR(R108=\"\",'Cost scenario - input'!$G93=\"\"),\"\",R108/'Cost scenario - input'!$G93),\"\")","v":""},{"$f":"IFERROR(IF(OR(S108=\"\",'Cost scenario - input'!$G93=\"\"),\"\",S108/'Cost scenario - input'!$G93),\"\")","v":""},{"$f":"IFERROR(IF(OR(T108=\"\",'Cost scenario - input'!$G93=\"\"),\"\",T108/'Cost scenario - input'!$G93),\"\")","v":""},{"$f":"IFERROR(IF(OR(U108=\"\",'Cost scenario - input'!$G93=\"\"),\"\",U108/'Cost scenario - input'!$G93),\"\")","v":""},{"$f":"IFERROR(IF(OR(V108=\"\",'Cost scenario - input'!$G93=\"\"),\"\",V108/'Cost scenario - input'!$G93),\"\")","v":""},{"$f":"IFERROR(IF(OR(W108=\"\",'Cost scenario - input'!$G93=\"\"),\"\",W108/'Cost scenario - input'!$G93),\"\")","v":""}]
[{"$f":"IFERROR('Cost scenario - input'!A94,\"\")","v":""},{"$f":"IFERROR('Cost scenario - input'!B94,\"\")","v":""},{"$f":"IFERROR('Cost scenario - input'!C94,\"\")","v":""},{"$f":"IFERROR(repcalc('Cost scenario - input'!$CY94:$GK94,'Cost scenario - input'!$J94,'Cost scenario - input'!$H94,'Cost scenario - input'!$I94,20,TRUE,TRUE),\"\")","v":""},"","","","","","","","","","","","","","","","","","","",{"$f":"IFERROR(IF(OR(D109=\"\",'Cost scenario - input'!$G94=\"\"),\"\",D109/'Cost scenario - input'!$G94),\"\")","v":""},{"$f":"IFERROR(IF(OR(E109=\"\",'Cost scenario - input'!$G94=\"\"),\"\",E109/'Cost scenario - input'!$G94),\"\")","v":""},{"$f":"IFERROR(IF(OR(F109=\"\",'Cost scenario - input'!$G94=\"\"),\"\",F109/'Cost scenario - input'!$G94),\"\")","v":""},{"$f":"IFERROR(IF(OR(G109=\"\",'Cost scenario - input'!$G94=\"\"),\"\",G109/'Cost scenario - input'!$G94),\"\")","v":""},{"$f":"IFERROR(IF(OR(H109=\"\",'Cost scenario - input'!$G94=\"\"),\"\",H109/'Cost scenario - input'!$G94),\"\")","v":""},{"$f":"IFERROR(IF(OR(I109=\"\",'Cost scenario - input'!$G94=\"\"),\"\",I109/'Cost scenario - input'!$G94),\"\")","v":""},{"$f":"IFERROR(IF(OR(J109=\"\",'Cost scenario - input'!$G94=\"\"),\"\",J109/'Cost scenario - input'!$G94),\"\")","v":""},{"$f":"IFERROR(IF(OR(K109=\"\",'Cost scenario - input'!$G94=\"\"),\"\",K109/'Cost scenario - input'!$G94),\"\")","v":""},{"$f":"IFERROR(IF(OR(L109=\"\",'Cost scenario - input'!$G94=\"\"),\"\",L109/'Cost scenario - input'!$G94),\"\")","v":""},{"$f":"IFERROR(IF(OR(M109=\"\",'Cost scenario - input'!$G94=\"\"),\"\",M109/'Cost scenario - input'!$G94),\"\")","v":""},{"$f":"IFERROR(IF(OR(N109=\"\",'Cost scenario - input'!$G94=\"\"),\"\",N109/'Cost scenario - input'!$G94),\"\")","v":""},{"$f":"IFERROR(IF(OR(O109=\"\",'Cost scenario - input'!$G94=\"\"),\"\",O109/'Cost scenario - input'!$G94),\"\")","v":""},{"$f":"IFERROR(IF(OR(P109=\"\",'Cost scenario - input'!$G94=\"\"),\"\",P109/'Cost scenario - input'!$G94),\"\")","v":""},{"$f":"IFERROR(IF(OR(Q109=\"\",'Cost scenario - input'!$G94=\"\"),\"\",Q109/'Cost scenario - input'!$G94),\"\")","v":""},{"$f":"IFERROR(IF(OR(R109=\"\",'Cost scenario - input'!$G94=\"\"),\"\",R109/'Cost scenario - input'!$G94),\"\")","v":""},{"$f":"IFERROR(IF(OR(S109=\"\",'Cost scenario - input'!$G94=\"\"),\"\",S109/'Cost scenario - input'!$G94),\"\")","v":""},{"$f":"IFERROR(IF(OR(T109=\"\",'Cost scenario - input'!$G94=\"\"),\"\",T109/'Cost scenario - input'!$G94),\"\")","v":""},{"$f":"IFERROR(IF(OR(U109=\"\",'Cost scenario - input'!$G94=\"\"),\"\",U109/'Cost scenario - input'!$G94),\"\")","v":""},{"$f":"IFERROR(IF(OR(V109=\"\",'Cost scenario - input'!$G94=\"\"),\"\",V109/'Cost scenario - input'!$G94),\"\")","v":""},{"$f":"IFERROR(IF(OR(W109=\"\",'Cost scenario - input'!$G94=\"\"),\"\",W109/'Cost scenario - input'!$G94),\"\")","v":""}]
[{"$f":"IFERROR('Cost scenario - input'!A95,\"\")","v":""},{"$f":"IFERROR('Cost scenario - input'!B95,\"\")","v":""},{"$f":"IFERROR('Cost scenario - input'!C95,\"\")","v":""},{"$f":"IFERROR(repcalc('Cost scenario - input'!$CY95:$GK95,'Cost scenario - input'!$J95,'Cost scenario - input'!$H95,'Cost scenario - input'!$I95,20,TRUE,TRUE),\"\")","v":""},"","","","","","","","","","","","","","","","","","","",{"$f":"IFERROR(IF(OR(D110=\"\",'Cost scenario - input'!$G95=\"\"),\"\",D110/'Cost scenario - input'!$G95),\"\")","v":""},{"$f":"IFERROR(IF(OR(E110=\"\",'Cost scenario - input'!$G95=\"\"),\"\",E110/'Cost scenario - input'!$G95),\"\")","v":""},{"$f":"IFERROR(IF(OR(F110=\"\",'Cost scenario - input'!$G95=\"\"),\"\",F110/'Cost scenario - input'!$G95),\"\")","v":""},{"$f":"IFERROR(IF(OR(G110=\"\",'Cost scenario - input'!$G95=\"\"),\"\",G110/'Cost scenario - input'!$G95),\"\")","v":""},{"$f":"IFERROR(IF(OR(H110=\"\",'Cost scenario - input'!$G95=\"\"),\"\",H110/'Cost scenario - input'!$G95),\"\")","v":""},{"$f":"IFERROR(IF(OR(I110=\"\",'Cost scenario - input'!$G95=\"\"),\"\",I110/'Cost scenario - input'!$G95),\"\")","v":""},{"$f":"IFERROR(IF(OR(J110=\"\",'Cost scenario - input'!$G95=\"\"),\"\",J110/'Cost scenario - input'!$G95),\"\")","v":""},{"$f":"IFERROR(IF(OR(K110=\"\",'Cost scenario - input'!$G95=\"\"),\"\",K110/'Cost scenario - input'!$G95),\"\")","v":""},{"$f":"IFERROR(IF(OR(L110=\"\",'Cost scenario - input'!$G95=\"\"),\"\",L110/'Cost scenario - input'!$G95),\"\")","v":""},{"$f":"IFERROR(IF(OR(M110=\"\",'Cost scenario - input'!$G95=\"\"),\"\",M110/'Cost scenario - input'!$G95),\"\")","v":""},{"$f":"IFERROR(IF(OR(N110=\"\",'Cost scenario - input'!$G95=\"\"),\"\",N110/'Cost scenario - input'!$G95),\"\")","v":""},{"$f":"IFERROR(IF(OR(O110=\"\",'Cost scenario - input'!$G95=\"\"),\"\",O110/'Cost scenario - input'!$G95),\"\")","v":""},{"$f":"IFERROR(IF(OR(P110=\"\",'Cost scenario - input'!$G95=\"\"),\"\",P110/'Cost scenario - input'!$G95),\"\")","v":""},{"$f":"IFERROR(IF(OR(Q110=\"\",'Cost scenario - input'!$G95=\"\"),\"\",Q110/'Cost scenario - input'!$G95),\"\")","v":""},{"$f":"IFERROR(IF(OR(R110=\"\",'Cost scenario - input'!$G95=\"\"),\"\",R110/'Cost scenario - input'!$G95),\"\")","v":""},{"$f":"IFERROR(IF(OR(S110=\"\",'Cost scenario - input'!$G95=\"\"),\"\",S110/'Cost scenario - input'!$G95),\"\")","v":""},{"$f":"IFERROR(IF(OR(T110=\"\",'Cost scenario - input'!$G95=\"\"),\"\",T110/'Cost scenario - input'!$G95),\"\")","v":""},{"$f":"IFERROR(IF(OR(U110=\"\",'Cost scenario - input'!$G95=\"\"),\"\",U110/'Cost scenario - input'!$G95),\"\")","v":""},{"$f":"IFERROR(IF(OR(V110=\"\",'Cost scenario - input'!$G95=\"\"),\"\",V110/'Cost scenario - input'!$G95),\"\")","v":""},{"$f":"IFERROR(IF(OR(W110=\"\",'Cost scenario - input'!$G95=\"\"),\"\",W110/'Cost scenario - input'!$G95),\"\")","v":""}]
[{"$f":"IFERROR('Cost scenario - input'!A96,\"\")","v":""},{"$f":"IFERROR('Cost scenario - input'!B96,\"\")","v":""},{"$f":"IFERROR('Cost scenario - input'!C96,\"\")","v":""},{"$f":"IFERROR(repcalc('Cost scenario - input'!$CY96:$GK96,'Cost scenario - input'!$J96,'Cost scenario - input'!$H96,'Cost scenario - input'!$I96,20,TRUE,TRUE),\"\")","v":""},"","","","","","","","","","","","","","","","","","","",{"$f":"IFERROR(IF(OR(D111=\"\",'Cost scenario - input'!$G96=\"\"),\"\",D111/'Cost scenario - input'!$G96),\"\")","v":""},{"$f":"IFERROR(IF(OR(E111=\"\",'Cost scenario - input'!$G96=\"\"),\"\",E111/'Cost scenario - input'!$G96),\"\")","v":""},{"$f":"IFERROR(IF(OR(F111=\"\",'Cost scenario - input'!$G96=\"\"),\"\",F111/'Cost scenario - input'!$G96),\"\")","v":""},{"$f":"IFERROR(IF(OR(G111=\"\",'Cost scenario - input'!$G96=\"\"),\"\",G111/'Cost scenario - input'!$G96),\"\")","v":""},{"$f":"IFERROR(IF(OR(H111=\"\",'Cost scenario - input'!$G96=\"\"),\"\",H111/'Cost scenario - input'!$G96),\"\")","v":""},{"$f":"IFERROR(IF(OR(I111=\"\",'Cost scenario - input'!$G96=\"\"),\"\",I111/'Cost scenario - input'!$G96),\"\")","v":""},{"$f":"IFERROR(IF(OR(J111=\"\",'Cost scenario - input'!$G96=\"\"),\"\",J111/'Cost scenario - input'!$G96),\"\")","v":""},{"$f":"IFERROR(IF(OR(K111=\"\",'Cost scenario - input'!$G96=\"\"),\"\",K111/'Cost scenario - input'!$G96),\"\")","v":""},{"$f":"IFERROR(IF(OR(L111=\"\",'Cost scenario - input'!$G96=\"\"),\"\",L111/'Cost scenario - input'!$G96),\"\")","v":""},{"$f":"IFERROR(IF(OR(M111=\"\",'Cost scenario - input'!$G96=\"\"),\"\",M111/'Cost scenario - input'!$G96),\"\")","v":""},{"$f":"IFERROR(IF(OR(N111=\"\",'Cost scenario - input'!$G96=\"\"),\"\",N111/'Cost scenario - input'!$G96),\"\")","v":""},{"$f":"IFERROR(IF(OR(O111=\"\",'Cost scenario - input'!$G96=\"\"),\"\",O111/'Cost scenario - input'!$G96),\"\")","v":""},{"$f":"IFERROR(IF(OR(P111=\"\",'Cost scenario - input'!$G96=\"\"),\"\",P111/'Cost scenario - input'!$G96),\"\")","v":""},{"$f":"IFERROR(IF(OR(Q111=\"\",'Cost scenario - input'!$G96=\"\"),\"\",Q111/'Cost scenario - input'!$G96),\"\")","v":""},{"$f":"IFERROR(IF(OR(R111=\"\",'Cost scenario - input'!$G96=\"\"),\"\",R111/'Cost scenario - input'!$G96),\"\")","v":""},{"$f":"IFERROR(IF(OR(S111=\"\",'Cost scenario - input'!$G96=\"\"),\"\",S111/'Cost scenario - input'!$G96),\"\")","v":""},{"$f":"IFERROR(IF(OR(T111=\"\",'Cost scenario - input'!$G96=\"\"),\"\",T111/'Cost scenario - input'!$G96),\"\")","v":""},{"$f":"IFERROR(IF(OR(U111=\"\",'Cost scenario - input'!$G96=\"\"),\"\",U111/'Cost scenario - input'!$G96),\"\")","v":""},{"$f":"IFERROR(IF(OR(V111=\"\",'Cost scenario - input'!$G96=\"\"),\"\",V111/'Cost scenario - input'!$G96),\"\")","v":""},{"$f":"IFERROR(IF(OR(W111=\"\",'Cost scenario - input'!$G96=\"\"),\"\",W111/'Cost scenario - input'!$G96),\"\")","v":""}]
[{"$f":"IFERROR('Cost scenario - input'!A97,\"\")","v":""},{"$f":"IFERROR('Cost scenario - input'!B97,\"\")","v":""},{"$f":"IFERROR('Cost scenario - input'!C97,\"\")","v":""},{"$f":"IFERROR(repcalc('Cost scenario - input'!$CY97:$GK97,'Cost scenario - input'!$J97,'Cost scenario - input'!$H97,'Cost scenario - input'!$I97,20,TRUE,TRUE),\"\")","v":""},"","","","","","","","","","","","","","","","","","","",{"$f":"IFERROR(IF(OR(D112=\"\",'Cost scenario - input'!$G97=\"\"),\"\",D112/'Cost scenario - input'!$G97),\"\")","v":""},{"$f":"IFERROR(IF(OR(E112=\"\",'Cost scenario - input'!$G97=\"\"),\"\",E112/'Cost scenario - input'!$G97),\"\")","v":""},{"$f":"IFERROR(IF(OR(F112=\"\",'Cost scenario - input'!$G97=\"\"),\"\",F112/'Cost scenario - input'!$G97),\"\")","v":""},{"$f":"IFERROR(IF(OR(G112=\"\",'Cost scenario - input'!$G97=\"\"),\"\",G112/'Cost scenario - input'!$G97),\"\")","v":""},{"$f":"IFERROR(IF(OR(H112=\"\",'Cost scenario - input'!$G97=\"\"),\"\",H112/'Cost scenario - input'!$G97),\"\")","v":""},{"$f":"IFERROR(IF(OR(I112=\"\",'Cost scenario - input'!$G97=\"\"),\"\",I112/'Cost scenario - input'!$G97),\"\")","v":""},{"$f":"IFERROR(IF(OR(J112=\"\",'Cost scenario - input'!$G97=\"\"),\"\",J112/'Cost scenario - input'!$G97),\"\")","v":""},{"$f":"IFERROR(IF(OR(K112=\"\",'Cost scenario - input'!$G97=\"\"),\"\",K112/'Cost scenario - input'!$G97),\"\")","v":""},{"$f":"IFERROR(IF(OR(L112=\"\",'Cost scenario - input'!$G97=\"\"),\"\",L112/'Cost scenario - input'!$G97),\"\")","v":""},{"$f":"IFERROR(IF(OR(M112=\"\",'Cost scenario - input'!$G97=\"\"),\"\",M112/'Cost scenario - input'!$G97),\"\")","v":""},{"$f":"IFERROR(IF(OR(N112=\"\",'Cost scenario - input'!$G97=\"\"),\"\",N112/'Cost scenario - input'!$G97),\"\")","v":""},{"$f":"IFERROR(IF(OR(O112=\"\",'Cost scenario - input'!$G97=\"\"),\"\",O112/'Cost scenario - input'!$G97),\"\")","v":""},{"$f":"IFERROR(IF(OR(P112=\"\",'Cost scenario - input'!$G97=\"\"),\"\",P112/'Cost scenario - input'!$G97),\"\")","v":""},{"$f":"IFERROR(IF(OR(Q112=\"\",'Cost scenario - input'!$G97=\"\"),\"\",Q112/'Cost scenario - input'!$G97),\"\")","v":""},{"$f":"IFERROR(IF(OR(R112=\"\",'Cost scenario - input'!$G97=\"\"),\"\",R112/'Cost scenario - input'!$G97),\"\")","v":""},{"$f":"IFERROR(IF(OR(S112=\"\",'Cost scenario - input'!$G97=\"\"),\"\",S112/'Cost scenario - input'!$G97),\"\")","v":""},{"$f":"IFERROR(IF(OR(T112=\"\",'Cost scenario - input'!$G97=\"\"),\"\",T112/'Cost scenario - input'!$G97),\"\")","v":""},{"$f":"IFERROR(IF(OR(U112=\"\",'Cost scenario - input'!$G97=\"\"),\"\",U112/'Cost scenario - input'!$G97),\"\")","v":""},{"$f":"IFERROR(IF(OR(V112=\"\",'Cost scenario - input'!$G97=\"\"),\"\",V112/'Cost scenario - input'!$G97),\"\")","v":""},{"$f":"IFERROR(IF(OR(W112=\"\",'Cost scenario - input'!$G97=\"\"),\"\",W112/'Cost scenario - input'!$G97),\"\")","v":""}]
[{"$f":"IFERROR('Cost scenario - input'!A98,\"\")","v":""},{"$f":"IFERROR('Cost scenario - input'!B98,\"\")","v":""},{"$f":"IFERROR('Cost scenario - input'!C98,\"\")","v":""},{"$f":"IFERROR(repcalc('Cost scenario - input'!$CY98:$GK98,'Cost scenario - input'!$J98,'Cost scenario - input'!$H98,'Cost scenario - input'!$I98,20,TRUE,TRUE),\"\")","v":""},"","","","","","","","","","","","","","","","","","","",{"$f":"IFERROR(IF(OR(D113=\"\",'Cost scenario - input'!$G98=\"\"),\"\",D113/'Cost scenario - input'!$G98),\"\")","v":""},{"$f":"IFERROR(IF(OR(E113=\"\",'Cost scenario - input'!$G98=\"\"),\"\",E113/'Cost scenario - input'!$G98),\"\")","v":""},{"$f":"IFERROR(IF(OR(F113=\"\",'Cost scenario - input'!$G98=\"\"),\"\",F113/'Cost scenario - input'!$G98),\"\")","v":""},{"$f":"IFERROR(IF(OR(G113=\"\",'Cost scenario - input'!$G98=\"\"),\"\",G113/'Cost scenario - input'!$G98),\"\")","v":""},{"$f":"IFERROR(IF(OR(H113=\"\",'Cost scenario - input'!$G98=\"\"),\"\",H113/'Cost scenario - input'!$G98),\"\")","v":""},{"$f":"IFERROR(IF(OR(I113=\"\",'Cost scenario - input'!$G98=\"\"),\"\",I113/'Cost scenario - input'!$G98),\"\")","v":""},{"$f":"IFERROR(IF(OR(J113=\"\",'Cost scenario - input'!$G98=\"\"),\"\",J113/'Cost scenario - input'!$G98),\"\")","v":""},{"$f":"IFERROR(IF(OR(K113=\"\",'Cost scenario - input'!$G98=\"\"),\"\",K113/'Cost scenario - input'!$G98),\"\")","v":""},{"$f":"IFERROR(IF(OR(L113=\"\",'Cost scenario - input'!$G98=\"\"),\"\",L113/'Cost scenario - input'!$G98),\"\")","v":""},{"$f":"IFERROR(IF(OR(M113=\"\",'Cost scenario - input'!$G98=\"\"),\"\",M113/'Cost scenario - input'!$G98),\"\")","v":""},{"$f":"IFERROR(IF(OR(N113=\"\",'Cost scenario - input'!$G98=\"\"),\"\",N113/'Cost scenario - input'!$G98),\"\")","v":""},{"$f":"IFERROR(IF(OR(O113=\"\",'Cost scenario - input'!$G98=\"\"),\"\",O113/'Cost scenario - input'!$G98),\"\")","v":""},{"$f":"IFERROR(IF(OR(P113=\"\",'Cost scenario - input'!$G98=\"\"),\"\",P113/'Cost scenario - input'!$G98),\"\")","v":""},{"$f":"IFERROR(IF(OR(Q113=\"\",'Cost scenario - input'!$G98=\"\"),\"\",Q113/'Cost scenario - input'!$G98),\"\")","v":""},{"$f":"IFERROR(IF(OR(R113=\"\",'Cost scenario - input'!$G98=\"\"),\"\",R113/'Cost scenario - input'!$G98),\"\")","v":""},{"$f":"IFERROR(IF(OR(S113=\"\",'Cost scenario - input'!$G98=\"\"),\"\",S113/'Cost scenario - input'!$G98),\"\")","v":""},{"$f":"IFERROR(IF(OR(T113=\"\",'Cost scenario - input'!$G98=\"\"),\"\",T113/'Cost scenario - input'!$G98),\"\")","v":""},{"$f":"IFERROR(IF(OR(U113=\"\",'Cost scenario - input'!$G98=\"\"),\"\",U113/'Cost scenario - input'!$G98),\"\")","v":""},{"$f":"IFERROR(IF(OR(V113=\"\",'Cost scenario - input'!$G98=\"\"),\"\",V113/'Cost scenario - input'!$G98),\"\")","v":""},{"$f":"IFERROR(IF(OR(W113=\"\",'Cost scenario - input'!$G98=\"\"),\"\",W113/'Cost scenario - input'!$G98),\"\")","v":""}]
[{"$f":"IFERROR('Cost scenario - input'!A99,\"\")","v":""},{"$f":"IFERROR('Cost scenario - input'!B99,\"\")","v":""},{"$f":"IFERROR('Cost scenario - input'!C99,\"\")","v":""},{"$f":"IFERROR(repcalc('Cost scenario - input'!$CY99:$GK99,'Cost scenario - input'!$J99,'Cost scenario - input'!$H99,'Cost scenario - input'!$I99,20,TRUE,TRUE),\"\")","v":""},"","","","","","","","","","","","","","","","","","","",{"$f":"IFERROR(IF(OR(D114=\"\",'Cost scenario - input'!$G99=\"\"),\"\",D114/'Cost scenario - input'!$G99),\"\")","v":""},{"$f":"IFERROR(IF(OR(E114=\"\",'Cost scenario - input'!$G99=\"\"),\"\",E114/'Cost scenario - input'!$G99),\"\")","v":""},{"$f":"IFERROR(IF(OR(F114=\"\",'Cost scenario - input'!$G99=\"\"),\"\",F114/'Cost scenario - input'!$G99),\"\")","v":""},{"$f":"IFERROR(IF(OR(G114=\"\",'Cost scenario - input'!$G99=\"\"),\"\",G114/'Cost scenario - input'!$G99),\"\")","v":""},{"$f":"IFERROR(IF(OR(H114=\"\",'Cost scenario - input'!$G99=\"\"),\"\",H114/'Cost scenario - input'!$G99),\"\")","v":""},{"$f":"IFERROR(IF(OR(I114=\"\",'Cost scenario - input'!$G99=\"\"),\"\",I114/'Cost scenario - input'!$G99),\"\")","v":""},{"$f":"IFERROR(IF(OR(J114=\"\",'Cost scenario - input'!$G99=\"\"),\"\",J114/'Cost scenario - input'!$G99),\"\")","v":""},{"$f":"IFERROR(IF(OR(K114=\"\",'Cost scenario - input'!$G99=\"\"),\"\",K114/'Cost scenario - input'!$G99),\"\")","v":""},{"$f":"IFERROR(IF(OR(L114=\"\",'Cost scenario - input'!$G99=\"\"),\"\",L114/'Cost scenario - input'!$G99),\"\")","v":""},{"$f":"IFERROR(IF(OR(M114=\"\",'Cost scenario - input'!$G99=\"\"),\"\",M114/'Cost scenario - input'!$G99),\"\")","v":""},{"$f":"IFERROR(IF(OR(N114=\"\",'Cost scenario - input'!$G99=\"\"),\"\",N114/'Cost scenario - input'!$G99),\"\")","v":""},{"$f":"IFERROR(IF(OR(O114=\"\",'Cost scenario - input'!$G99=\"\"),\"\",O114/'Cost scenario - input'!$G99),\"\")","v":""},{"$f":"IFERROR(IF(OR(P114=\"\",'Cost scenario - input'!$G99=\"\"),\"\",P114/'Cost scenario - input'!$G99),\"\")","v":""},{"$f":"IFERROR(IF(OR(Q114=\"\",'Cost scenario - input'!$G99=\"\"),\"\",Q114/'Cost scenario - input'!$G99),\"\")","v":""},{"$f":"IFERROR(IF(OR(R114=\"\",'Cost scenario - input'!$G99=\"\"),\"\",R114/'Cost scenario - input'!$G99),\"\")","v":""},{"$f":"IFERROR(IF(OR(S114=\"\",'Cost scenario - input'!$G99=\"\"),\"\",S114/'Cost scenario - input'!$G99),\"\")","v":""},{"$f":"IFERROR(IF(OR(T114=\"\",'Cost scenario - input'!$G99=\"\"),\"\",T114/'Cost scenario - input'!$G99),\"\")","v":""},{"$f":"IFERROR(IF(OR(U114=\"\",'Cost scenario - input'!$G99=\"\"),\"\",U114/'Cost scenario - input'!$G99),\"\")","v":""},{"$f":"IFERROR(IF(OR(V114=\"\",'Cost scenario - input'!$G99=\"\"),\"\",V114/'Cost scenario - input'!$G99),\"\")","v":""},{"$f":"IFERROR(IF(OR(W114=\"\",'Cost scenario - input'!$G99=\"\"),\"\",W114/'Cost scenario - input'!$G99),\"\")","v":""}]
[{"$f":"IFERROR('Cost scenario - input'!A100,\"\")","v":""},{"$f":"IFERROR('Cost scenario - input'!B100,\"\")","v":""},{"$f":"IFERROR('Cost scenario - input'!C100,\"\")","v":""},{"$f":"IFERROR(repcalc('Cost scenario - input'!$CY100:$GK100,'Cost scenario - input'!$J100,'Cost scenario - input'!$H100,'Cost scenario - input'!$I100,20,TRUE,TRUE),\"\")","v":""},"","","","","","","","","","","","","","","","","","","",{"$f":"IFERROR(IF(OR(D115=\"\",'Cost scenario - input'!$G100=\"\"),\"\",D115/'Cost scenario - input'!$G100),\"\")","v":""},{"$f":"IFERROR(IF(OR(E115=\"\",'Cost scenario - input'!$G100=\"\"),\"\",E115/'Cost scenario - input'!$G100),\"\")","v":""},{"$f":"IFERROR(IF(OR(F115=\"\",'Cost scenario - input'!$G100=\"\"),\"\",F115/'Cost scenario - input'!$G100),\"\")","v":""},{"$f":"IFERROR(IF(OR(G115=\"\",'Cost scenario - input'!$G100=\"\"),\"\",G115/'Cost scenario - input'!$G100),\"\")","v":""},{"$f":"IFERROR(IF(OR(H115=\"\",'Cost scenario - input'!$G100=\"\"),\"\",H115/'Cost scenario - input'!$G100),\"\")","v":""},{"$f":"IFERROR(IF(OR(I115=\"\",'Cost scenario - input'!$G100=\"\"),\"\",I115/'Cost scenario - input'!$G100),\"\")","v":""},{"$f":"IFERROR(IF(OR(J115=\"\",'Cost scenario - input'!$G100=\"\"),\"\",J115/'Cost scenario - input'!$G100),\"\")","v":""},{"$f":"IFERROR(IF(OR(K115=\"\",'Cost scenario - input'!$G100=\"\"),\"\",K115/'Cost scenario - input'!$G100),\"\")","v":""},{"$f":"IFERROR(IF(OR(L115=\"\",'Cost scenario - input'!$G100=\"\"),\"\",L115/'Cost scenario - input'!$G100),\"\")","v":""},{"$f":"IFERROR(IF(OR(M115=\"\",'Cost scenario - input'!$G100=\"\"),\"\",M115/'Cost scenario - input'!$G100),\"\")","v":""},{"$f":"IFERROR(IF(OR(N115=\"\",'Cost scenario - input'!$G100=\"\"),\"\",N115/'Cost scenario - input'!$G100),\"\")","v":""},{"$f":"IFERROR(IF(OR(O115=\"\",'Cost scenario - input'!$G100=\"\"),\"\",O115/'Cost scenario - input'!$G100),\"\")","v":""},{"$f":"IFERROR(IF(OR(P115=\"\",'Cost scenario - input'!$G100=\"\"),\"\",P115/'Cost scenario - input'!$G100),\"\")","v":""},{"$f":"IFERROR(IF(OR(Q115=\"\",'Cost scenario - input'!$G100=\"\"),\"\",Q115/'Cost scenario - input'!$G100),\"\")","v":""},{"$f":"IFERROR(IF(OR(R115=\"\",'Cost scenario - input'!$G100=\"\"),\"\",R115/'Cost scenario - input'!$G100),\"\")","v":""},{"$f":"IFERROR(IF(OR(S115=\"\",'Cost scenario - input'!$G100=\"\"),\"\",S115/'Cost scenario - input'!$G100),\"\")","v":""},{"$f":"IFERROR(IF(OR(T115=\"\",'Cost scenario - input'!$G100=\"\"),\"\",T115/'Cost scenario - input'!$G100),\"\")","v":""},{"$f":"IFERROR(IF(OR(U115=\"\",'Cost scenario - input'!$G100=\"\"),\"\",U115/'Cost scenario - input'!$G100),\"\")","v":""},{"$f":"IFERROR(IF(OR(V115=\"\",'Cost scenario - input'!$G100=\"\"),\"\",V115/'Cost scenario - input'!$G100),\"\")","v":""},{"$f":"IFERROR(IF(OR(W115=\"\",'Cost scenario - input'!$G100=\"\"),\"\",W115/'Cost scenario - input'!$G100),\"\")","v":""}]
[{"$f":"IFERROR('Cost scenario - input'!A101,\"\")","v":""},{"$f":"IFERROR('Cost scenario - input'!B101,\"\")","v":""},{"$f":"IFERROR('Cost scenario - input'!C101,\"\")","v":""},{"$f":"IFERROR(repcalc('Cost scenario - input'!$CY101:$GK101,'Cost scenario - input'!$J101,'Cost scenario - input'!$H101,'Cost scenario - input'!$I101,20,TRUE,TRUE),\"\")","v":""},"","","","","","","","","","","","","","","","","","","",{"$f":"IFERROR(IF(OR(D116=\"\",'Cost scenario - input'!$G101=\"\"),\"\",D116/'Cost scenario - input'!$G101),\"\")","v":""},{"$f":"IFERROR(IF(OR(E116=\"\",'Cost scenario - input'!$G101=\"\"),\"\",E116/'Cost scenario - input'!$G101),\"\")","v":""},{"$f":"IFERROR(IF(OR(F116=\"\",'Cost scenario - input'!$G101=\"\"),\"\",F116/'Cost scenario - input'!$G101),\"\")","v":""},{"$f":"IFERROR(IF(OR(G116=\"\",'Cost scenario - input'!$G101=\"\"),\"\",G116/'Cost scenario - input'!$G101),\"\")","v":""},{"$f":"IFERROR(IF(OR(H116=\"\",'Cost scenario - input'!$G101=\"\"),\"\",H116/'Cost scenario - input'!$G101),\"\")","v":""},{"$f":"IFERROR(IF(OR(I116=\"\",'Cost scenario - input'!$G101=\"\"),\"\",I116/'Cost scenario - input'!$G101),\"\")","v":""},{"$f":"IFERROR(IF(OR(J116=\"\",'Cost scenario - input'!$G101=\"\"),\"\",J116/'Cost scenario - input'!$G101),\"\")","v":""},{"$f":"IFERROR(IF(OR(K116=\"\",'Cost scenario - input'!$G101=\"\"),\"\",K116/'Cost scenario - input'!$G101),\"\")","v":""},{"$f":"IFERROR(IF(OR(L116=\"\",'Cost scenario - input'!$G101=\"\"),\"\",L116/'Cost scenario - input'!$G101),\"\")","v":""},{"$f":"IFERROR(IF(OR(M116=\"\",'Cost scenario - input'!$G101=\"\"),\"\",M116/'Cost scenario - input'!$G101),\"\")","v":""},{"$f":"IFERROR(IF(OR(N116=\"\",'Cost scenario - input'!$G101=\"\"),\"\",N116/'Cost scenario - input'!$G101),\"\")","v":""},{"$f":"IFERROR(IF(OR(O116=\"\",'Cost scenario - input'!$G101=\"\"),\"\",O116/'Cost scenario - input'!$G101),\"\")","v":""},{"$f":"IFERROR(IF(OR(P116=\"\",'Cost scenario - input'!$G101=\"\"),\"\",P116/'Cost scenario - input'!$G101),\"\")","v":""},{"$f":"IFERROR(IF(OR(Q116=\"\",'Cost scenario - input'!$G101=\"\"),\"\",Q116/'Cost scenario - input'!$G101),\"\")","v":""},{"$f":"IFERROR(IF(OR(R116=\"\",'Cost scenario - input'!$G101=\"\"),\"\",R116/'Cost scenario - input'!$G101),\"\")","v":""},{"$f":"IFERROR(IF(OR(S116=\"\",'Cost scenario - input'!$G101=\"\"),\"\",S116/'Cost scenario - input'!$G101),\"\")","v":""},{"$f":"IFERROR(IF(OR(T116=\"\",'Cost scenario - input'!$G101=\"\"),\"\",T116/'Cost scenario - input'!$G101),\"\")","v":""},{"$f":"IFERROR(IF(OR(U116=\"\",'Cost scenario - input'!$G101=\"\"),\"\",U116/'Cost scenario - input'!$G101),\"\")","v":""},{"$f":"IFERROR(IF(OR(V116=\"\",'Cost scenario - input'!$G101=\"\"),\"\",V116/'Cost scenario - input'!$G101),\"\")","v":""},{"$f":"IFERROR(IF(OR(W116=\"\",'Cost scenario - input'!$G101=\"\"),\"\",W116/'Cost scenario - input'!$G101),\"\")","v":""}]
[{"$f":"IFERROR('Cost scenario - input'!A102,\"\")","v":""},{"$f":"IFERROR('Cost scenario - input'!B102,\"\")","v":""},{"$f":"IFERROR('Cost scenario - input'!C102,\"\")","v":""},{"$f":"IFERROR(repcalc('Cost scenario - input'!$CY102:$GK102,'Cost scenario - input'!$J102,'Cost scenario - input'!$H102,'Cost scenario - input'!$I102,20,TRUE,TRUE),\"\")","v":""},"","","","","","","","","","","","","","","","","","","",{"$f":"IFERROR(IF(OR(D117=\"\",'Cost scenario - input'!$G102=\"\"),\"\",D117/'Cost scenario - input'!$G102),\"\")","v":""},{"$f":"IFERROR(IF(OR(E117=\"\",'Cost scenario - input'!$G102=\"\"),\"\",E117/'Cost scenario - input'!$G102),\"\")","v":""},{"$f":"IFERROR(IF(OR(F117=\"\",'Cost scenario - input'!$G102=\"\"),\"\",F117/'Cost scenario - input'!$G102),\"\")","v":""},{"$f":"IFERROR(IF(OR(G117=\"\",'Cost scenario - input'!$G102=\"\"),\"\",G117/'Cost scenario - input'!$G102),\"\")","v":""},{"$f":"IFERROR(IF(OR(H117=\"\",'Cost scenario - input'!$G102=\"\"),\"\",H117/'Cost scenario - input'!$G102),\"\")","v":""},{"$f":"IFERROR(IF(OR(I117=\"\",'Cost scenario - input'!$G102=\"\"),\"\",I117/'Cost scenario - input'!$G102),\"\")","v":""},{"$f":"IFERROR(IF(OR(J117=\"\",'Cost scenario - input'!$G102=\"\"),\"\",J117/'Cost scenario - input'!$G102),\"\")","v":""},{"$f":"IFERROR(IF(OR(K117=\"\",'Cost scenario - input'!$G102=\"\"),\"\",K117/'Cost scenario - input'!$G102),\"\")","v":""},{"$f":"IFERROR(IF(OR(L117=\"\",'Cost scenario - input'!$G102=\"\"),\"\",L117/'Cost scenario - input'!$G102),\"\")","v":""},{"$f":"IFERROR(IF(OR(M117=\"\",'Cost scenario - input'!$G102=\"\"),\"\",M117/'Cost scenario - input'!$G102),\"\")","v":""},{"$f":"IFERROR(IF(OR(N117=\"\",'Cost scenario - input'!$G102=\"\"),\"\",N117/'Cost scenario - input'!$G102),\"\")","v":""},{"$f":"IFERROR(IF(OR(O117=\"\",'Cost scenario - input'!$G102=\"\"),\"\",O117/'Cost scenario - input'!$G102),\"\")","v":""},{"$f":"IFERROR(IF(OR(P117=\"\",'Cost scenario - input'!$G102=\"\"),\"\",P117/'Cost scenario - input'!$G102),\"\")","v":""},{"$f":"IFERROR(IF(OR(Q117=\"\",'Cost scenario - input'!$G102=\"\"),\"\",Q117/'Cost scenario - input'!$G102),\"\")","v":""},{"$f":"IFERROR(IF(OR(R117=\"\",'Cost scenario - input'!$G102=\"\"),\"\",R117/'Cost scenario - input'!$G102),\"\")","v":""},{"$f":"IFERROR(IF(OR(S117=\"\",'Cost scenario - input'!$G102=\"\"),\"\",S117/'Cost scenario - input'!$G102),\"\")","v":""},{"$f":"IFERROR(IF(OR(T117=\"\",'Cost scenario - input'!$G102=\"\"),\"\",T117/'Cost scenario - input'!$G102),\"\")","v":""},{"$f":"IFERROR(IF(OR(U117=\"\",'Cost scenario - input'!$G102=\"\"),\"\",U117/'Cost scenario - input'!$G102),\"\")","v":""},{"$f":"IFERROR(IF(OR(V117=\"\",'Cost scenario - input'!$G102=\"\"),\"\",V117/'Cost scenario - input'!$G102),\"\")","v":""},{"$f":"IFERROR(IF(OR(W117=\"\",'Cost scenario - input'!$G102=\"\"),\"\",W117/'Cost scenario - input'!$G102),\"\")","v":""}]
[{"$f":"IFERROR('Cost scenario - input'!A103,\"\")","v":""},{"$f":"IFERROR('Cost scenario - input'!B103,\"\")","v":""},{"$f":"IFERROR('Cost scenario - input'!C103,\"\")","v":""},{"$f":"IFERROR(repcalc('Cost scenario - input'!$CY103:$GK103,'Cost scenario - input'!$J103,'Cost scenario - input'!$H103,'Cost scenario - input'!$I103,20,TRUE,TRUE),\"\")","v":""},"","","","","","","","","","","","","","","","","","","",{"$f":"IFERROR(IF(OR(D118=\"\",'Cost scenario - input'!$G103=\"\"),\"\",D118/'Cost scenario - input'!$G103),\"\")","v":""},{"$f":"IFERROR(IF(OR(E118=\"\",'Cost scenario - input'!$G103=\"\"),\"\",E118/'Cost scenario - input'!$G103),\"\")","v":""},{"$f":"IFERROR(IF(OR(F118=\"\",'Cost scenario - input'!$G103=\"\"),\"\",F118/'Cost scenario - input'!$G103),\"\")","v":""},{"$f":"IFERROR(IF(OR(G118=\"\",'Cost scenario - input'!$G103=\"\"),\"\",G118/'Cost scenario - input'!$G103),\"\")","v":""},{"$f":"IFERROR(IF(OR(H118=\"\",'Cost scenario - input'!$G103=\"\"),\"\",H118/'Cost scenario - input'!$G103),\"\")","v":""},{"$f":"IFERROR(IF(OR(I118=\"\",'Cost scenario - input'!$G103=\"\"),\"\",I118/'Cost scenario - input'!$G103),\"\")","v":""},{"$f":"IFERROR(IF(OR(J118=\"\",'Cost scenario - input'!$G103=\"\"),\"\",J118/'Cost scenario - input'!$G103),\"\")","v":""},{"$f":"IFERROR(IF(OR(K118=\"\",'Cost scenario - input'!$G103=\"\"),\"\",K118/'Cost scenario - input'!$G103),\"\")","v":""},{"$f":"IFERROR(IF(OR(L118=\"\",'Cost scenario - input'!$G103=\"\"),\"\",L118/'Cost scenario - input'!$G103),\"\")","v":""},{"$f":"IFERROR(IF(OR(M118=\"\",'Cost scenario - input'!$G103=\"\"),\"\",M118/'Cost scenario - input'!$G103),\"\")","v":""},{"$f":"IFERROR(IF(OR(N118=\"\",'Cost scenario - input'!$G103=\"\"),\"\",N118/'Cost scenario - input'!$G103),\"\")","v":""},{"$f":"IFERROR(IF(OR(O118=\"\",'Cost scenario - input'!$G103=\"\"),\"\",O118/'Cost scenario - input'!$G103),\"\")","v":""},{"$f":"IFERROR(IF(OR(P118=\"\",'Cost scenario - input'!$G103=\"\"),\"\",P118/'Cost scenario - input'!$G103),\"\")","v":""},{"$f":"IFERROR(IF(OR(Q118=\"\",'Cost scenario - input'!$G103=\"\"),\"\",Q118/'Cost scenario - input'!$G103),\"\")","v":""},{"$f":"IFERROR(IF(OR(R118=\"\",'Cost scenario - input'!$G103=\"\"),\"\",R118/'Cost scenario - input'!$G103),\"\")","v":""},{"$f":"IFERROR(IF(OR(S118=\"\",'Cost scenario - input'!$G103=\"\"),\"\",S118/'Cost scenario - input'!$G103),\"\")","v":""},{"$f":"IFERROR(IF(OR(T118=\"\",'Cost scenario - input'!$G103=\"\"),\"\",T118/'Cost scenario - input'!$G103),\"\")","v":""},{"$f":"IFERROR(IF(OR(U118=\"\",'Cost scenario - input'!$G103=\"\"),\"\",U118/'Cost scenario - input'!$G103),\"\")","v":""},{"$f":"IFERROR(IF(OR(V118=\"\",'Cost scenario - input'!$G103=\"\"),\"\",V118/'Cost scenario - input'!$G103),\"\")","v":""},{"$f":"IFERROR(IF(OR(W118=\"\",'Cost scenario - input'!$G103=\"\"),\"\",W118/'Cost scenario - input'!$G103),\"\")","v":""}]
[{"$f":"IFERROR('Cost scenario - input'!A104,\"\")","v":""},{"$f":"IFERROR('Cost scenario - input'!B104,\"\")","v":""},{"$f":"IFERROR('Cost scenario - input'!C104,\"\")","v":""},{"$f":"IFERROR(repcalc('Cost scenario - input'!$CY104:$GK104,'Cost scenario - input'!$J104,'Cost scenario - input'!$H104,'Cost scenario - input'!$I104,20,TRUE,TRUE),\"\")","v":""},"","","","","","","","","","","","","","","","","","","",{"$f":"IFERROR(IF(OR(D119=\"\",'Cost scenario - input'!$G104=\"\"),\"\",D119/'Cost scenario - input'!$G104),\"\")","v":""},{"$f":"IFERROR(IF(OR(E119=\"\",'Cost scenario - input'!$G104=\"\"),\"\",E119/'Cost scenario - input'!$G104),\"\")","v":""},{"$f":"IFERROR(IF(OR(F119=\"\",'Cost scenario - input'!$G104=\"\"),\"\",F119/'Cost scenario - input'!$G104),\"\")","v":""},{"$f":"IFERROR(IF(OR(G119=\"\",'Cost scenario - input'!$G104=\"\"),\"\",G119/'Cost scenario - input'!$G104),\"\")","v":""},{"$f":"IFERROR(IF(OR(H119=\"\",'Cost scenario - input'!$G104=\"\"),\"\",H119/'Cost scenario - input'!$G104),\"\")","v":""},{"$f":"IFERROR(IF(OR(I119=\"\",'Cost scenario - input'!$G104=\"\"),\"\",I119/'Cost scenario - input'!$G104),\"\")","v":""},{"$f":"IFERROR(IF(OR(J119=\"\",'Cost scenario - input'!$G104=\"\"),\"\",J119/'Cost scenario - input'!$G104),\"\")","v":""},{"$f":"IFERROR(IF(OR(K119=\"\",'Cost scenario - input'!$G104=\"\"),\"\",K119/'Cost scenario - input'!$G104),\"\")","v":""},{"$f":"IFERROR(IF(OR(L119=\"\",'Cost scenario - input'!$G104=\"\"),\"\",L119/'Cost scenario - input'!$G104),\"\")","v":""},{"$f":"IFERROR(IF(OR(M119=\"\",'Cost scenario - input'!$G104=\"\"),\"\",M119/'Cost scenario - input'!$G104),\"\")","v":""},{"$f":"IFERROR(IF(OR(N119=\"\",'Cost scenario - input'!$G104=\"\"),\"\",N119/'Cost scenario - input'!$G104),\"\")","v":""},{"$f":"IFERROR(IF(OR(O119=\"\",'Cost scenario - input'!$G104=\"\"),\"\",O119/'Cost scenario - input'!$G104),\"\")","v":""},{"$f":"IFERROR(IF(OR(P119=\"\",'Cost scenario - input'!$G104=\"\"),\"\",P119/'Cost scenario - input'!$G104),\"\")","v":""},{"$f":"IFERROR(IF(OR(Q119=\"\",'Cost scenario - input'!$G104=\"\"),\"\",Q119/'Cost scenario - input'!$G104),\"\")","v":""},{"$f":"IFERROR(IF(OR(R119=\"\",'Cost scenario - input'!$G104=\"\"),\"\",R119/'Cost scenario - input'!$G104),\"\")","v":""},{"$f":"IFERROR(IF(OR(S119=\"\",'Cost scenario - input'!$G104=\"\"),\"\",S119/'Cost scenario - input'!$G104),\"\")","v":""},{"$f":"IFERROR(IF(OR(T119=\"\",'Cost scenario - input'!$G104=\"\"),\"\",T119/'Cost scenario - input'!$G104),\"\")","v":""},{"$f":"IFERROR(IF(OR(U119=\"\",'Cost scenario - input'!$G104=\"\"),\"\",U119/'Cost scenario - input'!$G104),\"\")","v":""},{"$f":"IFERROR(IF(OR(V119=\"\",'Cost scenario - input'!$G104=\"\"),\"\",V119/'Cost scenario - input'!$G104),\"\")","v":""},{"$f":"IFERROR(IF(OR(W119=\"\",'Cost scenario - input'!$G104=\"\"),\"\",W119/'Cost scenario - input'!$G104),\"\")","v":""}]
[{"$f":"IFERROR('Cost scenario - input'!A105,\"\")","v":""},{"$f":"IFERROR('Cost scenario - input'!B105,\"\")","v":""},{"$f":"IFERROR('Cost scenario - input'!C105,\"\")","v":""},{"$f":"IFERROR(repcalc('Cost scenario - input'!$CY105:$GK105,'Cost scenario - input'!$J105,'Cost scenario - input'!$H105,'Cost scenario - input'!$I105,20,TRUE,TRUE),\"\")","v":""},"","","","","","","","","","","","","","","","","","","",{"$f":"IFERROR(IF(OR(D120=\"\",'Cost scenario - input'!$G105=\"\"),\"\",D120/'Cost scenario - input'!$G105),\"\")","v":""},{"$f":"IFERROR(IF(OR(E120=\"\",'Cost scenario - input'!$G105=\"\"),\"\",E120/'Cost scenario - input'!$G105),\"\")","v":""},{"$f":"IFERROR(IF(OR(F120=\"\",'Cost scenario - input'!$G105=\"\"),\"\",F120/'Cost scenario - input'!$G105),\"\")","v":""},{"$f":"IFERROR(IF(OR(G120=\"\",'Cost scenario - input'!$G105=\"\"),\"\",G120/'Cost scenario - input'!$G105),\"\")","v":""},{"$f":"IFERROR(IF(OR(H120=\"\",'Cost scenario - input'!$G105=\"\"),\"\",H120/'Cost scenario - input'!$G105),\"\")","v":""},{"$f":"IFERROR(IF(OR(I120=\"\",'Cost scenario - input'!$G105=\"\"),\"\",I120/'Cost scenario - input'!$G105),\"\")","v":""},{"$f":"IFERROR(IF(OR(J120=\"\",'Cost scenario - input'!$G105=\"\"),\"\",J120/'Cost scenario - input'!$G105),\"\")","v":""},{"$f":"IFERROR(IF(OR(K120=\"\",'Cost scenario - input'!$G105=\"\"),\"\",K120/'Cost scenario - input'!$G105),\"\")","v":""},{"$f":"IFERROR(IF(OR(L120=\"\",'Cost scenario - input'!$G105=\"\"),\"\",L120/'Cost scenario - input'!$G105),\"\")","v":""},{"$f":"IFERROR(IF(OR(M120=\"\",'Cost scenario - input'!$G105=\"\"),\"\",M120/'Cost scenario - input'!$G105),\"\")","v":""},{"$f":"IFERROR(IF(OR(N120=\"\",'Cost scenario - input'!$G105=\"\"),\"\",N120/'Cost scenario - input'!$G105),\"\")","v":""},{"$f":"IFERROR(IF(OR(O120=\"\",'Cost scenario - input'!$G105=\"\"),\"\",O120/'Cost scenario - input'!$G105),\"\")","v":""},{"$f":"IFERROR(IF(OR(P120=\"\",'Cost scenario - input'!$G105=\"\"),\"\",P120/'Cost scenario - input'!$G105),\"\")","v":""},{"$f":"IFERROR(IF(OR(Q120=\"\",'Cost scenario - input'!$G105=\"\"),\"\",Q120/'Cost scenario - input'!$G105),\"\")","v":""},{"$f":"IFERROR(IF(OR(R120=\"\",'Cost scenario - input'!$G105=\"\"),\"\",R120/'Cost scenario - input'!$G105),\"\")","v":""},{"$f":"IFERROR(IF(OR(S120=\"\",'Cost scenario - input'!$G105=\"\"),\"\",S120/'Cost scenario - input'!$G105),\"\")","v":""},{"$f":"IFERROR(IF(OR(T120=\"\",'Cost scenario - input'!$G105=\"\"),\"\",T120/'Cost scenario - input'!$G105),\"\")","v":""},{"$f":"IFERROR(IF(OR(U120=\"\",'Cost scenario - input'!$G105=\"\"),\"\",U120/'Cost scenario - input'!$G105),\"\")","v":""},{"$f":"IFERROR(IF(OR(V120=\"\",'Cost scenario - input'!$G105=\"\"),\"\",V120/'Cost scenario - input'!$G105),\"\")","v":""},{"$f":"IFERROR(IF(OR(W120=\"\",'Cost scenario - input'!$G105=\"\"),\"\",W120/'Cost scenario - input'!$G105),\"\")","v":""}]
[{"$f":"IFERROR('Cost scenario - input'!A106,\"\")","v":""},{"$f":"IFERROR('Cost scenario - input'!B106,\"\")","v":""},{"$f":"IFERROR('Cost scenario - input'!C106,\"\")","v":""},{"$f":"IFERROR(repcalc('Cost scenario - input'!$CY106:$GK106,'Cost scenario - input'!$J106,'Cost scenario - input'!$H106,'Cost scenario - input'!$I106,20,TRUE,TRUE),\"\")","v":""},"","","","","","","","","","","","","","","","","","","",{"$f":"IFERROR(IF(OR(D121=\"\",'Cost scenario - input'!$G106=\"\"),\"\",D121/'Cost scenario - input'!$G106),\"\")","v":""},{"$f":"IFERROR(IF(OR(E121=\"\",'Cost scenario - input'!$G106=\"\"),\"\",E121/'Cost scenario - input'!$G106),\"\")","v":""},{"$f":"IFERROR(IF(OR(F121=\"\",'Cost scenario - input'!$G106=\"\"),\"\",F121/'Cost scenario - input'!$G106),\"\")","v":""},{"$f":"IFERROR(IF(OR(G121=\"\",'Cost scenario - input'!$G106=\"\"),\"\",G121/'Cost scenario - input'!$G106),\"\")","v":""},{"$f":"IFERROR(IF(OR(H121=\"\",'Cost scenario - input'!$G106=\"\"),\"\",H121/'Cost scenario - input'!$G106),\"\")","v":""},{"$f":"IFERROR(IF(OR(I121=\"\",'Cost scenario - input'!$G106=\"\"),\"\",I121/'Cost scenario - input'!$G106),\"\")","v":""},{"$f":"IFERROR(IF(OR(J121=\"\",'Cost scenario - input'!$G106=\"\"),\"\",J121/'Cost scenario - input'!$G106),\"\")","v":""},{"$f":"IFERROR(IF(OR(K121=\"\",'Cost scenario - input'!$G106=\"\"),\"\",K121/'Cost scenario - input'!$G106),\"\")","v":""},{"$f":"IFERROR(IF(OR(L121=\"\",'Cost scenario - input'!$G106=\"\"),\"\",L121/'Cost scenario - input'!$G106),\"\")","v":""},{"$f":"IFERROR(IF(OR(M121=\"\",'Cost scenario - input'!$G106=\"\"),\"\",M121/'Cost scenario - input'!$G106),\"\")","v":""},{"$f":"IFERROR(IF(OR(N121=\"\",'Cost scenario - input'!$G106=\"\"),\"\",N121/'Cost scenario - input'!$G106),\"\")","v":""},{"$f":"IFERROR(IF(OR(O121=\"\",'Cost scenario - input'!$G106=\"\"),\"\",O121/'Cost scenario - input'!$G106),\"\")","v":""},{"$f":"IFERROR(IF(OR(P121=\"\",'Cost scenario - input'!$G106=\"\"),\"\",P121/'Cost scenario - input'!$G106),\"\")","v":""},{"$f":"IFERROR(IF(OR(Q121=\"\",'Cost scenario - input'!$G106=\"\"),\"\",Q121/'Cost scenario - input'!$G106),\"\")","v":""},{"$f":"IFERROR(IF(OR(R121=\"\",'Cost scenario - input'!$G106=\"\"),\"\",R121/'Cost scenario - input'!$G106),\"\")","v":""},{"$f":"IFERROR(IF(OR(S121=\"\",'Cost scenario - input'!$G106=\"\"),\"\",S121/'Cost scenario - input'!$G106),\"\")","v":""},{"$f":"IFERROR(IF(OR(T121=\"\",'Cost scenario - input'!$G106=\"\"),\"\",T121/'Cost scenario - input'!$G106),\"\")","v":""},{"$f":"IFERROR(IF(OR(U121=\"\",'Cost scenario - input'!$G106=\"\"),\"\",U121/'Cost scenario - input'!$G106),\"\")","v":""},{"$f":"IFERROR(IF(OR(V121=\"\",'Cost scenario - input'!$G106=\"\"),\"\",V121/'Cost scenario - input'!$G106),\"\")","v":""},{"$f":"IFERROR(IF(OR(W121=\"\",'Cost scenario - input'!$G106=\"\"),\"\",W121/'Cost scenario - input'!$G106),\"\")","v":""}]
[{"$f":"IFERROR('Cost scenario - input'!A107,\"\")","v":""},{"$f":"IFERROR('Cost scenario - input'!B107,\"\")","v":""},{"$f":"IFERROR('Cost scenario - input'!C107,\"\")","v":""},{"$f":"IFERROR(repcalc('Cost scenario - input'!$CY107:$GK107,'Cost scenario - input'!$J107,'Cost scenario - input'!$H107,'Cost scenario - input'!$I107,20,TRUE,TRUE),\"\")","v":""},"","","","","","","","","","","","","","","","","","","",{"$f":"IFERROR(IF(OR(D122=\"\",'Cost scenario - input'!$G107=\"\"),\"\",D122/'Cost scenario - input'!$G107),\"\")","v":""},{"$f":"IFERROR(IF(OR(E122=\"\",'Cost scenario - input'!$G107=\"\"),\"\",E122/'Cost scenario - input'!$G107),\"\")","v":""},{"$f":"IFERROR(IF(OR(F122=\"\",'Cost scenario - input'!$G107=\"\"),\"\",F122/'Cost scenario - input'!$G107),\"\")","v":""},{"$f":"IFERROR(IF(OR(G122=\"\",'Cost scenario - input'!$G107=\"\"),\"\",G122/'Cost scenario - input'!$G107),\"\")","v":""},{"$f":"IFERROR(IF(OR(H122=\"\",'Cost scenario - input'!$G107=\"\"),\"\",H122/'Cost scenario - input'!$G107),\"\")","v":""},{"$f":"IFERROR(IF(OR(I122=\"\",'Cost scenario - input'!$G107=\"\"),\"\",I122/'Cost scenario - input'!$G107),\"\")","v":""},{"$f":"IFERROR(IF(OR(J122=\"\",'Cost scenario - input'!$G107=\"\"),\"\",J122/'Cost scenario - input'!$G107),\"\")","v":""},{"$f":"IFERROR(IF(OR(K122=\"\",'Cost scenario - input'!$G107=\"\"),\"\",K122/'Cost scenario - input'!$G107),\"\")","v":""},{"$f":"IFERROR(IF(OR(L122=\"\",'Cost scenario - input'!$G107=\"\"),\"\",L122/'Cost scenario - input'!$G107),\"\")","v":""},{"$f":"IFERROR(IF(OR(M122=\"\",'Cost scenario - input'!$G107=\"\"),\"\",M122/'Cost scenario - input'!$G107),\"\")","v":""},{"$f":"IFERROR(IF(OR(N122=\"\",'Cost scenario - input'!$G107=\"\"),\"\",N122/'Cost scenario - input'!$G107),\"\")","v":""},{"$f":"IFERROR(IF(OR(O122=\"\",'Cost scenario - input'!$G107=\"\"),\"\",O122/'Cost scenario - input'!$G107),\"\")","v":""},{"$f":"IFERROR(IF(OR(P122=\"\",'Cost scenario - input'!$G107=\"\"),\"\",P122/'Cost scenario - input'!$G107),\"\")","v":""},{"$f":"IFERROR(IF(OR(Q122=\"\",'Cost scenario - input'!$G107=\"\"),\"\",Q122/'Cost scenario - input'!$G107),\"\")","v":""},{"$f":"IFERROR(IF(OR(R122=\"\",'Cost scenario - input'!$G107=\"\"),\"\",R122/'Cost scenario - input'!$G107),\"\")","v":""},{"$f":"IFERROR(IF(OR(S122=\"\",'Cost scenario - input'!$G107=\"\"),\"\",S122/'Cost scenario - input'!$G107),\"\")","v":""},{"$f":"IFERROR(IF(OR(T122=\"\",'Cost scenario - input'!$G107=\"\"),\"\",T122/'Cost scenario - input'!$G107),\"\")","v":""},{"$f":"IFERROR(IF(OR(U122=\"\",'Cost scenario - input'!$G107=\"\"),\"\",U122/'Cost scenario - input'!$G107),\"\")","v":""},{"$f":"IFERROR(IF(OR(V122=\"\",'Cost scenario - input'!$G107=\"\"),\"\",V122/'Cost scenario - input'!$G107),\"\")","v":""},{"$f":"IFERROR(IF(OR(W122=\"\",'Cost scenario - input'!$G107=\"\"),\"\",W122/'Cost scenario - input'!$G107),\"\")","v":""}]
[{"$f":"IFERROR('Cost scenario - input'!A108,\"\")","v":""},{"$f":"IFERROR('Cost scenario - input'!B108,\"\")","v":""},{"$f":"IFERROR('Cost scenario - input'!C108,\"\")","v":""},{"$f":"IFERROR(repcalc('Cost scenario - input'!$CY108:$GK108,'Cost scenario - input'!$J108,'Cost scenario - input'!$H108,'Cost scenario - input'!$I108,20,TRUE,TRUE),\"\")","v":""},"","","","","","","","","","","","","","","","","","","",{"$f":"IFERROR(IF(OR(D123=\"\",'Cost scenario - input'!$G108=\"\"),\"\",D123/'Cost scenario - input'!$G108),\"\")","v":""},{"$f":"IFERROR(IF(OR(E123=\"\",'Cost scenario - input'!$G108=\"\"),\"\",E123/'Cost scenario - input'!$G108),\"\")","v":""},{"$f":"IFERROR(IF(OR(F123=\"\",'Cost scenario - input'!$G108=\"\"),\"\",F123/'Cost scenario - input'!$G108),\"\")","v":""},{"$f":"IFERROR(IF(OR(G123=\"\",'Cost scenario - input'!$G108=\"\"),\"\",G123/'Cost scenario - input'!$G108),\"\")","v":""},{"$f":"IFERROR(IF(OR(H123=\"\",'Cost scenario - input'!$G108=\"\"),\"\",H123/'Cost scenario - input'!$G108),\"\")","v":""},{"$f":"IFERROR(IF(OR(I123=\"\",'Cost scenario - input'!$G108=\"\"),\"\",I123/'Cost scenario - input'!$G108),\"\")","v":""},{"$f":"IFERROR(IF(OR(J123=\"\",'Cost scenario - input'!$G108=\"\"),\"\",J123/'Cost scenario - input'!$G108),\"\")","v":""},{"$f":"IFERROR(IF(OR(K123=\"\",'Cost scenario - input'!$G108=\"\"),\"\",K123/'Cost scenario - input'!$G108),\"\")","v":""},{"$f":"IFERROR(IF(OR(L123=\"\",'Cost scenario - input'!$G108=\"\"),\"\",L123/'Cost scenario - input'!$G108),\"\")","v":""},{"$f":"IFERROR(IF(OR(M123=\"\",'Cost scenario - input'!$G108=\"\"),\"\",M123/'Cost scenario - input'!$G108),\"\")","v":""},{"$f":"IFERROR(IF(OR(N123=\"\",'Cost scenario - input'!$G108=\"\"),\"\",N123/'Cost scenario - input'!$G108),\"\")","v":""},{"$f":"IFERROR(IF(OR(O123=\"\",'Cost scenario - input'!$G108=\"\"),\"\",O123/'Cost scenario - input'!$G108),\"\")","v":""},{"$f":"IFERROR(IF(OR(P123=\"\",'Cost scenario - input'!$G108=\"\"),\"\",P123/'Cost scenario - input'!$G108),\"\")","v":""},{"$f":"IFERROR(IF(OR(Q123=\"\",'Cost scenario - input'!$G108=\"\"),\"\",Q123/'Cost scenario - input'!$G108),\"\")","v":""},{"$f":"IFERROR(IF(OR(R123=\"\",'Cost scenario - input'!$G108=\"\"),\"\",R123/'Cost scenario - input'!$G108),\"\")","v":""},{"$f":"IFERROR(IF(OR(S123=\"\",'Cost scenario - input'!$G108=\"\"),\"\",S123/'Cost scenario - input'!$G108),\"\")","v":""},{"$f":"IFERROR(IF(OR(T123=\"\",'Cost scenario - input'!$G108=\"\"),\"\",T123/'Cost scenario - input'!$G108),\"\")","v":""},{"$f":"IFERROR(IF(OR(U123=\"\",'Cost scenario - input'!$G108=\"\"),\"\",U123/'Cost scenario - input'!$G108),\"\")","v":""},{"$f":"IFERROR(IF(OR(V123=\"\",'Cost scenario - input'!$G108=\"\"),\"\",V123/'Cost scenario - input'!$G108),\"\")","v":""},{"$f":"IFERROR(IF(OR(W123=\"\",'Cost scenario - input'!$G108=\"\"),\"\",W123/'Cost scenario - input'!$G108),\"\")","v":""}]
[{"$f":"IFERROR('Cost scenario - input'!A109,\"\")","v":""},{"$f":"IFERROR('Cost scenario - input'!B109,\"\")","v":""},{"$f":"IFERROR('Cost scenario - input'!C109,\"\")","v":""},{"$f":"IFERROR(repcalc('Cost scenario - input'!$CY109:$GK109,'Cost scenario - input'!$J109,'Cost scenario - input'!$H109,'Cost scenario - input'!$I109,20,TRUE,TRUE),\"\")","v":""},"","","","","","","","","","","","","","","","","","","",{"$f":"IFERROR(IF(OR(D124=\"\",'Cost scenario - input'!$G109=\"\"),\"\",D124/'Cost scenario - input'!$G109),\"\")","v":""},{"$f":"IFERROR(IF(OR(E124=\"\",'Cost scenario - input'!$G109=\"\"),\"\",E124/'Cost scenario - input'!$G109),\"\")","v":""},{"$f":"IFERROR(IF(OR(F124=\"\",'Cost scenario - input'!$G109=\"\"),\"\",F124/'Cost scenario - input'!$G109),\"\")","v":""},{"$f":"IFERROR(IF(OR(G124=\"\",'Cost scenario - input'!$G109=\"\"),\"\",G124/'Cost scenario - input'!$G109),\"\")","v":""},{"$f":"IFERROR(IF(OR(H124=\"\",'Cost scenario - input'!$G109=\"\"),\"\",H124/'Cost scenario - input'!$G109),\"\")","v":""},{"$f":"IFERROR(IF(OR(I124=\"\",'Cost scenario - input'!$G109=\"\"),\"\",I124/'Cost scenario - input'!$G109),\"\")","v":""},{"$f":"IFERROR(IF(OR(J124=\"\",'Cost scenario - input'!$G109=\"\"),\"\",J124/'Cost scenario - input'!$G109),\"\")","v":""},{"$f":"IFERROR(IF(OR(K124=\"\",'Cost scenario - input'!$G109=\"\"),\"\",K124/'Cost scenario - input'!$G109),\"\")","v":""},{"$f":"IFERROR(IF(OR(L124=\"\",'Cost scenario - input'!$G109=\"\"),\"\",L124/'Cost scenario - input'!$G109),\"\")","v":""},{"$f":"IFERROR(IF(OR(M124=\"\",'Cost scenario - input'!$G109=\"\"),\"\",M124/'Cost scenario - input'!$G109),\"\")","v":""},{"$f":"IFERROR(IF(OR(N124=\"\",'Cost scenario - input'!$G109=\"\"),\"\",N124/'Cost scenario - input'!$G109),\"\")","v":""},{"$f":"IFERROR(IF(OR(O124=\"\",'Cost scenario - input'!$G109=\"\"),\"\",O124/'Cost scenario - input'!$G109),\"\")","v":""},{"$f":"IFERROR(IF(OR(P124=\"\",'Cost scenario - input'!$G109=\"\"),\"\",P124/'Cost scenario - input'!$G109),\"\")","v":""},{"$f":"IFERROR(IF(OR(Q124=\"\",'Cost scenario - input'!$G109=\"\"),\"\",Q124/'Cost scenario - input'!$G109),\"\")","v":""},{"$f":"IFERROR(IF(OR(R124=\"\",'Cost scenario - input'!$G109=\"\"),\"\",R124/'Cost scenario - input'!$G109),\"\")","v":""},{"$f":"IFERROR(IF(OR(S124=\"\",'Cost scenario - input'!$G109=\"\"),\"\",S124/'Cost scenario - input'!$G109),\"\")","v":""},{"$f":"IFERROR(IF(OR(T124=\"\",'Cost scenario - input'!$G109=\"\"),\"\",T124/'Cost scenario - input'!$G109),\"\")","v":""},{"$f":"IFERROR(IF(OR(U124=\"\",'Cost scenario - input'!$G109=\"\"),\"\",U124/'Cost scenario - input'!$G109),\"\")","v":""},{"$f":"IFERROR(IF(OR(V124=\"\",'Cost scenario - input'!$G109=\"\"),\"\",V124/'Cost scenario - input'!$G109),\"\")","v":""},{"$f":"IFERROR(IF(OR(W124=\"\",'Cost scenario - input'!$G109=\"\"),\"\",W124/'Cost scenario - input'!$G109),\"\")","v":""}]
[{"$f":"IFERROR('Cost scenario - input'!A110,\"\")","v":""},{"$f":"IFERROR('Cost scenario - input'!B110,\"\")","v":""},{"$f":"IFERROR('Cost scenario - input'!C110,\"\")","v":""},{"$f":"IFERROR(repcalc('Cost scenario - input'!$CY110:$GK110,'Cost scenario - input'!$J110,'Cost scenario - input'!$H110,'Cost scenario - input'!$I110,20,TRUE,TRUE),\"\")","v":""},"","","","","","","","","","","","","","","","","","","",{"$f":"IFERROR(IF(OR(D125=\"\",'Cost scenario - input'!$G110=\"\"),\"\",D125/'Cost scenario - input'!$G110),\"\")","v":""},{"$f":"IFERROR(IF(OR(E125=\"\",'Cost scenario - input'!$G110=\"\"),\"\",E125/'Cost scenario - input'!$G110),\"\")","v":""},{"$f":"IFERROR(IF(OR(F125=\"\",'Cost scenario - input'!$G110=\"\"),\"\",F125/'Cost scenario - input'!$G110),\"\")","v":""},{"$f":"IFERROR(IF(OR(G125=\"\",'Cost scenario - input'!$G110=\"\"),\"\",G125/'Cost scenario - input'!$G110),\"\")","v":""},{"$f":"IFERROR(IF(OR(H125=\"\",'Cost scenario - input'!$G110=\"\"),\"\",H125/'Cost scenario - input'!$G110),\"\")","v":""},{"$f":"IFERROR(IF(OR(I125=\"\",'Cost scenario - input'!$G110=\"\"),\"\",I125/'Cost scenario - input'!$G110),\"\")","v":""},{"$f":"IFERROR(IF(OR(J125=\"\",'Cost scenario - input'!$G110=\"\"),\"\",J125/'Cost scenario - input'!$G110),\"\")","v":""},{"$f":"IFERROR(IF(OR(K125=\"\",'Cost scenario - input'!$G110=\"\"),\"\",K125/'Cost scenario - input'!$G110),\"\")","v":""},{"$f":"IFERROR(IF(OR(L125=\"\",'Cost scenario - input'!$G110=\"\"),\"\",L125/'Cost scenario - input'!$G110),\"\")","v":""},{"$f":"IFERROR(IF(OR(M125=\"\",'Cost scenario - input'!$G110=\"\"),\"\",M125/'Cost scenario - input'!$G110),\"\")","v":""},{"$f":"IFERROR(IF(OR(N125=\"\",'Cost scenario - input'!$G110=\"\"),\"\",N125/'Cost scenario - input'!$G110),\"\")","v":""},{"$f":"IFERROR(IF(OR(O125=\"\",'Cost scenario - input'!$G110=\"\"),\"\",O125/'Cost scenario - input'!$G110),\"\")","v":""},{"$f":"IFERROR(IF(OR(P125=\"\",'Cost scenario - input'!$G110=\"\"),\"\",P125/'Cost scenario - input'!$G110),\"\")","v":""},{"$f":"IFERROR(IF(OR(Q125=\"\",'Cost scenario - input'!$G110=\"\"),\"\",Q125/'Cost scenario - input'!$G110),\"\")","v":""},{"$f":"IFERROR(IF(OR(R125=\"\",'Cost scenario - input'!$G110=\"\"),\"\",R125/'Cost scenario - input'!$G110),\"\")","v":""},{"$f":"IFERROR(IF(OR(S125=\"\",'Cost scenario - input'!$G110=\"\"),\"\",S125/'Cost scenario - input'!$G110),\"\")","v":""},{"$f":"IFERROR(IF(OR(T125=\"\",'Cost scenario - input'!$G110=\"\"),\"\",T125/'Cost scenario - input'!$G110),\"\")","v":""},{"$f":"IFERROR(IF(OR(U125=\"\",'Cost scenario - input'!$G110=\"\"),\"\",U125/'Cost scenario - input'!$G110),\"\")","v":""},{"$f":"IFERROR(IF(OR(V125=\"\",'Cost scenario - input'!$G110=\"\"),\"\",V125/'Cost scenario - input'!$G110),\"\")","v":""},{"$f":"IFERROR(IF(OR(W125=\"\",'Cost scenario - input'!$G110=\"\"),\"\",W125/'Cost scenario - input'!$G110),\"\")","v":""}]
[{"$f":"IFERROR('Cost scenario - input'!A111,\"\")","v":""},{"$f":"IFERROR('Cost scenario - input'!B111,\"\")","v":""},{"$f":"IFERROR('Cost scenario - input'!C111,\"\")","v":""},{"$f":"IFERROR(repcalc('Cost scenario - input'!$CY111:$GK111,'Cost scenario - input'!$J111,'Cost scenario - input'!$H111,'Cost scenario - input'!$I111,20,TRUE,TRUE),\"\")","v":""},"","","","","","","","","","","","","","","","","","","",{"$f":"IFERROR(IF(OR(D126=\"\",'Cost scenario - input'!$G111=\"\"),\"\",D126/'Cost scenario - input'!$G111),\"\")","v":""},{"$f":"IFERROR(IF(OR(E126=\"\",'Cost scenario - input'!$G111=\"\"),\"\",E126/'Cost scenario - input'!$G111),\"\")","v":""},{"$f":"IFERROR(IF(OR(F126=\"\",'Cost scenario - input'!$G111=\"\"),\"\",F126/'Cost scenario - input'!$G111),\"\")","v":""},{"$f":"IFERROR(IF(OR(G126=\"\",'Cost scenario - input'!$G111=\"\"),\"\",G126/'Cost scenario - input'!$G111),\"\")","v":""},{"$f":"IFERROR(IF(OR(H126=\"\",'Cost scenario - input'!$G111=\"\"),\"\",H126/'Cost scenario - input'!$G111),\"\")","v":""},{"$f":"IFERROR(IF(OR(I126=\"\",'Cost scenario - input'!$G111=\"\"),\"\",I126/'Cost scenario - input'!$G111),\"\")","v":""},{"$f":"IFERROR(IF(OR(J126=\"\",'Cost scenario - input'!$G111=\"\"),\"\",J126/'Cost scenario - input'!$G111),\"\")","v":""},{"$f":"IFERROR(IF(OR(K126=\"\",'Cost scenario - input'!$G111=\"\"),\"\",K126/'Cost scenario - input'!$G111),\"\")","v":""},{"$f":"IFERROR(IF(OR(L126=\"\",'Cost scenario - input'!$G111=\"\"),\"\",L126/'Cost scenario - input'!$G111),\"\")","v":""},{"$f":"IFERROR(IF(OR(M126=\"\",'Cost scenario - input'!$G111=\"\"),\"\",M126/'Cost scenario - input'!$G111),\"\")","v":""},{"$f":"IFERROR(IF(OR(N126=\"\",'Cost scenario - input'!$G111=\"\"),\"\",N126/'Cost scenario - input'!$G111),\"\")","v":""},{"$f":"IFERROR(IF(OR(O126=\"\",'Cost scenario - input'!$G111=\"\"),\"\",O126/'Cost scenario - input'!$G111),\"\")","v":""},{"$f":"IFERROR(IF(OR(P126=\"\",'Cost scenario - input'!$G111=\"\"),\"\",P126/'Cost scenario - input'!$G111),\"\")","v":""},{"$f":"IFERROR(IF(OR(Q126=\"\",'Cost scenario - input'!$G111=\"\"),\"\",Q126/'Cost scenario - input'!$G111),\"\")","v":""},{"$f":"IFERROR(IF(OR(R126=\"\",'Cost scenario - input'!$G111=\"\"),\"\",R126/'Cost scenario - input'!$G111),\"\")","v":""},{"$f":"IFERROR(IF(OR(S126=\"\",'Cost scenario - input'!$G111=\"\"),\"\",S126/'Cost scenario - input'!$G111),\"\")","v":""},{"$f":"IFERROR(IF(OR(T126=\"\",'Cost scenario - input'!$G111=\"\"),\"\",T126/'Cost scenario - input'!$G111),\"\")","v":""},{"$f":"IFERROR(IF(OR(U126=\"\",'Cost scenario - input'!$G111=\"\"),\"\",U126/'Cost scenario - input'!$G111),\"\")","v":""},{"$f":"IFERROR(IF(OR(V126=\"\",'Cost scenario - input'!$G111=\"\"),\"\",V126/'Cost scenario - input'!$G111),\"\")","v":""},{"$f":"IFERROR(IF(OR(W126=\"\",'Cost scenario - input'!$G111=\"\"),\"\",W126/'Cost scenario - input'!$G111),\"\")","v":""}]
[{"$f":"IFERROR('Cost scenario - input'!A112,\"\")","v":""},{"$f":"IFERROR('Cost scenario - input'!B112,\"\")","v":""},{"$f":"IFERROR('Cost scenario - input'!C112,\"\")","v":""},{"$f":"IFERROR(repcalc('Cost scenario - input'!$CY112:$GK112,'Cost scenario - input'!$J112,'Cost scenario - input'!$H112,'Cost scenario - input'!$I112,20,TRUE,TRUE),\"\")","v":""},"","","","","","","","","","","","","","","","","","","",{"$f":"IFERROR(IF(OR(D127=\"\",'Cost scenario - input'!$G112=\"\"),\"\",D127/'Cost scenario - input'!$G112),\"\")","v":""},{"$f":"IFERROR(IF(OR(E127=\"\",'Cost scenario - input'!$G112=\"\"),\"\",E127/'Cost scenario - input'!$G112),\"\")","v":""},{"$f":"IFERROR(IF(OR(F127=\"\",'Cost scenario - input'!$G112=\"\"),\"\",F127/'Cost scenario - input'!$G112),\"\")","v":""},{"$f":"IFERROR(IF(OR(G127=\"\",'Cost scenario - input'!$G112=\"\"),\"\",G127/'Cost scenario - input'!$G112),\"\")","v":""},{"$f":"IFERROR(IF(OR(H127=\"\",'Cost scenario - input'!$G112=\"\"),\"\",H127/'Cost scenario - input'!$G112),\"\")","v":""},{"$f":"IFERROR(IF(OR(I127=\"\",'Cost scenario - input'!$G112=\"\"),\"\",I127/'Cost scenario - input'!$G112),\"\")","v":""},{"$f":"IFERROR(IF(OR(J127=\"\",'Cost scenario - input'!$G112=\"\"),\"\",J127/'Cost scenario - input'!$G112),\"\")","v":""},{"$f":"IFERROR(IF(OR(K127=\"\",'Cost scenario - input'!$G112=\"\"),\"\",K127/'Cost scenario - input'!$G112),\"\")","v":""},{"$f":"IFERROR(IF(OR(L127=\"\",'Cost scenario - input'!$G112=\"\"),\"\",L127/'Cost scenario - input'!$G112),\"\")","v":""},{"$f":"IFERROR(IF(OR(M127=\"\",'Cost scenario - input'!$G112=\"\"),\"\",M127/'Cost scenario - input'!$G112),\"\")","v":""},{"$f":"IFERROR(IF(OR(N127=\"\",'Cost scenario - input'!$G112=\"\"),\"\",N127/'Cost scenario - input'!$G112),\"\")","v":""},{"$f":"IFERROR(IF(OR(O127=\"\",'Cost scenario - input'!$G112=\"\"),\"\",O127/'Cost scenario - input'!$G112),\"\")","v":""},{"$f":"IFERROR(IF(OR(P127=\"\",'Cost scenario - input'!$G112=\"\"),\"\",P127/'Cost scenario - input'!$G112),\"\")","v":""},{"$f":"IFERROR(IF(OR(Q127=\"\",'Cost scenario - input'!$G112=\"\"),\"\",Q127/'Cost scenario - input'!$G112),\"\")","v":""},{"$f":"IFERROR(IF(OR(R127=\"\",'Cost scenario - input'!$G112=\"\"),\"\",R127/'Cost scenario - input'!$G112),\"\")","v":""},{"$f":"IFERROR(IF(OR(S127=\"\",'Cost scenario - input'!$G112=\"\"),\"\",S127/'Cost scenario - input'!$G112),\"\")","v":""},{"$f":"IFERROR(IF(OR(T127=\"\",'Cost scenario - input'!$G112=\"\"),\"\",T127/'Cost scenario - input'!$G112),\"\")","v":""},{"$f":"IFERROR(IF(OR(U127=\"\",'Cost scenario - input'!$G112=\"\"),\"\",U127/'Cost scenario - input'!$G112),\"\")","v":""},{"$f":"IFERROR(IF(OR(V127=\"\",'Cost scenario - input'!$G112=\"\"),\"\",V127/'Cost scenario - input'!$G112),\"\")","v":""},{"$f":"IFERROR(IF(OR(W127=\"\",'Cost scenario - input'!$G112=\"\"),\"\",W127/'Cost scenario - input'!$G112),\"\")","v":""}]
[{"$f":"IFERROR('Cost scenario - input'!A113,\"\")","v":""},{"$f":"IFERROR('Cost scenario - input'!B113,\"\")","v":""},{"$f":"IFERROR('Cost scenario - input'!C113,\"\")","v":""},{"$f":"IFERROR(repcalc('Cost scenario - input'!$CY113:$GK113,'Cost scenario - input'!$J113,'Cost scenario - input'!$H113,'Cost scenario - input'!$I113,20,TRUE,TRUE),\"\")","v":""},"","","","","","","","","","","","","","","","","","","",{"$f":"IFERROR(IF(OR(D128=\"\",'Cost scenario - input'!$G113=\"\"),\"\",D128/'Cost scenario - input'!$G113),\"\")","v":""},{"$f":"IFERROR(IF(OR(E128=\"\",'Cost scenario - input'!$G113=\"\"),\"\",E128/'Cost scenario - input'!$G113),\"\")","v":""},{"$f":"IFERROR(IF(OR(F128=\"\",'Cost scenario - input'!$G113=\"\"),\"\",F128/'Cost scenario - input'!$G113),\"\")","v":""},{"$f":"IFERROR(IF(OR(G128=\"\",'Cost scenario - input'!$G113=\"\"),\"\",G128/'Cost scenario - input'!$G113),\"\")","v":""},{"$f":"IFERROR(IF(OR(H128=\"\",'Cost scenario - input'!$G113=\"\"),\"\",H128/'Cost scenario - input'!$G113),\"\")","v":""},{"$f":"IFERROR(IF(OR(I128=\"\",'Cost scenario - input'!$G113=\"\"),\"\",I128/'Cost scenario - input'!$G113),\"\")","v":""},{"$f":"IFERROR(IF(OR(J128=\"\",'Cost scenario - input'!$G113=\"\"),\"\",J128/'Cost scenario - input'!$G113),\"\")","v":""},{"$f":"IFERROR(IF(OR(K128=\"\",'Cost scenario - input'!$G113=\"\"),\"\",K128/'Cost scenario - input'!$G113),\"\")","v":""},{"$f":"IFERROR(IF(OR(L128=\"\",'Cost scenario - input'!$G113=\"\"),\"\",L128/'Cost scenario - input'!$G113),\"\")","v":""},{"$f":"IFERROR(IF(OR(M128=\"\",'Cost scenario - input'!$G113=\"\"),\"\",M128/'Cost scenario - input'!$G113),\"\")","v":""},{"$f":"IFERROR(IF(OR(N128=\"\",'Cost scenario - input'!$G113=\"\"),\"\",N128/'Cost scenario - input'!$G113),\"\")","v":""},{"$f":"IFERROR(IF(OR(O128=\"\",'Cost scenario - input'!$G113=\"\"),\"\",O128/'Cost scenario - input'!$G113),\"\")","v":""},{"$f":"IFERROR(IF(OR(P128=\"\",'Cost scenario - input'!$G113=\"\"),\"\",P128/'Cost scenario - input'!$G113),\"\")","v":""},{"$f":"IFERROR(IF(OR(Q128=\"\",'Cost scenario - input'!$G113=\"\"),\"\",Q128/'Cost scenario - input'!$G113),\"\")","v":""},{"$f":"IFERROR(IF(OR(R128=\"\",'Cost scenario - input'!$G113=\"\"),\"\",R128/'Cost scenario - input'!$G113),\"\")","v":""},{"$f":"IFERROR(IF(OR(S128=\"\",'Cost scenario - input'!$G113=\"\"),\"\",S128/'Cost scenario - input'!$G113),\"\")","v":""},{"$f":"IFERROR(IF(OR(T128=\"\",'Cost scenario - input'!$G113=\"\"),\"\",T128/'Cost scenario - input'!$G113),\"\")","v":""},{"$f":"IFERROR(IF(OR(U128=\"\",'Cost scenario - input'!$G113=\"\"),\"\",U128/'Cost scenario - input'!$G113),\"\")","v":""},{"$f":"IFERROR(IF(OR(V128=\"\",'Cost scenario - input'!$G113=\"\"),\"\",V128/'Cost scenario - input'!$G113),\"\")","v":""},{"$f":"IFERROR(IF(OR(W128=\"\",'Cost scenario - input'!$G113=\"\"),\"\",W128/'Cost scenario - input'!$G113),\"\")","v":""}]
[{"$f":"IFERROR('Cost scenario - input'!A114,\"\")","v":""},{"$f":"IFERROR('Cost scenario - input'!B114,\"\")","v":""},{"$f":"IFERROR('Cost scenario - input'!C114,\"\")","v":""},{"$f":"IFERROR(repcalc('Cost scenario - input'!$CY114:$GK114,'Cost scenario - input'!$J114,'Cost scenario - input'!$H114,'Cost scenario - input'!$I114,20,TRUE,TRUE),\"\")","v":""},"","","","","","","","","","","","","","","","","","","",{"$f":"IFERROR(IF(OR(D129=\"\",'Cost scenario - input'!$G114=\"\"),\"\",D129/'Cost scenario - input'!$G114),\"\")","v":""},{"$f":"IFERROR(IF(OR(E129=\"\",'Cost scenario - input'!$G114=\"\"),\"\",E129/'Cost scenario - input'!$G114),\"\")","v":""},{"$f":"IFERROR(IF(OR(F129=\"\",'Cost scenario - input'!$G114=\"\"),\"\",F129/'Cost scenario - input'!$G114),\"\")","v":""},{"$f":"IFERROR(IF(OR(G129=\"\",'Cost scenario - input'!$G114=\"\"),\"\",G129/'Cost scenario - input'!$G114),\"\")","v":""},{"$f":"IFERROR(IF(OR(H129=\"\",'Cost scenario - input'!$G114=\"\"),\"\",H129/'Cost scenario - input'!$G114),\"\")","v":""},{"$f":"IFERROR(IF(OR(I129=\"\",'Cost scenario - input'!$G114=\"\"),\"\",I129/'Cost scenario - input'!$G114),\"\")","v":""},{"$f":"IFERROR(IF(OR(J129=\"\",'Cost scenario - input'!$G114=\"\"),\"\",J129/'Cost scenario - input'!$G114),\"\")","v":""},{"$f":"IFERROR(IF(OR(K129=\"\",'Cost scenario - input'!$G114=\"\"),\"\",K129/'Cost scenario - input'!$G114),\"\")","v":""},{"$f":"IFERROR(IF(OR(L129=\"\",'Cost scenario - input'!$G114=\"\"),\"\",L129/'Cost scenario - input'!$G114),\"\")","v":""},{"$f":"IFERROR(IF(OR(M129=\"\",'Cost scenario - input'!$G114=\"\"),\"\",M129/'Cost scenario - input'!$G114),\"\")","v":""},{"$f":"IFERROR(IF(OR(N129=\"\",'Cost scenario - input'!$G114=\"\"),\"\",N129/'Cost scenario - input'!$G114),\"\")","v":""},{"$f":"IFERROR(IF(OR(O129=\"\",'Cost scenario - input'!$G114=\"\"),\"\",O129/'Cost scenario - input'!$G114),\"\")","v":""},{"$f":"IFERROR(IF(OR(P129=\"\",'Cost scenario - input'!$G114=\"\"),\"\",P129/'Cost scenario - input'!$G114),\"\")","v":""},{"$f":"IFERROR(IF(OR(Q129=\"\",'Cost scenario - input'!$G114=\"\"),\"\",Q129/'Cost scenario - input'!$G114),\"\")","v":""},{"$f":"IFERROR(IF(OR(R129=\"\",'Cost scenario - input'!$G114=\"\"),\"\",R129/'Cost scenario - input'!$G114),\"\")","v":""},{"$f":"IFERROR(IF(OR(S129=\"\",'Cost scenario - input'!$G114=\"\"),\"\",S129/'Cost scenario - input'!$G114),\"\")","v":""},{"$f":"IFERROR(IF(OR(T129=\"\",'Cost scenario - input'!$G114=\"\"),\"\",T129/'Cost scenario - input'!$G114),\"\")","v":""},{"$f":"IFERROR(IF(OR(U129=\"\",'Cost scenario - input'!$G114=\"\"),\"\",U129/'Cost scenario - input'!$G114),\"\")","v":""},{"$f":"IFERROR(IF(OR(V129=\"\",'Cost scenario - input'!$G114=\"\"),\"\",V129/'Cost scenario - input'!$G114),\"\")","v":""},{"$f":"IFERROR(IF(OR(W129=\"\",'Cost scenario - input'!$G114=\"\"),\"\",W129/'Cost scenario - input'!$G114),\"\")","v":""}]
[{"$f":"IFERROR('Cost scenario - input'!A115,\"\")","v":""},{"$f":"IFERROR('Cost scenario - input'!B115,\"\")","v":""},{"$f":"IFERROR('Cost scenario - input'!C115,\"\")","v":""},{"$f":"IFERROR(repcalc('Cost scenario - input'!$CY115:$GK115,'Cost scenario - input'!$J115,'Cost scenario - input'!$H115,'Cost scenario - input'!$I115,20,TRUE,TRUE),\"\")","v":""},"","","","","","","","","","","","","","","","","","","",{"$f":"IFERROR(IF(OR(D130=\"\",'Cost scenario - input'!$G115=\"\"),\"\",D130/'Cost scenario - input'!$G115),\"\")","v":""},{"$f":"IFERROR(IF(OR(E130=\"\",'Cost scenario - input'!$G115=\"\"),\"\",E130/'Cost scenario - input'!$G115),\"\")","v":""},{"$f":"IFERROR(IF(OR(F130=\"\",'Cost scenario - input'!$G115=\"\"),\"\",F130/'Cost scenario - input'!$G115),\"\")","v":""},{"$f":"IFERROR(IF(OR(G130=\"\",'Cost scenario - input'!$G115=\"\"),\"\",G130/'Cost scenario - input'!$G115),\"\")","v":""},{"$f":"IFERROR(IF(OR(H130=\"\",'Cost scenario - input'!$G115=\"\"),\"\",H130/'Cost scenario - input'!$G115),\"\")","v":""},{"$f":"IFERROR(IF(OR(I130=\"\",'Cost scenario - input'!$G115=\"\"),\"\",I130/'Cost scenario - input'!$G115),\"\")","v":""},{"$f":"IFERROR(IF(OR(J130=\"\",'Cost scenario - input'!$G115=\"\"),\"\",J130/'Cost scenario - input'!$G115),\"\")","v":""},{"$f":"IFERROR(IF(OR(K130=\"\",'Cost scenario - input'!$G115=\"\"),\"\",K130/'Cost scenario - input'!$G115),\"\")","v":""},{"$f":"IFERROR(IF(OR(L130=\"\",'Cost scenario - input'!$G115=\"\"),\"\",L130/'Cost scenario - input'!$G115),\"\")","v":""},{"$f":"IFERROR(IF(OR(M130=\"\",'Cost scenario - input'!$G115=\"\"),\"\",M130/'Cost scenario - input'!$G115),\"\")","v":""},{"$f":"IFERROR(IF(OR(N130=\"\",'Cost scenario - input'!$G115=\"\"),\"\",N130/'Cost scenario - input'!$G115),\"\")","v":""},{"$f":"IFERROR(IF(OR(O130=\"\",'Cost scenario - input'!$G115=\"\"),\"\",O130/'Cost scenario - input'!$G115),\"\")","v":""},{"$f":"IFERROR(IF(OR(P130=\"\",'Cost scenario - input'!$G115=\"\"),\"\",P130/'Cost scenario - input'!$G115),\"\")","v":""},{"$f":"IFERROR(IF(OR(Q130=\"\",'Cost scenario - input'!$G115=\"\"),\"\",Q130/'Cost scenario - input'!$G115),\"\")","v":""},{"$f":"IFERROR(IF(OR(R130=\"\",'Cost scenario - input'!$G115=\"\"),\"\",R130/'Cost scenario - input'!$G115),\"\")","v":""},{"$f":"IFERROR(IF(OR(S130=\"\",'Cost scenario - input'!$G115=\"\"),\"\",S130/'Cost scenario - input'!$G115),\"\")","v":""},{"$f":"IFERROR(IF(OR(T130=\"\",'Cost scenario - input'!$G115=\"\"),\"\",T130/'Cost scenario - input'!$G115),\"\")","v":""},{"$f":"IFERROR(IF(OR(U130=\"\",'Cost scenario - input'!$G115=\"\"),\"\",U130/'Cost scenario - input'!$G115),\"\")","v":""},{"$f":"IFERROR(IF(OR(V130=\"\",'Cost scenario - input'!$G115=\"\"),\"\",V130/'Cost scenario - input'!$G115),\"\")","v":""},{"$f":"IFERROR(IF(OR(W130=\"\",'Cost scenario - input'!$G115=\"\"),\"\",W130/'Cost scenario - input'!$G115),\"\")","v":""}]
[{"$f":"IFERROR('Cost scenario - input'!A116,\"\")","v":""},{"$f":"IFERROR('Cost scenario - input'!B116,\"\")","v":""},{"$f":"IFERROR('Cost scenario - input'!C116,\"\")","v":""},{"$f":"IFERROR(repcalc('Cost scenario - input'!$CY116:$GK116,'Cost scenario - input'!$J116,'Cost scenario - input'!$H116,'Cost scenario - input'!$I116,20,TRUE,TRUE),\"\")","v":""},"","","","","","","","","","","","","","","","","","","",{"$f":"IFERROR(IF(OR(D131=\"\",'Cost scenario - input'!$G116=\"\"),\"\",D131/'Cost scenario - input'!$G116),\"\")","v":""},{"$f":"IFERROR(IF(OR(E131=\"\",'Cost scenario - input'!$G116=\"\"),\"\",E131/'Cost scenario - input'!$G116),\"\")","v":""},{"$f":"IFERROR(IF(OR(F131=\"\",'Cost scenario - input'!$G116=\"\"),\"\",F131/'Cost scenario - input'!$G116),\"\")","v":""},{"$f":"IFERROR(IF(OR(G131=\"\",'Cost scenario - input'!$G116=\"\"),\"\",G131/'Cost scenario - input'!$G116),\"\")","v":""},{"$f":"IFERROR(IF(OR(H131=\"\",'Cost scenario - input'!$G116=\"\"),\"\",H131/'Cost scenario - input'!$G116),\"\")","v":""},{"$f":"IFERROR(IF(OR(I131=\"\",'Cost scenario - input'!$G116=\"\"),\"\",I131/'Cost scenario - input'!$G116),\"\")","v":""},{"$f":"IFERROR(IF(OR(J131=\"\",'Cost scenario - input'!$G116=\"\"),\"\",J131/'Cost scenario - input'!$G116),\"\")","v":""},{"$f":"IFERROR(IF(OR(K131=\"\",'Cost scenario - input'!$G116=\"\"),\"\",K131/'Cost scenario - input'!$G116),\"\")","v":""},{"$f":"IFERROR(IF(OR(L131=\"\",'Cost scenario - input'!$G116=\"\"),\"\",L131/'Cost scenario - input'!$G116),\"\")","v":""},{"$f":"IFERROR(IF(OR(M131=\"\",'Cost scenario - input'!$G116=\"\"),\"\",M131/'Cost scenario - input'!$G116),\"\")","v":""},{"$f":"IFERROR(IF(OR(N131=\"\",'Cost scenario - input'!$G116=\"\"),\"\",N131/'Cost scenario - input'!$G116),\"\")","v":""},{"$f":"IFERROR(IF(OR(O131=\"\",'Cost scenario - input'!$G116=\"\"),\"\",O131/'Cost scenario - input'!$G116),\"\")","v":""},{"$f":"IFERROR(IF(OR(P131=\"\",'Cost scenario - input'!$G116=\"\"),\"\",P131/'Cost scenario - input'!$G116),\"\")","v":""},{"$f":"IFERROR(IF(OR(Q131=\"\",'Cost scenario - input'!$G116=\"\"),\"\",Q131/'Cost scenario - input'!$G116),\"\")","v":""},{"$f":"IFERROR(IF(OR(R131=\"\",'Cost scenario - input'!$G116=\"\"),\"\",R131/'Cost scenario - input'!$G116),\"\")","v":""},{"$f":"IFERROR(IF(OR(S131=\"\",'Cost scenario - input'!$G116=\"\"),\"\",S131/'Cost scenario - input'!$G116),\"\")","v":""},{"$f":"IFERROR(IF(OR(T131=\"\",'Cost scenario - input'!$G116=\"\"),\"\",T131/'Cost scenario - input'!$G116),\"\")","v":""},{"$f":"IFERROR(IF(OR(U131=\"\",'Cost scenario - input'!$G116=\"\"),\"\",U131/'Cost scenario - input'!$G116),\"\")","v":""},{"$f":"IFERROR(IF(OR(V131=\"\",'Cost scenario - input'!$G116=\"\"),\"\",V131/'Cost scenario - input'!$G116),\"\")","v":""},{"$f":"IFERROR(IF(OR(W131=\"\",'Cost scenario - input'!$G116=\"\"),\"\",W131/'Cost scenario - input'!$G116),\"\")","v":""}]
[{"$f":"IFERROR('Cost scenario - input'!A117,\"\")","v":""},{"$f":"IFERROR('Cost scenario - input'!B117,\"\")","v":""},{"$f":"IFERROR('Cost scenario - input'!C117,\"\")","v":""},{"$f":"IFERROR(repcalc('Cost scenario - input'!$CY117:$GK117,'Cost scenario - input'!$J117,'Cost scenario - input'!$H117,'Cost scenario - input'!$I117,20,TRUE,TRUE),\"\")","v":""},"","","","","","","","","","","","","","","","","","","",{"$f":"IFERROR(IF(OR(D132=\"\",'Cost scenario - input'!$G117=\"\"),\"\",D132/'Cost scenario - input'!$G117),\"\")","v":""},{"$f":"IFERROR(IF(OR(E132=\"\",'Cost scenario - input'!$G117=\"\"),\"\",E132/'Cost scenario - input'!$G117),\"\")","v":""},{"$f":"IFERROR(IF(OR(F132=\"\",'Cost scenario - input'!$G117=\"\"),\"\",F132/'Cost scenario - input'!$G117),\"\")","v":""},{"$f":"IFERROR(IF(OR(G132=\"\",'Cost scenario - input'!$G117=\"\"),\"\",G132/'Cost scenario - input'!$G117),\"\")","v":""},{"$f":"IFERROR(IF(OR(H132=\"\",'Cost scenario - input'!$G117=\"\"),\"\",H132/'Cost scenario - input'!$G117),\"\")","v":""},{"$f":"IFERROR(IF(OR(I132=\"\",'Cost scenario - input'!$G117=\"\"),\"\",I132/'Cost scenario - input'!$G117),\"\")","v":""},{"$f":"IFERROR(IF(OR(J132=\"\",'Cost scenario - input'!$G117=\"\"),\"\",J132/'Cost scenario - input'!$G117),\"\")","v":""},{"$f":"IFERROR(IF(OR(K132=\"\",'Cost scenario - input'!$G117=\"\"),\"\",K132/'Cost scenario - input'!$G117),\"\")","v":""},{"$f":"IFERROR(IF(OR(L132=\"\",'Cost scenario - input'!$G117=\"\"),\"\",L132/'Cost scenario - input'!$G117),\"\")","v":""},{"$f":"IFERROR(IF(OR(M132=\"\",'Cost scenario - input'!$G117=\"\"),\"\",M132/'Cost scenario - input'!$G117),\"\")","v":""},{"$f":"IFERROR(IF(OR(N132=\"\",'Cost scenario - input'!$G117=\"\"),\"\",N132/'Cost scenario - input'!$G117),\"\")","v":""},{"$f":"IFERROR(IF(OR(O132=\"\",'Cost scenario - input'!$G117=\"\"),\"\",O132/'Cost scenario - input'!$G117),\"\")","v":""},{"$f":"IFERROR(IF(OR(P132=\"\",'Cost scenario - input'!$G117=\"\"),\"\",P132/'Cost scenario - input'!$G117),\"\")","v":""},{"$f":"IFERROR(IF(OR(Q132=\"\",'Cost scenario - input'!$G117=\"\"),\"\",Q132/'Cost scenario - input'!$G117),\"\")","v":""},{"$f":"IFERROR(IF(OR(R132=\"\",'Cost scenario - input'!$G117=\"\"),\"\",R132/'Cost scenario - input'!$G117),\"\")","v":""},{"$f":"IFERROR(IF(OR(S132=\"\",'Cost scenario - input'!$G117=\"\"),\"\",S132/'Cost scenario - input'!$G117),\"\")","v":""},{"$f":"IFERROR(IF(OR(T132=\"\",'Cost scenario - input'!$G117=\"\"),\"\",T132/'Cost scenario - input'!$G117),\"\")","v":""},{"$f":"IFERROR(IF(OR(U132=\"\",'Cost scenario - input'!$G117=\"\"),\"\",U132/'Cost scenario - input'!$G117),\"\")","v":""},{"$f":"IFERROR(IF(OR(V132=\"\",'Cost scenario - input'!$G117=\"\"),\"\",V132/'Cost scenario - input'!$G117),\"\")","v":""},{"$f":"IFERROR(IF(OR(W132=\"\",'Cost scenario - input'!$G117=\"\"),\"\",W132/'Cost scenario - input'!$G117),\"\")","v":""}]
[{"$f":"IFERROR('Cost scenario - input'!A118,\"\")","v":""},{"$f":"IFERROR('Cost scenario - input'!B118,\"\")","v":""},{"$f":"IFERROR('Cost scenario - input'!C118,\"\")","v":""},{"$f":"IFERROR(repcalc('Cost scenario - input'!$CY118:$GK118,'Cost scenario - input'!$J118,'Cost scenario - input'!$H118,'Cost scenario - input'!$I118,20,TRUE,TRUE),\"\")","v":""},"","","","","","","","","","","","","","","","","","","",{"$f":"IFERROR(IF(OR(D133=\"\",'Cost scenario - input'!$G118=\"\"),\"\",D133/'Cost scenario - input'!$G118),\"\")","v":""},{"$f":"IFERROR(IF(OR(E133=\"\",'Cost scenario - input'!$G118=\"\"),\"\",E133/'Cost scenario - input'!$G118),\"\")","v":""},{"$f":"IFERROR(IF(OR(F133=\"\",'Cost scenario - input'!$G118=\"\"),\"\",F133/'Cost scenario - input'!$G118),\"\")","v":""},{"$f":"IFERROR(IF(OR(G133=\"\",'Cost scenario - input'!$G118=\"\"),\"\",G133/'Cost scenario - input'!$G118),\"\")","v":""},{"$f":"IFERROR(IF(OR(H133=\"\",'Cost scenario - input'!$G118=\"\"),\"\",H133/'Cost scenario - input'!$G118),\"\")","v":""},{"$f":"IFERROR(IF(OR(I133=\"\",'Cost scenario - input'!$G118=\"\"),\"\",I133/'Cost scenario - input'!$G118),\"\")","v":""},{"$f":"IFERROR(IF(OR(J133=\"\",'Cost scenario - input'!$G118=\"\"),\"\",J133/'Cost scenario - input'!$G118),\"\")","v":""},{"$f":"IFERROR(IF(OR(K133=\"\",'Cost scenario - input'!$G118=\"\"),\"\",K133/'Cost scenario - input'!$G118),\"\")","v":""},{"$f":"IFERROR(IF(OR(L133=\"\",'Cost scenario - input'!$G118=\"\"),\"\",L133/'Cost scenario - input'!$G118),\"\")","v":""},{"$f":"IFERROR(IF(OR(M133=\"\",'Cost scenario - input'!$G118=\"\"),\"\",M133/'Cost scenario - input'!$G118),\"\")","v":""},{"$f":"IFERROR(IF(OR(N133=\"\",'Cost scenario - input'!$G118=\"\"),\"\",N133/'Cost scenario - input'!$G118),\"\")","v":""},{"$f":"IFERROR(IF(OR(O133=\"\",'Cost scenario - input'!$G118=\"\"),\"\",O133/'Cost scenario - input'!$G118),\"\")","v":""},{"$f":"IFERROR(IF(OR(P133=\"\",'Cost scenario - input'!$G118=\"\"),\"\",P133/'Cost scenario - input'!$G118),\"\")","v":""},{"$f":"IFERROR(IF(OR(Q133=\"\",'Cost scenario - input'!$G118=\"\"),\"\",Q133/'Cost scenario - input'!$G118),\"\")","v":""},{"$f":"IFERROR(IF(OR(R133=\"\",'Cost scenario - input'!$G118=\"\"),\"\",R133/'Cost scenario - input'!$G118),\"\")","v":""},{"$f":"IFERROR(IF(OR(S133=\"\",'Cost scenario - input'!$G118=\"\"),\"\",S133/'Cost scenario - input'!$G118),\"\")","v":""},{"$f":"IFERROR(IF(OR(T133=\"\",'Cost scenario - input'!$G118=\"\"),\"\",T133/'Cost scenario - input'!$G118),\"\")","v":""},{"$f":"IFERROR(IF(OR(U133=\"\",'Cost scenario - input'!$G118=\"\"),\"\",U133/'Cost scenario - input'!$G118),\"\")","v":""},{"$f":"IFERROR(IF(OR(V133=\"\",'Cost scenario - input'!$G118=\"\"),\"\",V133/'Cost scenario - input'!$G118),\"\")","v":""},{"$f":"IFERROR(IF(OR(W133=\"\",'Cost scenario - input'!$G118=\"\"),\"\",W133/'Cost scenario - input'!$G118),\"\")","v":""}]
[{"$f":"IFERROR('Cost scenario - input'!A119,\"\")","v":""},{"$f":"IFERROR('Cost scenario - input'!B119,\"\")","v":""},{"$f":"IFERROR('Cost scenario - input'!C119,\"\")","v":""},{"$f":"IFERROR(repcalc('Cost scenario - input'!$CY119:$GK119,'Cost scenario - input'!$J119,'Cost scenario - input'!$H119,'Cost scenario - input'!$I119,20,TRUE,TRUE),\"\")","v":""},"","","","","","","","","","","","","","","","","","","",{"$f":"IFERROR(IF(OR(D134=\"\",'Cost scenario - input'!$G119=\"\"),\"\",D134/'Cost scenario - input'!$G119),\"\")","v":""},{"$f":"IFERROR(IF(OR(E134=\"\",'Cost scenario - input'!$G119=\"\"),\"\",E134/'Cost scenario - input'!$G119),\"\")","v":""},{"$f":"IFERROR(IF(OR(F134=\"\",'Cost scenario - input'!$G119=\"\"),\"\",F134/'Cost scenario - input'!$G119),\"\")","v":""},{"$f":"IFERROR(IF(OR(G134=\"\",'Cost scenario - input'!$G119=\"\"),\"\",G134/'Cost scenario - input'!$G119),\"\")","v":""},{"$f":"IFERROR(IF(OR(H134=\"\",'Cost scenario - input'!$G119=\"\"),\"\",H134/'Cost scenario - input'!$G119),\"\")","v":""},{"$f":"IFERROR(IF(OR(I134=\"\",'Cost scenario - input'!$G119=\"\"),\"\",I134/'Cost scenario - input'!$G119),\"\")","v":""},{"$f":"IFERROR(IF(OR(J134=\"\",'Cost scenario - input'!$G119=\"\"),\"\",J134/'Cost scenario - input'!$G119),\"\")","v":""},{"$f":"IFERROR(IF(OR(K134=\"\",'Cost scenario - input'!$G119=\"\"),\"\",K134/'Cost scenario - input'!$G119),\"\")","v":""},{"$f":"IFERROR(IF(OR(L134=\"\",'Cost scenario - input'!$G119=\"\"),\"\",L134/'Cost scenario - input'!$G119),\"\")","v":""},{"$f":"IFERROR(IF(OR(M134=\"\",'Cost scenario - input'!$G119=\"\"),\"\",M134/'Cost scenario - input'!$G119),\"\")","v":""},{"$f":"IFERROR(IF(OR(N134=\"\",'Cost scenario - input'!$G119=\"\"),\"\",N134/'Cost scenario - input'!$G119),\"\")","v":""},{"$f":"IFERROR(IF(OR(O134=\"\",'Cost scenario - input'!$G119=\"\"),\"\",O134/'Cost scenario - input'!$G119),\"\")","v":""},{"$f":"IFERROR(IF(OR(P134=\"\",'Cost scenario - input'!$G119=\"\"),\"\",P134/'Cost scenario - input'!$G119),\"\")","v":""},{"$f":"IFERROR(IF(OR(Q134=\"\",'Cost scenario - input'!$G119=\"\"),\"\",Q134/'Cost scenario - input'!$G119),\"\")","v":""},{"$f":"IFERROR(IF(OR(R134=\"\",'Cost scenario - input'!$G119=\"\"),\"\",R134/'Cost scenario - input'!$G119),\"\")","v":""},{"$f":"IFERROR(IF(OR(S134=\"\",'Cost scenario - input'!$G119=\"\"),\"\",S134/'Cost scenario - input'!$G119),\"\")","v":""},{"$f":"IFERROR(IF(OR(T134=\"\",'Cost scenario - input'!$G119=\"\"),\"\",T134/'Cost scenario - input'!$G119),\"\")","v":""},{"$f":"IFERROR(IF(OR(U134=\"\",'Cost scenario - input'!$G119=\"\"),\"\",U134/'Cost scenario - input'!$G119),\"\")","v":""},{"$f":"IFERROR(IF(OR(V134=\"\",'Cost scenario - input'!$G119=\"\"),\"\",V134/'Cost scenario - input'!$G119),\"\")","v":""},{"$f":"IFERROR(IF(OR(W134=\"\",'Cost scenario - input'!$G119=\"\"),\"\",W134/'Cost scenario - input'!$G119),\"\")","v":""}]
[{"$f":"IFERROR('Cost scenario - input'!A120,\"\")","v":""},{"$f":"IFERROR('Cost scenario - input'!B120,\"\")","v":""},{"$f":"IFERROR('Cost scenario - input'!C120,\"\")","v":""},{"$f":"IFERROR(repcalc('Cost scenario - input'!$CY120:$GK120,'Cost scenario - input'!$J120,'Cost scenario - input'!$H120,'Cost scenario - input'!$I120,20,TRUE,TRUE),\"\")","v":""},"","","","","","","","","","","","","","","","","","","",{"$f":"IFERROR(IF(OR(D135=\"\",'Cost scenario - input'!$G120=\"\"),\"\",D135/'Cost scenario - input'!$G120),\"\")","v":""},{"$f":"IFERROR(IF(OR(E135=\"\",'Cost scenario - input'!$G120=\"\"),\"\",E135/'Cost scenario - input'!$G120),\"\")","v":""},{"$f":"IFERROR(IF(OR(F135=\"\",'Cost scenario - input'!$G120=\"\"),\"\",F135/'Cost scenario - input'!$G120),\"\")","v":""},{"$f":"IFERROR(IF(OR(G135=\"\",'Cost scenario - input'!$G120=\"\"),\"\",G135/'Cost scenario - input'!$G120),\"\")","v":""},{"$f":"IFERROR(IF(OR(H135=\"\",'Cost scenario - input'!$G120=\"\"),\"\",H135/'Cost scenario - input'!$G120),\"\")","v":""},{"$f":"IFERROR(IF(OR(I135=\"\",'Cost scenario - input'!$G120=\"\"),\"\",I135/'Cost scenario - input'!$G120),\"\")","v":""},{"$f":"IFERROR(IF(OR(J135=\"\",'Cost scenario - input'!$G120=\"\"),\"\",J135/'Cost scenario - input'!$G120),\"\")","v":""},{"$f":"IFERROR(IF(OR(K135=\"\",'Cost scenario - input'!$G120=\"\"),\"\",K135/'Cost scenario - input'!$G120),\"\")","v":""},{"$f":"IFERROR(IF(OR(L135=\"\",'Cost scenario - input'!$G120=\"\"),\"\",L135/'Cost scenario - input'!$G120),\"\")","v":""},{"$f":"IFERROR(IF(OR(M135=\"\",'Cost scenario - input'!$G120=\"\"),\"\",M135/'Cost scenario - input'!$G120),\"\")","v":""},{"$f":"IFERROR(IF(OR(N135=\"\",'Cost scenario - input'!$G120=\"\"),\"\",N135/'Cost scenario - input'!$G120),\"\")","v":""},{"$f":"IFERROR(IF(OR(O135=\"\",'Cost scenario - input'!$G120=\"\"),\"\",O135/'Cost scenario - input'!$G120),\"\")","v":""},{"$f":"IFERROR(IF(OR(P135=\"\",'Cost scenario - input'!$G120=\"\"),\"\",P135/'Cost scenario - input'!$G120),\"\")","v":""},{"$f":"IFERROR(IF(OR(Q135=\"\",'Cost scenario - input'!$G120=\"\"),\"\",Q135/'Cost scenario - input'!$G120),\"\")","v":""},{"$f":"IFERROR(IF(OR(R135=\"\",'Cost scenario - input'!$G120=\"\"),\"\",R135/'Cost scenario - input'!$G120),\"\")","v":""},{"$f":"IFERROR(IF(OR(S135=\"\",'Cost scenario - input'!$G120=\"\"),\"\",S135/'Cost scenario - input'!$G120),\"\")","v":""},{"$f":"IFERROR(IF(OR(T135=\"\",'Cost scenario - input'!$G120=\"\"),\"\",T135/'Cost scenario - input'!$G120),\"\")","v":""},{"$f":"IFERROR(IF(OR(U135=\"\",'Cost scenario - input'!$G120=\"\"),\"\",U135/'Cost scenario - input'!$G120),\"\")","v":""},{"$f":"IFERROR(IF(OR(V135=\"\",'Cost scenario - input'!$G120=\"\"),\"\",V135/'Cost scenario - input'!$G120),\"\")","v":""},{"$f":"IFERROR(IF(OR(W135=\"\",'Cost scenario - input'!$G120=\"\"),\"\",W135/'Cost scenario - input'!$G120),\"\")","v":""}]
[{"$f":"IFERROR('Cost scenario - input'!A121,\"\")","v":""},{"$f":"IFERROR('Cost scenario - input'!B121,\"\")","v":""},{"$f":"IFERROR('Cost scenario - input'!C121,\"\")","v":""},{"$f":"IFERROR(repcalc('Cost scenario - input'!$CY121:$GK121,'Cost scenario - input'!$J121,'Cost scenario - input'!$H121,'Cost scenario - input'!$I121,20,TRUE,TRUE),\"\")","v":""},"","","","","","","","","","","","","","","","","","","",{"$f":"IFERROR(IF(OR(D136=\"\",'Cost scenario - input'!$G121=\"\"),\"\",D136/'Cost scenario - input'!$G121),\"\")","v":""},{"$f":"IFERROR(IF(OR(E136=\"\",'Cost scenario - input'!$G121=\"\"),\"\",E136/'Cost scenario - input'!$G121),\"\")","v":""},{"$f":"IFERROR(IF(OR(F136=\"\",'Cost scenario - input'!$G121=\"\"),\"\",F136/'Cost scenario - input'!$G121),\"\")","v":""},{"$f":"IFERROR(IF(OR(G136=\"\",'Cost scenario - input'!$G121=\"\"),\"\",G136/'Cost scenario - input'!$G121),\"\")","v":""},{"$f":"IFERROR(IF(OR(H136=\"\",'Cost scenario - input'!$G121=\"\"),\"\",H136/'Cost scenario - input'!$G121),\"\")","v":""},{"$f":"IFERROR(IF(OR(I136=\"\",'Cost scenario - input'!$G121=\"\"),\"\",I136/'Cost scenario - input'!$G121),\"\")","v":""},{"$f":"IFERROR(IF(OR(J136=\"\",'Cost scenario - input'!$G121=\"\"),\"\",J136/'Cost scenario - input'!$G121),\"\")","v":""},{"$f":"IFERROR(IF(OR(K136=\"\",'Cost scenario - input'!$G121=\"\"),\"\",K136/'Cost scenario - input'!$G121),\"\")","v":""},{"$f":"IFERROR(IF(OR(L136=\"\",'Cost scenario - input'!$G121=\"\"),\"\",L136/'Cost scenario - input'!$G121),\"\")","v":""},{"$f":"IFERROR(IF(OR(M136=\"\",'Cost scenario - input'!$G121=\"\"),\"\",M136/'Cost scenario - input'!$G121),\"\")","v":""},{"$f":"IFERROR(IF(OR(N136=\"\",'Cost scenario - input'!$G121=\"\"),\"\",N136/'Cost scenario - input'!$G121),\"\")","v":""},{"$f":"IFERROR(IF(OR(O136=\"\",'Cost scenario - input'!$G121=\"\"),\"\",O136/'Cost scenario - input'!$G121),\"\")","v":""},{"$f":"IFERROR(IF(OR(P136=\"\",'Cost scenario - input'!$G121=\"\"),\"\",P136/'Cost scenario - input'!$G121),\"\")","v":""},{"$f":"IFERROR(IF(OR(Q136=\"\",'Cost scenario - input'!$G121=\"\"),\"\",Q136/'Cost scenario - input'!$G121),\"\")","v":""},{"$f":"IFERROR(IF(OR(R136=\"\",'Cost scenario - input'!$G121=\"\"),\"\",R136/'Cost scenario - input'!$G121),\"\")","v":""},{"$f":"IFERROR(IF(OR(S136=\"\",'Cost scenario - input'!$G121=\"\"),\"\",S136/'Cost scenario - input'!$G121),\"\")","v":""},{"$f":"IFERROR(IF(OR(T136=\"\",'Cost scenario - input'!$G121=\"\"),\"\",T136/'Cost scenario - input'!$G121),\"\")","v":""},{"$f":"IFERROR(IF(OR(U136=\"\",'Cost scenario - input'!$G121=\"\"),\"\",U136/'Cost scenario - input'!$G121),\"\")","v":""},{"$f":"IFERROR(IF(OR(V136=\"\",'Cost scenario - input'!$G121=\"\"),\"\",V136/'Cost scenario - input'!$G121),\"\")","v":""},{"$f":"IFERROR(IF(OR(W136=\"\",'Cost scenario - input'!$G121=\"\"),\"\",W136/'Cost scenario - input'!$G121),\"\")","v":""}]
[{"$f":"IFERROR('Cost scenario - input'!A122,\"\")","v":""},{"$f":"IFERROR('Cost scenario - input'!B122,\"\")","v":""},{"$f":"IFERROR('Cost scenario - input'!C122,\"\")","v":""},{"$f":"IFERROR(repcalc('Cost scenario - input'!$CY122:$GK122,'Cost scenario - input'!$J122,'Cost scenario - input'!$H122,'Cost scenario - input'!$I122,20,TRUE,TRUE),\"\")","v":""},"","","","","","","","","","","","","","","","","","","",{"$f":"IFERROR(IF(OR(D137=\"\",'Cost scenario - input'!$G122=\"\"),\"\",D137/'Cost scenario - input'!$G122),\"\")","v":""},{"$f":"IFERROR(IF(OR(E137=\"\",'Cost scenario - input'!$G122=\"\"),\"\",E137/'Cost scenario - input'!$G122),\"\")","v":""},{"$f":"IFERROR(IF(OR(F137=\"\",'Cost scenario - input'!$G122=\"\"),\"\",F137/'Cost scenario - input'!$G122),\"\")","v":""},{"$f":"IFERROR(IF(OR(G137=\"\",'Cost scenario - input'!$G122=\"\"),\"\",G137/'Cost scenario - input'!$G122),\"\")","v":""},{"$f":"IFERROR(IF(OR(H137=\"\",'Cost scenario - input'!$G122=\"\"),\"\",H137/'Cost scenario - input'!$G122),\"\")","v":""},{"$f":"IFERROR(IF(OR(I137=\"\",'Cost scenario - input'!$G122=\"\"),\"\",I137/'Cost scenario - input'!$G122),\"\")","v":""},{"$f":"IFERROR(IF(OR(J137=\"\",'Cost scenario - input'!$G122=\"\"),\"\",J137/'Cost scenario - input'!$G122),\"\")","v":""},{"$f":"IFERROR(IF(OR(K137=\"\",'Cost scenario - input'!$G122=\"\"),\"\",K137/'Cost scenario - input'!$G122),\"\")","v":""},{"$f":"IFERROR(IF(OR(L137=\"\",'Cost scenario - input'!$G122=\"\"),\"\",L137/'Cost scenario - input'!$G122),\"\")","v":""},{"$f":"IFERROR(IF(OR(M137=\"\",'Cost scenario - input'!$G122=\"\"),\"\",M137/'Cost scenario - input'!$G122),\"\")","v":""},{"$f":"IFERROR(IF(OR(N137=\"\",'Cost scenario - input'!$G122=\"\"),\"\",N137/'Cost scenario - input'!$G122),\"\")","v":""},{"$f":"IFERROR(IF(OR(O137=\"\",'Cost scenario - input'!$G122=\"\"),\"\",O137/'Cost scenario - input'!$G122),\"\")","v":""},{"$f":"IFERROR(IF(OR(P137=\"\",'Cost scenario - input'!$G122=\"\"),\"\",P137/'Cost scenario - input'!$G122),\"\")","v":""},{"$f":"IFERROR(IF(OR(Q137=\"\",'Cost scenario - input'!$G122=\"\"),\"\",Q137/'Cost scenario - input'!$G122),\"\")","v":""},{"$f":"IFERROR(IF(OR(R137=\"\",'Cost scenario - input'!$G122=\"\"),\"\",R137/'Cost scenario - input'!$G122),\"\")","v":""},{"$f":"IFERROR(IF(OR(S137=\"\",'Cost scenario - input'!$G122=\"\"),\"\",S137/'Cost scenario - input'!$G122),\"\")","v":""},{"$f":"IFERROR(IF(OR(T137=\"\",'Cost scenario - input'!$G122=\"\"),\"\",T137/'Cost scenario - input'!$G122),\"\")","v":""},{"$f":"IFERROR(IF(OR(U137=\"\",'Cost scenario - input'!$G122=\"\"),\"\",U137/'Cost scenario - input'!$G122),\"\")","v":""},{"$f":"IFERROR(IF(OR(V137=\"\",'Cost scenario - input'!$G122=\"\"),\"\",V137/'Cost scenario - input'!$G122),\"\")","v":""},{"$f":"IFERROR(IF(OR(W137=\"\",'Cost scenario - input'!$G122=\"\"),\"\",W137/'Cost scenario - input'!$G122),\"\")","v":""}]
[{"$f":"IFERROR('Cost scenario - input'!A123,\"\")","v":""},{"$f":"IFERROR('Cost scenario - input'!B123,\"\")","v":""},{"$f":"IFERROR('Cost scenario - input'!C123,\"\")","v":""},{"$f":"IFERROR(repcalc('Cost scenario - input'!$CY123:$GK123,'Cost scenario - input'!$J123,'Cost scenario - input'!$H123,'Cost scenario - input'!$I123,20,TRUE,TRUE),\"\")","v":""},"","","","","","","","","","","","","","","","","","","",{"$f":"IFERROR(IF(OR(D138=\"\",'Cost scenario - input'!$G123=\"\"),\"\",D138/'Cost scenario - input'!$G123),\"\")","v":""},{"$f":"IFERROR(IF(OR(E138=\"\",'Cost scenario - input'!$G123=\"\"),\"\",E138/'Cost scenario - input'!$G123),\"\")","v":""},{"$f":"IFERROR(IF(OR(F138=\"\",'Cost scenario - input'!$G123=\"\"),\"\",F138/'Cost scenario - input'!$G123),\"\")","v":""},{"$f":"IFERROR(IF(OR(G138=\"\",'Cost scenario - input'!$G123=\"\"),\"\",G138/'Cost scenario - input'!$G123),\"\")","v":""},{"$f":"IFERROR(IF(OR(H138=\"\",'Cost scenario - input'!$G123=\"\"),\"\",H138/'Cost scenario - input'!$G123),\"\")","v":""},{"$f":"IFERROR(IF(OR(I138=\"\",'Cost scenario - input'!$G123=\"\"),\"\",I138/'Cost scenario - input'!$G123),\"\")","v":""},{"$f":"IFERROR(IF(OR(J138=\"\",'Cost scenario - input'!$G123=\"\"),\"\",J138/'Cost scenario - input'!$G123),\"\")","v":""},{"$f":"IFERROR(IF(OR(K138=\"\",'Cost scenario - input'!$G123=\"\"),\"\",K138/'Cost scenario - input'!$G123),\"\")","v":""},{"$f":"IFERROR(IF(OR(L138=\"\",'Cost scenario - input'!$G123=\"\"),\"\",L138/'Cost scenario - input'!$G123),\"\")","v":""},{"$f":"IFERROR(IF(OR(M138=\"\",'Cost scenario - input'!$G123=\"\"),\"\",M138/'Cost scenario - input'!$G123),\"\")","v":""},{"$f":"IFERROR(IF(OR(N138=\"\",'Cost scenario - input'!$G123=\"\"),\"\",N138/'Cost scenario - input'!$G123),\"\")","v":""},{"$f":"IFERROR(IF(OR(O138=\"\",'Cost scenario - input'!$G123=\"\"),\"\",O138/'Cost scenario - input'!$G123),\"\")","v":""},{"$f":"IFERROR(IF(OR(P138=\"\",'Cost scenario - input'!$G123=\"\"),\"\",P138/'Cost scenario - input'!$G123),\"\")","v":""},{"$f":"IFERROR(IF(OR(Q138=\"\",'Cost scenario - input'!$G123=\"\"),\"\",Q138/'Cost scenario - input'!$G123),\"\")","v":""},{"$f":"IFERROR(IF(OR(R138=\"\",'Cost scenario - input'!$G123=\"\"),\"\",R138/'Cost scenario - input'!$G123),\"\")","v":""},{"$f":"IFERROR(IF(OR(S138=\"\",'Cost scenario - input'!$G123=\"\"),\"\",S138/'Cost scenario - input'!$G123),\"\")","v":""},{"$f":"IFERROR(IF(OR(T138=\"\",'Cost scenario - input'!$G123=\"\"),\"\",T138/'Cost scenario - input'!$G123),\"\")","v":""},{"$f":"IFERROR(IF(OR(U138=\"\",'Cost scenario - input'!$G123=\"\"),\"\",U138/'Cost scenario - input'!$G123),\"\")","v":""},{"$f":"IFERROR(IF(OR(V138=\"\",'Cost scenario - input'!$G123=\"\"),\"\",V138/'Cost scenario - input'!$G123),\"\")","v":""},{"$f":"IFERROR(IF(OR(W138=\"\",'Cost scenario - input'!$G123=\"\"),\"\",W138/'Cost scenario - input'!$G123),\"\")","v":""}]
[{"$f":"IFERROR('Cost scenario - input'!A124,\"\")","v":""},{"$f":"IFERROR('Cost scenario - input'!B124,\"\")","v":""},{"$f":"IFERROR('Cost scenario - input'!C124,\"\")","v":""},{"$f":"IFERROR(repcalc('Cost scenario - input'!$CY124:$GK124,'Cost scenario - input'!$J124,'Cost scenario - input'!$H124,'Cost scenario - input'!$I124,20,TRUE,TRUE),\"\")","v":""},"","","","","","","","","","","","","","","","","","","",{"$f":"IFERROR(IF(OR(D139=\"\",'Cost scenario - input'!$G124=\"\"),\"\",D139/'Cost scenario - input'!$G124),\"\")","v":""},{"$f":"IFERROR(IF(OR(E139=\"\",'Cost scenario - input'!$G124=\"\"),\"\",E139/'Cost scenario - input'!$G124),\"\")","v":""},{"$f":"IFERROR(IF(OR(F139=\"\",'Cost scenario - input'!$G124=\"\"),\"\",F139/'Cost scenario - input'!$G124),\"\")","v":""},{"$f":"IFERROR(IF(OR(G139=\"\",'Cost scenario - input'!$G124=\"\"),\"\",G139/'Cost scenario - input'!$G124),\"\")","v":""},{"$f":"IFERROR(IF(OR(H139=\"\",'Cost scenario - input'!$G124=\"\"),\"\",H139/'Cost scenario - input'!$G124),\"\")","v":""},{"$f":"IFERROR(IF(OR(I139=\"\",'Cost scenario - input'!$G124=\"\"),\"\",I139/'Cost scenario - input'!$G124),\"\")","v":""},{"$f":"IFERROR(IF(OR(J139=\"\",'Cost scenario - input'!$G124=\"\"),\"\",J139/'Cost scenario - input'!$G124),\"\")","v":""},{"$f":"IFERROR(IF(OR(K139=\"\",'Cost scenario - input'!$G124=\"\"),\"\",K139/'Cost scenario - input'!$G124),\"\")","v":""},{"$f":"IFERROR(IF(OR(L139=\"\",'Cost scenario - input'!$G124=\"\"),\"\",L139/'Cost scenario - input'!$G124),\"\")","v":""},{"$f":"IFERROR(IF(OR(M139=\"\",'Cost scenario - input'!$G124=\"\"),\"\",M139/'Cost scenario - input'!$G124),\"\")","v":""},{"$f":"IFERROR(IF(OR(N139=\"\",'Cost scenario - input'!$G124=\"\"),\"\",N139/'Cost scenario - input'!$G124),\"\")","v":""},{"$f":"IFERROR(IF(OR(O139=\"\",'Cost scenario - input'!$G124=\"\"),\"\",O139/'Cost scenario - input'!$G124),\"\")","v":""},{"$f":"IFERROR(IF(OR(P139=\"\",'Cost scenario - input'!$G124=\"\"),\"\",P139/'Cost scenario - input'!$G124),\"\")","v":""},{"$f":"IFERROR(IF(OR(Q139=\"\",'Cost scenario - input'!$G124=\"\"),\"\",Q139/'Cost scenario - input'!$G124),\"\")","v":""},{"$f":"IFERROR(IF(OR(R139=\"\",'Cost scenario - input'!$G124=\"\"),\"\",R139/'Cost scenario - input'!$G124),\"\")","v":""},{"$f":"IFERROR(IF(OR(S139=\"\",'Cost scenario - input'!$G124=\"\"),\"\",S139/'Cost scenario - input'!$G124),\"\")","v":""},{"$f":"IFERROR(IF(OR(T139=\"\",'Cost scenario - input'!$G124=\"\"),\"\",T139/'Cost scenario - input'!$G124),\"\")","v":""},{"$f":"IFERROR(IF(OR(U139=\"\",'Cost scenario - input'!$G124=\"\"),\"\",U139/'Cost scenario - input'!$G124),\"\")","v":""},{"$f":"IFERROR(IF(OR(V139=\"\",'Cost scenario - input'!$G124=\"\"),\"\",V139/'Cost scenario - input'!$G124),\"\")","v":""},{"$f":"IFERROR(IF(OR(W139=\"\",'Cost scenario - input'!$G124=\"\"),\"\",W139/'Cost scenario - input'!$G124),\"\")","v":""}]
[{"$f":"IFERROR('Cost scenario - input'!A125,\"\")","v":""},{"$f":"IFERROR('Cost scenario - input'!B125,\"\")","v":""},{"$f":"IFERROR('Cost scenario - input'!C125,\"\")","v":""},{"$f":"IFERROR(repcalc('Cost scenario - input'!$CY125:$GK125,'Cost scenario - input'!$J125,'Cost scenario - input'!$H125,'Cost scenario - input'!$I125,20,TRUE,TRUE),\"\")","v":""},"","","","","","","","","","","","","","","","","","","",{"$f":"IFERROR(IF(OR(D140=\"\",'Cost scenario - input'!$G125=\"\"),\"\",D140/'Cost scenario - input'!$G125),\"\")","v":""},{"$f":"IFERROR(IF(OR(E140=\"\",'Cost scenario - input'!$G125=\"\"),\"\",E140/'Cost scenario - input'!$G125),\"\")","v":""},{"$f":"IFERROR(IF(OR(F140=\"\",'Cost scenario - input'!$G125=\"\"),\"\",F140/'Cost scenario - input'!$G125),\"\")","v":""},{"$f":"IFERROR(IF(OR(G140=\"\",'Cost scenario - input'!$G125=\"\"),\"\",G140/'Cost scenario - input'!$G125),\"\")","v":""},{"$f":"IFERROR(IF(OR(H140=\"\",'Cost scenario - input'!$G125=\"\"),\"\",H140/'Cost scenario - input'!$G125),\"\")","v":""},{"$f":"IFERROR(IF(OR(I140=\"\",'Cost scenario - input'!$G125=\"\"),\"\",I140/'Cost scenario - input'!$G125),\"\")","v":""},{"$f":"IFERROR(IF(OR(J140=\"\",'Cost scenario - input'!$G125=\"\"),\"\",J140/'Cost scenario - input'!$G125),\"\")","v":""},{"$f":"IFERROR(IF(OR(K140=\"\",'Cost scenario - input'!$G125=\"\"),\"\",K140/'Cost scenario - input'!$G125),\"\")","v":""},{"$f":"IFERROR(IF(OR(L140=\"\",'Cost scenario - input'!$G125=\"\"),\"\",L140/'Cost scenario - input'!$G125),\"\")","v":""},{"$f":"IFERROR(IF(OR(M140=\"\",'Cost scenario - input'!$G125=\"\"),\"\",M140/'Cost scenario - input'!$G125),\"\")","v":""},{"$f":"IFERROR(IF(OR(N140=\"\",'Cost scenario - input'!$G125=\"\"),\"\",N140/'Cost scenario - input'!$G125),\"\")","v":""},{"$f":"IFERROR(IF(OR(O140=\"\",'Cost scenario - input'!$G125=\"\"),\"\",O140/'Cost scenario - input'!$G125),\"\")","v":""},{"$f":"IFERROR(IF(OR(P140=\"\",'Cost scenario - input'!$G125=\"\"),\"\",P140/'Cost scenario - input'!$G125),\"\")","v":""},{"$f":"IFERROR(IF(OR(Q140=\"\",'Cost scenario - input'!$G125=\"\"),\"\",Q140/'Cost scenario - input'!$G125),\"\")","v":""},{"$f":"IFERROR(IF(OR(R140=\"\",'Cost scenario - input'!$G125=\"\"),\"\",R140/'Cost scenario - input'!$G125),\"\")","v":""},{"$f":"IFERROR(IF(OR(S140=\"\",'Cost scenario - input'!$G125=\"\"),\"\",S140/'Cost scenario - input'!$G125),\"\")","v":""},{"$f":"IFERROR(IF(OR(T140=\"\",'Cost scenario - input'!$G125=\"\"),\"\",T140/'Cost scenario - input'!$G125),\"\")","v":""},{"$f":"IFERROR(IF(OR(U140=\"\",'Cost scenario - input'!$G125=\"\"),\"\",U140/'Cost scenario - input'!$G125),\"\")","v":""},{"$f":"IFERROR(IF(OR(V140=\"\",'Cost scenario - input'!$G125=\"\"),\"\",V140/'Cost scenario - input'!$G125),\"\")","v":""},{"$f":"IFERROR(IF(OR(W140=\"\",'Cost scenario - input'!$G125=\"\"),\"\",W140/'Cost scenario - input'!$G125),\"\")","v":""}]
[{"$f":"IFERROR('Cost scenario - input'!A126,\"\")","v":""},{"$f":"IFERROR('Cost scenario - input'!B126,\"\")","v":""},{"$f":"IFERROR('Cost scenario - input'!C126,\"\")","v":""},{"$f":"IFERROR(repcalc('Cost scenario - input'!$CY126:$GK126,'Cost scenario - input'!$J126,'Cost scenario - input'!$H126,'Cost scenario - input'!$I126,20,TRUE,TRUE),\"\")","v":""},"","","","","","","","","","","","","","","","","","","",{"$f":"IFERROR(IF(OR(D141=\"\",'Cost scenario - input'!$G126=\"\"),\"\",D141/'Cost scenario - input'!$G126),\"\")","v":""},{"$f":"IFERROR(IF(OR(E141=\"\",'Cost scenario - input'!$G126=\"\"),\"\",E141/'Cost scenario - input'!$G126),\"\")","v":""},{"$f":"IFERROR(IF(OR(F141=\"\",'Cost scenario - input'!$G126=\"\"),\"\",F141/'Cost scenario - input'!$G126),\"\")","v":""},{"$f":"IFERROR(IF(OR(G141=\"\",'Cost scenario - input'!$G126=\"\"),\"\",G141/'Cost scenario - input'!$G126),\"\")","v":""},{"$f":"IFERROR(IF(OR(H141=\"\",'Cost scenario - input'!$G126=\"\"),\"\",H141/'Cost scenario - input'!$G126),\"\")","v":""},{"$f":"IFERROR(IF(OR(I141=\"\",'Cost scenario - input'!$G126=\"\"),\"\",I141/'Cost scenario - input'!$G126),\"\")","v":""},{"$f":"IFERROR(IF(OR(J141=\"\",'Cost scenario - input'!$G126=\"\"),\"\",J141/'Cost scenario - input'!$G126),\"\")","v":""},{"$f":"IFERROR(IF(OR(K141=\"\",'Cost scenario - input'!$G126=\"\"),\"\",K141/'Cost scenario - input'!$G126),\"\")","v":""},{"$f":"IFERROR(IF(OR(L141=\"\",'Cost scenario - input'!$G126=\"\"),\"\",L141/'Cost scenario - input'!$G126),\"\")","v":""},{"$f":"IFERROR(IF(OR(M141=\"\",'Cost scenario - input'!$G126=\"\"),\"\",M141/'Cost scenario - input'!$G126),\"\")","v":""},{"$f":"IFERROR(IF(OR(N141=\"\",'Cost scenario - input'!$G126=\"\"),\"\",N141/'Cost scenario - input'!$G126),\"\")","v":""},{"$f":"IFERROR(IF(OR(O141=\"\",'Cost scenario - input'!$G126=\"\"),\"\",O141/'Cost scenario - input'!$G126),\"\")","v":""},{"$f":"IFERROR(IF(OR(P141=\"\",'Cost scenario - input'!$G126=\"\"),\"\",P141/'Cost scenario - input'!$G126),\"\")","v":""},{"$f":"IFERROR(IF(OR(Q141=\"\",'Cost scenario - input'!$G126=\"\"),\"\",Q141/'Cost scenario - input'!$G126),\"\")","v":""},{"$f":"IFERROR(IF(OR(R141=\"\",'Cost scenario - input'!$G126=\"\"),\"\",R141/'Cost scenario - input'!$G126),\"\")","v":""},{"$f":"IFERROR(IF(OR(S141=\"\",'Cost scenario - input'!$G126=\"\"),\"\",S141/'Cost scenario - input'!$G126),\"\")","v":""},{"$f":"IFERROR(IF(OR(T141=\"\",'Cost scenario - input'!$G126=\"\"),\"\",T141/'Cost scenario - input'!$G126),\"\")","v":""},{"$f":"IFERROR(IF(OR(U141=\"\",'Cost scenario - input'!$G126=\"\"),\"\",U141/'Cost scenario - input'!$G126),\"\")","v":""},{"$f":"IFERROR(IF(OR(V141=\"\",'Cost scenario - input'!$G126=\"\"),\"\",V141/'Cost scenario - input'!$G126),\"\")","v":""},{"$f":"IFERROR(IF(OR(W141=\"\",'Cost scenario - input'!$G126=\"\"),\"\",W141/'Cost scenario - input'!$G126),\"\")","v":""}]
[{"$f":"IFERROR('Cost scenario - input'!A127,\"\")","v":""},{"$f":"IFERROR('Cost scenario - input'!B127,\"\")","v":""},{"$f":"IFERROR('Cost scenario - input'!C127,\"\")","v":""},{"$f":"IFERROR(repcalc('Cost scenario - input'!$CY127:$GK127,'Cost scenario - input'!$J127,'Cost scenario - input'!$H127,'Cost scenario - input'!$I127,20,TRUE,TRUE),\"\")","v":""},"","","","","","","","","","","","","","","","","","","",{"$f":"IFERROR(IF(OR(D142=\"\",'Cost scenario - input'!$G127=\"\"),\"\",D142/'Cost scenario - input'!$G127),\"\")","v":""},{"$f":"IFERROR(IF(OR(E142=\"\",'Cost scenario - input'!$G127=\"\"),\"\",E142/'Cost scenario - input'!$G127),\"\")","v":""},{"$f":"IFERROR(IF(OR(F142=\"\",'Cost scenario - input'!$G127=\"\"),\"\",F142/'Cost scenario - input'!$G127),\"\")","v":""},{"$f":"IFERROR(IF(OR(G142=\"\",'Cost scenario - input'!$G127=\"\"),\"\",G142/'Cost scenario - input'!$G127),\"\")","v":""},{"$f":"IFERROR(IF(OR(H142=\"\",'Cost scenario - input'!$G127=\"\"),\"\",H142/'Cost scenario - input'!$G127),\"\")","v":""},{"$f":"IFERROR(IF(OR(I142=\"\",'Cost scenario - input'!$G127=\"\"),\"\",I142/'Cost scenario - input'!$G127),\"\")","v":""},{"$f":"IFERROR(IF(OR(J142=\"\",'Cost scenario - input'!$G127=\"\"),\"\",J142/'Cost scenario - input'!$G127),\"\")","v":""},{"$f":"IFERROR(IF(OR(K142=\"\",'Cost scenario - input'!$G127=\"\"),\"\",K142/'Cost scenario - input'!$G127),\"\")","v":""},{"$f":"IFERROR(IF(OR(L142=\"\",'Cost scenario - input'!$G127=\"\"),\"\",L142/'Cost scenario - input'!$G127),\"\")","v":""},{"$f":"IFERROR(IF(OR(M142=\"\",'Cost scenario - input'!$G127=\"\"),\"\",M142/'Cost scenario - input'!$G127),\"\")","v":""},{"$f":"IFERROR(IF(OR(N142=\"\",'Cost scenario - input'!$G127=\"\"),\"\",N142/'Cost scenario - input'!$G127),\"\")","v":""},{"$f":"IFERROR(IF(OR(O142=\"\",'Cost scenario - input'!$G127=\"\"),\"\",O142/'Cost scenario - input'!$G127),\"\")","v":""},{"$f":"IFERROR(IF(OR(P142=\"\",'Cost scenario - input'!$G127=\"\"),\"\",P142/'Cost scenario - input'!$G127),\"\")","v":""},{"$f":"IFERROR(IF(OR(Q142=\"\",'Cost scenario - input'!$G127=\"\"),\"\",Q142/'Cost scenario - input'!$G127),\"\")","v":""},{"$f":"IFERROR(IF(OR(R142=\"\",'Cost scenario - input'!$G127=\"\"),\"\",R142/'Cost scenario - input'!$G127),\"\")","v":""},{"$f":"IFERROR(IF(OR(S142=\"\",'Cost scenario - input'!$G127=\"\"),\"\",S142/'Cost scenario - input'!$G127),\"\")","v":""},{"$f":"IFERROR(IF(OR(T142=\"\",'Cost scenario - input'!$G127=\"\"),\"\",T142/'Cost scenario - input'!$G127),\"\")","v":""},{"$f":"IFERROR(IF(OR(U142=\"\",'Cost scenario - input'!$G127=\"\"),\"\",U142/'Cost scenario - input'!$G127),\"\")","v":""},{"$f":"IFERROR(IF(OR(V142=\"\",'Cost scenario - input'!$G127=\"\"),\"\",V142/'Cost scenario - input'!$G127),\"\")","v":""},{"$f":"IFERROR(IF(OR(W142=\"\",'Cost scenario - input'!$G127=\"\"),\"\",W142/'Cost scenario - input'!$G127),\"\")","v":""}]
[{"$f":"IFERROR('Cost scenario - input'!A128,\"\")","v":""},{"$f":"IFERROR('Cost scenario - input'!B128,\"\")","v":""},{"$f":"IFERROR('Cost scenario - input'!C128,\"\")","v":""},{"$f":"IFERROR(repcalc('Cost scenario - input'!$CY128:$GK128,'Cost scenario - input'!$J128,'Cost scenario - input'!$H128,'Cost scenario - input'!$I128,20,TRUE,TRUE),\"\")","v":""},"","","","","","","","","","","","","","","","","","","",{"$f":"IFERROR(IF(OR(D143=\"\",'Cost scenario - input'!$G128=\"\"),\"\",D143/'Cost scenario - input'!$G128),\"\")","v":""},{"$f":"IFERROR(IF(OR(E143=\"\",'Cost scenario - input'!$G128=\"\"),\"\",E143/'Cost scenario - input'!$G128),\"\")","v":""},{"$f":"IFERROR(IF(OR(F143=\"\",'Cost scenario - input'!$G128=\"\"),\"\",F143/'Cost scenario - input'!$G128),\"\")","v":""},{"$f":"IFERROR(IF(OR(G143=\"\",'Cost scenario - input'!$G128=\"\"),\"\",G143/'Cost scenario - input'!$G128),\"\")","v":""},{"$f":"IFERROR(IF(OR(H143=\"\",'Cost scenario - input'!$G128=\"\"),\"\",H143/'Cost scenario - input'!$G128),\"\")","v":""},{"$f":"IFERROR(IF(OR(I143=\"\",'Cost scenario - input'!$G128=\"\"),\"\",I143/'Cost scenario - input'!$G128),\"\")","v":""},{"$f":"IFERROR(IF(OR(J143=\"\",'Cost scenario - input'!$G128=\"\"),\"\",J143/'Cost scenario - input'!$G128),\"\")","v":""},{"$f":"IFERROR(IF(OR(K143=\"\",'Cost scenario - input'!$G128=\"\"),\"\",K143/'Cost scenario - input'!$G128),\"\")","v":""},{"$f":"IFERROR(IF(OR(L143=\"\",'Cost scenario - input'!$G128=\"\"),\"\",L143/'Cost scenario - input'!$G128),\"\")","v":""},{"$f":"IFERROR(IF(OR(M143=\"\",'Cost scenario - input'!$G128=\"\"),\"\",M143/'Cost scenario - input'!$G128),\"\")","v":""},{"$f":"IFERROR(IF(OR(N143=\"\",'Cost scenario - input'!$G128=\"\"),\"\",N143/'Cost scenario - input'!$G128),\"\")","v":""},{"$f":"IFERROR(IF(OR(O143=\"\",'Cost scenario - input'!$G128=\"\"),\"\",O143/'Cost scenario - input'!$G128),\"\")","v":""},{"$f":"IFERROR(IF(OR(P143=\"\",'Cost scenario - input'!$G128=\"\"),\"\",P143/'Cost scenario - input'!$G128),\"\")","v":""},{"$f":"IFERROR(IF(OR(Q143=\"\",'Cost scenario - input'!$G128=\"\"),\"\",Q143/'Cost scenario - input'!$G128),\"\")","v":""},{"$f":"IFERROR(IF(OR(R143=\"\",'Cost scenario - input'!$G128=\"\"),\"\",R143/'Cost scenario - input'!$G128),\"\")","v":""},{"$f":"IFERROR(IF(OR(S143=\"\",'Cost scenario - input'!$G128=\"\"),\"\",S143/'Cost scenario - input'!$G128),\"\")","v":""},{"$f":"IFERROR(IF(OR(T143=\"\",'Cost scenario - input'!$G128=\"\"),\"\",T143/'Cost scenario - input'!$G128),\"\")","v":""},{"$f":"IFERROR(IF(OR(U143=\"\",'Cost scenario - input'!$G128=\"\"),\"\",U143/'Cost scenario - input'!$G128),\"\")","v":""},{"$f":"IFERROR(IF(OR(V143=\"\",'Cost scenario - input'!$G128=\"\"),\"\",V143/'Cost scenario - input'!$G128),\"\")","v":""},{"$f":"IFERROR(IF(OR(W143=\"\",'Cost scenario - input'!$G128=\"\"),\"\",W143/'Cost scenario - input'!$G128),\"\")","v":""}]
[{"$f":"IFERROR('Cost scenario - input'!A129,\"\")","v":""},{"$f":"IFERROR('Cost scenario - input'!B129,\"\")","v":""},{"$f":"IFERROR('Cost scenario - input'!C129,\"\")","v":""},{"$f":"IFERROR(repcalc('Cost scenario - input'!$CY129:$GK129,'Cost scenario - input'!$J129,'Cost scenario - input'!$H129,'Cost scenario - input'!$I129,20,TRUE,TRUE),\"\")","v":""},"","","","","","","","","","","","","","","","","","","",{"$f":"IFERROR(IF(OR(D144=\"\",'Cost scenario - input'!$G129=\"\"),\"\",D144/'Cost scenario - input'!$G129),\"\")","v":""},{"$f":"IFERROR(IF(OR(E144=\"\",'Cost scenario - input'!$G129=\"\"),\"\",E144/'Cost scenario - input'!$G129),\"\")","v":""},{"$f":"IFERROR(IF(OR(F144=\"\",'Cost scenario - input'!$G129=\"\"),\"\",F144/'Cost scenario - input'!$G129),\"\")","v":""},{"$f":"IFERROR(IF(OR(G144=\"\",'Cost scenario - input'!$G129=\"\"),\"\",G144/'Cost scenario - input'!$G129),\"\")","v":""},{"$f":"IFERROR(IF(OR(H144=\"\",'Cost scenario - input'!$G129=\"\"),\"\",H144/'Cost scenario - input'!$G129),\"\")","v":""},{"$f":"IFERROR(IF(OR(I144=\"\",'Cost scenario - input'!$G129=\"\"),\"\",I144/'Cost scenario - input'!$G129),\"\")","v":""},{"$f":"IFERROR(IF(OR(J144=\"\",'Cost scenario - input'!$G129=\"\"),\"\",J144/'Cost scenario - input'!$G129),\"\")","v":""},{"$f":"IFERROR(IF(OR(K144=\"\",'Cost scenario - input'!$G129=\"\"),\"\",K144/'Cost scenario - input'!$G129),\"\")","v":""},{"$f":"IFERROR(IF(OR(L144=\"\",'Cost scenario - input'!$G129=\"\"),\"\",L144/'Cost scenario - input'!$G129),\"\")","v":""},{"$f":"IFERROR(IF(OR(M144=\"\",'Cost scenario - input'!$G129=\"\"),\"\",M144/'Cost scenario - input'!$G129),\"\")","v":""},{"$f":"IFERROR(IF(OR(N144=\"\",'Cost scenario - input'!$G129=\"\"),\"\",N144/'Cost scenario - input'!$G129),\"\")","v":""},{"$f":"IFERROR(IF(OR(O144=\"\",'Cost scenario - input'!$G129=\"\"),\"\",O144/'Cost scenario - input'!$G129),\"\")","v":""},{"$f":"IFERROR(IF(OR(P144=\"\",'Cost scenario - input'!$G129=\"\"),\"\",P144/'Cost scenario - input'!$G129),\"\")","v":""},{"$f":"IFERROR(IF(OR(Q144=\"\",'Cost scenario - input'!$G129=\"\"),\"\",Q144/'Cost scenario - input'!$G129),\"\")","v":""},{"$f":"IFERROR(IF(OR(R144=\"\",'Cost scenario - input'!$G129=\"\"),\"\",R144/'Cost scenario - input'!$G129),\"\")","v":""},{"$f":"IFERROR(IF(OR(S144=\"\",'Cost scenario - input'!$G129=\"\"),\"\",S144/'Cost scenario - input'!$G129),\"\")","v":""},{"$f":"IFERROR(IF(OR(T144=\"\",'Cost scenario - input'!$G129=\"\"),\"\",T144/'Cost scenario - input'!$G129),\"\")","v":""},{"$f":"IFERROR(IF(OR(U144=\"\",'Cost scenario - input'!$G129=\"\"),\"\",U144/'Cost scenario - input'!$G129),\"\")","v":""},{"$f":"IFERROR(IF(OR(V144=\"\",'Cost scenario - input'!$G129=\"\"),\"\",V144/'Cost scenario - input'!$G129),\"\")","v":""},{"$f":"IFERROR(IF(OR(W144=\"\",'Cost scenario - input'!$G129=\"\"),\"\",W144/'Cost scenario - input'!$G129),\"\")","v":""}]
[{"$f":"IFERROR('Cost scenario - input'!A130,\"\")","v":""},{"$f":"IFERROR('Cost scenario - input'!B130,\"\")","v":""},{"$f":"IFERROR('Cost scenario - input'!C130,\"\")","v":""},{"$f":"IFERROR(repcalc('Cost scenario - input'!$CY130:$GK130,'Cost scenario - input'!$J130,'Cost scenario - input'!$H130,'Cost scenario - input'!$I130,20,TRUE,TRUE),\"\")","v":""},"","","","","","","","","","","","","","","","","","","",{"$f":"IFERROR(IF(OR(D145=\"\",'Cost scenario - input'!$G130=\"\"),\"\",D145/'Cost scenario - input'!$G130),\"\")","v":""},{"$f":"IFERROR(IF(OR(E145=\"\",'Cost scenario - input'!$G130=\"\"),\"\",E145/'Cost scenario - input'!$G130),\"\")","v":""},{"$f":"IFERROR(IF(OR(F145=\"\",'Cost scenario - input'!$G130=\"\"),\"\",F145/'Cost scenario - input'!$G130),\"\")","v":""},{"$f":"IFERROR(IF(OR(G145=\"\",'Cost scenario - input'!$G130=\"\"),\"\",G145/'Cost scenario - input'!$G130),\"\")","v":""},{"$f":"IFERROR(IF(OR(H145=\"\",'Cost scenario - input'!$G130=\"\"),\"\",H145/'Cost scenario - input'!$G130),\"\")","v":""},{"$f":"IFERROR(IF(OR(I145=\"\",'Cost scenario - input'!$G130=\"\"),\"\",I145/'Cost scenario - input'!$G130),\"\")","v":""},{"$f":"IFERROR(IF(OR(J145=\"\",'Cost scenario - input'!$G130=\"\"),\"\",J145/'Cost scenario - input'!$G130),\"\")","v":""},{"$f":"IFERROR(IF(OR(K145=\"\",'Cost scenario - input'!$G130=\"\"),\"\",K145/'Cost scenario - input'!$G130),\"\")","v":""},{"$f":"IFERROR(IF(OR(L145=\"\",'Cost scenario - input'!$G130=\"\"),\"\",L145/'Cost scenario - input'!$G130),\"\")","v":""},{"$f":"IFERROR(IF(OR(M145=\"\",'Cost scenario - input'!$G130=\"\"),\"\",M145/'Cost scenario - input'!$G130),\"\")","v":""},{"$f":"IFERROR(IF(OR(N145=\"\",'Cost scenario - input'!$G130=\"\"),\"\",N145/'Cost scenario - input'!$G130),\"\")","v":""},{"$f":"IFERROR(IF(OR(O145=\"\",'Cost scenario - input'!$G130=\"\"),\"\",O145/'Cost scenario - input'!$G130),\"\")","v":""},{"$f":"IFERROR(IF(OR(P145=\"\",'Cost scenario - input'!$G130=\"\"),\"\",P145/'Cost scenario - input'!$G130),\"\")","v":""},{"$f":"IFERROR(IF(OR(Q145=\"\",'Cost scenario - input'!$G130=\"\"),\"\",Q145/'Cost scenario - input'!$G130),\"\")","v":""},{"$f":"IFERROR(IF(OR(R145=\"\",'Cost scenario - input'!$G130=\"\"),\"\",R145/'Cost scenario - input'!$G130),\"\")","v":""},{"$f":"IFERROR(IF(OR(S145=\"\",'Cost scenario - input'!$G130=\"\"),\"\",S145/'Cost scenario - input'!$G130),\"\")","v":""},{"$f":"IFERROR(IF(OR(T145=\"\",'Cost scenario - input'!$G130=\"\"),\"\",T145/'Cost scenario - input'!$G130),\"\")","v":""},{"$f":"IFERROR(IF(OR(U145=\"\",'Cost scenario - input'!$G130=\"\"),\"\",U145/'Cost scenario - input'!$G130),\"\")","v":""},{"$f":"IFERROR(IF(OR(V145=\"\",'Cost scenario - input'!$G130=\"\"),\"\",V145/'Cost scenario - input'!$G130),\"\")","v":""},{"$f":"IFERROR(IF(OR(W145=\"\",'Cost scenario - input'!$G130=\"\"),\"\",W145/'Cost scenario - input'!$G130),\"\")","v":""}]
[{"$f":"IFERROR('Cost scenario - input'!A131,\"\")","v":""},{"$f":"IFERROR('Cost scenario - input'!B131,\"\")","v":""},{"$f":"IFERROR('Cost scenario - input'!C131,\"\")","v":""},{"$f":"IFERROR(repcalc('Cost scenario - input'!$CY131:$GK131,'Cost scenario - input'!$J131,'Cost scenario - input'!$H131,'Cost scenario - input'!$I131,20,TRUE,TRUE),\"\")","v":""},"","","","","","","","","","","","","","","","","","","",{"$f":"IFERROR(IF(OR(D146=\"\",'Cost scenario - input'!$G131=\"\"),\"\",D146/'Cost scenario - input'!$G131),\"\")","v":""},{"$f":"IFERROR(IF(OR(E146=\"\",'Cost scenario - input'!$G131=\"\"),\"\",E146/'Cost scenario - input'!$G131),\"\")","v":""},{"$f":"IFERROR(IF(OR(F146=\"\",'Cost scenario - input'!$G131=\"\"),\"\",F146/'Cost scenario - input'!$G131),\"\")","v":""},{"$f":"IFERROR(IF(OR(G146=\"\",'Cost scenario - input'!$G131=\"\"),\"\",G146/'Cost scenario - input'!$G131),\"\")","v":""},{"$f":"IFERROR(IF(OR(H146=\"\",'Cost scenario - input'!$G131=\"\"),\"\",H146/'Cost scenario - input'!$G131),\"\")","v":""},{"$f":"IFERROR(IF(OR(I146=\"\",'Cost scenario - input'!$G131=\"\"),\"\",I146/'Cost scenario - input'!$G131),\"\")","v":""},{"$f":"IFERROR(IF(OR(J146=\"\",'Cost scenario - input'!$G131=\"\"),\"\",J146/'Cost scenario - input'!$G131),\"\")","v":""},{"$f":"IFERROR(IF(OR(K146=\"\",'Cost scenario - input'!$G131=\"\"),\"\",K146/'Cost scenario - input'!$G131),\"\")","v":""},{"$f":"IFERROR(IF(OR(L146=\"\",'Cost scenario - input'!$G131=\"\"),\"\",L146/'Cost scenario - input'!$G131),\"\")","v":""},{"$f":"IFERROR(IF(OR(M146=\"\",'Cost scenario - input'!$G131=\"\"),\"\",M146/'Cost scenario - input'!$G131),\"\")","v":""},{"$f":"IFERROR(IF(OR(N146=\"\",'Cost scenario - input'!$G131=\"\"),\"\",N146/'Cost scenario - input'!$G131),\"\")","v":""},{"$f":"IFERROR(IF(OR(O146=\"\",'Cost scenario - input'!$G131=\"\"),\"\",O146/'Cost scenario - input'!$G131),\"\")","v":""},{"$f":"IFERROR(IF(OR(P146=\"\",'Cost scenario - input'!$G131=\"\"),\"\",P146/'Cost scenario - input'!$G131),\"\")","v":""},{"$f":"IFERROR(IF(OR(Q146=\"\",'Cost scenario - input'!$G131=\"\"),\"\",Q146/'Cost scenario - input'!$G131),\"\")","v":""},{"$f":"IFERROR(IF(OR(R146=\"\",'Cost scenario - input'!$G131=\"\"),\"\",R146/'Cost scenario - input'!$G131),\"\")","v":""},{"$f":"IFERROR(IF(OR(S146=\"\",'Cost scenario - input'!$G131=\"\"),\"\",S146/'Cost scenario - input'!$G131),\"\")","v":""},{"$f":"IFERROR(IF(OR(T146=\"\",'Cost scenario - input'!$G131=\"\"),\"\",T146/'Cost scenario - input'!$G131),\"\")","v":""},{"$f":"IFERROR(IF(OR(U146=\"\",'Cost scenario - input'!$G131=\"\"),\"\",U146/'Cost scenario - input'!$G131),\"\")","v":""},{"$f":"IFERROR(IF(OR(V146=\"\",'Cost scenario - input'!$G131=\"\"),\"\",V146/'Cost scenario - input'!$G131),\"\")","v":""},{"$f":"IFERROR(IF(OR(W146=\"\",'Cost scenario - input'!$G131=\"\"),\"\",W146/'Cost scenario - input'!$G131),\"\")","v":""}]
[{"$f":"IFERROR('Cost scenario - input'!A132,\"\")","v":""},{"$f":"IFERROR('Cost scenario - input'!B132,\"\")","v":""},{"$f":"IFERROR('Cost scenario - input'!C132,\"\")","v":""},{"$f":"IFERROR(repcalc('Cost scenario - input'!$CY132:$GK132,'Cost scenario - input'!$J132,'Cost scenario - input'!$H132,'Cost scenario - input'!$I132,20,TRUE,TRUE),\"\")","v":""},"","","","","","","","","","","","","","","","","","","",{"$f":"IFERROR(IF(OR(D147=\"\",'Cost scenario - input'!$G132=\"\"),\"\",D147/'Cost scenario - input'!$G132),\"\")","v":""},{"$f":"IFERROR(IF(OR(E147=\"\",'Cost scenario - input'!$G132=\"\"),\"\",E147/'Cost scenario - input'!$G132),\"\")","v":""},{"$f":"IFERROR(IF(OR(F147=\"\",'Cost scenario - input'!$G132=\"\"),\"\",F147/'Cost scenario - input'!$G132),\"\")","v":""},{"$f":"IFERROR(IF(OR(G147=\"\",'Cost scenario - input'!$G132=\"\"),\"\",G147/'Cost scenario - input'!$G132),\"\")","v":""},{"$f":"IFERROR(IF(OR(H147=\"\",'Cost scenario - input'!$G132=\"\"),\"\",H147/'Cost scenario - input'!$G132),\"\")","v":""},{"$f":"IFERROR(IF(OR(I147=\"\",'Cost scenario - input'!$G132=\"\"),\"\",I147/'Cost scenario - input'!$G132),\"\")","v":""},{"$f":"IFERROR(IF(OR(J147=\"\",'Cost scenario - input'!$G132=\"\"),\"\",J147/'Cost scenario - input'!$G132),\"\")","v":""},{"$f":"IFERROR(IF(OR(K147=\"\",'Cost scenario - input'!$G132=\"\"),\"\",K147/'Cost scenario - input'!$G132),\"\")","v":""},{"$f":"IFERROR(IF(OR(L147=\"\",'Cost scenario - input'!$G132=\"\"),\"\",L147/'Cost scenario - input'!$G132),\"\")","v":""},{"$f":"IFERROR(IF(OR(M147=\"\",'Cost scenario - input'!$G132=\"\"),\"\",M147/'Cost scenario - input'!$G132),\"\")","v":""},{"$f":"IFERROR(IF(OR(N147=\"\",'Cost scenario - input'!$G132=\"\"),\"\",N147/'Cost scenario - input'!$G132),\"\")","v":""},{"$f":"IFERROR(IF(OR(O147=\"\",'Cost scenario - input'!$G132=\"\"),\"\",O147/'Cost scenario - input'!$G132),\"\")","v":""},{"$f":"IFERROR(IF(OR(P147=\"\",'Cost scenario - input'!$G132=\"\"),\"\",P147/'Cost scenario - input'!$G132),\"\")","v":""},{"$f":"IFERROR(IF(OR(Q147=\"\",'Cost scenario - input'!$G132=\"\"),\"\",Q147/'Cost scenario - input'!$G132),\"\")","v":""},{"$f":"IFERROR(IF(OR(R147=\"\",'Cost scenario - input'!$G132=\"\"),\"\",R147/'Cost scenario - input'!$G132),\"\")","v":""},{"$f":"IFERROR(IF(OR(S147=\"\",'Cost scenario - input'!$G132=\"\"),\"\",S147/'Cost scenario - input'!$G132),\"\")","v":""},{"$f":"IFERROR(IF(OR(T147=\"\",'Cost scenario - input'!$G132=\"\"),\"\",T147/'Cost scenario - input'!$G132),\"\")","v":""},{"$f":"IFERROR(IF(OR(U147=\"\",'Cost scenario - input'!$G132=\"\"),\"\",U147/'Cost scenario - input'!$G132),\"\")","v":""},{"$f":"IFERROR(IF(OR(V147=\"\",'Cost scenario - input'!$G132=\"\"),\"\",V147/'Cost scenario - input'!$G132),\"\")","v":""},{"$f":"IFERROR(IF(OR(W147=\"\",'Cost scenario - input'!$G132=\"\"),\"\",W147/'Cost scenario - input'!$G132),\"\")","v":""}]
[{"$f":"IFERROR('Cost scenario - input'!A133,\"\")","v":""},{"$f":"IFERROR('Cost scenario - input'!B133,\"\")","v":""},{"$f":"IFERROR('Cost scenario - input'!C133,\"\")","v":""},{"$f":"IFERROR(repcalc('Cost scenario - input'!$CY133:$GK133,'Cost scenario - input'!$J133,'Cost scenario - input'!$H133,'Cost scenario - input'!$I133,20,TRUE,TRUE),\"\")","v":""},"","","","","","","","","","","","","","","","","","","",{"$f":"IFERROR(IF(OR(D148=\"\",'Cost scenario - input'!$G133=\"\"),\"\",D148/'Cost scenario - input'!$G133),\"\")","v":""},{"$f":"IFERROR(IF(OR(E148=\"\",'Cost scenario - input'!$G133=\"\"),\"\",E148/'Cost scenario - input'!$G133),\"\")","v":""},{"$f":"IFERROR(IF(OR(F148=\"\",'Cost scenario - input'!$G133=\"\"),\"\",F148/'Cost scenario - input'!$G133),\"\")","v":""},{"$f":"IFERROR(IF(OR(G148=\"\",'Cost scenario - input'!$G133=\"\"),\"\",G148/'Cost scenario - input'!$G133),\"\")","v":""},{"$f":"IFERROR(IF(OR(H148=\"\",'Cost scenario - input'!$G133=\"\"),\"\",H148/'Cost scenario - input'!$G133),\"\")","v":""},{"$f":"IFERROR(IF(OR(I148=\"\",'Cost scenario - input'!$G133=\"\"),\"\",I148/'Cost scenario - input'!$G133),\"\")","v":""},{"$f":"IFERROR(IF(OR(J148=\"\",'Cost scenario - input'!$G133=\"\"),\"\",J148/'Cost scenario - input'!$G133),\"\")","v":""},{"$f":"IFERROR(IF(OR(K148=\"\",'Cost scenario - input'!$G133=\"\"),\"\",K148/'Cost scenario - input'!$G133),\"\")","v":""},{"$f":"IFERROR(IF(OR(L148=\"\",'Cost scenario - input'!$G133=\"\"),\"\",L148/'Cost scenario - input'!$G133),\"\")","v":""},{"$f":"IFERROR(IF(OR(M148=\"\",'Cost scenario - input'!$G133=\"\"),\"\",M148/'Cost scenario - input'!$G133),\"\")","v":""},{"$f":"IFERROR(IF(OR(N148=\"\",'Cost scenario - input'!$G133=\"\"),\"\",N148/'Cost scenario - input'!$G133),\"\")","v":""},{"$f":"IFERROR(IF(OR(O148=\"\",'Cost scenario - input'!$G133=\"\"),\"\",O148/'Cost scenario - input'!$G133),\"\")","v":""},{"$f":"IFERROR(IF(OR(P148=\"\",'Cost scenario - input'!$G133=\"\"),\"\",P148/'Cost scenario - input'!$G133),\"\")","v":""},{"$f":"IFERROR(IF(OR(Q148=\"\",'Cost scenario - input'!$G133=\"\"),\"\",Q148/'Cost scenario - input'!$G133),\"\")","v":""},{"$f":"IFERROR(IF(OR(R148=\"\",'Cost scenario - input'!$G133=\"\"),\"\",R148/'Cost scenario - input'!$G133),\"\")","v":""},{"$f":"IFERROR(IF(OR(S148=\"\",'Cost scenario - input'!$G133=\"\"),\"\",S148/'Cost scenario - input'!$G133),\"\")","v":""},{"$f":"IFERROR(IF(OR(T148=\"\",'Cost scenario - input'!$G133=\"\"),\"\",T148/'Cost scenario - input'!$G133),\"\")","v":""},{"$f":"IFERROR(IF(OR(U148=\"\",'Cost scenario - input'!$G133=\"\"),\"\",U148/'Cost scenario - input'!$G133),\"\")","v":""},{"$f":"IFERROR(IF(OR(V148=\"\",'Cost scenario - input'!$G133=\"\"),\"\",V148/'Cost scenario - input'!$G133),\"\")","v":""},{"$f":"IFERROR(IF(OR(W148=\"\",'Cost scenario - input'!$G133=\"\"),\"\",W148/'Cost scenario - input'!$G133),\"\")","v":""}]
[{"$f":"IFERROR('Cost scenario - input'!A134,\"\")","v":""},{"$f":"IFERROR('Cost scenario - input'!B134,\"\")","v":""},{"$f":"IFERROR('Cost scenario - input'!C134,\"\")","v":""},{"$f":"IFERROR(repcalc('Cost scenario - input'!$CY134:$GK134,'Cost scenario - input'!$J134,'Cost scenario - input'!$H134,'Cost scenario - input'!$I134,20,TRUE,TRUE),\"\")","v":""},"","","","","","","","","","","","","","","","","","","",{"$f":"IFERROR(IF(OR(D149=\"\",'Cost scenario - input'!$G134=\"\"),\"\",D149/'Cost scenario - input'!$G134),\"\")","v":""},{"$f":"IFERROR(IF(OR(E149=\"\",'Cost scenario - input'!$G134=\"\"),\"\",E149/'Cost scenario - input'!$G134),\"\")","v":""},{"$f":"IFERROR(IF(OR(F149=\"\",'Cost scenario - input'!$G134=\"\"),\"\",F149/'Cost scenario - input'!$G134),\"\")","v":""},{"$f":"IFERROR(IF(OR(G149=\"\",'Cost scenario - input'!$G134=\"\"),\"\",G149/'Cost scenario - input'!$G134),\"\")","v":""},{"$f":"IFERROR(IF(OR(H149=\"\",'Cost scenario - input'!$G134=\"\"),\"\",H149/'Cost scenario - input'!$G134),\"\")","v":""},{"$f":"IFERROR(IF(OR(I149=\"\",'Cost scenario - input'!$G134=\"\"),\"\",I149/'Cost scenario - input'!$G134),\"\")","v":""},{"$f":"IFERROR(IF(OR(J149=\"\",'Cost scenario - input'!$G134=\"\"),\"\",J149/'Cost scenario - input'!$G134),\"\")","v":""},{"$f":"IFERROR(IF(OR(K149=\"\",'Cost scenario - input'!$G134=\"\"),\"\",K149/'Cost scenario - input'!$G134),\"\")","v":""},{"$f":"IFERROR(IF(OR(L149=\"\",'Cost scenario - input'!$G134=\"\"),\"\",L149/'Cost scenario - input'!$G134),\"\")","v":""},{"$f":"IFERROR(IF(OR(M149=\"\",'Cost scenario - input'!$G134=\"\"),\"\",M149/'Cost scenario - input'!$G134),\"\")","v":""},{"$f":"IFERROR(IF(OR(N149=\"\",'Cost scenario - input'!$G134=\"\"),\"\",N149/'Cost scenario - input'!$G134),\"\")","v":""},{"$f":"IFERROR(IF(OR(O149=\"\",'Cost scenario - input'!$G134=\"\"),\"\",O149/'Cost scenario - input'!$G134),\"\")","v":""},{"$f":"IFERROR(IF(OR(P149=\"\",'Cost scenario - input'!$G134=\"\"),\"\",P149/'Cost scenario - input'!$G134),\"\")","v":""},{"$f":"IFERROR(IF(OR(Q149=\"\",'Cost scenario - input'!$G134=\"\"),\"\",Q149/'Cost scenario - input'!$G134),\"\")","v":""},{"$f":"IFERROR(IF(OR(R149=\"\",'Cost scenario - input'!$G134=\"\"),\"\",R149/'Cost scenario - input'!$G134),\"\")","v":""},{"$f":"IFERROR(IF(OR(S149=\"\",'Cost scenario - input'!$G134=\"\"),\"\",S149/'Cost scenario - input'!$G134),\"\")","v":""},{"$f":"IFERROR(IF(OR(T149=\"\",'Cost scenario - input'!$G134=\"\"),\"\",T149/'Cost scenario - input'!$G134),\"\")","v":""},{"$f":"IFERROR(IF(OR(U149=\"\",'Cost scenario - input'!$G134=\"\"),\"\",U149/'Cost scenario - input'!$G134),\"\")","v":""},{"$f":"IFERROR(IF(OR(V149=\"\",'Cost scenario - input'!$G134=\"\"),\"\",V149/'Cost scenario - input'!$G134),\"\")","v":""},{"$f":"IFERROR(IF(OR(W149=\"\",'Cost scenario - input'!$G134=\"\"),\"\",W149/'Cost scenario - input'!$G134),\"\")","v":""}]
[{"$f":"IFERROR('Cost scenario - input'!A135,\"\")","v":""},{"$f":"IFERROR('Cost scenario - input'!B135,\"\")","v":""},{"$f":"IFERROR('Cost scenario - input'!C135,\"\")","v":""},{"$f":"IFERROR(repcalc('Cost scenario - input'!$CY135:$GK135,'Cost scenario - input'!$J135,'Cost scenario - input'!$H135,'Cost scenario - input'!$I135,20,TRUE,TRUE),\"\")","v":""},"","","","","","","","","","","","","","","","","","","",{"$f":"IFERROR(IF(OR(D150=\"\",'Cost scenario - input'!$G135=\"\"),\"\",D150/'Cost scenario - input'!$G135),\"\")","v":""},{"$f":"IFERROR(IF(OR(E150=\"\",'Cost scenario - input'!$G135=\"\"),\"\",E150/'Cost scenario - input'!$G135),\"\")","v":""},{"$f":"IFERROR(IF(OR(F150=\"\",'Cost scenario - input'!$G135=\"\"),\"\",F150/'Cost scenario - input'!$G135),\"\")","v":""},{"$f":"IFERROR(IF(OR(G150=\"\",'Cost scenario - input'!$G135=\"\"),\"\",G150/'Cost scenario - input'!$G135),\"\")","v":""},{"$f":"IFERROR(IF(OR(H150=\"\",'Cost scenario - input'!$G135=\"\"),\"\",H150/'Cost scenario - input'!$G135),\"\")","v":""},{"$f":"IFERROR(IF(OR(I150=\"\",'Cost scenario - input'!$G135=\"\"),\"\",I150/'Cost scenario - input'!$G135),\"\")","v":""},{"$f":"IFERROR(IF(OR(J150=\"\",'Cost scenario - input'!$G135=\"\"),\"\",J150/'Cost scenario - input'!$G135),\"\")","v":""},{"$f":"IFERROR(IF(OR(K150=\"\",'Cost scenario - input'!$G135=\"\"),\"\",K150/'Cost scenario - input'!$G135),\"\")","v":""},{"$f":"IFERROR(IF(OR(L150=\"\",'Cost scenario - input'!$G135=\"\"),\"\",L150/'Cost scenario - input'!$G135),\"\")","v":""},{"$f":"IFERROR(IF(OR(M150=\"\",'Cost scenario - input'!$G135=\"\"),\"\",M150/'Cost scenario - input'!$G135),\"\")","v":""},{"$f":"IFERROR(IF(OR(N150=\"\",'Cost scenario - input'!$G135=\"\"),\"\",N150/'Cost scenario - input'!$G135),\"\")","v":""},{"$f":"IFERROR(IF(OR(O150=\"\",'Cost scenario - input'!$G135=\"\"),\"\",O150/'Cost scenario - input'!$G135),\"\")","v":""},{"$f":"IFERROR(IF(OR(P150=\"\",'Cost scenario - input'!$G135=\"\"),\"\",P150/'Cost scenario - input'!$G135),\"\")","v":""},{"$f":"IFERROR(IF(OR(Q150=\"\",'Cost scenario - input'!$G135=\"\"),\"\",Q150/'Cost scenario - input'!$G135),\"\")","v":""},{"$f":"IFERROR(IF(OR(R150=\"\",'Cost scenario - input'!$G135=\"\"),\"\",R150/'Cost scenario - input'!$G135),\"\")","v":""},{"$f":"IFERROR(IF(OR(S150=\"\",'Cost scenario - input'!$G135=\"\"),\"\",S150/'Cost scenario - input'!$G135),\"\")","v":""},{"$f":"IFERROR(IF(OR(T150=\"\",'Cost scenario - input'!$G135=\"\"),\"\",T150/'Cost scenario - input'!$G135),\"\")","v":""},{"$f":"IFERROR(IF(OR(U150=\"\",'Cost scenario - input'!$G135=\"\"),\"\",U150/'Cost scenario - input'!$G135),\"\")","v":""},{"$f":"IFERROR(IF(OR(V150=\"\",'Cost scenario - input'!$G135=\"\"),\"\",V150/'Cost scenario - input'!$G135),\"\")","v":""},{"$f":"IFERROR(IF(OR(W150=\"\",'Cost scenario - input'!$G135=\"\"),\"\",W150/'Cost scenario - input'!$G135),\"\")","v":""}]
[{"$f":"IFERROR('Cost scenario - input'!A136,\"\")","v":""},{"$f":"IFERROR('Cost scenario - input'!B136,\"\")","v":""},{"$f":"IFERROR('Cost scenario - input'!C136,\"\")","v":""},{"$f":"IFERROR(repcalc('Cost scenario - input'!$CY136:$GK136,'Cost scenario - input'!$J136,'Cost scenario - input'!$H136,'Cost scenario - input'!$I136,20,TRUE,TRUE),\"\")","v":""},"","","","","","","","","","","","","","","","","","","",{"$f":"IFERROR(IF(OR(D151=\"\",'Cost scenario - input'!$G136=\"\"),\"\",D151/'Cost scenario - input'!$G136),\"\")","v":""},{"$f":"IFERROR(IF(OR(E151=\"\",'Cost scenario - input'!$G136=\"\"),\"\",E151/'Cost scenario - input'!$G136),\"\")","v":""},{"$f":"IFERROR(IF(OR(F151=\"\",'Cost scenario - input'!$G136=\"\"),\"\",F151/'Cost scenario - input'!$G136),\"\")","v":""},{"$f":"IFERROR(IF(OR(G151=\"\",'Cost scenario - input'!$G136=\"\"),\"\",G151/'Cost scenario - input'!$G136),\"\")","v":""},{"$f":"IFERROR(IF(OR(H151=\"\",'Cost scenario - input'!$G136=\"\"),\"\",H151/'Cost scenario - input'!$G136),\"\")","v":""},{"$f":"IFERROR(IF(OR(I151=\"\",'Cost scenario - input'!$G136=\"\"),\"\",I151/'Cost scenario - input'!$G136),\"\")","v":""},{"$f":"IFERROR(IF(OR(J151=\"\",'Cost scenario - input'!$G136=\"\"),\"\",J151/'Cost scenario - input'!$G136),\"\")","v":""},{"$f":"IFERROR(IF(OR(K151=\"\",'Cost scenario - input'!$G136=\"\"),\"\",K151/'Cost scenario - input'!$G136),\"\")","v":""},{"$f":"IFERROR(IF(OR(L151=\"\",'Cost scenario - input'!$G136=\"\"),\"\",L151/'Cost scenario - input'!$G136),\"\")","v":""},{"$f":"IFERROR(IF(OR(M151=\"\",'Cost scenario - input'!$G136=\"\"),\"\",M151/'Cost scenario - input'!$G136),\"\")","v":""},{"$f":"IFERROR(IF(OR(N151=\"\",'Cost scenario - input'!$G136=\"\"),\"\",N151/'Cost scenario - input'!$G136),\"\")","v":""},{"$f":"IFERROR(IF(OR(O151=\"\",'Cost scenario - input'!$G136=\"\"),\"\",O151/'Cost scenario - input'!$G136),\"\")","v":""},{"$f":"IFERROR(IF(OR(P151=\"\",'Cost scenario - input'!$G136=\"\"),\"\",P151/'Cost scenario - input'!$G136),\"\")","v":""},{"$f":"IFERROR(IF(OR(Q151=\"\",'Cost scenario - input'!$G136=\"\"),\"\",Q151/'Cost scenario - input'!$G136),\"\")","v":""},{"$f":"IFERROR(IF(OR(R151=\"\",'Cost scenario - input'!$G136=\"\"),\"\",R151/'Cost scenario - input'!$G136),\"\")","v":""},{"$f":"IFERROR(IF(OR(S151=\"\",'Cost scenario - input'!$G136=\"\"),\"\",S151/'Cost scenario - input'!$G136),\"\")","v":""},{"$f":"IFERROR(IF(OR(T151=\"\",'Cost scenario - input'!$G136=\"\"),\"\",T151/'Cost scenario - input'!$G136),\"\")","v":""},{"$f":"IFERROR(IF(OR(U151=\"\",'Cost scenario - input'!$G136=\"\"),\"\",U151/'Cost scenario - input'!$G136),\"\")","v":""},{"$f":"IFERROR(IF(OR(V151=\"\",'Cost scenario - input'!$G136=\"\"),\"\",V151/'Cost scenario - input'!$G136),\"\")","v":""},{"$f":"IFERROR(IF(OR(W151=\"\",'Cost scenario - input'!$G136=\"\"),\"\",W151/'Cost scenario - input'!$G136),\"\")","v":""}]
[{"$f":"IFERROR('Cost scenario - input'!A137,\"\")","v":""},{"$f":"IFERROR('Cost scenario - input'!B137,\"\")","v":""},{"$f":"IFERROR('Cost scenario - input'!C137,\"\")","v":""},{"$f":"IFERROR(repcalc('Cost scenario - input'!$CY137:$GK137,'Cost scenario - input'!$J137,'Cost scenario - input'!$H137,'Cost scenario - input'!$I137,20,TRUE,TRUE),\"\")","v":""},"","","","","","","","","","","","","","","","","","","",{"$f":"IFERROR(IF(OR(D152=\"\",'Cost scenario - input'!$G137=\"\"),\"\",D152/'Cost scenario - input'!$G137),\"\")","v":""},{"$f":"IFERROR(IF(OR(E152=\"\",'Cost scenario - input'!$G137=\"\"),\"\",E152/'Cost scenario - input'!$G137),\"\")","v":""},{"$f":"IFERROR(IF(OR(F152=\"\",'Cost scenario - input'!$G137=\"\"),\"\",F152/'Cost scenario - input'!$G137),\"\")","v":""},{"$f":"IFERROR(IF(OR(G152=\"\",'Cost scenario - input'!$G137=\"\"),\"\",G152/'Cost scenario - input'!$G137),\"\")","v":""},{"$f":"IFERROR(IF(OR(H152=\"\",'Cost scenario - input'!$G137=\"\"),\"\",H152/'Cost scenario - input'!$G137),\"\")","v":""},{"$f":"IFERROR(IF(OR(I152=\"\",'Cost scenario - input'!$G137=\"\"),\"\",I152/'Cost scenario - input'!$G137),\"\")","v":""},{"$f":"IFERROR(IF(OR(J152=\"\",'Cost scenario - input'!$G137=\"\"),\"\",J152/'Cost scenario - input'!$G137),\"\")","v":""},{"$f":"IFERROR(IF(OR(K152=\"\",'Cost scenario - input'!$G137=\"\"),\"\",K152/'Cost scenario - input'!$G137),\"\")","v":""},{"$f":"IFERROR(IF(OR(L152=\"\",'Cost scenario - input'!$G137=\"\"),\"\",L152/'Cost scenario - input'!$G137),\"\")","v":""},{"$f":"IFERROR(IF(OR(M152=\"\",'Cost scenario - input'!$G137=\"\"),\"\",M152/'Cost scenario - input'!$G137),\"\")","v":""},{"$f":"IFERROR(IF(OR(N152=\"\",'Cost scenario - input'!$G137=\"\"),\"\",N152/'Cost scenario - input'!$G137),\"\")","v":""},{"$f":"IFERROR(IF(OR(O152=\"\",'Cost scenario - input'!$G137=\"\"),\"\",O152/'Cost scenario - input'!$G137),\"\")","v":""},{"$f":"IFERROR(IF(OR(P152=\"\",'Cost scenario - input'!$G137=\"\"),\"\",P152/'Cost scenario - input'!$G137),\"\")","v":""},{"$f":"IFERROR(IF(OR(Q152=\"\",'Cost scenario - input'!$G137=\"\"),\"\",Q152/'Cost scenario - input'!$G137),\"\")","v":""},{"$f":"IFERROR(IF(OR(R152=\"\",'Cost scenario - input'!$G137=\"\"),\"\",R152/'Cost scenario - input'!$G137),\"\")","v":""},{"$f":"IFERROR(IF(OR(S152=\"\",'Cost scenario - input'!$G137=\"\"),\"\",S152/'Cost scenario - input'!$G137),\"\")","v":""},{"$f":"IFERROR(IF(OR(T152=\"\",'Cost scenario - input'!$G137=\"\"),\"\",T152/'Cost scenario - input'!$G137),\"\")","v":""},{"$f":"IFERROR(IF(OR(U152=\"\",'Cost scenario - input'!$G137=\"\"),\"\",U152/'Cost scenario - input'!$G137),\"\")","v":""},{"$f":"IFERROR(IF(OR(V152=\"\",'Cost scenario - input'!$G137=\"\"),\"\",V152/'Cost scenario - input'!$G137),\"\")","v":""},{"$f":"IFERROR(IF(OR(W152=\"\",'Cost scenario - input'!$G137=\"\"),\"\",W152/'Cost scenario - input'!$G137),\"\")","v":""}]
[{"$f":"IFERROR('Cost scenario - input'!A138,\"\")","v":""},{"$f":"IFERROR('Cost scenario - input'!B138,\"\")","v":""},{"$f":"IFERROR('Cost scenario - input'!C138,\"\")","v":""},{"$f":"IFERROR(repcalc('Cost scenario - input'!$CY138:$GK138,'Cost scenario - input'!$J138,'Cost scenario - input'!$H138,'Cost scenario - input'!$I138,20,TRUE,TRUE),\"\")","v":""},"","","","","","","","","","","","","","","","","","","",{"$f":"IFERROR(IF(OR(D153=\"\",'Cost scenario - input'!$G138=\"\"),\"\",D153/'Cost scenario - input'!$G138),\"\")","v":""},{"$f":"IFERROR(IF(OR(E153=\"\",'Cost scenario - input'!$G138=\"\"),\"\",E153/'Cost scenario - input'!$G138),\"\")","v":""},{"$f":"IFERROR(IF(OR(F153=\"\",'Cost scenario - input'!$G138=\"\"),\"\",F153/'Cost scenario - input'!$G138),\"\")","v":""},{"$f":"IFERROR(IF(OR(G153=\"\",'Cost scenario - input'!$G138=\"\"),\"\",G153/'Cost scenario - input'!$G138),\"\")","v":""},{"$f":"IFERROR(IF(OR(H153=\"\",'Cost scenario - input'!$G138=\"\"),\"\",H153/'Cost scenario - input'!$G138),\"\")","v":""},{"$f":"IFERROR(IF(OR(I153=\"\",'Cost scenario - input'!$G138=\"\"),\"\",I153/'Cost scenario - input'!$G138),\"\")","v":""},{"$f":"IFERROR(IF(OR(J153=\"\",'Cost scenario - input'!$G138=\"\"),\"\",J153/'Cost scenario - input'!$G138),\"\")","v":""},{"$f":"IFERROR(IF(OR(K153=\"\",'Cost scenario - input'!$G138=\"\"),\"\",K153/'Cost scenario - input'!$G138),\"\")","v":""},{"$f":"IFERROR(IF(OR(L153=\"\",'Cost scenario - input'!$G138=\"\"),\"\",L153/'Cost scenario - input'!$G138),\"\")","v":""},{"$f":"IFERROR(IF(OR(M153=\"\",'Cost scenario - input'!$G138=\"\"),\"\",M153/'Cost scenario - input'!$G138),\"\")","v":""},{"$f":"IFERROR(IF(OR(N153=\"\",'Cost scenario - input'!$G138=\"\"),\"\",N153/'Cost scenario - input'!$G138),\"\")","v":""},{"$f":"IFERROR(IF(OR(O153=\"\",'Cost scenario - input'!$G138=\"\"),\"\",O153/'Cost scenario - input'!$G138),\"\")","v":""},{"$f":"IFERROR(IF(OR(P153=\"\",'Cost scenario - input'!$G138=\"\"),\"\",P153/'Cost scenario - input'!$G138),\"\")","v":""},{"$f":"IFERROR(IF(OR(Q153=\"\",'Cost scenario - input'!$G138=\"\"),\"\",Q153/'Cost scenario - input'!$G138),\"\")","v":""},{"$f":"IFERROR(IF(OR(R153=\"\",'Cost scenario - input'!$G138=\"\"),\"\",R153/'Cost scenario - input'!$G138),\"\")","v":""},{"$f":"IFERROR(IF(OR(S153=\"\",'Cost scenario - input'!$G138=\"\"),\"\",S153/'Cost scenario - input'!$G138),\"\")","v":""},{"$f":"IFERROR(IF(OR(T153=\"\",'Cost scenario - input'!$G138=\"\"),\"\",T153/'Cost scenario - input'!$G138),\"\")","v":""},{"$f":"IFERROR(IF(OR(U153=\"\",'Cost scenario - input'!$G138=\"\"),\"\",U153/'Cost scenario - input'!$G138),\"\")","v":""},{"$f":"IFERROR(IF(OR(V153=\"\",'Cost scenario - input'!$G138=\"\"),\"\",V153/'Cost scenario - input'!$G138),\"\")","v":""},{"$f":"IFERROR(IF(OR(W153=\"\",'Cost scenario - input'!$G138=\"\"),\"\",W153/'Cost scenario - input'!$G138),\"\")","v":""}]
[{"$f":"IFERROR('Cost scenario - input'!A139,\"\")","v":""},{"$f":"IFERROR('Cost scenario - input'!B139,\"\")","v":""},{"$f":"IFERROR('Cost scenario - input'!C139,\"\")","v":""},{"$f":"IFERROR(repcalc('Cost scenario - input'!$CY139:$GK139,'Cost scenario - input'!$J139,'Cost scenario - input'!$H139,'Cost scenario - input'!$I139,20,TRUE,TRUE),\"\")","v":""},"","","","","","","","","","","","","","","","","","","",{"$f":"IFERROR(IF(OR(D154=\"\",'Cost scenario - input'!$G139=\"\"),\"\",D154/'Cost scenario - input'!$G139),\"\")","v":""},{"$f":"IFERROR(IF(OR(E154=\"\",'Cost scenario - input'!$G139=\"\"),\"\",E154/'Cost scenario - input'!$G139),\"\")","v":""},{"$f":"IFERROR(IF(OR(F154=\"\",'Cost scenario - input'!$G139=\"\"),\"\",F154/'Cost scenario - input'!$G139),\"\")","v":""},{"$f":"IFERROR(IF(OR(G154=\"\",'Cost scenario - input'!$G139=\"\"),\"\",G154/'Cost scenario - input'!$G139),\"\")","v":""},{"$f":"IFERROR(IF(OR(H154=\"\",'Cost scenario - input'!$G139=\"\"),\"\",H154/'Cost scenario - input'!$G139),\"\")","v":""},{"$f":"IFERROR(IF(OR(I154=\"\",'Cost scenario - input'!$G139=\"\"),\"\",I154/'Cost scenario - input'!$G139),\"\")","v":""},{"$f":"IFERROR(IF(OR(J154=\"\",'Cost scenario - input'!$G139=\"\"),\"\",J154/'Cost scenario - input'!$G139),\"\")","v":""},{"$f":"IFERROR(IF(OR(K154=\"\",'Cost scenario - input'!$G139=\"\"),\"\",K154/'Cost scenario - input'!$G139),\"\")","v":""},{"$f":"IFERROR(IF(OR(L154=\"\",'Cost scenario - input'!$G139=\"\"),\"\",L154/'Cost scenario - input'!$G139),\"\")","v":""},{"$f":"IFERROR(IF(OR(M154=\"\",'Cost scenario - input'!$G139=\"\"),\"\",M154/'Cost scenario - input'!$G139),\"\")","v":""},{"$f":"IFERROR(IF(OR(N154=\"\",'Cost scenario - input'!$G139=\"\"),\"\",N154/'Cost scenario - input'!$G139),\"\")","v":""},{"$f":"IFERROR(IF(OR(O154=\"\",'Cost scenario - input'!$G139=\"\"),\"\",O154/'Cost scenario - input'!$G139),\"\")","v":""},{"$f":"IFERROR(IF(OR(P154=\"\",'Cost scenario - input'!$G139=\"\"),\"\",P154/'Cost scenario - input'!$G139),\"\")","v":""},{"$f":"IFERROR(IF(OR(Q154=\"\",'Cost scenario - input'!$G139=\"\"),\"\",Q154/'Cost scenario - input'!$G139),\"\")","v":""},{"$f":"IFERROR(IF(OR(R154=\"\",'Cost scenario - input'!$G139=\"\"),\"\",R154/'Cost scenario - input'!$G139),\"\")","v":""},{"$f":"IFERROR(IF(OR(S154=\"\",'Cost scenario - input'!$G139=\"\"),\"\",S154/'Cost scenario - input'!$G139),\"\")","v":""},{"$f":"IFERROR(IF(OR(T154=\"\",'Cost scenario - input'!$G139=\"\"),\"\",T154/'Cost scenario - input'!$G139),\"\")","v":""},{"$f":"IFERROR(IF(OR(U154=\"\",'Cost scenario - input'!$G139=\"\"),\"\",U154/'Cost scenario - input'!$G139),\"\")","v":""},{"$f":"IFERROR(IF(OR(V154=\"\",'Cost scenario - input'!$G139=\"\"),\"\",V154/'Cost scenario - input'!$G139),\"\")","v":""},{"$f":"IFERROR(IF(OR(W154=\"\",'Cost scenario - input'!$G139=\"\"),\"\",W154/'Cost scenario - input'!$G139),\"\")","v":""}]
[{"$f":"IFERROR('Cost scenario - input'!A140,\"\")","v":""},{"$f":"IFERROR('Cost scenario - input'!B140,\"\")","v":""},{"$f":"IFERROR('Cost scenario - input'!C140,\"\")","v":""},{"$f":"IFERROR(repcalc('Cost scenario - input'!$CY140:$GK140,'Cost scenario - input'!$J140,'Cost scenario - input'!$H140,'Cost scenario - input'!$I140,20,TRUE,TRUE),\"\")","v":""},"","","","","","","","","","","","","","","","","","","",{"$f":"IFERROR(IF(OR(D155=\"\",'Cost scenario - input'!$G140=\"\"),\"\",D155/'Cost scenario - input'!$G140),\"\")","v":""},{"$f":"IFERROR(IF(OR(E155=\"\",'Cost scenario - input'!$G140=\"\"),\"\",E155/'Cost scenario - input'!$G140),\"\")","v":""},{"$f":"IFERROR(IF(OR(F155=\"\",'Cost scenario - input'!$G140=\"\"),\"\",F155/'Cost scenario - input'!$G140),\"\")","v":""},{"$f":"IFERROR(IF(OR(G155=\"\",'Cost scenario - input'!$G140=\"\"),\"\",G155/'Cost scenario - input'!$G140),\"\")","v":""},{"$f":"IFERROR(IF(OR(H155=\"\",'Cost scenario - input'!$G140=\"\"),\"\",H155/'Cost scenario - input'!$G140),\"\")","v":""},{"$f":"IFERROR(IF(OR(I155=\"\",'Cost scenario - input'!$G140=\"\"),\"\",I155/'Cost scenario - input'!$G140),\"\")","v":""},{"$f":"IFERROR(IF(OR(J155=\"\",'Cost scenario - input'!$G140=\"\"),\"\",J155/'Cost scenario - input'!$G140),\"\")","v":""},{"$f":"IFERROR(IF(OR(K155=\"\",'Cost scenario - input'!$G140=\"\"),\"\",K155/'Cost scenario - input'!$G140),\"\")","v":""},{"$f":"IFERROR(IF(OR(L155=\"\",'Cost scenario - input'!$G140=\"\"),\"\",L155/'Cost scenario - input'!$G140),\"\")","v":""},{"$f":"IFERROR(IF(OR(M155=\"\",'Cost scenario - input'!$G140=\"\"),\"\",M155/'Cost scenario - input'!$G140),\"\")","v":""},{"$f":"IFERROR(IF(OR(N155=\"\",'Cost scenario - input'!$G140=\"\"),\"\",N155/'Cost scenario - input'!$G140),\"\")","v":""},{"$f":"IFERROR(IF(OR(O155=\"\",'Cost scenario - input'!$G140=\"\"),\"\",O155/'Cost scenario - input'!$G140),\"\")","v":""},{"$f":"IFERROR(IF(OR(P155=\"\",'Cost scenario - input'!$G140=\"\"),\"\",P155/'Cost scenario - input'!$G140),\"\")","v":""},{"$f":"IFERROR(IF(OR(Q155=\"\",'Cost scenario - input'!$G140=\"\"),\"\",Q155/'Cost scenario - input'!$G140),\"\")","v":""},{"$f":"IFERROR(IF(OR(R155=\"\",'Cost scenario - input'!$G140=\"\"),\"\",R155/'Cost scenario - input'!$G140),\"\")","v":""},{"$f":"IFERROR(IF(OR(S155=\"\",'Cost scenario - input'!$G140=\"\"),\"\",S155/'Cost scenario - input'!$G140),\"\")","v":""},{"$f":"IFERROR(IF(OR(T155=\"\",'Cost scenario - input'!$G140=\"\"),\"\",T155/'Cost scenario - input'!$G140),\"\")","v":""},{"$f":"IFERROR(IF(OR(U155=\"\",'Cost scenario - input'!$G140=\"\"),\"\",U155/'Cost scenario - input'!$G140),\"\")","v":""},{"$f":"IFERROR(IF(OR(V155=\"\",'Cost scenario - input'!$G140=\"\"),\"\",V155/'Cost scenario - input'!$G140),\"\")","v":""},{"$f":"IFERROR(IF(OR(W155=\"\",'Cost scenario - input'!$G140=\"\"),\"\",W155/'Cost scenario - input'!$G140),\"\")","v":""}]
[{"$f":"IFERROR('Cost scenario - input'!A141,\"\")","v":""},{"$f":"IFERROR('Cost scenario - input'!B141,\"\")","v":""},{"$f":"IFERROR('Cost scenario - input'!C141,\"\")","v":""},{"$f":"IFERROR(repcalc('Cost scenario - input'!$CY141:$GK141,'Cost scenario - input'!$J141,'Cost scenario - input'!$H141,'Cost scenario - input'!$I141,20,TRUE,TRUE),\"\")","v":""},"","","","","","","","","","","","","","","","","","","",{"$f":"IFERROR(IF(OR(D156=\"\",'Cost scenario - input'!$G141=\"\"),\"\",D156/'Cost scenario - input'!$G141),\"\")","v":""},{"$f":"IFERROR(IF(OR(E156=\"\",'Cost scenario - input'!$G141=\"\"),\"\",E156/'Cost scenario - input'!$G141),\"\")","v":""},{"$f":"IFERROR(IF(OR(F156=\"\",'Cost scenario - input'!$G141=\"\"),\"\",F156/'Cost scenario - input'!$G141),\"\")","v":""},{"$f":"IFERROR(IF(OR(G156=\"\",'Cost scenario - input'!$G141=\"\"),\"\",G156/'Cost scenario - input'!$G141),\"\")","v":""},{"$f":"IFERROR(IF(OR(H156=\"\",'Cost scenario - input'!$G141=\"\"),\"\",H156/'Cost scenario - input'!$G141),\"\")","v":""},{"$f":"IFERROR(IF(OR(I156=\"\",'Cost scenario - input'!$G141=\"\"),\"\",I156/'Cost scenario - input'!$G141),\"\")","v":""},{"$f":"IFERROR(IF(OR(J156=\"\",'Cost scenario - input'!$G141=\"\"),\"\",J156/'Cost scenario - input'!$G141),\"\")","v":""},{"$f":"IFERROR(IF(OR(K156=\"\",'Cost scenario - input'!$G141=\"\"),\"\",K156/'Cost scenario - input'!$G141),\"\")","v":""},{"$f":"IFERROR(IF(OR(L156=\"\",'Cost scenario - input'!$G141=\"\"),\"\",L156/'Cost scenario - input'!$G141),\"\")","v":""},{"$f":"IFERROR(IF(OR(M156=\"\",'Cost scenario - input'!$G141=\"\"),\"\",M156/'Cost scenario - input'!$G141),\"\")","v":""},{"$f":"IFERROR(IF(OR(N156=\"\",'Cost scenario - input'!$G141=\"\"),\"\",N156/'Cost scenario - input'!$G141),\"\")","v":""},{"$f":"IFERROR(IF(OR(O156=\"\",'Cost scenario - input'!$G141=\"\"),\"\",O156/'Cost scenario - input'!$G141),\"\")","v":""},{"$f":"IFERROR(IF(OR(P156=\"\",'Cost scenario - input'!$G141=\"\"),\"\",P156/'Cost scenario - input'!$G141),\"\")","v":""},{"$f":"IFERROR(IF(OR(Q156=\"\",'Cost scenario - input'!$G141=\"\"),\"\",Q156/'Cost scenario - input'!$G141),\"\")","v":""},{"$f":"IFERROR(IF(OR(R156=\"\",'Cost scenario - input'!$G141=\"\"),\"\",R156/'Cost scenario - input'!$G141),\"\")","v":""},{"$f":"IFERROR(IF(OR(S156=\"\",'Cost scenario - input'!$G141=\"\"),\"\",S156/'Cost scenario - input'!$G141),\"\")","v":""},{"$f":"IFERROR(IF(OR(T156=\"\",'Cost scenario - input'!$G141=\"\"),\"\",T156/'Cost scenario - input'!$G141),\"\")","v":""},{"$f":"IFERROR(IF(OR(U156=\"\",'Cost scenario - input'!$G141=\"\"),\"\",U156/'Cost scenario - input'!$G141),\"\")","v":""},{"$f":"IFERROR(IF(OR(V156=\"\",'Cost scenario - input'!$G141=\"\"),\"\",V156/'Cost scenario - input'!$G141),\"\")","v":""},{"$f":"IFERROR(IF(OR(W156=\"\",'Cost scenario - input'!$G141=\"\"),\"\",W156/'Cost scenario - input'!$G141),\"\")","v":""}]
[{"$f":"IFERROR('Cost scenario - input'!A142,\"\")","v":""},{"$f":"IFERROR('Cost scenario - input'!B142,\"\")","v":""},{"$f":"IFERROR('Cost scenario - input'!C142,\"\")","v":""},{"$f":"IFERROR(repcalc('Cost scenario - input'!$CY142:$GK142,'Cost scenario - input'!$J142,'Cost scenario - input'!$H142,'Cost scenario - input'!$I142,20,TRUE,TRUE),\"\")","v":""},"","","","","","","","","","","","","","","","","","","",{"$f":"IFERROR(IF(OR(D157=\"\",'Cost scenario - input'!$G142=\"\"),\"\",D157/'Cost scenario - input'!$G142),\"\")","v":""},{"$f":"IFERROR(IF(OR(E157=\"\",'Cost scenario - input'!$G142=\"\"),\"\",E157/'Cost scenario - input'!$G142),\"\")","v":""},{"$f":"IFERROR(IF(OR(F157=\"\",'Cost scenario - input'!$G142=\"\"),\"\",F157/'Cost scenario - input'!$G142),\"\")","v":""},{"$f":"IFERROR(IF(OR(G157=\"\",'Cost scenario - input'!$G142=\"\"),\"\",G157/'Cost scenario - input'!$G142),\"\")","v":""},{"$f":"IFERROR(IF(OR(H157=\"\",'Cost scenario - input'!$G142=\"\"),\"\",H157/'Cost scenario - input'!$G142),\"\")","v":""},{"$f":"IFERROR(IF(OR(I157=\"\",'Cost scenario - input'!$G142=\"\"),\"\",I157/'Cost scenario - input'!$G142),\"\")","v":""},{"$f":"IFERROR(IF(OR(J157=\"\",'Cost scenario - input'!$G142=\"\"),\"\",J157/'Cost scenario - input'!$G142),\"\")","v":""},{"$f":"IFERROR(IF(OR(K157=\"\",'Cost scenario - input'!$G142=\"\"),\"\",K157/'Cost scenario - input'!$G142),\"\")","v":""},{"$f":"IFERROR(IF(OR(L157=\"\",'Cost scenario - input'!$G142=\"\"),\"\",L157/'Cost scenario - input'!$G142),\"\")","v":""},{"$f":"IFERROR(IF(OR(M157=\"\",'Cost scenario - input'!$G142=\"\"),\"\",M157/'Cost scenario - input'!$G142),\"\")","v":""},{"$f":"IFERROR(IF(OR(N157=\"\",'Cost scenario - input'!$G142=\"\"),\"\",N157/'Cost scenario - input'!$G142),\"\")","v":""},{"$f":"IFERROR(IF(OR(O157=\"\",'Cost scenario - input'!$G142=\"\"),\"\",O157/'Cost scenario - input'!$G142),\"\")","v":""},{"$f":"IFERROR(IF(OR(P157=\"\",'Cost scenario - input'!$G142=\"\"),\"\",P157/'Cost scenario - input'!$G142),\"\")","v":""},{"$f":"IFERROR(IF(OR(Q157=\"\",'Cost scenario - input'!$G142=\"\"),\"\",Q157/'Cost scenario - input'!$G142),\"\")","v":""},{"$f":"IFERROR(IF(OR(R157=\"\",'Cost scenario - input'!$G142=\"\"),\"\",R157/'Cost scenario - input'!$G142),\"\")","v":""},{"$f":"IFERROR(IF(OR(S157=\"\",'Cost scenario - input'!$G142=\"\"),\"\",S157/'Cost scenario - input'!$G142),\"\")","v":""},{"$f":"IFERROR(IF(OR(T157=\"\",'Cost scenario - input'!$G142=\"\"),\"\",T157/'Cost scenario - input'!$G142),\"\")","v":""},{"$f":"IFERROR(IF(OR(U157=\"\",'Cost scenario - input'!$G142=\"\"),\"\",U157/'Cost scenario - input'!$G142),\"\")","v":""},{"$f":"IFERROR(IF(OR(V157=\"\",'Cost scenario - input'!$G142=\"\"),\"\",V157/'Cost scenario - input'!$G142),\"\")","v":""},{"$f":"IFERROR(IF(OR(W157=\"\",'Cost scenario - input'!$G142=\"\"),\"\",W157/'Cost scenario - input'!$G142),\"\")","v":""}]
[{"$f":"IFERROR('Cost scenario - input'!A143,\"\")","v":""},{"$f":"IFERROR('Cost scenario - input'!B143,\"\")","v":""},{"$f":"IFERROR('Cost scenario - input'!C143,\"\")","v":""},{"$f":"IFERROR(repcalc('Cost scenario - input'!$CY143:$GK143,'Cost scenario - input'!$J143,'Cost scenario - input'!$H143,'Cost scenario - input'!$I143,20,TRUE,TRUE),\"\")","v":""},"","","","","","","","","","","","","","","","","","","",{"$f":"IFERROR(IF(OR(D158=\"\",'Cost scenario - input'!$G143=\"\"),\"\",D158/'Cost scenario - input'!$G143),\"\")","v":""},{"$f":"IFERROR(IF(OR(E158=\"\",'Cost scenario - input'!$G143=\"\"),\"\",E158/'Cost scenario - input'!$G143),\"\")","v":""},{"$f":"IFERROR(IF(OR(F158=\"\",'Cost scenario - input'!$G143=\"\"),\"\",F158/'Cost scenario - input'!$G143),\"\")","v":""},{"$f":"IFERROR(IF(OR(G158=\"\",'Cost scenario - input'!$G143=\"\"),\"\",G158/'Cost scenario - input'!$G143),\"\")","v":""},{"$f":"IFERROR(IF(OR(H158=\"\",'Cost scenario - input'!$G143=\"\"),\"\",H158/'Cost scenario - input'!$G143),\"\")","v":""},{"$f":"IFERROR(IF(OR(I158=\"\",'Cost scenario - input'!$G143=\"\"),\"\",I158/'Cost scenario - input'!$G143),\"\")","v":""},{"$f":"IFERROR(IF(OR(J158=\"\",'Cost scenario - input'!$G143=\"\"),\"\",J158/'Cost scenario - input'!$G143),\"\")","v":""},{"$f":"IFERROR(IF(OR(K158=\"\",'Cost scenario - input'!$G143=\"\"),\"\",K158/'Cost scenario - input'!$G143),\"\")","v":""},{"$f":"IFERROR(IF(OR(L158=\"\",'Cost scenario - input'!$G143=\"\"),\"\",L158/'Cost scenario - input'!$G143),\"\")","v":""},{"$f":"IFERROR(IF(OR(M158=\"\",'Cost scenario - input'!$G143=\"\"),\"\",M158/'Cost scenario - input'!$G143),\"\")","v":""},{"$f":"IFERROR(IF(OR(N158=\"\",'Cost scenario - input'!$G143=\"\"),\"\",N158/'Cost scenario - input'!$G143),\"\")","v":""},{"$f":"IFERROR(IF(OR(O158=\"\",'Cost scenario - input'!$G143=\"\"),\"\",O158/'Cost scenario - input'!$G143),\"\")","v":""},{"$f":"IFERROR(IF(OR(P158=\"\",'Cost scenario - input'!$G143=\"\"),\"\",P158/'Cost scenario - input'!$G143),\"\")","v":""},{"$f":"IFERROR(IF(OR(Q158=\"\",'Cost scenario - input'!$G143=\"\"),\"\",Q158/'Cost scenario - input'!$G143),\"\")","v":""},{"$f":"IFERROR(IF(OR(R158=\"\",'Cost scenario - input'!$G143=\"\"),\"\",R158/'Cost scenario - input'!$G143),\"\")","v":""},{"$f":"IFERROR(IF(OR(S158=\"\",'Cost scenario - input'!$G143=\"\"),\"\",S158/'Cost scenario - input'!$G143),\"\")","v":""},{"$f":"IFERROR(IF(OR(T158=\"\",'Cost scenario - input'!$G143=\"\"),\"\",T158/'Cost scenario - input'!$G143),\"\")","v":""},{"$f":"IFERROR(IF(OR(U158=\"\",'Cost scenario - input'!$G143=\"\"),\"\",U158/'Cost scenario - input'!$G143),\"\")","v":""},{"$f":"IFERROR(IF(OR(V158=\"\",'Cost scenario - input'!$G143=\"\"),\"\",V158/'Cost scenario - input'!$G143),\"\")","v":""},{"$f":"IFERROR(IF(OR(W158=\"\",'Cost scenario - input'!$G143=\"\"),\"\",W158/'Cost scenario - input'!$G143),\"\")","v":""}]
[{"$f":"IFERROR('Cost scenario - input'!A144,\"\")","v":""},{"$f":"IFERROR('Cost scenario - input'!B144,\"\")","v":""},{"$f":"IFERROR('Cost scenario - input'!C144,\"\")","v":""},{"$f":"IFERROR(repcalc('Cost scenario - input'!$CY144:$GK144,'Cost scenario - input'!$J144,'Cost scenario - input'!$H144,'Cost scenario - input'!$I144,20,TRUE,TRUE),\"\")","v":""},"","","","","","","","","","","","","","","","","","","",{"$f":"IFERROR(IF(OR(D159=\"\",'Cost scenario - input'!$G144=\"\"),\"\",D159/'Cost scenario - input'!$G144),\"\")","v":""},{"$f":"IFERROR(IF(OR(E159=\"\",'Cost scenario - input'!$G144=\"\"),\"\",E159/'Cost scenario - input'!$G144),\"\")","v":""},{"$f":"IFERROR(IF(OR(F159=\"\",'Cost scenario - input'!$G144=\"\"),\"\",F159/'Cost scenario - input'!$G144),\"\")","v":""},{"$f":"IFERROR(IF(OR(G159=\"\",'Cost scenario - input'!$G144=\"\"),\"\",G159/'Cost scenario - input'!$G144),\"\")","v":""},{"$f":"IFERROR(IF(OR(H159=\"\",'Cost scenario - input'!$G144=\"\"),\"\",H159/'Cost scenario - input'!$G144),\"\")","v":""},{"$f":"IFERROR(IF(OR(I159=\"\",'Cost scenario - input'!$G144=\"\"),\"\",I159/'Cost scenario - input'!$G144),\"\")","v":""},{"$f":"IFERROR(IF(OR(J159=\"\",'Cost scenario - input'!$G144=\"\"),\"\",J159/'Cost scenario - input'!$G144),\"\")","v":""},{"$f":"IFERROR(IF(OR(K159=\"\",'Cost scenario - input'!$G144=\"\"),\"\",K159/'Cost scenario - input'!$G144),\"\")","v":""},{"$f":"IFERROR(IF(OR(L159=\"\",'Cost scenario - input'!$G144=\"\"),\"\",L159/'Cost scenario - input'!$G144),\"\")","v":""},{"$f":"IFERROR(IF(OR(M159=\"\",'Cost scenario - input'!$G144=\"\"),\"\",M159/'Cost scenario - input'!$G144),\"\")","v":""},{"$f":"IFERROR(IF(OR(N159=\"\",'Cost scenario - input'!$G144=\"\"),\"\",N159/'Cost scenario - input'!$G144),\"\")","v":""},{"$f":"IFERROR(IF(OR(O159=\"\",'Cost scenario - input'!$G144=\"\"),\"\",O159/'Cost scenario - input'!$G144),\"\")","v":""},{"$f":"IFERROR(IF(OR(P159=\"\",'Cost scenario - input'!$G144=\"\"),\"\",P159/'Cost scenario - input'!$G144),\"\")","v":""},{"$f":"IFERROR(IF(OR(Q159=\"\",'Cost scenario - input'!$G144=\"\"),\"\",Q159/'Cost scenario - input'!$G144),\"\")","v":""},{"$f":"IFERROR(IF(OR(R159=\"\",'Cost scenario - input'!$G144=\"\"),\"\",R159/'Cost scenario - input'!$G144),\"\")","v":""},{"$f":"IFERROR(IF(OR(S159=\"\",'Cost scenario - input'!$G144=\"\"),\"\",S159/'Cost scenario - input'!$G144),\"\")","v":""},{"$f":"IFERROR(IF(OR(T159=\"\",'Cost scenario - input'!$G144=\"\"),\"\",T159/'Cost scenario - input'!$G144),\"\")","v":""},{"$f":"IFERROR(IF(OR(U159=\"\",'Cost scenario - input'!$G144=\"\"),\"\",U159/'Cost scenario - input'!$G144),\"\")","v":""},{"$f":"IFERROR(IF(OR(V159=\"\",'Cost scenario - input'!$G144=\"\"),\"\",V159/'Cost scenario - input'!$G144),\"\")","v":""},{"$f":"IFERROR(IF(OR(W159=\"\",'Cost scenario - input'!$G144=\"\"),\"\",W159/'Cost scenario - input'!$G144),\"\")","v":""}]
[{"$f":"IFERROR('Cost scenario - input'!A145,\"\")","v":""},{"$f":"IFERROR('Cost scenario - input'!B145,\"\")","v":""},{"$f":"IFERROR('Cost scenario - input'!C145,\"\")","v":""},{"$f":"IFERROR(repcalc('Cost scenario - input'!$CY145:$GK145,'Cost scenario - input'!$J145,'Cost scenario - input'!$H145,'Cost scenario - input'!$I145,20,TRUE,TRUE),\"\")","v":""},"","","","","","","","","","","","","","","","","","","",{"$f":"IFERROR(IF(OR(D160=\"\",'Cost scenario - input'!$G145=\"\"),\"\",D160/'Cost scenario - input'!$G145),\"\")","v":""},{"$f":"IFERROR(IF(OR(E160=\"\",'Cost scenario - input'!$G145=\"\"),\"\",E160/'Cost scenario - input'!$G145),\"\")","v":""},{"$f":"IFERROR(IF(OR(F160=\"\",'Cost scenario - input'!$G145=\"\"),\"\",F160/'Cost scenario - input'!$G145),\"\")","v":""},{"$f":"IFERROR(IF(OR(G160=\"\",'Cost scenario - input'!$G145=\"\"),\"\",G160/'Cost scenario - input'!$G145),\"\")","v":""},{"$f":"IFERROR(IF(OR(H160=\"\",'Cost scenario - input'!$G145=\"\"),\"\",H160/'Cost scenario - input'!$G145),\"\")","v":""},{"$f":"IFERROR(IF(OR(I160=\"\",'Cost scenario - input'!$G145=\"\"),\"\",I160/'Cost scenario - input'!$G145),\"\")","v":""},{"$f":"IFERROR(IF(OR(J160=\"\",'Cost scenario - input'!$G145=\"\"),\"\",J160/'Cost scenario - input'!$G145),\"\")","v":""},{"$f":"IFERROR(IF(OR(K160=\"\",'Cost scenario - input'!$G145=\"\"),\"\",K160/'Cost scenario - input'!$G145),\"\")","v":""},{"$f":"IFERROR(IF(OR(L160=\"\",'Cost scenario - input'!$G145=\"\"),\"\",L160/'Cost scenario - input'!$G145),\"\")","v":""},{"$f":"IFERROR(IF(OR(M160=\"\",'Cost scenario - input'!$G145=\"\"),\"\",M160/'Cost scenario - input'!$G145),\"\")","v":""},{"$f":"IFERROR(IF(OR(N160=\"\",'Cost scenario - input'!$G145=\"\"),\"\",N160/'Cost scenario - input'!$G145),\"\")","v":""},{"$f":"IFERROR(IF(OR(O160=\"\",'Cost scenario - input'!$G145=\"\"),\"\",O160/'Cost scenario - input'!$G145),\"\")","v":""},{"$f":"IFERROR(IF(OR(P160=\"\",'Cost scenario - input'!$G145=\"\"),\"\",P160/'Cost scenario - input'!$G145),\"\")","v":""},{"$f":"IFERROR(IF(OR(Q160=\"\",'Cost scenario - input'!$G145=\"\"),\"\",Q160/'Cost scenario - input'!$G145),\"\")","v":""},{"$f":"IFERROR(IF(OR(R160=\"\",'Cost scenario - input'!$G145=\"\"),\"\",R160/'Cost scenario - input'!$G145),\"\")","v":""},{"$f":"IFERROR(IF(OR(S160=\"\",'Cost scenario - input'!$G145=\"\"),\"\",S160/'Cost scenario - input'!$G145),\"\")","v":""},{"$f":"IFERROR(IF(OR(T160=\"\",'Cost scenario - input'!$G145=\"\"),\"\",T160/'Cost scenario - input'!$G145),\"\")","v":""},{"$f":"IFERROR(IF(OR(U160=\"\",'Cost scenario - input'!$G145=\"\"),\"\",U160/'Cost scenario - input'!$G145),\"\")","v":""},{"$f":"IFERROR(IF(OR(V160=\"\",'Cost scenario - input'!$G145=\"\"),\"\",V160/'Cost scenario - input'!$G145),\"\")","v":""},{"$f":"IFERROR(IF(OR(W160=\"\",'Cost scenario - input'!$G145=\"\"),\"\",W160/'Cost scenario - input'!$G145),\"\")","v":""}]
[{"$f":"IFERROR('Cost scenario - input'!A146,\"\")","v":""},{"$f":"IFERROR('Cost scenario - input'!B146,\"\")","v":""},{"$f":"IFERROR('Cost scenario - input'!C146,\"\")","v":""},{"$f":"IFERROR(repcalc('Cost scenario - input'!$CY146:$GK146,'Cost scenario - input'!$J146,'Cost scenario - input'!$H146,'Cost scenario - input'!$I146,20,TRUE,TRUE),\"\")","v":""},"","","","","","","","","","","","","","","","","","","",{"$f":"IFERROR(IF(OR(D161=\"\",'Cost scenario - input'!$G146=\"\"),\"\",D161/'Cost scenario - input'!$G146),\"\")","v":""},{"$f":"IFERROR(IF(OR(E161=\"\",'Cost scenario - input'!$G146=\"\"),\"\",E161/'Cost scenario - input'!$G146),\"\")","v":""},{"$f":"IFERROR(IF(OR(F161=\"\",'Cost scenario - input'!$G146=\"\"),\"\",F161/'Cost scenario - input'!$G146),\"\")","v":""},{"$f":"IFERROR(IF(OR(G161=\"\",'Cost scenario - input'!$G146=\"\"),\"\",G161/'Cost scenario - input'!$G146),\"\")","v":""},{"$f":"IFERROR(IF(OR(H161=\"\",'Cost scenario - input'!$G146=\"\"),\"\",H161/'Cost scenario - input'!$G146),\"\")","v":""},{"$f":"IFERROR(IF(OR(I161=\"\",'Cost scenario - input'!$G146=\"\"),\"\",I161/'Cost scenario - input'!$G146),\"\")","v":""},{"$f":"IFERROR(IF(OR(J161=\"\",'Cost scenario - input'!$G146=\"\"),\"\",J161/'Cost scenario - input'!$G146),\"\")","v":""},{"$f":"IFERROR(IF(OR(K161=\"\",'Cost scenario - input'!$G146=\"\"),\"\",K161/'Cost scenario - input'!$G146),\"\")","v":""},{"$f":"IFERROR(IF(OR(L161=\"\",'Cost scenario - input'!$G146=\"\"),\"\",L161/'Cost scenario - input'!$G146),\"\")","v":""},{"$f":"IFERROR(IF(OR(M161=\"\",'Cost scenario - input'!$G146=\"\"),\"\",M161/'Cost scenario - input'!$G146),\"\")","v":""},{"$f":"IFERROR(IF(OR(N161=\"\",'Cost scenario - input'!$G146=\"\"),\"\",N161/'Cost scenario - input'!$G146),\"\")","v":""},{"$f":"IFERROR(IF(OR(O161=\"\",'Cost scenario - input'!$G146=\"\"),\"\",O161/'Cost scenario - input'!$G146),\"\")","v":""},{"$f":"IFERROR(IF(OR(P161=\"\",'Cost scenario - input'!$G146=\"\"),\"\",P161/'Cost scenario - input'!$G146),\"\")","v":""},{"$f":"IFERROR(IF(OR(Q161=\"\",'Cost scenario - input'!$G146=\"\"),\"\",Q161/'Cost scenario - input'!$G146),\"\")","v":""},{"$f":"IFERROR(IF(OR(R161=\"\",'Cost scenario - input'!$G146=\"\"),\"\",R161/'Cost scenario - input'!$G146),\"\")","v":""},{"$f":"IFERROR(IF(OR(S161=\"\",'Cost scenario - input'!$G146=\"\"),\"\",S161/'Cost scenario - input'!$G146),\"\")","v":""},{"$f":"IFERROR(IF(OR(T161=\"\",'Cost scenario - input'!$G146=\"\"),\"\",T161/'Cost scenario - input'!$G146),\"\")","v":""},{"$f":"IFERROR(IF(OR(U161=\"\",'Cost scenario - input'!$G146=\"\"),\"\",U161/'Cost scenario - input'!$G146),\"\")","v":""},{"$f":"IFERROR(IF(OR(V161=\"\",'Cost scenario - input'!$G146=\"\"),\"\",V161/'Cost scenario - input'!$G146),\"\")","v":""},{"$f":"IFERROR(IF(OR(W161=\"\",'Cost scenario - input'!$G146=\"\"),\"\",W161/'Cost scenario - input'!$G146),\"\")","v":""}]
[{"$f":"IFERROR('Cost scenario - input'!A147,\"\")","v":""},{"$f":"IFERROR('Cost scenario - input'!B147,\"\")","v":""},{"$f":"IFERROR('Cost scenario - input'!C147,\"\")","v":""},{"$f":"IFERROR(repcalc('Cost scenario - input'!$CY147:$GK147,'Cost scenario - input'!$J147,'Cost scenario - input'!$H147,'Cost scenario - input'!$I147,20,TRUE,TRUE),\"\")","v":""},"","","","","","","","","","","","","","","","","","","",{"$f":"IFERROR(IF(OR(D162=\"\",'Cost scenario - input'!$G147=\"\"),\"\",D162/'Cost scenario - input'!$G147),\"\")","v":""},{"$f":"IFERROR(IF(OR(E162=\"\",'Cost scenario - input'!$G147=\"\"),\"\",E162/'Cost scenario - input'!$G147),\"\")","v":""},{"$f":"IFERROR(IF(OR(F162=\"\",'Cost scenario - input'!$G147=\"\"),\"\",F162/'Cost scenario - input'!$G147),\"\")","v":""},{"$f":"IFERROR(IF(OR(G162=\"\",'Cost scenario - input'!$G147=\"\"),\"\",G162/'Cost scenario - input'!$G147),\"\")","v":""},{"$f":"IFERROR(IF(OR(H162=\"\",'Cost scenario - input'!$G147=\"\"),\"\",H162/'Cost scenario - input'!$G147),\"\")","v":""},{"$f":"IFERROR(IF(OR(I162=\"\",'Cost scenario - input'!$G147=\"\"),\"\",I162/'Cost scenario - input'!$G147),\"\")","v":""},{"$f":"IFERROR(IF(OR(J162=\"\",'Cost scenario - input'!$G147=\"\"),\"\",J162/'Cost scenario - input'!$G147),\"\")","v":""},{"$f":"IFERROR(IF(OR(K162=\"\",'Cost scenario - input'!$G147=\"\"),\"\",K162/'Cost scenario - input'!$G147),\"\")","v":""},{"$f":"IFERROR(IF(OR(L162=\"\",'Cost scenario - input'!$G147=\"\"),\"\",L162/'Cost scenario - input'!$G147),\"\")","v":""},{"$f":"IFERROR(IF(OR(M162=\"\",'Cost scenario - input'!$G147=\"\"),\"\",M162/'Cost scenario - input'!$G147),\"\")","v":""},{"$f":"IFERROR(IF(OR(N162=\"\",'Cost scenario - input'!$G147=\"\"),\"\",N162/'Cost scenario - input'!$G147),\"\")","v":""},{"$f":"IFERROR(IF(OR(O162=\"\",'Cost scenario - input'!$G147=\"\"),\"\",O162/'Cost scenario - input'!$G147),\"\")","v":""},{"$f":"IFERROR(IF(OR(P162=\"\",'Cost scenario - input'!$G147=\"\"),\"\",P162/'Cost scenario - input'!$G147),\"\")","v":""},{"$f":"IFERROR(IF(OR(Q162=\"\",'Cost scenario - input'!$G147=\"\"),\"\",Q162/'Cost scenario - input'!$G147),\"\")","v":""},{"$f":"IFERROR(IF(OR(R162=\"\",'Cost scenario - input'!$G147=\"\"),\"\",R162/'Cost scenario - input'!$G147),\"\")","v":""},{"$f":"IFERROR(IF(OR(S162=\"\",'Cost scenario - input'!$G147=\"\"),\"\",S162/'Cost scenario - input'!$G147),\"\")","v":""},{"$f":"IFERROR(IF(OR(T162=\"\",'Cost scenario - input'!$G147=\"\"),\"\",T162/'Cost scenario - input'!$G147),\"\")","v":""},{"$f":"IFERROR(IF(OR(U162=\"\",'Cost scenario - input'!$G147=\"\"),\"\",U162/'Cost scenario - input'!$G147),\"\")","v":""},{"$f":"IFERROR(IF(OR(V162=\"\",'Cost scenario - input'!$G147=\"\"),\"\",V162/'Cost scenario - input'!$G147),\"\")","v":""},{"$f":"IFERROR(IF(OR(W162=\"\",'Cost scenario - input'!$G147=\"\"),\"\",W162/'Cost scenario - input'!$G147),\"\")","v":""}]
[{"$f":"IFERROR('Cost scenario - input'!A148,\"\")","v":""},{"$f":"IFERROR('Cost scenario - input'!B148,\"\")","v":""},{"$f":"IFERROR('Cost scenario - input'!C148,\"\")","v":""},{"$f":"IFERROR(repcalc('Cost scenario - input'!$CY148:$GK148,'Cost scenario - input'!$J148,'Cost scenario - input'!$H148,'Cost scenario - input'!$I148,20,TRUE,TRUE),\"\")","v":""},"","","","","","","","","","","","","","","","","","","",{"$f":"IFERROR(IF(OR(D163=\"\",'Cost scenario - input'!$G148=\"\"),\"\",D163/'Cost scenario - input'!$G148),\"\")","v":""},{"$f":"IFERROR(IF(OR(E163=\"\",'Cost scenario - input'!$G148=\"\"),\"\",E163/'Cost scenario - input'!$G148),\"\")","v":""},{"$f":"IFERROR(IF(OR(F163=\"\",'Cost scenario - input'!$G148=\"\"),\"\",F163/'Cost scenario - input'!$G148),\"\")","v":""},{"$f":"IFERROR(IF(OR(G163=\"\",'Cost scenario - input'!$G148=\"\"),\"\",G163/'Cost scenario - input'!$G148),\"\")","v":""},{"$f":"IFERROR(IF(OR(H163=\"\",'Cost scenario - input'!$G148=\"\"),\"\",H163/'Cost scenario - input'!$G148),\"\")","v":""},{"$f":"IFERROR(IF(OR(I163=\"\",'Cost scenario - input'!$G148=\"\"),\"\",I163/'Cost scenario - input'!$G148),\"\")","v":""},{"$f":"IFERROR(IF(OR(J163=\"\",'Cost scenario - input'!$G148=\"\"),\"\",J163/'Cost scenario - input'!$G148),\"\")","v":""},{"$f":"IFERROR(IF(OR(K163=\"\",'Cost scenario - input'!$G148=\"\"),\"\",K163/'Cost scenario - input'!$G148),\"\")","v":""},{"$f":"IFERROR(IF(OR(L163=\"\",'Cost scenario - input'!$G148=\"\"),\"\",L163/'Cost scenario - input'!$G148),\"\")","v":""},{"$f":"IFERROR(IF(OR(M163=\"\",'Cost scenario - input'!$G148=\"\"),\"\",M163/'Cost scenario - input'!$G148),\"\")","v":""},{"$f":"IFERROR(IF(OR(N163=\"\",'Cost scenario - input'!$G148=\"\"),\"\",N163/'Cost scenario - input'!$G148),\"\")","v":""},{"$f":"IFERROR(IF(OR(O163=\"\",'Cost scenario - input'!$G148=\"\"),\"\",O163/'Cost scenario - input'!$G148),\"\")","v":""},{"$f":"IFERROR(IF(OR(P163=\"\",'Cost scenario - input'!$G148=\"\"),\"\",P163/'Cost scenario - input'!$G148),\"\")","v":""},{"$f":"IFERROR(IF(OR(Q163=\"\",'Cost scenario - input'!$G148=\"\"),\"\",Q163/'Cost scenario - input'!$G148),\"\")","v":""},{"$f":"IFERROR(IF(OR(R163=\"\",'Cost scenario - input'!$G148=\"\"),\"\",R163/'Cost scenario - input'!$G148),\"\")","v":""},{"$f":"IFERROR(IF(OR(S163=\"\",'Cost scenario - input'!$G148=\"\"),\"\",S163/'Cost scenario - input'!$G148),\"\")","v":""},{"$f":"IFERROR(IF(OR(T163=\"\",'Cost scenario - input'!$G148=\"\"),\"\",T163/'Cost scenario - input'!$G148),\"\")","v":""},{"$f":"IFERROR(IF(OR(U163=\"\",'Cost scenario - input'!$G148=\"\"),\"\",U163/'Cost scenario - input'!$G148),\"\")","v":""},{"$f":"IFERROR(IF(OR(V163=\"\",'Cost scenario - input'!$G148=\"\"),\"\",V163/'Cost scenario - input'!$G148),\"\")","v":""},{"$f":"IFERROR(IF(OR(W163=\"\",'Cost scenario - input'!$G148=\"\"),\"\",W163/'Cost scenario - input'!$G148),\"\")","v":""}]
[{"$f":"IFERROR('Cost scenario - input'!A149,\"\")","v":""},{"$f":"IFERROR('Cost scenario - input'!B149,\"\")","v":""},{"$f":"IFERROR('Cost scenario - input'!C149,\"\")","v":""},{"$f":"IFERROR(repcalc('Cost scenario - input'!$CY149:$GK149,'Cost scenario - input'!$J149,'Cost scenario - input'!$H149,'Cost scenario - input'!$I149,20,TRUE,TRUE),\"\")","v":""},"","","","","","","","","","","","","","","","","","","",{"$f":"IFERROR(IF(OR(D164=\"\",'Cost scenario - input'!$G149=\"\"),\"\",D164/'Cost scenario - input'!$G149),\"\")","v":""},{"$f":"IFERROR(IF(OR(E164=\"\",'Cost scenario - input'!$G149=\"\"),\"\",E164/'Cost scenario - input'!$G149),\"\")","v":""},{"$f":"IFERROR(IF(OR(F164=\"\",'Cost scenario - input'!$G149=\"\"),\"\",F164/'Cost scenario - input'!$G149),\"\")","v":""},{"$f":"IFERROR(IF(OR(G164=\"\",'Cost scenario - input'!$G149=\"\"),\"\",G164/'Cost scenario - input'!$G149),\"\")","v":""},{"$f":"IFERROR(IF(OR(H164=\"\",'Cost scenario - input'!$G149=\"\"),\"\",H164/'Cost scenario - input'!$G149),\"\")","v":""},{"$f":"IFERROR(IF(OR(I164=\"\",'Cost scenario - input'!$G149=\"\"),\"\",I164/'Cost scenario - input'!$G149),\"\")","v":""},{"$f":"IFERROR(IF(OR(J164=\"\",'Cost scenario - input'!$G149=\"\"),\"\",J164/'Cost scenario - input'!$G149),\"\")","v":""},{"$f":"IFERROR(IF(OR(K164=\"\",'Cost scenario - input'!$G149=\"\"),\"\",K164/'Cost scenario - input'!$G149),\"\")","v":""},{"$f":"IFERROR(IF(OR(L164=\"\",'Cost scenario - input'!$G149=\"\"),\"\",L164/'Cost scenario - input'!$G149),\"\")","v":""},{"$f":"IFERROR(IF(OR(M164=\"\",'Cost scenario - input'!$G149=\"\"),\"\",M164/'Cost scenario - input'!$G149),\"\")","v":""},{"$f":"IFERROR(IF(OR(N164=\"\",'Cost scenario - input'!$G149=\"\"),\"\",N164/'Cost scenario - input'!$G149),\"\")","v":""},{"$f":"IFERROR(IF(OR(O164=\"\",'Cost scenario - input'!$G149=\"\"),\"\",O164/'Cost scenario - input'!$G149),\"\")","v":""},{"$f":"IFERROR(IF(OR(P164=\"\",'Cost scenario - input'!$G149=\"\"),\"\",P164/'Cost scenario - input'!$G149),\"\")","v":""},{"$f":"IFERROR(IF(OR(Q164=\"\",'Cost scenario - input'!$G149=\"\"),\"\",Q164/'Cost scenario - input'!$G149),\"\")","v":""},{"$f":"IFERROR(IF(OR(R164=\"\",'Cost scenario - input'!$G149=\"\"),\"\",R164/'Cost scenario - input'!$G149),\"\")","v":""},{"$f":"IFERROR(IF(OR(S164=\"\",'Cost scenario - input'!$G149=\"\"),\"\",S164/'Cost scenario - input'!$G149),\"\")","v":""},{"$f":"IFERROR(IF(OR(T164=\"\",'Cost scenario - input'!$G149=\"\"),\"\",T164/'Cost scenario - input'!$G149),\"\")","v":""},{"$f":"IFERROR(IF(OR(U164=\"\",'Cost scenario - input'!$G149=\"\"),\"\",U164/'Cost scenario - input'!$G149),\"\")","v":""},{"$f":"IFERROR(IF(OR(V164=\"\",'Cost scenario - input'!$G149=\"\"),\"\",V164/'Cost scenario - input'!$G149),\"\")","v":""},{"$f":"IFERROR(IF(OR(W164=\"\",'Cost scenario - input'!$G149=\"\"),\"\",W164/'Cost scenario - input'!$G149),\"\")","v":""}]
[{"$f":"IFERROR('Cost scenario - input'!A150,\"\")","v":""},{"$f":"IFERROR('Cost scenario - input'!B150,\"\")","v":""},{"$f":"IFERROR('Cost scenario - input'!C150,\"\")","v":""},{"$f":"IFERROR(repcalc('Cost scenario - input'!$CY150:$GK150,'Cost scenario - input'!$J150,'Cost scenario - input'!$H150,'Cost scenario - input'!$I150,20,TRUE,TRUE),\"\")","v":""},"","","","","","","","","","","","","","","","","","","",{"$f":"IFERROR(IF(OR(D165=\"\",'Cost scenario - input'!$G150=\"\"),\"\",D165/'Cost scenario - input'!$G150),\"\")","v":""},{"$f":"IFERROR(IF(OR(E165=\"\",'Cost scenario - input'!$G150=\"\"),\"\",E165/'Cost scenario - input'!$G150),\"\")","v":""},{"$f":"IFERROR(IF(OR(F165=\"\",'Cost scenario - input'!$G150=\"\"),\"\",F165/'Cost scenario - input'!$G150),\"\")","v":""},{"$f":"IFERROR(IF(OR(G165=\"\",'Cost scenario - input'!$G150=\"\"),\"\",G165/'Cost scenario - input'!$G150),\"\")","v":""},{"$f":"IFERROR(IF(OR(H165=\"\",'Cost scenario - input'!$G150=\"\"),\"\",H165/'Cost scenario - input'!$G150),\"\")","v":""},{"$f":"IFERROR(IF(OR(I165=\"\",'Cost scenario - input'!$G150=\"\"),\"\",I165/'Cost scenario - input'!$G150),\"\")","v":""},{"$f":"IFERROR(IF(OR(J165=\"\",'Cost scenario - input'!$G150=\"\"),\"\",J165/'Cost scenario - input'!$G150),\"\")","v":""},{"$f":"IFERROR(IF(OR(K165=\"\",'Cost scenario - input'!$G150=\"\"),\"\",K165/'Cost scenario - input'!$G150),\"\")","v":""},{"$f":"IFERROR(IF(OR(L165=\"\",'Cost scenario - input'!$G150=\"\"),\"\",L165/'Cost scenario - input'!$G150),\"\")","v":""},{"$f":"IFERROR(IF(OR(M165=\"\",'Cost scenario - input'!$G150=\"\"),\"\",M165/'Cost scenario - input'!$G150),\"\")","v":""},{"$f":"IFERROR(IF(OR(N165=\"\",'Cost scenario - input'!$G150=\"\"),\"\",N165/'Cost scenario - input'!$G150),\"\")","v":""},{"$f":"IFERROR(IF(OR(O165=\"\",'Cost scenario - input'!$G150=\"\"),\"\",O165/'Cost scenario - input'!$G150),\"\")","v":""},{"$f":"IFERROR(IF(OR(P165=\"\",'Cost scenario - input'!$G150=\"\"),\"\",P165/'Cost scenario - input'!$G150),\"\")","v":""},{"$f":"IFERROR(IF(OR(Q165=\"\",'Cost scenario - input'!$G150=\"\"),\"\",Q165/'Cost scenario - input'!$G150),\"\")","v":""},{"$f":"IFERROR(IF(OR(R165=\"\",'Cost scenario - input'!$G150=\"\"),\"\",R165/'Cost scenario - input'!$G150),\"\")","v":""},{"$f":"IFERROR(IF(OR(S165=\"\",'Cost scenario - input'!$G150=\"\"),\"\",S165/'Cost scenario - input'!$G150),\"\")","v":""},{"$f":"IFERROR(IF(OR(T165=\"\",'Cost scenario - input'!$G150=\"\"),\"\",T165/'Cost scenario - input'!$G150),\"\")","v":""},{"$f":"IFERROR(IF(OR(U165=\"\",'Cost scenario - input'!$G150=\"\"),\"\",U165/'Cost scenario - input'!$G150),\"\")","v":""},{"$f":"IFERROR(IF(OR(V165=\"\",'Cost scenario - input'!$G150=\"\"),\"\",V165/'Cost scenario - input'!$G150),\"\")","v":""},{"$f":"IFERROR(IF(OR(W165=\"\",'Cost scenario - input'!$G150=\"\"),\"\",W165/'Cost scenario - input'!$G150),\"\")","v":""}]
[{"$f":"IFERROR('Cost scenario - input'!A151,\"\")","v":""},{"$f":"IFERROR('Cost scenario - input'!B151,\"\")","v":""},{"$f":"IFERROR('Cost scenario - input'!C151,\"\")","v":""},{"$f":"IFERROR(repcalc('Cost scenario - input'!$CY151:$GK151,'Cost scenario - input'!$J151,'Cost scenario - input'!$H151,'Cost scenario - input'!$I151,20,TRUE,TRUE),\"\")","v":""},"","","","","","","","","","","","","","","","","","","",{"$f":"IFERROR(IF(OR(D166=\"\",'Cost scenario - input'!$G151=\"\"),\"\",D166/'Cost scenario - input'!$G151),\"\")","v":""},{"$f":"IFERROR(IF(OR(E166=\"\",'Cost scenario - input'!$G151=\"\"),\"\",E166/'Cost scenario - input'!$G151),\"\")","v":""},{"$f":"IFERROR(IF(OR(F166=\"\",'Cost scenario - input'!$G151=\"\"),\"\",F166/'Cost scenario - input'!$G151),\"\")","v":""},{"$f":"IFERROR(IF(OR(G166=\"\",'Cost scenario - input'!$G151=\"\"),\"\",G166/'Cost scenario - input'!$G151),\"\")","v":""},{"$f":"IFERROR(IF(OR(H166=\"\",'Cost scenario - input'!$G151=\"\"),\"\",H166/'Cost scenario - input'!$G151),\"\")","v":""},{"$f":"IFERROR(IF(OR(I166=\"\",'Cost scenario - input'!$G151=\"\"),\"\",I166/'Cost scenario - input'!$G151),\"\")","v":""},{"$f":"IFERROR(IF(OR(J166=\"\",'Cost scenario - input'!$G151=\"\"),\"\",J166/'Cost scenario - input'!$G151),\"\")","v":""},{"$f":"IFERROR(IF(OR(K166=\"\",'Cost scenario - input'!$G151=\"\"),\"\",K166/'Cost scenario - input'!$G151),\"\")","v":""},{"$f":"IFERROR(IF(OR(L166=\"\",'Cost scenario - input'!$G151=\"\"),\"\",L166/'Cost scenario - input'!$G151),\"\")","v":""},{"$f":"IFERROR(IF(OR(M166=\"\",'Cost scenario - input'!$G151=\"\"),\"\",M166/'Cost scenario - input'!$G151),\"\")","v":""},{"$f":"IFERROR(IF(OR(N166=\"\",'Cost scenario - input'!$G151=\"\"),\"\",N166/'Cost scenario - input'!$G151),\"\")","v":""},{"$f":"IFERROR(IF(OR(O166=\"\",'Cost scenario - input'!$G151=\"\"),\"\",O166/'Cost scenario - input'!$G151),\"\")","v":""},{"$f":"IFERROR(IF(OR(P166=\"\",'Cost scenario - input'!$G151=\"\"),\"\",P166/'Cost scenario - input'!$G151),\"\")","v":""},{"$f":"IFERROR(IF(OR(Q166=\"\",'Cost scenario - input'!$G151=\"\"),\"\",Q166/'Cost scenario - input'!$G151),\"\")","v":""},{"$f":"IFERROR(IF(OR(R166=\"\",'Cost scenario - input'!$G151=\"\"),\"\",R166/'Cost scenario - input'!$G151),\"\")","v":""},{"$f":"IFERROR(IF(OR(S166=\"\",'Cost scenario - input'!$G151=\"\"),\"\",S166/'Cost scenario - input'!$G151),\"\")","v":""},{"$f":"IFERROR(IF(OR(T166=\"\",'Cost scenario - input'!$G151=\"\"),\"\",T166/'Cost scenario - input'!$G151),\"\")","v":""},{"$f":"IFERROR(IF(OR(U166=\"\",'Cost scenario - input'!$G151=\"\"),\"\",U166/'Cost scenario - input'!$G151),\"\")","v":""},{"$f":"IFERROR(IF(OR(V166=\"\",'Cost scenario - input'!$G151=\"\"),\"\",V166/'Cost scenario - input'!$G151),\"\")","v":""},{"$f":"IFERROR(IF(OR(W166=\"\",'Cost scenario - input'!$G151=\"\"),\"\",W166/'Cost scenario - input'!$G151),\"\")","v":""}]
[{"$f":"IFERROR('Cost scenario - input'!A152,\"\")","v":""},{"$f":"IFERROR('Cost scenario - input'!B152,\"\")","v":""},{"$f":"IFERROR('Cost scenario - input'!C152,\"\")","v":""},{"$f":"IFERROR(repcalc('Cost scenario - input'!$CY152:$GK152,'Cost scenario - input'!$J152,'Cost scenario - input'!$H152,'Cost scenario - input'!$I152,20,TRUE,TRUE),\"\")","v":""},"","","","","","","","","","","","","","","","","","","",{"$f":"IFERROR(IF(OR(D167=\"\",'Cost scenario - input'!$G152=\"\"),\"\",D167/'Cost scenario - input'!$G152),\"\")","v":""},{"$f":"IFERROR(IF(OR(E167=\"\",'Cost scenario - input'!$G152=\"\"),\"\",E167/'Cost scenario - input'!$G152),\"\")","v":""},{"$f":"IFERROR(IF(OR(F167=\"\",'Cost scenario - input'!$G152=\"\"),\"\",F167/'Cost scenario - input'!$G152),\"\")","v":""},{"$f":"IFERROR(IF(OR(G167=\"\",'Cost scenario - input'!$G152=\"\"),\"\",G167/'Cost scenario - input'!$G152),\"\")","v":""},{"$f":"IFERROR(IF(OR(H167=\"\",'Cost scenario - input'!$G152=\"\"),\"\",H167/'Cost scenario - input'!$G152),\"\")","v":""},{"$f":"IFERROR(IF(OR(I167=\"\",'Cost scenario - input'!$G152=\"\"),\"\",I167/'Cost scenario - input'!$G152),\"\")","v":""},{"$f":"IFERROR(IF(OR(J167=\"\",'Cost scenario - input'!$G152=\"\"),\"\",J167/'Cost scenario - input'!$G152),\"\")","v":""},{"$f":"IFERROR(IF(OR(K167=\"\",'Cost scenario - input'!$G152=\"\"),\"\",K167/'Cost scenario - input'!$G152),\"\")","v":""},{"$f":"IFERROR(IF(OR(L167=\"\",'Cost scenario - input'!$G152=\"\"),\"\",L167/'Cost scenario - input'!$G152),\"\")","v":""},{"$f":"IFERROR(IF(OR(M167=\"\",'Cost scenario - input'!$G152=\"\"),\"\",M167/'Cost scenario - input'!$G152),\"\")","v":""},{"$f":"IFERROR(IF(OR(N167=\"\",'Cost scenario - input'!$G152=\"\"),\"\",N167/'Cost scenario - input'!$G152),\"\")","v":""},{"$f":"IFERROR(IF(OR(O167=\"\",'Cost scenario - input'!$G152=\"\"),\"\",O167/'Cost scenario - input'!$G152),\"\")","v":""},{"$f":"IFERROR(IF(OR(P167=\"\",'Cost scenario - input'!$G152=\"\"),\"\",P167/'Cost scenario - input'!$G152),\"\")","v":""},{"$f":"IFERROR(IF(OR(Q167=\"\",'Cost scenario - input'!$G152=\"\"),\"\",Q167/'Cost scenario - input'!$G152),\"\")","v":""},{"$f":"IFERROR(IF(OR(R167=\"\",'Cost scenario - input'!$G152=\"\"),\"\",R167/'Cost scenario - input'!$G152),\"\")","v":""},{"$f":"IFERROR(IF(OR(S167=\"\",'Cost scenario - input'!$G152=\"\"),\"\",S167/'Cost scenario - input'!$G152),\"\")","v":""},{"$f":"IFERROR(IF(OR(T167=\"\",'Cost scenario - input'!$G152=\"\"),\"\",T167/'Cost scenario - input'!$G152),\"\")","v":""},{"$f":"IFERROR(IF(OR(U167=\"\",'Cost scenario - input'!$G152=\"\"),\"\",U167/'Cost scenario - input'!$G152),\"\")","v":""},{"$f":"IFERROR(IF(OR(V167=\"\",'Cost scenario - input'!$G152=\"\"),\"\",V167/'Cost scenario - input'!$G152),\"\")","v":""},{"$f":"IFERROR(IF(OR(W167=\"\",'Cost scenario - input'!$G152=\"\"),\"\",W167/'Cost scenario - input'!$G152),\"\")","v":""}]
[{"$f":"IFERROR('Cost scenario - input'!A153,\"\")","v":""},{"$f":"IFERROR('Cost scenario - input'!B153,\"\")","v":""},{"$f":"IFERROR('Cost scenario - input'!C153,\"\")","v":""},{"$f":"IFERROR(repcalc('Cost scenario - input'!$CY153:$GK153,'Cost scenario - input'!$J153,'Cost scenario - input'!$H153,'Cost scenario - input'!$I153,20,TRUE,TRUE),\"\")","v":""},"","","","","","","","","","","","","","","","","","","",{"$f":"IFERROR(IF(OR(D168=\"\",'Cost scenario - input'!$G153=\"\"),\"\",D168/'Cost scenario - input'!$G153),\"\")","v":""},{"$f":"IFERROR(IF(OR(E168=\"\",'Cost scenario - input'!$G153=\"\"),\"\",E168/'Cost scenario - input'!$G153),\"\")","v":""},{"$f":"IFERROR(IF(OR(F168=\"\",'Cost scenario - input'!$G153=\"\"),\"\",F168/'Cost scenario - input'!$G153),\"\")","v":""},{"$f":"IFERROR(IF(OR(G168=\"\",'Cost scenario - input'!$G153=\"\"),\"\",G168/'Cost scenario - input'!$G153),\"\")","v":""},{"$f":"IFERROR(IF(OR(H168=\"\",'Cost scenario - input'!$G153=\"\"),\"\",H168/'Cost scenario - input'!$G153),\"\")","v":""},{"$f":"IFERROR(IF(OR(I168=\"\",'Cost scenario - input'!$G153=\"\"),\"\",I168/'Cost scenario - input'!$G153),\"\")","v":""},{"$f":"IFERROR(IF(OR(J168=\"\",'Cost scenario - input'!$G153=\"\"),\"\",J168/'Cost scenario - input'!$G153),\"\")","v":""},{"$f":"IFERROR(IF(OR(K168=\"\",'Cost scenario - input'!$G153=\"\"),\"\",K168/'Cost scenario - input'!$G153),\"\")","v":""},{"$f":"IFERROR(IF(OR(L168=\"\",'Cost scenario - input'!$G153=\"\"),\"\",L168/'Cost scenario - input'!$G153),\"\")","v":""},{"$f":"IFERROR(IF(OR(M168=\"\",'Cost scenario - input'!$G153=\"\"),\"\",M168/'Cost scenario - input'!$G153),\"\")","v":""},{"$f":"IFERROR(IF(OR(N168=\"\",'Cost scenario - input'!$G153=\"\"),\"\",N168/'Cost scenario - input'!$G153),\"\")","v":""},{"$f":"IFERROR(IF(OR(O168=\"\",'Cost scenario - input'!$G153=\"\"),\"\",O168/'Cost scenario - input'!$G153),\"\")","v":""},{"$f":"IFERROR(IF(OR(P168=\"\",'Cost scenario - input'!$G153=\"\"),\"\",P168/'Cost scenario - input'!$G153),\"\")","v":""},{"$f":"IFERROR(IF(OR(Q168=\"\",'Cost scenario - input'!$G153=\"\"),\"\",Q168/'Cost scenario - input'!$G153),\"\")","v":""},{"$f":"IFERROR(IF(OR(R168=\"\",'Cost scenario - input'!$G153=\"\"),\"\",R168/'Cost scenario - input'!$G153),\"\")","v":""},{"$f":"IFERROR(IF(OR(S168=\"\",'Cost scenario - input'!$G153=\"\"),\"\",S168/'Cost scenario - input'!$G153),\"\")","v":""},{"$f":"IFERROR(IF(OR(T168=\"\",'Cost scenario - input'!$G153=\"\"),\"\",T168/'Cost scenario - input'!$G153),\"\")","v":""},{"$f":"IFERROR(IF(OR(U168=\"\",'Cost scenario - input'!$G153=\"\"),\"\",U168/'Cost scenario - input'!$G153),\"\")","v":""},{"$f":"IFERROR(IF(OR(V168=\"\",'Cost scenario - input'!$G153=\"\"),\"\",V168/'Cost scenario - input'!$G153),\"\")","v":""},{"$f":"IFERROR(IF(OR(W168=\"\",'Cost scenario - input'!$G153=\"\"),\"\",W168/'Cost scenario - input'!$G153),\"\")","v":""}]
[{"$f":"IFERROR('Cost scenario - input'!A154,\"\")","v":""},{"$f":"IFERROR('Cost scenario - input'!B154,\"\")","v":""},{"$f":"IFERROR('Cost scenario - input'!C154,\"\")","v":""},{"$f":"IFERROR(repcalc('Cost scenario - input'!$CY154:$GK154,'Cost scenario - input'!$J154,'Cost scenario - input'!$H154,'Cost scenario - input'!$I154,20,TRUE,TRUE),\"\")","v":""},"","","","","","","","","","","","","","","","","","","",{"$f":"IFERROR(IF(OR(D169=\"\",'Cost scenario - input'!$G154=\"\"),\"\",D169/'Cost scenario - input'!$G154),\"\")","v":""},{"$f":"IFERROR(IF(OR(E169=\"\",'Cost scenario - input'!$G154=\"\"),\"\",E169/'Cost scenario - input'!$G154),\"\")","v":""},{"$f":"IFERROR(IF(OR(F169=\"\",'Cost scenario - input'!$G154=\"\"),\"\",F169/'Cost scenario - input'!$G154),\"\")","v":""},{"$f":"IFERROR(IF(OR(G169=\"\",'Cost scenario - input'!$G154=\"\"),\"\",G169/'Cost scenario - input'!$G154),\"\")","v":""},{"$f":"IFERROR(IF(OR(H169=\"\",'Cost scenario - input'!$G154=\"\"),\"\",H169/'Cost scenario - input'!$G154),\"\")","v":""},{"$f":"IFERROR(IF(OR(I169=\"\",'Cost scenario - input'!$G154=\"\"),\"\",I169/'Cost scenario - input'!$G154),\"\")","v":""},{"$f":"IFERROR(IF(OR(J169=\"\",'Cost scenario - input'!$G154=\"\"),\"\",J169/'Cost scenario - input'!$G154),\"\")","v":""},{"$f":"IFERROR(IF(OR(K169=\"\",'Cost scenario - input'!$G154=\"\"),\"\",K169/'Cost scenario - input'!$G154),\"\")","v":""},{"$f":"IFERROR(IF(OR(L169=\"\",'Cost scenario - input'!$G154=\"\"),\"\",L169/'Cost scenario - input'!$G154),\"\")","v":""},{"$f":"IFERROR(IF(OR(M169=\"\",'Cost scenario - input'!$G154=\"\"),\"\",M169/'Cost scenario - input'!$G154),\"\")","v":""},{"$f":"IFERROR(IF(OR(N169=\"\",'Cost scenario - input'!$G154=\"\"),\"\",N169/'Cost scenario - input'!$G154),\"\")","v":""},{"$f":"IFERROR(IF(OR(O169=\"\",'Cost scenario - input'!$G154=\"\"),\"\",O169/'Cost scenario - input'!$G154),\"\")","v":""},{"$f":"IFERROR(IF(OR(P169=\"\",'Cost scenario - input'!$G154=\"\"),\"\",P169/'Cost scenario - input'!$G154),\"\")","v":""},{"$f":"IFERROR(IF(OR(Q169=\"\",'Cost scenario - input'!$G154=\"\"),\"\",Q169/'Cost scenario - input'!$G154),\"\")","v":""},{"$f":"IFERROR(IF(OR(R169=\"\",'Cost scenario - input'!$G154=\"\"),\"\",R169/'Cost scenario - input'!$G154),\"\")","v":""},{"$f":"IFERROR(IF(OR(S169=\"\",'Cost scenario - input'!$G154=\"\"),\"\",S169/'Cost scenario - input'!$G154),\"\")","v":""},{"$f":"IFERROR(IF(OR(T169=\"\",'Cost scenario - input'!$G154=\"\"),\"\",T169/'Cost scenario - input'!$G154),\"\")","v":""},{"$f":"IFERROR(IF(OR(U169=\"\",'Cost scenario - input'!$G154=\"\"),\"\",U169/'Cost scenario - input'!$G154),\"\")","v":""},{"$f":"IFERROR(IF(OR(V169=\"\",'Cost scenario - input'!$G154=\"\"),\"\",V169/'Cost scenario - input'!$G154),\"\")","v":""},{"$f":"IFERROR(IF(OR(W169=\"\",'Cost scenario - input'!$G154=\"\"),\"\",W169/'Cost scenario - input'!$G154),\"\")","v":""}]
[{"$f":"IFERROR('Cost scenario - input'!A155,\"\")","v":""},{"$f":"IFERROR('Cost scenario - input'!B155,\"\")","v":""},{"$f":"IFERROR('Cost scenario - input'!C155,\"\")","v":""},{"$f":"IFERROR(repcalc('Cost scenario - input'!$CY155:$GK155,'Cost scenario - input'!$J155,'Cost scenario - input'!$H155,'Cost scenario - input'!$I155,20,TRUE,TRUE),\"\")","v":""},"","","","","","","","","","","","","","","","","","","",{"$f":"IFERROR(IF(OR(D170=\"\",'Cost scenario - input'!$G155=\"\"),\"\",D170/'Cost scenario - input'!$G155),\"\")","v":""},{"$f":"IFERROR(IF(OR(E170=\"\",'Cost scenario - input'!$G155=\"\"),\"\",E170/'Cost scenario - input'!$G155),\"\")","v":""},{"$f":"IFERROR(IF(OR(F170=\"\",'Cost scenario - input'!$G155=\"\"),\"\",F170/'Cost scenario - input'!$G155),\"\")","v":""},{"$f":"IFERROR(IF(OR(G170=\"\",'Cost scenario - input'!$G155=\"\"),\"\",G170/'Cost scenario - input'!$G155),\"\")","v":""},{"$f":"IFERROR(IF(OR(H170=\"\",'Cost scenario - input'!$G155=\"\"),\"\",H170/'Cost scenario - input'!$G155),\"\")","v":""},{"$f":"IFERROR(IF(OR(I170=\"\",'Cost scenario - input'!$G155=\"\"),\"\",I170/'Cost scenario - input'!$G155),\"\")","v":""},{"$f":"IFERROR(IF(OR(J170=\"\",'Cost scenario - input'!$G155=\"\"),\"\",J170/'Cost scenario - input'!$G155),\"\")","v":""},{"$f":"IFERROR(IF(OR(K170=\"\",'Cost scenario - input'!$G155=\"\"),\"\",K170/'Cost scenario - input'!$G155),\"\")","v":""},{"$f":"IFERROR(IF(OR(L170=\"\",'Cost scenario - input'!$G155=\"\"),\"\",L170/'Cost scenario - input'!$G155),\"\")","v":""},{"$f":"IFERROR(IF(OR(M170=\"\",'Cost scenario - input'!$G155=\"\"),\"\",M170/'Cost scenario - input'!$G155),\"\")","v":""},{"$f":"IFERROR(IF(OR(N170=\"\",'Cost scenario - input'!$G155=\"\"),\"\",N170/'Cost scenario - input'!$G155),\"\")","v":""},{"$f":"IFERROR(IF(OR(O170=\"\",'Cost scenario - input'!$G155=\"\"),\"\",O170/'Cost scenario - input'!$G155),\"\")","v":""},{"$f":"IFERROR(IF(OR(P170=\"\",'Cost scenario - input'!$G155=\"\"),\"\",P170/'Cost scenario - input'!$G155),\"\")","v":""},{"$f":"IFERROR(IF(OR(Q170=\"\",'Cost scenario - input'!$G155=\"\"),\"\",Q170/'Cost scenario - input'!$G155),\"\")","v":""},{"$f":"IFERROR(IF(OR(R170=\"\",'Cost scenario - input'!$G155=\"\"),\"\",R170/'Cost scenario - input'!$G155),\"\")","v":""},{"$f":"IFERROR(IF(OR(S170=\"\",'Cost scenario - input'!$G155=\"\"),\"\",S170/'Cost scenario - input'!$G155),\"\")","v":""},{"$f":"IFERROR(IF(OR(T170=\"\",'Cost scenario - input'!$G155=\"\"),\"\",T170/'Cost scenario - input'!$G155),\"\")","v":""},{"$f":"IFERROR(IF(OR(U170=\"\",'Cost scenario - input'!$G155=\"\"),\"\",U170/'Cost scenario - input'!$G155),\"\")","v":""},{"$f":"IFERROR(IF(OR(V170=\"\",'Cost scenario - input'!$G155=\"\"),\"\",V170/'Cost scenario - input'!$G155),\"\")","v":""},{"$f":"IFERROR(IF(OR(W170=\"\",'Cost scenario - input'!$G155=\"\"),\"\",W170/'Cost scenario - input'!$G155),\"\")","v":""}]
[{"$f":"IFERROR('Cost scenario - input'!A156,\"\")","v":""},{"$f":"IFERROR('Cost scenario - input'!B156,\"\")","v":""},{"$f":"IFERROR('Cost scenario - input'!C156,\"\")","v":""},{"$f":"IFERROR(repcalc('Cost scenario - input'!$CY156:$GK156,'Cost scenario - input'!$J156,'Cost scenario - input'!$H156,'Cost scenario - input'!$I156,20,TRUE,TRUE),\"\")","v":""},"","","","","","","","","","","","","","","","","","","",{"$f":"IFERROR(IF(OR(D171=\"\",'Cost scenario - input'!$G156=\"\"),\"\",D171/'Cost scenario - input'!$G156),\"\")","v":""},{"$f":"IFERROR(IF(OR(E171=\"\",'Cost scenario - input'!$G156=\"\"),\"\",E171/'Cost scenario - input'!$G156),\"\")","v":""},{"$f":"IFERROR(IF(OR(F171=\"\",'Cost scenario - input'!$G156=\"\"),\"\",F171/'Cost scenario - input'!$G156),\"\")","v":""},{"$f":"IFERROR(IF(OR(G171=\"\",'Cost scenario - input'!$G156=\"\"),\"\",G171/'Cost scenario - input'!$G156),\"\")","v":""},{"$f":"IFERROR(IF(OR(H171=\"\",'Cost scenario - input'!$G156=\"\"),\"\",H171/'Cost scenario - input'!$G156),\"\")","v":""},{"$f":"IFERROR(IF(OR(I171=\"\",'Cost scenario - input'!$G156=\"\"),\"\",I171/'Cost scenario - input'!$G156),\"\")","v":""},{"$f":"IFERROR(IF(OR(J171=\"\",'Cost scenario - input'!$G156=\"\"),\"\",J171/'Cost scenario - input'!$G156),\"\")","v":""},{"$f":"IFERROR(IF(OR(K171=\"\",'Cost scenario - input'!$G156=\"\"),\"\",K171/'Cost scenario - input'!$G156),\"\")","v":""},{"$f":"IFERROR(IF(OR(L171=\"\",'Cost scenario - input'!$G156=\"\"),\"\",L171/'Cost scenario - input'!$G156),\"\")","v":""},{"$f":"IFERROR(IF(OR(M171=\"\",'Cost scenario - input'!$G156=\"\"),\"\",M171/'Cost scenario - input'!$G156),\"\")","v":""},{"$f":"IFERROR(IF(OR(N171=\"\",'Cost scenario - input'!$G156=\"\"),\"\",N171/'Cost scenario - input'!$G156),\"\")","v":""},{"$f":"IFERROR(IF(OR(O171=\"\",'Cost scenario - input'!$G156=\"\"),\"\",O171/'Cost scenario - input'!$G156),\"\")","v":""},{"$f":"IFERROR(IF(OR(P171=\"\",'Cost scenario - input'!$G156=\"\"),\"\",P171/'Cost scenario - input'!$G156),\"\")","v":""},{"$f":"IFERROR(IF(OR(Q171=\"\",'Cost scenario - input'!$G156=\"\"),\"\",Q171/'Cost scenario - input'!$G156),\"\")","v":""},{"$f":"IFERROR(IF(OR(R171=\"\",'Cost scenario - input'!$G156=\"\"),\"\",R171/'Cost scenario - input'!$G156),\"\")","v":""},{"$f":"IFERROR(IF(OR(S171=\"\",'Cost scenario - input'!$G156=\"\"),\"\",S171/'Cost scenario - input'!$G156),\"\")","v":""},{"$f":"IFERROR(IF(OR(T171=\"\",'Cost scenario - input'!$G156=\"\"),\"\",T171/'Cost scenario - input'!$G156),\"\")","v":""},{"$f":"IFERROR(IF(OR(U171=\"\",'Cost scenario - input'!$G156=\"\"),\"\",U171/'Cost scenario - input'!$G156),\"\")","v":""},{"$f":"IFERROR(IF(OR(V171=\"\",'Cost scenario - input'!$G156=\"\"),\"\",V171/'Cost scenario - input'!$G156),\"\")","v":""},{"$f":"IFERROR(IF(OR(W171=\"\",'Cost scenario - input'!$G156=\"\"),\"\",W171/'Cost scenario - input'!$G156),\"\")","v":""}]
[{"$f":"IFERROR('Cost scenario - input'!A157,\"\")","v":""},{"$f":"IFERROR('Cost scenario - input'!B157,\"\")","v":""},{"$f":"IFERROR('Cost scenario - input'!C157,\"\")","v":""},{"$f":"IFERROR(repcalc('Cost scenario - input'!$CY157:$GK157,'Cost scenario - input'!$J157,'Cost scenario - input'!$H157,'Cost scenario - input'!$I157,20,TRUE,TRUE),\"\")","v":""},"","","","","","","","","","","","","","","","","","","",{"$f":"IFERROR(IF(OR(D172=\"\",'Cost scenario - input'!$G157=\"\"),\"\",D172/'Cost scenario - input'!$G157),\"\")","v":""},{"$f":"IFERROR(IF(OR(E172=\"\",'Cost scenario - input'!$G157=\"\"),\"\",E172/'Cost scenario - input'!$G157),\"\")","v":""},{"$f":"IFERROR(IF(OR(F172=\"\",'Cost scenario - input'!$G157=\"\"),\"\",F172/'Cost scenario - input'!$G157),\"\")","v":""},{"$f":"IFERROR(IF(OR(G172=\"\",'Cost scenario - input'!$G157=\"\"),\"\",G172/'Cost scenario - input'!$G157),\"\")","v":""},{"$f":"IFERROR(IF(OR(H172=\"\",'Cost scenario - input'!$G157=\"\"),\"\",H172/'Cost scenario - input'!$G157),\"\")","v":""},{"$f":"IFERROR(IF(OR(I172=\"\",'Cost scenario - input'!$G157=\"\"),\"\",I172/'Cost scenario - input'!$G157),\"\")","v":""},{"$f":"IFERROR(IF(OR(J172=\"\",'Cost scenario - input'!$G157=\"\"),\"\",J172/'Cost scenario - input'!$G157),\"\")","v":""},{"$f":"IFERROR(IF(OR(K172=\"\",'Cost scenario - input'!$G157=\"\"),\"\",K172/'Cost scenario - input'!$G157),\"\")","v":""},{"$f":"IFERROR(IF(OR(L172=\"\",'Cost scenario - input'!$G157=\"\"),\"\",L172/'Cost scenario - input'!$G157),\"\")","v":""},{"$f":"IFERROR(IF(OR(M172=\"\",'Cost scenario - input'!$G157=\"\"),\"\",M172/'Cost scenario - input'!$G157),\"\")","v":""},{"$f":"IFERROR(IF(OR(N172=\"\",'Cost scenario - input'!$G157=\"\"),\"\",N172/'Cost scenario - input'!$G157),\"\")","v":""},{"$f":"IFERROR(IF(OR(O172=\"\",'Cost scenario - input'!$G157=\"\"),\"\",O172/'Cost scenario - input'!$G157),\"\")","v":""},{"$f":"IFERROR(IF(OR(P172=\"\",'Cost scenario - input'!$G157=\"\"),\"\",P172/'Cost scenario - input'!$G157),\"\")","v":""},{"$f":"IFERROR(IF(OR(Q172=\"\",'Cost scenario - input'!$G157=\"\"),\"\",Q172/'Cost scenario - input'!$G157),\"\")","v":""},{"$f":"IFERROR(IF(OR(R172=\"\",'Cost scenario - input'!$G157=\"\"),\"\",R172/'Cost scenario - input'!$G157),\"\")","v":""},{"$f":"IFERROR(IF(OR(S172=\"\",'Cost scenario - input'!$G157=\"\"),\"\",S172/'Cost scenario - input'!$G157),\"\")","v":""},{"$f":"IFERROR(IF(OR(T172=\"\",'Cost scenario - input'!$G157=\"\"),\"\",T172/'Cost scenario - input'!$G157),\"\")","v":""},{"$f":"IFERROR(IF(OR(U172=\"\",'Cost scenario - input'!$G157=\"\"),\"\",U172/'Cost scenario - input'!$G157),\"\")","v":""},{"$f":"IFERROR(IF(OR(V172=\"\",'Cost scenario - input'!$G157=\"\"),\"\",V172/'Cost scenario - input'!$G157),\"\")","v":""},{"$f":"IFERROR(IF(OR(W172=\"\",'Cost scenario - input'!$G157=\"\"),\"\",W172/'Cost scenario - input'!$G157),\"\")","v":""}]
[{"$f":"IFERROR('Cost scenario - input'!A158,\"\")","v":""},{"$f":"IFERROR('Cost scenario - input'!B158,\"\")","v":""},{"$f":"IFERROR('Cost scenario - input'!C158,\"\")","v":""},{"$f":"IFERROR(repcalc('Cost scenario - input'!$CY158:$GK158,'Cost scenario - input'!$J158,'Cost scenario - input'!$H158,'Cost scenario - input'!$I158,20,TRUE,TRUE),\"\")","v":""},"","","","","","","","","","","","","","","","","","","",{"$f":"IFERROR(IF(OR(D173=\"\",'Cost scenario - input'!$G158=\"\"),\"\",D173/'Cost scenario - input'!$G158),\"\")","v":""},{"$f":"IFERROR(IF(OR(E173=\"\",'Cost scenario - input'!$G158=\"\"),\"\",E173/'Cost scenario - input'!$G158),\"\")","v":""},{"$f":"IFERROR(IF(OR(F173=\"\",'Cost scenario - input'!$G158=\"\"),\"\",F173/'Cost scenario - input'!$G158),\"\")","v":""},{"$f":"IFERROR(IF(OR(G173=\"\",'Cost scenario - input'!$G158=\"\"),\"\",G173/'Cost scenario - input'!$G158),\"\")","v":""},{"$f":"IFERROR(IF(OR(H173=\"\",'Cost scenario - input'!$G158=\"\"),\"\",H173/'Cost scenario - input'!$G158),\"\")","v":""},{"$f":"IFERROR(IF(OR(I173=\"\",'Cost scenario - input'!$G158=\"\"),\"\",I173/'Cost scenario - input'!$G158),\"\")","v":""},{"$f":"IFERROR(IF(OR(J173=\"\",'Cost scenario - input'!$G158=\"\"),\"\",J173/'Cost scenario - input'!$G158),\"\")","v":""},{"$f":"IFERROR(IF(OR(K173=\"\",'Cost scenario - input'!$G158=\"\"),\"\",K173/'Cost scenario - input'!$G158),\"\")","v":""},{"$f":"IFERROR(IF(OR(L173=\"\",'Cost scenario - input'!$G158=\"\"),\"\",L173/'Cost scenario - input'!$G158),\"\")","v":""},{"$f":"IFERROR(IF(OR(M173=\"\",'Cost scenario - input'!$G158=\"\"),\"\",M173/'Cost scenario - input'!$G158),\"\")","v":""},{"$f":"IFERROR(IF(OR(N173=\"\",'Cost scenario - input'!$G158=\"\"),\"\",N173/'Cost scenario - input'!$G158),\"\")","v":""},{"$f":"IFERROR(IF(OR(O173=\"\",'Cost scenario - input'!$G158=\"\"),\"\",O173/'Cost scenario - input'!$G158),\"\")","v":""},{"$f":"IFERROR(IF(OR(P173=\"\",'Cost scenario - input'!$G158=\"\"),\"\",P173/'Cost scenario - input'!$G158),\"\")","v":""},{"$f":"IFERROR(IF(OR(Q173=\"\",'Cost scenario - input'!$G158=\"\"),\"\",Q173/'Cost scenario - input'!$G158),\"\")","v":""},{"$f":"IFERROR(IF(OR(R173=\"\",'Cost scenario - input'!$G158=\"\"),\"\",R173/'Cost scenario - input'!$G158),\"\")","v":""},{"$f":"IFERROR(IF(OR(S173=\"\",'Cost scenario - input'!$G158=\"\"),\"\",S173/'Cost scenario - input'!$G158),\"\")","v":""},{"$f":"IFERROR(IF(OR(T173=\"\",'Cost scenario - input'!$G158=\"\"),\"\",T173/'Cost scenario - input'!$G158),\"\")","v":""},{"$f":"IFERROR(IF(OR(U173=\"\",'Cost scenario - input'!$G158=\"\"),\"\",U173/'Cost scenario - input'!$G158),\"\")","v":""},{"$f":"IFERROR(IF(OR(V173=\"\",'Cost scenario - input'!$G158=\"\"),\"\",V173/'Cost scenario - input'!$G158),\"\")","v":""},{"$f":"IFERROR(IF(OR(W173=\"\",'Cost scenario - input'!$G158=\"\"),\"\",W173/'Cost scenario - input'!$G158),\"\")","v":""}]
[{"$f":"IFERROR('Cost scenario - input'!A159,\"\")","v":""},{"$f":"IFERROR('Cost scenario - input'!B159,\"\")","v":""},{"$f":"IFERROR('Cost scenario - input'!C159,\"\")","v":""},{"$f":"IFERROR(repcalc('Cost scenario - input'!$CY159:$GK159,'Cost scenario - input'!$J159,'Cost scenario - input'!$H159,'Cost scenario - input'!$I159,20,TRUE,TRUE),\"\")","v":""},"","","","","","","","","","","","","","","","","","","",{"$f":"IFERROR(IF(OR(D174=\"\",'Cost scenario - input'!$G159=\"\"),\"\",D174/'Cost scenario - input'!$G159),\"\")","v":""},{"$f":"IFERROR(IF(OR(E174=\"\",'Cost scenario - input'!$G159=\"\"),\"\",E174/'Cost scenario - input'!$G159),\"\")","v":""},{"$f":"IFERROR(IF(OR(F174=\"\",'Cost scenario - input'!$G159=\"\"),\"\",F174/'Cost scenario - input'!$G159),\"\")","v":""},{"$f":"IFERROR(IF(OR(G174=\"\",'Cost scenario - input'!$G159=\"\"),\"\",G174/'Cost scenario - input'!$G159),\"\")","v":""},{"$f":"IFERROR(IF(OR(H174=\"\",'Cost scenario - input'!$G159=\"\"),\"\",H174/'Cost scenario - input'!$G159),\"\")","v":""},{"$f":"IFERROR(IF(OR(I174=\"\",'Cost scenario - input'!$G159=\"\"),\"\",I174/'Cost scenario - input'!$G159),\"\")","v":""},{"$f":"IFERROR(IF(OR(J174=\"\",'Cost scenario - input'!$G159=\"\"),\"\",J174/'Cost scenario - input'!$G159),\"\")","v":""},{"$f":"IFERROR(IF(OR(K174=\"\",'Cost scenario - input'!$G159=\"\"),\"\",K174/'Cost scenario - input'!$G159),\"\")","v":""},{"$f":"IFERROR(IF(OR(L174=\"\",'Cost scenario - input'!$G159=\"\"),\"\",L174/'Cost scenario - input'!$G159),\"\")","v":""},{"$f":"IFERROR(IF(OR(M174=\"\",'Cost scenario - input'!$G159=\"\"),\"\",M174/'Cost scenario - input'!$G159),\"\")","v":""},{"$f":"IFERROR(IF(OR(N174=\"\",'Cost scenario - input'!$G159=\"\"),\"\",N174/'Cost scenario - input'!$G159),\"\")","v":""},{"$f":"IFERROR(IF(OR(O174=\"\",'Cost scenario - input'!$G159=\"\"),\"\",O174/'Cost scenario - input'!$G159),\"\")","v":""},{"$f":"IFERROR(IF(OR(P174=\"\",'Cost scenario - input'!$G159=\"\"),\"\",P174/'Cost scenario - input'!$G159),\"\")","v":""},{"$f":"IFERROR(IF(OR(Q174=\"\",'Cost scenario - input'!$G159=\"\"),\"\",Q174/'Cost scenario - input'!$G159),\"\")","v":""},{"$f":"IFERROR(IF(OR(R174=\"\",'Cost scenario - input'!$G159=\"\"),\"\",R174/'Cost scenario - input'!$G159),\"\")","v":""},{"$f":"IFERROR(IF(OR(S174=\"\",'Cost scenario - input'!$G159=\"\"),\"\",S174/'Cost scenario - input'!$G159),\"\")","v":""},{"$f":"IFERROR(IF(OR(T174=\"\",'Cost scenario - input'!$G159=\"\"),\"\",T174/'Cost scenario - input'!$G159),\"\")","v":""},{"$f":"IFERROR(IF(OR(U174=\"\",'Cost scenario - input'!$G159=\"\"),\"\",U174/'Cost scenario - input'!$G159),\"\")","v":""},{"$f":"IFERROR(IF(OR(V174=\"\",'Cost scenario - input'!$G159=\"\"),\"\",V174/'Cost scenario - input'!$G159),\"\")","v":""},{"$f":"IFERROR(IF(OR(W174=\"\",'Cost scenario - input'!$G159=\"\"),\"\",W174/'Cost scenario - input'!$G159),\"\")","v":""}]
[{"$f":"IFERROR('Cost scenario - input'!A160,\"\")","v":""},{"$f":"IFERROR('Cost scenario - input'!B160,\"\")","v":""},{"$f":"IFERROR('Cost scenario - input'!C160,\"\")","v":""},{"$f":"IFERROR(repcalc('Cost scenario - input'!$CY160:$GK160,'Cost scenario - input'!$J160,'Cost scenario - input'!$H160,'Cost scenario - input'!$I160,20,TRUE,TRUE),\"\")","v":""},"","","","","","","","","","","","","","","","","","","",{"$f":"IFERROR(IF(OR(D175=\"\",'Cost scenario - input'!$G160=\"\"),\"\",D175/'Cost scenario - input'!$G160),\"\")","v":""},{"$f":"IFERROR(IF(OR(E175=\"\",'Cost scenario - input'!$G160=\"\"),\"\",E175/'Cost scenario - input'!$G160),\"\")","v":""},{"$f":"IFERROR(IF(OR(F175=\"\",'Cost scenario - input'!$G160=\"\"),\"\",F175/'Cost scenario - input'!$G160),\"\")","v":""},{"$f":"IFERROR(IF(OR(G175=\"\",'Cost scenario - input'!$G160=\"\"),\"\",G175/'Cost scenario - input'!$G160),\"\")","v":""},{"$f":"IFERROR(IF(OR(H175=\"\",'Cost scenario - input'!$G160=\"\"),\"\",H175/'Cost scenario - input'!$G160),\"\")","v":""},{"$f":"IFERROR(IF(OR(I175=\"\",'Cost scenario - input'!$G160=\"\"),\"\",I175/'Cost scenario - input'!$G160),\"\")","v":""},{"$f":"IFERROR(IF(OR(J175=\"\",'Cost scenario - input'!$G160=\"\"),\"\",J175/'Cost scenario - input'!$G160),\"\")","v":""},{"$f":"IFERROR(IF(OR(K175=\"\",'Cost scenario - input'!$G160=\"\"),\"\",K175/'Cost scenario - input'!$G160),\"\")","v":""},{"$f":"IFERROR(IF(OR(L175=\"\",'Cost scenario - input'!$G160=\"\"),\"\",L175/'Cost scenario - input'!$G160),\"\")","v":""},{"$f":"IFERROR(IF(OR(M175=\"\",'Cost scenario - input'!$G160=\"\"),\"\",M175/'Cost scenario - input'!$G160),\"\")","v":""},{"$f":"IFERROR(IF(OR(N175=\"\",'Cost scenario - input'!$G160=\"\"),\"\",N175/'Cost scenario - input'!$G160),\"\")","v":""},{"$f":"IFERROR(IF(OR(O175=\"\",'Cost scenario - input'!$G160=\"\"),\"\",O175/'Cost scenario - input'!$G160),\"\")","v":""},{"$f":"IFERROR(IF(OR(P175=\"\",'Cost scenario - input'!$G160=\"\"),\"\",P175/'Cost scenario - input'!$G160),\"\")","v":""},{"$f":"IFERROR(IF(OR(Q175=\"\",'Cost scenario - input'!$G160=\"\"),\"\",Q175/'Cost scenario - input'!$G160),\"\")","v":""},{"$f":"IFERROR(IF(OR(R175=\"\",'Cost scenario - input'!$G160=\"\"),\"\",R175/'Cost scenario - input'!$G160),\"\")","v":""},{"$f":"IFERROR(IF(OR(S175=\"\",'Cost scenario - input'!$G160=\"\"),\"\",S175/'Cost scenario - input'!$G160),\"\")","v":""},{"$f":"IFERROR(IF(OR(T175=\"\",'Cost scenario - input'!$G160=\"\"),\"\",T175/'Cost scenario - input'!$G160),\"\")","v":""},{"$f":"IFERROR(IF(OR(U175=\"\",'Cost scenario - input'!$G160=\"\"),\"\",U175/'Cost scenario - input'!$G160),\"\")","v":""},{"$f":"IFERROR(IF(OR(V175=\"\",'Cost scenario - input'!$G160=\"\"),\"\",V175/'Cost scenario - input'!$G160),\"\")","v":""},{"$f":"IFERROR(IF(OR(W175=\"\",'Cost scenario - input'!$G160=\"\"),\"\",W175/'Cost scenario - input'!$G160),\"\")","v":""}]

{"sheet":"Lives scenario - input","index":4,"n_rows":190,"n_cols":192,"rows_kept":190,"cut":false,"hidden":false,"merged":[[1,3,1,4],[2,5,3,5],[2,6,3,7],[2,8,3,8],[2,3,3,3],[2,4,3,4]]}
[null,"Unit cost - historical"]
[null,"Replacement lives - comparative",null,"Asset lives"]
[null,null,null,"Historical","NEM median","Unit cost","Replacement \nlife",null,"Method","Volume",null,null,null,null,null,null,null,null,null,null,null,null,null,null,null,null,null,null,null,null,null,null,null,null,null,null,null,null,null,null,null,null,null,null,null,null,null,null,null,null,null,null,null,null,null,null,null,null,null,null,null,null,null,null,null,null,null,null,null,null,null,null,null,null,null,null,null,null,null,null,null,null,null,null,null,null,null,null,null,null,null,null,null,null,null,null,null,null,null,null,null,"Replacement Cost (NOT depreciated)"]
[null,null,null,null,null,null,null,null,null,"Installation date",null,null,null,null,null,null,null,null,null,null,null,null,null,null,null,null,null,null,null,null,null,null,null,null,null,null,null,null,null,null,null,null,null,null,null,null,null,null,null,null,null,null,null,null,null,null,null,null,null,null,null,null,null,null,null,null,null,null,null,null,null,null,null,null,null,null,null,null,null,null,null,null,null,null,null,null,null,null,null,null,null,null,null,null,null,null,null,null,null,null,null,"Installation date"]
["ID","Asset group","Asset category",null,null,"$ ('000)","μ","σ","#",2019,2018,2017,2016,2015,2014,2013,2012,2011,2010,2009,2008,2007,2006,2005,2004,2003,2002,2001,2000,1999,1998,1997,1996,1995,1994,1993,1992,1991,1990,1989,1988,1987,1986,1985,1984,1983,1982,1981,1980,1979,1978,1977,1976,1975,1974,1973,1972,1971,1970,1969,1968,1967,1966,1965,1964,1963,1962,1961,1960,1959,1958,1957,1956,1955,1954,1953,1952,1951,1950,1949,1948,1947,1946,1945,1944,1943,1942,1941,1940,1939,1938,1937,1936,1935,1934,1933,1932,1931,1930,1929,null,{"$f":"J5","v":2019},{"$f":"K5","v":2018},2017,2016,2015,2014,2013,2012,2011,2010,2009,2008,2007,2006,2005,2004,2003,2002,2001,2000,1999,1998,1997,1996,1995,1994,1993,1992,1991,1990,1989,1988,1987,1986,1985,1984,1983,1982,1981,1980,1979,1978,1977,1976,1975,1974,1973,1972,1971,1970,1969,1968,1967,1966,1965,1964,1963,1962,1961,1960,1959,1958,1957,1956,1955,{"$f":"BW5","v":1954},1953,1952,1951,1950,1949,1948,1947,1946,1945,1944,1943,1942,1941,1940,1939,1938,1937,1936,1935,1934,1933,1932,1931,1930,1929]
[1,"OVERHEAD CONDUCTORS","˂ = 1 kv",101.28379007658168,72.67207791323176,199.42876224662416,101.28379007658168,10.063984801090553,2,23.6,25,19.7,23.1,29.8,78.5,103.1,35.299999999999997,52.8,59.3,60.8,48.1,67.099999999999994,60.5,61.2,51,49.9,42.4,68.099999999999994,61.9,50.5,23.1,30.7,12.8,45.2,64.599999999999994,127.9,111,76,132,273.5,288.2,224.6,395.6,309.10000000000002,278.2,219.4,163.19999999999999,225.9,381.3,163.19999999999999,263.8,192,329.6,283.10000000000002,228.7,310,250.9,186.1,199.6,278.60000000000002,269.3,282.7,188.8,221.9,219.5,126.8,147.69999999999999,130.19999999999999,120.6,97,83,93,19.100000000000001,32.9,23.2,32.200000000000003,42.2,33.1,51.5,18.399999999999999,7.9,4.8,3.2,1,0.9,0.5,4.9000000000000004,21.4,35,23.5,39.299999999999997,9.4,6.1,0,5.2,1.1000000000000001,0.2,0.3,0.9,0,null,{"$f":"IFERROR($F6*J6,\"\")","v":4706.5187890203306},{"$f":"IFERROR($F6*K6,\"\")","v":4985.7190561656043},3928.746616258496,4606.8044078970188,5942.9771149493999,15655.157836359997,20561.105387626951,7039.8353073058324,10529.838646621754,11826.125601224812,12125.268744594749,9592.5234640626222,13381.66994674848,12065.440115920761,12205.040249493399,10170.866874577832,9951.4952361065461,{"$f":"IFERROR($F6*AA6,\"\")","v":8455.7795192568647},13581.098708995105,12344.640383066035,10071.15249345452,4606.8044078970188,6122.4630009713619,2552.6881567567893,9014.1800535474122,12883.09804113192,25506.938691343232,22136.592609375282,15156.585930743437,26324.59661655439,54543.76647445171,57475.369279477083,44791.700000591787,{"$f":"IFERROR($F6*AQ6,\"\")","v":78894.018344764525},61643.430410431531,55481.081657010836,43754.670436909342,32546.77399864906,45050.957391512398,76042.187044637802,32546.77399864906,52609.307480659452,38290.322351351839,65731.720036487328,56458.282592019306,45609.357925802942,61822.916296453492,50036.676447678001,37113.692654096754,{"$f":"IFERROR($F6*BG6,\"\")","v":39805.980944426185},55560.853161909494,53706.165673015887,56378.511087120649,37652.150312162645,44253.242342525904,43774.613313134003,25287.567052871942,29455.628183826386,25965.624844510465,24051.108726942872,19344.589937922545,16552.587266469804,18546.874888936047,3809.0893589105217,6561.2062779139342,{"$f":"IFERROR($F6*BW6,\"\")","v":4626.7472841216804},6421.6061443412982,8415.8937668075396,6601.0920303632602,10270.581255701145,3669.4892253378844,1575.487221748331,957.25805878379595,638.17203918919733,199.42876224662416,179.48588602196176,99.71438112331208,977.20093500845849,4267.7755120777565,6980.0066786318457,4686.575912795668,{"$f":"IFERROR($F6*CM6,\"\")","v":7837.5503562923286},1874.6303651182673,1216.5154497044073,0,1037.0295636824458,219.37163847128659,39.885752449324833,59.828628673987247,179.48588602196176,0]
[1,"OVERHEAD CONDUCTORS","˃ 11 kv & < = 22 kv ; multiple-phase",80.00276734077157,73.980137793099516,78.501833135869077,80.00276734077157,8.9444266077134067,2,246.3,175.1,213.3,212.1,213,291.3,457.6,158.80000000000001,292.5,285.60000000000002,314,271.2,401.3,350.9,333.8,358.1,375.2,300.7,402.7,386.1,272.7,185.4,230.8,197.1,244.8,347.7,534,392.4,429.7,806.4,830.6,1083.3,746,983.9,1018.7,1105.4000000000001,754.9,629.79999999999995,1001,953.5,269.39999999999998,629.6,840.2,808,597.6,425.9,407.6,378.1,340.8,526,840.8,865.3,890.3,1065.3,1260.4000000000001,1238.4000000000001,540.6,505.9,488.1,432.2,390.6,382.7,349.9,58.4,152.5,101.7,61,87.2,85.6,72.5,49.4,15.1,14.4,11.9,17.2,18.5,3.4,27.3,47.4,119,98.6,172.6,53.8,28.3,1.7,1.6,0.8,2.1,0.4,0.5,0,null,{"$f":"IFERROR($F7*J7,\"\")","v":19335.001501364553},13745.670982090674,16744.441007880876,16650.238808117832,16720.890457940113,22867.583992478663,35922.438842973694,12466.09110197601,22961.786192241707,22420.123543604212,24649.575604662889,21289.697146447692,31502.785637424262,27546.293247376456,26203.911900753097,28111.506445954717,29453.887792578076,23605.501223955831,31612.688203814476,30309.557773759054,21407.449896151498,14554.239863390127,18118.223087758583,15472.711311079795,19217.248751660751,27295.087381341677,41919.978894554086,30804.119322515024,33732.237698482939,63303.878240764825,65203.62260265286,85041.035836086972,58562.367519358333,77237.953622381581,79969.817415509839,86775.926348389679,59261.033834267568,49440.454508970339,78580.334969004951,74851.497895051172,21148.393846803127,49424.754142343176,65957.240200757209,63429.481173782217,46912.695481995361,33433.930732566638,31997.347186180239,29681.5431086721,26753.424732704181,41291.964229467136,66004.341300638713,67927.636212467507,69890.182040864238,83628.002839641325,98943.710484449388,97216.670155460277,42438.090993250822,39714.077383436168,38316.744753617699,33928.492281322615,30662.816022870462,30042.651541097093,27467.79141424059,4584.5070551347544,11971.529553220034,7983.6364299178858,4788.6118212880137,6845.3598494477837,6719.7569164303923,5691.3829023505077,3877.9905569119323,1185.377680351623,1130.4263971565147,934.17181431684207,1350.2315299369482,1452.2839130135778,266.90623266195485,2143.1000446092257,3720.9868906401944,9341.7181431684203,7740.2807471966908,13549.416399251002,4223.3986227097557,2221.601877745095,133.45311633097742,125.60293301739053,62.801466508695263,164.85384958532507,31.400733254347632,39.250916567934539,0]
[1,"OVERHEAD CONDUCTORS","˃ 11 kv & < = 22 kv ; swer",78.703883912262214,79.584247200867068,16.829444512179634,79.584247200867068,8.9210003475432664,2,25.7,34.799999999999997,177.1,83.4,71.2,93.4,64.2,79,118.2,132.80000000000001,136,107.6,150.19999999999999,135.4,136.9,114.2,111.7,94.9,152.5,138.6,113.1,51.7,68.7,28.6,101.1,149.1,290.7,252.8,174.6,300,620.6,644.4,502.2,893.9,691.2,626.6,495.7,367.2,502.6,853.1,358.5,588.6,429.2,732,630.9,509.3,699.2,564.20000000000005,419.3,445.4,622.29999999999995,603.6,636.1,425.7,497.9,486.6,280.7,323.5,289.2,271.8,216.6,187.1,204.9,43,73.900000000000006,52.3,72.400000000000006,89.7,74.400000000000006,107.5,36.1,19.100000000000001,12.3,8.6999999999999993,9.3000000000000007,3.2,3.2,4.9000000000000004,50.5,105.7,68.7,115.1,21.9,17.3,9.4,12.9,6.1,3.8,1.7,3.3,0,null,432.5167239630166,585.66466902385127,2980.494623107013,1403.5756723157815,1198.25644926719,1571.8701174375778,1080.4503376819325,1329.5261164621911,1989.2403413396328,2234.9502312174554,2288.8044536564303,1810.8482295105287,2527.7825657293811,2278.7067869491225,2303.9509537173922,1921.9225632909142,1879.8489520104652,1597.1142842058473,2566.490288107394,2332.5610093880973,1903.4101743275166,870.08228127968709,1156.1828379867409,481.32211304833754,1701.456840181361,2509.2701767659833,4892.3195196906199,4254.4835726790116,2938.4210118265642,5048.8333536538903,10444.353264258682,10844.894043648555,8451.7470340166128,15043.840449437375,11632.512046818563,10545.329931331758,8342.3556446874445,6179.7720248723617,8458.4788118214838,14357.199113340446,6033.3558576163987,9905.8110398689332,7223.1975846274991,12319.153382915492,10617.696542734131,8571.2360900530875,11767.147602916,9495.1725937717511,7056.5860839569204,7495.8345857248087,10472.963319929386,10158.252707551628,10705.209654197466,7164.2945288348701,8379.3804226142402,8189.2076996266105,4724.0250745688236,5444.3252996901119,4867.0753529223502,4574.2430184104251,3645.2576813381088,3148.7890682288094,3448.3531805456073,723.66611402372428,1243.695949450075,880.17994798699488,1218.4517826818055,1509.6011727425132,1252.1106717061648,1809.1652850593107,607.5429468896848,321.44239018263102,207.0021674998095,146.41616725596282,156.5138339632706,53.85422243897483,53.85422243897483,82.464278109680208,849.88694786507153,1778.8722849373873,1156.1828379867409,1937.0690633518759,368.56483481673399,291.14939006070767,158.19677841448856,217.09983420711728,102.65961152429577,63.95188914628261,28.610055670705378,55.537166890192793,0]
[1,"OVERHEAD CONDUCTORS","> 1 kv & < = 11 kv",101.28379007658168,81.140834933847245,199.42876224662416,101.28379007658168,10.063984801090553,2,0,0.2,0,0,2.2999999999999998,0.1,2,0.2,0.4,0.4,0.4,0.4,0.6,0.5,0.5,0.5,0.5,0.4,0.6,0.5,0.4,0.3,0.3,0.3,0.4,0.5,0.9,0.6,0.6,1.1000000000000001,1.1000000000000001,1.5,1.1000000000000001,1.4,1.5,1.6,1.1000000000000001,0.9,1.4,1.4,0.4,0.9,1.2,1.2,0.9,0.7,0.7,0.7,0.6,0.9,1.3,1.4,1.4,1.6,1.9,1.8,0.8,0.8,0.7,0.7,0.7,0.7,0.7,0.3,0.4,0.4,0.3,0.4,0.2,0.1,0,0,0,0,0,0,0,0,0.1,0.2,0.2,0.4,0.1,0.1,0,0,0,0,0,0,0,null,0,39.885752449324833,0,0,458.68615316723555,19.942876224662417,398.85752449324832,39.885752449324833,79.771504898649667,79.771504898649667,79.771504898649667,79.771504898649667,119.65725734797449,99.71438112331208,99.71438112331208,99.71438112331208,99.71438112331208,79.771504898649667,119.65725734797449,99.71438112331208,79.771504898649667,59.828628673987247,59.828628673987247,59.828628673987247,79.771504898649667,99.71438112331208,179.48588602196176,119.65725734797449,119.65725734797449,219.37163847128659,219.37163847128659,299.14314336993624,219.37163847128659,279.20026714527381,299.14314336993624,319.08601959459867,219.37163847128659,179.48588602196176,279.20026714527381,279.20026714527381,79.771504898649667,179.48588602196176,239.31451469594899,239.31451469594899,179.48588602196176,139.60013357263691,139.60013357263691,139.60013357263691,119.65725734797449,179.48588602196176,259.25739092061144,279.20026714527381,279.20026714527381,319.08601959459867,378.91464826858589,358.97177204392352,159.54300979729933,159.54300979729933,139.60013357263691,139.60013357263691,139.60013357263691,139.60013357263691,139.60013357263691,59.828628673987247,79.771504898649667,79.771504898649667,59.828628673987247,79.771504898649667,39.885752449324833,19.942876224662417,0,0,0,0,0,0,0,0,19.942876224662417,39.885752449324833,39.885752449324833,79.771504898649667,19.942876224662417,19.942876224662417,0,0,0,0,0,0,0]
[1,"OVERHEAD CONDUCTORS","> 22 kv & < = 66 kv",71.35975097624943,90.482322508096885,97.844324202601726,90.482322508096885,9.5122196414978184,2,48.4,36.4,50.2,61.1,54.3,42,42.1,31.4,57.6,102.8,57.2,53.5,83.5,57.2,44.2,123.8,38.1,38,76.8,29.1,38.700000000000003,5.2,9,6.6,22,45,24.6,13.7,11.7,68.3,90.7,52.5,59.8,41.9,44.4,153,89.7,68.400000000000006,137.4,99.2,13.9,61.1,69.900000000000006,86.3,90.8,46.1,21.9,35,19.399999999999999,78.099999999999994,57.7,10.5,43.8,41.4,30.9,50.3,22.5,16.899999999999999,28.5,8.1,12.6,1.8,51.2,30.4,5,1,5.0999999999999996,1.4,2.6,3,0.4,1.1000000000000001,0.1,0.4,0,0,16.5,4.7,8.6,1.8,0,0,0,0,0,0,0,0,0,0,0,null,4735.6652914059232,3561.5334009747025,4911.7850749706067,5978.2882087789658,5312.9468042012732,4109.4616165092721,4119.2460489295327,3072.3117799616939,5635.8330740698593,10058.396528027457,5596.6953443888187,5234.671344839192,8170.0010709172439,5596.6953443888187,4324.7191297549962,12113.127336282094,3727.8687521191259,3718.0843196988658,7514.4440987598118,2847.2698342957106,3786.5753466406873,508.79048585352899,880.59891782341549,645.77253973717131,2152.5751324572379,4402.9945891170773,2406.9703753840026,1340.4672415756436,1144.7785931704402,6682.7673430376972,8874.4802051759762,5136.8270206365905,5851.0905873155825,4099.6771840890124,4344.2879945955165,14970.181602998064,8776.6358809733756,6692.5517754579587,13443.810145437477,9706.1569608980917,1360.0361064161641,5978.2882087789658,6839.3182617618613,8443.9651786845279,8884.2646375962358,4510.6233457399394,2142.7907000369778,3424.5513470910605,1898.1798895304732,7641.6417202231942,5645.6175064901199,1027.365404127318,4285.5814000739556,4050.7550219877112,3023.3896178603932,4921.5695073908664,2201.4972945585387,1653.5690790239689,2788.5632397741492,792.53902604107395,1232.8384849527818,176.1197835646831,5009.6293991732091,2974.4674557590924,489.22162101300864,97.844324202601726,499.00605343326879,136.98205388364241,254.3952429267645,293.53297260780516,39.137729681040696,107.62875662286191,9.784432420260174,39.137729681040696,0,0,1614.4313493429286,459.86832375222815,841.46118814237479,176.1197835646831,0,0,0,0,0,0,0,0,0,0,0]
[2,"POLES","˂ = 1 kv ; concrete",58.077614050298621,61.217208351220648,17.623133137361545,61.217208351220648,7.8241426591813017,2,98,124,180,204,283,329,342,352,235,286,248,163,460,243,85,5,1,4,10,19,81,230,342,145,521,770,1472,1290,883,1192,1984,2104,1507,1404,1444,785,638,91,623,720,9,797,387,255,76,79,380,207,2,3,2,2,0,2,0,0,0,2,0,2,2,2,0,0,0,2,0,0,2,0,0,0,0,0,0,0,0,0,0,0,0,0,0,0,0,0,0,0,0,0,0,null,1727.0670474614315,2185.2685090328318,3172.1639647250781,3595.1191600217553,4987.3466778733173,5798.0108021919486,6027.1115329776485,6203.3428643512643,4141.4362872799629,5040.2160772854022,4370.5370180656637,2872.5707013899319,8106.6412431863109,4282.4213523788558,1497.9663166757314,88.115665686807731,17.623133137361545,70.492532549446182,176.23133137361546,334.83952960986937,1427.4737841262852,4053.3206215931555,6027.1115329776485,2555.3543049174241,9181.6523645653651,13569.81251576839,25941.251978196196,22733.841747196395,15561.226560290244,21006.77469973496,34964.29614452531,37079.072121008692,26558.061638003848,24742.87892485561,25447.804250350073,13834.159512828814,11243.558941636666,1603.7051154999006,10979.211944576244,12688.655858900313,158.60819823625391,14045.637110477152,6820.1525241589179,4493.8989500271937,1339.3581184394775,1392.2275178515622,6696.790592197387,3647.9885594338398,35.246266274723091,52.869399412084633,35.246266274723091,35.246266274723091,0,35.246266274723091,0,0,0,35.246266274723091,0,35.246266274723091,35.246266274723091,35.246266274723091,0,0,0,35.246266274723091,0,0,35.246266274723091,0,0,0,0,0,0,0,0,0,0,0,0,0,0,0,0,0,0,0,0,0,0]
[2,"POLES","˂ = 1 kv ; steel",70.435693196705842,66.271484508302052,9.0684548732328469,70.435693196705842,8.3925975238126274,2,2,37,5,9,4,8,2,1,3,17,44,4,5,3,7,1,2,10,3,22,49,3,4,5,3,3,2,2,0,2,2,6,2,3,4,3,2,0,2,7,1,1,0,3,37,24,12,20,1,2,6,6,5,5,22,6,5,5,20,13,0,0,0,2,0,0,0,0,0,0,0,0,0,0,0,0,0,0,0,3,0,0,0,0,0,0,0,0,0,0,0,null,18.136909746465694,335.53283030961535,45.342274366164233,81.616093859095628,36.273819492931388,72.547638985862775,18.136909746465694,9.0684548732328469,27.205364619698543,154.16373284495839,399.01201442224527,36.273819492931388,45.342274366164233,27.205364619698543,63.47918411262993,9.0684548732328469,18.136909746465694,90.684548732328466,27.205364619698543,199.50600721112264,444.35428878840952,27.205364619698543,36.273819492931388,45.342274366164233,27.205364619698543,27.205364619698543,18.136909746465694,18.136909746465694,0,18.136909746465694,18.136909746465694,54.410729239397085,18.136909746465694,27.205364619698543,36.273819492931388,27.205364619698543,18.136909746465694,0,18.136909746465694,63.47918411262993,9.0684548732328469,9.0684548732328469,0,27.205364619698543,335.53283030961535,217.64291695758834,108.82145847879417,181.36909746465693,9.0684548732328469,18.136909746465694,54.410729239397085,54.410729239397085,45.342274366164233,45.342274366164233,199.50600721112264,54.410729239397085,45.342274366164233,45.342274366164233,181.36909746465693,117.88991335202701,0,0,0,18.136909746465694,0,0,0,0,0,0,0,0,0,0,0,0,0,0,0,27.205364619698543,0,0,0,0,0,0,0,0,0,0,0]
[2,"POLES","˂ = 1 kv ; wood",82.095296903519724,70.808604055078234,5.9886528689380807,82.095296903519724,9.0606455014816536,2,192,234,210,189,359,383,425,431,229,401,617,396,452,436,618,582,562,490,746,647,414,56,38,28,22,17,28,38,44,376,1204,1219,1054,3088,2085,2400,1871,1782,1952,3567,1917,2234,1823,3406,3080,2502,3085,2669,2134,2255,3089,3055,3042,2116,2402,2416,1467,1699,1459,1363,1140,1038,1087,271,412,387,410,521,387,692,270,184,131,118,89,32,26,116,345,842,437,752,209,165,64,127,59,25,12,25,0,null,1149.8213508361114,1401.3447713315109,1257.6171024769969,1131.8553922292972,2149.9263799487708,2293.6540488032847,2545.1774692986842,2581.109386512313,1371.4015069868206,2401.4498004441703,3694.998820134796,2371.5065360994799,2706.8710967600123,2611.0526508570033,3700.9874730037341,3485.395969721963,3365.6229123432013,2934.4399057796595,4467.5350402278082,3874.6584062029383,2479.3022877403655,335.3645606605325,227.56880901964706,167.68228033026625,131.75036311663777,101.80709877194737,167.68228033026625,227.56880901964706,263.50072623327554,2251.7334787207183,7210.3380542014493,7300.1678472355206,6312.0401238607374,18492.960059280795,12486.341231735898,14372.766885451394,11204.769517783148,10671.77941244766,11689.850400167134,21361.524783502133,11480.2475497543,13378.650509207671,10917.314180074121,20397.351671603104,18445.05083632929,14983.609478083077,18474.994100673979,15983.714507195737,12779.785222313863,13504.412219455371,18498.94871214973,18295.334514605838,18217.482027309641,12671.989470672979,14384.744191189269,14468.585331354403,8785.3537587321644,10174.7212243258,8737.4445357806599,8162.5338603626042,6827.0642705894115,6216.2216779577275,6509.6656685356938,1622.9249274822198,2467.3249820024894,2317.6086602790374,2455.3476762646133,3120.0881447167399,2317.6086602790374,4144.147785305152,1616.9362746132817,1101.9121278846069,784.51352583088863,706.66103853469349,532.99010533548915,191.63689180601858,155.7049745923901,694.68373279681737,2066.0852397836379,5042.4457156458639,2617.0413037259414,4503.4669574414365,1251.6284496080589,988.12772337478327,383.27378361203716,760.55891435513627,353.33051926734674,149.71632172345201,71.863834427256961,149.71632172345201,0]
[2,"POLES","˃ 11 kv & < = 22 kv ; concrete",52.687752075002628,59.373878556320328,18.118628042684588,59.373878556320328,7.7054447344926382,2,877,1015,1229,1270,1436,1755,2088,1577,1242,1553,1402,1042,2668,1484,471,20,7,16,25,57,612,1390,1971,1769,2102,3119,4377,3557,3428,5827,6289,7280,5412,4693,5143,4785,2023,695,2309,1933,22,1281,666,247,108,53,126,52,3,3,0,0,2,2,0,4,2,2,3,0,0,0,2,0,2,0,0,0,0,0,0,0,0,0,0,0,0,0,2,0,0,0,0,0,0,0,0,0,0,0,0,null,15890.036793434383,18390.407463324857,22267.79386445936,23010.657614209427,26018.349869295067,31798.192214911451,37831.695353125418,28573.076423313596,22503.336029014259,28138.229350289166,25402.316515843791,18879.61042047734,48340.49961788248,26888.044015343927,8533.8738081044412,362.37256085369177,126.83039629879211,289.8980486829534,452.96570106711471,1032.7617984330216,11088.600362122968,25184.892979331576,35711.815872131323,32051.853007509035,38085.356145723003,56512.000865133232,79305.234942830444,64447.959947829077,62110.656930322766,105577.2456047231,113948.05176044337,131903.61215074381,98058.014967008989,85030.721404318771,93184.10402352683,86697.635184245752,36653.984530350921,12592.446489665788,41835.91215055871,35023.308006509309,398.60981693906092,23209.962522678958,12067.006276427936,4475.3011265430932,1956.8118286099354,960.28728626228315,2282.9471333782581,942.16865821959857,54.355884128053759,54.355884128053759,0,0,36.237256085369175,36.237256085369175,0,72.47451217073835,36.237256085369175,36.237256085369175,54.355884128053759,0,0,0,36.237256085369175,0,36.237256085369175,0,0,0,0,0,0,0,0,0,0,0,0,0,36.237256085369175,0,0,0,0,0,0,0,0,0,0,0,0]
[2,"POLES","˃ 11 kv & < = 22 kv ; steel",70.435693196705842,47.795479044562015,9.0684548732328469,70.435693196705842,8.3925975238126274,2,0,3,0,0,2,2,0,15,0,0,4,3,8,1,1,0,0,0,0,0,3,2,0,1,1,0,0,6,0,4,5,1,1,0,0,0,1,0,0,4,1,3,0,135,2,4,89,23,87,1,0,0,0,0,3,2,0,4,1,0,0,0,0,0,0,0,0,0,0,0,0,0,0,0,2,0,0,0,0,0,0,0,0,0,0,0,0,0,0,0,0,null,0,27.205364619698543,0,0,18.136909746465694,18.136909746465694,0,136.02682309849271,0,0,36.273819492931388,27.205364619698543,72.547638985862775,9.0684548732328469,9.0684548732328469,0,0,0,0,0,27.205364619698543,18.136909746465694,0,9.0684548732328469,9.0684548732328469,0,0,54.410729239397085,0,36.273819492931388,45.342274366164233,9.0684548732328469,9.0684548732328469,0,0,0,9.0684548732328469,0,0,36.273819492931388,9.0684548732328469,27.205364619698543,0,1224.2414078864344,18.136909746465694,36.273819492931388,807.09248371772333,208.57446208435547,788.95557397125765,9.0684548732328469,0,0,0,0,27.205364619698543,18.136909746465694,0,36.273819492931388,9.0684548732328469,0,0,0,0,0,0,0,0,0,0,0,0,0,0,0,18.136909746465694,0,0,0,0,0,0,0,0,0,0,0,0,0,0,0,0]
[2,"POLES","˃ 11 kv & < = 22 kv ; wood",78.494549425898455,66.062540658615333,6.2475936544811486,78.494549425898455,8.8597149743035448,2,854,1148,1142,1553,1668,1486,1316,1614,1204,1187,1615,1580,1620,1784,2643,3097,2706,2168,3554,3163,1828,354,179,132,195,197,562,154,566,1535,1473,2691,1509,4458,4248,5376,4962,5065,6790,6752,2722,4642,6910,6861,5278,3970,3584,3457,3066,4724,7430,7705,7882,9261,10970,10776,4776,4390,4390,3736,3460,3346,3331,736,1610,1269,900,1075,1041,1100,613,216,162,206,239,196,63,308,552,1501,1190,2320,569,297,130,76,55,29,6,8,0,null,5335.4449809269008,7172.2375153443581,7134.7519534174717,9702.5129454092239,10420.986215674557,9283.9241705589866,8221.8332492971913,10083.616158332574,7522.1027599953031,7415.8936678691234,10089.863751987055,9871.1979740802144,10121.101720259461,11145.707079594369,16512.390028793674,19348.797547928116,16905.988429025987,13544.783042915131,22203.947848026,19761.138729123872,11420.60120039154,2211.6481536863266,1118.3192641521257,824.68236239151156,1218.2807626238239,1230.7759499327863,3511.1476338184057,962.1294227900969,3536.13800843633,9590.0562596285636,9202.7054530507321,16812.274524208769,9427.6188246120528,27851.772511676962,26539.777844235919,33587.063486490653,31000.559713535458,31644.061859947018,42421.160913927,42183.752355056713,17005.949927497688,29001.329744101491,43170.872152464734,42864.740063395162,32974.799308351503,24802.946808290159,22391.375657660436,21597.93126354133,19155.122144639201,29513.632423768944,46419.620852794935,48137.709107777249,49243.533184620414,57858.96483414992,68536.102389658205,67324.069220688863,29838.507293801966,27426.936143172243,27426.936143172243,23341.009893141571,21616.674044504773,20904.448367893921,20810.734463076707,4598.2289296981253,10058.62578371465,7928.1963475365774,5622.8342890330341,6716.1631785672344,6503.7449943148758,6872.3530199292636,3829.7749101969439,1349.4802293679281,1012.1101720259461,1287.0042928231167,1493.1748834209945,1224.5283562783052,393.59840023231237,1924.2588455801938,3448.671697273594,9377.6380753762041,7434.6364488325671,14494.417278396264,3554.8807893997737,1855.535315380901,812.18717508254929,474.81711774056731,343.61765099646317,181.18021597995332,37.485561926886888,49.980749235849188,0]
[2,"POLES","> 1 kv & < = 11 kv ; concrete",52.687752075002628,54.095294404026149,18.118628042684588,54.095294404026149,7.3549503332127371,2,0,1,1,0,0,0,0,0,0,0,0,0,0,0,0,0,0,0,0,0,0,14,6,4,5,3,4,2,3,4,3,2,1,1,1,6,2,1,0,0,0,0,0,0,0,0,0,0,0,0,0,0,0,0,0,0,0,0,0,0,0,0,0,0,0,0,0,0,0,0,0,0,0,0,0,0,0,0,0,0,0,0,0,0,0,0,0,0,0,0,0,null,0,18.118628042684588,18.118628042684588,0,0,0,0,0,0,0,0,0,0,0,0,0,0,0,0,0,0,253.66079259758422,108.71176825610752,72.47451217073835,90.593140213422942,54.355884128053759,72.47451217073835,36.237256085369175,54.355884128053759,72.47451217073835,54.355884128053759,36.237256085369175,18.118628042684588,18.118628042684588,18.118628042684588,108.71176825610752,36.237256085369175,18.118628042684588,0,0,0,0,0,0,0,0,0,0,0,0,0,0,0,0,0,0,0,0,0,0,0,0,0,0,0,0,0,0,0,0,0,0,0,0,0,0,0,0,0,0,0,0,0,0,0,0,0,0,0,0,0]
[2,"POLES","> 1 kv & < = 11 kv ; wood",74.23730404346999,69.633534463591729,5.9455240360853381,74.23730404346999,8.6161072441950246,2,3,9,4,3,33,3,7,7,4,2,5,12,6,10,3,13,5,8,5,9,1,2,2,8,3,0,9,0,5,30,13,7,7,4,20,23,21,3,4,15,7,30,10,3,9,12,7,20,9,23,10,20,14,31,22,2,10,16,19,10,21,8,3,0,0,5,1,0,0,3,0,0,0,0,0,0,0,0,6,1,2,2,0,0,0,0,0,0,0,0,0,null,17.836572108256014,53.509716324768043,23.782096144341352,17.836572108256014,196.20229319081616,17.836572108256014,41.618668252597367,41.618668252597367,23.782096144341352,11.891048072170676,29.72762018042669,71.346288433024057,35.673144216512028,59.455240360853381,17.836572108256014,77.291812469109402,29.72762018042669,47.564192288682705,29.72762018042669,53.509716324768043,5.9455240360853381,11.891048072170676,11.891048072170676,47.564192288682705,17.836572108256014,0,53.509716324768043,0,29.72762018042669,178.36572108256013,77.291812469109402,41.618668252597367,41.618668252597367,23.782096144341352,118.91048072170676,136.74705282996277,124.85600475779211,17.836572108256014,23.782096144341352,89.182860541280064,41.618668252597367,178.36572108256013,59.455240360853381,17.836572108256014,53.509716324768043,71.346288433024057,41.618668252597367,118.91048072170676,53.509716324768043,136.74705282996277,59.455240360853381,118.91048072170676,83.237336505194733,184.31124511864547,130.80152879387742,11.891048072170676,59.455240360853381,95.128384577365409,112.96495668562142,59.455240360853381,124.85600475779211,47.564192288682705,17.836572108256014,0,0,29.72762018042669,5.9455240360853381,0,0,17.836572108256014,0,0,0,0,0,0,0,0,35.673144216512028,5.9455240360853381,11.891048072170676,11.891048072170676,0,0,0,0,0,0,0,0,0]
[2,"POLES","> 22 kv & < = 66 kv ; concrete",56.52271194379005,56.52271194379005,23.644268119655464,56.52271194379005,7.5181588134190172,2,30,233,158,29,117,68,44,107,262,494,296,209,215,30,116,126,5,1,1,12,16,23,69,40,167,366,146,111,71,265,593,359,441,303,277,987,664,479,851,710,25,537,199,38,9,9,18,28,0,2,0,0,0,0,1,0,0,0,0,0,0,0,0,0,0,0,0,0,0,0,0,0,0,0,0,0,0,0,0,0,0,0,0,0,0,0,0,0,0,0,0,null,709.32804358966393,5509.1144718797232,3735.7943629055635,685.68377547000841,2766.3793699996895,1607.8102321365716,1040.3477972648404,2529.9366888031345,6194.7982473497314,11680.2684511098,6998.703363418017,4941.6520370079925,5083.5176457259249,709.32804358966393,2742.7351018800337,2979.1777830765886,118.22134059827732,23.644268119655464,23.644268119655464,283.73121743586557,378.30828991448743,543.81816675207574,1631.454500256227,945.77072478621858,3948.5927759824626,8653.8021317939001,3452.0631454696977,2624.5137612817566,1678.743036495538,6265.731051708698,14021.050994955691,8488.2922549563118,10427.12224076806,7164.2132402556053,6549.4622691445638,23336.892634099942,15699.794031451229,11325.604429314968,20121.2721698268,16787.43036495538,591.10670299138656,12696.971980254984,4705.2093558114375,898.48218854690765,212.79841307689918,212.79841307689918,425.59682615379836,662.03950735035301,0,47.288536239310929,0,0,0,0,23.644268119655464,0,0,0,0,0,0,0,0,0,0,0,0,0,0,0,0,0,0,0,0,0,0,0,0,0,0,0,0,0,0,0,0,0,0,0,0]
[2,"POLES","> 22 kv & < = 66 kv ; steel",70.435693196705842,61.162024947307401,9.0684548732328469,70.435693196705842,8.3925975238126274,2,0,0,0,0,0,0,0,0,0,0,6,0,0,2,0,1,0,7,8,8,4,3,1,0,1,1,0,1,0,0,0,0,0,0,2,0,0,0,0,2,0,0,0,2,0,19,1,0,0,2,0,0,0,10,0,0,1,0,2,1,0,2,0,0,0,1,0,0,0,3,0,0,0,0,0,0,0,0,0,0,0,0,0,0,0,0,0,0,0,0,0,null,0,0,0,0,0,0,0,0,0,0,54.410729239397085,0,0,18.136909746465694,0,9.0684548732328469,0,63.47918411262993,72.547638985862775,72.547638985862775,36.273819492931388,27.205364619698543,9.0684548732328469,0,9.0684548732328469,9.0684548732328469,0,9.0684548732328469,0,0,0,0,0,0,18.136909746465694,0,0,0,0,18.136909746465694,0,0,0,18.136909746465694,0,172.30064259142409,9.0684548732328469,0,0,18.136909746465694,0,0,0,90.684548732328466,0,0,9.0684548732328469,0,18.136909746465694,9.0684548732328469,0,18.136909746465694,0,0,0,9.0684548732328469,0,0,0,27.205364619698543,0,0,0,0,0,0,0,0,0,0,0,0,0,0,0,0,0,0,0,0,0]
[2,"POLES","> 22 kv & < = 66 kv ; wood",80.254826764616283,64.593201424488484,7.9069712680893618,80.254826764616283,8.9585058332635068,2,77,243,356,444,610,154,282,502,316,325,83,319,176,354,147,621,266,252,327,270,280,29,12,15,24,11,40,7,34,258,175,52,41,45,88,267,124,120,315,191,118,50,370,676,792,378,203,318,210,714,524,156,412,367,286,455,240,172,268,120,143,31,401,288,57,22,57,26,44,30,19,20,6,5,4,1,198,32,167,57,18,17,0,1,46,24,1,0,0,2,0,null,608.83678764288084,1921.3940181457149,2814.8817714398128,3510.6952430316765,4823.2524735345105,1217.6735752857617,2229.7658976011999,3969.2995765808596,2498.6029207162383,2569.7656621290425,656.27861525141702,2522.3238345205064,1391.6269431837277,2799.0678289036341,1162.3247764091361,4910.2291574834935,{"$f":"IFERROR($F21*Z21,\"\")","v":2103.25435731177},1992.5567595585192,2585.5796046652213,2134.8822423841275,2213.9519550650211,229.30216677459148,94.883655217072345,118.60456902134042,189.76731043414469,86.976683948982981,316.27885072357446,55.34879887662553,268.83702311503828,2039.9985871670553,1383.7199719156383,411.16250594064684,{"$f":"IFERROR($F21*AP21,\"\")","v":324.18582199166383},355.81370706402129,695.81347159186384,2111.1613285798594,980.46443724308085,948.83655217072339,2490.6959494481489,1510.2315122050682,933.02260963454466,395.34856340446811,2925.5793691930639,5345.1125772284086,6262.3212443267748,2988.8351393377789,1605.1151674221405,2514.416863252417,{"$f":"IFERROR($F21*BF21,\"\")","v":1660.4639662987661},5645.5774854158044,4143.2529444788252,1233.4875178219404,3257.6721624528172,2901.8584553887958,2261.3937826735573,3597.6719269806595,1897.6731043414468,1359.9990581113702,2119.0682998479488,948.83655217072339,1130.6968913367787,245.11610931077021,3170.6954785038342,2277.2077252097361,{"$f":"IFERROR($F21*BV21,\"\")","v":450.6973622810936},173.95336789796596,450.6973622810936,205.58125297032342,347.90673579593192,237.20913804268085,150.23245409369787,158.13942536178723,47.441827608536173,39.534856340446808,31.627885072357447,7.9069712680893618,1565.5803110816937,253.02308057885958,1320.4642017709234,450.6973622810936,{"$f":"IFERROR($F21*CL21,\"\")","v":142.3254828256085},134.41851155751914,0,7.9069712680893618,363.72067833211065,189.76731043414469,7.9069712680893618,0,0,15.813942536178724,0]
[2,"POLES","staking of a wooden pole",34.442268537263161,29.664100122473336,11.194569106323003,34.442268537263161,5.8687535761235674,2,53,344,626,666,852,1245,1246,1071,784,749,486,656,985,814,897,613,553,510,335,192,210,152,1568,1395,731,632,446,530,885,992,0,0,0,0,0,0,0,0,0,0,0,0,0,0,0,0,0,0,0,0,0,0,0,0,0,0,0,0,0,0,0,0,0,0,0,0,0,0,0,0,0,0,0,0,0,0,0,0,0,0,0,0,0,0,0,0,0,0,0,0,0,null,593.31216263511919,3850.931772575113,7007.8002605581996,7455.5830248111206,9537.7728785871986,13937.238537372139,13948.433106478462,11989.383512871937,8776.542179357235,8384.7322606359303,5440.5605856729799,7343.6373337478899,11026.650569728159,9112.3792525469253,10041.528488371734,6862.2708621760012,6190.5967157966206,5709.2302442247319,3750.1806506182061,2149.3572684140167,2350.8595123278305,1701.5745041610965,17553.08435871447,15616.42390332059,8183.2300167221156,7074.9676751961379,4992.7778214200598,5933.1216263511915,9907.1936590958576,11105.012553472419,0,0,0,0,0,0,0,0,0,0,0,0,0,0,0,0,0,0,0,0,0,0,0,0,0,0,0,0,0,0,0,0,0,0,0,0,0,0,0,0,0,0,0,0,0,0,0,0,0,0,0,0,0,0,0,0,0,0,0,0,0]
[4,"SWITCHGEAR","˂ = 11 kv ; circuit breaker",51.629817930962552,57.04917100876996,29.349457850034931,57.04917100876996,7.553090162891607,2,0,0,1,0,0,1,1,0,3,0,0,0,0,0,0,0,0,0,0,0,0,0,0,0,0,2,0,0,0,1,1,2,2,0,0,18,0,0,0,0,0,1,0,0,0,0,0,0,0,0,0,0,0,0,0,8,0,1,0,1,0,12,0,0,0,0,0,0,0,0,0,0,0,0,0,0,0,0,0,0,0,0,0,0,0,0,0,0,0,0,0,null,0,0,29.349457850034931,0,0,29.349457850034931,29.349457850034931,0,88.048373550104799,0,0,0,0,0,0,0,0,0,0,0,0,0,0,0,0,58.698915700069861,0,0,0,29.349457850034931,29.349457850034931,58.698915700069861,58.698915700069861,0,0,528.29024130062874,0,0,0,0,0,29.349457850034931,0,0,0,0,0,0,0,0,0,0,0,0,0,234.79566280027944,0,29.349457850034931,0,29.349457850034931,0,352.1934942004192,0,0,0,0,0,0,0,0,0,0,0,0,0,0,0,0,0,0,0,0,0,0,0,0,0,0,0,0,0]
[4,"SWITCHGEAR","˂ = 11 kv ; switch",54.424867958037204,63.648183587051193,17.06051861192633,63.648183587051193,7.9779811723926244,2,3,3,12,2,4,3,5,3,4,4,7,2,8,0,7,0,0,1,3,1,3,0,0,0,0,0,0,0,0,0,3,0,2,0,1,3,1,0,2,0,2,5,0,3,2,0,0,0,0,1,5,2,2,1,2,0,1,3,0,1,2,1,0,0,1,0,0,0,0,1,0,0,0,0,0,0,0,0,0,0,0,0,0,0,0,0,0,0,0,0,0,null,51.181555835778994,51.181555835778994,204.72622334311598,34.12103722385266,68.24207444770532,51.181555835778994,85.302593059631647,51.181555835778994,68.24207444770532,68.24207444770532,119.42363028348431,34.12103722385266,136.48414889541064,0,119.42363028348431,0,0,17.06051861192633,51.181555835778994,17.06051861192633,51.181555835778994,0,0,0,0,0,0,0,0,0,51.181555835778994,0,34.12103722385266,0,17.06051861192633,51.181555835778994,17.06051861192633,0,34.12103722385266,0,34.12103722385266,85.302593059631647,0,51.181555835778994,34.12103722385266,0,0,0,0,17.06051861192633,85.302593059631647,34.12103722385266,34.12103722385266,17.06051861192633,34.12103722385266,0,17.06051861192633,51.181555835778994,0,17.06051861192633,34.12103722385266,17.06051861192633,0,0,17.06051861192633,0,0,0,0,17.06051861192633,0,0,0,0,0,0,0,0,0,0,0,0,0,0,0,0,0,0,0,0,0]
[4,"SWITCHGEAR","> 11 kv & < = 22 kv ; circuit breaker",51.629817930962552,53.173598671948682,29.349457850034931,53.173598671948682,7.2920229478484693,2,114,21,34,21,143,21,18,47,20,17,19,25,23,23,13,19,13,9,12,5,4,0,1,1,0,0,0,0,1,0,6,0,19,5,14,0,2,0,17,2,24,64,0,38,23,0,0,0,0,2,47,19,28,10,20,3,11,24,1,7,26,10,0,0,6,0,0,5,0,3,0,0,0,0,0,0,0,0,0,0,0,0,0,0,0,0,0,0,0,0,0,null,3345.8381949039822,616.33861485073351,997.88156690118763,616.33861485073351,4196.972472554995,616.33861485073351,528.29024130062874,1379.4245189516416,586.98915700069858,498.94078345059381,557.63969915066366,733.73644625087331,675.03753055080335,675.03753055080335,381.54295205045412,557.63969915066366,381.54295205045412,264.14512065031437,352.1934942004192,146.74728925017465,117.39783140013972,0,29.349457850034931,29.349457850034931,0,0,0,0,29.349457850034931,0,176.0967471002096,0,557.63969915066366,146.74728925017465,410.89240990048904,0,58.698915700069861,0,498.94078345059381,58.698915700069861,704.38698840083839,1878.3653024022356,0,1115.2793983013273,675.03753055080335,0,0,0,0,58.698915700069861,1379.4245189516416,557.63969915066366,821.78481980097808,293.49457850034929,586.98915700069858,88.048373550104799,322.84403635038421,704.38698840083839,29.349457850034931,205.44620495024452,763.08590410090824,293.49457850034929,0,0,176.0967471002096,0,0,146.74728925017465,0,88.048373550104799,0,0,0,0,0,0,0,0,0,0,0,0,0,0,0,0,0,0,0,0,0]
[4,"SWITCHGEAR","> 11 kv & < = 22 kv ; switch",76.540633689872251,53.841963028112808,18.884238463616008,76.540633689872251,8.7487504073365958,2,1371,1382,915,767,718,575,822,829,660,667,714,683,524,491,459,348,219,196,269,105,122,39,34,41,26,15,13,14,28,17,81,14,194,34,120,33,73,26,206,53,247,637,11,392,236,11,17,11,12,104,466,195,277,101,238,33,113,321,23,89,257,101,11,11,100,11,11,33,11,111,11,11,11,22,11,11,11,11,11,11,11,11,11,11,11,11,11,11,11,11,187,null,25890.290933617547,26098.017556717321,17279.078194208647,14484.210901593478,13558.883216876293,10858.437116579204,15522.844017092359,15655.033686337671,12463.597385986564,12595.787055231876,13483.346263021829,12897.934870649733,9895.3409549347889,9272.16108563546,8667.8654547997467,6571.7149853383708,4135.6482235319054,3701.3107388687376,5079.8601467127064,1982.8450386796808,2303.8770925611529,736.48530008102432,642.06410776294422,774.25377700825629,490.99020005401621,283.26357695424014,245.49510002700811,264.37933849062409,528.75867698124819,321.03205388147211,1529.6233155528967,264.37933849062409,3663.5422619415053,642.06410776294422,2266.1086156339211,623.17986929932829,1378.5494078439685,490.99020005401621,3890.1531235048974,1000.8646385716484,4664.4069005131541,12029.259901323398,207.72662309977608,7402.6214777374753,4456.6802774133776,207.72662309977608,321.03205388147211,207.72662309977608,226.61086156339209,1963.9608002160649,8800.0551240450604,3682.4265004051217,5230.9340544216338,1907.3080848252168,4494.4487543406094,623.17986929932829,2133.9189463886087,6061.8405468207384,434.3374846631682,1680.6972232618248,4853.2492851493143,1907.3080848252168,207.72662309977608,207.72662309977608,1888.4238463616007,207.72662309977608,207.72662309977608,623.17986929932829,207.72662309977608,2096.1504694613768,207.72662309977608,207.72662309977608,207.72662309977608,415.45324619955215,207.72662309977608,207.72662309977608,207.72662309977608,207.72662309977608,207.72662309977608,207.72662309977608,207.72662309977608,207.72662309977608,207.72662309977608,207.72662309977608,207.72662309977608,207.72662309977608,207.72662309977608,207.72662309977608,207.72662309977608,207.72662309977608,3531.3525926961934]
[4,"SWITCHGEAR","> 33 kv & < = 66 kv ; circuit breaker",51.629817930962552,53.731730643926376,29.349457850034931,53.731730643926376,7.3301930836729241,2,0,6,8,1,9,4,9,2,6,9,8,5,3,2,5,8,5,2,3,2,1,1,0,0,0,0,0,0,0,0,2,0,0,2,0,4,2,14,0,0,0,0,22,0,15,0,0,0,0,0,5,0,6,0,4,5,9,6,0,5,0,0,0,0,0,0,0,0,0,0,0,0,0,0,0,0,0,0,0,0,0,0,0,0,0,0,0,0,0,0,0,null,0,176.0967471002096,234.79566280027944,29.349457850034931,264.14512065031437,117.39783140013972,264.14512065031437,58.698915700069861,176.0967471002096,264.14512065031437,234.79566280027944,146.74728925017465,88.048373550104799,58.698915700069861,146.74728925017465,234.79566280027944,146.74728925017465,58.698915700069861,88.048373550104799,58.698915700069861,29.349457850034931,29.349457850034931,0,0,0,0,0,0,0,0,58.698915700069861,0,0,58.698915700069861,0,117.39783140013972,58.698915700069861,410.89240990048904,0,0,0,0,645.68807270076843,0,440.24186775052397,0,0,0,0,0,146.74728925017465,0,176.0967471002096,0,117.39783140013972,146.74728925017465,264.14512065031437,176.0967471002096,0,146.74728925017465,0,0,0,0,0,0,0,0,0,0,0,0,0,0,0,0,0,0,0,0,0,0,0,0,0,0,0,0,0,0,0]
[4,"SWITCHGEAR","> 33 kv & < = 66 kv ; switch",76.540633689872251,59.876129986256885,29.349457850034931,76.540633689872251,8.7487504073365958,2,5,13,19,7,6,3,2,13,8,3,9,6,7,5,4,3,1,7,14,3,4,9,1,1,0,0,0,0,1,0,3,0,7,1,4,0,4,0,7,2,9,24,1,15,9,1,1,0,0,4,18,7,11,4,13,6,4,12,4,3,10,4,0,0,4,0,0,1,0,4,0,0,0,1,0,0,0,0,0,0,0,0,0,0,0,0,0,0,0,0,0,null,146.74728925017465,381.54295205045412,557.63969915066366,205.44620495024452,176.0967471002096,88.048373550104799,58.698915700069861,381.54295205045412,234.79566280027944,88.048373550104799,264.14512065031437,176.0967471002096,205.44620495024452,146.74728925017465,117.39783140013972,88.048373550104799,29.349457850034931,205.44620495024452,410.89240990048904,88.048373550104799,117.39783140013972,264.14512065031437,29.349457850034931,29.349457850034931,0,0,0,0,29.349457850034931,0,88.048373550104799,0,205.44620495024452,29.349457850034931,117.39783140013972,0,117.39783140013972,0,205.44620495024452,58.698915700069861,264.14512065031437,704.38698840083839,29.349457850034931,440.24186775052397,264.14512065031437,29.349457850034931,29.349457850034931,0,0,117.39783140013972,528.29024130062874,205.44620495024452,322.84403635038421,117.39783140013972,381.54295205045412,176.0967471002096,117.39783140013972,352.1934942004192,117.39783140013972,88.048373550104799,293.49457850034929,117.39783140013972,0,0,117.39783140013972,0,0,29.349457850034931,0,117.39783140013972,0,0,0,29.349457850034931,0,0,0,0,0,0,0,0,0,0,0,0,0,0,0,0,0]
["","TRANSFORMERS","ground outdoor / indoor chamber mounted ; ˂ 22 kv ; < = 60 kva ; multiple phase",71.549139135763582,"",36.50311964218929,"","",2,1,0,0,0,1,0,0,0,0,0,0,1,1,1,1,0,0,0,0,0,0,0,0,0,0,0,0,0,1,1,1,1,1,1,1,1,0,0,1,1,1,0,0,1,0,0,0,0,0,0,0,0,0,0,0,0,0,0,0,0,0,0,0,0,0,0,0,0,0,0,0,0,0,0,0,0,0,0,0,0,0,0,0,0,0,0,0,0,0,0,0,null,36.50311964218929,0,0,0,36.50311964218929,0,0,0,0,0,0,36.50311964218929,36.50311964218929,36.50311964218929,36.50311964218929,0,0,0,0,0,0,0,0,0,0,0,0,0,36.50311964218929,36.50311964218929,36.50311964218929,36.50311964218929,36.50311964218929,36.50311964218929,36.50311964218929,36.50311964218929,0,0,36.50311964218929,36.50311964218929,36.50311964218929,0,0,36.50311964218929,0,0,0,0,0,0,0,0,0,0,0,0,0,0,0,0,0,0,0,0,0,0,0,0,0,0,0,0,0,0,0,0,0,0,0,0,0,0,0,0,0,0,0,0,0,0,0]
["","TRANSFORMERS","ground outdoor / indoor chamber mounted ; ˂ 22 kv ; < = 60 kva ; single phase",71.549139135763582,"",36.50311964218929,"","",2,1,0,0,0,0,0,0,0,0,0,0,0,0,0,0,0,0,0,0,0,0,0,0,0,0,0,0,0,0,0,1,1,1,0,1,0,0,0,0,0,0,0,0,0,0,0,0,0,0,0,0,0,0,0,0,0,0,0,0,0,0,0,0,0,0,0,0,0,0,0,0,0,0,0,0,0,0,0,0,0,0,0,0,0,0,0,0,0,0,0,0,null,36.50311964218929,0,0,0,0,0,0,0,0,0,0,0,0,0,0,0,0,0,0,0,0,0,0,0,0,0,0,0,0,0,36.50311964218929,36.50311964218929,36.50311964218929,0,36.50311964218929,0,0,0,0,0,0,0,0,0,0,0,0,0,0,0,0,0,0,0,0,0,0,0,0,0,0,0,0,0,0,0,0,0,0,0,0,0,0,0,0,0,0,0,0,0,0,0,0,0,0,0,0,0,0,0,0]
[5,"TRANSFORMERS","ground outdoor / indoor chamber mounted ; ˂ 22 kv ; > 60 kva and < = 600 kva ; multiple phase",71.549139135763582,66.545404372036302,36.50311964218929,71.549139135763582,8.4586724215897835,2,3,5,5,4,6,5,5,5,5,5,6,6,10,9,7,6,6,6,6,5,6,6,5,5,5,6,6,6,7,8,9,10,9,8,9,7,6,6,7,7,7,5,5,8,3,2,3,2,2,4,4,4,5,5,5,4,3,2,2,2,1,1,1,1,0,0,0,0,0,0,0,0,0,0,0,0,0,0,0,0,0,0,0,0,0,0,0,0,0,0,0,null,109.50935892656787,182.51559821094645,182.51559821094645,146.01247856875716,219.01871785313574,182.51559821094645,182.51559821094645,182.51559821094645,182.51559821094645,182.51559821094645,219.01871785313574,219.01871785313574,365.0311964218929,328.52807677970361,255.52183749532503,219.01871785313574,219.01871785313574,219.01871785313574,219.01871785313574,182.51559821094645,219.01871785313574,219.01871785313574,182.51559821094645,182.51559821094645,182.51559821094645,219.01871785313574,219.01871785313574,219.01871785313574,255.52183749532503,292.02495713751432,328.52807677970361,365.0311964218929,328.52807677970361,292.02495713751432,328.52807677970361,255.52183749532503,219.01871785313574,219.01871785313574,255.52183749532503,255.52183749532503,255.52183749532503,182.51559821094645,182.51559821094645,292.02495713751432,109.50935892656787,73.00623928437858,109.50935892656787,73.00623928437858,73.00623928437858,146.01247856875716,146.01247856875716,146.01247856875716,182.51559821094645,182.51559821094645,182.51559821094645,146.01247856875716,109.50935892656787,73.00623928437858,73.00623928437858,73.00623928437858,36.50311964218929,36.50311964218929,36.50311964218929,36.50311964218929,0,0,0,0,0,0,0,0,0,0,0,0,0,0,0,0,0,0,0,0,0,0,{"$f":"IFERROR($F31*CR31,\"\")","v":0},0,0,0,0]
["","TRANSFORMERS","ground outdoor / indoor chamber mounted ; ˂ 22 kv ; > 60 kva and < = 600 kva ; single phase",63.200399543889674,"",49.506296257890433,"","",2,0,0,0,0,0,0,0,0,0,0,0,0,0,0,0,0,0,0,0,0,0,0,0,0,0,0,0,0,0,0,0,1,0,0,0,0,0,0,0,0,0,0,0,0,0,0,0,0,0,0,0,0,0,0,0,0,0,0,0,0,0,0,0,0,0,0,0,0,0,0,0,0,0,0,0,0,0,0,0,0,0,0,0,0,0,0,0,0,0,0,0,null,0,0,0,0,0,0,0,0,0,0,0,0,0,0,0,0,0,0,0,0,0,0,0,0,0,0,0,0,0,0,0,49.506296257890433,0,0,0,0,0,0,0,0,0,0,0,0,0,0,0,0,0,0,0,0,0,0,0,0,0,0,0,0,0,0,0,0,0,0,0,0,0,0,0,0,0,0,0,0,0,0,0,0,0,0,0,0,0,0,0,0,0,0,0]
[5,"TRANSFORMERS","ground outdoor / indoor chamber mounted ; ˂ 22 kv ; > 600 kva ; multiple phase",63.200399543889674,58.681078980594798,49.506296257890433,63.200399543889674,7.9498678947445205,2,9,9,9,7,12,9,9,9,9,9,10,12,16,16,13,11,12,11,12,10,10,11,9,9,10,10,11,11,13,14,17,19,16,15,17,14,11,12,13,13,13,10,10,14,6,5,5,4,4,7,8,8,9,10,9,8,5,4,4,3,2,2,2,1,1,1,1,0,0,0,0,0,0,0,0,0,0,0,0,0,0,0,0,0,0,0,0,0,0,0,0,null,445.55666632101389,445.55666632101389,445.55666632101389,346.54407380523304,594.07555509468523,445.55666632101389,445.55666632101389,445.55666632101389,445.55666632101389,445.55666632101389,495.06296257890432,594.07555509468523,792.10074012624693,792.10074012624693,643.58185135257565,544.5692588367948,594.07555509468523,544.5692588367948,594.07555509468523,495.06296257890432,495.06296257890432,544.5692588367948,445.55666632101389,445.55666632101389,495.06296257890432,495.06296257890432,544.5692588367948,544.5692588367948,643.58185135257565,693.08814761046608,841.60703638413736,940.61962889991821,792.10074012624693,742.59444386835651,841.60703638413736,693.08814761046608,544.5692588367948,594.07555509468523,643.58185135257565,643.58185135257565,643.58185135257565,495.06296257890432,495.06296257890432,693.08814761046608,297.03777754734261,247.53148128945216,247.53148128945216,198.02518503156173,198.02518503156173,346.54407380523304,396.05037006312347,396.05037006312347,445.55666632101389,495.06296257890432,445.55666632101389,396.05037006312347,247.53148128945216,198.02518503156173,198.02518503156173,148.51888877367131,99.012592515780867,99.012592515780867,99.012592515780867,49.506296257890433,49.506296257890433,49.506296257890433,49.506296257890433,0,0,0,0,0,0,0,0,0,0,0,0,0,0,0,0,0,0,0,0,0,0,0,0]
[5,"TRANSFORMERS","ground outdoor / indoor chamber mounted ; > 33 kv & < = 66 kv ; < = 15 mva",56.71959963979068,65.067227117613939,57.919977689890644,65.067227117613939,8.0664259196755754,2,0,0,0,0,1,0,0,0,0,0,0,0,0,0,0,0,1,0,1,1,0,1,0,0,0,0,0,0,0,0,0,0,0,0,0,0,0,0,0,1,0,1,0,0,0,0,0,0,0,0,0,4,10,5,4,0,2,13,0,4,0,2,0,0,0,0,0,0,0,6,0,4,1,0,0,0,0,0,0,0,0,0,0,0,0,0,0,0,0,0,0,null,0,0,0,0,57.919977689890644,0,0,0,0,0,0,0,0,0,0,0,57.919977689890644,0,57.919977689890644,57.919977689890644,0,57.919977689890644,0,0,0,0,0,0,0,0,0,0,0,0,0,0,0,0,0,57.919977689890644,0,57.919977689890644,0,0,0,0,0,0,0,0,0,231.67991075956257,579.19977689890641,289.5998884494532,231.67991075956257,0,115.83995537978129,752.95970996857841,0,231.67991075956257,0,115.83995537978129,0,0,0,0,0,0,0,347.51986613934389,0,231.67991075956257,57.919977689890644,0,0,0,0,0,0,0,0,0,0,0,0,0,0,0,0,0,0]
[5,"TRANSFORMERS","ground outdoor / indoor chamber mounted ; > 33 kv & < = 66 kv ; > 15 mva and < = 40 mva",56.71959963979068,56.71959963979068,57.919977689890644,56.71959963979068,7.5312415735913474,2,1,1,3,2,1,2,3,3,3,5,1,3,1,0,2,2,2,0,3,0,1,0,0,0,0,0,0,0,0,0,1,0,1,2,0,0,0,2,0,6,2,12,1,0,3,0,0,0,0,0,0,0,1,4,2,2,2,0,0,1,1,0,0,0,0,0,0,0,0,0,0,0,0,0,0,0,0,0,0,0,0,0,0,0,0,0,0,0,0,0,0,null,57.919977689890644,57.919977689890644,173.75993306967194,115.83995537978129,57.919977689890644,115.83995537978129,173.75993306967194,173.75993306967194,173.75993306967194,289.5998884494532,57.919977689890644,173.75993306967194,57.919977689890644,0,115.83995537978129,115.83995537978129,115.83995537978129,0,173.75993306967194,0,57.919977689890644,0,0,0,0,0,0,0,0,0,57.919977689890644,0,57.919977689890644,115.83995537978129,0,0,0,115.83995537978129,0,347.51986613934389,115.83995537978129,695.03973227868778,57.919977689890644,0,173.75993306967194,0,0,0,0,0,0,0,57.919977689890644,231.67991075956257,115.83995537978129,115.83995537978129,115.83995537978129,0,0,57.919977689890644,57.919977689890644,0,0,0,0,0,0,0,0,0,0,0,0,0,0,0,0,0,0,0,0,0,0,0,0,0,0,0,0,0,0]
["","TRANSFORMERS","kiosk mounted ; < = 22 kv ; < = 60 kva ; multiple phase",45.566616180254712,"",10.891550944268602,"","",2,2,4,5,4,6,5,5,5,5,5,5,6,8,8,7,6,6,6,6,5,5,6,5,5,5,5,6,6,6,7,9,10,8,8,9,7,6,6,7,7,6,5,5,7,3,2,3,2,2,4,4,4,5,5,5,4,3,2,2,2,1,1,1,1,0,0,0,0,0,0,0,0,0,0,0,0,0,0,0,0,0,0,0,0,0,0,0,0,0,0,0,null,21.783101888537203,43.566203777074406,54.457754721343008,43.566203777074406,65.34930566561161,54.457754721343008,54.457754721343008,54.457754721343008,54.457754721343008,54.457754721343008,54.457754721343008,65.34930566561161,87.132407554148813,87.132407554148813,76.240856609880211,65.34930566561161,65.34930566561161,65.34930566561161,65.34930566561161,54.457754721343008,54.457754721343008,65.34930566561161,54.457754721343008,54.457754721343008,54.457754721343008,54.457754721343008,65.34930566561161,65.34930566561161,65.34930566561161,76.240856609880211,98.023958498417414,108.91550944268602,87.132407554148813,87.132407554148813,98.023958498417414,76.240856609880211,65.34930566561161,65.34930566561161,76.240856609880211,76.240856609880211,65.34930566561161,54.457754721343008,54.457754721343008,76.240856609880211,32.674652832805805,21.783101888537203,32.674652832805805,21.783101888537203,21.783101888537203,43.566203777074406,43.566203777074406,43.566203777074406,54.457754721343008,54.457754721343008,54.457754721343008,43.566203777074406,32.674652832805805,21.783101888537203,21.783101888537203,21.783101888537203,10.891550944268602,10.891550944268602,10.891550944268602,10.891550944268602,0,0,0,0,0,0,0,0,0,0,0,0,0,0,0,0,0,0,0,0,0,0,0,0,0,0,0]
[5,"TRANSFORMERS","kiosk mounted ; < = 22 kv ; < = 60 kva ; single phase",45.566616180254712,36.523992402274374,10.891550944268602,45.566616180254712,6.7503048953550771,2,1,0,0,0,1,0,0,0,0,0,0,1,1,1,1,0,1,0,1,0,0,0,0,0,0,0,1,0,1,1,1,1,1,1,1,1,0,1,1,1,1,0,0,1,0,0,0,0,0,0,0,0,0,0,0,0,0,0,0,0,0,0,0,0,0,0,0,0,0,0,0,0,0,0,0,0,0,0,0,0,0,0,0,0,0,0,0,0,0,0,0,null,{"$f":"IFERROR($F37*J37,\"\")","v":10.891550944268602},0,0,0,10.891550944268602,0,0,0,0,0,0,10.891550944268602,10.891550944268602,10.891550944268602,10.891550944268602,0,10.891550944268602,0,10.891550944268602,0,0,0,0,0,0,0,10.891550944268602,0,10.891550944268602,10.891550944268602,{"$f":"IFERROR($F37*AN37,\"\")","v":10.891550944268602},10.891550944268602,10.891550944268602,10.891550944268602,10.891550944268602,10.891550944268602,0,10.891550944268602,10.891550944268602,10.891550944268602,10.891550944268602,0,0,10.891550944268602,0,0,{"$f":"IFERROR($F37*BD37,\"\")","v":0},0,0,0,0,0,0,0,0,0,0,0,0,0,0,0,{"$f":"IFERROR($F37*BT37,\"\")","v":0},0,0,0,0,0,0,0,0,0,0,0,0,0,0,0,{"$f":"IFERROR($F37*CJ37,\"\")","v":0},0,0,0,0,0,0,0,0,0,0,0,0]
[5,"TRANSFORMERS","kiosk mounted ; < = 22 kv ; > 60 kva and < = 600 kva ; multiple phase",64.086353252123047,51.555454284724931,101.15005617126553,64.086353252123047,8.0053952589564901,2,202,47,51,40,67,51,51,50,49,48,57,67,83,87,74,61,63,58,65,56,57,62,51,51,52,57,63,61,69,77,92,103,88,83,92,76,63,66,73,72,69,56,55,77,33,25,29,24,21,39,42,44,49,54,48,46,28,24,21,18,11,13,8,7,4,3,3,2,1,0,0,0,0,0,0,0,0,0,0,0,0,0,0,0,0,0,0,0,0,0,0,null,20432.311346595638,4754.05264004948,5158.6528647345422,4046.0022468506213,6777.0537634747907,5158.6528647345422,5158.6528647345422,5057.5028085632766,4956.3527523920111,4855.2026962207456,5765.5532017621354,6777.0537634747907,8395.4546622150392,8800.0548869001013,7485.1041566736494,6170.1534264471975,{"$f":"IFERROR($F38*Z38,\"\")","v":6372.4535387897286},5866.7032579334009,6574.7536511322596,5664.4031455908698,5765.5532017621354,6271.303482618463,5158.6528647345422,5158.6528647345422,5259.8029209058077,5765.5532017621354,6372.4535387897286,6170.1534264471975,6979.3538758173218,7788.554325187446,9305.805167756429,10418.45578564035,8901.2049430713669,8395.4546622150392,9305.805167756429,7687.4042690161805,6372.4535387897286,6675.9037073035252,7383.9541005023839,7282.8040443311183,6979.3538758173218,5664.4031455908698,5563.2530894196043,7788.554325187446,3337.9518536517626,2528.7514042816383,2933.3516289667004,2427.6013481103728,2124.1511795965762,3944.8521906793558,4248.3023591931524,4450.6024715356834,4956.3527523920111,5462.1030332483388,4855.2026962207456,4652.9025838782145,2832.2015727954349,2427.6013481103728,2124.1511795965762,1820.7010110827796,1112.6506178839209,1314.9507302264519,809.20044937012426,708.05039319885873,404.60022468506213,303.4501685137966,303.4501685137966,202.30011234253107,101.15005617126553,0,0,0,0,0,0,0,0,0,0,0,0,0,0,0,0,0,0,0,0,0,0]
[5,"TRANSFORMERS","kiosk mounted ; < = 22 kv ; > 600 kva ; multiple phase",62.142014255135159,46.457247836110575,127.56271164192758,62.142014255135159,7.8830206301350731,2,50,11,12,9,16,12,12,12,11,11,13,16,19,20,17,14,15,14,15,13,13,14,12,12,12,13,15,14,16,18,21,24,21,19,21,18,15,15,17,17,16,13,13,18,8,6,7,6,5,9,10,10,11,13,11,11,6,6,5,4,3,3,2,2,1,1,1,0,0,0,0,0,0,0,0,0,0,0,0,0,0,0,0,0,0,0,0,0,0,0,0,null,6378.135582096379,1403.1898280612033,1530.7525397031309,1148.0644047773483,2041.0033862708412,1530.7525397031309,1530.7525397031309,1530.7525397031309,1403.1898280612033,1403.1898280612033,1658.3152513450584,2041.0033862708412,2423.6915211966239,2551.2542328385516,2168.5660979127688,1785.8779629869862,1913.4406746289137,1785.8779629869862,1913.4406746289137,1658.3152513450584,1658.3152513450584,1785.8779629869862,1530.7525397031309,1530.7525397031309,1530.7525397031309,1658.3152513450584,1913.4406746289137,1785.8779629869862,2041.0033862708412,2296.1288095546965,2678.8169444804789,3061.5050794062618,2678.8169444804789,2423.6915211966239,2678.8169444804789,2296.1288095546965,1913.4406746289137,1913.4406746289137,2168.5660979127688,2168.5660979127688,2041.0033862708412,1658.3152513450584,1658.3152513450584,2296.1288095546965,1020.5016931354206,765.37626985156544,892.93898149349309,765.37626985156544,637.8135582096379,1148.0644047773483,1275.6271164192758,1275.6271164192758,1403.1898280612033,1658.3152513450584,1403.1898280612033,1403.1898280612033,765.37626985156544,765.37626985156544,637.8135582096379,510.25084656771031,382.68813492578272,382.68813492578272,255.12542328385516,255.12542328385516,127.56271164192758,127.56271164192758,127.56271164192758,0,0,0,0,0,0,0,0,0,0,0,0,0,0,0,0,0,0,0,0,0,0,0,0]
[5,"TRANSFORMERS","pole mounted ; < = 22 kv ; < = 60 kva ; multiple phase",62.244841263091004,57.378578874311842,11.649428422081149,62.244841263091004,7.8895399905882346,2,88,95,102,80,134,103,103,101,98,96,115,134,167,176,149,123,127,118,131,113,115,124,104,104,105,114,126,123,138,156,185,207,177,168,184,154,126,133,148,144,139,113,111,155,66,50,59,48,42,78,85,89,98,109,97,92,56,48,41,36,22,25,17,14,9,6,6,4,1,1,0,0,0,0,0,0,0,0,0,0,0,0,0,0,0,0,0,0,0,0,0,null,1025.1497011431411,1106.6957000977091,1188.2416990522772,931.95427376649195,1561.0234085588741,1199.8911274743584,1199.8911274743584,1176.592270630196,1141.6439853639527,1118.3451285197903,1339.6842685393322,1561.0234085588741,1945.4545464875519,2050.2994022862822,1735.7648348900912,1432.8796959159813,1479.4774096043059,1374.6325538055755,1526.0751232926305,1316.3854116951698,1339.6842685393322,1444.5291243380625,1211.5405558964394,1211.5405558964394,1223.1899843185206,1328.034840117251,1467.8279811822247,1432.8796959159813,1607.6211222471986,1817.3108338446593,2155.1442580850126,2411.4316833707981,2061.9488307083634,1957.1039749096331,2143.4948296629314,1794.0119770004969,1467.8279811822247,1549.3739801367929,1724.11540646801,1677.5176927796854,1619.2705506692798,1316.3854116951698,1293.0865548510076,1805.6614054225781,768.86227585735583,582.47142110405741,687.31627690278776,559.17256425989513,489.27599372740826,908.65541692232966,990.20141587689761,1036.7991295652223,1141.6439853639527,1269.7876980068452,1129.9945569418715,1071.7474148314657,652.36799163654439,559.17256425989513,477.62656530532712,419.37942319492134,256.28742528578528,291.23571055202871,198.04028317537953,163.0919979091361,104.84485579873034,69.896570532486891,69.896570532486891,46.597713688324596,11.649428422081149,11.649428422081149,0,0,0,0,0,0,0,0,0,0,0,0,0,0,0,0,0,0,0,0,0]
[5,"TRANSFORMERS","pole mounted ; < = 22 kv ; < = 60 kva ; single phase",58.323404693898098,55.251752298459252,5.858696087770805,58.323404693898098,7.6369761485746501,2,732,489,526,416,693,533,531,520,508,497,595,692,865,907,769,637,657,608,674,583,596,640,535,535,541,591,653,633,715,804,956,1067,914,867,952,795,650,687,762,743,718,582,574,800,342,258,305,249,215,402,439,461,505,561,502,475,287,249,214,186,115,131,86,70,46,33,33,20,7,3,0,0,0,0,0,0,0,0,0,0,0,0,0,0,0,0,0,0,0,0,0,null,4288.5655362482294,2864.9023869199236,3081.6741421674433,2437.2175725126549,4060.0763888251677,3122.6850147818391,3110.9676226062975,3046.5219656408185,2976.217612587569,2911.77195562209,3485.9241722236288,4054.2176927373971,5067.7721159217463,5313.8373516081201,4505.337291495749,3731.9894079100027,3849.163329665419,3562.0872213646494,3948.7611631575223,3415.6198191703793,3491.7828683113999,3749.5654961733153,3134.4024069573807,3134.4024069573807,3169.5545834840054,3462.4893878725456,3825.7285453143359,3708.5546235589195,4188.9677027561256,4710.3916545677275,5600.9134599088893,6251.2287256514492,5354.8482242225155,5079.4895080972883,5577.4786755578061,4657.6633897777901,3808.1524570510232,4024.9242122985429,4464.3264188813537,4353.0111932137079,4206.5437910194378,3409.7611230826087,3362.8915543804419,4686.9568702166443,2003.6740620176154,1511.5435906448677,1786.9023067700955,1458.8153258549305,1259.619658870723,2355.1958272838638,2571.9675825313834,2700.8588964623409,2958.6415243242564,3286.7285052394218,2941.0654360609442,2782.8806416911325,1681.445777190221,1458.8153258549305,1253.7609627829522,1089.7174723253697,673.75005009364259,767.48918749797542,503.84786354828924,410.10872614395635,269.50002003745703,193.33697089643655,193.33697089643655,117.1739217554161,41.010872614395637,17.576088263312414,0,0,0,0,0,0,0,0,0,0,0,0,0,0,0,0,0,0,0,0,0]
[5,"TRANSFORMERS","pole mounted ; < = 22 kv ; > 60 kva and < = 600 kva ; multiple phase",62.993258158672113,54.872455898030239,21.617939226902617,62.993258158672113,7.9368292257470241,2,441,218,234,185,309,238,237,232,227,222,265,309,385,405,343,284,293,271,301,260,266,286,239,239,241,264,291,283,319,359,426,476,408,387,424,355,290,307,340,331,320,260,256,357,153,115,136,111,96,179,196,206,225,250,224,212,128,111,95,83,51,58,38,31,21,15,15,9,3,1,0,0,0,0,0,0,0,0,0,0,0,0,0,0,0,0,0,0,0,0,0,null,9533.5111990640544,4712.7107514647705,5058.5977790952129,3999.3187569769843,6679.9432211129088,5145.069536002823,5123.4515967759207,5015.3619006414074,4907.272204506894,4799.1825083723807,5728.7538951291936,6679.9432211129088,8322.9066023575069,8755.2653868955604,7414.9531548275982,6139.4947404403438,6334.0561934824673,5858.4615304906092,6506.9997072976876,5620.6641989946802,5750.3718343560959,6182.7306188941484,5166.6874752297254,5166.6874752297254,5209.9233536835309,5707.1359559022912,6290.8203150286618,6117.8768012134406,6896.1226133819346,7760.8401824580396,9209.2421106605143,10290.139072005646,8820.1192045762673,8366.1424808113134,9166.0062322067097,7674.3684255504295,6269.2023758017594,6636.7073426591032,7350.0993371468903,7155.5378841047659,6917.7405526088378,5620.6641989946802,5534.19244208707,7717.6043040042341,3307.5447017161005,2486.0630110938009,2940.0397348587558,2399.5912541861903,2075.3221657826512,3869.6111216155687,4237.1160884729134,4453.2954807419392,4864.0363260530885,5404.4848067256544,4842.4183868261862,4583.0031161033548,2767.096221043535,2399.5912541861903,2053.7042265557488,1794.2889558329173,1102.5149005720334,1253.8404751603518,821.48169062229942,670.15611603398111,453.97672376495495,324.26908840353929,324.26908840353929,194.56145304212356,64.853817680707849,21.617939226902617,0,0,0,0,0,0,0,0,0,0,0,0,0,0,0,0,0,0,0,0,0]
[5,"TRANSFORMERS","pole mounted ; < = 22 kv ; > 60 kva and < = 600 kva ; single phase",55.362622014371276,46.467442884159823,23.172769313605951,55.362622014371276,7.4406062934663648,2,89,13,14,11,18,14,14,14,14,13,16,18,23,24,21,17,18,16,18,16,16,17,14,14,14,16,17,17,19,21,25,28,24,23,25,21,17,18,20,20,19,16,15,21,9,7,8,7,6,11,12,12,13,15,13,13,8,7,6,5,3,3,2,2,1,1,1,1,0,0,0,0,0,0,0,0,0,0,0,0,0,0,0,0,0,0,0,0,0,0,0,null,2062.3764689109298,301.24600107687735,324.4187703904833,254.90046244966547,417.10984764490712,324.4187703904833,324.4187703904833,324.4187703904833,324.4187703904833,301.24600107687735,370.76430901769521,417.10984764490712,532.97369421293683,556.14646352654279,486.62815558572498,393.93707833130117,417.10984764490712,370.76430901769521,417.10984764490712,370.76430901769521,370.76430901769521,393.93707833130117,324.4187703904833,324.4187703904833,324.4187703904833,370.76430901769521,393.93707833130117,393.93707833130117,440.28261695851307,486.62815558572498,579.31923284014874,648.83754078096661,556.14646352654279,532.97369421293683,579.31923284014874,486.62815558572498,393.93707833130117,417.10984764490712,463.45538627211903,463.45538627211903,440.28261695851307,370.76430901769521,347.59153970408926,486.62815558572498,208.55492382245356,162.20938519524165,185.38215450884761,162.20938519524165,139.0366158816357,254.90046244966547,278.07323176327139,278.07323176327139,301.24600107687735,347.59153970408926,301.24600107687735,301.24600107687735,185.38215450884761,162.20938519524165,139.0366158816357,115.86384656802976,69.518307940817849,69.518307940817849,46.345538627211901,46.345538627211901,23.172769313605951,23.172769313605951,23.172769313605951,23.172769313605951,0,0,0,0,0,0,0,0,0,0,0,0,0,0,0,0,0,0,0,0,0,0,0]
[5,"TRANSFORMERS","pole mounted ; < = 22 kv ; > 600 kva ; multiple phase",55.362622014371276,49.838621071303649,184.34129458891167,55.362622014371276,7.4406062934663648,2,0,0,0,0,0,0,0,0,0,0,0,0,0,1,0,0,0,0,0,0,0,0,0,0,0,0,0,0,0,0,1,1,1,1,1,0,0,0,0,0,0,0,0,0,0,0,0,0,0,0,0,0,0,0,0,0,0,0,0,0,0,0,0,0,0,0,0,0,0,0,0,0,0,0,0,0,0,0,0,0,0,0,0,0,0,0,0,0,0,0,0,null,0,0,0,0,0,0,0,0,0,0,0,0,0,184.34129458891167,0,0,0,0,0,0,0,0,0,0,0,0,0,0,0,0,184.34129458891167,184.34129458891167,184.34129458891167,184.34129458891167,184.34129458891167,0,0,0,0,0,0,0,0,0,0,0,0,0,0,0,0,0,0,0,0,0,0,0,0,0,0,0,0,0,0,0,0,0,0,0,0,0,0,0,0,0,0,0,0,0,0,0,0,0,0,0,0,0,0,0,0]
[6,"UNDERGROUND CABLES","˂ = 1 kv",74.82581712830283,64.695969603604198,2854.0549425501717,74.82581712830283,8.6501917393953089,2,212.5,182.4,175.7,96.1,116.4,96.2,121.4,171.8,257.3,288.89999999999998,65.599999999999994,215,172.3,180.2,190.5,171.1,246.7,246.8,131.80000000000001,153.5,158.80000000000001,116,74.3,46.1,52.6,66.7,80.099999999999994,62.1,60.8,68.8,65.8,55.2,36.200000000000003,40.9,28,21.1,7.4,12.5,8.8000000000000007,16.600000000000001,17.899999999999999,13.8,28.4,40.1,8.6999999999999993,2.2999999999999998,14,2,1.4,1.1000000000000001,0.8,0.1,0.2,1.9,1.1000000000000001,0.1,0,0,0,0,0,0,0,0.9,0,0,0,0,0,0,0,0,0,0,0,0,0,0,0,0,0,0,0,0,0,0,0,0,0,0,0,null,606486.67529191147,520579.62152115133,501457.45340606512,274274.67997907149,332211.99531283998,274560.08547332656,346482.27002559084,490326.63913011953,734348.33671815926,824536.47290274454,187226.00423129124,613621.81264828693,491753.66660139465,514300.70064754091,543697.46655580774,488328.80067033437,704095.35432712734,704380.75982138247,376164.44142811268,438097.43368145137,453223.92487696733,331070.37333581992,212056.28223147776,131571.93285156292,150123.28997813904,190365.46466809645,228609.80089826873,177236.81193236567,173526.54050705043,196358.9800474518,187796.8152198013,157543.83282876949,103316.78892031622,116730.84715030203,79913.538391404814,60220.559287808625,21120.006574871273,35675.68678187715,25115.683494441513,47377.312046332852,51087.583471648068,39385.958207192372,81055.160368424869,114447.60319626189,24830.278000186492,6564.3263678653948,39956.769195702407,5708.1098851003435,3995.67691957024,3139.4604368051891,2283.2439540401374,285.40549425501717,570.81098851003435,5422.7043908453261,3139.4604368051891,285.40549425501717,0,0,0,0,0,0,0,2568.6494482951548,0,0,0,0,0,0,0,0,0,0,0,0,0,0,0,0,0,0,0,0,0,0,0,0,0,0,0]
[6,"UNDERGROUND CABLES","> 1 kv & < = 11 kv",70.645928775629429,72.625308147732596,2854.0549425501717,72.625308147732596,8.5220483539893497,2,0,0,0.2,0.7,0.3,0.3,0.2,0,0,0,0.3,0.7,0.3,0.6,0.2,0.7,0,0,0,5,0,0.3,3.2,0.1,0,0.1,0,0,0.4,0,0.2,0.1,0,1.7,0,0,0,0,0.1,0,1.7,0.1,0,0,0,0,0.2,0,0,0,0,0,0,0,0,0,0,0,0,0,0,0,0,0,0,0,0,0,0,0,0,0,0,0,0,0,0,0,0,0,0,0,0,0,0,0,0,0,0,0,0,null,0,0,570.81098851003435,1997.83845978512,856.21648276505152,856.21648276505152,570.81098851003435,0,0,0,856.21648276505152,1997.83845978512,856.21648276505152,1712.432965530103,570.81098851003435,1997.83845978512,0,0,0,14270.274712750859,0,856.21648276505152,9132.9758161605496,285.40549425501717,0,285.40549425501717,0,0,1141.6219770200687,0,570.81098851003435,285.40549425501717,0,4851.8934023352922,0,0,0,0,285.40549425501717,0,4851.8934023352922,285.40549425501717,0,0,0,0,570.81098851003435,0,0,0,0,0,0,0,0,0,0,0,0,0,0,0,0,0,0,0,0,0,0,0,0,0,0,0,0,0,0,0,0,0,0,0,0,0,0,0,0,0,0,0,0]
[6,"UNDERGROUND CABLES","> 11 kv & < = 22 kv",70.645928775629429,61.113668176043589,2105.6927897793003,70.645928775629429,8.405113251802705,2,156,125.3,178.4,127.7,192,69.7,76.900000000000006,45.2,83.3,82,40.299999999999997,113.5,81.7,84.1,88.1,68.400000000000006,83.3,71.5,52.9,74.599999999999994,72.7,48.1,45.2,33.1,24.4,37.6,31.3,16.7,21.4,19.899999999999999,16.2,22.9,11.5,14.3,11.9,9.6999999999999993,5.4,5.0999999999999996,4.0999999999999996,5.5,6.9,5,8.1999999999999993,9.6,0.8,3.6,0.8,0.7,0.9,1.2,0.7,3,0.2,6.2,0.1,0,0.1,0,0,0.1,0,0.1,0,0.7,0,0,0,0.1,0,0,0.1,0,0,0,0,0,0,0,0,0,0,0,0,0,0,0,0,0,0,0,0,null,328488.07520557084,263843.30655934633,375655.59369662718,268896.96925481665,404293.01563762565,146766.78744761724,161927.77553402819,95177.314098024377,175404.20938861571,172666.80876190262,84859.419428105801,238996.13163995059,172035.10092496884,177088.76362043913,185511.53477955633,144029.38682090415,175404.20938861571,150557.03446921997,111391.14857932497,157084.68211753579,153083.86581695513,101283.82318838434,95177.314098024377,69698.431341694843,51378.904070614924,79174.048895701693,65908.184320092099,35165.069589314313,45061.825701277019,41903.286516608074,34112.22319442466,48220.364885945972,24215.467082461953,30111.406893843996,25057.744198373675,20425.22006085921,11370.741064808222,10739.03322787443,8633.3404380951306,11581.310343786152,14529.280249477173,10528.4639488965,17266.680876190261,20214.650781881282,1684.5542318234402,7580.4940432054809,1684.5542318234402,1473.9849528455102,1895.1235108013702,2526.8313477351603,1473.9849528455102,6317.0783693379008,421.13855795586005,13055.295296631662,210.56927897793003,0,210.56927897793003,0,0,210.56927897793003,0,210.56927897793003,0,1473.9849528455102,0,0,0,210.56927897793003,0,0,210.56927897793003,0,0,0,0,0,0,0,0,0,0,0,0,0,0,0,0,0,0,0,0]
[6,"UNDERGROUND CABLES","> 33 kv & < = 66 kv",25.25,45.561907860841956,1797.4927884550184,45.561907860841956,6.7499561376976338,2,5,0,0,0.1,0,0.3,0,0,0,0,0,0,0.1,0,0.2,1.6,0.2,0,0,0,0,0,0,0,0,0,0,0,0,0,0,0,0,0.2,0,0,0,0,0,0,0,0,0,0,0,0,0,0,0,0,0,0,0,0,0,0,0,0,0,0,0,0,0,0,0,0,0,0,0,0,0,0,0,0,0,0,0,0,0,0,0,0,0,0,0,0,0,0,0,0,0,null,8987.4639422750915,0,0,179.74927884550186,0,539.24783653650547,0,0,0,0,0,0,179.74927884550186,0,359.49855769100373,2875.9884615280298,359.49855769100373,0,0,0,0,0,0,0,0,0,0,0,0,0,0,0,0,359.49855769100373,0,0,0,0,0,0,0,0,0,0,0,0,0,0,0,0,0,0,0,0,0,0,0,0,0,0,0,0,0,0,0,0,0,0,0,0,0,0,0,0,0,0,0,0,0,0,0,0,0,0,0,0,0,0,0,0,0]
[3,"SERVICE LINES","˂ = 11 kv ; residential ; simple type",60.321193219931146,59.588154241786384,1.1183522430520505,60.321193219931146,7.7666719526404062,2,15730,17224,14182,10982,13198,14223,15857,11760,17604,19769,6612,14004,13523,13380,12798,11881,15009,13151,9344,9987,9131,5970,4121,2138,3793,4807,7743,6481,5239,7082,11384,11284,8657,14172,10875,9787,7174,5197,7183,13094,5346,8702,6218,10890,8767,6852,9832,7662,5472,5503,8333,8089,8583,5381,6507,6469,3586,4238,3297,3027,2575,2100,2329,469,689,363,536,685,638,862,414,168,154,98,0,0,0,0,0,0,0,0,0,0,0,0,0,0,0,0,0,null,17591.680783208754,19262.499034328517,15860.47151096418,12281.744333197619,14760.012903800962,15906.323952929315,17733.711518076365,13151.822378292114,19687.472886688298,22108.705492895988,7394.5450310601582,15661.404811700915,15123.477382792878,14963.553012036436,14312.672006580142,13287.142999701411,16785.348815968227,14707.450348377517,10449.88335907836,11168.983851360828,10211.674331308273,6676.5628910207415,4608.7295936175005,2391.0370956452839,4241.9100578964271,5375.919232351207,8659.4014179520273,7248.0408872203388,5859.0474013496923,7920.1705852946216,12731.321934904543,12619.486710599338,9681.5753681016013,15849.287988533659,12162.08064319105,10945.313402750418,8023.05899165541,5812.0766071415064,8033.1241618428785,14643.704270523549,5978.7110913562619,9731.901219038944,6953.91424729765,12178.85592683683,9804.5941148373258,7662.9495693926501,10995.639253687761,8568.8148862648104,6119.6234739808206,6154.292393515434,9319.2292413527375,9046.3512940480359,9598.817302115749,6017.8534198630841,7277.1180455396925,7234.6206603037144,4010.411143584653,4739.5768060545897,3687.2073453426106,3385.2522397185567,2879.7570258590299,2348.5397104093058,2604.6423740682258,524.50720199141165,770.54469546286282,405.96186422789435,599.43680227589903,766.07128649065464,713.50873106720826,964.01963351086749,462.99782862354891,187.88317683274448,172.22624543001578,109.59851981910094,0,0,0,0,0,0,0,0,0,0,0,0,0,0,0,0,0]
["","","","","","","","","","","","","","","","","","","","","","","","","","","","","","","","","","","","","","","","","","","","","","","","","","","","","","","","","","","","","","","","","","","","","","","","","","","","","","","","","","","","","","","","","","","","","","","","","","","","",null,"","","","","","","","","","","","","","","","","","","","","","","","","","","","","","","","","","","","","","","","","","","","","","","","","","","","","","","","","","","","","","","","","","","","","","","","","","","","","","","","","","","","","","","","","","",""]
["","","","","","","","","","","","","","","","","","","","","","","","","","","","","","","","","","","","","","","","","","","","","","","","","","","","","","","","","","","","","","","","","","","","","","","","","","","","","","","","","","","","","","","","","","","","","","","","","","","","",null,"","","","","","","","","","","","","","","","","","","","","","","","","","","","","","","","","","","","","","","","","","","","","","","","","","","","","","","","","","","","","","","","","","","","","","","","","","","","","","","","","","","","","","","","","","",""]
["","","","","","","","","","","","","","","","","","","","","","","","","","","","","","","","","","","","","","","","","","","","","","","","","","","","","","","","","","","","","","","","","","","","","","","","","","","","","","","","","","","","","","","","","","","","","","","","","","","","",null,"","","","","","","","","","","","","","","",{"$f":"IFERROR($F52*Y52,\"\")","v":""},"","","","","","","","","","","","","","","","","","","","","","","","","","","","","","","","","","","","","","","","","","","","","","","","","","","","","","","","","","","","","","","","","","","","","","","","","","",""]
["","","","","","","","","","","","","","","","","","","","","","","","","","","","","","","","","","","","","","","","","","","","","","","","","","","","","","","","","","","","","","","","","","","","","","","","","","","","","","","","","","","","","","","","","","","","","","","","","","","","",null,{"$f":"IFERROR($F53*J53,\"\")","v":""},"","","","","","","","","","","","","","","","","","","","","","","","","","","","","","","","","","","","","","","","","","",{"$f":"IFERROR($F53*BA53,\"\")","v":""},"","","","","","","","","","","","","","","",{"$f":"IFERROR($F53*BQ53,\"\")","v":""},"","","","","","","","","","","","","","","",{"$f":"IFERROR($F53*CG53,\"\")","v":""},"","","","","","","","","","","","","","",""]
["","","","","","","","","","","","","","","","","","","","","","","","","","","","","","","","","","","","","","","","","","","","","","","","","","","","","","","","","","","","","","","","","","","","","","","","","","","","","","","","","","","","","","","","","","","","","","","","","","","","",null,"","","","","","","","","","","","","","","","","","","","","","","","","","","","","","","","",{"$f":"IFERROR($F54*AP54,\"\")","v":""},"","","","","","","","","","","","","","","","","","","","","","","","","","","","","","","","","","","","","","","","","","","","","","","","","","","","","","","","","",""]
["","","","","","","","","","","","","","","","","","","","","","","","","","","","","","","","","","","","","","","","","","","","","","","","","","","","","","","","","","","","","","","","","","","","","","","","","","","","","","","","","","","","","","","","","","","","","","","","","","","","",null,"","","","","","","","","","","","","","","","","","","","","","","","","","","","","","","",{"$f":"IFERROR($F55*AO55,\"\")","v":""},"","","","","","","","","","","","","","","","","","","","","","","","","","","","","","","","","","","","","","","","","","","","","","","","","","","","","","","","","","",""]
["","","","","","","","","","","","","","","","","","","","","","","","","","","","","","","","","","","","","","","","","","","","","","","","","","","","","","","","","","","","","","","","","","","","","","","","","","","","","","","","","","","","","","","","","","","","","","","","","","","","",null,"","","","","","","","","","","","","","","","","","","","","","","","","","","","","","","","","","","","","","","","","","","","","","","","","","","","","","","","","","","","","","","","","","","","","","","","","","","","","","","","","","","","","","","","","","",""]
["","","","","","","","","","","","","","","","","","","","","","","","","","","","","","","","","","","","","","","","","","","","","","","","","","","","","","","","","","","","","","","","","","","","","","","","","","","","","","","","","","","","","","","","","","","","","","","","","","","","",null,"","","","","","","","","","","","","","","","","","","","","","","","","","","","","","","","","","","","","","","","","","","","","","","","","","","","","","","","","","","","","","","","","","","","","","","","","","","","","","","","","","","","","","","","","","",""]
["","","","","","","","","","","","","","","","","","","","","","","","","","","","","","","","","","","","","","","","","","","","","","","","","","","","","","","","","","","","","","","","","","","","","","","","","","","","","","","","","","","","","","","","","","","","","","","","","","","","",null,"","","","","","","","","","","","","","","","","","","","","","","","","","","","","","","","","","","","","","","","","","","","","","","","","","","","","","","","","","","","","","","","","","","","","","","","","","","","","","","","","","","","","","","","","","",""]
["","","","","","","","","","","","","","","","","","","","","","","","","","","","","","","","","","","","","","","","","","","","","","","","","","","","","","","","","","","","","","","","","","","","","","","","","","","","","","","","","","","","","","","","","","","","","","","","","","","","",null,"","","","","","","","","","","","","","","","","","","","","","","","","","","","","","","","","","","","","","","","","","","","","","","","","","","","","","","","","","","","","","","","","","","","","","","","","","","","","","","","","","","","","","","","","","",""]
["","","","","","","","","","","","","","","","","","","","","","","","","","","","","","","","","","","","","","","","","","","","","","","","","","","","","","","","","","","","","","","","","","","","","","","","","","","","","","","","","","","","","","","","","","","","","","","","","","","","",null,"","","","","","","","","","","","","","","","","","","","","","","","","","","","","","","","","","","","","","","","","","","","","","","","","","","","","","","","","","","","","","","","","","","","","","","","","","","","","","","","","","","","","","","","","","",""]
["","","","","","","","","","","","","","","","","","","","","","","","","","","","","","","","","","","","","","","","","","","","","","","","","","","","","","","","","","","","","","","","","","","","","","","","","","","","","","","","","","","","","","","","","","","","","","","","","","","","",null,"","","","","","","","","","","","","","","","","","","","","","","","","","","","","","","","","","","","","","","","","","","","","","","","","","","","","","","","","","","","","","","","","","","","","","","","","","","","","","","","","","","","","","","","","","",""]
["","","","","","","","","","","","","","","","","","","","","","","","","","","","","","","","","","","","","","","","","","","","","","","","","","","","","","","","","","","","","","","","","","","","","","","","","","","","","","","","","","","","","","","","","","","","","","","","","","","","",null,"","","","","","","","","","","","","","","","","","","","","","","","","","","","","","","","","","","","","","","","","","","","","","","","","","","","","","","","","","","","","","","","","","","","","","","","","","","","","","","","","","","","","","","","","","",""]
["","","","","","","","","","","","","","","","","","","","","","","","","","","","","","","","","","","","","","","","","","","","","","","","","","","","","","","","","","","","","","","","","","","","","","","","","","","","","","","","","","","","","","","","","","","","","","","","","","","","",null,"","","","","","","","","","","","","","","","","","","","","","","","","","","","","","","","","","","","","","","","","","","","","","","","","","","","","","","","","","","","","","","","","","","","","","","","","","","","","","","","","","","","","","","","","","",""]
["","","","","","","","","","","","","","","","","","","","","","","","","","","","","","","","","","","","","","","","","","","","","","","","","","","","","","","","","","","","","","","","","","","","","","","","","","","","","","","","","","","","","","","","","","","","","","","","","","","","",null,"","","","","","","","","","","","","","","","","","","","","","","","","","","","","","","","","","","","","","","","","","","","","","","","","","","","","","","","","","","","","","","","","","","","","","","","","","","","","","","","","","","","","","","","","","",""]
["","","","","","","","","","","","","","","","","","","","","","","","","","","","","","","","","","","","","","","","","","","","","","","","","","","","","","","","","","","","","","","","","","","","","","","","","","","","","","","","","","","","","","","","","","","","","","","","","","","","",null,"","","","","","","","","","","","","","","","","","","","","","","","","","","","","","","","","","","","","","","","","","","","","","","","","","","","","","","","","","","","","","","","","","","","","","","","","","","","","","","","","","","","","","","","","","",""]
["","","","","","","","","","","","","","","","","","","","","","","","","","","","","","","","","","","","","","","","","","","","","","","","","","","","","","","","","","","","","","","","","","","","","","","","","","","","","","","","","","","","","","","","","","","","","","","","","","","","",null,{"$f":"IFERROR($F66*J66,\"\")","v":""},"","","","","","","","","","","","","","","",{"$f":"IFERROR($F66*Z66,\"\")","v":""},"","","","","","","","","","","","","","","",{"$f":"IFERROR($F66*AP66,\"\")","v":""},"","","","","","","","","","","","","","","",{"$f":"IFERROR($F66*BF66,\"\")","v":""},"","","","","","","","","","","","","","","",{"$f":"IFERROR($F66*BV66,\"\")","v":""},"","","","","","","","","","","","","",{"$f":"IFERROR($F66*CJ66,\"\")","v":""},{"$f":"IFERROR($F66*CK66,\"\")","v":""},"","","","","","","","","","",""]
["","","","","","","","","","","","","","","","","","","","","","","","","","","","","","","","","","","","","","","","","","","","","","","","","","","","","","","","","","","","","","","","","","","","","","","","","","","","","","","","","","","","","","","","","","","","","","","","","","","","",null,"","","","","","","","","","","","","","","","","","","","","","","","","","","","","","","","","","","","","","","","","","","","","","","","","","","","","","","","","","","","","","","","","","","","","","","","","","","","","","","","","","","","","","","","","","",""]
["","","","","","","","","","","","","","","","","","","","","","","","","","","","","","","","","","","","","","","","","","","","","","","","","","","","","","","","","","","","","","","","","","","","","","","","","","","","","","","","","","","","","","","","","","","","","","","","","","","","",null,"","","","","","","","","","","","","","","","","","","","","","","","","","","","","","","","","","","","","","","","","","","","","","","","","","","","","","","","","","","","","","","","","","","","","","","","","","","","","","","","","","","","","","","","","","",""]
["","","","","","","","","","","","","","","","","","","","","","","","","","","","","","","","","","","","","","","","","","","","","","","","","","","","","","","","","","","","","","","","","","","","","","","","","","","","","","","","","","","","","","","","","","","","","","","","","","","","",null,"","","","","","","","","","","","","","","","","","","","","","","","","","","","","","","","","","","","","","","","","","","","","","","","","","","","","","","","","","","","","","","","","","","","","","","","","","","","","","","","","","","","","","","","","","",""]
["","","","","","","","","","","","","","","","","","","","","","","","","","","","","","","","","","","","","","","","","","","","","","","","","","","","","","","","","","","","","","","","","","","","","","","","","","","","","","","","","","","","","","","","","","","","","","","","","","","","",null,"","","","","","","","","","","","","","","","","","","","","","","","","","","","","","","","","","","","","","","","","","","","","","","","","","","","","","","","","","","","","","","","","","","","","","","","","","","","","","","","","","","","","","","","","","",""]
["","","","","","","","","","","","","","","","","","","","","","","","","","","","","","","","","","","","","","","","","","","","","","","","","","","","","","","","","","","","","","","","","","","","","","","","","","","","","","","","","","","","","","","","","","","","","","","","","","","","",null,"","","","","","","","","","","","","","","","","","","","","","","","","","","","","","","","","","","","","","","","","","","","","","","","","","","","","","","","","","","","","","","","","","","","","","","","","","","","","","","","","","","","","","","","","","",""]
["","","","","","","","","","","","","","","","","","","","","","","","","","","","","","","","","","","","","","","","","","","","","","","","","","","","","","","","","","","","","","","","","","","","","","","","","","","","","","","","","","","","","","","","","","","","","","","","","","","","",null,"","","","","","","","","","","","","","","","","","","","","","","","","","","","","","","","","","","","","","","","","","","","","","","","","","","","","","","","","","","","","","","","","","","","","","","","","","","","","","","","","","","","","","","","","","",""]
["","","","","","","","","","","","","","","","","","","","","","","","","","","","","","","","","","","","","","","","","","","","","","","","","","","","","","","","","","","","","","","","","","","","","","","","","","","","","","","","","","","","","","","","","","","","","","","","","","","","",null,"","","","","","","","","","","","","","","","","","","","","","","","","","","","","","","","","","","","","","","","","","","","","","","","","","","","","","","","","","","","","","","","","","","","","","","","","","","","","","","","","","","","","","","","","","",""]
["","","","","","","","","","","","","","","","","","","","","","","","","","","","","","","","","","","","","","","","","","","","","","","","","","","","","","","","","","","","","","","","","","","","","","","","","","","","","","","","","","","","","","","","","","","","","","","","","","","","",null,"","","","","","","","","","","","","","","","","","","","","","","","","","","","","","","","","","","","","","","","","","","","","","","","","","","","","","","","","","","","","","","","","","","","","","","","","","","","","","","","","","","","","","","","","","",""]
["","","","","","","","","","","","","","","","","","","","","","","","","","","","","","","","","","","","","","","","","","","","","","","","","","","","","","","","","","","","","","","","","","","","","","","","","","","","","","","","","","","","","","","","","","","","","","","","","","","","",null,"","","","","","","","","","","","","","","","","","","","","","","","","","","","","","","","","","","","","","","","","","","","","","","","","","","","","","","","","","","","","","","","","","","","","","","","","","","","","","","","","","","","","","","","","","",""]
["","","","","","","","","","","","","","","","","","","","","","","","","","","","","","","","","","","","","","","","","","","","","","","","","","","","","","","","","","","","","","","","","","","","","","","","","","","","","","","","","","","","","","","","","","","","","","","","","","","","",null,"","","","","","","","","","","","","","","","","","","","","","","","","","","","","","","","","","","","","","","","","","","","","","","","","","","","","","","","","","","","","","","","","","","","","","","","","","","","","","","","","","","","","","","","","","",""]
["","","","","","","","","","","","","","","","","","","","","","","","","","","","","","","","","","","","","","","","","","","","","","","","","","","","","","","","","","","","","","","","","","","","","","","","","","","","","","","","","","","","","","","","","","","","","","","","","","","","",null,"","","","","","","","","","","","","","","","","","","","","","","","","","","","","","","","","","","","","","","","","","","","","","","","","","","","","","","","","","","","","","","","","","","","","","","","","","","","","","","","","","","","","","","","","","",""]
["","","","","","","","","","","","","","","","","","","","","","","","","","","","","","","","","","","","","","","","","","","","","","","","","","","","","","","","","","","","","","","","","","","","","","","","","","","","","","","","","","","","","","","","","","","","","","","","","","","","",null,"","","","","","","","","","","","","","","","","","","","","","","","","","","","","","","","","","","","","","","","","","","","","","","","","","","","","","","","","","","","","","","","","","","","","","","","","","","","","","","","","","","","","","","","","","",""]
["","","","","","","","","","","","","","","","","","","","","","","","","","","","","","","","","","","","","","","","","","","","","","","","","","","","","","","","","","","","","","","","","","","","","","","","","","","","","","","","","","","","","","","","","","","","","","","","","","","","",null,"","","","","","","","","","","","","","","","","","","","","","","","","","","","","","","","","","","","","","","","","","","","","","","","","","","","","","","","","","","","","","","","","","","","","","","","","","","","","","","","","","","","","","","","","","",""]
["","","","","","","","","","","","","","","","","","","","","","","","","","","","","","","","","","","","","","","","","","","","","","","","","","","","","","","","","","","","","","","","","","","","","","","","","","","","","","","","","","","","","","","","","","","","","","","","","","","","",null,"","","","","","","","","","","","","","","","","","","","","","","","","","","","","","","","","","","","","","","","","","","","","","","","","","","","","","","","","","","","","","","","","","","","","","","","","","","","","","","","","","","","","","","","","","",""]
["","","","","","","","","","","","","","","","","","","","","","","","","","","","","","","","","","","","","","","","","","","","","","","","","","","","","","","","","","","","","","","","","","","","","","","","","","","","","","","","","","","","","","","","","","","","","","","","","","","","",null,"","","","","","","","","","","","","","","",{"$f":"IFERROR($F81*Y81,\"\")","v":""},"","","","","","","","","","","","","","","","","","","","","","","","","","","","","","","",{"$f":"IFERROR($F81*BE81,\"\")","v":""},"","","","","","","","","","","","","","","","","","","","","","","","","","","","","","","","","","","","","","","","","","",""]
["","","","","","","","","","","","","","","","","","","","","","","","","","","","","","","","","","","","","","","","","","","","","","","","","","","","","","","","","","","","","","","","","","","","","","","","","","","","","","","","","","","","","","","","","","","","","","","","","","","","",null,{"$f":"IFERROR($F82*J82,\"\")","v":""},"","","","","","","","","","","","","","","","","","","","","","","","","","","","","","","",{"$f":"IFERROR($F82*AP82,\"\")","v":""},"","","","","","","","","","","","","","","","","","","","","","","","","","","","","","","","","","","","","","","","","","","","","","","","","","","","","","","","","",""]
["","","","","","","","","","","","","","","","","","","","","","","","","","","","","","","","","","","","","","","","","","","","","","","","","","","","","","","","","","","","","","","","","","","","","","","","","","","","","","","","","","","","","","","","","","","","","","","","","","","","",null,"","","","","","","","","","","","","","","","","","","","","","","","","","","","","","","","","","","","","","","","","","","","","","","","","","","","","","","","","","","","","","","","","","","","","","","","","","","","","","","","","","","","","","","","","","",""]
["","","","","","","","","","","","","","","","","","","","","","","","","","","","","","","","","","","","","","","","","","","","","","","","","","","","","","","","","","","","","","","","","","","","","","","","","","","","","","","","","","","","","","","","","","","","","","","","","","","","",null,"","","","","","","","","","","","","","","","","","","","","","","","","","","","","","","","","","","","","","","","","","","","","","","","","","","","","","","","","","","",{"$f":"IFERROR($F84*BQ84,\"\")","v":""},"","","","","","","","","","","","","","","","","","","","","","","","","","","","","","",""]
["","","","","","","","","","","","","","","","","","","","","","","","","","","","","","","","","","","","","","","","","","","","","","","","","","","","","","","","","","","","","","","","","","","","","","","","","","","","","","","","","","","","","","","","","","","","","","","","","","","","",null,"","","","","","","","","","","","","","","","","","","","","","","","","","","","","","","","","","","","","","","","","","","","","","","","","","","","","","","","","","","","","","","","","","","","","","","","","","","",{"$f":"IFERROR($F85*CG85,\"\")","v":""},"","","","","","","","","","","","","","",""]
["","","","","","","","","","","","","","","","","","","","","","","","","","","","","","","","","","","","","","","","","","","","","","","","","","","","","","","","","","","","","","","","","","","","","","","","","","","","","","","","","","","","","","","","","","","","","","","","","","","","",null,{"$f":"IFERROR($F86*J86,\"\")","v":""},{"$f":"IFERROR($F86*K86,\"\")","v":""},"","","","","","","","","","","","","","",{"$f":"IFERROR($F86*Z86,\"\")","v":""},"","","","","","","","","",{"$f":"IFERROR($F86*AJ86,\"\")","v":""},"","","","","","","","","","","","","","","","","","","","",{"$f":"IFERROR($F86*BE86,\"\")","v":""},{"$f":"IFERROR($F86*BF86,\"\")","v":""},"","","","","","","","","","","","","","","",{"$f":"IFERROR($F86*BV86,\"\")","v":""},"",{"$f":"IFERROR($F86*BX86,\"\")","v":""},"","","","",{"$f":"IFERROR($F86*CC86,\"\")","v":""},"","","","","","","","","","","","",{"$f":"IFERROR($F86*CP86,\"\")","v":""},"","","","","",""]
["","","","","","","","","","","","","","","","","","","","","","","","","","","","","","","","","","","","","","","","","","","","","","","","","","","","","","","","","","","","","","","","","","","","","","","","","","","","","","","","","","","","","","","","","","","","","","","","","","","","",null,{"$f":"IFERROR($F87*J87,\"\")","v":""},"","","","","","","","","","","","","","","","","","","","","","","","","","","","","","","","","","","","","","","","","","","","","","","","","","","","","","","","","","","","","","","","","","","","","","","","","","","","","","","","","","","","","","","","","",""]
["","","","","","","","","","","","","","","","","","","","","","","","","","","","","","","","","","","","","","","","","","","","","","","","","","","","","","","","","","","","","","","","","","","","","","","","","","","","","","","","","","","","","","","","","","","","","","","","","","","","",null,"","","","","","","","","","","","","","","","","","","","","","","","","","","","","","","","","","","","","","","","","","","","","","","","","","","","","","","","","","","","","","","","","","","","","","","","","","","","","","","","","","","","","","","","","","",""]
["","","","","","","","","","","","","","","","","","","","","","","","","","","","","","","","","","","","","","","","","","","","","","","","","","","","","","","","","","","","","","","","","","","","","","","","","","","","","","","","","","","","","","","","","","","","","","","","","","","","",null,"","","","","","","","","","","","","","","","","","","","","","","","","","","","","","","","","","","","","","","","","","",{"$f":"IFERROR($F89*AZ89,\"\")","v":""},"","","","","","","","","","","","","","","","","","","","","","","","","","","","","","","","","","","","","","","","","","","","","","","",""]
["","","","","","","","","","","","","","","","","","","","","","","","","","","","","","","","","","","","","","","","","","","","","","","","","","","","","","","","","","","","","","","","","","","","","","","","","","","","","","","","","","","","","","","","","","","","","","","","","","","","",null,"","","","","","","","","","","","","","","","","","","","","","","","","","","","","","","","","","","","","","","","","","","","","","","","","","","","","","","","","","","","","","","","","","","","","","","","","","","","","","","","","","","","","","","","","","",""]
["","","","","","","","","","","","","","","","","","","","","","","","","","","","","","","","","","","","","","","","","","","","","","","","","","","","","","","","","","","","","","","","","","","","","","","","","","","","","","","","","","","","","","","","","","","","","","","","","","","","",null,"","","","","","","","","","","","","","","","","","","","","","","","","","","","","","","","","","","","","","","","","","","","","","","","","","","","","","","","","","","","","","","","","","","","","","","","","","","","","","","","","","","","","","","","","","",""]
["","","","","","","","","","","","","","","","","","","","","","","","","","","","","","","","","","","","","","","","","","","","","","","","","","","","","","","","","","","","","","","","","","","","","","","","","","","","","","","","","","","","","","","","","","","","","","","","","","","","",null,"","","","","","","","","","","","","","","","","","","","","","","","","","","","","","","","","","","","","","","","","","","","","","","","","","","","","","","","","","","","","","","","","","","","","","","","","","","","","","","","","","","","","","","","","","",""]
["","","","","","","","","","","","","","","","","","","","","","","","","","","","","","","","","","","","","","","","","","","","","","","","","","","","","","","","","","","","","","","","","","","","","","","","","","","","","","","","","","","","","","","","","","","","","","","","","","","","",null,"","","","","","","","","","","","","","","","","","","","","","","","","","","","","","","","","","","","","","","","","","","","","","","","","","","","","","","","","","","","","","","","","","","","","","","","","","","","","","","","","","","","","","","","","","",""]
["","","","","","","","","","","","","","","","","","","","","","","","","","","","","","","","","","","","","","","","","","","","","","","","","","","","","","","","","","","","","","","","","","","","","","","","","","","","","","","","","","","","","","","","","","","","","","","","","","","","",null,"","","","","","","","","","","","","","","","","","","","","","","","","","","","","","","","","","","","","","","","","","","","","","","","","","","","","","","","","","","","","","","",{"$f":"IFERROR($F94*BU94,\"\")","v":""},"","","","","","","","","","","","","","","","","","","","","","","","","","",""]
["","","","","","","","","","","","","","","","","","","","","","","","","","","","","","","","","","","","","","","","","","","","","","","","","","","","","","","","","","","","","","","","","","","","","","","","","","","","","","","","","","","","","","","","","","","","","","","","","","","","",null,"","","","","","","","","","","","","","","","","","","","","","","","","","","","","","","","","","","","","","","","","","","","","","","","","","","","","","","","","","","","","","","","","","","","","","","","","","","","","","","","","","","","","","","","","","",""]
["","","","","","","","","","","","","","","","","","","","","","","","","","","","","","","","","","","","","","","","","","","","","","","","","","","","","","","","","","","","","","","","","","","","","","","","","","","","","","","","","","","","","","","","","","","","","","","","","","","","",null,"","","","","","","","","","","","","","","","","","","","","","","","","","","","","","","","","","","","","","","","","","","","","","","","","","","","","","","","","","","","","","","","","","","","","","","","","","","","","","","","","","","","","","","","","","",""]
["","","","","","","","","","","","","","","","","","","","","","","","","","","","","","","","","","","","","","","","","","","","","","","","","","","","","","","","","","","","","","","","","","","","","","","","","","","","","","","","","","","","","","","","","","","","","","","","","","","","",null,"","","","","","","","","","","","","","","","","","","","","",{"$f":"IFERROR($F97*AE97,\"\")","v":""},"","","","","","","","","","","","","","","","","","","","","","","","","","","","","","","","","","","","","","","","","","","","","","","","","","","","","","","","","","","","","","","","","","","","",""]
["","","","","","","","","","","","","","","","","","","","","","","","","","","","","","","","","","","","","","","","","","","","","","","","","","","","","","","","","","","","","","","","","","","","","","","","","","","","","","","","","","","","","","","","","","","","","","","","","","","","",null,"","","","","","","","","","","","","","","","","",{"$f":"IFERROR($F98*AA98,\"\")","v":""},"","","","","","","","","","","","","","","","","","","","","","","","","","","","","","","","","","","","","","","","","","","","","","","","","","","","","","","","","","","","","","","","","","","","","","","","",""]
["","","","","","","","","","","","","","","","","","","","","","","","","","","","","","","","","","","","","","","","","","","","","","","","","","","","","","","","","","","","","","","","","","","","","","","","","","","","","","","","","","","","","","","","","","","","","","","","","","","","",null,"","","","","","","","","","","","","","","","","","","","","","","","","","","","","","","","","","","","","","","","","","","","","","","","","","","","","","","","","","","","","","","","","","","","","","","","","","","","","","","","","","","","","","","","","","",""]
["","","","","","","","","","","","","","","","","","","","","","","","","","","","","","","","","","","","","","","","","","","","","","","","","","","","","","","","","","","","","","","","","","","","","","","","","","","","","","","","","","","","","","","","","","","","","","","","","","","","",null,"","","","","","","","","","","","","","","","","","","","","","","","","","","","","","","","","","","","","",{"$f":"IFERROR($F100*AU100,\"\")","v":""},"","","","","","","","","","","","","","","","","","","","","","","","","","","","","","","","","","","","","","","","","","","","","","","","","","","","",""]
["","","","","","","","","","","","","","","","","","","","","","","","","","","","","","","","","","","","","","","","","","","","","","","","","","","","","","","","","","","","","","","","","","","","","","","","","","","","","","","","","","","","","","","","","","","","","","","","","","","","",null,"","","","","","","","","","","","","","","","","","","","","","","","","","","","","","","","","","","","","","","","","","","","","","","","","","","","","","","","","","","","","","","","","","","","","","","","","","","","","","","","","","","","","","","","","","",""]
["","","","","","","","","","","","","","","","","","","","","","","","","","","","","","","","","","","","","","","","","","","","","","","","","","","","","","","","","","","","","","","","","","","","","","","","","","","","","","","","","","","","","","","","","","","","","","","","","","","","",null,"","","","","","","","","","","","",{"$f":"IFERROR($F102*V102,\"\")","v":""},"","","","","","","","","","","","","","","","","","","","","","","","","","","","","","","","","","","","","","","","","","","","","","","","","","","","","","","","","","","","","","","","","","","","","","","","","","","","","",""]
["","","","","","","","","","","","","","","","","","","","","","","","","","","","","","","","","","","","","","","","","","","","","","","","","","","","","","","","","","","","","","","","","","","","","","","","","","","","","","","","","","","","","","","","","","","","","","","","","","","","",null,"","","","","","","","","","","","","","","","","","","","","","","","","","","","","","","","","","","","","","","","","","","","","","","","","","","","","","","","","","","","","","","","","","","","","","","","","","","","","","","","","","","","","","","","","","",""]
["","","","","","","","","","","","","","","","","","","","","","","","","","","","","","","","","","","","","","","","","","","","","","","","","","","","","","","","","","","","","","","","","","","","","","","","","","","","","","","","","","","","","","","","","","","","","","","","","","","","",null,"","","","","","","","","","","","","","","","","","","","","","","","","","","","","","","","","","","","","","","","","","","","","","","","","","","","","","","","","","","","","","","","","","","","","","","","","","","","","","","","","","","","","","","","","","",""]
["","","","","","","","","","","","","","","","","","","","","","","","","","","","","","","","","","","","","","","","","","","","","","","","","","","","","","","","","","","","","","","","","","","","","","","","","","","","","","","","","","","","","","","","","","","","","","","","","","","","",null,"","","","","","","","","","","","","","","","","","","","","","","","","","","","","","","","","","","","","","","","","","","","","","","","","","","","","","","","","","","","","","","","","","","","","","","","","","","","","","","","","","","","","","","","","","",""]
["","","","","","","","","","","","","","","","","","","","","","","","","","","","","","","","","","","","","","","","","","","","","","","","","","","","","","","","","","","","","","","","","","","","","","","","","","","","","","","","","","","","","","","","","","","","","","","","","","","","",null,"","","","","","","","","","","","","","","","","","","","","","","","","","","","","","","","","","","","","","","","","","","","","","","","","","","","","","","","","","","","","","","","","","","","","","","","","","","","","","","","","","","","","","","","","","",""]
["","","","","","","","","","","","","","","","","","","","","","","","","","","","","","","","","","","","","","","","","","","","","","","","","","","","","","","","","","","","","","","","","","","","","","","","","","","","","","","","","","","","","","","","","","","","","","","","","","","","",null,"","","","","","","","","","","","","","","","","","","","","","","","","","","","","","","","","","","","","","","","","","","","","","","","","","","","","","","","","","","","","","","","","","","","","","","","","","","","","","","","","","","","","","","","","","",""]
["","","","","","","","","","","","","","","","","","","","","","","","","","","","","","","","","","","","","","","","","","","","","","","","","","","","","","","","","","","","","","","","","","","","","","","","","","","","","","","","","","","","","","","","","","","","","","","","","","","","",null,"","","","","","","","","","","","","","","","","","","","","","","","","","","","","","","","","","","","","","","","","","","","","","","","","","","","","","","","","","","","","","","","","","","","","","","","","","","","","","","","","","","","","","","","","","",""]
["","","","","","","","","","","","","","","","","","","","","","","","","","","","","","","","","","","","","","","","","","","","","","","","","","","","","","","","","","","","","","","","","","","","","","","","","","","","","","","","","","","","","","","","","","","","","","","","","","","","",null,"","","","","","","","","","","","","","","","","","","","","","","","","","","","","","","","","","","","","","","","","","","","","","","","","","","","","","","","","",{"$f":"IFERROR($F109*BO109,\"\")","v":""},"","","","","","","","","","","","","","","","","","","","","","","","","","","","","","","","",""]
["","","","","","","","","","","","","","","","","","","","","","","","","","","","","","","","","","","","","","","","","","","","","","","","","","","","","","","","","","","","","","","","","","","","","","","","","","","","","","","","","","","","","","","","","","","","","","","","","","","","",null,"","","","","","","","","","","","","","","","","","","","","","","","","","","","","","","","","","","","","","","","","","","","","","","","","","","","","","","","","","","","","","","","","","","","","","","","","","","","","","","","","","","","","","","","","","",""]
["","","","","","","","","","","","","","","","","","","","","","","","","","","","","","","","","","","","","","","","","","","","","","","","","","","","","","","","","","","","","","","","","","","","","","","","","","","","","","","","","","","","","","","","","","","","","","","","","","","","",null,"","","","","","","","","","","","","","","","","","","","","","","","","","","","","","","","","","","","","","","","","","","","","","","","","","","","","","","","","","","","","","","","","","","","","","","","","","","","","","","","","","","","","","","","","","",""]
["","","","","","","","","","","","","","","","","","","","","","","","","","","","","","","","","","","","","","","","","","","","","","","","","","","","","","","","","","","","","","","","","","","","","","","","","","","","","","","","","","","","","","","","","","","","","","","","","","","","",null,"","","","","","","","","","","","","","","","","","","","","","","","","","","","","","","","","","","","","","","","","","","","","","","","","","","","","","","","","","","","","","","","","","","","","","","","","","","","","","","","","","","","","","","","","","",""]
["","","","","","","","","","","","","","","","","","","","","","","","","","","","","","","","","","","","","","","","","","","","","","","","","","","","","","","","","","","","","","","","","","","","","","","","","","","","","","","","","","","","","","","","","","","","","","","","","","","","",null,"","","","","","","","","","","","","","","","","","","","","","","","","","","","","","","","","","","","","","","","","","","","","","","","","","","","","","","","","","","","","","","","","","","","","","","","","","","","","","",{"$f":"IFERROR($F113*CJ113,\"\")","v":""},"","","","","","","","","","","",""]
["","","","","","","","","","","","","","","","","","","","","","","","","","","","","","","","","","","","","","","","","","","","","","","","","","","","","","","","","","","","","","","","","","","","","","","","","","","","","","","","","","","","","","","","","","","","","","","","","","","","",null,"","","","","","","","","","","","","","","","","","","","","","","","","","","","","","","","","","","","","","","","","","","","","","","","","","","","","","","","","","","","","","","","","","","","","","","","","","","","","","","","","","","","","","","","","","",""]
["","","","","","","","","","","","","","","","","","","","","","","","","","","","","","","","","","","","","","","","","","","","","","","","","","","","","","","","","","","","","","","","","","","","","","","","","","","","","","","","","","","","","","","","","","","","","","","","","","","","",null,"","","","","","","","","","","","","","","","","","","","","","","","","","","","","","","","","",{"$f":"IFERROR($F115*AQ115,\"\")","v":""},"","","","","","","","","","","","","","","","","","","","","","","","","","","","","","","","","","","","","","","","","","","","","","","","","","","","","","",{"$f":"IFERROR($F115*CT115,\"\")","v":""},"",""]
["","","","","","","","","","","","","","","","","","","","","","","","","","","","","","","","","","","","","","","","","","","","","","","","","","","","","","","","","","","","","","","","","","","","","","","","","","","","","","","","","","","","","","","","","","","","","","","","","","","","",null,"","","","","","","","","","","","","","","","","","","","","","","","","","","","","","","","","","","","","","","","","","","","","","","","","","","","","","","","","","","","","","","","","","","","","","","","","","","","","","","","","","","","","","","","","","",""]
["","","","","","","","","","","","","","","","","","","","","","","","","","","","","","","","","","","","","","","","","","","","","","","","","","","","","","","","","","","","","","","","","","","","","","","","","","","","","","","","","","","","","","","","","","","","","","","","","","","","",null,"","","","","","","","","","","","","","","","","","","","","","","","","","","","","","","","","","","","","","","","","","","","","","","","","","","","","","","","","","","","","","","","","","","","","","","","","","","","","","","","","","","","","","","","","","",""]
["","","","","","","","","","","","","","","","","","","","","","","","","","","","","","","","","","","","","","","","","","","","","","","","","","","","","","","","","","","","","","","","","","","","","","","","","","","","","","","","","","","","","","","","","","","","","","","","","","","","",null,"","","","","","","","","","","","","","","","","","","","","","","","","","","","","","","","","","","","","","","","","","","","","","","","","","","","","","","","","","","","","","","","","","","","","","","","","","","","","","","","","","","","","","","","","","",""]
["","","","","","","","","","","","","","","","","","","","","","","","","","","","","","","","","","","","","","","","","","","","","","","","","","","","","","","","","","","","","","","","","","","","","","","","","","","","","","","","","","","","","","","","","","","","","","","","","","","","",null,"","","","","","","","","","","","","","","","","","","","","","","","","","","","","","","","","","","","","","","","","","","","","","","","","","","","","","","","","","","","","","","","","","","","","","","","","","","","","","","","","","","","","","","","","","",""]
["","","","","","","","","","","","","","","","","","","","","","","","","","","","","","","","","","","","","","","","","","","","","","","","","","","","","","","","","","","","","","","","","","","","","","","","","","","","","","","","","","","","","","","","","","","","","","","","","","","","",null,"","","","","","","","","","","","","","","","","","","","","","","","","","","","","","","","","","","","","","","","","","","","","","","","","","","","","",{"$f":"IFERROR($F120*BK120,\"\")","v":""},"","","","","","","","","","","","","","","","","","","","","","","","","","","","","","","","","","","","",""]
["","","","","","","","","","","","","","","","","","","","","","","","","","","","","","","","","","","","","","","","","","","","","","","","","","","","","","","","","","","","","","","","","","","","","","","","","","","","","","","","","","","","","","","","","","","","","","","","","","","","",null,"","","","","","","","","","","","","","","","","","","","","","","","","","","","","","","","","","","","","","","","","","","","","","","","","","","","","","","","","","","","","","","","","","","","","","","","","","","","","","","","","","","","","","","","","","",""]
["","","","","","","","","","","","","","","","","","","","","","","","","","","","","","","","","","","","","","","","","","","","","","","","","","","","","","","","","","","","","","","","","","","","","","","","","","","","","","","","","","","","","","","","","","","","","","","","","","","","",null,"","","","","","","","","","","",{"$f":"IFERROR($F122*U122,\"\")","v":""},"","","","","","","","","","","","","","","","","","","","","","","","","","","","","","","","","","","","","","","","","","","","","","","","","","","","","","","","","","","","","","","","","","","","","","","","","","","","","","",""]
["","","","","","","","","","","","","","","","","","","","","","","","","","","","","","","","","","","","","","","","","","","","","","","","","","","","","","","","","","","","","","","","","","","","","","","","","","","","","","","","","","","","","","","","","","","","","","","","","","","","",null,{"$f":"IFERROR($F123*J123,\"\")","v":""},"","","","","","","","","","","","","","","","","","","","","","","","","","","","","","","","","","","","","","","","","","","","","","","","","","","","","","","","","","","","","","","","","","","","","","","","","","","","","","","","","","","","","","","","","",""]
["","","","","","","","","","","","","","","","","","","","","","","","","","","","","","","","","","","","","","","","","","","","","","","","","","","","","","","","","","","","","","","","","","","","","","","","","","","","","","","","","","","","","","","","","","","","","","","","","","","","",null,"","","","","","","","","","","","","","","","","","","","","","","","","","","","","","","","","","","","","","","","","","","","","","","","","","","","","","","","","","","","","","","","","","","","","","","","","","","","",{"$f":"IFERROR($F124*CH124,\"\")","v":""},"","","","","","","","","","","","","",""]
["","","","","","","","","","","","","","","","","","","","","","","","","","","","","","","","","","","","","","","","","","","","","","","","","","","","","","","","","","","","","","","","","","","","","","","","","","","","","","","","","","","","","","","","","","","","","","","","","","","","",null,"","","","","","","","","","","","","","","","","","","","","","","","","","","","","","","","","","","","","","","","","","","","","","","","","","","","","","","","","","","","","","","","","","","","","","","","","","","","","","","","","","","","","","","","","","",""]
["","","","","","","","","","","","","","","","","","","","","","","","","","","","","","","","","","","","","","","","","","","","","","","","","","","","","","","","","","","","","","","","","","","","","","","","","","","","","","","","","","","","","","","","","","","","","","","","","","","","",null,"","","","","","","","","","","","","","","","","","","","","","","","","","","","",{"$f":"IFERROR($F126*AL126,\"\")","v":""},"","","","","","","","","","","","","","","","","","","","","","","","","","","","","","","","","","","","","","","","","","","","","","","","","","","","","","","","","","","","","",""]
["","","","","","","","","","","","","","","","","","","","","","","","","","","","","","","","","","","","","","","","","","","","","","","","","","","","","","","","","","","","","","","","","","","","","","","","","","","","","","","","","","","","","","","","","","","","","","","","","","","","",null,"","","","","","","","","","","","","","","","","","","","","","","","","","","","","","","","","","","","","","","","","","","","","","","","","","","","","","","","","","","","","","","","","","","","","","","","","","","","","","","","","","","","","","","","","","",""]
["","","","","","","","","","","","","","","","","","","","","","","","","","","","","","","","","","","","","","","","","","","","","","","","","","","","","","","","","","","","","","","","","","","","","","","","","","","","","","","","","","","","","","","","","","","","","","","","","","","","",null,"","","","","","","","","","","","","","","","","","","","","","","","","","","","","","","","","","","","","","","","","","","","","","","","","","","","","","","","","","","","","","","","","","","","","","","","","","","","","","","","","","","","","","","","","","",""]
["","","","","","","","","","","","","","","","","","","","","","","","","","","","","","","","","","","","","","","","","","","","","","","","","","","","","","","","","","","","","","","","","","","","","","","","","","","","","","","","","","","","","","","","","","","","","","","","","","","","",null,"","","","","","","","","","","","","","","","","","","","","","","","","","","","","","","","","","","","","","","","","","","","","","","","",{"$f":"IFERROR($F129*BF129,\"\")","v":""},"","","","","","","","","","","","","","","","","","","","","","","","","","","","","","","","","","","","","","","","","",""]
["","","","","","","","","","","","","","","","","","","","","","","","","","","","","","","","","","","","","","","","","","","","","","","","","","","","","","","","","","","","","","","","","","","","","","","","","","","","","","","","","","","","","","","","","","","","","","","","","","","","",null,"","","","","","","","","","","","","","","","","","","","","","","","","","","","","","","","","","","","","","","","","","","","","","","","","","","","","","","","","","","","","","","","","","","","","","","",{"$f":"IFERROR($F130*CC130,\"\")","v":""},"","","","","","","","","","","","","","","","","","",""]
["","","","","","","","","","","","","","","","","","","","","","","","","","","","","","","","","","","","","","","","","","","","","","","","","","","","","","","","","","","","","","","","","","","","","","","","","","","","","","","","","","","","","","","","","","","","","","","","","","","","",null,"","","","","","","","","","","","","","","","","","","","","","","","","","","","","","","","","","","","","","","","","","","","","","","","","","","","","","","","","","","","","","","","","","","","","","","","","","","","","","","","","","","","","","","","","","",""]
["","","","","","","","","","","","","","","","","","","","","","","","","","","","","","","","","","","","","","","","","","","","","","","","","","","","","","","","","","","","","","","","","","","","","","","","","","","","","","","","","","","","","","","","","","","","","","","","","","","","",null,"","","","","","","","","","","","","","","","","","","","","","","","","","","","","","","","","","","","","","","","","","","","","","","","","","","","","","","","","","","","","","","","","","","","","","","","","","","","","","","","","","","","","","","","","","",""]
["","","","","","","","","","","","","","","","","","","","","","","","","","","","","","","","","","","","","","","","","","","","","","","","","","","","","","","","","","","","","","","","","","","","","","","","","","","","","","","","","","","","","","","","","","","","","","","","","","","","",null,"","","","","","","","","","","","","","","","","","","","","","","","","","","","","","","","","","","","","","","","","","","","","","","","","","","","","","","","","","","","","","","","","","","","","","","","","","","","","","","","","","","","","","","","","","",""]
["","","","","","","","","","","","","","","","","","","","","","","","","","","","","","","","","","","","","","","","","","","","","","","","","","","","","","","","","","","","","","","","","","","","","","","","","","","","","","","","","","","","","","","","","","","","","","","","","","","","",null,"","","","","","","","","","","","","","","","","","","","","","","","","","","","","","","","","","","","","","","","","","","","","","","","","","","","","","","","","","","","","","","","","","","","","","","","","","","","","","","","","","","","","","","","","","",""]
["","","","","","","","","","","","","","","","","","","","","","","","","","","","","","","","","","","","","","","","","","","","","","","","","","","","","","","","","","","","","","","","","","","","","","","","","","","","","","","","","","","","","","","","","","","","","","","","","","","","",null,"","","","","","","","","","","","","","",{"$f":"IFERROR($F135*X135,\"\")","v":""},"","","","","","","","","","","","","","","","","","","","","","","","","","","","","","","","","","","","","","","","","","","","","","","","","","","","","","","","","","","","","","","","","","","","","","","","","","","",""]
["","","","","","","","","","","","","","","","","","","","","","","","","","","","","","","","","","","","","","","","","","","","","","","","","","","","","","","","","","","","","","","","","","","","","","","","","","","","","","","","","","","","","","","","","","","","","","","","","","","","",null,"","","","","","","","","","","","","","","","","","","","","","","","","","","","","","","","","","","","","","","","","","","","","","","","","","","","","","","","","","","","","","","","","","","","","","","","","","","","","","","","","","","","","","","","","","",""]
["","","","","","","","","","","","","","","","","","","","","","","","","","","","","","","","","","","","","","","","","","","","","","","","","","","","","","","","","","","","","","","","","","","","","","","","","","","","","","","","","","","","","","","","","","","","","","","","","","","","",null,"","","","","","","","","","","","","","","","","","","","","","","","","","","","","","","","","","","","","","","","","","","","","","","","","","","","","","","","","","","","","","","","","","","","","","","","","","","","","","","","","","","","","","","","","","",""]
["","","","","","","","","","","","","","","","","","","","","","","","","","","","","","","","","","","","","","","","","","","","","","","","","","","","","","","","","","","","","","","","","","","","","","","","","","","","","","","","","","","","","","","","","","","","","","","","","","","","",null,"","","","","","","","","","","","","","","","","","","","","","","","","","","","","","","","","","","","","","","","","","","","","","","","","","","","","","","","","","","","","","","","","","","","","","","","","","","","","","","","","","","","","","","","","","",""]
["","","","","","","","","","","","","","","","","","","","","","","","","","","","","","","","","","","","","","","","","","","","","","","","","","","","","","","","","","","","","","","","","","","","","","","","","","","","","","","","","","","","","","","","","","","","","","","","","","","","",null,"","","","","","","","","","","","","","","","","","","","","","","","","","","","","","","","","","","","","","","","","","","","","","","","","","","","","","","","","","","","","","","","","","","","","","","","","","","","","","","","","","","","","",{"$f":"IFERROR($F139*CQ139,\"\")","v":""},"","","","",""]
["","","","","","","","","","","","","","","","","","","","","","","","","","","","","","","","","","","","","","","","","","","","","","","","","","","","","","","","","","","","","","","","","","","","","","","","","","","","","","","","","","","","","","","","","","","","","","","","","","","","",null,"","","","","","","","","","","","","","","","","","","","","","","","","","","","","","","","","","","","","","","","","","","","","","","","","","","","","","","","","","","","","","","","","","","","","","","","","","","","","","","","","","","","","","","","","","",""]
["","","","","","","","","","","","","","","","","","","","","","","","","","","","","","","","","","","","","","","","","","","","","","","","","","","","","","","","","","","","","","","","","","","","","","","","","","","","","","","","","","","","","","","","","","","","","","","","","","","","",null,"","","","","","","","","","","","","","","","","","","","","","","","","","","","","","","","","","","","","","","","","","","","","","","","","","","","","","","","","","","","","","","","","","","","","","","","","","","","","","","","","","","","","","","","","","",""]
["","","","","","","","","","","","","","","","","","","","","","","","","","","","","","","","","","","","","","","","","","","","","","","","","","","","","","","","","","","","","","","","","","","","","","","","","","","","","","","","","","","","","","","","","","","","","","","","","","","","",null,"","","","","","","","","","","","","","","","","","","","","","","","","","","","","","","","","","","","","","","","","","","","","","","","","","","","","","","","","","","","","","","","","","","","","","","","","","","","","","","","","","","","","","","","","","",""]
["","","","","","","","","","","","","","","","","","","","","","","","","","","","","","","","","","","","","","","","","","","","","","","","","","","","","","","","","","","","","","","","","","","","","","","","","","","","","","","","","","","","","","","","","","","","","","","","","","","","",null,"","","","","","","","","","","","","","","","","","","","","","","","","","","","","","","","","","","","","","","","","","","","",{"$f":"IFERROR($F143*BB143,\"\")","v":""},"","","","","","","","","","","","","","","","","","","","","","","","","","","","","","","","","","","","","","","","","","","","","",""]
["","","","","","","","","","","","","","","","","","","","","","","","","","","","","","","","","","","","","","","","","","","","","","","","","","","","","","","","","","","","","","","","","","","","","","","","","","","","","","","","","","","","","","","","","","","","","","","","","","","","",null,"","","","","","","","","","","","","","","","","","","","","","","","","","","","","","","","","","","","","","","","","","","","","","","","","","","","","","","","","","","","","","","","","","","","","","","","","","","","","","","","","","","","","","","","","","",""]
["","","","","","","","","","","","","","","","","","","","","","","","","","","","","","","","","","","","","","","","","","","","","","","","","","","","","","","","","","","","","","","","","","","","","","","","","","","","","","","","","","","","","","","","","","","","","","","","","","","","",null,"","","","","","","","","","","","","","","","","","","","","","","","","","","","","","","","","","","","","","","","","","","","","","","","","","","","","","","","","","","","","","","","","","","","","","","","","","","","","","","","","","","","","","","","","","",""]
["","","","","","","","","","","","","","","","","","","","","","","","","","","","","","","","","","","","","","","","","","","","","","","","","","","","","","","","","","","","","","","","","","","","","","","","","","","","","","","","","","","","","","","","","","","","","","","","","","","","",null,"","",{"$f":"IFERROR($F146*L146,\"\")","v":""},"","","","","","","","","","","","","","","","","","","","","","","","","","","","","","","","","","","","","","","","","","","","","","","","","","","","","","","","","","","","","","","","","","","","","","","","","","","","","","","","","","","","","","","",""]
["","","","","","","","","","","","","","","","","","","","","","","","","","","","","","","","","","","","","","","","","","","","","","","","","","","","","","","","","","","","","","","","","","","","","","","","","","","","","","","","","","","","","","","","","","","","","","","","","","","","",null,{"$f":"IFERROR($F147*J147,\"\")","v":""},"","","","","","","","","","","","","","","","","","","","","","","","","","","","","","","","","","","","","","","","","","","","","","","","","","","","","","","","","","","","","","","","","","","","","","","","","","","","","","","","","","","","","","","","","",""]
["","","","","","","","","","","","","","","","","","","","","","","","","","","","","","","","","","","","","","","","","","","","","","","","","","","","","","","","","","","","","","","","","","","","","","","","","","","","","","","","","","","","","","","","","","","","","","","","","","","","",null,"","","","","","","","","","","","","","","","","","","","","","","","","","","","","","","","","","","","","","","","","","","","","","","","","","","","","","","","","","","","","","","","","","","","","","","","","","","","","","","","","","","","","","","","","","",""]
["","","","","","","","","","","","","","","","","","","","","","","","","","","","","","","","","","","","","","","","","","","","","","","","","","","","","","","","","","","","","","","","","","","","","","","","","","","","","","","","","","","","","","","","","","","","","","","","","","","","",null,"","","","","","","","","","","","","","","","","","","","","","","","","","","","","","","","","","","","","","","","","","","","","","","","","","","","","","","","","","","","","","","","","","","","","","","","","","","","","","","","","","","","","","","","","","",""]
["","","","","","","","","","","","","","","","","","","","","","","","","","","","","","","","","","","","","","","","","","","","","","","","","","","","","","","","","","","","","","","","","","","","","","","","","","","","","","","","","","","","","","","","","","","","","","","","","","","","",null,"","","","","","","","","","","","","","","","","","","","","","","","","","","","","","","","","","","","","","","","","","","","","","","","","","","","","","","","","","","","","","","","","","","","","","","","","","","","","","","","","","","","","","","","","","",""]
["","","","","","","","","","","","","","","","","","","","","","","","","","","","","","","","","","","","","","","","","","","","","","","","","","","","","","","","","","","","","","","","","","","","","","","","","","","","","","","","","","","","","","","","","","","","","","","","","","","","",null,"","","","","","","","","","","","","","","","","","","","","","","","","","","","","","","","","","","","","","","","","","","","","","","","","","","","","","","","","","","","",{"$f":"IFERROR($F151*BR151,\"\")","v":""},"","","","","","","","","","","","","","","","","","","","","","","","","","","","","",""]
["","","","","","","","","","","","","","","","","","","","","","","","","","","","","","","","","","","","","","","","","","","","","","","","","","","","","","","","","","","","","","","","","","","","","","","","","","","","","","","","","","","","","","","","","","","","","","","","","","","","",null,"","","","","","","","","","","","","","","","","","","","","","","","","","","","","","","","","","","","","","","","","","","","","","","","","","","","","","","","","","","","","","","","","","","","","","","","","","","","","","","","","","","","","","","","","","",""]
["","","","","","","","","","","","","","","","","","","","","","","","","","","","","","","","","","","","","","","","","","","","","","","","","","","","","","","","","","","","","","","","","","","","","","","","","","","","","","","","","","","","","","","","","","","","","","","","","","","","",null,"","","","","","","","","","","","","","","","","",{"$f":"IFERROR($F153*AA153,\"\")","v":""},"","","","","","","","","","","","","","","","","","","","",{"$f":"IFERROR($F153*AV153,\"\")","v":""},"","","","","","","","","","","","","","","","","","","","","","","","","","","","","","","","","","","","","","","","","","","","","","","","","","","",""]
["","","","","","","","","","","","","","","","","","","","","","","","","","","","","","","","","","","","","","","","","","","","","","","","","","","","","","","","","","","","","","","","","","","","","","","","","","","","","","","","","","","","","","","","","","","","","","","","","","","","",null,"","","","","","","","","","","","","","","","","","","","","","","","","","","","","","","","","",{"$f":"IFERROR($F154*AQ154,\"\")","v":""},"","","","","","","","","","","","","","","","","","","","","","","","","","","","","","","","","","","","","","","","","","","","","","","","","","","","","","","","",""]
["","","","","","","","","","","","","","","","","","","","","","","","","","","","","","","","","","","","","","","","","","","","","","","","","","","","","","","","","","","","","","","","","","","","","","","","","","","","","","","","","","","","","","","","","","","","","","","","","","","","",null,"","","","","","","","","","","","","","","","","","","","","","","","","","","","","","","","","","","","","","","","","","","","","","","","","","","","","","","","","","","","","","","","","","","","","","","","","","","","","","","","","","","","","","","","","","",""]
["","","","","","","","","","","","","","","","","","","","","","","","","","","","","","","","","","","","","","","","","","","","","","","","","","","","","","","","","","","","","","","","","","","","","","","","","","","","","","","","","","","","","","","","","","","","","","","","","","","","",null,"","","","","","","","","","","","","","","","","","","","","","","","","","","","","","","","","","","","","","","","","","","","","","","","","","","","","","","","","","","","","","","","","","","","","","","","","","","","","","","","","","","","","","","","","","",""]
["","","","","","","","","","","","","","","","","","","","","","","","","","","","","","","","","","","","","","","","","","","","","","","","","","","","","","","","","","","","","","","","","","","","","","","","","","","","","","","","","","","","","","","","","","","","","","","","","","","","",null,"","","","","","","","","","","","","","","","","","","","","","","","","","","","","","","","","","","","","","","","","","","","","","","","","","","","","","","","","","","","","","","","","","","","","","","","","","","","","","","","","","","","","","","","","","",""]
["","","","","","","","","","","","","","","","","","","","","","","","","","","","","","","","","","","","","","","","","","","","","","","","","","","","","","","","","","","","","","","","","","","","","","","","","","","","","","","","","","","","","","","","","","","","","","","","","","","","",null,"","","","","","","","","","","","","","","","","","","","","","","","","","","","","","","","","","","","","","","","","","","","","","","","","","","","","","","","","","","","","","","","","","","","","","","","","","","","","","","","","","","","","","","","","","",""]
["","","","","","","","","","","","","","","","","","","","","","","","","","","","","","","","","","","","","","","","","","","","","","","","","","","","","","","","","","","","","","","","","","","","","","","","","","","","","","","","","","","","","","","","","","","","","","","","","","","","",null,"","","","","","","","","","","","","","","","","","","","","","","","","","","","","","","","","","","","","","","","","","","","","","","","","","","","","","","","","","","","","","","","","","","","","","","","","","","","","","","","","","","","","","","","","","",""]
["","","","","","","","","","","","","","","","","","","","","","","","","","","","","","","","","","","","","","","","","","","","","","","","","","","","","","","","","","","","","","","","","","","","","","","","","","","","","","","","","","","","","","","","","","","","","","","","","","","","",null,"","","","","","","","","","","","","","","","","","","","","","","","","","","","","","","","","","","","","","","","","","","","","","","","","","","","","","","","","","","","","","","","","","","","","","","","","","","","","","","","","","","","","","","","","","",""]
["","","","","","","","","","","","","","","","","","","","","","","","","","","","","","","","","","","","","","","","","","","","","","","","","","","","","","","","","","","","","","","","","","","","","","","","","","","","","","","","","","","","","","","","","","","","","","","","","","","","",null,"","","","","","","","","","","","","","","","","","","","","","","","","","","","","","","","","","","","","","","","","","","","","","","","","","","","","","","","","","","","","","","","","","","","","","","","","","","","","","","","","","","","","","","","","","",""]
["","","","","","","","","","","","","","","","","","","","","","","","","","","","","","","","","","","","","","","","","","","","","","","","","","","","","","","","","","","","","","","","","","","","","","","","","","","","","","","","","","","","","","","","","","","","","","","","","","","","",null,"","","","","","","","","","","","","","","","","","","","","","","","","","","","","","","","","","","","","","","","","","","","","","","","","","","","","","","","","","","","","","","","","","","","","","","","","","","","","","","","","","","","","","","","","","",""]
["","","","","","","","","","","","","","","","","","","","","","","","","","","","","","","","","","","","","","","","","","","","","","","","","","","","","","","","","","","","","","","","","","","","","","","","","","","","","","","","","","","","","","","","","","","","","","","","","","","","",null,"","","","","","","","","","","","","","","","","","","","","","","","","","","","","","","","","","","","","","","","","","","","","","","","","","","","","","","","","","","","","","","","","","","","","","","","","","","","","","","","","","","","","","","","","","",""]
["","","","","","","","","","","","","","","","","","","","","","","","","","","","","","","","","","","","","","","","","","","","","","","","","","","","","","","","","","","","","","","","","","","","","","","","","","","","","","","","","","","","","","","","","","","","","","","","","","","","",null,"","","","","","","","","","","","","","","","","","","","","","","","","","","","","","","","","","","","","","","","","","","","","","","","","","","","","","","","","","","","","","","","","","","","","","","","","","","","","","","","","","","",{"$f":"IFERROR($F164*CO164,\"\")","v":""},"","","","","","",""]
["","","","","","","","","","","","","","","","","","","","","","","","","","","","","","","","","","","","","","","","","","","","","","","","","","","","","","","","","","","","","","","","","","","","","","","","","","","","","","","","","","","","","","","","","","","","","","","","","","","","",null,"","","","","","","","","","","","","","","","","","","","","","","","","","","","","","","","","","","","","","","","","","","","","","","","","","","","","","","","","","","","","","","","","","","","","","","","","","","","","","","","","","","","","","","","","","",""]
["","","","","","","","","","","","","","","","","","","","","","","","","","","","","","","","","","","","","","","","","","","","","","","","","","","","","","","","","","","","","","","","","","","","","","","","","","","","","","","","","","","","","","","","","","","","","","","","","","","","",null,"","","","","","","","","","","","","","","","","","","","","","","","","","","","","","","","","","","","","","","","","","","","","","","","","","","","","","","","","","","","","","","","","","","","","","","","","","","","","","","","","","","","","","","","","","",""]
["","","","","","","","","","","","","","","","","","","","","","","","","","","","","","","","","","","","","","","","","","","","","","","","","","","","","","","","","","","","","","","","","","","","","","","","","","","","","","","","","","","","","","","","","","","","","","","","","","","","",null,"","","","","","","","","","","","","","","","","","","","","","","","","","","","","","","","","","","","","","","","","","","","","","","","","","","","","","","","","","","","","","","","","","","","","","","","","","","","","","","","","","","","","","","","","","",""]
["","","","","","","","","","","","","","","","","","","","","","","","","","","","","","","","","","","","","","","","","","","","","","","","","","","","","","","","","","","","","","","","","","","","","","","","","","","","","","","","","","","","","","","","","","","","","","","","","","","","",null,"","","","","","","","","","","","","","","","","","","","","","","","","","","","","","","","","","","","","","","","","","","","","","","","","","","","","","","","","","","","","","","","","","","","","","","","","","","","","","","","","","","","","","","","","","",""]
["","","","","","","","","","","","","","","","","","","","","","","","","","","","","","","","","","","","","","","","","","","","","","","","","","","","","","","","","","","","","","","","","","","","","","","","","","","","","","","","","","","","","","","","","","","","","","","","","","","","",null,"","","","","","","","","","","","","","","","","","","","","",{"$f":"IFERROR($F169*AE169,\"\")","v":""},"","","","","","","","","","","","","","","","","","","","","","","","","","","","","","","","","","","","","","","","","","","","","","","","","","","","","","","","","","","","","","","","","","","","",""]
["","","","","","","","","","","","","","","","","","","","","","","","","","","","","","","","","","","","","","","","","","","","","","","","","","","","","","","","","","","","","","","","","","","","","","","","","","","","","","","","","","","","","","","","","","","","","","","","","","","","",null,"","","","","","","","","","","","","","","","","","","","","","","","","","","","","","","","","","","","","","","","","","","","","","","","","","","","","","",{"$f":"IFERROR($F170*BL170,\"\")","v":""},"","","","","","","","","","","","","","","","","","","","","","","","","","","","","","","","","","","",""]
["","","","","","","","","","","","","","","","","","","","","","","","","","","","","","","","","","","","","","","","","","","","","","","","","","","","","","","","","","","","","","","","","","","","","","","","","","","","","","","","","","","","","","","","","","","","","","","","","","","","",null,"","","","","","","","","","","","","","","","","","","","","","","","","","","","","","","","","","","","","","","","","","","","","","","","","","","","","","","","","","","","","","","","","","","","","","","","","","","","","","","",{"$f":"IFERROR($F171*CK171,\"\")","v":""},"","","","","","","","","","",""]
["","","","","","","","","","","","","","","","","","","","","","","","","","","","","","","","","","","","","","","","","","","","","","","","","","","","","","","","","","","","","","","","","","","","","","","","","","","","","","","","","","","","","","","","","","","","","","","","","","","","",null,"","","","","","","","","","","","","","","","","","","","","","","","","","","","","","","","","","","","","","","","","","","","","","","","","","","","","","","","","","","","","","","","","","","","","","","","","","","","",{"$f":"IFERROR($F172*CH172,\"\")","v":""},"","","","","","","","","","","","","",""]
["","","","","","","","","","","","","","","","","","","","","","","","","","","","","","","","","","","","","","","","","","","","","","","","","","","","","","","","","","","","","","","","","","","","","","","","","","","","","","","","","","","","","","","","","","","","","","","","","","","","",null,"","","","","","","","","","","","","","","","","","","","","","","","","","","","","","","","","","","","","","","","","","","","","","","","","","","","","","","","","","","","","","","","","","","","","","","","","","","","","","","","","","","","","","","","","","",""]
["","","","","","","","","","","","","","","","","","","","","","","","","","","","","","","","","","","","","","","","","","","","","","","","","","","","","","","","","","","","","","","","","","","","","","","","","","","","","","","","","","","","","","","","","","","","","","","","","","","","",null,"","","","","",{"$f":"IFERROR($F174*O174,\"\")","v":""},"","","","","","","","","","","","","","","","","","","","","","","","","","","","","","","","","","","","","","","","","","","","","","","","","","","","","","","","","","","","","","","","","","","","","","","","","","","","","","","","","","","","",""]
["","","","","","","","","","","","","","","","","","","","","","","","","","","","","","","","","","","","","","","","","","","","","","","","","","","","","","","","","","","","","","","","","","","","","","","","","","","","","","","","","","","","","","","","","","","","","","","","","","","","",null,"","","","","","","","","","","","","","","","","","","","","","","","","","","","","","","","","","","","","","","","","","","","","","","","","","","","","","","","","","","","","","","","","","","","","","","","","","","","","","","","","","","","","","","","","","",""]
["","","","","","","","","","","","","","","","","","","","","","","","","","","","","","","","","","","","","","","","","","","","","","","","","","","","","","","","","","","","","","","","","","","","","","","","","","","","","","","","","","","","","","","","","","","","","","","","","","","","",null,"","","","","","","","","","","","","","","","","","","","","","","","","","","","","","","","","","","","","","","","","","","","","","","","","","","","","","","","","","","","","","","","","","","","","","","","","","","","","","","","","","","","","","","","","","",""]
["","","","","","","","","","","","","","","","","","","","","","","","","","","","","","","","","","","","","","","","","","","","","","","","","","","","","","","","","","","","","","","","","","","","","","","","","","","","","","","","","","","","","","","","","","","","","","","","","","","","",null,"","","","","","","","","","","","","","","","","","","","","","","","","","","","","","","","","","","","","","","","","","","","","","","","","","","","","","","","","","","","","","","","","","","","","","",{"$f":"IFERROR($F177*CB177,\"\")","v":""},"","","","","","","","","","","","","","","","","","","",""]
["","","","","","","","","","","","","","","","","","","","","","","","","","","","","","","","","","","","","","","","","","","","","","","","","","","","","","","","","","","","","","","","","","","","","","","","","","","","","","","","","","","","","","","","","","","","","","","","","","","","",null,"","","","","","","","","","","","","","","","","","","","","","","","","","","","","","","","","","","","","","","","","","","","","","","","","","","",{"$f":"IFERROR($F178*BI178,\"\")","v":""},"","","","","","","","","","","","","","","","","","","","","","","","","","","","","","","","","","","","","","",""]
["","","","","","","","","","","","","","","","","","","","","","","","","","","","","","","","","","","","","","","","","","","","","","","","","","","","","","","","","","","","","","","","","","","","","","","","","","","","","","","","","","","","","","","","","","","","","","","","","","","","",null,"","","","","","","","","","","","",{"$f":"IFERROR($F179*V179,\"\")","v":""},"","","","","","","","","","","","","","","","","","","","","","","","","","","","","","","","","","","","","","","","","","","","","","","","","","","","","","","","","","","","","","","","","","","","","","","","","","","","","",""]
["","","","","","","","","","","","","","","","","","","","","","","","","","","","","","","","","","","","","","","","","","","","","","","","","","","","","","","","","","","","","","","","","","","","","","","","","","","","","","","","","","","","","","","","","","","","","","","","","","","","",null,"","","","","","","","","","","","","","","","","","","","","","","","","","","","","","","","","","","","","","","","","","","","","","","","","","","","","","","","","","","","","","","","","","","","","","","","","","","","","","","","","","","","","","","","","","",""]
["","","","","","","","","","","","","","","","","","","","","","","","","","","","","","","","","","","","","","","","","","","","","","","","","","","","","","","","","","","","","","","","","","","","","","","","","","","","","","","","","","","","","","","","","","","","","","","","","","","","",null,"","","","","","","","","","","","","","","","","","","","","","","","","","","","","","","","","","","","","","","","","","","","","","","","","","","","","","","","","","","","","","","","","","","","","","","","","","","","","","","","","","","","","","","","","","",""]
["","","","","","","","","","","","","","","","","","","","","","","","","","","","","","","","","","","","","","","","","","","","","","","","","","","","","","","","","","","","","","","","","","","","","","","","","","","","","","","","","","","","","","","","","","","","","","","","","","","","",null,"","","","","","","","","","","","","","","","","","","","","","","","","","","","","","","","","","","","","","","","","","","","","","","","","","","","","","","","","","","","","","","","","","","","","","","","","","","","","","","","","","","","","","","","","","",""]
["","","","","","","","","","","","","","","","","","","","","","","","","","","","","","","","","","","","","","","","","","","","","","","","","","","","","","","","","","","","","","","","","","","","","","","","","","","","","","","","","","","","","","","","","","","","","","","","","","","","",null,"","","","","","","","","","","","","","","","","","","","","","","","","","","","","","","","","","","","","","","","","","","","","","","","","","","","","","","","","","","","","","","","","","","","","","","","","","","","","","","","","","","","","","","","","","",""]
["","","","","","","","","","","","","","","","","","","","","","","","","","","","","","","","","","","","","","","","","","","","","","","","","","","","","","","","","","","","","","","","","","","","","","","","","","","","","","","","","","","","","","","","","","","","","","","","","","","","",null,"","","","","","","","","","","","","","","","","","","","","","","","","","","","","","","","","","","","","","","","","","","","","","","","","","","","","","","","","","","","","","","","","","","","","","","","","","","","","","","","","","","","","","","","","","",""]
["","","","","","","","","","","","","","","","","","","","","","","","","","","","","","","","","","","","","","","","","","","","","","","","","","","","","","","","","","","","","","","","","","","","","","","","","","","","","","","","","","","","","","","","","","","","","","","","","","","","",null,"","","","","","","","","","","","","","","","","","","","","","","","","","","","","","","","","","","","","","","","","","","","","","","","","","","","","","","","","","","","","","","","","","","","","","","","","","","","","","","","","","","","","","","","","","",""]
["","","","","","","","","","","","","","","","","","","","","","","","","","","","","","","","","","","","","","","","","","","","","","","","","","","","","","","","","","","","","","","","","","","","","","","","","","","","","","","","","","","","","","","","","","","","","","","","","","","","",null,"","","","","","","","","","","","","","","","","","","","","","","","","","","","","","","","","","","","","","","","","","","","","","","","","","","","","","","","","","","","","","","","","","","","","","","","","","","","","","","","","","","","","","","","","","",""]
["","","","","","","","","","","","","","","","","","","","","","","","","","","","","","","","","","","","","","","","","","","","","","","","","","","","","","","","","","","","","","","","","","","","","","","","","","","","","","","","","","","","","","","","","","","","","","","","","","","","",null,"","","","","","","","","","","","","","","","","","","","","","","","","","","","","","","","","","","","","","","","","","","","","","","","","","","","","","","","","","","","","","","","","","","","","","","","","","","","","","","","","","","","","","","","","","",""]
["","","","","","","","","","","","","","","","","","","","","","","","","","","","","","","","","","","","","","","","","","","","","","","","","","","","","","","","","","","","","","","","","","","","","","","","","","","","","","","","","","","","","","","","","","","","","","","","","","","","",null,"","","","","","","","","","","","","","","","","","","","","","","","","","","","","","","","","","","","","","","","","","","","","","","","","","","","","","","","","","","","","","","","","","","","","","","","","","","","","","","","","","","","","","","","","","",""]
["","","","","","","","","","","","","","","","","","","","","","","","","","","","","","","","","","","","","","","","","","","","","","","","","","","","","","","","","","","","","","","","","","","","","","","","","","","","","","","","","","","","","","","","","","","","","","","","","","","","",null,"","","","","","","","","","","","","","","","","","","","","","","","","","","","","","","","","","","","","","","","","","","","","","","","","","","","","","","","","","","","","","","","","","","","","","","","","","","","","","","","","","","","","","","","","","",""]
["","","","","","","","","","","","","","","","","","","","","","","","","","","","","","","","","","","","","","","","","","","","","","","","","","","","","","","","","","","","","","","","","","","","","","","","","","","","","","","","","","","","","","","","","","","","","","","","","","","","",null,"","","","","","","","","","","","","","","","","","","","","","","","",{"$f":"IFERROR($F190*AH190,\"\")","v":""},"","","","","","","","","","","","","","","","","","","","","","","","","","","","","","","","","","",{"$f":"IFERROR($F190*BQ190,\"\")","v":""},"","","","","","","","","","","","","","","","","","","","","","","","","","","","","","",""]

{"sheet":"Lives scenario - output","index":5,"n_rows":175,"n_cols":43,"rows_kept":175,"cut":false,"hidden":false,"merged":[]}
[null,null,null,"Replacement expenditure forecast ($,000)",null,null,null,null,null,null,null,null,null,null,null,null,null,null,null,null,null,null,null,"Replacement quantity forecast (#)"]
[null,null,null,1,2,3,4,5,6,7,8,9,10,11,12,13,14,15,16,17,18,19,20,1,2,3,4,5,6,7,8,9,10,11,12,13,14,15,16,17,18,19,20]
[]
[]
["ID","Asset group",null,2020,2021,2022,2023,2024,2025,2026,2027,2028,2029,2030,2031,2032,2033,2034,2035,2036,2037,2038,2039,2020,2021,2022,2023,2024,2025,2026,2027,2028,2029,2030,2031,2032,2033,2034,2035,2036,2037,2038,2039]
[{"$f":"IFERROR(IF('Historical scenario - output'!A6=\"\",\"\",'Historical scenario - output'!A6),\"\")","v":1},{"$f":"IFERROR(IF('Historical scenario - output'!B6=\"\",\"\",'Historical scenario - output'!B6),\"\")","v":"OVERHEAD CONDUCTORS"},null,{"$f":"IFERROR(IF($A6=\"\",\"\",SUMIFS(D$21:D$175,$A$21:$A$175,$A6)),\"\")","v":8000.7693682227373},{"$f":"IFERROR(IF($A6=\"\",\"\",SUMIFS(E$21:E$175,$A$21:$A$175,$A6)),\"\")","v":8554.8841022843608},9170.6058435496889,9866.2168500049775,10661.225761505026,11575.550358064695,12628.594281180423,13838.262575365578,15219.967331952954,16785.678766345016,18543.07851762541,20494.870621478363,22638.301259131913,24964.930817634591,27460.690864931585,30106.244358601529,32877.650049045093,{"$f":"IFERROR(IF($A6=\"\",\"\",SUMIFS(U$21:U$175,$A$21:$A$175,$A6)),\"\")","v":35747.312255183875},38685.176065393054,41660.10706307798,{"$f":"IFERROR(IF($A6=\"\",\"\",SUMIFS(X$21:X$175,$A$21:$A$175,$A6)),\"\")","v":152.17597515721801},{"$f":"IFERROR(IF($A6=\"\",\"\",SUMIFS(Y$21:Y$175,$A$21:$A$175,$A6)),\"\")","v":161.46960094137998},171.72072339326292,183.25472330026705,196.41974461296198,211.57239041768133,229.06169226518671,249.2121106619675,272.30640619140416,298.56926326821292,328.15255215605123,361.12307977232825,397.45360529642539,437.01778104338808,479.58952051670178,524.84709314534223,572.38200098165976,{"$f":"IFERROR(IF($A6=\"\",\"\",SUMIFS(AO$21:AO$175,$A$21:$A$175,$A6)),\"\")","v":621.71241336773664},672.30063414747497,723.57377182282119]
[{"$f":"IFERROR(IF('Historical scenario - output'!A7=\"\",\"\",'Historical scenario - output'!A7),\"\")","v":2},{"$f":"IFERROR(IF('Historical scenario - output'!B7=\"\",\"\",'Historical scenario - output'!B7),\"\")","v":"POLES"},null,{"$f":"IFERROR(IF($A7=\"\",\"\",SUMIFS(D$21:D$175,$A$21:$A$175,$A7)),\"\")","v":14133.796978131446},15576.667950496761,17213.603669724649,19069.74843748899,21170.983750820993,23544.202639586831,26217.519886866747,29220.18890313396,32581.989993747527,36331.897536636265,40495.924072659254,45094.16691603254,50137.228427072369,55622.319585516874,61529.461887739533,67818.253482900327,74425.650600635985,81265.136782358823,88227.525147020788,95183.486253410418,1931.3022085309581,2075.4195861584753,2234.4100669562381,2410.7998243018942,2607.1662911440253,2826.1268465949229,3070.3270733097052,3342.4113983125781,3644.9578683348827,3980.3618980133765,4350.6610106802837,4757.3029577244579,5200.8714679548702,5680.7950390398419,6195.0723465734864,6740.0511643538412,7310.2952552818015,7898.5658316468107,8495.9324029834697,9092.0143955135572]
[{"$f":"IFERROR(IF('Historical scenario - output'!A8=\"\",\"\",'Historical scenario - output'!A8),\"\")","v":3},{"$f":"IFERROR(IF('Historical scenario - output'!B8=\"\",\"\",'Historical scenario - output'!B8),\"\")","v":"SERVICE LINES"},null,6075.1754593570595,6370.01777446703,6659.0107887067979,6939.6864903534251,7209.6204659547884,7466.5873859971198,7708.7002014804511,7934.5182374473898,8143.1132553744474,8334.0873890549719,8507.5420436178247,8664.0018569695258,8804.3022495267796,8929.4526574818447,9040.4900945198551,9138.339121716208,9223.6945496211192,9296.9421626025924,9358.130343583849,9407.0016125712245,5432.2558005316287,5695.8957377175448,5954.305389985142,6205.2779287271815,6446.6455097182088,6676.4183041474962,6892.9089643911693,7094.8292782903645,7281.3492403354076,7452.1130894419694,7607.2114993038604,7747.1135867934991,7872.5663620071164,7984.4724351898576,8083.7590756270265,8171.2530005547551,8247.5754905709327,8313.0715035100911,8367.7843020593846,8411.4836546479764]
[{"$f":"IFERROR(IF('Historical scenario - output'!A9=\"\",\"\",'Historical scenario - output'!A9),\"\")","v":4},{"$f":"IFERROR(IF('Historical scenario - output'!B9=\"\",\"\",'Historical scenario - output'!B9),\"\")","v":"SWITCHGEAR"},null,2891.3490787036826,2718.3542754367172,2568.9815090557445,2444.9211470779819,2346.9585306638132,2275.0450878314068,2228.3891089615367,2205.5620195711499,2204.615669241663,2223.2057063791858,2258.715762838166,2308.3771487018207,2369.3791885892797,2438.966225029827,2514.5185541258415,2593.6159364421333,2674.0836061036625,2754.0216879763238,2831.8195258365658,2906.156642192921,129.07896546502533,121.07738173214598,114.32732560983071,108.89357140232586,104.79710639458142,102.01980737691721,100.50974259216083,100.18681928334166,100.94854198760734,102.67568333607696,105.23769990046392,108.49775455169538,112.31723709654295,116.55970761584371,121.09422025891861,125.79801563945898,130.55859343466673,135.27519071873598,139.85969612262761,144.23702842760378]
[{"$f":"IFERROR(IF('Historical scenario - output'!A10=\"\",\"\",'Historical scenario - output'!A10),\"\")","v":5},{"$f":"IFERROR(IF('Historical scenario - output'!B10=\"\",\"\",'Historical scenario - output'!B10),\"\")","v":"TRANSFORMERS"},null,8278.2578933896384,8920.5178606485042,9555.5473713909214,10178.543880110572,10785.770681818567,11374.805773222824,11944.710209765501,12496.092159082222,13031.050253810507,13552.989886589003,14066.317827809315,14576.032743454874,15087.240463420669,15604.631857463462,16131.966798310603,16671.6091905502,17224.155159918948,17788.189479521508,18360.194871862215,18934.626041855441,597.89850984696375,632.52984835223776,665.43662816081155,696.52470072207166,725.81689983618378,753.4532945274068,779.68233536077776,804.8428934685536,829.33810161187716,853.6027761358306,878.06691560566446,903.11824412256908,929.06693704573661,956.11551844541532,984.33647942578557,1013.6594953795475,1043.8693010787674,1074.6144053279088,1105.4259755846426,1135.7454656044815]
[{"$f":"IFERROR(IF('Historical scenario - output'!A11=\"\",\"\",'Historical scenario - output'!A11),\"\")","v":6},{"$f":"IFERROR(IF('Historical scenario - output'!B11=\"\",\"\",'Historical scenario - output'!B11),\"\")","v":"UNDERGROUND CABLES"},null,404.17541684433928,497.49776430882741,611.51641948349038,750.69152364128558,920.37493353746561,1126.9515533104181,1377.9871767846598,1682.3761490188137,2050.4796351954042,2494.2430081989951,3027.2793266153521,3664.9056251636866,4424.12030629732,5323.5136967570179,6383.1099571291388,7624.1467917029177,9068.809161698322,10739.943383194412,12660.787146504736,14854.757458907188,0.17628095623839315,0.21612978103326203,0.2645376551644224,0.32325844705190387,0.39437367148840929,0.48034188878891204,0.58405105427490067,0.70887175644967471,0.85870830996357339,1.0380437356985786,1.2519739556859832,1.5062262754104645,1.8071576366832056,2.1617293702296934,2.5774573349418972,3.0623393417985612,3.624765401761779,4.2734202130366601,5.0171908663158975,5.8650953502941672]
[{"$f":"IFERROR(IF('Historical scenario - output'!A12=\"\",\"\",'Historical scenario - output'!A12),\"\")","v":""},{"$f":"IFERROR(IF('Historical scenario - output'!B12=\"\",\"\",'Historical scenario - output'!B12),\"\")","v":""},null,"","","","","","","","","","","","","","","","","","","","","","","","","","","","","","","","","","","","","","","",""]
[{"$f":"IFERROR(IF('Historical scenario - output'!A13=\"\",\"\",'Historical scenario - output'!A13),\"\")","v":""},{"$f":"IFERROR(IF('Historical scenario - output'!B13=\"\",\"\",'Historical scenario - output'!B13),\"\")","v":""},null,"","","","","","","","","","","","","","","","","","","","","","","","","","","","","","","","","","","","","","","",""]
[{"$f":"IFERROR(IF('Historical scenario - output'!A14=\"\",\"\",'Historical scenario - output'!A14),\"\")","v":""},{"$f":"IFERROR(IF('Historical scenario - output'!B14=\"\",\"\",'Historical scenario - output'!B14),\"\")","v":""},null,"","","","","","","","","","","","","","","","","","","","","","","","","","","","","","","","","","","","","","","",""]
[{"$f":"IFERROR(IF('Historical scenario - output'!A15=\"\",\"\",'Historical scenario - output'!A15),\"\")","v":""},{"$f":"IFERROR(IF('Historical scenario - output'!B15=\"\",\"\",'Historical scenario - output'!B15),\"\")","v":""},null,"","","","","","","","","","","","","","","","","","","","","","","","","","","","","","","","","","","","","","","",""]
[{"$f":"IFERROR(IF('Historical scenario - output'!A16=\"\",\"\",'Historical scenario - output'!A16),\"\")","v":""},{"$f":"IFERROR(IF('Historical scenario - output'!B16=\"\",\"\",'Historical scenario - output'!B16),\"\")","v":""},null,"","","","","","","","","","","","","","","","","","","","","","","","","","","","","","","","","","","","","","","",""]
[{"$f":"IFERROR(IF('Historical scenario - output'!A17=\"\",\"\",'Historical scenario - output'!A17),\"\")","v":""},{"$f":"IFERROR(IF('Historical scenario - output'!B17=\"\",\"\",'Historical scenario - output'!B17),\"\")","v":""},null,"","","","","","","","","","","","","","","","","","","","","","","","","","","","","","","","","","","","","","","",""]
[null,null,"Total",{"$f":"IFERROR(SUM(D$6:D$17),\"\")","v":39783.524194648897},{"$f":"IFERROR(SUM(E$6:E$17),\"\")","v":42637.939727642202},45779.265601911291,49249.808328677231,53094.934124300657,57363.142798013294,62105.900865039323,67377.000043619119,73231.216139322496,79722.102293203439,86898.857551165318,94802.354911800823,103460.57189403832,112883.81483988362,123060.23815675656,133952.20888191331,145494.04312702312,157591.54575083754,170123.6331002012,182946.13507201517]
[]
["ID","Asset group","Asset category"]
[{"$f":"IFERROR('Lives scenario - input'!A6,\"\")","v":1},{"$f":"IFERROR('Lives scenario - input'!B6,\"\")","v":"OVERHEAD CONDUCTORS"},{"$f":"IFERROR('Lives scenario - input'!C6,\"\")","v":"˂ = 1 kv"},{"$f":"IFERROR(repcalc('Lives scenario - input'!$CX6:$GJ6,'Lives scenario - input'!$I6,'Lives scenario - input'!$G6,'Lives scenario - input'!$H6,20,TRUE,TRUE),\"\")","v":187.44044810412061},227.86789027499935,274.85835554558719,329.02137212107516,390.95296570119706,461.23246227874012,540.42444619260596,629.08734441755416,727.78991176876036,837.13654158501095,957.80182390299319,1090.5741340977293,1236.4072904033567,1396.4785134393774,1572.2501106660056,1765.5315561800364,1978.5380055816545,2213.9408368004415,2474.9055911897794,2765.1127411412667,{"$f":"IFERROR(IF(OR(D21=\"\",'Lives scenario - input'!$F6=\"\"),\"\",D21/'Lives scenario - input'!$F6),\"\")","v":0.93988673445368842},{"$f":"IFERROR(IF(OR(E21=\"\",'Lives scenario - input'!$F6=\"\"),\"\",E21/'Lives scenario - input'!$F6),\"\")","v":1.1426029410602563},{"$f":"IFERROR(IF(OR(F21=\"\",'Lives scenario - input'!$F6=\"\"),\"\",F21/'Lives scenario - input'!$F6),\"\")","v":1.3782282577960485},{"$f":"IFERROR(IF(OR(G21=\"\",'Lives scenario - input'!$F6=\"\"),\"\",G21/'Lives scenario - input'!$F6),\"\")","v":1.649819055258388},{"$f":"IFERROR(IF(OR(H21=\"\",'Lives scenario - input'!$F6=\"\"),\"\",H21/'Lives scenario - input'!$F6),\"\")","v":1.9603639981364571},{"$f":"IFERROR(IF(OR(I21=\"\",'Lives scenario - input'!$F6=\"\"),\"\",I21/'Lives scenario - input'!$F6),\"\")","v":2.3127680134140114},{"$f":"IFERROR(IF(OR(J21=\"\",'Lives scenario - input'!$F6=\"\"),\"\",J21/'Lives scenario - input'!$F6),\"\")","v":2.7098621086776262},{"$f":"IFERROR(IF(OR(K21=\"\",'Lives scenario - input'!$F6=\"\"),\"\",K21/'Lives scenario - input'!$F6),\"\")","v":3.1544464165083244},{"$f":"IFERROR(IF(OR(L21=\"\",'Lives scenario - input'!$F6=\"\"),\"\",L21/'Lives scenario - input'!$F6),\"\")","v":3.649372856602985},{"$f":"IFERROR(IF(OR(M21=\"\",'Lives scenario - input'!$F6=\"\"),\"\",M21/'Lives scenario - input'!$F6),\"\")","v":4.1976720516861237},{"$f":"IFERROR(IF(OR(N21=\"\",'Lives scenario - input'!$F6=\"\"),\"\",N21/'Lives scenario - input'!$F6),\"\")","v":4.8027266133183177},{"$f":"IFERROR(IF(OR(O21=\"\",'Lives scenario - input'!$F6=\"\"),\"\",O21/'Lives scenario - input'!$F6),\"\")","v":5.4684897093683382},{"$f":"IFERROR(IF(OR(P21=\"\",'Lives scenario - input'!$F6=\"\"),\"\",P21/'Lives scenario - input'!$F6),\"\")","v":6.199744091448304},{"$f":"IFERROR(IF(OR(Q21=\"\",'Lives scenario - input'!$F6=\"\"),\"\",Q21/'Lives scenario - input'!$F6),\"\")","v":7.0023927226325462},{"$f":"IFERROR(IF(OR(R21=\"\",'Lives scenario - input'!$F6=\"\"),\"\",R21/'Lives scenario - input'!$F6),\"\")","v":7.8837680831698584},{"$f":"IFERROR(IF(OR(S21=\"\",'Lives scenario - input'!$F6=\"\"),\"\",S21/'Lives scenario - input'!$F6),\"\")","v":8.8529434585603397},{"$f":"IFERROR(IF(OR(T21=\"\",'Lives scenario - input'!$F6=\"\"),\"\",T21/'Lives scenario - input'!$F6),\"\")","v":9.9210263519305695},{"$f":"IFERROR(IF(OR(U21=\"\",'Lives scenario - input'!$F6=\"\"),\"\",U21/'Lives scenario - input'!$F6),\"\")","v":11.101411912001765},{"$f":"IFERROR(IF(OR(V21=\"\",'Lives scenario - input'!$F6=\"\"),\"\",V21/'Lives scenario - input'!$F6),\"\")","v":12.40997318194845},{"$f":"IFERROR(IF(OR(W21=\"\",'Lives scenario - input'!$F6=\"\"),\"\",W21/'Lives scenario - input'!$F6),\"\")","v":13.865165234901182}]
[{"$f":"IFERROR('Lives scenario - input'!A7,\"\")","v":1},{"$f":"IFERROR('Lives scenario - input'!B7,\"\")","v":"OVERHEAD CONDUCTORS"},{"$f":"IFERROR('Lives scenario - input'!C7,\"\")","v":"˃ 11 kv & < = 22 kv ; multiple-phase"},{"$f":"IFERROR(repcalc('Lives scenario - input'!$CX7:$GJ7,'Lives scenario - input'!$I7,'Lives scenario - input'!$G7,'Lives scenario - input'!$H7,20,TRUE,TRUE),\"\")","v":6627.2430534357227},7072.5539484749997,7566.4201066503729,8124.3068161009269,8762.7524554488682,9498.6314601453196,10348.312748147226,11326.753325826576,12446.573557935337,13717.165288612709,15143.886349703871,16727.394698504755,18463.172195510735,20341.281590647286,22346.390443774577,24458.082447600118,26651.460215135638,28898.024680821742,31166.79591517094,33425.619859062906,{"$f":"IFERROR(IF(OR(D22=\"\",'Lives scenario - input'!$F7=\"\"),\"\",D22/'Lives scenario - input'!$F7),\"\")","v":84.421506972524455},{"$f":"IFERROR(IF(OR(E22=\"\",'Lives scenario - input'!$F7=\"\"),\"\",E22/'Lives scenario - input'!$F7),\"\")","v":90.094124760551693},{"$f":"IFERROR(IF(OR(F22=\"\",'Lives scenario - input'!$F7=\"\"),\"\",F22/'Lives scenario - input'!$F7),\"\")","v":96.385266488676706},{"$f":"IFERROR(IF(OR(G22=\"\",'Lives scenario - input'!$F7=\"\"),\"\",G22/'Lives scenario - input'!$F7),\"\")","v":103.49193759640711},{"$f":"IFERROR(IF(OR(H22=\"\",'Lives scenario - input'!$F7=\"\"),\"\",H22/'Lives scenario - input'!$F7),\"\")","v":111.62481314649695},{"$f":"IFERROR(IF(OR(I22=\"\",'Lives scenario - input'!$F7=\"\"),\"\",I22/'Lives scenario - input'!$F7),\"\")","v":120.99884908044527},{"$f":"IFERROR(IF(OR(J22=\"\",'Lives scenario - input'!$F7=\"\"),\"\",J22/'Lives scenario - input'!$F7),\"\")","v":131.82256177682649},{"$f":"IFERROR(IF(OR(K22=\"\",'Lives scenario - input'!$F7=\"\"),\"\",K22/'Lives scenario - input'!$F7),\"\")","v":144.28648189937812},{"$f":"IFERROR(IF(OR(L22=\"\",'Lives scenario - input'!$F7=\"\"),\"\",L22/'Lives scenario - input'!$F7),\"\")","v":158.55137467163485},{"$f":"IFERROR(IF(OR(M22=\"\",'Lives scenario - input'!$F7=\"\"),\"\",M22/'Lives scenario - input'!$F7),\"\")","v":174.73687862640571},{"$f":"IFERROR(IF(OR(N22=\"\",'Lives scenario - input'!$F7=\"\"),\"\",N22/'Lives scenario - input'!$F7),\"\")","v":192.91124480485951},{"$f":"IFERROR(IF(OR(O22=\"\",'Lives scenario - input'!$F7=\"\"),\"\",O22/'Lives scenario - input'!$F7),\"\")","v":213.08285463287697},{"$f":"IFERROR(IF(OR(P22=\"\",'Lives scenario - input'!$F7=\"\"),\"\",P22/'Lives scenario - input'!$F7),\"\")","v":235.19415353721897},{"$f":"IFERROR(IF(OR(Q22=\"\",'Lives scenario - input'!$F7=\"\"),\"\",Q22/'Lives scenario - input'!$F7),\"\")","v":259.11855530100917},{"$f":"IFERROR(IF(OR(R22=\"\",'Lives scenario - input'!$F7=\"\"),\"\",R22/'Lives scenario - input'!$F7),\"\")","v":284.66074677642217},{"$f":"IFERROR(IF(OR(S22=\"\",'Lives scenario - input'!$F7=\"\"),\"\",S22/'Lives scenario - input'!$F7),\"\")","v":311.5606536890503},{"$f":"IFERROR(IF(OR(T22=\"\",'Lives scenario - input'!$F7=\"\"),\"\",T22/'Lives scenario - input'!$F7),\"\")","v":339.501119279698},{"$f":"IFERROR(IF(OR(U22=\"\",'Lives scenario - input'!$F7=\"\"),\"\",U22/'Lives scenario - input'!$F7),\"\")","v":368.1191066048832},{"$f":"IFERROR(IF(OR(V22=\"\",'Lives scenario - input'!$F7=\"\"),\"\",V22/'Lives scenario - input'!$F7),\"\")","v":397.01997609696838},{"$f":"IFERROR(IF(OR(W22=\"\",'Lives scenario - input'!$F7=\"\"),\"\",W22/'Lives scenario - input'!$F7),\"\")","v":425.79413147219952}]
[{"$f":"IFERROR('Lives scenario - input'!A8,\"\")","v":1},{"$f":"IFERROR('Lives scenario - input'!B8,\"\")","v":"OVERHEAD CONDUCTORS"},{"$f":"IFERROR('Lives scenario - input'!C8,\"\")","v":"˃ 11 kv & < = 22 kv ; swer"},{"$f":"IFERROR(repcalc('Lives scenario - input'!$CX8:$GJ8,'Lives scenario - input'!$I8,'Lives scenario - input'!$G8,'Lives scenario - input'!$H8,20,TRUE,TRUE),\"\")","v":1111.7948729789198},1167.1006263346599,1227.2842928169734,1294.434879108934,1370.7929231419987,1458.6669102768701,1560.3425234870997,1677.9889357760439,1813.5663109774002,1968.7384243032411,2144.7939108848645,2342.579161683846,2562.4453608594358,2804.2116257214452,3067.1456760580286,3349.9629113187275,3650.8441885059569,3967.4719472955694,4297.0836094328242,4636.5403942763023,{"$f":"IFERROR(IF(OR(D23=\"\",'Lives scenario - input'!$F8=\"\"),\"\",D23/'Lives scenario - input'!$F8),\"\")","v":66.062481870646593},{"$f":"IFERROR(IF(OR(E23=\"\",'Lives scenario - input'!$F8=\"\"),\"\",E23/'Lives scenario - input'!$F8),\"\")","v":69.348731355334849},{"$f":"IFERROR(IF(OR(F23=\"\",'Lives scenario - input'!$F8=\"\"),\"\",F23/'Lives scenario - input'!$F8),\"\")","v":72.924824816931761},{"$f":"IFERROR(IF(OR(G23=\"\",'Lives scenario - input'!$F8=\"\"),\"\",G23/'Lives scenario - input'!$F8),\"\")","v":76.914890338307885},{"$f":"IFERROR(IF(OR(H23=\"\",'Lives scenario - input'!$F8=\"\"),\"\",H23/'Lives scenario - input'!$F8),\"\")","v":81.452059938754502},{"$f":"IFERROR(IF(OR(I23=\"\",'Lives scenario - input'!$F8=\"\"),\"\",I23/'Lives scenario - input'!$F8),\"\")","v":86.673503051227783},{"$f":"IFERROR(IF(OR(J23=\"\",'Lives scenario - input'!$F8=\"\"),\"\",J23/'Lives scenario - input'!$F8),\"\")","v":92.715034198417214},{"$f":"IFERROR(IF(OR(K23=\"\",'Lives scenario - input'!$F8=\"\"),\"\",K23/'Lives scenario - input'!$F8),\"\")","v":99.705544919303009},{"$f":"IFERROR(IF(OR(L23=\"\",'Lives scenario - input'!$F8=\"\"),\"\",L23/'Lives scenario - input'!$F8),\"\")","v":107.76150749746401},{"$f":"IFERROR(IF(OR(M23=\"\",'Lives scenario - input'!$F8=\"\"),\"\",M23/'Lives scenario - input'!$F8),\"\")","v":116.98178290308071},{"$f":"IFERROR(IF(OR(N23=\"\",'Lives scenario - input'!$F8=\"\"),\"\",N23/'Lives scenario - input'!$F8),\"\")","v":127.44294140740392},{"$f":"IFERROR(IF(OR(O23=\"\",'Lives scenario - input'!$F8=\"\"),\"\",O23/'Lives scenario - input'!$F8),\"\")","v":139.1952752800901},{"$f":"IFERROR(IF(OR(P23=\"\",'Lives scenario - input'!$F8=\"\"),\"\",P23/'Lives scenario - input'!$F8),\"\")","v":152.25965176717324},{"$f":"IFERROR(IF(OR(Q23=\"\",'Lives scenario - input'!$F8=\"\"),\"\",Q23/'Lives scenario - input'!$F8),\"\")","v":166.62532287931487},{"$f":"IFERROR(IF(OR(R23=\"\",'Lives scenario - input'!$F8=\"\"),\"\",R23/'Lives scenario - input'!$F8),\"\")","v":182.24877676968512},{"$f":"IFERROR(IF(OR(S23=\"\",'Lives scenario - input'!$F8=\"\"),\"\",S23/'Lives scenario - input'!$F8),\"\")","v":199.05368290048591},{"$f":"IFERROR(IF(OR(T23=\"\",'Lives scenario - input'!$F8=\"\"),\"\",T23/'Lives scenario - input'!$F8),\"\")","v":216.93194839935478},{"$f":"IFERROR(IF(OR(U23=\"\",'Lives scenario - input'!$F8=\"\"),\"\",U23/'Lives scenario - input'!$F8),\"\")","v":235.7458646020236},{"$f":"IFERROR(IF(OR(V23=\"\",'Lives scenario - input'!$F8=\"\"),\"\",V23/'Lives scenario - input'!$F8),\"\")","v":255.33128002668079},{"$f":"IFERROR(IF(OR(W23=\"\",'Lives scenario - input'!$F8=\"\"),\"\",W23/'Lives scenario - input'!$F8),\"\")","v":275.50168937072118}]
[{"$f":"IFERROR('Lives scenario - input'!A9,\"\")","v":1},{"$f":"IFERROR('Lives scenario - input'!B9,\"\")","v":"OVERHEAD CONDUCTORS"},{"$f":"IFERROR('Lives scenario - input'!C9,\"\")","v":"> 1 kv & < = 11 kv"},{"$f":"IFERROR(repcalc('Lives scenario - input'!$CX9:$GJ9,'Lives scenario - input'!$I9,'Lives scenario - input'!$G9,'Lives scenario - input'!$H9,20,TRUE,TRUE),\"\")","v":1.3787793968908091},1.6753247700841842,2.0186097218262726,2.4123892282362687,2.8601646410238293,3.3651656602098479,3.930380990682079,4.5586490320757136,5.2528172280452772,6.0159745214784035,6.851755827585098,7.7647108066803723,8.7607219096033653,9.84744923482892,11.03477282939809,12.335197381214126,13.76418046106207,15.34034415995268,17.085531554681392,19.024674134949944,{"$f":"IFERROR(IF(OR(D24=\"\",'Lives scenario - input'!$F9=\"\"),\"\",D24/'Lives scenario - input'!$F9),\"\")","v":6.9136436558019524E-3},{"$f":"IFERROR(IF(OR(E24=\"\",'Lives scenario - input'!$F9=\"\"),\"\",E24/'Lives scenario - input'!$F9),\"\")","v":8.400617600045018E-3},{"$f":"IFERROR(IF(OR(F24=\"\",'Lives scenario - input'!$F9=\"\"),\"\",F24/'Lives scenario - input'!$F9),\"\")","v":1.0121958834252568E-2},{"$f":"IFERROR(IF(OR(G24=\"\",'Lives scenario - input'!$F9=\"\"),\"\",G24/'Lives scenario - input'!$F9),\"\")","v":1.2096496017224338E-2},{"$f":"IFERROR(IF(OR(H24=\"\",'Lives scenario - input'!$F9=\"\"),\"\",H24/'Lives scenario - input'!$F9),\"\")","v":1.4341786053341686E-2},{"$f":"IFERROR(IF(OR(I24=\"\",'Lives scenario - input'!$F9=\"\"),\"\",I24/'Lives scenario - input'!$F9),\"\")","v":1.6874023697987486E-2},{"$f":"IFERROR(IF(OR(J24=\"\",'Lives scenario - input'!$F9=\"\"),\"\",J24/'Lives scenario - input'!$F9),\"\")","v":1.9708195279382831E-2},{"$f":"IFERROR(IF(OR(K24=\"\",'Lives scenario - input'!$F9=\"\"),\"\",K24/'Lives scenario - input'!$F9),\"\")","v":2.2858533446836755E-2},{"$f":"IFERROR(IF(OR(L24=\"\",'Lives scenario - input'!$F9=\"\"),\"\",L24/'Lives scenario - input'!$F9),\"\")","v":2.6339316199282054E-2},{"$f":"IFERROR(IF(OR(M24=\"\",'Lives scenario - input'!$F9=\"\"),\"\",M24/'Lives scenario - input'!$F9),\"\")","v":3.016603249053279E-2},{"$f":"IFERROR(IF(OR(N24=\"\",'Lives scenario - input'!$F9=\"\"),\"\",N24/'Lives scenario - input'!$F9),\"\")","v":3.4356908955348445E-2},{"$f":"IFERROR(IF(OR(O24=\"\",'Lives scenario - input'!$F9=\"\"),\"\",O24/'Lives scenario - input'!$F9),\"\")","v":3.8934759054855488E-2},{"$f":"IFERROR(IF(OR(P24=\"\",'Lives scenario - input'!$F9=\"\"),\"\",P24/'Lives scenario - input'!$F9),\"\")","v":4.3929079290826629E-2},{"$f":"IFERROR(IF(OR(Q24=\"\",'Lives scenario - input'!$F9=\"\"),\"\",Q24/'Lives scenario - input'!$F9),\"\")","v":4.9378279862415449E-2},{"$f":"IFERROR(IF(OR(R24=\"\",'Lives scenario - input'!$F9=\"\"),\"\",R24/'Lives scenario - input'!$F9),\"\")","v":5.5331902505376361E-2},{"$f":"IFERROR(IF(OR(S24=\"\",'Lives scenario - input'!$F9=\"\"),\"\",S24/'Lives scenario - input'!$F9),\"\")","v":6.1852649749486829E-2},{"$f":"IFERROR(IF(OR(T24=\"\",'Lives scenario - input'!$F9=\"\"),\"\",T24/'Lives scenario - input'!$F9),\"\")","v":6.9018030829678195E-2},{"$f":"IFERROR(IF(OR(U24=\"\",'Lives scenario - input'!$F9=\"\"),\"\",U24/'Lives scenario - input'!$F9),\"\")","v":7.6921422903793585E-2},{"$f":"IFERROR(IF(OR(V24=\"\",'Lives scenario - input'!$F9=\"\"),\"\",V24/'Lives scenario - input'!$F9),\"\")","v":8.5672354189073888E-2},{"$f":"IFERROR(IF(OR(W24=\"\",'Lives scenario - input'!$F9=\"\"),\"\",W24/'Lives scenario - input'!$F9),\"\")","v":9.539583919907714E-2}]
[{"$f":"IFERROR('Lives scenario - input'!A10,\"\")","v":1},{"$f":"IFERROR('Lives scenario - input'!B10,\"\")","v":"OVERHEAD CONDUCTORS"},{"$f":"IFERROR('Lives scenario - input'!C10,\"\")","v":"> 22 kv & < = 66 kv"},{"$f":"IFERROR(repcalc('Lives scenario - input'!$CX10:$GJ10,'Lives scenario - input'!$I10,'Lives scenario - input'!$G10,'Lives scenario - input'!$H10,20,TRUE,TRUE),\"\")","v":72.912214307084568},85.686312429618795,100.02447881492861,116.04139344580545,133.8672525719374,153.65435970355492,175.58418236281,199.87432031332793,226.78473404341068,256.62253732257847,289.74467730609467,326.55791638534907,367.51569044878141,413.11163859165561,463.86986160357696,520.33224612142976,583.04345936078028,652.5344461061751,729.30541804483403,813.80939446255468,{"$f":"IFERROR(IF(OR(D25=\"\",'Lives scenario - input'!$F10=\"\"),\"\",D25/'Lives scenario - input'!$F10),\"\")","v":0.7451859359374654},{"$f":"IFERROR(IF(OR(E25=\"\",'Lives scenario - input'!$F10=\"\"),\"\",E25/'Lives scenario - input'!$F10),\"\")","v":0.87574126683313891},{"$f":"IFERROR(IF(OR(F25=\"\",'Lives scenario - input'!$F10=\"\"),\"\",F25/'Lives scenario - input'!$F10),\"\")","v":1.0222818710241439},{"$f":"IFERROR(IF(OR(G25=\"\",'Lives scenario - input'!$F10=\"\"),\"\",G25/'Lives scenario - input'!$F10),\"\")","v":1.1859798142764408},{"$f":"IFERROR(IF(OR(H25=\"\",'Lives scenario - input'!$F10=\"\"),\"\",H25/'Lives scenario - input'!$F10),\"\")","v":1.3681657435207448},{"$f":"IFERROR(IF(OR(I25=\"\",'Lives scenario - input'!$F10=\"\"),\"\",I25/'Lives scenario - input'!$F10),\"\")","v":1.5703962488962562},{"$f":"IFERROR(IF(OR(J25=\"\",'Lives scenario - input'!$F10=\"\"),\"\",J25/'Lives scenario - input'!$F10),\"\")","v":1.7945259859860234},{"$f":"IFERROR(IF(OR(K25=\"\",'Lives scenario - input'!$F10=\"\"),\"\",K25/'Lives scenario - input'!$F10),\"\")","v":2.0427788933311799},{"$f":"IFERROR(IF(OR(L25=\"\",'Lives scenario - input'!$F10=\"\"),\"\",L25/'Lives scenario - input'!$F10),\"\")","v":2.317811849503074},{"$f":"IFERROR(IF(OR(M25=\"\",'Lives scenario - input'!$F10=\"\"),\"\",M25/'Lives scenario - input'!$F10),\"\")","v":2.6227636545498747},{"$f":"IFERROR(IF(OR(N25=\"\",'Lives scenario - input'!$F10=\"\"),\"\",N25/'Lives scenario - input'!$F10),\"\")","v":2.9612824215141367},{"$f":"IFERROR(IF(OR(O25=\"\",'Lives scenario - input'!$F10=\"\"),\"\",O25/'Lives scenario - input'!$F10),\"\")","v":3.3375253909379627},{"$f":"IFERROR(IF(OR(P25=\"\",'Lives scenario - input'!$F10=\"\"),\"\",P25/'Lives scenario - input'!$F10),\"\")","v":3.7561268212940346},{"$f":"IFERROR(IF(OR(Q25=\"\",'Lives scenario - input'!$F10=\"\"),\"\",Q25/'Lives scenario - input'!$F10),\"\")","v":4.2221318605690854},{"$f":"IFERROR(IF(OR(R25=\"\",'Lives scenario - input'!$F10=\"\"),\"\",R25/'Lives scenario - input'!$F10),\"\")","v":4.7408969849192584},{"$f":"IFERROR(IF(OR(S25=\"\",'Lives scenario - input'!$F10=\"\"),\"\",S25/'Lives scenario - input'!$F10),\"\")","v":5.3179604474961861},{"$f":"IFERROR(IF(OR(T25=\"\",'Lives scenario - input'!$F10=\"\"),\"\",T25/'Lives scenario - input'!$F10),\"\")","v":5.9588889198467871},{"$f":"IFERROR(IF(OR(U25=\"\",'Lives scenario - input'!$F10=\"\"),\"\",U25/'Lives scenario - input'!$F10),\"\")","v":6.6691088259243543},{"$f":"IFERROR(IF(OR(V25=\"\",'Lives scenario - input'!$F10=\"\"),\"\",V25/'Lives scenario - input'!$F10),\"\")","v":7.4537324876882485},{"$f":"IFERROR(IF(OR(W25=\"\",'Lives scenario - input'!$F10=\"\"),\"\",W25/'Lives scenario - input'!$F10),\"\")","v":8.3173899058001268}]
[{"$f":"IFERROR('Lives scenario - input'!A11,\"\")","v":2},{"$f":"IFERROR('Lives scenario - input'!B11,\"\")","v":"POLES"},{"$f":"IFERROR('Lives scenario - input'!C11,\"\")","v":"˂ = 1 kv ; concrete"},{"$f":"IFERROR(repcalc('Lives scenario - input'!$CX11:$GJ11,'Lives scenario - input'!$I11,'Lives scenario - input'!$G11,'Lives scenario - input'!$H11,20,TRUE,TRUE),\"\")","v":291.3740589691011},374.23808101420906,477.95970648437901,606.28667464765169,763.23635753836891,953.03402659661549,1180.0353787577492,1448.6322462091189,1763.1392879527343,2127.6581024010306,2545.9139874645298,3021.060030450285,3555.4439271055253,4150.3354535059834,4805.6172010864784,5519.4480495740781,6287.9174541370048,7104.7180138095218,7960.8725581175295,8844.5584201901311,{"$f":"IFERROR(IF(OR(D26=\"\",'Lives scenario - input'!$F11=\"\"),\"\",D26/'Lives scenario - input'!$F11),\"\")","v":16.53361276329348},{"$f":"IFERROR(IF(OR(E26=\"\",'Lives scenario - input'!$F11=\"\"),\"\",E26/'Lives scenario - input'!$F11),\"\")","v":21.235615602359246},{"$f":"IFERROR(IF(OR(F26=\"\",'Lives scenario - input'!$F11=\"\"),\"\",F26/'Lives scenario - input'!$F11),\"\")","v":27.12115392643155},{"$f":"IFERROR(IF(OR(G26=\"\",'Lives scenario - input'!$F11=\"\"),\"\",G26/'Lives scenario - input'!$F11),\"\")","v":34.402887949720281},{"$f":"IFERROR(IF(OR(H26=\"\",'Lives scenario - input'!$F11=\"\"),\"\",H26/'Lives scenario - input'!$F11),\"\")","v":43.308777820005574},{"$f":"IFERROR(IF(OR(I26=\"\",'Lives scenario - input'!$F11=\"\"),\"\",I26/'Lives scenario - input'!$F11),\"\")","v":54.078580645580899},{"$f":"IFERROR(IF(OR(J26=\"\",'Lives scenario - input'!$F11=\"\"),\"\",J26/'Lives scenario - input'!$F11),\"\")","v":66.959454346743854},{"$f":"IFERROR(IF(OR(K26=\"\",'Lives scenario - input'!$F11=\"\"),\"\",K26/'Lives scenario - input'!$F11),\"\")","v":82.200607288041027},{"$f":"IFERROR(IF(OR(L26=\"\",'Lives scenario - input'!$F11=\"\"),\"\",L26/'Lives scenario - input'!$F11),\"\")","v":100.04686874973603},{"$f":"IFERROR(IF(OR(M26=\"\",'Lives scenario - input'!$F11=\"\"),\"\",M26/'Lives scenario - input'!$F11),\"\")","v":120.73097818743335},{"$f":"IFERROR(IF(OR(N26=\"\",'Lives scenario - input'!$F11=\"\"),\"\",N26/'Lives scenario - input'!$F11),\"\")","v":144.46432241195066},{"$f":"IFERROR(IF(OR(O26=\"\",'Lives scenario - input'!$F11=\"\"),\"\",O26/'Lives scenario - input'!$F11),\"\")","v":171.42581894507461},{"$f":"IFERROR(IF(OR(P26=\"\",'Lives scenario - input'!$F11=\"\"),\"\",P26/'Lives scenario - input'!$F11),\"\")","v":201.74868449287729},{"$f":"IFERROR(IF(OR(Q26=\"\",'Lives scenario - input'!$F11=\"\"),\"\",Q26/'Lives scenario - input'!$F11),\"\")","v":235.50497071982926},{"$f":"IFERROR(IF(OR(R26=\"\",'Lives scenario - input'!$F11=\"\"),\"\",R26/'Lives scenario - input'!$F11),\"\")","v":272.68801544138779},{"$f":"IFERROR(IF(OR(S26=\"\",'Lives scenario - input'!$F11=\"\"),\"\",S26/'Lives scenario - input'!$F11),\"\")","v":313.19334686706139},{"$f":"IFERROR(IF(OR(T26=\"\",'Lives scenario - input'!$F11=\"\"),\"\",T26/'Lives scenario - input'!$F11),\"\")","v":356.7990666090152},{"$f":"IFERROR(IF(OR(U26=\"\",'Lives scenario - input'!$F11=\"\"),\"\",U26/'Lives scenario - input'!$F11),\"\")","v":403.14727003607078},{"$f":"IFERROR(IF(OR(V26=\"\",'Lives scenario - input'!$F11=\"\"),\"\",V26/'Lives scenario - input'!$F11),\"\")","v":451.72856018662497},{"$f":"IFERROR(IF(OR(W26=\"\",'Lives scenario - input'!$F11=\"\"),\"\",W26/'Lives scenario - input'!$F11),\"\")","v":501.87207639255786}]
[{"$f":"IFERROR('Lives scenario - input'!A12,\"\")","v":2},{"$f":"IFERROR('Lives scenario - input'!B12,\"\")","v":"POLES"},{"$f":"IFERROR('Lives scenario - input'!C12,\"\")","v":"˂ = 1 kv ; steel"},{"$f":"IFERROR(repcalc('Lives scenario - input'!$CX12:$GJ12,'Lives scenario - input'!$I12,'Lives scenario - input'!$G12,'Lives scenario - input'!$H12,20,TRUE,TRUE),\"\")","v":17.733853197659766},19.605687986323904,21.797458731525307,24.308973943382412,27.127500364715946,30.227907646058842,33.573462557927257,37.117188867046195,40.803666466077772,44.571115485971127,48.353601661389305,52.083209645689777,55.692059989843152,59.114088905156201,62.28656098153801,65.15133535616387,67.655946742791585,69.754586799186143,71.40907378681203,72.589878382395597,{"$f":"IFERROR(IF(OR(D27=\"\",'Lives scenario - input'!$F12=\"\"),\"\",D27/'Lives scenario - input'!$F12),\"\")","v":1.9555539996129196},{"$f":"IFERROR(IF(OR(E27=\"\",'Lives scenario - input'!$F12=\"\"),\"\",E27/'Lives scenario - input'!$F12),\"\")","v":2.1619656557142464},{"$f":"IFERROR(IF(OR(F27=\"\",'Lives scenario - input'!$F12=\"\"),\"\",F27/'Lives scenario - input'!$F12),\"\")","v":2.4036574075992121},{"$f":"IFERROR(IF(OR(G27=\"\",'Lives scenario - input'!$F12=\"\"),\"\",G27/'Lives scenario - input'!$F12),\"\")","v":2.6806081392249808},{"$f":"IFERROR(IF(OR(H27=\"\",'Lives scenario - input'!$F12=\"\"),\"\",H27/'Lives scenario - input'!$F12),\"\")","v":2.9914137241601737},{"$f":"IFERROR(IF(OR(I27=\"\",'Lives scenario - input'!$F12=\"\"),\"\",I27/'Lives scenario - input'!$F12),\"\")","v":3.3333029792409148},{"$f":"IFERROR(IF(OR(J27=\"\",'Lives scenario - input'!$F12=\"\"),\"\",J27/'Lives scenario - input'!$F12),\"\")","v":3.7022252442392682},{"$f":"IFERROR(IF(OR(K27=\"\",'Lives scenario - input'!$F12=\"\"),\"\",K27/'Lives scenario - input'!$F12),\"\")","v":4.0930003386358749},{"$f":"IFERROR(IF(OR(L27=\"\",'Lives scenario - input'!$F12=\"\"),\"\",L27/'Lives scenario - input'!$F12),\"\")","v":4.4995169559168264},{"$f":"IFERROR(IF(OR(M27=\"\",'Lives scenario - input'!$F12=\"\"),\"\",M27/'Lives scenario - input'!$F12),\"\")","v":4.9149624835792789},{"$f":"IFERROR(IF(OR(N27=\"\",'Lives scenario - input'!$F12=\"\"),\"\",N27/'Lives scenario - input'!$F12),\"\")","v":5.3320661940010901},{"$f":"IFERROR(IF(OR(O27=\"\",'Lives scenario - input'!$F12=\"\"),\"\",O27/'Lives scenario - input'!$F12),\"\")","v":5.7433389010318185},{"$f":"IFERROR(IF(OR(P27=\"\",'Lives scenario - input'!$F12=\"\"),\"\",P27/'Lives scenario - input'!$F12),\"\")","v":6.1412953770358545},{"$f":"IFERROR(IF(OR(Q27=\"\",'Lives scenario - input'!$F12=\"\"),\"\",Q27/'Lives scenario - input'!$F12),\"\")","v":6.5186506115437508},{"$f":"IFERROR(IF(OR(R27=\"\",'Lives scenario - input'!$F12=\"\"),\"\",R27/'Lives scenario - input'!$F12),\"\")","v":6.8684866222787129},{"$f":"IFERROR(IF(OR(S27=\"\",'Lives scenario - input'!$F12=\"\"),\"\",S27/'Lives scenario - input'!$F12),\"\")","v":7.1843920785744428},{"$f":"IFERROR(IF(OR(T27=\"\",'Lives scenario - input'!$F12=\"\"),\"\",T27/'Lives scenario - input'!$F12),\"\")","v":7.4605815090385583},{"$f":"IFERROR(IF(OR(U27=\"\",'Lives scenario - input'!$F12=\"\"),\"\",U27/'Lives scenario - input'!$F12),\"\")","v":7.6920035192631522},{"$f":"IFERROR(IF(OR(V27=\"\",'Lives scenario - input'!$F12=\"\"),\"\",V27/'Lives scenario - input'!$F12),\"\")","v":7.8744477184959676},{"$f":"IFERROR(IF(OR(W27=\"\",'Lives scenario - input'!$F12=\"\"),\"\",W27/'Lives scenario - input'!$F12),\"\")","v":8.0046578383112976}]
[{"$f":"IFERROR('Lives scenario - input'!A13,\"\")","v":2},{"$f":"IFERROR('Lives scenario - input'!B13,\"\")","v":"POLES"},{"$f":"IFERROR('Lives scenario - input'!C13,\"\")","v":"˂ = 1 kv ; wood"},{"$f":"IFERROR(repcalc('Lives scenario - input'!$CX13:$GJ13,'Lives scenario - input'!$I13,'Lives scenario - input'!$G13,'Lives scenario - input'!$H13,20,TRUE,TRUE),\"\")","v":2095.8038094493377},2202.5911502089307,2309.2289122810694,2418.0060399448844,2531.757728171041,2653.7783632593937,2787.7053302956169,2937.3791644977937,3106.6867467630882,3299.3949471894252,3518.9823139636364,3768.4761506953428,4050.3017199170545,4366.1494651527146,4716.8651635780307,5102.3668883254677,5521.5916246708493,5972.4733656098306,6451.9535014973426,6956.0232936407156,{"$f":"IFERROR(IF(OR(D28=\"\",'Lives scenario - input'!$F13=\"\"),\"\",D28/'Lives scenario - input'!$F13),\"\")","v":349.9624799293083},{"$f":"IFERROR(IF(OR(E28=\"\",'Lives scenario - input'!$F13=\"\"),\"\",E28/'Lives scenario - input'!$F13),\"\")","v":367.79409299766246},{"$f":"IFERROR(IF(OR(F28=\"\",'Lives scenario - input'!$F13=\"\"),\"\",F28/'Lives scenario - input'!$F13),\"\")","v":385.60072904852575},{"$f":"IFERROR(IF(OR(G28=\"\",'Lives scenario - input'!$F13=\"\"),\"\",G28/'Lives scenario - input'!$F13),\"\")","v":403.76460163296287},{"$f":"IFERROR(IF(OR(H28=\"\",'Lives scenario - input'!$F13=\"\"),\"\",H28/'Lives scenario - input'!$F13),\"\")","v":422.75913858736931},{"$f":"IFERROR(IF(OR(I28=\"\",'Lives scenario - input'!$F13=\"\"),\"\",I28/'Lives scenario - input'!$F13),\"\")","v":443.13444464680862},{"$f":"IFERROR(IF(OR(J28=\"\",'Lives scenario - input'!$F13=\"\"),\"\",J28/'Lives scenario - input'!$F13),\"\")","v":465.49789932805675},{"$f":"IFERROR(IF(OR(K28=\"\",'Lives scenario - input'!$F13=\"\"),\"\",K28/'Lives scenario - input'!$F13),\"\")","v":490.49080465715076},{"$f":"IFERROR(IF(OR(L28=\"\",'Lives scenario - input'!$F13=\"\"),\"\",L28/'Lives scenario - input'!$F13),\"\")","v":518.762201575723},{"$f":"IFERROR(IF(OR(M28=\"\",'Lives scenario - input'!$F13=\"\"),\"\",M28/'Lives scenario - input'!$F13),\"\")","v":550.94109132668439},{"$f":"IFERROR(IF(OR(N28=\"\",'Lives scenario - input'!$F13=\"\"),\"\",N28/'Lives scenario - input'!$F13),\"\")","v":587.60833045038873},{"$f":"IFERROR(IF(OR(O28=\"\",'Lives scenario - input'!$F13=\"\"),\"\",O28/'Lives scenario - input'!$F13),\"\")","v":629.26942555673224},{"$f":"IFERROR(IF(OR(P28=\"\",'Lives scenario - input'!$F13=\"\"),\"\",P28/'Lives scenario - input'!$F13),\"\")","v":676.32935295434174},{"$f":"IFERROR(IF(OR(Q28=\"\",'Lives scenario - input'!$F13=\"\"),\"\",Q28/'Lives scenario - input'!$F13),\"\")","v":729.07038706468359},{"$f":"IFERROR(IF(OR(R28=\"\",'Lives scenario - input'!$F13=\"\"),\"\",R28/'Lives scenario - input'!$F13),\"\")","v":787.63375784284426},{"$f":"IFERROR(IF(OR(S28=\"\",'Lives scenario - input'!$F13=\"\"),\"\",S28/'Lives scenario - input'!$F13),\"\")","v":852.00578493878027},{"$f":"IFERROR(IF(OR(T28=\"\",'Lives scenario - input'!$F13=\"\"),\"\",T28/'Lives scenario - input'!$F13),\"\")","v":922.00896353672749},{"$f":"IFERROR(IF(OR(U28=\"\",'Lives scenario - input'!$F13=\"\"),\"\",U28/'Lives scenario - input'!$F13),\"\")","v":997.29830670063211},{"$f":"IFERROR(IF(OR(V28=\"\",'Lives scenario - input'!$F13=\"\"),\"\",V28/'Lives scenario - input'!$F13),\"\")","v":1077.3630802617242},{"$f":"IFERROR(IF(OR(W28=\"\",'Lives scenario - input'!$F13=\"\"),\"\",W28/'Lives scenario - input'!$F13),\"\")","v":1161.5338951636666}]
[{"$f":"IFERROR('Lives scenario - input'!A14,\"\")","v":2},{"$f":"IFERROR('Lives scenario - input'!B14,\"\")","v":"POLES"},{"$f":"IFERROR('Lives scenario - input'!C14,\"\")","v":"˃ 11 kv & < = 22 kv ; concrete"},{"$f":"IFERROR(repcalc('Lives scenario - input'!$CX14:$GJ14,'Lives scenario - input'!$I14,'Lives scenario - input'!$G14,'Lives scenario - input'!$H14,20,TRUE,TRUE),\"\")","v":645.95350761339591},868.15314805623746,1161.8429467664519,1544.2870827033476,2035.3884179052941,2657.5339600468806,3435.2254543304325,4394.451676421415,5561.7671604881298,6963.0570285877102,8621.9899531638275,10558.190928407261,12785.201187471672,15308.331714492591,18122.555457839429,21210.61651153622,24541.556491712447,28069.863471565382,31735.432545086725,35464.486768151786,{"$f":"IFERROR(IF(OR(D29=\"\",'Lives scenario - input'!$F14=\"\"),\"\",D29/'Lives scenario - input'!$F14),\"\")","v":35.651347667805354},{"$f":"IFERROR(IF(OR(E29=\"\",'Lives scenario - input'!$F14=\"\"),\"\",E29/'Lives scenario - input'!$F14),\"\")","v":47.914949521067911},{"$f":"IFERROR(IF(OR(F29=\"\",'Lives scenario - input'!$F14=\"\"),\"\",F29/'Lives scenario - input'!$F14),\"\")","v":64.124223094007775},{"$f":"IFERROR(IF(OR(G29=\"\",'Lives scenario - input'!$F14=\"\"),\"\",G29/'Lives scenario - input'!$F14),\"\")","v":85.232009789331414},{"$f":"IFERROR(IF(OR(H29=\"\",'Lives scenario - input'!$F14=\"\"),\"\",H29/'Lives scenario - input'!$F14),\"\")","v":112.3367847228965},{"$f":"IFERROR(IF(OR(I29=\"\",'Lives scenario - input'!$F14=\"\"),\"\",I29/'Lives scenario - input'!$F14),\"\")","v":146.67412752147436},{"$f":"IFERROR(IF(OR(J29=\"\",'Lives scenario - input'!$F14=\"\"),\"\",J29/'Lives scenario - input'!$F14),\"\")","v":189.59633401809404},{"$f":"IFERROR(IF(OR(K29=\"\",'Lives scenario - input'!$F14=\"\"),\"\",K29/'Lives scenario - input'!$F14),\"\")","v":242.5377719587151},{"$f":"IFERROR(IF(OR(L29=\"\",'Lives scenario - input'!$F14=\"\"),\"\",L29/'Lives scenario - input'!$F14),\"\")","v":306.96403432895119},{"$f":"IFERROR(IF(OR(M29=\"\",'Lives scenario - input'!$F14=\"\"),\"\",M29/'Lives scenario - input'!$F14),\"\")","v":384.3037680437979},{"$f":"IFERROR(IF(OR(N29=\"\",'Lives scenario - input'!$F14=\"\"),\"\",N29/'Lives scenario - input'!$F14),\"\")","v":475.86329013718915},{"$f":"IFERROR(IF(OR(O29=\"\",'Lives scenario - input'!$F14=\"\"),\"\",O29/'Lives scenario - input'!$F14),\"\")","v":582.72573969363759},{"$f":"IFERROR(IF(OR(P29=\"\",'Lives scenario - input'!$F14=\"\"),\"\",P29/'Lives scenario - input'!$F14),\"\")","v":705.63848197290565},{"$f":"IFERROR(IF(OR(Q29=\"\",'Lives scenario - input'!$F14=\"\"),\"\",Q29/'Lives scenario - input'!$F14),\"\")","v":844.89463983854694},{"$f":"IFERROR(IF(OR(R29=\"\",'Lives scenario - input'!$F14=\"\"),\"\",R29/'Lives scenario - input'!$F14),\"\")","v":1000.2167611778104},{"$f":"IFERROR(IF(OR(S29=\"\",'Lives scenario - input'!$F14=\"\"),\"\",S29/'Lives scenario - input'!$F14),\"\")","v":1170.6524611889708},{"$f":"IFERROR(IF(OR(T29=\"\",'Lives scenario - input'!$F14=\"\"),\"\",T29/'Lives scenario - input'!$F14),\"\")","v":1354.4930904203379},{"$f":"IFERROR(IF(OR(U29=\"\",'Lives scenario - input'!$F14=\"\"),\"\",U29/'Lives scenario - input'!$F14),\"\")","v":1549.2267629445937},{"$f":"IFERROR(IF(OR(V29=\"\",'Lives scenario - input'!$F14=\"\"),\"\",V29/'Lives scenario - input'!$F14),\"\")","v":1751.5361797992168},{"$f":"IFERROR(IF(OR(W29=\"\",'Lives scenario - input'!$F14=\"\"),\"\",W29/'Lives scenario - input'!$F14),\"\")","v":1957.3494573983821}]
[{"$f":"IFERROR('Lives scenario - input'!A15,\"\")","v":2},{"$f":"IFERROR('Lives scenario - input'!B15,\"\")","v":"POLES"},{"$f":"IFERROR('Lives scenario - input'!C15,\"\")","v":"˃ 11 kv & < = 22 kv ; steel"},{"$f":"IFERROR(repcalc('Lives scenario - input'!$CX15:$GJ15,'Lives scenario - input'!$I15,'Lives scenario - input'!$G15,'Lives scenario - input'!$H15,20,TRUE,TRUE),\"\")","v":6.5997497561893983},7.793480243855111,9.3318343226495895,11.291219608549962,13.75252404594513,16.798000240075851,20.507169924357324,24.951768790888455,30.189853875815171,36.259318106239725,43.171188654704089,50.903211676842488,59.394326552638063,68.540687463819609,78.193880544478645,88.16189793148304,98.21326152753295,108.0844459589331,117.49045078480617,126.13804612098541,{"$f":"IFERROR(IF(OR(D30=\"\",'Lives scenario - input'!$F15=\"\"),\"\",D30/'Lives scenario - input'!$F15),\"\")","v":0.72777003893681269},{"$f":"IFERROR(IF(OR(E30=\"\",'Lives scenario - input'!$F15=\"\"),\"\",E30/'Lives scenario - input'!$F15),\"\")","v":0.85940552749057064},{"$f":"IFERROR(IF(OR(F30=\"\",'Lives scenario - input'!$F15=\"\"),\"\",F30/'Lives scenario - input'!$F15),\"\")","v":1.0290434757738227},{"$f":"IFERROR(IF(OR(G30=\"\",'Lives scenario - input'!$F15=\"\"),\"\",G30/'Lives scenario - input'!$F15),\"\")","v":1.2451095325928125},{"$f":"IFERROR(IF(OR(H30=\"\",'Lives scenario - input'!$F15=\"\"),\"\",H30/'Lives scenario - input'!$F15),\"\")","v":1.5165234031806392},{"$f":"IFERROR(IF(OR(I30=\"\",'Lives scenario - input'!$F15=\"\"),\"\",I30/'Lives scenario - input'!$F15),\"\")","v":1.8523552771551115},{"$f":"IFERROR(IF(OR(J30=\"\",'Lives scenario - input'!$F15=\"\"),\"\",J30/'Lives scenario - input'!$F15),\"\")","v":2.2613742044290119},{"$f":"IFERROR(IF(OR(K30=\"\",'Lives scenario - input'!$F15=\"\"),\"\",K30/'Lives scenario - input'!$F15),\"\")","v":2.7514906496957963},{"$f":"IFERROR(IF(OR(L30=\"\",'Lives scenario - input'!$F15=\"\"),\"\",L30/'Lives scenario - input'!$F15),\"\")","v":3.3291066998553283},{"$f":"IFERROR(IF(OR(M30=\"\",'Lives scenario - input'!$F15=\"\"),\"\",M30/'Lives scenario - input'!$F15),\"\")","v":3.9984008977389891},{"$f":"IFERROR(IF(OR(N30=\"\",'Lives scenario - input'!$F15=\"\"),\"\",N30/'Lives scenario - input'!$F15),\"\")","v":4.7605892357838719},{"$f":"IFERROR(IF(OR(O30=\"\",'Lives scenario - input'!$F15=\"\"),\"\",O30/'Lives scenario - input'!$F15),\"\")","v":5.6132177298574142},{"$f":"IFERROR(IF(OR(P30=\"\",'Lives scenario - input'!$F15=\"\"),\"\",P30/'Lives scenario - input'!$F15),\"\")","v":6.5495530807514912},{"$f":"IFERROR(IF(OR(Q30=\"\",'Lives scenario - input'!$F15=\"\"),\"\",Q30/'Lives scenario - input'!$F15),\"\")","v":7.5581439640979635},{"$f":"IFERROR(IF(OR(R30=\"\",'Lives scenario - input'!$F15=\"\"),\"\",R30/'Lives scenario - input'!$F15),\"\")","v":8.6226244313440592},{"$f":"IFERROR(IF(OR(S30=\"\",'Lives scenario - input'!$F15=\"\"),\"\",S30/'Lives scenario - input'!$F15),\"\")","v":9.7218213205987851},{"$f":"IFERROR(IF(OR(T30=\"\",'Lives scenario - input'!$F15=\"\"),\"\",T30/'Lives scenario - input'!$F15),\"\")","v":10.83020899375337},{"$f":"IFERROR(IF(OR(U30=\"\",'Lives scenario - input'!$F15=\"\"),\"\",U30/'Lives scenario - input'!$F15),\"\")","v":11.918727883618136},{"$f":"IFERROR(IF(OR(V30=\"\",'Lives scenario - input'!$F15=\"\"),\"\",V30/'Lives scenario - input'!$F15),\"\")","v":12.955950316475642},{"$f":"IFERROR(IF(OR(W30=\"\",'Lives scenario - input'!$F15=\"\"),\"\",W30/'Lives scenario - input'!$F15),\"\")","v":13.909541138403217}]
[{"$f":"IFERROR('Lives scenario - input'!A16,\"\")","v":2},{"$f":"IFERROR('Lives scenario - input'!B16,\"\")","v":"POLES"},{"$f":"IFERROR('Lives scenario - input'!C16,\"\")","v":"˃ 11 kv & < = 22 kv ; wood"},{"$f":"IFERROR(repcalc('Lives scenario - input'!$CX16:$GJ16,'Lives scenario - input'!$I16,'Lives scenario - input'!$G16,'Lives scenario - input'!$H16,20,TRUE,TRUE),\"\")","v":7637.3089074763984},7965.2119623364943,8325.8368774227602,8733.4535819187131,9202.4734699355504,9746.6727724621924,10378.398829337735,11107.801782600536,11942.133398380025,12885.152005131808,13936.668175581752,15092.259965755218,16343.179348690101,17676.46296840881,19075.25052265665,20519.303094340357,21985.701923439872,23449.696041229479,24885.655755438314,26268.079285161846,{"$f":"IFERROR(IF(OR(D31=\"\",'Lives scenario - input'!$F16=\"\"),\"\",D31/'Lives scenario - input'!$F16),\"\")","v":1222.44008331087},{"$f":"IFERROR(IF(OR(E31=\"\",'Lives scenario - input'!$F16=\"\"),\"\",E31/'Lives scenario - input'!$F16),\"\")","v":1274.9247794986422},{"$f":"IFERROR(IF(OR(F31=\"\",'Lives scenario - input'!$F16=\"\"),\"\",F31/'Lives scenario - input'!$F16),\"\")","v":1332.6469898455978},{"$f":"IFERROR(IF(OR(G31=\"\",'Lives scenario - input'!$F16=\"\"),\"\",G31/'Lives scenario - input'!$F16),\"\")","v":1397.8907824222142},{"$f":"IFERROR(IF(OR(H31=\"\",'Lives scenario - input'!$F16=\"\"),\"\",H31/'Lives scenario - input'!$F16),\"\")","v":1472.9628684053396},{"$f":"IFERROR(IF(OR(I31=\"\",'Lives scenario - input'!$F16=\"\"),\"\",I31/'Lives scenario - input'!$F16),\"\")","v":1560.0682937295858},{"$f":"IFERROR(IF(OR(J31=\"\",'Lives scenario - input'!$F16=\"\"),\"\",J31/'Lives scenario - input'!$F16),\"\")","v":1661.1833936885005},{"$f":"IFERROR(IF(OR(K31=\"\",'Lives scenario - input'!$F16=\"\"),\"\",K31/'Lives scenario - input'!$F16),\"\")","v":1777.9328165226232},{"$f":"IFERROR(IF(OR(L31=\"\",'Lives scenario - input'!$F16=\"\"),\"\",L31/'Lives scenario - input'!$F16),\"\")","v":1911.4772917112514},{"$f":"IFERROR(IF(OR(M31=\"\",'Lives scenario - input'!$F16=\"\"),\"\",M31/'Lives scenario - input'!$F16),\"\")","v":2062.4183834186792},{"$f":"IFERROR(IF(OR(N31=\"\",'Lives scenario - input'!$F16=\"\"),\"\",N31/'Lives scenario - input'!$F16),\"\")","v":2230.7257716073673},{"$f":"IFERROR(IF(OR(O31=\"\",'Lives scenario - input'!$F16=\"\"),\"\",O31/'Lives scenario - input'!$F16),\"\")","v":2415.6916727338926},{"$f":"IFERROR(IF(OR(P31=\"\",'Lives scenario - input'!$F16=\"\"),\"\",P31/'Lives scenario - input'!$F16),\"\")","v":2615.9158633769007},{"$f":"IFERROR(IF(OR(Q31=\"\",'Lives scenario - input'!$F16=\"\"),\"\",Q31/'Lives scenario - input'!$F16),\"\")","v":2829.3234076979688},{"$f":"IFERROR(IF(OR(R31=\"\",'Lives scenario - input'!$F16=\"\"),\"\",R31/'Lives scenario - input'!$F16),\"\")","v":3053.2156183004536},{"$f":"IFERROR(IF(OR(S31=\"\",'Lives scenario - input'!$F16=\"\"),\"\",S31/'Lives scenario - input'!$F16),\"\")","v":3284.3530212024407},{"$f":"IFERROR(IF(OR(T31=\"\",'Lives scenario - input'!$F16=\"\"),\"\",T31/'Lives scenario - input'!$F16),\"\")","v":3519.0672024052669},{"$f":"IFERROR(IF(OR(U31=\"\",'Lives scenario - input'!$F16=\"\"),\"\",U31/'Lives scenario - input'!$F16),\"\")","v":3753.396481605354},{"$f":"IFERROR(IF(OR(V31=\"\",'Lives scenario - input'!$F16=\"\"),\"\",V31/'Lives scenario - input'!$F16),\"\")","v":3983.2385285795326},{"$f":"IFERROR(IF(OR(W31=\"\",'Lives scenario - input'!$F16=\"\"),\"\",W31/'Lives scenario - input'!$F16),\"\")","v":4204.5114868059327}]
[{"$f":"IFERROR('Lives scenario - input'!A17,\"\")","v":2},{"$f":"IFERROR('Lives scenario - input'!B17,\"\")","v":"POLES"},{"$f":"IFERROR('Lives scenario - input'!C17,\"\")","v":"> 1 kv & < = 11 kv ; concrete"},{"$f":"IFERROR(repcalc('Lives scenario - input'!$CX17:$GJ17,'Lives scenario - input'!$I17,'Lives scenario - input'!$G17,'Lives scenario - input'!$H17,20,TRUE,TRUE),\"\")","v":0.67252094334783497},0.94001298665862443,1.292818185007498,1.7499083955517416,2.3317213828613519,3.0594390924129051,3.95405485729809,5.0352723243235724,6.3203032681704769,7.8226489363676519,9.5509557858309417,11.508028757333953,13.690063619777378,16.086127720588586,18.677882154877764,21.439506485520038,24.337768603461289,27.332184071387964,30.375234160321611,33.412656882719595,{"$f":"IFERROR(IF(OR(D32=\"\",'Lives scenario - input'!$F17=\"\"),\"\",D32/'Lives scenario - input'!$F17),\"\")","v":3.7117652714294E-2},{"$f":"IFERROR(IF(OR(E32=\"\",'Lives scenario - input'!$F17=\"\"),\"\",E32/'Lives scenario - input'!$F17),\"\")","v":5.1881024570078059E-2},{"$f":"IFERROR(IF(OR(F32=\"\",'Lives scenario - input'!$F17=\"\"),\"\",F32/'Lives scenario - input'!$F17),\"\")","v":7.1352984451241303E-2},{"$f":"IFERROR(IF(OR(G32=\"\",'Lives scenario - input'!$F17=\"\"),\"\",G32/'Lives scenario - input'!$F17),\"\")","v":9.6580623622784106E-2},{"$f":"IFERROR(IF(OR(H32=\"\",'Lives scenario - input'!$F17=\"\"),\"\",H32/'Lives scenario - input'!$F17),\"\")","v":0.12869193944310736},{"$f":"IFERROR(IF(OR(I32=\"\",'Lives scenario - input'!$F17=\"\"),\"\",I32/'Lives scenario - input'!$F17),\"\")","v":0.16885600196689043},{"$f":"IFERROR(IF(OR(J32=\"\",'Lives scenario - input'!$F17=\"\"),\"\",J32/'Lives scenario - input'!$F17),\"\")","v":0.21823147138861562},{"$f":"IFERROR(IF(OR(K32=\"\",'Lives scenario - input'!$F17=\"\"),\"\",K32/'Lives scenario - input'!$F17),\"\")","v":0.27790582777356415},{"$f":"IFERROR(IF(OR(L32=\"\",'Lives scenario - input'!$F17=\"\"),\"\",L32/'Lives scenario - input'!$F17),\"\")","v":0.34882902023712026},{"$f":"IFERROR(IF(OR(M32=\"\",'Lives scenario - input'!$F17=\"\"),\"\",M32/'Lives scenario - input'!$F17),\"\")","v":0.43174620715976636},{"$f":"IFERROR(IF(OR(N32=\"\",'Lives scenario - input'!$F17=\"\"),\"\",N32/'Lives scenario - input'!$F17),\"\")","v":0.52713460220776198},{"$f":"IFERROR(IF(OR(O32=\"\",'Lives scenario - input'!$F17=\"\"),\"\",O32/'Lives scenario - input'!$F17),\"\")","v":0.6351490151584811},{"$f":"IFERROR(IF(OR(P32=\"\",'Lives scenario - input'!$F17=\"\"),\"\",P32/'Lives scenario - input'!$F17),\"\")","v":0.75557948358594151},{"$f":"IFERROR(IF(OR(Q32=\"\",'Lives scenario - input'!$F17=\"\"),\"\",Q32/'Lives scenario - input'!$F17),\"\")","v":0.88782261453197464},{"$f":"IFERROR(IF(OR(R32=\"\",'Lives scenario - input'!$F17=\"\"),\"\",R32/'Lives scenario - input'!$F17),\"\")","v":1.0308662505171839},{"$f":"IFERROR(IF(OR(S32=\"\",'Lives scenario - input'!$F17=\"\"),\"\",S32/'Lives scenario - input'!$F17),\"\")","v":1.183285314705506},{"$f":"IFERROR(IF(OR(T32=\"\",'Lives scenario - input'!$F17=\"\"),\"\",T32/'Lives scenario - input'!$F17),\"\")","v":1.3432456666214132},{"$f":"IFERROR(IF(OR(U32=\"\",'Lives scenario - input'!$F17=\"\"),\"\",U32/'Lives scenario - input'!$F17),\"\")","v":1.5085128966165491},{"$f":"IFERROR(IF(OR(V32=\"\",'Lives scenario - input'!$F17=\"\"),\"\",V32/'Lives scenario - input'!$F17),\"\")","v":1.6764643597055153},{"$f":"IFERROR(IF(OR(W32=\"\",'Lives scenario - input'!$F17=\"\"),\"\",W32/'Lives scenario - input'!$F17),\"\")","v":1.8441052382114542}]
[{"$f":"IFERROR('Lives scenario - input'!A18,\"\")","v":2},{"$f":"IFERROR('Lives scenario - input'!B18,\"\")","v":"POLES"},{"$f":"IFERROR('Lives scenario - input'!C18,\"\")","v":"> 1 kv & < = 11 kv ; wood"},{"$f":"IFERROR(repcalc('Lives scenario - input'!$CX18:$GJ18,'Lives scenario - input'!$I18,'Lives scenario - input'!$G18,'Lives scenario - input'!$H18,20,TRUE,TRUE),\"\")","v":19.233588986552935},20.513708849655583,22.01949452292018,23.779305474117191,25.813327961147547,28.131769593181222,30.733550766607816,33.605588860959379,36.722733228559257,40.0483675889731,43.535654209483496,47.129353864476933,50.768119440525226,54.387131303124548,57.920920909953097,61.306216964654112,64.484646494348581,67.405131903378631,70.02584401056086,72.315599388669526,{"$f":"IFERROR(IF(OR(D33=\"\",'Lives scenario - input'!$F18=\"\"),\"\",D33/'Lives scenario - input'!$F18),\"\")","v":3.2349695114876278},{"$f":"IFERROR(IF(OR(E33=\"\",'Lives scenario - input'!$F18=\"\"),\"\",E33/'Lives scenario - input'!$F18),\"\")","v":3.4502776752984508},{"$f":"IFERROR(IF(OR(F33=\"\",'Lives scenario - input'!$F18=\"\"),\"\",F33/'Lives scenario - input'!$F18),\"\")","v":3.703541418599376},{"$f":"IFERROR(IF(OR(G33=\"\",'Lives scenario - input'!$F18=\"\"),\"\",G33/'Lives scenario - input'!$F18),\"\")","v":3.9995306267021671},{"$f":"IFERROR(IF(OR(H33=\"\",'Lives scenario - input'!$F18=\"\"),\"\",H33/'Lives scenario - input'!$F18),\"\")","v":4.3416405020781985},{"$f":"IFERROR(IF(OR(I33=\"\",'Lives scenario - input'!$F18=\"\"),\"\",I33/'Lives scenario - input'!$F18),\"\")","v":4.731587900820899},{"$f":"IFERROR(IF(OR(J33=\"\",'Lives scenario - input'!$F18=\"\"),\"\",J33/'Lives scenario - input'!$F18),\"\")","v":5.1691912403474953},{"$f":"IFERROR(IF(OR(K33=\"\",'Lives scenario - input'!$F18=\"\"),\"\",K33/'Lives scenario - input'!$F18),\"\")","v":5.6522501056250087},{"$f":"IFERROR(IF(OR(L33=\"\",'Lives scenario - input'!$F18=\"\"),\"\",L33/'Lives scenario - input'!$F18),\"\")","v":6.1765343148353162},{"$f":"IFERROR(IF(OR(M33=\"\",'Lives scenario - input'!$F18=\"\"),\"\",M33/'Lives scenario - input'!$F18),\"\")","v":6.735885238358537},{"$f":"IFERROR(IF(OR(N33=\"\",'Lives scenario - input'!$F18=\"\"),\"\",N33/'Lives scenario - input'!$F18),\"\")","v":7.3224250621562224},{"$f":"IFERROR(IF(OR(O33=\"\",'Lives scenario - input'!$F18=\"\"),\"\",O33/'Lives scenario - input'!$F18),\"\")","v":7.9268628935705925},{"$f":"IFERROR(IF(OR(P33=\"\",'Lives scenario - input'!$F18=\"\"),\"\",P33/'Lives scenario - input'!$F18),\"\")","v":8.53888053137063},{"$f":"IFERROR(IF(OR(Q33=\"\",'Lives scenario - input'!$F18=\"\"),\"\",Q33/'Lives scenario - input'!$F18),\"\")","v":9.1475757179739219},{"$f":"IFERROR(IF(OR(R33=\"\",'Lives scenario - input'!$F18=\"\"),\"\",R33/'Lives scenario - input'!$F18),\"\")","v":9.7419370535569279},{"$f":"IFERROR(IF(OR(S33=\"\",'Lives scenario - input'!$F18=\"\"),\"\",S33/'Lives scenario - input'!$F18),\"\")","v":10.311322701340798},{"$f":"IFERROR(IF(OR(T33=\"\",'Lives scenario - input'!$F18=\"\"),\"\",T33/'Lives scenario - input'!$F18),\"\")","v":10.845914691954835},{"$f":"IFERROR(IF(OR(U33=\"\",'Lives scenario - input'!$F18=\"\"),\"\",U33/'Lives scenario - input'!$F18),\"\")","v":11.337122092901273},{"$f":"IFERROR(IF(OR(V33=\"\",'Lives scenario - input'!$F18=\"\"),\"\",V33/'Lives scenario - input'!$F18),\"\")","v":11.777909497220264},{"$f":"IFERROR(IF(OR(W33=\"\",'Lives scenario - input'!$F18=\"\"),\"\",W33/'Lives scenario - input'!$F18),\"\")","v":12.163032047261503}]
[{"$f":"IFERROR('Lives scenario - input'!A19,\"\")","v":2},{"$f":"IFERROR('Lives scenario - input'!B19,\"\")","v":"POLES"},{"$f":"IFERROR('Lives scenario - input'!C19,\"\")","v":"> 22 kv & < = 66 kv ; concrete"},{"$f":"IFERROR(repcalc('Lives scenario - input'!$CX19:$GJ19,'Lives scenario - input'!$I19,'Lives scenario - input'!$G19,'Lives scenario - input'!$H19,20,TRUE,TRUE),\"\")","v":479.06698080572573},630.16562480666289,817.34178380108779,1045.2523617200516,1317.9318948598045,1638.3724837657562,2008.0802335848359,2426.6450440375929,2891.367540856726,3396.9897755318784,3935.573783506728,4496.563550858109,5067.051616451422,5632.2526052643798,6176.164511076453,6682.3772261016138,7134.969597132088,7519.4238756874856,7823.4818038482481,8037.8706174555673,{"$f":"IFERROR(IF(OR(D34=\"\",'Lives scenario - input'!$F19=\"\"),\"\",D34/'Lives scenario - input'!$F19),\"\")","v":20.261442578020745},{"$f":"IFERROR(IF(OR(E34=\"\",'Lives scenario - input'!$F19=\"\"),\"\",E34/'Lives scenario - input'!$F19),\"\")","v":26.651940403382866},{"$f":"IFERROR(IF(OR(F34=\"\",'Lives scenario - input'!$F19=\"\"),\"\",F34/'Lives scenario - input'!$F19),\"\")","v":34.56828435817102},{"$f":"IFERROR(IF(OR(G34=\"\",'Lives scenario - input'!$F19=\"\"),\"\",G34/'Lives scenario - input'!$F19),\"\")","v":44.207431434561258},{"$f":"IFERROR(IF(OR(H34=\"\",'Lives scenario - input'!$F19=\"\"),\"\",H34/'Lives scenario - input'!$F19),\"\")","v":55.740016488994584},{"$f":"IFERROR(IF(OR(I34=\"\",'Lives scenario - input'!$F19=\"\"),\"\",I34/'Lives scenario - input'!$F19),\"\")","v":69.292586070946228},{"$f":"IFERROR(IF(OR(J34=\"\",'Lives scenario - input'!$F19=\"\"),\"\",J34/'Lives scenario - input'!$F19),\"\")","v":84.92883871146428},{"$f":"IFERROR(IF(OR(K34=\"\",'Lives scenario - input'!$F19=\"\"),\"\",K34/'Lives scenario - input'!$F19),\"\")","v":102.63142981449802},{"$f":"IFERROR(IF(OR(L34=\"\",'Lives scenario - input'!$F19=\"\"),\"\",L34/'Lives scenario - input'!$F19),\"\")","v":122.28619326360683},{"$f":"IFERROR(IF(OR(M34=\"\",'Lives scenario - input'!$F19=\"\"),\"\",M34/'Lives scenario - input'!$F19),\"\")","v":143.67075175856101},{"$f":"IFERROR(IF(OR(N34=\"\",'Lives scenario - input'!$F19=\"\"),\"\",N34/'Lives scenario - input'!$F19),\"\")","v":166.44938061056277},{"$f":"IFERROR(IF(OR(O34=\"\",'Lives scenario - input'!$F19=\"\"),\"\",O34/'Lives scenario - input'!$F19),\"\")","v":190.17562853299395},{"$f":"IFERROR(IF(OR(P34=\"\",'Lives scenario - input'!$F19=\"\"),\"\",P34/'Lives scenario - input'!$F19),\"\")","v":214.30359319260069},{"$f":"IFERROR(IF(OR(Q34=\"\",'Lives scenario - input'!$F19=\"\"),\"\",Q34/'Lives scenario - input'!$F19),\"\")","v":238.20794861407836},{"$f":"IFERROR(IF(OR(R34=\"\",'Lives scenario - input'!$F19=\"\"),\"\",R34/'Lives scenario - input'!$F19),\"\")","v":261.21191317155683},{"$f":"IFERROR(IF(OR(S34=\"\",'Lives scenario - input'!$F19=\"\"),\"\",S34/'Lives scenario - input'!$F19),\"\")","v":282.62144517582078},{"$f":"IFERROR(IF(OR(T34=\"\",'Lives scenario - input'!$F19=\"\"),\"\",T34/'Lives scenario - input'!$F19),\"\")","v":301.76318256181474},{"$f":"IFERROR(IF(OR(U34=\"\",'Lives scenario - input'!$F19=\"\"),\"\",U34/'Lives scenario - input'!$F19),\"\")","v":318.02311823035848},{"$f":"IFERROR(IF(OR(V34=\"\",'Lives scenario - input'!$F19=\"\"),\"\",V34/'Lives scenario - input'!$F19),\"\")","v":330.88280695584706},{"$f":"IFERROR(IF(OR(W34=\"\",'Lives scenario - input'!$F19=\"\"),\"\",W34/'Lives scenario - input'!$F19),\"\")","v":339.95007063778348}]
[{"$f":"IFERROR('Lives scenario - input'!A20,\"\")","v":2},{"$f":"IFERROR('Lives scenario - input'!B20,\"\")","v":"POLES"},{"$f":"IFERROR('Lives scenario - input'!C20,\"\")","v":"> 22 kv & < = 66 kv ; steel"},{"$f":"IFERROR(repcalc('Lives scenario - input'!$CX20:$GJ20,'Lives scenario - input'!$I20,'Lives scenario - input'!$G20,'Lives scenario - input'!$H20,20,TRUE,TRUE),\"\")","v":5.0418254055777965},5.4964437961825867,5.9655325821159835,6.4502464426498847,6.9521049346725379,7.4727282086176041,8.0135109295820914,8.5752570599681501,9.1578023516448894,9.7596535644419014,10.377673691792813,11.006841101072579,11.640107777801274,12.268378003025408,12.880623840456694,13.464147662144784,14.004994424887578,14.488507416044248,14.900010831955981,15.225591303698572,{"$f":"IFERROR(IF(OR(D35=\"\",'Lives scenario - input'!$F20=\"\"),\"\",D35/'Lives scenario - input'!$F20),\"\")","v":0.5559740304227172},{"$f":"IFERROR(IF(OR(E35=\"\",'Lives scenario - input'!$F20=\"\"),\"\",E35/'Lives scenario - input'!$F20),\"\")","v":0.60610587724335663},{"$f":"IFERROR(IF(OR(F35=\"\",'Lives scenario - input'!$F20=\"\"),\"\",F35/'Lives scenario - input'!$F20),\"\")","v":0.65783340883399122},{"$f":"IFERROR(IF(OR(G35=\"\",'Lives scenario - input'!$F20=\"\"),\"\",G35/'Lives scenario - input'!$F20),\"\")","v":0.71128395441310854},{"$f":"IFERROR(IF(OR(H35=\"\",'Lives scenario - input'!$F20=\"\"),\"\",H35/'Lives scenario - input'!$F20),\"\")","v":0.76662507911826394},{"$f":"IFERROR(IF(OR(I35=\"\",'Lives scenario - input'!$F20=\"\"),\"\",I35/'Lives scenario - input'!$F20),\"\")","v":0.82403544077554902},{"$f":"IFERROR(IF(OR(J35=\"\",'Lives scenario - input'!$F20=\"\"),\"\",J35/'Lives scenario - input'!$F20),\"\")","v":0.88366883240885841},{"$f":"IFERROR(IF(OR(K35=\"\",'Lives scenario - input'!$F20=\"\"),\"\",K35/'Lives scenario - input'!$F20),\"\")","v":0.94561390885668317},{"$f":"IFERROR(IF(OR(L35=\"\",'Lives scenario - input'!$F20=\"\"),\"\",L35/'Lives scenario - input'!$F20),\"\")","v":1.0098525580885633},{"$f":"IFERROR(IF(OR(M35=\"\",'Lives scenario - input'!$F20=\"\"),\"\",M35/'Lives scenario - input'!$F20),\"\")","v":1.0762201169737582},{"$f":"IFERROR(IF(OR(N35=\"\",'Lives scenario - input'!$F20=\"\"),\"\",N35/'Lives scenario - input'!$F20),\"\")","v":1.1443706603673309},{"$f":"IFERROR(IF(OR(O35=\"\",'Lives scenario - input'!$F20=\"\"),\"\",O35/'Lives scenario - input'!$F20),\"\")","v":1.2137504409446005},{"$f":"IFERROR(IF(OR(P35=\"\",'Lives scenario - input'!$F20=\"\"),\"\",P35/'Lives scenario - input'!$F20),\"\")","v":1.2835822574537055},{"$f":"IFERROR(IF(OR(Q35=\"\",'Lives scenario - input'!$F20=\"\"),\"\",Q35/'Lives scenario - input'!$F20),\"\")","v":1.3528631034199334},{"$f":"IFERROR(IF(OR(R35=\"\",'Lives scenario - input'!$F20=\"\"),\"\",R35/'Lives scenario - input'!$F20),\"\")","v":1.4203769021860759},{"$f":"IFERROR(IF(OR(S35=\"\",'Lives scenario - input'!$F20=\"\"),\"\",S35/'Lives scenario - input'!$F20),\"\")","v":1.4847234562402249},{"$f":"IFERROR(IF(OR(T35=\"\",'Lives scenario - input'!$F20=\"\"),\"\",T35/'Lives scenario - input'!$F20),\"\")","v":1.5443639099121287},{"$f":"IFERROR(IF(OR(U35=\"\",'Lives scenario - input'!$F20=\"\"),\"\",U35/'Lives scenario - input'!$F20),\"\")","v":1.5976820327804295},{"$f":"IFERROR(IF(OR(V35=\"\",'Lives scenario - input'!$F20=\"\"),\"\",V35/'Lives scenario - input'!$F20),\"\")","v":1.6430594892119943},{"$f":"IFERROR(IF(OR(W35=\"\",'Lives scenario - input'!$F20=\"\"),\"\",W35/'Lives scenario - input'!$F20),\"\")","v":1.6789620190579109}]
[{"$f":"IFERROR('Lives scenario - input'!A21,\"\")","v":2},{"$f":"IFERROR('Lives scenario - input'!B21,\"\")","v":"POLES"},{"$f":"IFERROR('Lives scenario - input'!C21,\"\")","v":"> 22 kv & < = 66 kv ; wood"},{"$f":"IFERROR(repcalc('Lives scenario - input'!$CX21:$GJ21,'Lives scenario - input'!$I21,'Lives scenario - input'!$G21,'Lives scenario - input'!$H21,20,TRUE,TRUE),\"\")","v":478.18084498842666},504.24753971775237,530.92128710848954,558.74775064663163,588.3648901920435,620.47641446686532,655.81928359963626,695.12705318229848,739.09115131300518,788.32229829457208,843.31420905056427,904.41147737300969,971.78316517364578,1045.4031597311766,1125.037875159413,1210.2414171360599,1300.3579491245716,1394.5307251142854,1491.7171003673157,1590.7087902154124,{"$f":"IFERROR(IF(OR(D36=\"\",'Lives scenario - input'!$F21=\"\"),\"\",D36/'Lives scenario - input'!$F21),\"\")","v":60.475854632006794},{"$f":"IFERROR(IF(OR(E36=\"\",'Lives scenario - input'!$F21=\"\"),\"\",E36/'Lives scenario - input'!$F21),\"\")","v":63.772527130935003},{"$f":"IFERROR(IF(OR(F36=\"\",'Lives scenario - input'!$F21=\"\"),\"\",F36/'Lives scenario - input'!$F21),\"\")","v":67.145973990212966},{"$f":"IFERROR(IF(OR(G36=\"\",'Lives scenario - input'!$F21=\"\"),\"\",G36/'Lives scenario - input'!$F21),\"\")","v":70.665205639687031},{"$f":"IFERROR(IF(OR(H36=\"\",'Lives scenario - input'!$F21=\"\"),\"\",H36/'Lives scenario - input'!$F21),\"\")","v":74.410905293983163},{"$f":"IFERROR(IF(OR(I36=\"\",'Lives scenario - input'!$F21=\"\"),\"\",I36/'Lives scenario - input'!$F21),\"\")","v":78.472071470774054},{"$f":"IFERROR(IF(OR(J36=\"\",'Lives scenario - input'!$F21=\"\"),\"\",J36/'Lives scenario - input'!$F21),\"\")","v":82.941908015571713},{"$f":"IFERROR(IF(OR(K36=\"\",'Lives scenario - input'!$F21=\"\"),\"\",K36/'Lives scenario - input'!$F21),\"\")","v":87.913188199843901},{"$f":"IFERROR(IF(OR(L36=\"\",'Lives scenario - input'!$F21=\"\"),\"\",L36/'Lives scenario - input'!$F21),\"\")","v":93.473357402448102},{"$f":"IFERROR(IF(OR(M36=\"\",'Lives scenario - input'!$F21=\"\"),\"\",M36/'Lives scenario - input'!$F21),\"\")","v":99.699653832821127},{"$f":"IFERROR(IF(OR(N36=\"\",'Lives scenario - input'!$F21=\"\"),\"\",N36/'Lives scenario - input'!$F21),\"\")","v":106.6545179510109},{"$f":"IFERROR(IF(OR(O36=\"\",'Lives scenario - input'!$F21=\"\"),\"\",O36/'Lives scenario - input'!$F21),\"\")","v":114.38153076678012},{"$f":"IFERROR(IF(OR(P36=\"\",'Lives scenario - input'!$F21=\"\"),\"\",P36/'Lives scenario - input'!$F21),\"\")","v":122.90207365436237},{"$f":"IFERROR(IF(OR(Q36=\"\",'Lives scenario - input'!$F21=\"\"),\"\",Q36/'Lives scenario - input'!$F21),\"\")","v":132.21284412024778},{"$f":"IFERROR(IF(OR(R36=\"\",'Lives scenario - input'!$F21=\"\"),\"\",R36/'Lives scenario - input'!$F21),\"\")","v":142.28430039954691},{"$f":"IFERROR(IF(OR(S36=\"\",'Lives scenario - input'!$F21=\"\"),\"\",S36/'Lives scenario - input'!$F21),\"\")","v":153.06004993597281},{"$f":"IFERROR(IF(OR(T36=\"\",'Lives scenario - input'!$F21=\"\"),\"\",T36/'Lives scenario - input'!$F21),\"\")","v":164.45714863951818},{"$f":"IFERROR(IF(OR(U36=\"\",'Lives scenario - input'!$F21=\"\"),\"\",U36/'Lives scenario - input'!$F21),\"\")","v":176.36724326320453},{"$f":"IFERROR(IF(OR(V36=\"\",'Lives scenario - input'!$F21=\"\"),\"\",V36/'Lives scenario - input'!$F21),\"\")","v":188.65846982238671},{"$f":"IFERROR(IF(OR(W36=\"\",'Lives scenario - input'!$F21=\"\"),\"\",W36/'Lives scenario - input'!$F21),\"\")","v":201.17801573848274}]
[{"$f":"IFERROR('Lives scenario - input'!A22,\"\")","v":2},{"$f":"IFERROR('Lives scenario - input'!B22,\"\")","v":"POLES"},{"$f":"IFERROR('Lives scenario - input'!C22,\"\")","v":"staking of a wooden pole"},{"$f":"IFERROR(repcalc('Lives scenario - input'!$CX22:$GJ22,'Lives scenario - input'!$I22,'Lives scenario - input'!$G22,'Lives scenario - input'!$H22,20,TRUE,TRUE),\"\")","v":2456.8273305397302},2977.7111104937985,3530.0650175161909,4096.135292043462,4655.8538135295466,5188.6447742087785,5675.4736279249701,6100.8668602820162,6454.6103488035533,6732.862275817849,6938.4925759250209,7080.5741674478941,7173.0827848823701,7232.987805565489,7278.0112879117814,7324.3771914865674,7384.8589426261178,7467.3664331939126,7574.211269090838,7702.0773065164876,{"$f":"IFERROR(IF(OR(D37=\"\",'Lives scenario - input'!$F22=\"\"),\"\",D37/'Lives scenario - input'!$F22),\"\")","v":219.46600241647943},{"$f":"IFERROR(IF(OR(E37=\"\",'Lives scenario - input'!$F22=\"\"),\"\",E37/'Lives scenario - input'!$F22),\"\")","v":265.99604524410898},{"$f":"IFERROR(IF(OR(F37=\"\",'Lives scenario - input'!$F22=\"\"),\"\",F37/'Lives scenario - input'!$F22),\"\")","v":315.33728399803368},{"$f":"IFERROR(IF(OR(G37=\"\",'Lives scenario - input'!$F22=\"\"),\"\",G37/'Lives scenario - input'!$F22),\"\")","v":365.90379255686145},{"$f":"IFERROR(IF(OR(H37=\"\",'Lives scenario - input'!$F22=\"\"),\"\",H37/'Lives scenario - input'!$F22),\"\")","v":415.90290517745711},{"$f":"IFERROR(IF(OR(I37=\"\",'Lives scenario - input'!$F22=\"\"),\"\",I37/'Lives scenario - input'!$F22),\"\")","v":463.49660490979397},{"$f":"IFERROR(IF(OR(J37=\"\",'Lives scenario - input'!$F22=\"\"),\"\",J37/'Lives scenario - input'!$F22),\"\")","v":506.98455420846034},{"$f":"IFERROR(IF(OR(K37=\"\",'Lives scenario - input'!$F22=\"\"),\"\",K37/'Lives scenario - input'!$F22),\"\")","v":544.98451904111948},{"$f":"IFERROR(IF(OR(L37=\"\",'Lives scenario - input'!$F22=\"\"),\"\",L37/'Lives scenario - input'!$F22),\"\")","v":576.58408175423301},{"$f":"IFERROR(IF(OR(M37=\"\",'Lives scenario - input'!$F22=\"\"),\"\",M37/'Lives scenario - input'!$F22),\"\")","v":601.44005650158897},{"$f":"IFERROR(IF(OR(N37=\"\",'Lives scenario - input'!$F22=\"\"),\"\",N37/'Lives scenario - input'!$F22),\"\")","v":619.80881175729826},{"$f":"IFERROR(IF(OR(O37=\"\",'Lives scenario - input'!$F22=\"\"),\"\",O37/'Lives scenario - input'!$F22),\"\")","v":632.50082251478432},{"$f":"IFERROR(IF(OR(P37=\"\",'Lives scenario - input'!$F22=\"\"),\"\",P37/'Lives scenario - input'!$F22),\"\")","v":640.76452758068319},{"$f":"IFERROR(IF(OR(Q37=\"\",'Lives scenario - input'!$F22=\"\"),\"\",Q37/'Lives scenario - input'!$F22),\"\")","v":646.11578497292021},{"$f":"IFERROR(IF(OR(R37=\"\",'Lives scenario - input'!$F22=\"\"),\"\",R37/'Lives scenario - input'!$F22),\"\")","v":650.13768898000365},{"$f":"IFERROR(IF(OR(S37=\"\",'Lives scenario - input'!$F22=\"\"),\"\",S37/'Lives scenario - input'!$F22),\"\")","v":654.27951017333544},{"$f":"IFERROR(IF(OR(T37=\"\",'Lives scenario - input'!$F22=\"\"),\"\",T37/'Lives scenario - input'!$F22),\"\")","v":659.68228633784076},{"$f":"IFERROR(IF(OR(U37=\"\",'Lives scenario - input'!$F22=\"\"),\"\",U37/'Lives scenario - input'!$F22),\"\")","v":667.05260044141733},{"$f":"IFERROR(IF(OR(V37=\"\",'Lives scenario - input'!$F22=\"\"),\"\",V37/'Lives scenario - input'!$F22),\"\")","v":676.59694599702937},{"$f":"IFERROR(IF(OR(W37=\"\",'Lives scenario - input'!$F22=\"\"),\"\",W37/'Lives scenario - input'!$F22),\"\")","v":688.01909509550842}]
[{"$f":"IFERROR('Lives scenario - input'!A23,\"\")","v":4},{"$f":"IFERROR('Lives scenario - input'!B23,\"\")","v":"SWITCHGEAR"},{"$f":"IFERROR('Lives scenario - input'!C23,\"\")","v":"˂ = 11 kv ; circuit breaker"},{"$f":"IFERROR(repcalc('Lives scenario - input'!$CX23:$GJ23,'Lives scenario - input'!$I23,'Lives scenario - input'!$G23,'Lives scenario - input'!$H23,20,TRUE,TRUE),\"\")","v":83.01750250227613},78.336837752794167,72.97002327626538,67.177521500112107,61.225256258265574,55.369292196122068,49.842289563963178,44.842461683416033,40.525449020418804,36.999240801833572,34.322053224884463,32.502924866569813,31.504709691498757,31.249117770252724,31.623448775923297,32.488659820705699,33.688390805564751,35.05853197443092,36.436866597407565,37.672273124233904,{"$f":"IFERROR(IF(OR(D38=\"\",'Lives scenario - input'!$F23=\"\"),\"\",D38/'Lives scenario - input'!$F23),\"\")","v":2.8285872579475035},{"$f":"IFERROR(IF(OR(E38=\"\",'Lives scenario - input'!$F23=\"\"),\"\",E38/'Lives scenario - input'!$F23),\"\")","v":2.6691068078009126},{"$f":"IFERROR(IF(OR(F38=\"\",'Lives scenario - input'!$F23=\"\"),\"\",F38/'Lives scenario - input'!$F23),\"\")","v":2.4862477408991914},{"$f":"IFERROR(IF(OR(G38=\"\",'Lives scenario - input'!$F23=\"\"),\"\",G38/'Lives scenario - input'!$F23),\"\")","v":2.2888845798571422},{"$f":"IFERROR(IF(OR(H38=\"\",'Lives scenario - input'!$F23=\"\"),\"\",H38/'Lives scenario - input'!$F23),\"\")","v":2.0860779293131886},{"$f":"IFERROR(IF(OR(I38=\"\",'Lives scenario - input'!$F23=\"\"),\"\",I38/'Lives scenario - input'!$F23),\"\")","v":1.8865524698629541},{"$f":"IFERROR(IF(OR(J38=\"\",'Lives scenario - input'!$F23=\"\"),\"\",J38/'Lives scenario - input'!$F23),\"\")","v":1.6982354433475118},{"$f":"IFERROR(IF(OR(K38=\"\",'Lives scenario - input'!$F23=\"\"),\"\",K38/'Lives scenario - input'!$F23),\"\")","v":1.5278804096670107},{"$f":"IFERROR(IF(OR(L38=\"\",'Lives scenario - input'!$F23=\"\"),\"\",L38/'Lives scenario - input'!$F23),\"\")","v":1.3807903787350735},{"$f":"IFERROR(IF(OR(M38=\"\",'Lives scenario - input'!$F23=\"\"),\"\",M38/'Lives scenario - input'!$F23),\"\")","v":1.2606447788877824},{"$f":"IFERROR(IF(OR(N38=\"\",'Lives scenario - input'!$F23=\"\"),\"\",N38/'Lives scenario - input'!$F23),\"\")","v":1.169427162854513},{"$f":"IFERROR(IF(OR(O38=\"\",'Lives scenario - input'!$F23=\"\"),\"\",O38/'Lives scenario - input'!$F23),\"\")","v":1.1074454946543801},{"$f":"IFERROR(IF(OR(P38=\"\",'Lives scenario - input'!$F23=\"\"),\"\",P38/'Lives scenario - input'!$F23),\"\")","v":1.0734341278968893},{"$f":"IFERROR(IF(OR(Q38=\"\",'Lives scenario - input'!$F23=\"\"),\"\",Q38/'Lives scenario - input'!$F23),\"\")","v":1.0647255540434295},{"$f":"IFERROR(IF(OR(R38=\"\",'Lives scenario - input'!$F23=\"\"),\"\",R38/'Lives scenario - input'!$F23),\"\")","v":1.0774798273108701},{"$f":"IFERROR(IF(OR(S38=\"\",'Lives scenario - input'!$F23=\"\"),\"\",S38/'Lives scenario - input'!$F23),\"\")","v":1.1069594534492238},{"$f":"IFERROR(IF(OR(T38=\"\",'Lives scenario - input'!$F23=\"\"),\"\",T38/'Lives scenario - input'!$F23),\"\")","v":1.1478369030767175},{"$f":"IFERROR(IF(OR(U38=\"\",'Lives scenario - input'!$F23=\"\"),\"\",U38/'Lives scenario - input'!$F23),\"\")","v":1.1945205991050085},{"$f":"IFERROR(IF(OR(V38=\"\",'Lives scenario - input'!$F23=\"\"),\"\",V38/'Lives scenario - input'!$F23),\"\")","v":1.241483463973567},{"$f":"IFERROR(IF(OR(W38=\"\",'Lives scenario - input'!$F23=\"\"),\"\",W38/'Lives scenario - input'!$F23),\"\")","v":1.2835764570754777}]
[{"$f":"IFERROR('Lives scenario - input'!A24,\"\")","v":4},{"$f":"IFERROR('Lives scenario - input'!B24,\"\")","v":"SWITCHGEAR"},{"$f":"IFERROR('Lives scenario - input'!C24,\"\")","v":"˂ = 11 kv ; switch"},{"$f":"IFERROR(repcalc('Lives scenario - input'!$CX24:$GJ24,'Lives scenario - input'!$I24,'Lives scenario - input'!$G24,'Lives scenario - input'!$H24,20,TRUE,TRUE),\"\")","v":17.578993162599364},18.643400801622203,19.658342973386873,20.611365440655874,21.490996355038746,22.28728378500195,22.992294842800707,23.600517831023627,24.109112883880261,24.517968845906871,24.829543657490344,25.048490186188264,25.181096199017151,25.234592407635059,25.216402594972276,25.133421640227475,24.991408746988984,24.794573727940783,24.545414771932975,24.24483913289647,{"$f":"IFERROR(IF(OR(D39=\"\",'Lives scenario - input'!$F24=\"\"),\"\",D39/'Lives scenario - input'!$F24),\"\")","v":1.030390315937441},{"$f":"IFERROR(IF(OR(E39=\"\",'Lives scenario - input'!$F24=\"\"),\"\",E39/'Lives scenario - input'!$F24),\"\")","v":1.0927804262989604},{"$f":"IFERROR(IF(OR(F39=\"\",'Lives scenario - input'!$F24=\"\"),\"\",F39/'Lives scenario - input'!$F24),\"\")","v":1.1522711249612603},{"$f":"IFERROR(IF(OR(G39=\"\",'Lives scenario - input'!$F24=\"\"),\"\",G39/'Lives scenario - input'!$F24),\"\")","v":1.2081324084865326},{"$f":"IFERROR(IF(OR(H39=\"\",'Lives scenario - input'!$F24=\"\"),\"\",H39/'Lives scenario - input'!$F24),\"\")","v":1.2596918560268879},{"$f":"IFERROR(IF(OR(I39=\"\",'Lives scenario - input'!$F24=\"\"),\"\",I39/'Lives scenario - input'!$F24),\"\")","v":1.3063661364562387},{"$f":"IFERROR(IF(OR(J39=\"\",'Lives scenario - input'!$F24=\"\"),\"\",J39/'Lives scenario - input'!$F24),\"\")","v":1.3476902646281637},{"$f":"IFERROR(IF(OR(K39=\"\",'Lives scenario - input'!$F24=\"\"),\"\",K39/'Lives scenario - input'!$F24),\"\")","v":1.3833411731414451},{"$f":"IFERROR(IF(OR(L39=\"\",'Lives scenario - input'!$F24=\"\"),\"\",L39/'Lives scenario - input'!$F24),\"\")","v":1.4131524036453698},{"$f":"IFERROR(IF(OR(M39=\"\",'Lives scenario - input'!$F24=\"\"),\"\",M39/'Lives scenario - input'!$F24),\"\")","v":1.4371174407774061},{"$f":"IFERROR(IF(OR(N39=\"\",'Lives scenario - input'!$F24=\"\"),\"\",N39/'Lives scenario - input'!$F24),\"\")","v":1.455380356382191},{"$f":"IFERROR(IF(OR(O39=\"\",'Lives scenario - input'!$F24=\"\"),\"\",O39/'Lives scenario - input'!$F24),\"\")","v":1.4682138776647657},{"$f":"IFERROR(IF(OR(P39=\"\",'Lives scenario - input'!$F24=\"\"),\"\",P39/'Lives scenario - input'!$F24),\"\")","v":1.4759865612416991},{"$f":"IFERROR(IF(OR(Q39=\"\",'Lives scenario - input'!$F24=\"\"),\"\",Q39/'Lives scenario - input'!$F24),\"\")","v":1.4791222343026875},{"$f":"IFERROR(IF(OR(R39=\"\",'Lives scenario - input'!$F24=\"\"),\"\",R39/'Lives scenario - input'!$F24),\"\")","v":1.478056040884038},{"$f":"IFERROR(IF(OR(S39=\"\",'Lives scenario - input'!$F24=\"\"),\"\",S39/'Lives scenario - input'!$F24),\"\")","v":1.4731921234010845},{"$f":"IFERROR(IF(OR(T39=\"\",'Lives scenario - input'!$F24=\"\"),\"\",T39/'Lives scenario - input'!$F24),\"\")","v":1.464868056796262},{"$f":"IFERROR(IF(OR(U39=\"\",'Lives scenario - input'!$F24=\"\"),\"\",U39/'Lives scenario - input'!$F24),\"\")","v":1.4533305986728846},{"$f":"IFERROR(IF(OR(V39=\"\",'Lives scenario - input'!$F24=\"\"),\"\",V39/'Lives scenario - input'!$F24),\"\")","v":1.4387261800338387},{"$f":"IFERROR(IF(OR(W39=\"\",'Lives scenario - input'!$F24=\"\"),\"\",W39/'Lives scenario - input'!$F24),\"\")","v":1.4211079794460566}]
[{"$f":"IFERROR('Lives scenario - input'!A25,\"\")","v":4},{"$f":"IFERROR('Lives scenario - input'!B25,\"\")","v":"SWITCHGEAR"},{"$f":"IFERROR('Lives scenario - input'!C25,\"\")","v":"> 11 kv & < = 22 kv ; circuit breaker"},{"$f":"IFERROR(repcalc('Lives scenario - input'!$CX25:$GJ25,'Lives scenario - input'!$I25,'Lives scenario - input'!$G25,'Lives scenario - input'!$H25,20,TRUE,TRUE),\"\")","v":995.2517727375332},937.93772193781399,881.95364552166222,828.00755310954128,776.61033175880891,728.06880214367959,682.49143950437588,639.8077336770142,599.80043100156502,562.14812187912491,526.47415168823113,492.39692719493405,459.57653908498247,427.75324618876158,396.77463597552298,366.609933729163,337.35166121462936,309.20633584487655,282.47692085851821,257.54017397005549,{"$f":"IFERROR(IF(OR(D40=\"\",'Lives scenario - input'!$F25=\"\"),\"\",D40/'Lives scenario - input'!$F25),\"\")","v":33.910397180857935},{"$f":"IFERROR(IF(OR(E40=\"\",'Lives scenario - input'!$F25=\"\"),\"\",E40/'Lives scenario - input'!$F25),\"\")","v":31.957582546510231},{"$f":"IFERROR(IF(OR(F40=\"\",'Lives scenario - input'!$F25=\"\"),\"\",F40/'Lives scenario - input'!$F25),\"\")","v":30.050083038266841},{"$f":"IFERROR(IF(OR(G40=\"\",'Lives scenario - input'!$F25=\"\"),\"\",G40/'Lives scenario - input'!$F25),\"\")","v":28.212022087098138},{"$f":"IFERROR(IF(OR(H40=\"\",'Lives scenario - input'!$F25=\"\"),\"\",H40/'Lives scenario - input'!$F25),\"\")","v":26.460806728594633},{"$f":"IFERROR(IF(OR(I40=\"\",'Lives scenario - input'!$F25=\"\"),\"\",I40/'Lives scenario - input'!$F25),\"\")","v":24.806891011883309},{"$f":"IFERROR(IF(OR(J40=\"\",'Lives scenario - input'!$F25=\"\"),\"\",J40/'Lives scenario - input'!$F25),\"\")","v":23.253970924834771},{"$f":"IFERROR(IF(OR(K40=\"\",'Lives scenario - input'!$F25=\"\"),\"\",K40/'Lives scenario - input'!$F25),\"\")","v":21.799644032479215},{"$f":"IFERROR(IF(OR(L40=\"\",'Lives scenario - input'!$F25=\"\"),\"\",L40/'Lives scenario - input'!$F25),\"\")","v":20.43650802908617},{"$f":"IFERROR(IF(OR(M40=\"\",'Lives scenario - input'!$F25=\"\"),\"\",M40/'Lives scenario - input'!$F25),\"\")","v":19.153611789066009},{"$f":"IFERROR(IF(OR(N40=\"\",'Lives scenario - input'!$F25=\"\"),\"\",N40/'Lives scenario - input'!$F25),\"\")","v":17.938121868496612},{"$f":"IFERROR(IF(OR(O40=\"\",'Lives scenario - input'!$F25=\"\"),\"\",O40/'Lives scenario - input'!$F25),\"\")","v":16.777036554164084},{"$f":"IFERROR(IF(OR(P40=\"\",'Lives scenario - input'!$F25=\"\"),\"\",P40/'Lives scenario - input'!$F25),\"\")","v":15.6587743948543},{"$f":"IFERROR(IF(OR(Q40=\"\",'Lives scenario - input'!$F25=\"\"),\"\",Q40/'Lives scenario - input'!$F25),\"\")","v":14.574485442778034},{"$f":"IFERROR(IF(OR(R40=\"\",'Lives scenario - input'!$F25=\"\"),\"\",R40/'Lives scenario - input'!$F25),\"\")","v":13.518976670809296},{"$f":"IFERROR(IF(OR(S40=\"\",'Lives scenario - input'!$F25=\"\"),\"\",S40/'Lives scenario - input'!$F25),\"\")","v":12.491199517292845},{"$f":"IFERROR(IF(OR(T40=\"\",'Lives scenario - input'!$F25=\"\"),\"\",T40/'Lives scenario - input'!$F25),\"\")","v":11.494306400423946},{"$f":"IFERROR(IF(OR(U40=\"\",'Lives scenario - input'!$F25=\"\"),\"\",U40/'Lives scenario - input'!$F25),\"\")","v":10.53533381859415},{"$f":"IFERROR(IF(OR(V40=\"\",'Lives scenario - input'!$F25=\"\"),\"\",V40/'Lives scenario - input'!$F25),\"\")","v":9.6246043896917168},{"$f":"IFERROR(IF(OR(W40=\"\",'Lives scenario - input'!$F25=\"\"),\"\",W40/'Lives scenario - input'!$F25),\"\")","v":8.7749550702432817}]
[{"$f":"IFERROR('Lives scenario - input'!A26,\"\")","v":4},{"$f":"IFERROR('Lives scenario - input'!B26,\"\")","v":"SWITCHGEAR"},{"$f":"IFERROR('Lives scenario - input'!C26,\"\")","v":"> 11 kv & < = 22 kv ; switch"},{"$f":"IFERROR(repcalc('Lives scenario - input'!$CX26:$GJ26,'Lives scenario - input'!$I26,'Lives scenario - input'!$G26,'Lives scenario - input'!$H26,20,TRUE,TRUE),\"\")","v":1595.8537302136242},1482.8681731546044,1393.6029069954482,1328.454364606639,1287.1318225344016,1268.7760508267443,1272.0756552613636,1295.3738843186052,1336.7616198551329,1394.1550041697303,1465.3583846616716,1548.1147998990025,1640.1470230110781,1739.1922615654214,1843.0331152428662,1949.5265007223963,2056.6311837100761,2162.4335272082826,2265.1702618080735,2363.2466473073191,{"$f":"IFERROR(IF(OR(D41=\"\",'Lives scenario - input'!$F26=\"\"),\"\",D41/'Lives scenario - input'!$F26),\"\")","v":84.507179534315497},{"$f":"IFERROR(IF(OR(E41=\"\",'Lives scenario - input'!$F26=\"\"),\"\",E41/'Lives scenario - input'!$F26),\"\")","v":78.524118195797271},{"$f":"IFERROR(IF(OR(F41=\"\",'Lives scenario - input'!$F26=\"\"),\"\",F41/'Lives scenario - input'!$F26),\"\")","v":73.797146211666572},{"$f":"IFERROR(IF(OR(G41=\"\",'Lives scenario - input'!$F26=\"\"),\"\",G41/'Lives scenario - input'!$F26),\"\")","v":70.347256372882242},{"$f":"IFERROR(IF(OR(H41=\"\",'Lives scenario - input'!$F26=\"\"),\"\",H41/'Lives scenario - input'!$F26),\"\")","v":68.159053647532573},{"$f":"IFERROR(IF(OR(I41=\"\",'Lives scenario - input'!$F26=\"\"),\"\",I41/'Lives scenario - input'!$F26),\"\")","v":67.187038189084348},{"$f":"IFERROR(IF(OR(J41=\"\",'Lives scenario - input'!$F26=\"\"),\"\",J41/'Lives scenario - input'!$F26),\"\")","v":67.361766147586707},{"$f":"IFERROR(IF(OR(K41=\"\",'Lives scenario - input'!$F26=\"\"),\"\",K41/'Lives scenario - input'!$F26),\"\")","v":68.595505548946733},{"$f":"IFERROR(IF(OR(L41=\"\",'Lives scenario - input'!$F26=\"\"),\"\",L41/'Lives scenario - input'!$F26),\"\")","v":70.787160542939148},{"$f":"IFERROR(IF(OR(M41=\"\",'Lives scenario - input'!$F26=\"\"),\"\",M41/'Lives scenario - input'!$F26),\"\")","v":73.826382083441118},{"$f":"IFERROR(IF(OR(N41=\"\",'Lives scenario - input'!$F26=\"\"),\"\",N41/'Lives scenario - input'!$F26),\"\")","v":77.596901113325629},{"$f":"IFERROR(IF(OR(O41=\"\",'Lives scenario - input'!$F26=\"\"),\"\",O41/'Lives scenario - input'!$F26),\"\")","v":81.979202014512424},{"$f":"IFERROR(IF(OR(P41=\"\",'Lives scenario - input'!$F26=\"\"),\"\",P41/'Lives scenario - input'!$F26),\"\")","v":86.852696028549204},{"$f":"IFERROR(IF(OR(Q41=\"\",'Lives scenario - input'!$F26=\"\"),\"\",Q41/'Lives scenario - input'!$F26),\"\")","v":92.097558761307653},{"$f":"IFERROR(IF(OR(R41=\"\",'Lives scenario - input'!$F26=\"\"),\"\",R41/'Lives scenario - input'!$F26),\"\")","v":97.59636952233005},{"$f":"IFERROR(IF(OR(S41=\"\",'Lives scenario - input'!$F26=\"\"),\"\",S41/'Lives scenario - input'!$F26),\"\")","v":103.23564301936354},{"$f":"IFERROR(IF(OR(T41=\"\",'Lives scenario - input'!$F26=\"\"),\"\",T41/'Lives scenario - input'!$F26),\"\")","v":108.90728729530493},{"$f":"IFERROR(IF(OR(U41=\"\",'Lives scenario - input'!$F26=\"\"),\"\",U41/'Lives scenario - input'!$F26),\"\")","v":114.50996720755313},{"$f":"IFERROR(IF(OR(V41=\"\",'Lives scenario - input'!$F26=\"\"),\"\",V41/'Lives scenario - input'!$F26),\"\")","v":119.95031021093833},{"$f":"IFERROR(IF(OR(W41=\"\",'Lives scenario - input'!$F26=\"\"),\"\",W41/'Lives scenario - input'!$F26),\"\")","v":125.14386809193034}]
[{"$f":"IFERROR('Lives scenario - input'!A27,\"\")","v":4},{"$f":"IFERROR('Lives scenario - input'!B27,\"\")","v":"SWITCHGEAR"},{"$f":"IFERROR('Lives scenario - input'!C27,\"\")","v":"> 33 kv & < = 66 kv ; circuit breaker"},{"$f":"IFERROR(repcalc('Lives scenario - input'!$CX27:$GJ27,'Lives scenario - input'!$I27,'Lives scenario - input'!$G27,'Lives scenario - input'!$H27,20,TRUE,TRUE),\"\")","v":178.60679765331406},175.85082684942006,171.93873886650064,167.18505568976133,161.88376024080219,156.28445828484968,150.57611345289479,144.87963144189126,139.24932656169506,133.68216351596652,128.13279223991233,122.53188715178194,116.8051962613969,110.89096333069931,104.75391724504922,98.394706282830825,91.854365925796074,85.214040132959369,78.59065388355836,72.129525233422584,{"$f":"IFERROR(IF(OR(D42=\"\",'Lives scenario - input'!$F27=\"\"),\"\",D42/'Lives scenario - input'!$F27),\"\")","v":6.0855228933334962},{"$f":"IFERROR(IF(OR(E42=\"\",'Lives scenario - input'!$F27=\"\"),\"\",E42/'Lives scenario - input'!$F27),\"\")","v":5.9916209610396862},{"$f":"IFERROR(IF(OR(F42=\"\",'Lives scenario - input'!$F27=\"\"),\"\",F42/'Lives scenario - input'!$F27),\"\")","v":5.8583275965452293},{"$f":"IFERROR(IF(OR(G42=\"\",'Lives scenario - input'!$F27=\"\"),\"\",G42/'Lives scenario - input'!$F27),\"\")","v":5.6963592494286006},{"$f":"IFERROR(IF(OR(H42=\"\",'Lives scenario - input'!$F27=\"\"),\"\",H42/'Lives scenario - input'!$F27),\"\")","v":5.5157325586036174},{"$f":"IFERROR(IF(OR(I42=\"\",'Lives scenario - input'!$F27=\"\"),\"\",I42/'Lives scenario - input'!$F27),\"\")","v":5.3249521365405279},{"$f":"IFERROR(IF(OR(J42=\"\",'Lives scenario - input'!$F27=\"\"),\"\",J42/'Lives scenario - input'!$F27),\"\")","v":5.1304563860185777},{"$f":"IFERROR(IF(OR(K42=\"\",'Lives scenario - input'!$F27=\"\"),\"\",K42/'Lives scenario - input'!$F27),\"\")","v":4.9363648276630379},{"$f":"IFERROR(IF(OR(L42=\"\",'Lives scenario - input'!$F27=\"\"),\"\",L42/'Lives scenario - input'!$F27),\"\")","v":4.7445280683959661},{"$f":"IFERROR(IF(OR(M42=\"\",'Lives scenario - input'!$F27=\"\"),\"\",M42/'Lives scenario - input'!$F27),\"\")","v":4.5548426890552403},{"$f":"IFERROR(IF(OR(N42=\"\",'Lives scenario - input'!$F27=\"\"),\"\",N42/'Lives scenario - input'!$F27),\"\")","v":4.365763514086848},{"$f":"IFERROR(IF(OR(O42=\"\",'Lives scenario - input'!$F27=\"\"),\"\",O42/'Lives scenario - input'!$F27),\"\")","v":4.1749284698162192},{"$f":"IFERROR(IF(OR(P42=\"\",'Lives scenario - input'!$F27=\"\"),\"\",P42/'Lives scenario - input'!$F27),\"\")","v":3.9798076290958773},{"$f":"IFERROR(IF(OR(Q42=\"\",'Lives scenario - input'!$F27=\"\"),\"\",Q42/'Lives scenario - input'!$F27),\"\")","v":3.7782968222892515},{"$f":"IFERROR(IF(OR(R42=\"\",'Lives scenario - input'!$F27=\"\"),\"\",R42/'Lives scenario - input'!$F27),\"\")","v":3.5691942856424705},{"$f":"IFERROR(IF(OR(S42=\"\",'Lives scenario - input'!$F27=\"\"),\"\",S42/'Lives scenario - input'!$F27),\"\")","v":3.3525221074130922},{"$f":"IFERROR(IF(OR(T42=\"\",'Lives scenario - input'!$F27=\"\"),\"\",T42/'Lives scenario - input'!$F27),\"\")","v":3.1296784559066992},{"$f":"IFERROR(IF(OR(U42=\"\",'Lives scenario - input'!$F27=\"\"),\"\",U42/'Lives scenario - input'!$F27),\"\")","v":2.90342808267097},{"$f":"IFERROR(IF(OR(V42=\"\",'Lives scenario - input'!$F27=\"\"),\"\",V42/'Lives scenario - input'!$F27),\"\")","v":2.6777548766020844},{"$f":"IFERROR(IF(OR(W42=\"\",'Lives scenario - input'!$F27=\"\"),\"\",W42/'Lives scenario - input'!$F27),\"\")","v":2.4576101406021964}]
[{"$f":"IFERROR('Lives scenario - input'!A28,\"\")","v":4},{"$f":"IFERROR('Lives scenario - input'!B28,\"\")","v":"SWITCHGEAR"},{"$f":"IFERROR('Lives scenario - input'!C28,\"\")","v":"> 33 kv & < = 66 kv ; switch"},{"$f":"IFERROR(repcalc('Lives scenario - input'!$CX28:$GJ28,'Lives scenario - input'!$I28,'Lives scenario - input'!$G28,'Lives scenario - input'!$H28,20,TRUE,TRUE),\"\")","v":21.040282434335492},24.717314940461883,28.857851422481502,33.48528673127241,38.616363516496435,44.259200595009219,50.411316336138441,57.057790619199203,64.169729918970873,71.703207166624054,79.598837365976053,87.782119403343927,96.164624341306748,104.6460437670565,113.11703429150739,121.46271424681005,129.56659570060722,137.31467908783338,144.59940791707498,151.32318342499374,{"$f":"IFERROR(IF(OR(D43=\"\",'Lives scenario - input'!$F28=\"\"),\"\",D43/'Lives scenario - input'!$F28),\"\")","v":0.71688828263348825},{"$f":"IFERROR(IF(OR(E43=\"\",'Lives scenario - input'!$F28=\"\"),\"\",E43/'Lives scenario - input'!$F28),\"\")","v":0.84217279469891348},{"$f":"IFERROR(IF(OR(F43=\"\",'Lives scenario - input'!$F28=\"\"),\"\",F43/'Lives scenario - input'!$F28),\"\")","v":0.98324989749162117},{"$f":"IFERROR(IF(OR(G43=\"\",'Lives scenario - input'!$F28=\"\"),\"\",G43/'Lives scenario - input'!$F28),\"\")","v":1.1409167045732178},{"$f":"IFERROR(IF(OR(H43=\"\",'Lives scenario - input'!$F28=\"\"),\"\",H43/'Lives scenario - input'!$F28),\"\")","v":1.3157436745105149},{"$f":"IFERROR(IF(OR(I43=\"\",'Lives scenario - input'!$F28=\"\"),\"\",I43/'Lives scenario - input'!$F28),\"\")","v":1.5080074330898259},{"$f":"IFERROR(IF(OR(J43=\"\",'Lives scenario - input'!$F28=\"\"),\"\",J43/'Lives scenario - input'!$F28),\"\")","v":1.7176234257451009},{"$f":"IFERROR(IF(OR(K43=\"\",'Lives scenario - input'!$F28=\"\"),\"\",K43/'Lives scenario - input'!$F28),\"\")","v":1.9440832914442163},{"$f":"IFERROR(IF(OR(L43=\"\",'Lives scenario - input'!$F28=\"\"),\"\",L43/'Lives scenario - input'!$F28),\"\")","v":2.186402564805622},{"$f":"IFERROR(IF(OR(M43=\"\",'Lives scenario - input'!$F28=\"\"),\"\",M43/'Lives scenario - input'!$F28),\"\")","v":2.443084554849408},{"$f":"IFERROR(IF(OR(N43=\"\",'Lives scenario - input'!$F28=\"\"),\"\",N43/'Lives scenario - input'!$F28),\"\")","v":2.7121058853181275},{"$f":"IFERROR(IF(OR(O43=\"\",'Lives scenario - input'!$F28=\"\"),\"\",O43/'Lives scenario - input'!$F28),\"\")","v":2.9909281408835104},{"$f":"IFERROR(IF(OR(P43=\"\",'Lives scenario - input'!$F28=\"\"),\"\",P43/'Lives scenario - input'!$F28),\"\")","v":3.2765383549049885},{"$f":"IFERROR(IF(OR(Q43=\"\",'Lives scenario - input'!$F28=\"\"),\"\",Q43/'Lives scenario - input'!$F28),\"\")","v":3.5655188011226571},{"$f":"IFERROR(IF(OR(R43=\"\",'Lives scenario - input'!$F28=\"\"),\"\",R43/'Lives scenario - input'!$F28),\"\")","v":3.8541439119418954},{"$f":"IFERROR(IF(OR(S43=\"\",'Lives scenario - input'!$F28=\"\"),\"\",S43/'Lives scenario - input'!$F28),\"\")","v":4.1384994185391912},{"$f":"IFERROR(IF(OR(T43=\"\",'Lives scenario - input'!$F28=\"\"),\"\",T43/'Lives scenario - input'!$F28),\"\")","v":4.4146163231581816},{"$f":"IFERROR(IF(OR(U43=\"\",'Lives scenario - input'!$F28=\"\"),\"\",U43/'Lives scenario - input'!$F28),\"\")","v":4.67861041213986},{"$f":"IFERROR(IF(OR(V43=\"\",'Lives scenario - input'!$F28=\"\"),\"\",V43/'Lives scenario - input'!$F28),\"\")","v":4.9268170013880814},{"$f":"IFERROR(IF(OR(W43=\"\",'Lives scenario - input'!$F28=\"\"),\"\",W43/'Lives scenario - input'!$F28),\"\")","v":5.1559106883064159}]
[{"$f":"IFERROR('Lives scenario - input'!A29,\"\")","v":""},{"$f":"IFERROR('Lives scenario - input'!B29,\"\")","v":"TRANSFORMERS"},{"$f":"IFERROR('Lives scenario - input'!C29,\"\")","v":"ground outdoor / indoor chamber mounted ; ˂ 22 kv ; < = 60 kva ; multiple phase"},{"$f":"IFERROR(repcalc('Lives scenario - input'!$CX29:$GJ29,'Lives scenario - input'!$I29,'Lives scenario - input'!$G29,'Lives scenario - input'!$H29,20,TRUE,TRUE),\"\")","v":""},"","","","","","","","","","","","","","","","","","","",{"$f":"IFERROR(IF(OR(D44=\"\",'Lives scenario - input'!$F29=\"\"),\"\",D44/'Lives scenario - input'!$F29),\"\")","v":""},{"$f":"IFERROR(IF(OR(E44=\"\",'Lives scenario - input'!$F29=\"\"),\"\",E44/'Lives scenario - input'!$F29),\"\")","v":""},{"$f":"IFERROR(IF(OR(F44=\"\",'Lives scenario - input'!$F29=\"\"),\"\",F44/'Lives scenario - input'!$F29),\"\")","v":""},{"$f":"IFERROR(IF(OR(G44=\"\",'Lives scenario - input'!$F29=\"\"),\"\",G44/'Lives scenario - input'!$F29),\"\")","v":""},{"$f":"IFERROR(IF(OR(H44=\"\",'Lives scenario - input'!$F29=\"\"),\"\",H44/'Lives scenario - input'!$F29),\"\")","v":""},{"$f":"IFERROR(IF(OR(I44=\"\",'Lives scenario - input'!$F29=\"\"),\"\",I44/'Lives scenario - input'!$F29),\"\")","v":""},{"$f":"IFERROR(IF(OR(J44=\"\",'Lives scenario - input'!$F29=\"\"),\"\",J44/'Lives scenario - input'!$F29),\"\")","v":""},{"$f":"IFERROR(IF(OR(K44=\"\",'Lives scenario - input'!$F29=\"\"),\"\",K44/'Lives scenario - input'!$F29),\"\")","v":""},{"$f":"IFERROR(IF(OR(L44=\"\",'Lives scenario - input'!$F29=\"\"),\"\",L44/'Lives scenario - input'!$F29),\"\")","v":""},{"$f":"IFERROR(IF(OR(M44=\"\",'Lives scenario - input'!$F29=\"\"),\"\",M44/'Lives scenario - input'!$F29),\"\")","v":""},{"$f":"IFERROR(IF(OR(N44=\"\",'Lives scenario - input'!$F29=\"\"),\"\",N44/'Lives scenario - input'!$F29),\"\")","v":""},{"$f":"IFERROR(IF(OR(O44=\"\",'Lives scenario - input'!$F29=\"\"),\"\",O44/'Lives scenario - input'!$F29),\"\")","v":""},{"$f":"IFERROR(IF(OR(P44=\"\",'Lives scenario - input'!$F29=\"\"),\"\",P44/'Lives scenario - input'!$F29),\"\")","v":""},{"$f":"IFERROR(IF(OR(Q44=\"\",'Lives scenario - input'!$F29=\"\"),\"\",Q44/'Lives scenario - input'!$F29),\"\")","v":""},{"$f":"IFERROR(IF(OR(R44=\"\",'Lives scenario - input'!$F29=\"\"),\"\",R44/'Lives scenario - input'!$F29),\"\")","v":""},{"$f":"IFERROR(IF(OR(S44=\"\",'Lives scenario - input'!$F29=\"\"),\"\",S44/'Lives scenario - input'!$F29),\"\")","v":""},{"$f":"IFERROR(IF(OR(T44=\"\",'Lives scenario - input'!$F29=\"\"),\"\",T44/'Lives scenario - input'!$F29),\"\")","v":""},{"$f":"IFERROR(IF(OR(U44=\"\",'Lives scenario - input'!$F29=\"\"),\"\",U44/'Lives scenario - input'!$F29),\"\")","v":""},{"$f":"IFERROR(IF(OR(V44=\"\",'Lives scenario - input'!$F29=\"\"),\"\",V44/'Lives scenario - input'!$F29),\"\")","v":""},{"$f":"IFERROR(IF(OR(W44=\"\",'Lives scenario - input'!$F29=\"\"),\"\",W44/'Lives scenario - input'!$F29),\"\")","v":""}]
[{"$f":"IFERROR('Lives scenario - input'!A30,\"\")","v":""},{"$f":"IFERROR('Lives scenario - input'!B30,\"\")","v":"TRANSFORMERS"},{"$f":"IFERROR('Lives scenario - input'!C30,\"\")","v":"ground outdoor / indoor chamber mounted ; ˂ 22 kv ; < = 60 kva ; single phase"},{"$f":"IFERROR(repcalc('Lives scenario - input'!$CX30:$GJ30,'Lives scenario - input'!$I30,'Lives scenario - input'!$G30,'Lives scenario - input'!$H30,20,TRUE,TRUE),\"\")","v":""},"","","","","","","","","","","","","","","","","","","",{"$f":"IFERROR(IF(OR(D45=\"\",'Lives scenario - input'!$F30=\"\"),\"\",D45/'Lives scenario - input'!$F30),\"\")","v":""},{"$f":"IFERROR(IF(OR(E45=\"\",'Lives scenario - input'!$F30=\"\"),\"\",E45/'Lives scenario - input'!$F30),\"\")","v":""},{"$f":"IFERROR(IF(OR(F45=\"\",'Lives scenario - input'!$F30=\"\"),\"\",F45/'Lives scenario - input'!$F30),\"\")","v":""},{"$f":"IFERROR(IF(OR(G45=\"\",'Lives scenario - input'!$F30=\"\"),\"\",G45/'Lives scenario - input'!$F30),\"\")","v":""},{"$f":"IFERROR(IF(OR(H45=\"\",'Lives scenario - input'!$F30=\"\"),\"\",H45/'Lives scenario - input'!$F30),\"\")","v":""},{"$f":"IFERROR(IF(OR(I45=\"\",'Lives scenario - input'!$F30=\"\"),\"\",I45/'Lives scenario - input'!$F30),\"\")","v":""},{"$f":"IFERROR(IF(OR(J45=\"\",'Lives scenario - input'!$F30=\"\"),\"\",J45/'Lives scenario - input'!$F30),\"\")","v":""},{"$f":"IFERROR(IF(OR(K45=\"\",'Lives scenario - input'!$F30=\"\"),\"\",K45/'Lives scenario - input'!$F30),\"\")","v":""},{"$f":"IFERROR(IF(OR(L45=\"\",'Lives scenario - input'!$F30=\"\"),\"\",L45/'Lives scenario - input'!$F30),\"\")","v":""},{"$f":"IFERROR(IF(OR(M45=\"\",'Lives scenario - input'!$F30=\"\"),\"\",M45/'Lives scenario - input'!$F30),\"\")","v":""},{"$f":"IFERROR(IF(OR(N45=\"\",'Lives scenario - input'!$F30=\"\"),\"\",N45/'Lives scenario - input'!$F30),\"\")","v":""},{"$f":"IFERROR(IF(OR(O45=\"\",'Lives scenario - input'!$F30=\"\"),\"\",O45/'Lives scenario - input'!$F30),\"\")","v":""},{"$f":"IFERROR(IF(OR(P45=\"\",'Lives scenario - input'!$F30=\"\"),\"\",P45/'Lives scenario - input'!$F30),\"\")","v":""},{"$f":"IFERROR(IF(OR(Q45=\"\",'Lives scenario - input'!$F30=\"\"),\"\",Q45/'Lives scenario - input'!$F30),\"\")","v":""},{"$f":"IFERROR(IF(OR(R45=\"\",'Lives scenario - input'!$F30=\"\"),\"\",R45/'Lives scenario - input'!$F30),\"\")","v":""},{"$f":"IFERROR(IF(OR(S45=\"\",'Lives scenario - input'!$F30=\"\"),\"\",S45/'Lives scenario - input'!$F30),\"\")","v":""},{"$f":"IFERROR(IF(OR(T45=\"\",'Lives scenario - input'!$F30=\"\"),\"\",T45/'Lives scenario - input'!$F30),\"\")","v":""},{"$f":"IFERROR(IF(OR(U45=\"\",'Lives scenario - input'!$F30=\"\"),\"\",U45/'Lives scenario - input'!$F30),\"\")","v":""},{"$f":"IFERROR(IF(OR(V45=\"\",'Lives scenario - input'!$F30=\"\"),\"\",V45/'Lives scenario - input'!$F30),\"\")","v":""},{"$f":"IFERROR(IF(OR(W45=\"\",'Lives scenario - input'!$F30=\"\"),\"\",W45/'Lives scenario - input'!$F30),\"\")","v":""}]
[{"$f":"IFERROR('Lives scenario - input'!A31,\"\")","v":5},{"$f":"IFERROR('Lives scenario - input'!B31,\"\")","v":"TRANSFORMERS"},{"$f":"IFERROR('Lives scenario - input'!C31,\"\")","v":"ground outdoor / indoor chamber mounted ; ˂ 22 kv ; > 60 kva and < = 600 kva ; multiple phase"},{"$f":"IFERROR(repcalc('Lives scenario - input'!$CX31:$GJ31,'Lives scenario - input'!$I31,'Lives scenario - input'!$G31,'Lives scenario - input'!$H31,20,TRUE,TRUE),\"\")","v":15.447064746699787},18.637085045570934,22.260592655507903,26.326774557358924,30.834953910118358,35.773757792056138,41.120855694888888,46.84336774642837,52.898995952298378,59.237872892244688,65.805054660190351,72.543514673355574,79.397429952849066,86.315499821843588,93.254006423205524,100.17932314758288,107.06960441852989,113.91544825355236,120.71940771949451,127.49433128735812,{"$f":"IFERROR(IF(OR(D46=\"\",'Lives scenario - input'!$F31=\"\"),\"\",D46/'Lives scenario - input'!$F31),\"\")","v":0.42317108505012541},{"$f":"IFERROR(IF(OR(E46=\"\",'Lives scenario - input'!$F31=\"\"),\"\",E46/'Lives scenario - input'!$F31),\"\")","v":0.5105614322352523},{"$f":"IFERROR(IF(OR(F46=\"\",'Lives scenario - input'!$F31=\"\"),\"\",F46/'Lives scenario - input'!$F31),\"\")","v":0.60982712912514281},{"$f":"IFERROR(IF(OR(G46=\"\",'Lives scenario - input'!$F31=\"\"),\"\",G46/'Lives scenario - input'!$F31),\"\")","v":0.72121985231451757},{"$f":"IFERROR(IF(OR(H46=\"\",'Lives scenario - input'!$F31=\"\"),\"\",H46/'Lives scenario - input'!$F31),\"\")","v":0.84472105979895962},{"$f":"IFERROR(IF(OR(I46=\"\",'Lives scenario - input'!$F31=\"\"),\"\",I46/'Lives scenario - input'!$F31),\"\")","v":0.9800191913107017},{"$f":"IFERROR(IF(OR(J46=\"\",'Lives scenario - input'!$F31=\"\"),\"\",J46/'Lives scenario - input'!$F31),\"\")","v":1.1265025043876673},{"$f":"IFERROR(IF(OR(K46=\"\",'Lives scenario - input'!$F31=\"\"),\"\",K46/'Lives scenario - input'!$F31),\"\")","v":1.2832702575997945},{"$f":"IFERROR(IF(OR(L46=\"\",'Lives scenario - input'!$F31=\"\"),\"\",L46/'Lives scenario - input'!$F31),\"\")","v":1.4491637008240574},{"$f":"IFERROR(IF(OR(M46=\"\",'Lives scenario - input'!$F31=\"\"),\"\",M46/'Lives scenario - input'!$F31),\"\")","v":1.622816720129838},{"$f":"IFERROR(IF(OR(N46=\"\",'Lives scenario - input'!$F31=\"\"),\"\",N46/'Lives scenario - input'!$F31),\"\")","v":1.8027241316694123},{"$f":"IFERROR(IF(OR(O46=\"\",'Lives scenario - input'!$F31=\"\"),\"\",O46/'Lives scenario - input'!$F31),\"\")","v":1.9873236968358123},{"$f":"IFERROR(IF(OR(P46=\"\",'Lives scenario - input'!$F31=\"\"),\"\",P46/'Lives scenario - input'!$F31),\"\")","v":2.1750861496529112},{"$f":"IFERROR(IF(OR(Q46=\"\",'Lives scenario - input'!$F31=\"\"),\"\",Q46/'Lives scenario - input'!$F31),\"\")","v":2.3646061122425968},{"$f":"IFERROR(IF(OR(R46=\"\",'Lives scenario - input'!$F31=\"\"),\"\",R46/'Lives scenario - input'!$F31),\"\")","v":2.5546859374568398},{"$f":"IFERROR(IF(OR(S46=\"\",'Lives scenario - input'!$F31=\"\"),\"\",S46/'Lives scenario - input'!$F31),\"\")","v":2.7444044270615819},{"$f":"IFERROR(IF(OR(T46=\"\",'Lives scenario - input'!$F31=\"\"),\"\",T46/'Lives scenario - input'!$F31),\"\")","v":2.9331631232630819},{"$f":"IFERROR(IF(OR(U46=\"\",'Lives scenario - input'!$F31=\"\"),\"\",U46/'Lives scenario - input'!$F31),\"\")","v":3.1207044595139766},{"$f":"IFERROR(IF(OR(V46=\"\",'Lives scenario - input'!$F31=\"\"),\"\",V46/'Lives scenario - input'!$F31),\"\")","v":3.3070983768732574},{"$f":"IFERROR(IF(OR(W46=\"\",'Lives scenario - input'!$F31=\"\"),\"\",W46/'Lives scenario - input'!$F31),\"\")","v":3.4926968581612328}]
[{"$f":"IFERROR('Lives scenario - input'!A32,\"\")","v":""},{"$f":"IFERROR('Lives scenario - input'!B32,\"\")","v":"TRANSFORMERS"},{"$f":"IFERROR('Lives scenario - input'!C32,\"\")","v":"ground outdoor / indoor chamber mounted ; ˂ 22 kv ; > 60 kva and < = 600 kva ; single phase"},{"$f":"IFERROR(repcalc('Lives scenario - input'!$CX32:$GJ32,'Lives scenario - input'!$I32,'Lives scenario - input'!$G32,'Lives scenario - input'!$H32,20,TRUE,TRUE),\"\")","v":""},"","","","","","","","","","","","","","","","","","","",{"$f":"IFERROR(IF(OR(D47=\"\",'Lives scenario - input'!$F32=\"\"),\"\",D47/'Lives scenario - input'!$F32),\"\")","v":""},{"$f":"IFERROR(IF(OR(E47=\"\",'Lives scenario - input'!$F32=\"\"),\"\",E47/'Lives scenario - input'!$F32),\"\")","v":""},{"$f":"IFERROR(IF(OR(F47=\"\",'Lives scenario - input'!$F32=\"\"),\"\",F47/'Lives scenario - input'!$F32),\"\")","v":""},{"$f":"IFERROR(IF(OR(G47=\"\",'Lives scenario - input'!$F32=\"\"),\"\",G47/'Lives scenario - input'!$F32),\"\")","v":""},{"$f":"IFERROR(IF(OR(H47=\"\",'Lives scenario - input'!$F32=\"\"),\"\",H47/'Lives scenario - input'!$F32),\"\")","v":""},{"$f":"IFERROR(IF(OR(I47=\"\",'Lives scenario - input'!$F32=\"\"),\"\",I47/'Lives scenario - input'!$F32),\"\")","v":""},{"$f":"IFERROR(IF(OR(J47=\"\",'Lives scenario - input'!$F32=\"\"),\"\",J47/'Lives scenario - input'!$F32),\"\")","v":""},{"$f":"IFERROR(IF(OR(K47=\"\",'Lives scenario - input'!$F32=\"\"),\"\",K47/'Lives scenario - input'!$F32),\"\")","v":""},{"$f":"IFERROR(IF(OR(L47=\"\",'Lives scenario - input'!$F32=\"\"),\"\",L47/'Lives scenario - input'!$F32),\"\")","v":""},{"$f":"IFERROR(IF(OR(M47=\"\",'Lives scenario - input'!$F32=\"\"),\"\",M47/'Lives scenario - input'!$F32),\"\")","v":""},{"$f":"IFERROR(IF(OR(N47=\"\",'Lives scenario - input'!$F32=\"\"),\"\",N47/'Lives scenario - input'!$F32),\"\")","v":""},{"$f":"IFERROR(IF(OR(O47=\"\",'Lives scenario - input'!$F32=\"\"),\"\",O47/'Lives scenario - input'!$F32),\"\")","v":""},{"$f":"IFERROR(IF(OR(P47=\"\",'Lives scenario - input'!$F32=\"\"),\"\",P47/'Lives scenario - input'!$F32),\"\")","v":""},{"$f":"IFERROR(IF(OR(Q47=\"\",'Lives scenario - input'!$F32=\"\"),\"\",Q47/'Lives scenario - input'!$F32),\"\")","v":""},{"$f":"IFERROR(IF(OR(R47=\"\",'Lives scenario - input'!$F32=\"\"),\"\",R47/'Lives scenario - input'!$F32),\"\")","v":""},{"$f":"IFERROR(IF(OR(S47=\"\",'Lives scenario - input'!$F32=\"\"),\"\",S47/'Lives scenario - input'!$F32),\"\")","v":""},{"$f":"IFERROR(IF(OR(T47=\"\",'Lives scenario - input'!$F32=\"\"),\"\",T47/'Lives scenario - input'!$F32),\"\")","v":""},{"$f":"IFERROR(IF(OR(U47=\"\",'Lives scenario - input'!$F32=\"\"),\"\",U47/'Lives scenario - input'!$F32),\"\")","v":""},{"$f":"IFERROR(IF(OR(V47=\"\",'Lives scenario - input'!$F32=\"\"),\"\",V47/'Lives scenario - input'!$F32),\"\")","v":""},{"$f":"IFERROR(IF(OR(W47=\"\",'Lives scenario - input'!$F32=\"\"),\"\",W47/'Lives scenario - input'!$F32),\"\")","v":""}]
[{"$f":"IFERROR('Lives scenario - input'!A33,\"\")","v":5},{"$f":"IFERROR('Lives scenario - input'!B33,\"\")","v":"TRANSFORMERS"},{"$f":"IFERROR('Lives scenario - input'!C33,\"\")","v":"ground outdoor / indoor chamber mounted ; ˂ 22 kv ; > 600 kva ; multiple phase"},{"$f":"IFERROR(repcalc('Lives scenario - input'!$CX33:$GJ33,'Lives scenario - input'!$I33,'Lives scenario - input'!$G33,'Lives scenario - input'!$H33,20,TRUE,TRUE),\"\")","v":180.88370328184945},198.90611656787263,217.06098896065478,235.15775492262378,253.02326586412465,270.51294508727744,287.52070144690401,303.98654444341958,319.90093091499301,335.30509087148926,350.2869158221319,364.97241595638127,379.51321504507052,394.07099645283239,408.80018185020492,423.83036634936866,439.2501168468221,455.09365316586474,471.33168595932256,487.86731311089812,{"$f":"IFERROR(IF(OR(D48=\"\",'Lives scenario - input'!$F33=\"\"),\"\",D48/'Lives scenario - input'!$F33),\"\")","v":3.653751481217296},{"$f":"IFERROR(IF(OR(E48=\"\",'Lives scenario - input'!$F33=\"\"),\"\",E48/'Lives scenario - input'!$F33),\"\")","v":4.017794333305039},{"$f":"IFERROR(IF(OR(F48=\"\",'Lives scenario - input'!$F33=\"\"),\"\",F48/'Lives scenario - input'!$F33),\"\")","v":4.3845127866146738},{"$f":"IFERROR(IF(OR(G48=\"\",'Lives scenario - input'!$F33=\"\"),\"\",G48/'Lives scenario - input'!$F33),\"\")","v":4.7500575219287136},{"$f":"IFERROR(IF(OR(H48=\"\",'Lives scenario - input'!$F33=\"\"),\"\",H48/'Lives scenario - input'!$F33),\"\")","v":5.1109310328137747},{"$f":"IFERROR(IF(OR(I48=\"\",'Lives scenario - input'!$F33=\"\"),\"\",I48/'Lives scenario - input'!$F33),\"\")","v":5.4642129493612126},{"$f":"IFERROR(IF(OR(J48=\"\",'Lives scenario - input'!$F33=\"\"),\"\",J48/'Lives scenario - input'!$F33),\"\")","v":5.8077602886941531},{"$f":"IFERROR(IF(OR(K48=\"\",'Lives scenario - input'!$F33=\"\"),\"\",K48/'Lives scenario - input'!$F33),\"\")","v":6.1403612756623751},{"$f":"IFERROR(IF(OR(L48=\"\",'Lives scenario - input'!$F33=\"\"),\"\",L48/'Lives scenario - input'!$F33),\"\")","v":6.4618231436371376},{"$f":"IFERROR(IF(OR(M48=\"\",'Lives scenario - input'!$F33=\"\"),\"\",M48/'Lives scenario - input'!$F33),\"\")","v":6.7729787161778949},{"$f":"IFERROR(IF(OR(N48=\"\",'Lives scenario - input'!$F33=\"\"),\"\",N48/'Lives scenario - input'!$F33),\"\")","v":7.0756033535088445},{"$f":"IFERROR(IF(OR(O48=\"\",'Lives scenario - input'!$F33=\"\"),\"\",O48/'Lives scenario - input'!$F33),\"\")","v":7.3722423922636118},{"$f":"IFERROR(IF(OR(P48=\"\",'Lives scenario - input'!$F33=\"\"),\"\",P48/'Lives scenario - input'!$F33),\"\")","v":7.665958549354877},{"$f":"IFERROR(IF(OR(Q48=\"\",'Lives scenario - input'!$F33=\"\"),\"\",Q48/'Lives scenario - input'!$F33),\"\")","v":7.9600177399662453},{"$f":"IFERROR(IF(OR(R48=\"\",'Lives scenario - input'!$F33=\"\"),\"\",R48/'Lives scenario - input'!$F33),\"\")","v":8.2575391970480805},{"$f":"IFERROR(IF(OR(S48=\"\",'Lives scenario - input'!$F33=\"\"),\"\",S48/'Lives scenario - input'!$F33),\"\")","v":8.5611406707044377},{"$f":"IFERROR(IF(OR(T48=\"\",'Lives scenario - input'!$F33=\"\"),\"\",T48/'Lives scenario - input'!$F33),\"\")","v":8.8726111636116052},{"$f":"IFERROR(IF(OR(U48=\"\",'Lives scenario - input'!$F33=\"\"),\"\",U48/'Lives scenario - input'!$F33),\"\")","v":9.1926418974097821},{"$f":"IFERROR(IF(OR(V48=\"\",'Lives scenario - input'!$F33=\"\"),\"\",V48/'Lives scenario - input'!$F33),\"\")","v":9.5206412433691323},{"$f":"IFERROR(IF(OR(W48=\"\",'Lives scenario - input'!$F33=\"\"),\"\",W48/'Lives scenario - input'!$F33),\"\")","v":9.8546518319503793}]
[{"$f":"IFERROR('Lives scenario - input'!A34,\"\")","v":5},{"$f":"IFERROR('Lives scenario - input'!B34,\"\")","v":"TRANSFORMERS"},{"$f":"IFERROR('Lives scenario - input'!C34,\"\")","v":"ground outdoor / indoor chamber mounted ; > 33 kv & < = 66 kv ; < = 15 mva"},{"$f":"IFERROR(repcalc('Lives scenario - input'!$CX34:$GJ34,'Lives scenario - input'!$I34,'Lives scenario - input'!$G34,'Lives scenario - input'!$H34,20,TRUE,TRUE),\"\")","v":176.36254858191256},176.8506656191573,176.84953620529438,176.37966227075844,175.42038018521311,173.91426964386827,171.77669085854936,168.90913755551153,165.21465427823748,160.61337232345088,155.0562837425791,148.53567432612857,141.09111992368383,132.81054000941953,123.82641338898802,114.30781257456216,104.44933980844341,94.458305966324701,84.541567163981696,74.893332513945168,{"$f":"IFERROR(IF(OR(D49=\"\",'Lives scenario - input'!$F34=\"\"),\"\",D49/'Lives scenario - input'!$F34),\"\")","v":3.0449346773953416},{"$f":"IFERROR(IF(OR(E49=\"\",'Lives scenario - input'!$F34=\"\"),\"\",E49/'Lives scenario - input'!$F34),\"\")","v":3.0533621156767956},{"$f":"IFERROR(IF(OR(F49=\"\",'Lives scenario - input'!$F34=\"\"),\"\",F49/'Lives scenario - input'!$F34),\"\")","v":3.0533426161205464},{"$f":"IFERROR(IF(OR(G49=\"\",'Lives scenario - input'!$F34=\"\"),\"\",G49/'Lives scenario - input'!$F34),\"\")","v":3.0452301486563549},{"$f":"IFERROR(IF(OR(H49=\"\",'Lives scenario - input'!$F34=\"\"),\"\",H49/'Lives scenario - input'!$F34),\"\")","v":3.0286679515733135},{"$f":"IFERROR(IF(OR(I49=\"\",'Lives scenario - input'!$F34=\"\"),\"\",I49/'Lives scenario - input'!$F34),\"\")","v":3.0026646518239817},{"$f":"IFERROR(IF(OR(J49=\"\",'Lives scenario - input'!$F34=\"\"),\"\",J49/'Lives scenario - input'!$F34),\"\")","v":2.9657589265358308},{"$f":"IFERROR(IF(OR(K49=\"\",'Lives scenario - input'!$F34=\"\"),\"\",K49/'Lives scenario - input'!$F34),\"\")","v":2.9162500451893809},{"$f":"IFERROR(IF(OR(L49=\"\",'Lives scenario - input'!$F34=\"\"),\"\",L49/'Lives scenario - input'!$F34),\"\")","v":2.8524640524347795},{"$f":"IFERROR(IF(OR(M49=\"\",'Lives scenario - input'!$F34=\"\"),\"\",M49/'Lives scenario - input'!$F34),\"\")","v":2.7730219991345808},{"$f":"IFERROR(IF(OR(N49=\"\",'Lives scenario - input'!$F34=\"\"),\"\",N49/'Lives scenario - input'!$F34),\"\")","v":2.6770777532540837},{"$f":"IFERROR(IF(OR(O49=\"\",'Lives scenario - input'!$F34=\"\"),\"\",O49/'Lives scenario - input'!$F34),\"\")","v":2.5644981274233811},{"$f":"IFERROR(IF(OR(P49=\"\",'Lives scenario - input'!$F34=\"\"),\"\",P49/'Lives scenario - input'!$F34),\"\")","v":2.4359664066015325},{"$f":"IFERROR(IF(OR(Q49=\"\",'Lives scenario - input'!$F34=\"\"),\"\",Q49/'Lives scenario - input'!$F34),\"\")","v":2.2930005380958614},{"$f":"IFERROR(IF(OR(R49=\"\",'Lives scenario - input'!$F34=\"\"),\"\",R49/'Lives scenario - input'!$F34),\"\")","v":2.1378877949844357},{"$f":"IFERROR(IF(OR(S49=\"\",'Lives scenario - input'!$F34=\"\"),\"\",S49/'Lives scenario - input'!$F34),\"\")","v":1.9735472480078917},{"$f":"IFERROR(IF(OR(T49=\"\",'Lives scenario - input'!$F34=\"\"),\"\",T49/'Lives scenario - input'!$F34),\"\")","v":1.8033387438040054},{"$f":"IFERROR(IF(OR(U49=\"\",'Lives scenario - input'!$F34=\"\"),\"\",U49/'Lives scenario - input'!$F34),\"\")","v":1.6308415461080445},{"$f":"IFERROR(IF(OR(V49=\"\",'Lives scenario - input'!$F34=\"\"),\"\",V49/'Lives scenario - input'!$F34),\"\")","v":1.4596270671343436},{"$f":"IFERROR(IF(OR(W49=\"\",'Lives scenario - input'!$F34=\"\"),\"\",W49/'Lives scenario - input'!$F34),\"\")","v":1.2930483660565542}]
[{"$f":"IFERROR('Lives scenario - input'!A35,\"\")","v":5},{"$f":"IFERROR('Lives scenario - input'!B35,\"\")","v":"TRANSFORMERS"},{"$f":"IFERROR('Lives scenario - input'!C35,\"\")","v":"ground outdoor / indoor chamber mounted ; > 33 kv & < = 66 kv ; > 15 mva and < = 40 mva"},{"$f":"IFERROR(repcalc('Lives scenario - input'!$CX35:$GJ35,'Lives scenario - input'!$I35,'Lives scenario - input'!$G35,'Lives scenario - input'!$H35,20,TRUE,TRUE),\"\")","v":81.636461989434991},84.722501824661023,87.327934430151302,89.520341228359939,91.383827189261225,93.006215063955437,94.465449365066306,95.816995899016362,97.083982112957273,98.251520871535277,99.266130032748435,100.04047749337957,100.46295020245739,100.41088080518247,99.765771984782191,98.428611984303387,96.333408152365081,93.457363508584194,89.826625224066717,85.517153268758847,{"$f":"IFERROR(IF(OR(D50=\"\",'Lives scenario - input'!$F35=\"\"),\"\",D50/'Lives scenario - input'!$F35),\"\")","v":1.409469845215148},{"$f":"IFERROR(IF(OR(E50=\"\",'Lives scenario - input'!$F35=\"\"),\"\",E50/'Lives scenario - input'!$F35),\"\")","v":1.462750940241617},{"$f":"IFERROR(IF(OR(F50=\"\",'Lives scenario - input'!$F35=\"\"),\"\",F50/'Lives scenario - input'!$F35),\"\")","v":1.5077342553153905},{"$f":"IFERROR(IF(OR(G50=\"\",'Lives scenario - input'!$F35=\"\"),\"\",G50/'Lives scenario - input'!$F35),\"\")","v":1.5455865972128098},{"$f":"IFERROR(IF(OR(H50=\"\",'Lives scenario - input'!$F35=\"\"),\"\",H50/'Lives scenario - input'!$F35),\"\")","v":1.5777600550632009},{"$f":"IFERROR(IF(OR(I50=\"\",'Lives scenario - input'!$F35=\"\"),\"\",I50/'Lives scenario - input'!$F35),\"\")","v":1.6057709062306622},{"$f":"IFERROR(IF(OR(J50=\"\",'Lives scenario - input'!$F35=\"\"),\"\",J50/'Lives scenario - input'!$F35),\"\")","v":1.6309648783161446},{"$f":"IFERROR(IF(OR(K50=\"\",'Lives scenario - input'!$F35=\"\"),\"\",K50/'Lives scenario - input'!$F35),\"\")","v":1.6542995995618324},{"$f":"IFERROR(IF(OR(L50=\"\",'Lives scenario - input'!$F35=\"\"),\"\",L50/'Lives scenario - input'!$F35),\"\")","v":1.6761743699687632},{"$f":"IFERROR(IF(OR(M50=\"\",'Lives scenario - input'!$F35=\"\"),\"\",M50/'Lives scenario - input'!$F35),\"\")","v":1.6963321601673218},{"$f":"IFERROR(IF(OR(N50=\"\",'Lives scenario - input'!$F35=\"\"),\"\",N50/'Lives scenario - input'!$F35),\"\")","v":1.7138495902783186},{"$f":"IFERROR(IF(OR(O50=\"\",'Lives scenario - input'!$F35=\"\"),\"\",O50/'Lives scenario - input'!$F35),\"\")","v":1.7272188540714966},{"$f":"IFERROR(IF(OR(P50=\"\",'Lives scenario - input'!$F35=\"\"),\"\",P50/'Lives scenario - input'!$F35),\"\")","v":1.7345129298969362},{"$f":"IFERROR(IF(OR(Q50=\"\",'Lives scenario - input'!$F35=\"\"),\"\",Q50/'Lives scenario - input'!$F35),\"\")","v":1.7336139413380367},{"$f":"IFERROR(IF(OR(R50=\"\",'Lives scenario - input'!$F35=\"\"),\"\",R50/'Lives scenario - input'!$F35),\"\")","v":1.7224760085188244},{"$f":"IFERROR(IF(OR(S50=\"\",'Lives scenario - input'!$F35=\"\"),\"\",S50/'Lives scenario - input'!$F35),\"\")","v":1.6993896736511196},{"$f":"IFERROR(IF(OR(T50=\"\",'Lives scenario - input'!$F35=\"\"),\"\",T50/'Lives scenario - input'!$F35),\"\")","v":1.6632155604089454},{"$f":"IFERROR(IF(OR(U50=\"\",'Lives scenario - input'!$F35=\"\"),\"\",U50/'Lives scenario - input'!$F35),\"\")","v":1.613560074366124},{"$f":"IFERROR(IF(OR(V50=\"\",'Lives scenario - input'!$F35=\"\"),\"\",V50/'Lives scenario - input'!$F35),\"\")","v":1.5508746516617713},{"$f":"IFERROR(IF(OR(W50=\"\",'Lives scenario - input'!$F35=\"\"),\"\",W50/'Lives scenario - input'!$F35),\"\")","v":1.4764707563705608}]
[{"$f":"IFERROR('Lives scenario - input'!A36,\"\")","v":""},{"$f":"IFERROR('Lives scenario - input'!B36,\"\")","v":"TRANSFORMERS"},{"$f":"IFERROR('Lives scenario - input'!C36,\"\")","v":"kiosk mounted ; < = 22 kv ; < = 60 kva ; multiple phase"},{"$f":"IFERROR(repcalc('Lives scenario - input'!$CX36:$GJ36,'Lives scenario - input'!$I36,'Lives scenario - input'!$G36,'Lives scenario - input'!$H36,20,TRUE,TRUE),\"\")","v":""},"","","","","","","","","","","","","","","","","","","",{"$f":"IFERROR(IF(OR(D51=\"\",'Lives scenario - input'!$F36=\"\"),\"\",D51/'Lives scenario - input'!$F36),\"\")","v":""},{"$f":"IFERROR(IF(OR(E51=\"\",'Lives scenario - input'!$F36=\"\"),\"\",E51/'Lives scenario - input'!$F36),\"\")","v":""},{"$f":"IFERROR(IF(OR(F51=\"\",'Lives scenario - input'!$F36=\"\"),\"\",F51/'Lives scenario - input'!$F36),\"\")","v":""},{"$f":"IFERROR(IF(OR(G51=\"\",'Lives scenario - input'!$F36=\"\"),\"\",G51/'Lives scenario - input'!$F36),\"\")","v":""},{"$f":"IFERROR(IF(OR(H51=\"\",'Lives scenario - input'!$F36=\"\"),\"\",H51/'Lives scenario - input'!$F36),\"\")","v":""},{"$f":"IFERROR(IF(OR(I51=\"\",'Lives scenario - input'!$F36=\"\"),\"\",I51/'Lives scenario - input'!$F36),\"\")","v":""},{"$f":"IFERROR(IF(OR(J51=\"\",'Lives scenario - input'!$F36=\"\"),\"\",J51/'Lives scenario - input'!$F36),\"\")","v":""},{"$f":"IFERROR(IF(OR(K51=\"\",'Lives scenario - input'!$F36=\"\"),\"\",K51/'Lives scenario - input'!$F36),\"\")","v":""},{"$f":"IFERROR(IF(OR(L51=\"\",'Lives scenario - input'!$F36=\"\"),\"\",L51/'Lives scenario - input'!$F36),\"\")","v":""},{"$f":"IFERROR(IF(OR(M51=\"\",'Lives scenario - input'!$F36=\"\"),\"\",M51/'Lives scenario - input'!$F36),\"\")","v":""},{"$f":"IFERROR(IF(OR(N51=\"\",'Lives scenario - input'!$F36=\"\"),\"\",N51/'Lives scenario - input'!$F36),\"\")","v":""},{"$f":"IFERROR(IF(OR(O51=\"\",'Lives scenario - input'!$F36=\"\"),\"\",O51/'Lives scenario - input'!$F36),\"\")","v":""},{"$f":"IFERROR(IF(OR(P51=\"\",'Lives scenario - input'!$F36=\"\"),\"\",P51/'Lives scenario - input'!$F36),\"\")","v":""},{"$f":"IFERROR(IF(OR(Q51=\"\",'Lives scenario - input'!$F36=\"\"),\"\",Q51/'Lives scenario - input'!$F36),\"\")","v":""},{"$f":"IFERROR(IF(OR(R51=\"\",'Lives scenario - input'!$F36=\"\"),\"\",R51/'Lives scenario - input'!$F36),\"\")","v":""},{"$f":"IFERROR(IF(OR(S51=\"\",'Lives scenario - input'!$F36=\"\"),\"\",S51/'Lives scenario - input'!$F36),\"\")","v":""},{"$f":"IFERROR(IF(OR(T51=\"\",'Lives scenario - input'!$F36=\"\"),\"\",T51/'Lives scenario - input'!$F36),\"\")","v":""},{"$f":"IFERROR(IF(OR(U51=\"\",'Lives scenario - input'!$F36=\"\"),\"\",U51/'Lives scenario - input'!$F36),\"\")","v":""},{"$f":"IFERROR(IF(OR(V51=\"\",'Lives scenario - input'!$F36=\"\"),\"\",V51/'Lives scenario - input'!$F36),\"\")","v":""},{"$f":"IFERROR(IF(OR(W51=\"\",'Lives scenario - input'!$F36=\"\"),\"\",W51/'Lives scenario - input'!$F36),\"\")","v":""}]
[{"$f":"IFERROR('Lives scenario - input'!A37,\"\")","v":5},{"$f":"IFERROR('Lives scenario - input'!B37,\"\")","v":"TRANSFORMERS"},{"$f":"IFERROR('Lives scenario - input'!C37,\"\")","v":"kiosk mounted ; < = 22 kv ; < = 60 kva ; single phase"},{"$f":"IFERROR(repcalc('Lives scenario - input'!$CX37:$GJ37,'Lives scenario - input'!$I37,'Lives scenario - input'!$G37,'Lives scenario - input'!$H37,20,TRUE,TRUE),\"\")","v":4.0594399467252522},4.6161665067942677,5.1737588693003387,5.7175664715160952,6.23250057888702,6.7037448991892061,7.1174582789832694,7.4614353620702731,7.7257019003679357,7.9030300063125543,7.9893622201076253,7.9841308064311622,7.8904513950519286,7.7151611920564767,7.4686660148636319,7.1645618539797695,6.8190087029068733,6.4498577549701182,6.0755655134966631,5.71396491692445,{"$f":"IFERROR(IF(OR(D52=\"\",'Lives scenario - input'!$F37=\"\"),\"\",D52/'Lives scenario - input'!$F37),\"\")","v":0.37271459018987813},{"$f":"IFERROR(IF(OR(E52=\"\",'Lives scenario - input'!$F37=\"\"),\"\",E52/'Lives scenario - input'!$F37),\"\")","v":0.42383004316051115},{"$f":"IFERROR(IF(OR(F52=\"\",'Lives scenario - input'!$F37=\"\"),\"\",F52/'Lives scenario - input'!$F37),\"\")","v":0.47502498916583558},{"$f":"IFERROR(IF(OR(G52=\"\",'Lives scenario - input'!$F37=\"\"),\"\",G52/'Lives scenario - input'!$F37),\"\")","v":0.5249542972137331},{"$f":"IFERROR(IF(OR(H52=\"\",'Lives scenario - input'!$F37=\"\"),\"\",H52/'Lives scenario - input'!$F37),\"\")","v":0.57223260587755986},{"$f":"IFERROR(IF(OR(I52=\"\",'Lives scenario - input'!$F37=\"\"),\"\",I52/'Lives scenario - input'!$F37),\"\")","v":0.61549956782939896},{"$f":"IFERROR(IF(OR(J52=\"\",'Lives scenario - input'!$F37=\"\"),\"\",J52/'Lives scenario - input'!$F37),\"\")","v":0.6534843674149684},{"$f":"IFERROR(IF(OR(K52=\"\",'Lives scenario - input'!$F37=\"\"),\"\",K52/'Lives scenario - input'!$F37),\"\")","v":0.68506637853965702},{"$f":"IFERROR(IF(OR(L52=\"\",'Lives scenario - input'!$F37=\"\"),\"\",L52/'Lives scenario - input'!$F37),\"\")","v":0.7093298227130258},{"$f":"IFERROR(IF(OR(M52=\"\",'Lives scenario - input'!$F37=\"\"),\"\",M52/'Lives scenario - input'!$F37),\"\")","v":0.72561107658145974},{"$f":"IFERROR(IF(OR(N52=\"\",'Lives scenario - input'!$F37=\"\"),\"\",N52/'Lives scenario - input'!$F37),\"\")","v":0.73353760736085261},{"$f":"IFERROR(IF(OR(O52=\"\",'Lives scenario - input'!$F37=\"\"),\"\",O52/'Lives scenario - input'!$F37),\"\")","v":0.73305728883659182},{"$f":"IFERROR(IF(OR(P52=\"\",'Lives scenario - input'!$F37=\"\"),\"\",P52/'Lives scenario - input'!$F37),\"\")","v":0.72445618033895121},{"$f":"IFERROR(IF(OR(Q52=\"\",'Lives scenario - input'!$F37=\"\"),\"\",Q52/'Lives scenario - input'!$F37),\"\")","v":0.70836203507971307},{"$f":"IFERROR(IF(OR(R52=\"\",'Lives scenario - input'!$F37=\"\"),\"\",R52/'Lives scenario - input'!$F37),\"\")","v":0.68573025578086522},{"$f":"IFERROR(IF(OR(S52=\"\",'Lives scenario - input'!$F37=\"\"),\"\",S52/'Lives scenario - input'!$F37),\"\")","v":0.65780914863644246},{"$f":"IFERROR(IF(OR(T52=\"\",'Lives scenario - input'!$F37=\"\"),\"\",T52/'Lives scenario - input'!$F37),\"\")","v":0.6260824319510897},{"$f":"IFERROR(IF(OR(U52=\"\",'Lives scenario - input'!$F37=\"\"),\"\",U52/'Lives scenario - input'!$F37),\"\")","v":0.59218910033783478},{"$f":"IFERROR(IF(OR(V52=\"\",'Lives scenario - input'!$F37=\"\"),\"\",V52/'Lives scenario - input'!$F37),\"\")","v":0.55782372451682583},{"$f":"IFERROR(IF(OR(W52=\"\",'Lives scenario - input'!$F37=\"\"),\"\",W52/'Lives scenario - input'!$F37),\"\")","v":0.52462362304160892}]
[{"$f":"IFERROR('Lives scenario - input'!A38,\"\")","v":5},{"$f":"IFERROR('Lives scenario - input'!B38,\"\")","v":"TRANSFORMERS"},{"$f":"IFERROR('Lives scenario - input'!C38,\"\")","v":"kiosk mounted ; < = 22 kv ; > 60 kva and < = 600 kva ; multiple phase"},{"$f":"IFERROR(repcalc('Lives scenario - input'!$CX38:$GJ38,'Lives scenario - input'!$I38,'Lives scenario - input'!$G38,'Lives scenario - input'!$H38,20,TRUE,TRUE),\"\")","v":1761.4771072513458},1956.9451467683148,2156.9023207757491,2359.1960559631193,2561.7244607495159,2762.5659760346371,2960.1057025262166,3153.1463877757246,3340.9920476201387,3523.493606439883,3701.0487685802004,3874.5523710471307,4045.2983097844176,4214.8392237884918,4384.81483671151,4556.7635909304281,4731.9344774699784,4911.1164717660795,5094.5016694383612,5281.5952534859371,{"$f":"IFERROR(IF(OR(D53=\"\",'Lives scenario - input'!$F38=\"\"),\"\",D53/'Lives scenario - input'!$F38),\"\")","v":17.414494602641081},{"$f":"IFERROR(IF(OR(E53=\"\",'Lives scenario - input'!$F38=\"\"),\"\",E53/'Lives scenario - input'!$F38),\"\")","v":19.346950667578959},{"$f":"IFERROR(IF(OR(F53=\"\",'Lives scenario - input'!$F38=\"\"),\"\",F53/'Lives scenario - input'!$F38),\"\")","v":21.323787671691644},{"$f":"IFERROR(IF(OR(G53=\"\",'Lives scenario - input'!$F38=\"\"),\"\",G53/'Lives scenario - input'!$F38),\"\")","v":23.323724625209987},{"$f":"IFERROR(IF(OR(H53=\"\",'Lives scenario - input'!$F38=\"\"),\"\",H53/'Lives scenario - input'!$F38),\"\")","v":25.325981593248432},{"$f":"IFERROR(IF(OR(I53=\"\",'Lives scenario - input'!$F38=\"\"),\"\",I53/'Lives scenario - input'!$F38),\"\")","v":27.311561462280437},{"$f":"IFERROR(IF(OR(J53=\"\",'Lives scenario - input'!$F38=\"\"),\"\",J53/'Lives scenario - input'!$F38),\"\")","v":29.264498850244994},{"$f":"IFERROR(IF(OR(K53=\"\",'Lives scenario - input'!$F38=\"\"),\"\",K53/'Lives scenario - input'!$F38),\"\")","v":31.172957357896781},{"$f":"IFERROR(IF(OR(L53=\"\",'Lives scenario - input'!$F38=\"\"),\"\",L53/'Lives scenario - input'!$F38),\"\")","v":33.030056275631011},{"$f":"IFERROR(IF(OR(M53=\"\",'Lives scenario - input'!$F38=\"\"),\"\",M53/'Lives scenario - input'!$F38),\"\")","v":34.834321796855598},{"$f":"IFERROR(IF(OR(N53=\"\",'Lives scenario - input'!$F38=\"\"),\"\",N53/'Lives scenario - input'!$F38),\"\")","v":36.589685746823989},{"$f":"IFERROR(IF(OR(O53=\"\",'Lives scenario - input'!$F38=\"\"),\"\",O53/'Lives scenario - input'!$F38),\"\")","v":38.304994754395445},{"$f":"IFERROR(IF(OR(P53=\"\",'Lives scenario - input'!$F38=\"\"),\"\",P53/'Lives scenario - input'!$F38),\"\")","v":39.993040665592794},{"$f":"IFERROR(IF(OR(Q53=\"\",'Lives scenario - input'!$F38=\"\"),\"\",Q53/'Lives scenario - input'!$F38),\"\")","v":41.669173338391417},{"$f":"IFERROR(IF(OR(R53=\"\",'Lives scenario - input'!$F38=\"\"),\"\",R53/'Lives scenario - input'!$F38),\"\")","v":43.349603575970505},{"$f":"IFERROR(IF(OR(S53=\"\",'Lives scenario - input'!$F38=\"\"),\"\",S53/'Lives scenario - input'!$F38),\"\")","v":45.049540884238311},{"$f":"IFERROR(IF(OR(T53=\"\",'Lives scenario - input'!$F38=\"\"),\"\",T53/'Lives scenario - input'!$F38),\"\")","v":46.78133316562819},{"$f":"IFERROR(IF(OR(U53=\"\",'Lives scenario - input'!$F38=\"\"),\"\",U53/'Lives scenario - input'!$F38),\"\")","v":48.552780469549731},{"$f":"IFERROR(IF(OR(V53=\"\",'Lives scenario - input'!$F38=\"\"),\"\",V53/'Lives scenario - input'!$F38),\"\")","v":50.365781911306492},{"$f":"IFERROR(IF(OR(W53=\"\",'Lives scenario - input'!$F38=\"\"),\"\",W53/'Lives scenario - input'!$F38),\"\")","v":52.215445580605817}]
[{"$f":"IFERROR('Lives scenario - input'!A39,\"\")","v":5},{"$f":"IFERROR('Lives scenario - input'!B39,\"\")","v":"TRANSFORMERS"},{"$f":"IFERROR('Lives scenario - input'!C39,\"\")","v":"kiosk mounted ; < = 22 kv ; > 600 kva ; multiple phase"},{"$f":"IFERROR(repcalc('Lives scenario - input'!$CX39:$GJ39,'Lives scenario - input'!$I39,'Lives scenario - input'!$G39,'Lives scenario - input'!$H39,20,TRUE,TRUE),\"\")","v":701.28560318472648},763.47646768946208,824.90731797488047,884.95655624048948,943.12401036327037,999.06495512619631,1052.614472755168,1103.798994512395,1152.8327774777122,1200.0983534690463,1246.1115166971763,1291.4730194419888,1336.8106213050978,1382.7162934088888,1429.6840574945886,1478.0540476861966,1527.9679042426897,1579.3396071075194,1631.8444610216093,1684.9273233032741,{"$f":"IFERROR(IF(OR(D54=\"\",'Lives scenario - input'!$F39=\"\"),\"\",D54/'Lives scenario - input'!$F39),\"\")","v":5.4975752252214312},{"$f":"IFERROR(IF(OR(E54=\"\",'Lives scenario - input'!$F39=\"\"),\"\",E54/'Lives scenario - input'!$F39),\"\")","v":5.9851069161383448},{"$f":"IFERROR(IF(OR(F54=\"\",'Lives scenario - input'!$F39=\"\"),\"\",F54/'Lives scenario - input'!$F39),\"\")","v":6.4666806416785843},{"$f":"IFERROR(IF(OR(G54=\"\",'Lives scenario - input'!$F39=\"\"),\"\",G54/'Lives scenario - input'!$F39),\"\")","v":6.9374235217309392},{"$f":"IFERROR(IF(OR(H54=\"\",'Lives scenario - input'!$F39=\"\"),\"\",H54/'Lives scenario - input'!$F39),\"\")","v":7.3934145662460375},{"$f":"IFERROR(IF(OR(I54=\"\",'Lives scenario - input'!$F39=\"\"),\"\",I54/'Lives scenario - input'!$F39),\"\")","v":7.8319513772222251},{"$f":"IFERROR(IF(OR(J54=\"\",'Lives scenario - input'!$F39=\"\"),\"\",J54/'Lives scenario - input'!$F39),\"\")","v":8.2517411178110489},{"$f":"IFERROR(IF(OR(K54=\"\",'Lives scenario - input'!$F39=\"\"),\"\",K54/'Lives scenario - input'!$F39),\"\")","v":8.652990990116237},{"$f":"IFERROR(IF(OR(L54=\"\",'Lives scenario - input'!$F39=\"\"),\"\",L54/'Lives scenario - input'!$F39),\"\")","v":9.0373806156908056},{"$f":"IFERROR(IF(OR(M54=\"\",'Lives scenario - input'!$F39=\"\"),\"\",M54/'Lives scenario - input'!$F39),\"\")","v":9.4079087691218017},{"$f":"IFERROR(IF(OR(N54=\"\",'Lives scenario - input'!$F39=\"\"),\"\",N54/'Lives scenario - input'!$F39),\"\")","v":9.7686189064014979},{"$f":"IFERROR(IF(OR(O54=\"\",'Lives scenario - input'!$F39=\"\"),\"\",O54/'Lives scenario - input'!$F39),\"\")","v":10.124220493737958},{"$f":"IFERROR(IF(OR(P54=\"\",'Lives scenario - input'!$F39=\"\"),\"\",P54/'Lives scenario - input'!$F39),\"\")","v":10.479634715335669},{"$f":"IFERROR(IF(OR(Q54=\"\",'Lives scenario - input'!$F39=\"\"),\"\",Q54/'Lives scenario - input'!$F39),\"\")","v":10.839502199437526},{"$f":"IFERROR(IF(OR(R54=\"\",'Lives scenario - input'!$F39=\"\"),\"\",R54/'Lives scenario - input'!$F39),\"\")","v":11.207695721518961},{"$f":"IFERROR(IF(OR(S54=\"\",'Lives scenario - input'!$F39=\"\"),\"\",S54/'Lives scenario - input'!$F39),\"\")","v":11.586881688711191},{"$f":"IFERROR(IF(OR(T54=\"\",'Lives scenario - input'!$F39=\"\"),\"\",T54/'Lives scenario - input'!$F39),\"\")","v":11.978170458870004},{"$f":"IFERROR(IF(OR(U54=\"\",'Lives scenario - input'!$F39=\"\"),\"\",U54/'Lives scenario - input'!$F39),\"\")","v":12.380887696561153},{"$f":"IFERROR(IF(OR(V54=\"\",'Lives scenario - input'!$F39=\"\"),\"\",V54/'Lives scenario - input'!$F39),\"\")","v":12.792488024260933},{"$f":"IFERROR(IF(OR(W54=\"\",'Lives scenario - input'!$F39=\"\"),\"\",W54/'Lives scenario - input'!$F39),\"\")","v":13.208619522238727}]
[{"$f":"IFERROR('Lives scenario - input'!A40,\"\")","v":5},{"$f":"IFERROR('Lives scenario - input'!B40,\"\")","v":"TRANSFORMERS"},{"$f":"IFERROR('Lives scenario - input'!C40,\"\")","v":"pole mounted ; < = 22 kv ; < = 60 kva ; multiple phase"},{"$f":"IFERROR(repcalc('Lives scenario - input'!$CX40:$GJ40,'Lives scenario - input'!$I40,'Lives scenario - input'!$G40,'Lives scenario - input'!$H40,20,TRUE,TRUE),\"\")","v":536.40163508900366},584.65011590182939,632.55200124605506,679.61202136766019,725.41710758263093,769.66562048703247,812.18989269574513,852.96923489163953,892.13122015061583,929.94006876311528,966.77220587727595,1003.0804133513993,1039.3492759835917,1076.0456624494871,1113.5686426258153,1152.2034362589986,1192.0836886628408,1233.1656196947924,1275.2164922857862,1317.8185341330941,{"$f":"IFERROR(IF(OR(D55=\"\",'Lives scenario - input'!$F40=\"\"),\"\",D55/'Lives scenario - input'!$F40),\"\")","v":46.045317903517919},{"$f":"IFERROR(IF(OR(E55=\"\",'Lives scenario - input'!$F40=\"\"),\"\",E55/'Lives scenario - input'!$F40),\"\")","v":50.187021604737474},{"$f":"IFERROR(IF(OR(F55=\"\",'Lives scenario - input'!$F40=\"\"),\"\",F55/'Lives scenario - input'!$F40),\"\")","v":54.298973162242994},{"$f":"IFERROR(IF(OR(G55=\"\",'Lives scenario - input'!$F40=\"\"),\"\",G55/'Lives scenario - input'!$F40),\"\")","v":58.338658064929227},{"$f":"IFERROR(IF(OR(H55=\"\",'Lives scenario - input'!$F40=\"\"),\"\",H55/'Lives scenario - input'!$F40),\"\")","v":62.270618033724652},{"$f":"IFERROR(IF(OR(I55=\"\",'Lives scenario - input'!$F40=\"\"),\"\",I55/'Lives scenario - input'!$F40),\"\")","v":66.068960003922072},{"$f":"IFERROR(IF(OR(J55=\"\",'Lives scenario - input'!$F40=\"\"),\"\",J55/'Lives scenario - input'!$F40),\"\")","v":69.719291219152268},{"$f":"IFERROR(IF(OR(K55=\"\",'Lives scenario - input'!$F40=\"\"),\"\",K55/'Lives scenario - input'!$F40),\"\")","v":73.219835685230819},{"$f":"IFERROR(IF(OR(L55=\"\",'Lives scenario - input'!$F40=\"\"),\"\",L55/'Lives scenario - input'!$F40),\"\")","v":76.581544418059806},{"$f":"IFERROR(IF(OR(M55=\"\",'Lives scenario - input'!$F40=\"\"),\"\",M55/'Lives scenario - input'!$F40),\"\")","v":79.827098383680465},{"$f":"IFERROR(IF(OR(N55=\"\",'Lives scenario - input'!$F40=\"\"),\"\",N55/'Lives scenario - input'!$F40),\"\")","v":82.988810338950856},{"$f":"IFERROR(IF(OR(O55=\"\",'Lives scenario - input'!$F40=\"\"),\"\",O55/'Lives scenario - input'!$F40),\"\")","v":86.105547586359677},{"$f":"IFERROR(IF(OR(P55=\"\",'Lives scenario - input'!$F40=\"\"),\"\",P55/'Lives scenario - input'!$F40),\"\")","v":89.218907428413885},{"$f":"IFERROR(IF(OR(Q55=\"\",'Lives scenario - input'!$F40=\"\"),\"\",Q55/'Lives scenario - input'!$F40),\"\")","v":92.36896639579966},{"$f":"IFERROR(IF(OR(R55=\"\",'Lives scenario - input'!$F40=\"\"),\"\",R55/'Lives scenario - input'!$F40),\"\")","v":95.589981094272289},{"$f":"IFERROR(IF(OR(S55=\"\",'Lives scenario - input'!$F40=\"\"),\"\",S55/'Lives scenario - input'!$F40),\"\")","v":98.906435106724288},{"$f":"IFERROR(IF(OR(T55=\"\",'Lives scenario - input'!$F40=\"\"),\"\",T55/'Lives scenario - input'!$F40),\"\")","v":102.32980069676906},{"$f":"IFERROR(IF(OR(U55=\"\",'Lives scenario - input'!$F40=\"\"),\"\",U55/'Lives scenario - input'!$F40),\"\")","v":105.85631972787294},{"$f":"IFERROR(IF(OR(V55=\"\",'Lives scenario - input'!$F40=\"\"),\"\",V55/'Lives scenario - input'!$F40),\"\")","v":109.46601378902426},{"$f":"IFERROR(IF(OR(W55=\"\",'Lives scenario - input'!$F40=\"\"),\"\",W55/'Lives scenario - input'!$F40),\"\")","v":113.12302083724622}]
[{"$f":"IFERROR('Lives scenario - input'!A41,\"\")","v":5},{"$f":"IFERROR('Lives scenario - input'!B41,\"\")","v":"TRANSFORMERS"},{"$f":"IFERROR('Lives scenario - input'!C41,\"\")","v":"pole mounted ; < = 22 kv ; < = 60 kva ; single phase"},{"$f":"IFERROR(repcalc('Lives scenario - input'!$CX41:$GJ41,'Lives scenario - input'!$I41,'Lives scenario - input'!$G41,'Lives scenario - input'!$H41,20,TRUE,TRUE),\"\")","v":2396.6502179010317},2502.250854162904,2597.7383801884721,2683.4844927954714,2760.4299070224306,2830.0320067151465,2894.1679447389415,2954.9984006141613,3014.8017607264669,3075.7921829347351,3139.9372928880239,3208.791787586084,3283.3619126799003,3364.0128290922471,3450.4267181610371,3541.6146634840047,3635.9804991935598,3731.4304678828926,3825.5190804862614,3915.6192261021934,{"$f":"IFERROR(IF(OR(D56=\"\",'Lives scenario - input'!$F41=\"\"),\"\",D56/'Lives scenario - input'!$F41),\"\")","v":409.07570251061463},{"$f":"IFERROR(IF(OR(E56=\"\",'Lives scenario - input'!$F41=\"\"),\"\",E56/'Lives scenario - input'!$F41),\"\")","v":427.10029956767971},{"$f":"IFERROR(IF(OR(F56=\"\",'Lives scenario - input'!$F41=\"\"),\"\",F56/'Lives scenario - input'!$F41),\"\")","v":443.39872580366159},{"$f":"IFERROR(IF(OR(G56=\"\",'Lives scenario - input'!$F41=\"\"),\"\",G56/'Lives scenario - input'!$F41),\"\")","v":458.03442482651792},{"$f":"IFERROR(IF(OR(H56=\"\",'Lives scenario - input'!$F41=\"\"),\"\",H56/'Lives scenario - input'!$F41),\"\")","v":471.16796394071974},{"$f":"IFERROR(IF(OR(I56=\"\",'Lives scenario - input'!$F41=\"\"),\"\",I56/'Lives scenario - input'!$F41),\"\")","v":483.04809881202675},{"$f":"IFERROR(IF(OR(J56=\"\",'Lives scenario - input'!$F41=\"\"),\"\",J56/'Lives scenario - input'!$F41),\"\")","v":493.99523398732111},{"$f":"IFERROR(IF(OR(K56=\"\",'Lives scenario - input'!$F41=\"\"),\"\",K56/'Lives scenario - input'!$F41),\"\")","v":504.37816816992779},{"$f":"IFERROR(IF(OR(L56=\"\",'Lives scenario - input'!$F41=\"\"),\"\",L56/'Lives scenario - input'!$F41),\"\")","v":514.58579102941303},{"$f":"IFERROR(IF(OR(M56=\"\",'Lives scenario - input'!$F41=\"\"),\"\",M56/'Lives scenario - input'!$F41),\"\")","v":524.9960292965211},{"$f":"IFERROR(IF(OR(N56=\"\",'Lives scenario - input'!$F41=\"\"),\"\",N56/'Lives scenario - input'!$F41),\"\")","v":535.94472999584264},{"$f":"IFERROR(IF(OR(O56=\"\",'Lives scenario - input'!$F41=\"\"),\"\",O56/'Lives scenario - input'!$F41),\"\")","v":547.69725882931198},{"$f":"IFERROR(IF(OR(P56=\"\",'Lives scenario - input'!$F41=\"\"),\"\",P56/'Lives scenario - input'!$F41),\"\")","v":560.42536828859431},{"$f":"IFERROR(IF(OR(Q56=\"\",'Lives scenario - input'!$F41=\"\"),\"\",Q56/'Lives scenario - input'!$F41),\"\")","v":574.19138639298012},{"$f":"IFERROR(IF(OR(R56=\"\",'Lives scenario - input'!$F41=\"\"),\"\",R56/'Lives scenario - input'!$F41),\"\")","v":588.94106580529285},{"$f":"IFERROR(IF(OR(S56=\"\",'Lives scenario - input'!$F41=\"\"),\"\",S56/'Lives scenario - input'!$F41),\"\")","v":604.50561190170311},{"$f":"IFERROR(IF(OR(T56=\"\",'Lives scenario - input'!$F41=\"\"),\"\",T56/'Lives scenario - input'!$F41),\"\")","v":620.61258080670063},{"$f":"IFERROR(IF(OR(U56=\"\",'Lives scenario - input'!$F41=\"\"),\"\",U56/'Lives scenario - input'!$F41),\"\")","v":636.90459651452534},{"$f":"IFERROR(IF(OR(V56=\"\",'Lives scenario - input'!$F41=\"\"),\"\",V56/'Lives scenario - input'!$F41),\"\")","v":652.9642471934136},{"$f":"IFERROR(IF(OR(W56=\"\",'Lives scenario - input'!$F41=\"\"),\"\",W56/'Lives scenario - input'!$F41),\"\")","v":668.34312062636116}]
[{"$f":"IFERROR('Lives scenario - input'!A42,\"\")","v":5},{"$f":"IFERROR('Lives scenario - input'!B42,\"\")","v":"TRANSFORMERS"},{"$f":"IFERROR('Lives scenario - input'!C42,\"\")","v":"pole mounted ; < = 22 kv ; > 60 kva and < = 600 kva ; multiple phase"},{"$f":"IFERROR(repcalc('Lives scenario - input'!$CX42:$GJ42,'Lives scenario - input'!$I42,'Lives scenario - input'!$G42,'Lives scenario - input'!$H42,20,TRUE,TRUE),\"\")","v":2054.6131905287475},2256.7851856700049,2460.0616706923197,2662.2646083935001,2861.4365801145814,3055.9715899633493,3244.7285094217586,3427.1145902099597,3603.1280234528458,3773.3515902692729,3938.8938035217507,4101.279136408968,4262.2943618668414,4423.8030034112808,4587.5437704090409,4754.9311018533735,4926.8762735689652,5103.6458971150842,5284.7712762410465,5469.0174222738469,{"$f":"IFERROR(IF(OR(D57=\"\",'Lives scenario - input'!$F42=\"\"),\"\",D57/'Lives scenario - input'!$F42),\"\")","v":95.042046744764079},{"$f":"IFERROR(IF(OR(E57=\"\",'Lives scenario - input'!$F42=\"\"),\"\",E57/'Lives scenario - input'!$F42),\"\")","v":104.39409427432983},{"$f":"IFERROR(IF(OR(F57=\"\",'Lives scenario - input'!$F42=\"\"),\"\",F57/'Lives scenario - input'!$F42),\"\")","v":113.79723316230236},{"$f":"IFERROR(IF(OR(G57=\"\",'Lives scenario - input'!$F42=\"\"),\"\",G57/'Lives scenario - input'!$F42),\"\")","v":123.15071202903668},{"$f":"IFERROR(IF(OR(H57=\"\",'Lives scenario - input'!$F42=\"\"),\"\",H57/'Lives scenario - input'!$F42),\"\")","v":132.3639848405922},{"$f":"IFERROR(IF(OR(I57=\"\",'Lives scenario - input'!$F42=\"\"),\"\",I57/'Lives scenario - input'!$F42),\"\")","v":141.36276163457435},{"$f":"IFERROR(IF(OR(J57=\"\",'Lives scenario - input'!$F42=\"\"),\"\",J57/'Lives scenario - input'!$F42),\"\")","v":150.09425622696867},{"$f":"IFERROR(IF(OR(K57=\"\",'Lives scenario - input'!$F42=\"\"),\"\",K57/'Lives scenario - input'!$F42),\"\")","v":158.5310493400342},{"$f":"IFERROR(IF(OR(L57=\"\",'Lives scenario - input'!$F42=\"\"),\"\",L57/'Lives scenario - input'!$F42),\"\")","v":166.67305729904655},{"$f":"IFERROR(IF(OR(M57=\"\",'Lives scenario - input'!$F42=\"\"),\"\",M57/'Lives scenario - input'!$F42),\"\")","v":174.54723832202725},{"$f":"IFERROR(IF(OR(N57=\"\",'Lives scenario - input'!$F42=\"\"),\"\",N57/'Lives scenario - input'!$F42),\"\")","v":182.2048698619692},{"$f":"IFERROR(IF(OR(O57=\"\",'Lives scenario - input'!$F42=\"\"),\"\",O57/'Lives scenario - input'!$F42),\"\")","v":189.71647081443814},{"$f":"IFERROR(IF(OR(P57=\"\",'Lives scenario - input'!$F42=\"\"),\"\",P57/'Lives scenario - input'!$F42),\"\")","v":197.16469350430012},{"$f":"IFERROR(IF(OR(Q57=\"\",'Lives scenario - input'!$F42=\"\"),\"\",Q57/'Lives scenario - input'!$F42),\"\")","v":204.63574057540339},{"$f":"IFERROR(IF(OR(R57=\"\",'Lives scenario - input'!$F42=\"\"),\"\",R57/'Lives scenario - input'!$F42),\"\")","v":212.2100410338852},{"$f":"IFERROR(IF(OR(S57=\"\",'Lives scenario - input'!$F42=\"\"),\"\",S57/'Lives scenario - input'!$F42),\"\")","v":219.95302382643678},{"$f":"IFERROR(IF(OR(T57=\"\",'Lives scenario - input'!$F42=\"\"),\"\",T57/'Lives scenario - input'!$F42),\"\")","v":227.90684263917601},{"$f":"IFERROR(IF(OR(U57=\"\",'Lives scenario - input'!$F42=\"\"),\"\",U57/'Lives scenario - input'!$F42),\"\")","v":236.08383035714206},{"$f":"IFERROR(IF(OR(V57=\"\",'Lives scenario - input'!$F42=\"\"),\"\",V57/'Lives scenario - input'!$F42),\"\")","v":244.46230608625132},{"$f":"IFERROR(IF(OR(W57=\"\",'Lives scenario - input'!$F42=\"\"),\"\",W57/'Lives scenario - input'!$F42),\"\")","v":252.98514187087196}]
[{"$f":"IFERROR('Lives scenario - input'!A43,\"\")","v":5},{"$f":"IFERROR('Lives scenario - input'!B43,\"\")","v":"TRANSFORMERS"},{"$f":"IFERROR('Lives scenario - input'!C43,\"\")","v":"pole mounted ; < = 22 kv ; > 60 kva and < = 600 kva ; single phase"},{"$f":"IFERROR(repcalc('Lives scenario - input'!$CX43:$GJ43,'Lives scenario - input'!$I43,'Lives scenario - input'!$G43,'Lives scenario - input'!$H43,20,TRUE,TRUE),\"\")","v":368.81649515279241},371.76346759702096,373.39796237426697,374.06935697381221,374.1618654497704,374.07051368541187,374.17532216709429,374.8158801504693,376.26855253527657,378.72834201440253,382.29696847658772,386.97809765862945,392.67994631227941,399.22480920301433,406.36447635948377,413.80009126081723,421.20476289595609,428.2471772764759,434.61452630273618,440.03324434018606,{"$f":"IFERROR(IF(OR(D58=\"\",'Lives scenario - input'!$F43=\"\"),\"\",D58/'Lives scenario - input'!$F43),\"\")","v":15.915943846048684},{"$f":"IFERROR(IF(OR(E58=\"\",'Lives scenario - input'!$F43=\"\"),\"\",E58/'Lives scenario - input'!$F43),\"\")","v":16.043117789065423},{"$f":"IFERROR(IF(OR(F58=\"\",'Lives scenario - input'!$F43=\"\"),\"\",F58/'Lives scenario - input'!$F43),\"\")","v":16.113652939833369},{"$f":"IFERROR(IF(OR(G58=\"\",'Lives scenario - input'!$F43=\"\"),\"\",G58/'Lives scenario - input'!$F43),\"\")","v":16.142626369398862},{"$f":"IFERROR(IF(OR(H58=\"\",'Lives scenario - input'!$F43=\"\"),\"\",H58/'Lives scenario - input'!$F43),\"\")","v":16.1466184894043},{"$f":"IFERROR(IF(OR(I58=\"\",'Lives scenario - input'!$F43=\"\"),\"\",I58/'Lives scenario - input'!$F43),\"\")","v":16.142676286246694},{"$f":"IFERROR(IF(OR(J58=\"\",'Lives scenario - input'!$F43=\"\"),\"\",J58/'Lives scenario - input'!$F43),\"\")","v":16.147199201926906},{"$f":"IFERROR(IF(OR(K58=\"\",'Lives scenario - input'!$F43=\"\"),\"\",K58/'Lives scenario - input'!$F43),\"\")","v":16.174841905080168},{"$f":"IFERROR(IF(OR(L58=\"\",'Lives scenario - input'!$F43=\"\"),\"\",L58/'Lives scenario - input'!$F43),\"\")","v":16.237530674175812},{"$f":"IFERROR(IF(OR(M58=\"\",'Lives scenario - input'!$F43=\"\"),\"\",M58/'Lives scenario - input'!$F43),\"\")","v":16.343680674887278},{"$f":"IFERROR(IF(OR(N58=\"\",'Lives scenario - input'!$F43=\"\"),\"\",N58/'Lives scenario - input'!$F43),\"\")","v":16.497681537446674},{"$f":"IFERROR(IF(OR(O58=\"\",'Lives scenario - input'!$F43=\"\"),\"\",O58/'Lives scenario - input'!$F43),\"\")","v":16.69969145342565},{"$f":"IFERROR(IF(OR(P58=\"\",'Lives scenario - input'!$F43=\"\"),\"\",P58/'Lives scenario - input'!$F43),\"\")","v":16.945749599367755},{"$f":"IFERROR(IF(OR(Q58=\"\",'Lives scenario - input'!$F43=\"\"),\"\",Q58/'Lives scenario - input'!$F43),\"\")","v":17.22818726584433},{"$f":"IFERROR(IF(OR(R58=\"\",'Lives scenario - input'!$F43=\"\"),\"\",R58/'Lives scenario - input'!$F43),\"\")","v":17.536293174976105},{"$f":"IFERROR(IF(OR(S58=\"\",'Lives scenario - input'!$F43=\"\"),\"\",S58/'Lives scenario - input'!$F43),\"\")","v":17.857170442630412},{"$f":"IFERROR(IF(OR(T58=\"\",'Lives scenario - input'!$F43=\"\"),\"\",T58/'Lives scenario - input'!$F43),\"\")","v":18.176712381486688},{"$f":"IFERROR(IF(OR(U58=\"\",'Lives scenario - input'!$F43=\"\"),\"\",U58/'Lives scenario - input'!$F43),\"\")","v":18.480621434617635},{"$f":"IFERROR(IF(OR(V58=\"\",'Lives scenario - input'!$F43=\"\"),\"\",V58/'Lives scenario - input'!$F43),\"\")","v":18.75539865006774},{"$f":"IFERROR(IF(OR(W58=\"\",'Lives scenario - input'!$F43=\"\"),\"\",W58/'Lives scenario - input'!$F43),\"\")","v":18.989238549137042}]
[{"$f":"IFERROR('Lives scenario - input'!A44,\"\")","v":5},{"$f":"IFERROR('Lives scenario - input'!B44,\"\")","v":"TRANSFORMERS"},{"$f":"IFERROR('Lives scenario - input'!C44,\"\")","v":"pole mounted ; < = 22 kv ; > 600 kva ; multiple phase"},{"$f":"IFERROR(repcalc('Lives scenario - input'!$CX44:$GJ44,'Lives scenario - input'!$I44,'Lives scenario - input'!$G44,'Lives scenario - input'!$H44,20,TRUE,TRUE),\"\")","v":0.62442573536870372},0.91408729491268115,1.3149070182699312,1.8586889259015478,2.5818228087627939,3.5241787247044329,4.7272098161821319,6.2311899214263402,8.0716066885965123,10.274855733514499,12.853525290542199,15.801704704998214,19.090868969428392,22.666957828718399,26.449256887083767,30.331583166584721,34.186075955892079,37.869610029371984,41.232514506052524,44.128943119025351,{"$f":"IFERROR(IF(OR(D59=\"\",'Lives scenario - input'!$F44=\"\"),\"\",D59/'Lives scenario - input'!$F44),\"\")","v":3.3873350882188263E-3},{"$f":"IFERROR(IF(OR(E59=\"\",'Lives scenario - input'!$F44=\"\"),\"\",E59/'Lives scenario - input'!$F44),\"\")","v":4.9586680887271179E-3},{"$f":"IFERROR(IF(OR(F59=\"\",'Lives scenario - input'!$F44=\"\"),\"\",F59/'Lives scenario - input'!$F44),\"\")","v":7.1330030593645634E-3},{"$f":"IFERROR(IF(OR(G59=\"\",'Lives scenario - input'!$F44=\"\"),\"\",G59/'Lives scenario - input'!$F44),\"\")","v":1.0082867921951493E-2},{"$f":"IFERROR(IF(OR(H59=\"\",'Lives scenario - input'!$F44=\"\"),\"\",H59/'Lives scenario - input'!$F44),\"\")","v":1.4005667121522392E-2},{"$f":"IFERROR(IF(OR(I59=\"\",'Lives scenario - input'!$F44=\"\"),\"\",I59/'Lives scenario - input'!$F44),\"\")","v":1.9117684578289905E-2},{"$f":"IFERROR(IF(OR(J59=\"\",'Lives scenario - input'!$F44=\"\"),\"\",J59/'Lives scenario - input'!$F44),\"\")","v":2.564379200397825E-2},{"$f":"IFERROR(IF(OR(K59=\"\",'Lives scenario - input'!$F44=\"\"),\"\",K59/'Lives scenario - input'!$F44),\"\")","v":3.3802463714503787E-2},{"$f":"IFERROR(IF(OR(L59=\"\",'Lives scenario - input'!$F44=\"\"),\"\",L59/'Lives scenario - input'!$F44),\"\")","v":4.3786210282381451E-2},{"$f":"IFERROR(IF(OR(M59=\"\",'Lives scenario - input'!$F44=\"\"),\"\",M59/'Lives scenario - input'!$F44),\"\")","v":5.5738220545905527E-2},{"$f":"IFERROR(IF(OR(N59=\"\",'Lives scenario - input'!$F44=\"\"),\"\",N59/'Lives scenario - input'!$F44),\"\")","v":6.9726782158094663E-2},{"$f":"IFERROR(IF(OR(O59=\"\",'Lives scenario - input'!$F44=\"\"),\"\",O59/'Lives scenario - input'!$F44),\"\")","v":8.5719831469322355E-2},{"$f":"IFERROR(IF(OR(P59=\"\",'Lives scenario - input'!$F44=\"\"),\"\",P59/'Lives scenario - input'!$F44),\"\")","v":0.1035626282868512},{"$f":"IFERROR(IF(OR(Q59=\"\",'Lives scenario - input'!$F44=\"\"),\"\",Q59/'Lives scenario - input'!$F44),\"\")","v":0.12296191083645477},{"$f":"IFERROR(IF(OR(R59=\"\",'Lives scenario - input'!$F44=\"\"),\"\",R59/'Lives scenario - input'!$F44),\"\")","v":0.14347982608056783},{"$f":"IFERROR(IF(OR(S59=\"\",'Lives scenario - input'!$F44=\"\"),\"\",S59/'Lives scenario - input'!$F44),\"\")","v":0.16454036104186717},{"$f":"IFERROR(IF(OR(T59=\"\",'Lives scenario - input'!$F44=\"\"),\"\",T59/'Lives scenario - input'!$F44),\"\")","v":0.18544990709828946},{"$f":"IFERROR(IF(OR(U59=\"\",'Lives scenario - input'!$F44=\"\"),\"\",U59/'Lives scenario - input'!$F44),\"\")","v":0.20543204990407984},{"$f":"IFERROR(IF(OR(V59=\"\",'Lives scenario - input'!$F44=\"\"),\"\",V59/'Lives scenario - input'!$F44),\"\")","v":0.22367486676277637},{"$f":"IFERROR(IF(OR(W59=\"\",'Lives scenario - input'!$F44=\"\"),\"\",W59/'Lives scenario - input'!$F44),\"\")","v":0.23938718244023743}]
[{"$f":"IFERROR('Lives scenario - input'!A45,\"\")","v":6},{"$f":"IFERROR('Lives scenario - input'!B45,\"\")","v":"UNDERGROUND CABLES"},{"$f":"IFERROR('Lives scenario - input'!C45,\"\")","v":"˂ = 1 kv"},{"$f":"IFERROR(repcalc('Lives scenario - input'!$CX45:$GJ45,'Lives scenario - input'!$I45,'Lives scenario - input'!$G45,'Lives scenario - input'!$H45,20,TRUE,TRUE),\"\")","v":128.5658985800805},165.1218594642217,211.90327306037233,271.78231806152934,348.37979058484797,446.20689688790031,570.81016838676862,728.91079229633976,928.52757615047187,1179.0712551240563,1491.3972981428817,1877.8051604151869,2351.9743884589948,2928.8322898442266,3624.3539964008414,4455.303356991596,5438.9315583085681,6592.6587503073461,7933.7710760955342,9479.1701064973349,{"$f":"IFERROR(IF(OR(D60=\"\",'Lives scenario - input'!$F45=\"\"),\"\",D60/'Lives scenario - input'!$F45),\"\")","v":4.5046749683523457E-2},{"$f":"IFERROR(IF(OR(E60=\"\",'Lives scenario - input'!$F45=\"\"),\"\",E60/'Lives scenario - input'!$F45),\"\")","v":5.7855178960458643E-2},{"$f":"IFERROR(IF(OR(F60=\"\",'Lives scenario - input'!$F45=\"\"),\"\",F60/'Lives scenario - input'!$F45),\"\")","v":7.4246388848783443E-2},{"$f":"IFERROR(IF(OR(G60=\"\",'Lives scenario - input'!$F45=\"\"),\"\",G60/'Lives scenario - input'!$F45),\"\")","v":9.5226729524234319E-2},{"$f":"IFERROR(IF(OR(H60=\"\",'Lives scenario - input'!$F45=\"\"),\"\",H60/'Lives scenario - input'!$F45),\"\")","v":0.12206485074655278},{"$f":"IFERROR(IF(OR(I60=\"\",'Lives scenario - input'!$F45=\"\"),\"\",I60/'Lives scenario - input'!$F45),\"\")","v":0.15634138300407172},{"$f":"IFERROR(IF(OR(J60=\"\",'Lives scenario - input'!$F45=\"\"),\"\",J60/'Lives scenario - input'!$F45),\"\")","v":0.19999971264629371},{"$f":"IFERROR(IF(OR(K60=\"\",'Lives scenario - input'!$F45=\"\"),\"\",K60/'Lives scenario - input'!$F45),\"\")","v":0.25539480036955392},{"$f":"IFERROR(IF(OR(L60=\"\",'Lives scenario - input'!$F45=\"\"),\"\",L60/'Lives scenario - input'!$F45),\"\")","v":0.32533626536313576},{"$f":"IFERROR(IF(OR(M60=\"\",'Lives scenario - input'!$F45=\"\"),\"\",M60/'Lives scenario - input'!$F45),\"\")","v":0.41312142858417633},{"$f":"IFERROR(IF(OR(N60=\"\",'Lives scenario - input'!$F45=\"\"),\"\",N60/'Lives scenario - input'!$F45),\"\")","v":0.52255381489267327},{"$f":"IFERROR(IF(OR(O60=\"\",'Lives scenario - input'!$F45=\"\"),\"\",O60/'Lives scenario - input'!$F45),\"\")","v":0.65794289115447779},{"$f":"IFERROR(IF(OR(P60=\"\",'Lives scenario - input'!$F45=\"\"),\"\",P60/'Lives scenario - input'!$F45),\"\")","v":0.82408167880518968},{"$f":"IFERROR(IF(OR(Q60=\"\",'Lives scenario - input'!$F45=\"\"),\"\",Q60/'Lives scenario - input'!$F45),\"\")","v":1.0262003881492343},{"$f":"IFERROR(IF(OR(R60=\"\",'Lives scenario - input'!$F45=\"\"),\"\",R60/'Lives scenario - input'!$F45),\"\")","v":1.2698963647708854},{"$f":"IFERROR(IF(OR(S60=\"\",'Lives scenario - input'!$F45=\"\"),\"\",S60/'Lives scenario - input'!$F45),\"\")","v":1.5610433038863181},{"$f":"IFERROR(IF(OR(T60=\"\",'Lives scenario - input'!$F45=\"\"),\"\",T60/'Lives scenario - input'!$F45),\"\")","v":1.9056856534964748},{"$f":"IFERROR(IF(OR(U60=\"\",'Lives scenario - input'!$F45=\"\"),\"\",U60/'Lives scenario - input'!$F45),\"\")","v":2.3099270627273332},{"$f":"IFERROR(IF(OR(V60=\"\",'Lives scenario - input'!$F45=\"\"),\"\",V60/'Lives scenario - input'!$F45),\"\")","v":2.7798242275625236},{"$f":"IFERROR(IF(OR(W60=\"\",'Lives scenario - input'!$F45=\"\"),\"\",W60/'Lives scenario - input'!$F45),\"\")","v":3.3212990980571142}]
[{"$f":"IFERROR('Lives scenario - input'!A46,\"\")","v":6},{"$f":"IFERROR('Lives scenario - input'!B46,\"\")","v":"UNDERGROUND CABLES"},{"$f":"IFERROR('Lives scenario - input'!C46,\"\")","v":"> 1 kv & < = 11 kv"},{"$f":"IFERROR(repcalc('Lives scenario - input'!$CX46:$GJ46,'Lives scenario - input'!$I46,'Lives scenario - input'!$G46,'Lives scenario - input'!$H46,20,TRUE,TRUE),\"\")","v":0.56143370352330635},0.82702781599020669,1.2040427262608817,1.7325304362222913,2.4640716921610726,3.4639773387710844,4.8135048645139076,6.6119244830344002,8.9782197845700225,12.052163633801257,15.994478214107449,20.985777747934751,27.224012570969524,34.920191999760114,44.292266285003848,55.557196025069338,68.921425960948724,84.570197319723903,102.65635975635612,123.2895548670988,{"$f":"IFERROR(IF(OR(D61=\"\",'Lives scenario - input'!$F46=\"\"),\"\",D61/'Lives scenario - input'!$F46),\"\")","v":1.9671439927559727E-4},{"$f":"IFERROR(IF(OR(E61=\"\",'Lives scenario - input'!$F46=\"\"),\"\",E61/'Lives scenario - input'!$F46),\"\")","v":2.8977291349942827E-4},{"$f":"IFERROR(IF(OR(F61=\"\",'Lives scenario - input'!$F46=\"\"),\"\",F61/'Lives scenario - input'!$F46),\"\")","v":4.2187089964884785E-4},{"$f":"IFERROR(IF(OR(G61=\"\",'Lives scenario - input'!$F46=\"\"),\"\",G61/'Lives scenario - input'!$F46),\"\")","v":6.0704172522839752E-4},{"$f":"IFERROR(IF(OR(H61=\"\",'Lives scenario - input'!$F46=\"\"),\"\",H61/'Lives scenario - input'!$F46),\"\")","v":8.6335818397362772E-4},{"$f":"IFERROR(IF(OR(I61=\"\",'Lives scenario - input'!$F46=\"\"),\"\",I61/'Lives scenario - input'!$F46),\"\")","v":1.213703803359837E-3},{"$f":"IFERROR(IF(OR(J61=\"\",'Lives scenario - input'!$F46=\"\"),\"\",J61/'Lives scenario - input'!$F46),\"\")","v":1.6865494748369899E-3},{"$f":"IFERROR(IF(OR(K61=\"\",'Lives scenario - input'!$F46=\"\"),\"\",K61/'Lives scenario - input'!$F46),\"\")","v":2.3166773647063975E-3},{"$f":"IFERROR(IF(OR(L61=\"\",'Lives scenario - input'!$F46=\"\"),\"\",L61/'Lives scenario - input'!$F46),\"\")","v":3.145776786114619E-3},{"$f":"IFERROR(IF(OR(M61=\"\",'Lives scenario - input'!$F46=\"\"),\"\",M61/'Lives scenario - input'!$F46),\"\")","v":4.2228211707208193E-3},{"$f":"IFERROR(IF(OR(N61=\"\",'Lives scenario - input'!$F46=\"\"),\"\",N61/'Lives scenario - input'!$F46),\"\")","v":5.6041241447916798E-3},{"$f":"IFERROR(IF(OR(O61=\"\",'Lives scenario - input'!$F46=\"\"),\"\",O61/'Lives scenario - input'!$F46),\"\")","v":7.3529690809607954E-3},{"$f":"IFERROR(IF(OR(P61=\"\",'Lives scenario - input'!$F46=\"\"),\"\",P61/'Lives scenario - input'!$F46),\"\")","v":9.5387135563144293E-3},{"$f":"IFERROR(IF(OR(Q61=\"\",'Lives scenario - input'!$F46=\"\"),\"\",Q61/'Lives scenario - input'!$F46),\"\")","v":1.2235290736399777E-2},{"$f":"IFERROR(IF(OR(R61=\"\",'Lives scenario - input'!$F46=\"\"),\"\",R61/'Lives scenario - input'!$F46),\"\")","v":1.5519065742100803E-2},{"$f":"IFERROR(IF(OR(S61=\"\",'Lives scenario - input'!$F46=\"\"),\"\",S61/'Lives scenario - input'!$F46),\"\")","v":1.9466056941226068E-2},{"$f":"IFERROR(IF(OR(T61=\"\",'Lives scenario - input'!$F46=\"\"),\"\",T61/'Lives scenario - input'!$F46),\"\")","v":2.4148598169370088E-2},{"$f":"IFERROR(IF(OR(U61=\"\",'Lives scenario - input'!$F46=\"\"),\"\",U61/'Lives scenario - input'!$F46),\"\")","v":2.9631594002937536E-2},{"$f":"IFERROR(IF(OR(V61=\"\",'Lives scenario - input'!$F46=\"\"),\"\",V61/'Lives scenario - input'!$F46),\"\")","v":3.5968599702089134E-2},{"$f":"IFERROR(IF(OR(W61=\"\",'Lives scenario - input'!$F46=\"\"),\"\",W61/'Lives scenario - input'!$F46),\"\")","v":4.3198031344461929E-2}]
[{"$f":"IFERROR('Lives scenario - input'!A47,\"\")","v":6},{"$f":"IFERROR('Lives scenario - input'!B47,\"\")","v":"UNDERGROUND CABLES"},{"$f":"IFERROR('Lives scenario - input'!C47,\"\")","v":"> 11 kv & < = 22 kv"},{"$f":"IFERROR(repcalc('Lives scenario - input'!$CX47:$GJ47,'Lives scenario - input'!$I47,'Lives scenario - input'!$G47,'Lives scenario - input'!$H47,20,TRUE,TRUE),\"\")","v":269.9354490042324},325.0247211050513,390.25848740053152,467.20458580269474,557.57685738504529,663.22989331595363,786.15409407138179,928.47308473869077,1092.4456212031082,1280.4739639504407,1495.1203094242601,1739.1323202597218,2015.4781880201124,2327.3911125098666,2678.4226938989195,3072.5045689540138,3514.0176774672605,4007.8687434132494,4559.573757250756,5175.3482728167219,{"$f":"IFERROR(IF(OR(D62=\"\",'Lives scenario - input'!$F47=\"\"),\"\",D62/'Lives scenario - input'!$F47),\"\")","v":0.12819317723575649},{"$f":"IFERROR(IF(OR(E62=\"\",'Lives scenario - input'!$F47=\"\"),\"\",E62/'Lives scenario - input'!$F47),\"\")","v":0.15435524245638771},{"$f":"IFERROR(IF(OR(F62=\"\",'Lives scenario - input'!$F47=\"\"),\"\",F62/'Lives scenario - input'!$F47),\"\")","v":0.18533495925653756},{"$f":"IFERROR(IF(OR(G62=\"\",'Lives scenario - input'!$F47=\"\"),\"\",G62/'Lives scenario - input'!$F47),\"\")","v":0.22187689869596927},{"$f":"IFERROR(IF(OR(H62=\"\",'Lives scenario - input'!$F47=\"\"),\"\",H62/'Lives scenario - input'!$F47),\"\")","v":0.26479496918612022},{"$f":"IFERROR(IF(OR(I62=\"\",'Lives scenario - input'!$F47=\"\"),\"\",I62/'Lives scenario - input'!$F47),\"\")","v":0.31496992179256472},{"$f":"IFERROR(IF(OR(J62=\"\",'Lives scenario - input'!$F47=\"\"),\"\",J62/'Lives scenario - input'!$F47),\"\")","v":0.37334700383989983},{"$f":"IFERROR(IF(OR(K62=\"\",'Lives scenario - input'!$F47=\"\"),\"\",K62/'Lives scenario - input'!$F47),\"\")","v":0.44093473143155176},{"$f":"IFERROR(IF(OR(L62=\"\",'Lives scenario - input'!$F47=\"\"),\"\",L62/'Lives scenario - input'!$F47),\"\")","v":0.51880579470360844},{"$f":"IFERROR(IF(OR(M62=\"\",'Lives scenario - input'!$F47=\"\"),\"\",M62/'Lives scenario - input'!$F47),\"\")","v":0.608101034569553},{"$f":"IFERROR(IF(OR(N62=\"\",'Lives scenario - input'!$F47=\"\"),\"\",N62/'Lives scenario - input'!$F47),\"\")","v":0.71003724602246709},{"$f":"IFERROR(IF(OR(O62=\"\",'Lives scenario - input'!$F47=\"\"),\"\",O62/'Lives scenario - input'!$F47),\"\")","v":0.82591930252180901},{"$f":"IFERROR(IF(OR(P62=\"\",'Lives scenario - input'!$F47=\"\"),\"\",P62/'Lives scenario - input'!$F47),\"\")","v":0.95715680739513609},{"$f":"IFERROR(IF(OR(Q62=\"\",'Lives scenario - input'!$F47=\"\"),\"\",Q62/'Lives scenario - input'!$F47),\"\")","v":1.1052852172010348},{"$f":"IFERROR(IF(OR(R62=\"\",'Lives scenario - input'!$F47=\"\"),\"\",R62/'Lives scenario - input'!$F47),\"\")","v":1.2719911978136411},{"$f":"IFERROR(IF(OR(S62=\"\",'Lives scenario - input'!$F47=\"\"),\"\",S62/'Lives scenario - input'!$F47),\"\")","v":1.4591418956589799},{"$f":"IFERROR(IF(OR(T62=\"\",'Lives scenario - input'!$F47=\"\"),\"\",T62/'Lives scenario - input'!$F47),\"\")","v":1.6688178325555116},{"$f":"IFERROR(IF(OR(U62=\"\",'Lives scenario - input'!$F47=\"\"),\"\",U62/'Lives scenario - input'!$F47),\"\")","v":1.9033492268515191},{"$f":"IFERROR(IF(OR(V62=\"\",'Lives scenario - input'!$F47=\"\"),\"\",V62/'Lives scenario - input'!$F47),\"\")","v":2.1653556394276534},{"$f":"IFERROR(IF(OR(W62=\"\",'Lives scenario - input'!$F47=\"\"),\"\",W62/'Lives scenario - input'!$F47),\"\")","v":2.4577888559703696}]
[{"$f":"IFERROR('Lives scenario - input'!A48,\"\")","v":6},{"$f":"IFERROR('Lives scenario - input'!B48,\"\")","v":"UNDERGROUND CABLES"},{"$f":"IFERROR('Lives scenario - input'!C48,\"\")","v":"> 33 kv & < = 66 kv"},{"$f":"IFERROR(repcalc('Lives scenario - input'!$CX48:$GJ48,'Lives scenario - input'!$I48,'Lives scenario - input'!$G48,'Lives scenario - input'!$H48,20,TRUE,TRUE),\"\")","v":5.1126355565031281},6.5241559235641695,8.1506162963256408,9.9720893408391102,11.954213875411263,14.050785767793087,16.209409461995588,18.380347500748808,20.528218057253866,22.645625490697018,24.767240834103053,26.982366740843034,29.443717247243608,32.37010240316534,36.041000544374945,40.781669732238484,46.938499961545482,54.845692154093278,64.785953402090215,76.949524726032408,{"$f":"IFERROR(IF(OR(D63=\"\",'Lives scenario - input'!$F48=\"\"),\"\",D63/'Lives scenario - input'!$F48),\"\")","v":2.8443149198376159E-3},{"$f":"IFERROR(IF(OR(E63=\"\",'Lives scenario - input'!$F48=\"\"),\"\",E63/'Lives scenario - input'!$F48),\"\")","v":3.6295867029162406E-3},{"$f":"IFERROR(IF(OR(F63=\"\",'Lives scenario - input'!$F48=\"\"),\"\",F63/'Lives scenario - input'!$F48),\"\")","v":4.5344361594525564E-3},{"$f":"IFERROR(IF(OR(G63=\"\",'Lives scenario - input'!$F48=\"\"),\"\",G63/'Lives scenario - input'!$F48),\"\")","v":5.5477771064719114E-3},{"$f":"IFERROR(IF(OR(H63=\"\",'Lives scenario - input'!$F48=\"\"),\"\",H63/'Lives scenario - input'!$F48),\"\")","v":6.6504933717626497E-3},{"$f":"IFERROR(IF(OR(I63=\"\",'Lives scenario - input'!$F48=\"\"),\"\",I63/'Lives scenario - input'!$F48),\"\")","v":7.8168801889158188E-3},{"$f":"IFERROR(IF(OR(J63=\"\",'Lives scenario - input'!$F48=\"\"),\"\",J63/'Lives scenario - input'!$F48),\"\")","v":9.0177883138701787E-3},{"$f":"IFERROR(IF(OR(K63=\"\",'Lives scenario - input'!$F48=\"\"),\"\",K63/'Lives scenario - input'!$F48),\"\")","v":1.0225547283862591E-2},{"$f":"IFERROR(IF(OR(L63=\"\",'Lives scenario - input'!$F48=\"\"),\"\",L63/'Lives scenario - input'!$F48),\"\")","v":1.1420473110714556E-2},{"$f":"IFERROR(IF(OR(M63=\"\",'Lives scenario - input'!$F48=\"\"),\"\",M63/'Lives scenario - input'!$F48),\"\")","v":1.2598451374128402E-2},{"$f":"IFERROR(IF(OR(N63=\"\",'Lives scenario - input'!$F48=\"\"),\"\",N63/'Lives scenario - input'!$F48),\"\")","v":1.37787706260513E-2},{"$f":"IFERROR(IF(OR(O63=\"\",'Lives scenario - input'!$F48=\"\"),\"\",O63/'Lives scenario - input'!$F48),\"\")","v":1.5011112653216778E-2},{"$f":"IFERROR(IF(OR(P63=\"\",'Lives scenario - input'!$F48=\"\"),\"\",P63/'Lives scenario - input'!$F48),\"\")","v":1.6380436926565409E-2},{"$f":"IFERROR(IF(OR(Q63=\"\",'Lives scenario - input'!$F48=\"\"),\"\",Q63/'Lives scenario - input'!$F48),\"\")","v":1.8008474143024575E-2},{"$f":"IFERROR(IF(OR(R63=\"\",'Lives scenario - input'!$F48=\"\"),\"\",R63/'Lives scenario - input'!$F48),\"\")","v":2.0050706615269882E-2},{"$f":"IFERROR(IF(OR(S63=\"\",'Lives scenario - input'!$F48=\"\"),\"\",S63/'Lives scenario - input'!$F48),\"\")","v":2.2688085312036862E-2},{"$f":"IFERROR(IF(OR(T63=\"\",'Lives scenario - input'!$F48=\"\"),\"\",T63/'Lives scenario - input'!$F48),\"\")","v":2.6113317540422554E-2},{"$f":"IFERROR(IF(OR(U63=\"\",'Lives scenario - input'!$F48=\"\"),\"\",U63/'Lives scenario - input'!$F48),\"\")","v":3.0512329454870452E-2},{"$f":"IFERROR(IF(OR(V63=\"\",'Lives scenario - input'!$F48=\"\"),\"\",V63/'Lives scenario - input'!$F48),\"\")","v":3.6042399623630789E-2},{"$f":"IFERROR(IF(OR(W63=\"\",'Lives scenario - input'!$F48=\"\"),\"\",W63/'Lives scenario - input'!$F48),\"\")","v":4.2809364922221517E-2}]
[{"$f":"IFERROR('Lives scenario - input'!A49,\"\")","v":3},{"$f":"IFERROR('Lives scenario - input'!B49,\"\")","v":"SERVICE LINES"},{"$f":"IFERROR('Lives scenario - input'!C49,\"\")","v":"˂ = 11 kv ; residential ; simple type"},{"$f":"IFERROR(repcalc('Lives scenario - input'!$CX49:$GJ49,'Lives scenario - input'!$I49,'Lives scenario - input'!$G49,'Lives scenario - input'!$H49,20,TRUE,TRUE),\"\")","v":6075.1754593570595},6370.01777446703,6659.0107887067979,6939.6864903534251,7209.6204659547884,7466.5873859971198,7708.7002014804511,7934.5182374473898,8143.1132553744474,8334.0873890549719,8507.5420436178247,8664.0018569695258,8804.3022495267796,8929.4526574818447,9040.4900945198551,9138.339121716208,9223.6945496211192,9296.9421626025924,9358.130343583849,9407.0016125712245,{"$f":"IFERROR(IF(OR(D64=\"\",'Lives scenario - input'!$F49=\"\"),\"\",D64/'Lives scenario - input'!$F49),\"\")","v":5432.2558005316287},{"$f":"IFERROR(IF(OR(E64=\"\",'Lives scenario - input'!$F49=\"\"),\"\",E64/'Lives scenario - input'!$F49),\"\")","v":5695.8957377175448},{"$f":"IFERROR(IF(OR(F64=\"\",'Lives scenario - input'!$F49=\"\"),\"\",F64/'Lives scenario - input'!$F49),\"\")","v":5954.305389985142},{"$f":"IFERROR(IF(OR(G64=\"\",'Lives scenario - input'!$F49=\"\"),\"\",G64/'Lives scenario - input'!$F49),\"\")","v":6205.2779287271815},{"$f":"IFERROR(IF(OR(H64=\"\",'Lives scenario - input'!$F49=\"\"),\"\",H64/'Lives scenario - input'!$F49),\"\")","v":6446.6455097182088},{"$f":"IFERROR(IF(OR(I64=\"\",'Lives scenario - input'!$F49=\"\"),\"\",I64/'Lives scenario - input'!$F49),\"\")","v":6676.4183041474962},{"$f":"IFERROR(IF(OR(J64=\"\",'Lives scenario - input'!$F49=\"\"),\"\",J64/'Lives scenario - input'!$F49),\"\")","v":6892.9089643911693},{"$f":"IFERROR(IF(OR(K64=\"\",'Lives scenario - input'!$F49=\"\"),\"\",K64/'Lives scenario - input'!$F49),\"\")","v":7094.8292782903645},{"$f":"IFERROR(IF(OR(L64=\"\",'Lives scenario - input'!$F49=\"\"),\"\",L64/'Lives scenario - input'!$F49),\"\")","v":7281.3492403354076},{"$f":"IFERROR(IF(OR(M64=\"\",'Lives scenario - input'!$F49=\"\"),\"\",M64/'Lives scenario - input'!$F49),\"\")","v":7452.1130894419694},{"$f":"IFERROR(IF(OR(N64=\"\",'Lives scenario - input'!$F49=\"\"),\"\",N64/'Lives scenario - input'!$F49),\"\")","v":7607.2114993038604},{"$f":"IFERROR(IF(OR(O64=\"\",'Lives scenario - input'!$F49=\"\"),\"\",O64/'Lives scenario - input'!$F49),\"\")","v":7747.1135867934991},{"$f":"IFERROR(IF(OR(P64=\"\",'Lives scenario - input'!$F49=\"\"),\"\",P64/'Lives scenario - input'!$F49),\"\")","v":7872.5663620071164},{"$f":"IFERROR(IF(OR(Q64=\"\",'Lives scenario - input'!$F49=\"\"),\"\",Q64/'Lives scenario - input'!$F49),\"\")","v":7984.4724351898576},{"$f":"IFERROR(IF(OR(R64=\"\",'Lives scenario - input'!$F49=\"\"),\"\",R64/'Lives scenario - input'!$F49),\"\")","v":8083.7590756270265},{"$f":"IFERROR(IF(OR(S64=\"\",'Lives scenario - input'!$F49=\"\"),\"\",S64/'Lives scenario - input'!$F49),\"\")","v":8171.2530005547551},{"$f":"IFERROR(IF(OR(T64=\"\",'Lives scenario - input'!$F49=\"\"),\"\",T64/'Lives scenario - input'!$F49),\"\")","v":8247.5754905709327},{"$f":"IFERROR(IF(OR(U64=\"\",'Lives scenario - input'!$F49=\"\"),\"\",U64/'Lives scenario - input'!$F49),\"\")","v":8313.0715035100911},{"$f":"IFERROR(IF(OR(V64=\"\",'Lives scenario - input'!$F49=\"\"),\"\",V64/'Lives scenario - input'!$F49),\"\")","v":8367.7843020593846},{"$f":"IFERROR(IF(OR(W64=\"\",'Lives scenario - input'!$F49=\"\"),\"\",W64/'Lives scenario - input'!$F49),\"\")","v":8411.4836546479764}]
[{"$f":"IFERROR('Lives scenario - input'!A50,\"\")","v":""},{"$f":"IFERROR('Lives scenario - input'!B50,\"\")","v":""},{"$f":"IFERROR('Lives scenario - input'!C50,\"\")","v":""},{"$f":"IFERROR(repcalc('Lives scenario - input'!$CX50:$GJ50,'Lives scenario - input'!$I50,'Lives scenario - input'!$G50,'Lives scenario - input'!$H50,20,TRUE,TRUE),\"\")","v":""},"","","","","","","","","","","","","","","","","","","",{"$f":"IFERROR(IF(OR(D65=\"\",'Lives scenario - input'!$F50=\"\"),\"\",D65/'Lives scenario - input'!$F50),\"\")","v":""},{"$f":"IFERROR(IF(OR(E65=\"\",'Lives scenario - input'!$F50=\"\"),\"\",E65/'Lives scenario - input'!$F50),\"\")","v":""},{"$f":"IFERROR(IF(OR(F65=\"\",'Lives scenario - input'!$F50=\"\"),\"\",F65/'Lives scenario - input'!$F50),\"\")","v":""},{"$f":"IFERROR(IF(OR(G65=\"\",'Lives scenario - input'!$F50=\"\"),\"\",G65/'Lives scenario - input'!$F50),\"\")","v":""},{"$f":"IFERROR(IF(OR(H65=\"\",'Lives scenario - input'!$F50=\"\"),\"\",H65/'Lives scenario - input'!$F50),\"\")","v":""},{"$f":"IFERROR(IF(OR(I65=\"\",'Lives scenario - input'!$F50=\"\"),\"\",I65/'Lives scenario - input'!$F50),\"\")","v":""},{"$f":"IFERROR(IF(OR(J65=\"\",'Lives scenario - input'!$F50=\"\"),\"\",J65/'Lives scenario - input'!$F50),\"\")","v":""},{"$f":"IFERROR(IF(OR(K65=\"\",'Lives scenario - input'!$F50=\"\"),\"\",K65/'Lives scenario - input'!$F50),\"\")","v":""},{"$f":"IFERROR(IF(OR(L65=\"\",'Lives scenario - input'!$F50=\"\"),\"\",L65/'Lives scenario - input'!$F50),\"\")","v":""},{"$f":"IFERROR(IF(OR(M65=\"\",'Lives scenario - input'!$F50=\"\"),\"\",M65/'Lives scenario - input'!$F50),\"\")","v":""},{"$f":"IFERROR(IF(OR(N65=\"\",'Lives scenario - input'!$F50=\"\"),\"\",N65/'Lives scenario - input'!$F50),\"\")","v":""},{"$f":"IFERROR(IF(OR(O65=\"\",'Lives scenario - input'!$F50=\"\"),\"\",O65/'Lives scenario - input'!$F50),\"\")","v":""},{"$f":"IFERROR(IF(OR(P65=\"\",'Lives scenario - input'!$F50=\"\"),\"\",P65/'Lives scenario - input'!$F50),\"\")","v":""},{"$f":"IFERROR(IF(OR(Q65=\"\",'Lives scenario - input'!$F50=\"\"),\"\",Q65/'Lives scenario - input'!$F50),\"\")","v":""},{"$f":"IFERROR(IF(OR(R65=\"\",'Lives scenario - input'!$F50=\"\"),\"\",R65/'Lives scenario - input'!$F50),\"\")","v":""},{"$f":"IFERROR(IF(OR(S65=\"\",'Lives scenario - input'!$F50=\"\"),\"\",S65/'Lives scenario - input'!$F50),\"\")","v":""},{"$f":"IFERROR(IF(OR(T65=\"\",'Lives scenario - input'!$F50=\"\"),\"\",T65/'Lives scenario - input'!$F50),\"\")","v":""},{"$f":"IFERROR(IF(OR(U65=\"\",'Lives scenario - input'!$F50=\"\"),\"\",U65/'Lives scenario - input'!$F50),\"\")","v":""},{"$f":"IFERROR(IF(OR(V65=\"\",'Lives scenario - input'!$F50=\"\"),\"\",V65/'Lives scenario - input'!$F50),\"\")","v":""},{"$f":"IFERROR(IF(OR(W65=\"\",'Lives scenario - input'!$F50=\"\"),\"\",W65/'Lives scenario - input'!$F50),\"\")","v":""}]
[{"$f":"IFERROR('Lives scenario - input'!A51,\"\")","v":""},{"$f":"IFERROR('Lives scenario - input'!B51,\"\")","v":""},{"$f":"IFERROR('Lives scenario - input'!C51,\"\")","v":""},{"$f":"IFERROR(repcalc('Lives scenario - input'!$CX51:$GJ51,'Lives scenario - input'!$I51,'Lives scenario - input'!$G51,'Lives scenario - input'!$H51,20,TRUE,TRUE),\"\")","v":""},"","","","","","","","","","","","","","","","","","","",{"$f":"IFERROR(IF(OR(D66=\"\",'Lives scenario - input'!$F51=\"\"),\"\",D66/'Lives scenario - input'!$F51),\"\")","v":""},{"$f":"IFERROR(IF(OR(E66=\"\",'Lives scenario - input'!$F51=\"\"),\"\",E66/'Lives scenario - input'!$F51),\"\")","v":""},{"$f":"IFERROR(IF(OR(F66=\"\",'Lives scenario - input'!$F51=\"\"),\"\",F66/'Lives scenario - input'!$F51),\"\")","v":""},{"$f":"IFERROR(IF(OR(G66=\"\",'Lives scenario - input'!$F51=\"\"),\"\",G66/'Lives scenario - input'!$F51),\"\")","v":""},{"$f":"IFERROR(IF(OR(H66=\"\",'Lives scenario - input'!$F51=\"\"),\"\",H66/'Lives scenario - input'!$F51),\"\")","v":""},{"$f":"IFERROR(IF(OR(I66=\"\",'Lives scenario - input'!$F51=\"\"),\"\",I66/'Lives scenario - input'!$F51),\"\")","v":""},{"$f":"IFERROR(IF(OR(J66=\"\",'Lives scenario - input'!$F51=\"\"),\"\",J66/'Lives scenario - input'!$F51),\"\")","v":""},{"$f":"IFERROR(IF(OR(K66=\"\",'Lives scenario - input'!$F51=\"\"),\"\",K66/'Lives scenario - input'!$F51),\"\")","v":""},{"$f":"IFERROR(IF(OR(L66=\"\",'Lives scenario - input'!$F51=\"\"),\"\",L66/'Lives scenario - input'!$F51),\"\")","v":""},{"$f":"IFERROR(IF(OR(M66=\"\",'Lives scenario - input'!$F51=\"\"),\"\",M66/'Lives scenario - input'!$F51),\"\")","v":""},{"$f":"IFERROR(IF(OR(N66=\"\",'Lives scenario - input'!$F51=\"\"),\"\",N66/'Lives scenario - input'!$F51),\"\")","v":""},{"$f":"IFERROR(IF(OR(O66=\"\",'Lives scenario - input'!$F51=\"\"),\"\",O66/'Lives scenario - input'!$F51),\"\")","v":""},{"$f":"IFERROR(IF(OR(P66=\"\",'Lives scenario - input'!$F51=\"\"),\"\",P66/'Lives scenario - input'!$F51),\"\")","v":""},{"$f":"IFERROR(IF(OR(Q66=\"\",'Lives scenario - input'!$F51=\"\"),\"\",Q66/'Lives scenario - input'!$F51),\"\")","v":""},{"$f":"IFERROR(IF(OR(R66=\"\",'Lives scenario - input'!$F51=\"\"),\"\",R66/'Lives scenario - input'!$F51),\"\")","v":""},{"$f":"IFERROR(IF(OR(S66=\"\",'Lives scenario - input'!$F51=\"\"),\"\",S66/'Lives scenario - input'!$F51),\"\")","v":""},{"$f":"IFERROR(IF(OR(T66=\"\",'Lives scenario - input'!$F51=\"\"),\"\",T66/'Lives scenario - input'!$F51),\"\")","v":""},{"$f":"IFERROR(IF(OR(U66=\"\",'Lives scenario - input'!$F51=\"\"),\"\",U66/'Lives scenario - input'!$F51),\"\")","v":""},{"$f":"IFERROR(IF(OR(V66=\"\",'Lives scenario - input'!$F51=\"\"),\"\",V66/'Lives scenario - input'!$F51),\"\")","v":""},{"$f":"IFERROR(IF(OR(W66=\"\",'Lives scenario - input'!$F51=\"\"),\"\",W66/'Lives scenario - input'!$F51),\"\")","v":""}]
[{"$f":"IFERROR('Lives scenario - input'!A52,\"\")","v":""},{"$f":"IFERROR('Lives scenario - input'!B52,\"\")","v":""},{"$f":"IFERROR('Lives scenario - input'!C52,\"\")","v":""},{"$f":"IFERROR(repcalc('Lives scenario - input'!$CX52:$GJ52,'Lives scenario - input'!$I52,'Lives scenario - input'!$G52,'Lives scenario - input'!$H52,20,TRUE,TRUE),\"\")","v":""},"","","","","","","","","","","","","","","","","","","",{"$f":"IFERROR(IF(OR(D67=\"\",'Lives scenario - input'!$F52=\"\"),\"\",D67/'Lives scenario - input'!$F52),\"\")","v":""},{"$f":"IFERROR(IF(OR(E67=\"\",'Lives scenario - input'!$F52=\"\"),\"\",E67/'Lives scenario - input'!$F52),\"\")","v":""},{"$f":"IFERROR(IF(OR(F67=\"\",'Lives scenario - input'!$F52=\"\"),\"\",F67/'Lives scenario - input'!$F52),\"\")","v":""},{"$f":"IFERROR(IF(OR(G67=\"\",'Lives scenario - input'!$F52=\"\"),\"\",G67/'Lives scenario - input'!$F52),\"\")","v":""},{"$f":"IFERROR(IF(OR(H67=\"\",'Lives scenario - input'!$F52=\"\"),\"\",H67/'Lives scenario - input'!$F52),\"\")","v":""},{"$f":"IFERROR(IF(OR(I67=\"\",'Lives scenario - input'!$F52=\"\"),\"\",I67/'Lives scenario - input'!$F52),\"\")","v":""},{"$f":"IFERROR(IF(OR(J67=\"\",'Lives scenario - input'!$F52=\"\"),\"\",J67/'Lives scenario - input'!$F52),\"\")","v":""},{"$f":"IFERROR(IF(OR(K67=\"\",'Lives scenario - input'!$F52=\"\"),\"\",K67/'Lives scenario - input'!$F52),\"\")","v":""},{"$f":"IFERROR(IF(OR(L67=\"\",'Lives scenario - input'!$F52=\"\"),\"\",L67/'Lives scenario - input'!$F52),\"\")","v":""},{"$f":"IFERROR(IF(OR(M67=\"\",'Lives scenario - input'!$F52=\"\"),\"\",M67/'Lives scenario - input'!$F52),\"\")","v":""},{"$f":"IFERROR(IF(OR(N67=\"\",'Lives scenario - input'!$F52=\"\"),\"\",N67/'Lives scenario - input'!$F52),\"\")","v":""},{"$f":"IFERROR(IF(OR(O67=\"\",'Lives scenario - input'!$F52=\"\"),\"\",O67/'Lives scenario - input'!$F52),\"\")","v":""},{"$f":"IFERROR(IF(OR(P67=\"\",'Lives scenario - input'!$F52=\"\"),\"\",P67/'Lives scenario - input'!$F52),\"\")","v":""},{"$f":"IFERROR(IF(OR(Q67=\"\",'Lives scenario - input'!$F52=\"\"),\"\",Q67/'Lives scenario - input'!$F52),\"\")","v":""},{"$f":"IFERROR(IF(OR(R67=\"\",'Lives scenario - input'!$F52=\"\"),\"\",R67/'Lives scenario - input'!$F52),\"\")","v":""},{"$f":"IFERROR(IF(OR(S67=\"\",'Lives scenario - input'!$F52=\"\"),\"\",S67/'Lives scenario - input'!$F52),\"\")","v":""},{"$f":"IFERROR(IF(OR(T67=\"\",'Lives scenario - input'!$F52=\"\"),\"\",T67/'Lives scenario - input'!$F52),\"\")","v":""},{"$f":"IFERROR(IF(OR(U67=\"\",'Lives scenario - input'!$F52=\"\"),\"\",U67/'Lives scenario - input'!$F52),\"\")","v":""},{"$f":"IFERROR(IF(OR(V67=\"\",'Lives scenario - input'!$F52=\"\"),\"\",V67/'Lives scenario - input'!$F52),\"\")","v":""},{"$f":"IFERROR(IF(OR(W67=\"\",'Lives scenario - input'!$F52=\"\"),\"\",W67/'Lives scenario - input'!$F52),\"\")","v":""}]
[{"$f":"IFERROR('Lives scenario - input'!A53,\"\")","v":""},{"$f":"IFERROR('Lives scenario - input'!B53,\"\")","v":""},{"$f":"IFERROR('Lives scenario - input'!C53,\"\")","v":""},{"$f":"IFERROR(repcalc('Lives scenario - input'!$CX53:$GJ53,'Lives scenario - input'!$I53,'Lives scenario - input'!$G53,'Lives scenario - input'!$H53,20,TRUE,TRUE),\"\")","v":""},"","","","","","","","","","","","","","","","","","","",{"$f":"IFERROR(IF(OR(D68=\"\",'Lives scenario - input'!$F53=\"\"),\"\",D68/'Lives scenario - input'!$F53),\"\")","v":""},{"$f":"IFERROR(IF(OR(E68=\"\",'Lives scenario - input'!$F53=\"\"),\"\",E68/'Lives scenario - input'!$F53),\"\")","v":""},{"$f":"IFERROR(IF(OR(F68=\"\",'Lives scenario - input'!$F53=\"\"),\"\",F68/'Lives scenario - input'!$F53),\"\")","v":""},{"$f":"IFERROR(IF(OR(G68=\"\",'Lives scenario - input'!$F53=\"\"),\"\",G68/'Lives scenario - input'!$F53),\"\")","v":""},{"$f":"IFERROR(IF(OR(H68=\"\",'Lives scenario - input'!$F53=\"\"),\"\",H68/'Lives scenario - input'!$F53),\"\")","v":""},{"$f":"IFERROR(IF(OR(I68=\"\",'Lives scenario - input'!$F53=\"\"),\"\",I68/'Lives scenario - input'!$F53),\"\")","v":""},{"$f":"IFERROR(IF(OR(J68=\"\",'Lives scenario - input'!$F53=\"\"),\"\",J68/'Lives scenario - input'!$F53),\"\")","v":""},{"$f":"IFERROR(IF(OR(K68=\"\",'Lives scenario - input'!$F53=\"\"),\"\",K68/'Lives scenario - input'!$F53),\"\")","v":""},{"$f":"IFERROR(IF(OR(L68=\"\",'Lives scenario - input'!$F53=\"\"),\"\",L68/'Lives scenario - input'!$F53),\"\")","v":""},{"$f":"IFERROR(IF(OR(M68=\"\",'Lives scenario - input'!$F53=\"\"),\"\",M68/'Lives scenario - input'!$F53),\"\")","v":""},{"$f":"IFERROR(IF(OR(N68=\"\",'Lives scenario - input'!$F53=\"\"),\"\",N68/'Lives scenario - input'!$F53),\"\")","v":""},{"$f":"IFERROR(IF(OR(O68=\"\",'Lives scenario - input'!$F53=\"\"),\"\",O68/'Lives scenario - input'!$F53),\"\")","v":""},{"$f":"IFERROR(IF(OR(P68=\"\",'Lives scenario - input'!$F53=\"\"),\"\",P68/'Lives scenario - input'!$F53),\"\")","v":""},{"$f":"IFERROR(IF(OR(Q68=\"\",'Lives scenario - input'!$F53=\"\"),\"\",Q68/'Lives scenario - input'!$F53),\"\")","v":""},{"$f":"IFERROR(IF(OR(R68=\"\",'Lives scenario - input'!$F53=\"\"),\"\",R68/'Lives scenario - input'!$F53),\"\")","v":""},{"$f":"IFERROR(IF(OR(S68=\"\",'Lives scenario - input'!$F53=\"\"),\"\",S68/'Lives scenario - input'!$F53),\"\")","v":""},{"$f":"IFERROR(IF(OR(T68=\"\",'Lives scenario - input'!$F53=\"\"),\"\",T68/'Lives scenario - input'!$F53),\"\")","v":""},{"$f":"IFERROR(IF(OR(U68=\"\",'Lives scenario - input'!$F53=\"\"),\"\",U68/'Lives scenario - input'!$F53),\"\")","v":""},{"$f":"IFERROR(IF(OR(V68=\"\",'Lives scenario - input'!$F53=\"\"),\"\",V68/'Lives scenario - input'!$F53),\"\")","v":""},{"$f":"IFERROR(IF(OR(W68=\"\",'Lives scenario - input'!$F53=\"\"),\"\",W68/'Lives scenario - input'!$F53),\"\")","v":""}]
[{"$f":"IFERROR('Lives scenario - input'!A54,\"\")","v":""},{"$f":"IFERROR('Lives scenario - input'!B54,\"\")","v":""},{"$f":"IFERROR('Lives scenario - input'!C54,\"\")","v":""},{"$f":"IFERROR(repcalc('Lives scenario - input'!$CX54:$GJ54,'Lives scenario - input'!$I54,'Lives scenario - input'!$G54,'Lives scenario - input'!$H54,20,TRUE,TRUE),\"\")","v":""},"","","","","","","","","","","","","","","","","","","",{"$f":"IFERROR(IF(OR(D69=\"\",'Lives scenario - input'!$F54=\"\"),\"\",D69/'Lives scenario - input'!$F54),\"\")","v":""},{"$f":"IFERROR(IF(OR(E69=\"\",'Lives scenario - input'!$F54=\"\"),\"\",E69/'Lives scenario - input'!$F54),\"\")","v":""},{"$f":"IFERROR(IF(OR(F69=\"\",'Lives scenario - input'!$F54=\"\"),\"\",F69/'Lives scenario - input'!$F54),\"\")","v":""},{"$f":"IFERROR(IF(OR(G69=\"\",'Lives scenario - input'!$F54=\"\"),\"\",G69/'Lives scenario - input'!$F54),\"\")","v":""},{"$f":"IFERROR(IF(OR(H69=\"\",'Lives scenario - input'!$F54=\"\"),\"\",H69/'Lives scenario - input'!$F54),\"\")","v":""},{"$f":"IFERROR(IF(OR(I69=\"\",'Lives scenario - input'!$F54=\"\"),\"\",I69/'Lives scenario - input'!$F54),\"\")","v":""},{"$f":"IFERROR(IF(OR(J69=\"\",'Lives scenario - input'!$F54=\"\"),\"\",J69/'Lives scenario - input'!$F54),\"\")","v":""},{"$f":"IFERROR(IF(OR(K69=\"\",'Lives scenario - input'!$F54=\"\"),\"\",K69/'Lives scenario - input'!$F54),\"\")","v":""},{"$f":"IFERROR(IF(OR(L69=\"\",'Lives scenario - input'!$F54=\"\"),\"\",L69/'Lives scenario - input'!$F54),\"\")","v":""},{"$f":"IFERROR(IF(OR(M69=\"\",'Lives scenario - input'!$F54=\"\"),\"\",M69/'Lives scenario - input'!$F54),\"\")","v":""},{"$f":"IFERROR(IF(OR(N69=\"\",'Lives scenario - input'!$F54=\"\"),\"\",N69/'Lives scenario - input'!$F54),\"\")","v":""},{"$f":"IFERROR(IF(OR(O69=\"\",'Lives scenario - input'!$F54=\"\"),\"\",O69/'Lives scenario - input'!$F54),\"\")","v":""},{"$f":"IFERROR(IF(OR(P69=\"\",'Lives scenario - input'!$F54=\"\"),\"\",P69/'Lives scenario - input'!$F54),\"\")","v":""},{"$f":"IFERROR(IF(OR(Q69=\"\",'Lives scenario - input'!$F54=\"\"),\"\",Q69/'Lives scenario - input'!$F54),\"\")","v":""},{"$f":"IFERROR(IF(OR(R69=\"\",'Lives scenario - input'!$F54=\"\"),\"\",R69/'Lives scenario - input'!$F54),\"\")","v":""},{"$f":"IFERROR(IF(OR(S69=\"\",'Lives scenario - input'!$F54=\"\"),\"\",S69/'Lives scenario - input'!$F54),\"\")","v":""},{"$f":"IFERROR(IF(OR(T69=\"\",'Lives scenario - input'!$F54=\"\"),\"\",T69/'Lives scenario - input'!$F54),\"\")","v":""},{"$f":"IFERROR(IF(OR(U69=\"\",'Lives scenario - input'!$F54=\"\"),\"\",U69/'Lives scenario - input'!$F54),\"\")","v":""},{"$f":"IFERROR(IF(OR(V69=\"\",'Lives scenario - input'!$F54=\"\"),\"\",V69/'Lives scenario - input'!$F54),\"\")","v":""},{"$f":"IFERROR(IF(OR(W69=\"\",'Lives scenario - input'!$F54=\"\"),\"\",W69/'Lives scenario - input'!$F54),\"\")","v":""}]
[{"$f":"IFERROR('Lives scenario - input'!A55,\"\")","v":""},{"$f":"IFERROR('Lives scenario - input'!B55,\"\")","v":""},{"$f":"IFERROR('Lives scenario - input'!C55,\"\")","v":""},{"$f":"IFERROR(repcalc('Lives scenario - input'!$CX55:$GJ55,'Lives scenario - input'!$I55,'Lives scenario - input'!$G55,'Lives scenario - input'!$H55,20,TRUE,TRUE),\"\")","v":""},"","","","","","","","","","","","","","","","","","","",{"$f":"IFERROR(IF(OR(D70=\"\",'Lives scenario - input'!$F55=\"\"),\"\",D70/'Lives scenario - input'!$F55),\"\")","v":""},{"$f":"IFERROR(IF(OR(E70=\"\",'Lives scenario - input'!$F55=\"\"),\"\",E70/'Lives scenario - input'!$F55),\"\")","v":""},{"$f":"IFERROR(IF(OR(F70=\"\",'Lives scenario - input'!$F55=\"\"),\"\",F70/'Lives scenario - input'!$F55),\"\")","v":""},{"$f":"IFERROR(IF(OR(G70=\"\",'Lives scenario - input'!$F55=\"\"),\"\",G70/'Lives scenario - input'!$F55),\"\")","v":""},{"$f":"IFERROR(IF(OR(H70=\"\",'Lives scenario - input'!$F55=\"\"),\"\",H70/'Lives scenario - input'!$F55),\"\")","v":""},{"$f":"IFERROR(IF(OR(I70=\"\",'Lives scenario - input'!$F55=\"\"),\"\",I70/'Lives scenario - input'!$F55),\"\")","v":""},{"$f":"IFERROR(IF(OR(J70=\"\",'Lives scenario - input'!$F55=\"\"),\"\",J70/'Lives scenario - input'!$F55),\"\")","v":""},{"$f":"IFERROR(IF(OR(K70=\"\",'Lives scenario - input'!$F55=\"\"),\"\",K70/'Lives scenario - input'!$F55),\"\")","v":""},{"$f":"IFERROR(IF(OR(L70=\"\",'Lives scenario - input'!$F55=\"\"),\"\",L70/'Lives scenario - input'!$F55),\"\")","v":""},{"$f":"IFERROR(IF(OR(M70=\"\",'Lives scenario - input'!$F55=\"\"),\"\",M70/'Lives scenario - input'!$F55),\"\")","v":""},{"$f":"IFERROR(IF(OR(N70=\"\",'Lives scenario - input'!$F55=\"\"),\"\",N70/'Lives scenario - input'!$F55),\"\")","v":""},{"$f":"IFERROR(IF(OR(O70=\"\",'Lives scenario - input'!$F55=\"\"),\"\",O70/'Lives scenario - input'!$F55),\"\")","v":""},{"$f":"IFERROR(IF(OR(P70=\"\",'Lives scenario - input'!$F55=\"\"),\"\",P70/'Lives scenario - input'!$F55),\"\")","v":""},{"$f":"IFERROR(IF(OR(Q70=\"\",'Lives scenario - input'!$F55=\"\"),\"\",Q70/'Lives scenario - input'!$F55),\"\")","v":""},{"$f":"IFERROR(IF(OR(R70=\"\",'Lives scenario - input'!$F55=\"\"),\"\",R70/'Lives scenario - input'!$F55),\"\")","v":""},{"$f":"IFERROR(IF(OR(S70=\"\",'Lives scenario - input'!$F55=\"\"),\"\",S70/'Lives scenario - input'!$F55),\"\")","v":""},{"$f":"IFERROR(IF(OR(T70=\"\",'Lives scenario - input'!$F55=\"\"),\"\",T70/'Lives scenario - input'!$F55),\"\")","v":""},{"$f":"IFERROR(IF(OR(U70=\"\",'Lives scenario - input'!$F55=\"\"),\"\",U70/'Lives scenario - input'!$F55),\"\")","v":""},{"$f":"IFERROR(IF(OR(V70=\"\",'Lives scenario - input'!$F55=\"\"),\"\",V70/'Lives scenario - input'!$F55),\"\")","v":""},{"$f":"IFERROR(IF(OR(W70=\"\",'Lives scenario - input'!$F55=\"\"),\"\",W70/'Lives scenario - input'!$F55),\"\")","v":""}]
[{"$f":"IFERROR('Lives scenario - input'!A56,\"\")","v":""},{"$f":"IFERROR('Lives scenario - input'!B56,\"\")","v":""},{"$f":"IFERROR('Lives scenario - input'!C56,\"\")","v":""},{"$f":"IFERROR(repcalc('Lives scenario - input'!$CX56:$GJ56,'Lives scenario - input'!$I56,'Lives scenario - input'!$G56,'Lives scenario - input'!$H56,20,TRUE,TRUE),\"\")","v":""},"","","","","","","","","","","","","","","","","","","",{"$f":"IFERROR(IF(OR(D71=\"\",'Lives scenario - input'!$F56=\"\"),\"\",D71/'Lives scenario - input'!$F56),\"\")","v":""},{"$f":"IFERROR(IF(OR(E71=\"\",'Lives scenario - input'!$F56=\"\"),\"\",E71/'Lives scenario - input'!$F56),\"\")","v":""},{"$f":"IFERROR(IF(OR(F71=\"\",'Lives scenario - input'!$F56=\"\"),\"\",F71/'Lives scenario - input'!$F56),\"\")","v":""},{"$f":"IFERROR(IF(OR(G71=\"\",'Lives scenario - input'!$F56=\"\"),\"\",G71/'Lives scenario - input'!$F56),\"\")","v":""},{"$f":"IFERROR(IF(OR(H71=\"\",'Lives scenario - input'!$F56=\"\"),\"\",H71/'Lives scenario - input'!$F56),\"\")","v":""},{"$f":"IFERROR(IF(OR(I71=\"\",'Lives scenario - input'!$F56=\"\"),\"\",I71/'Lives scenario - input'!$F56),\"\")","v":""},{"$f":"IFERROR(IF(OR(J71=\"\",'Lives scenario - input'!$F56=\"\"),\"\",J71/'Lives scenario - input'!$F56),\"\")","v":""},{"$f":"IFERROR(IF(OR(K71=\"\",'Lives scenario - input'!$F56=\"\"),\"\",K71/'Lives scenario - input'!$F56),\"\")","v":""},{"$f":"IFERROR(IF(OR(L71=\"\",'Lives scenario - input'!$F56=\"\"),\"\",L71/'Lives scenario - input'!$F56),\"\")","v":""},{"$f":"IFERROR(IF(OR(M71=\"\",'Lives scenario - input'!$F56=\"\"),\"\",M71/'Lives scenario - input'!$F56),\"\")","v":""},{"$f":"IFERROR(IF(OR(N71=\"\",'Lives scenario - input'!$F56=\"\"),\"\",N71/'Lives scenario - input'!$F56),\"\")","v":""},{"$f":"IFERROR(IF(OR(O71=\"\",'Lives scenario - input'!$F56=\"\"),\"\",O71/'Lives scenario - input'!$F56),\"\")","v":""},{"$f":"IFERROR(IF(OR(P71=\"\",'Lives scenario - input'!$F56=\"\"),\"\",P71/'Lives scenario - input'!$F56),\"\")","v":""},{"$f":"IFERROR(IF(OR(Q71=\"\",'Lives scenario - input'!$F56=\"\"),\"\",Q71/'Lives scenario - input'!$F56),\"\")","v":""},{"$f":"IFERROR(IF(OR(R71=\"\",'Lives scenario - input'!$F56=\"\"),\"\",R71/'Lives scenario - input'!$F56),\"\")","v":""},{"$f":"IFERROR(IF(OR(S71=\"\",'Lives scenario - input'!$F56=\"\"),\"\",S71/'Lives scenario - input'!$F56),\"\")","v":""},{"$f":"IFERROR(IF(OR(T71=\"\",'Lives scenario - input'!$F56=\"\"),\"\",T71/'Lives scenario - input'!$F56),\"\")","v":""},{"$f":"IFERROR(IF(OR(U71=\"\",'Lives scenario - input'!$F56=\"\"),\"\",U71/'Lives scenario - input'!$F56),\"\")","v":""},{"$f":"IFERROR(IF(OR(V71=\"\",'Lives scenario - input'!$F56=\"\"),\"\",V71/'Lives scenario - input'!$F56),\"\")","v":""},{"$f":"IFERROR(IF(OR(W71=\"\",'Lives scenario - input'!$F56=\"\"),\"\",W71/'Lives scenario - input'!$F56),\"\")","v":""}]
[{"$f":"IFERROR('Lives scenario - input'!A57,\"\")","v":""},{"$f":"IFERROR('Lives scenario - input'!B57,\"\")","v":""},{"$f":"IFERROR('Lives scenario - input'!C57,\"\")","v":""},{"$f":"IFERROR(repcalc('Lives scenario - input'!$CX57:$GJ57,'Lives scenario - input'!$I57,'Lives scenario - input'!$G57,'Lives scenario - input'!$H57,20,TRUE,TRUE),\"\")","v":""},"","","","","","","","","","","","","","","","","","","",{"$f":"IFERROR(IF(OR(D72=\"\",'Lives scenario - input'!$F57=\"\"),\"\",D72/'Lives scenario - input'!$F57),\"\")","v":""},{"$f":"IFERROR(IF(OR(E72=\"\",'Lives scenario - input'!$F57=\"\"),\"\",E72/'Lives scenario - input'!$F57),\"\")","v":""},{"$f":"IFERROR(IF(OR(F72=\"\",'Lives scenario - input'!$F57=\"\"),\"\",F72/'Lives scenario - input'!$F57),\"\")","v":""},{"$f":"IFERROR(IF(OR(G72=\"\",'Lives scenario - input'!$F57=\"\"),\"\",G72/'Lives scenario - input'!$F57),\"\")","v":""},{"$f":"IFERROR(IF(OR(H72=\"\",'Lives scenario - input'!$F57=\"\"),\"\",H72/'Lives scenario - input'!$F57),\"\")","v":""},{"$f":"IFERROR(IF(OR(I72=\"\",'Lives scenario - input'!$F57=\"\"),\"\",I72/'Lives scenario - input'!$F57),\"\")","v":""},{"$f":"IFERROR(IF(OR(J72=\"\",'Lives scenario - input'!$F57=\"\"),\"\",J72/'Lives scenario - input'!$F57),\"\")","v":""},{"$f":"IFERROR(IF(OR(K72=\"\",'Lives scenario - input'!$F57=\"\"),\"\",K72/'Lives scenario - input'!$F57),\"\")","v":""},{"$f":"IFERROR(IF(OR(L72=\"\",'Lives scenario - input'!$F57=\"\"),\"\",L72/'Lives scenario - input'!$F57),\"\")","v":""},{"$f":"IFERROR(IF(OR(M72=\"\",'Lives scenario - input'!$F57=\"\"),\"\",M72/'Lives scenario - input'!$F57),\"\")","v":""},{"$f":"IFERROR(IF(OR(N72=\"\",'Lives scenario - input'!$F57=\"\"),\"\",N72/'Lives scenario - input'!$F57),\"\")","v":""},{"$f":"IFERROR(IF(OR(O72=\"\",'Lives scenario - input'!$F57=\"\"),\"\",O72/'Lives scenario - input'!$F57),\"\")","v":""},{"$f":"IFERROR(IF(OR(P72=\"\",'Lives scenario - input'!$F57=\"\"),\"\",P72/'Lives scenario - input'!$F57),\"\")","v":""},{"$f":"IFERROR(IF(OR(Q72=\"\",'Lives scenario - input'!$F57=\"\"),\"\",Q72/'Lives scenario - input'!$F57),\"\")","v":""},{"$f":"IFERROR(IF(OR(R72=\"\",'Lives scenario - input'!$F57=\"\"),\"\",R72/'Lives scenario - input'!$F57),\"\")","v":""},{"$f":"IFERROR(IF(OR(S72=\"\",'Lives scenario - input'!$F57=\"\"),\"\",S72/'Lives scenario - input'!$F57),\"\")","v":""},{"$f":"IFERROR(IF(OR(T72=\"\",'Lives scenario - input'!$F57=\"\"),\"\",T72/'Lives scenario - input'!$F57),\"\")","v":""},{"$f":"IFERROR(IF(OR(U72=\"\",'Lives scenario - input'!$F57=\"\"),\"\",U72/'Lives scenario - input'!$F57),\"\")","v":""},{"$f":"IFERROR(IF(OR(V72=\"\",'Lives scenario - input'!$F57=\"\"),\"\",V72/'Lives scenario - input'!$F57),\"\")","v":""},{"$f":"IFERROR(IF(OR(W72=\"\",'Lives scenario - input'!$F57=\"\"),\"\",W72/'Lives scenario - input'!$F57),\"\")","v":""}]
[{"$f":"IFERROR('Lives scenario - input'!A58,\"\")","v":""},{"$f":"IFERROR('Lives scenario - input'!B58,\"\")","v":""},{"$f":"IFERROR('Lives scenario - input'!C58,\"\")","v":""},{"$f":"IFERROR(repcalc('Lives scenario - input'!$CX58:$GJ58,'Lives scenario - input'!$I58,'Lives scenario - input'!$G58,'Lives scenario - input'!$H58,20,TRUE,TRUE),\"\")","v":""},"","","","","","","","","","","","","","","","","","","",{"$f":"IFERROR(IF(OR(D73=\"\",'Lives scenario - input'!$F58=\"\"),\"\",D73/'Lives scenario - input'!$F58),\"\")","v":""},{"$f":"IFERROR(IF(OR(E73=\"\",'Lives scenario - input'!$F58=\"\"),\"\",E73/'Lives scenario - input'!$F58),\"\")","v":""},{"$f":"IFERROR(IF(OR(F73=\"\",'Lives scenario - input'!$F58=\"\"),\"\",F73/'Lives scenario - input'!$F58),\"\")","v":""},{"$f":"IFERROR(IF(OR(G73=\"\",'Lives scenario - input'!$F58=\"\"),\"\",G73/'Lives scenario - input'!$F58),\"\")","v":""},{"$f":"IFERROR(IF(OR(H73=\"\",'Lives scenario - input'!$F58=\"\"),\"\",H73/'Lives scenario - input'!$F58),\"\")","v":""},{"$f":"IFERROR(IF(OR(I73=\"\",'Lives scenario - input'!$F58=\"\"),\"\",I73/'Lives scenario - input'!$F58),\"\")","v":""},{"$f":"IFERROR(IF(OR(J73=\"\",'Lives scenario - input'!$F58=\"\"),\"\",J73/'Lives scenario - input'!$F58),\"\")","v":""},{"$f":"IFERROR(IF(OR(K73=\"\",'Lives scenario - input'!$F58=\"\"),\"\",K73/'Lives scenario - input'!$F58),\"\")","v":""},{"$f":"IFERROR(IF(OR(L73=\"\",'Lives scenario - input'!$F58=\"\"),\"\",L73/'Lives scenario - input'!$F58),\"\")","v":""},{"$f":"IFERROR(IF(OR(M73=\"\",'Lives scenario - input'!$F58=\"\"),\"\",M73/'Lives scenario - input'!$F58),\"\")","v":""},{"$f":"IFERROR(IF(OR(N73=\"\",'Lives scenario - input'!$F58=\"\"),\"\",N73/'Lives scenario - input'!$F58),\"\")","v":""},{"$f":"IFERROR(IF(OR(O73=\"\",'Lives scenario - input'!$F58=\"\"),\"\",O73/'Lives scenario - input'!$F58),\"\")","v":""},{"$f":"IFERROR(IF(OR(P73=\"\",'Lives scenario - input'!$F58=\"\"),\"\",P73/'Lives scenario - input'!$F58),\"\")","v":""},{"$f":"IFERROR(IF(OR(Q73=\"\",'Lives scenario - input'!$F58=\"\"),\"\",Q73/'Lives scenario - input'!$F58),\"\")","v":""},{"$f":"IFERROR(IF(OR(R73=\"\",'Lives scenario - input'!$F58=\"\"),\"\",R73/'Lives scenario - input'!$F58),\"\")","v":""},{"$f":"IFERROR(IF(OR(S73=\"\",'Lives scenario - input'!$F58=\"\"),\"\",S73/'Lives scenario - input'!$F58),\"\")","v":""},{"$f":"IFERROR(IF(OR(T73=\"\",'Lives scenario - input'!$F58=\"\"),\"\",T73/'Lives scenario - input'!$F58),\"\")","v":""},{"$f":"IFERROR(IF(OR(U73=\"\",'Lives scenario - input'!$F58=\"\"),\"\",U73/'Lives scenario - input'!$F58),\"\")","v":""},{"$f":"IFERROR(IF(OR(V73=\"\",'Lives scenario - input'!$F58=\"\"),\"\",V73/'Lives scenario - input'!$F58),\"\")","v":""},{"$f":"IFERROR(IF(OR(W73=\"\",'Lives scenario - input'!$F58=\"\"),\"\",W73/'Lives scenario - input'!$F58),\"\")","v":""}]
[{"$f":"IFERROR('Lives scenario - input'!A59,\"\")","v":""},{"$f":"IFERROR('Lives scenario - input'!B59,\"\")","v":""},{"$f":"IFERROR('Lives scenario - input'!C59,\"\")","v":""},{"$f":"IFERROR(repcalc('Lives scenario - input'!$CX59:$GJ59,'Lives scenario - input'!$I59,'Lives scenario - input'!$G59,'Lives scenario - input'!$H59,20,TRUE,TRUE),\"\")","v":""},"","","","","","","","","","","","","","","","","","","",{"$f":"IFERROR(IF(OR(D74=\"\",'Lives scenario - input'!$F59=\"\"),\"\",D74/'Lives scenario - input'!$F59),\"\")","v":""},{"$f":"IFERROR(IF(OR(E74=\"\",'Lives scenario - input'!$F59=\"\"),\"\",E74/'Lives scenario - input'!$F59),\"\")","v":""},{"$f":"IFERROR(IF(OR(F74=\"\",'Lives scenario - input'!$F59=\"\"),\"\",F74/'Lives scenario - input'!$F59),\"\")","v":""},{"$f":"IFERROR(IF(OR(G74=\"\",'Lives scenario - input'!$F59=\"\"),\"\",G74/'Lives scenario - input'!$F59),\"\")","v":""},{"$f":"IFERROR(IF(OR(H74=\"\",'Lives scenario - input'!$F59=\"\"),\"\",H74/'Lives scenario - input'!$F59),\"\")","v":""},{"$f":"IFERROR(IF(OR(I74=\"\",'Lives scenario - input'!$F59=\"\"),\"\",I74/'Lives scenario - input'!$F59),\"\")","v":""},{"$f":"IFERROR(IF(OR(J74=\"\",'Lives scenario - input'!$F59=\"\"),\"\",J74/'Lives scenario - input'!$F59),\"\")","v":""},{"$f":"IFERROR(IF(OR(K74=\"\",'Lives scenario - input'!$F59=\"\"),\"\",K74/'Lives scenario - input'!$F59),\"\")","v":""},{"$f":"IFERROR(IF(OR(L74=\"\",'Lives scenario - input'!$F59=\"\"),\"\",L74/'Lives scenario - input'!$F59),\"\")","v":""},{"$f":"IFERROR(IF(OR(M74=\"\",'Lives scenario - input'!$F59=\"\"),\"\",M74/'Lives scenario - input'!$F59),\"\")","v":""},{"$f":"IFERROR(IF(OR(N74=\"\",'Lives scenario - input'!$F59=\"\"),\"\",N74/'Lives scenario - input'!$F59),\"\")","v":""},{"$f":"IFERROR(IF(OR(O74=\"\",'Lives scenario - input'!$F59=\"\"),\"\",O74/'Lives scenario - input'!$F59),\"\")","v":""},{"$f":"IFERROR(IF(OR(P74=\"\",'Lives scenario - input'!$F59=\"\"),\"\",P74/'Lives scenario - input'!$F59),\"\")","v":""},{"$f":"IFERROR(IF(OR(Q74=\"\",'Lives scenario - input'!$F59=\"\"),\"\",Q74/'Lives scenario - input'!$F59),\"\")","v":""},{"$f":"IFERROR(IF(OR(R74=\"\",'Lives scenario - input'!$F59=\"\"),\"\",R74/'Lives scenario - input'!$F59),\"\")","v":""},{"$f":"IFERROR(IF(OR(S74=\"\",'Lives scenario - input'!$F59=\"\"),\"\",S74/'Lives scenario - input'!$F59),\"\")","v":""},{"$f":"IFERROR(IF(OR(T74=\"\",'Lives scenario - input'!$F59=\"\"),\"\",T74/'Lives scenario - input'!$F59),\"\")","v":""},{"$f":"IFERROR(IF(OR(U74=\"\",'Lives scenario - input'!$F59=\"\"),\"\",U74/'Lives scenario - input'!$F59),\"\")","v":""},{"$f":"IFERROR(IF(OR(V74=\"\",'Lives scenario - input'!$F59=\"\"),\"\",V74/'Lives scenario - input'!$F59),\"\")","v":""},{"$f":"IFERROR(IF(OR(W74=\"\",'Lives scenario - input'!$F59=\"\"),\"\",W74/'Lives scenario - input'!$F59),\"\")","v":""}]
[{"$f":"IFERROR('Lives scenario - input'!A60,\"\")","v":""},{"$f":"IFERROR('Lives scenario - input'!B60,\"\")","v":""},{"$f":"IFERROR('Lives scenario - input'!C60,\"\")","v":""},{"$f":"IFERROR(repcalc('Lives scenario - input'!$CX60:$GJ60,'Lives scenario - input'!$I60,'Lives scenario - input'!$G60,'Lives scenario - input'!$H60,20,TRUE,TRUE),\"\")","v":""},"","","","","","","","","","","","","","","","","","","",{"$f":"IFERROR(IF(OR(D75=\"\",'Lives scenario - input'!$F60=\"\"),\"\",D75/'Lives scenario - input'!$F60),\"\")","v":""},{"$f":"IFERROR(IF(OR(E75=\"\",'Lives scenario - input'!$F60=\"\"),\"\",E75/'Lives scenario - input'!$F60),\"\")","v":""},{"$f":"IFERROR(IF(OR(F75=\"\",'Lives scenario - input'!$F60=\"\"),\"\",F75/'Lives scenario - input'!$F60),\"\")","v":""},{"$f":"IFERROR(IF(OR(G75=\"\",'Lives scenario - input'!$F60=\"\"),\"\",G75/'Lives scenario - input'!$F60),\"\")","v":""},{"$f":"IFERROR(IF(OR(H75=\"\",'Lives scenario - input'!$F60=\"\"),\"\",H75/'Lives scenario - input'!$F60),\"\")","v":""},{"$f":"IFERROR(IF(OR(I75=\"\",'Lives scenario - input'!$F60=\"\"),\"\",I75/'Lives scenario - input'!$F60),\"\")","v":""},{"$f":"IFERROR(IF(OR(J75=\"\",'Lives scenario - input'!$F60=\"\"),\"\",J75/'Lives scenario - input'!$F60),\"\")","v":""},{"$f":"IFERROR(IF(OR(K75=\"\",'Lives scenario - input'!$F60=\"\"),\"\",K75/'Lives scenario - input'!$F60),\"\")","v":""},{"$f":"IFERROR(IF(OR(L75=\"\",'Lives scenario - input'!$F60=\"\"),\"\",L75/'Lives scenario - input'!$F60),\"\")","v":""},{"$f":"IFERROR(IF(OR(M75=\"\",'Lives scenario - input'!$F60=\"\"),\"\",M75/'Lives scenario - input'!$F60),\"\")","v":""},{"$f":"IFERROR(IF(OR(N75=\"\",'Lives scenario - input'!$F60=\"\"),\"\",N75/'Lives scenario - input'!$F60),\"\")","v":""},{"$f":"IFERROR(IF(OR(O75=\"\",'Lives scenario - input'!$F60=\"\"),\"\",O75/'Lives scenario - input'!$F60),\"\")","v":""},{"$f":"IFERROR(IF(OR(P75=\"\",'Lives scenario - input'!$F60=\"\"),\"\",P75/'Lives scenario - input'!$F60),\"\")","v":""},{"$f":"IFERROR(IF(OR(Q75=\"\",'Lives scenario - input'!$F60=\"\"),\"\",Q75/'Lives scenario - input'!$F60),\"\")","v":""},{"$f":"IFERROR(IF(OR(R75=\"\",'Lives scenario - input'!$F60=\"\"),\"\",R75/'Lives scenario - input'!$F60),\"\")","v":""},{"$f":"IFERROR(IF(OR(S75=\"\",'Lives scenario - input'!$F60=\"\"),\"\",S75/'Lives scenario - input'!$F60),\"\")","v":""},{"$f":"IFERROR(IF(OR(T75=\"\",'Lives scenario - input'!$F60=\"\"),\"\",T75/'Lives scenario - input'!$F60),\"\")","v":""},{"$f":"IFERROR(IF(OR(U75=\"\",'Lives scenario - input'!$F60=\"\"),\"\",U75/'Lives scenario - input'!$F60),\"\")","v":""},{"$f":"IFERROR(IF(OR(V75=\"\",'Lives scenario - input'!$F60=\"\"),\"\",V75/'Lives scenario - input'!$F60),\"\")","v":""},{"$f":"IFERROR(IF(OR(W75=\"\",'Lives scenario - input'!$F60=\"\"),\"\",W75/'Lives scenario - input'!$F60),\"\")","v":""}]
[{"$f":"IFERROR('Lives scenario - input'!A61,\"\")","v":""},{"$f":"IFERROR('Lives scenario - input'!B61,\"\")","v":""},{"$f":"IFERROR('Lives scenario - input'!C61,\"\")","v":""},{"$f":"IFERROR(repcalc('Lives scenario - input'!$CX61:$GJ61,'Lives scenario - input'!$I61,'Lives scenario - input'!$G61,'Lives scenario - input'!$H61,20,TRUE,TRUE),\"\")","v":""},"","","","","","","","","","","","","","","","","","","",{"$f":"IFERROR(IF(OR(D76=\"\",'Lives scenario - input'!$F61=\"\"),\"\",D76/'Lives scenario - input'!$F61),\"\")","v":""},{"$f":"IFERROR(IF(OR(E76=\"\",'Lives scenario - input'!$F61=\"\"),\"\",E76/'Lives scenario - input'!$F61),\"\")","v":""},{"$f":"IFERROR(IF(OR(F76=\"\",'Lives scenario - input'!$F61=\"\"),\"\",F76/'Lives scenario - input'!$F61),\"\")","v":""},{"$f":"IFERROR(IF(OR(G76=\"\",'Lives scenario - input'!$F61=\"\"),\"\",G76/'Lives scenario - input'!$F61),\"\")","v":""},{"$f":"IFERROR(IF(OR(H76=\"\",'Lives scenario - input'!$F61=\"\"),\"\",H76/'Lives scenario - input'!$F61),\"\")","v":""},{"$f":"IFERROR(IF(OR(I76=\"\",'Lives scenario - input'!$F61=\"\"),\"\",I76/'Lives scenario - input'!$F61),\"\")","v":""},{"$f":"IFERROR(IF(OR(J76=\"\",'Lives scenario - input'!$F61=\"\"),\"\",J76/'Lives scenario - input'!$F61),\"\")","v":""},{"$f":"IFERROR(IF(OR(K76=\"\",'Lives scenario - input'!$F61=\"\"),\"\",K76/'Lives scenario - input'!$F61),\"\")","v":""},{"$f":"IFERROR(IF(OR(L76=\"\",'Lives scenario - input'!$F61=\"\"),\"\",L76/'Lives scenario - input'!$F61),\"\")","v":""},{"$f":"IFERROR(IF(OR(M76=\"\",'Lives scenario - input'!$F61=\"\"),\"\",M76/'Lives scenario - input'!$F61),\"\")","v":""},{"$f":"IFERROR(IF(OR(N76=\"\",'Lives scenario - input'!$F61=\"\"),\"\",N76/'Lives scenario - input'!$F61),\"\")","v":""},{"$f":"IFERROR(IF(OR(O76=\"\",'Lives scenario - input'!$F61=\"\"),\"\",O76/'Lives scenario - input'!$F61),\"\")","v":""},{"$f":"IFERROR(IF(OR(P76=\"\",'Lives scenario - input'!$F61=\"\"),\"\",P76/'Lives scenario - input'!$F61),\"\")","v":""},{"$f":"IFERROR(IF(OR(Q76=\"\",'Lives scenario - input'!$F61=\"\"),\"\",Q76/'Lives scenario - input'!$F61),\"\")","v":""},{"$f":"IFERROR(IF(OR(R76=\"\",'Lives scenario - input'!$F61=\"\"),\"\",R76/'Lives scenario - input'!$F61),\"\")","v":""},{"$f":"IFERROR(IF(OR(S76=\"\",'Lives scenario - input'!$F61=\"\"),\"\",S76/'Lives scenario - input'!$F61),\"\")","v":""},{"$f":"IFERROR(IF(OR(T76=\"\",'Lives scenario - input'!$F61=\"\"),\"\",T76/'Lives scenario - input'!$F61),\"\")","v":""},{"$f":"IFERROR(IF(OR(U76=\"\",'Lives scenario - input'!$F61=\"\"),\"\",U76/'Lives scenario - input'!$F61),\"\")","v":""},{"$f":"IFERROR(IF(OR(V76=\"\",'Lives scenario - input'!$F61=\"\"),\"\",V76/'Lives scenario - input'!$F61),\"\")","v":""},{"$f":"IFERROR(IF(OR(W76=\"\",'Lives scenario - input'!$F61=\"\"),\"\",W76/'Lives scenario - input'!$F61),\"\")","v":""}]
[{"$f":"IFERROR('Lives scenario - input'!A62,\"\")","v":""},{"$f":"IFERROR('Lives scenario - input'!B62,\"\")","v":""},{"$f":"IFERROR('Lives scenario - input'!C62,\"\")","v":""},{"$f":"IFERROR(repcalc('Lives scenario - input'!$CX62:$GJ62,'Lives scenario - input'!$I62,'Lives scenario - input'!$G62,'Lives scenario - input'!$H62,20,TRUE,TRUE),\"\")","v":""},"","","","","","","","","","","","","","","","","","","",{"$f":"IFERROR(IF(OR(D77=\"\",'Lives scenario - input'!$F62=\"\"),\"\",D77/'Lives scenario - input'!$F62),\"\")","v":""},{"$f":"IFERROR(IF(OR(E77=\"\",'Lives scenario - input'!$F62=\"\"),\"\",E77/'Lives scenario - input'!$F62),\"\")","v":""},{"$f":"IFERROR(IF(OR(F77=\"\",'Lives scenario - input'!$F62=\"\"),\"\",F77/'Lives scenario - input'!$F62),\"\")","v":""},{"$f":"IFERROR(IF(OR(G77=\"\",'Lives scenario - input'!$F62=\"\"),\"\",G77/'Lives scenario - input'!$F62),\"\")","v":""},{"$f":"IFERROR(IF(OR(H77=\"\",'Lives scenario - input'!$F62=\"\"),\"\",H77/'Lives scenario - input'!$F62),\"\")","v":""},{"$f":"IFERROR(IF(OR(I77=\"\",'Lives scenario - input'!$F62=\"\"),\"\",I77/'Lives scenario - input'!$F62),\"\")","v":""},{"$f":"IFERROR(IF(OR(J77=\"\",'Lives scenario - input'!$F62=\"\"),\"\",J77/'Lives scenario - input'!$F62),\"\")","v":""},{"$f":"IFERROR(IF(OR(K77=\"\",'Lives scenario - input'!$F62=\"\"),\"\",K77/'Lives scenario - input'!$F62),\"\")","v":""},{"$f":"IFERROR(IF(OR(L77=\"\",'Lives scenario - input'!$F62=\"\"),\"\",L77/'Lives scenario - input'!$F62),\"\")","v":""},{"$f":"IFERROR(IF(OR(M77=\"\",'Lives scenario - input'!$F62=\"\"),\"\",M77/'Lives scenario - input'!$F62),\"\")","v":""},{"$f":"IFERROR(IF(OR(N77=\"\",'Lives scenario - input'!$F62=\"\"),\"\",N77/'Lives scenario - input'!$F62),\"\")","v":""},{"$f":"IFERROR(IF(OR(O77=\"\",'Lives scenario - input'!$F62=\"\"),\"\",O77/'Lives scenario - input'!$F62),\"\")","v":""},{"$f":"IFERROR(IF(OR(P77=\"\",'Lives scenario - input'!$F62=\"\"),\"\",P77/'Lives scenario - input'!$F62),\"\")","v":""},{"$f":"IFERROR(IF(OR(Q77=\"\",'Lives scenario - input'!$F62=\"\"),\"\",Q77/'Lives scenario - input'!$F62),\"\")","v":""},{"$f":"IFERROR(IF(OR(R77=\"\",'Lives scenario - input'!$F62=\"\"),\"\",R77/'Lives scenario - input'!$F62),\"\")","v":""},{"$f":"IFERROR(IF(OR(S77=\"\",'Lives scenario - input'!$F62=\"\"),\"\",S77/'Lives scenario - input'!$F62),\"\")","v":""},{"$f":"IFERROR(IF(OR(T77=\"\",'Lives scenario - input'!$F62=\"\"),\"\",T77/'Lives scenario - input'!$F62),\"\")","v":""},{"$f":"IFERROR(IF(OR(U77=\"\",'Lives scenario - input'!$F62=\"\"),\"\",U77/'Lives scenario - input'!$F62),\"\")","v":""},{"$f":"IFERROR(IF(OR(V77=\"\",'Lives scenario - input'!$F62=\"\"),\"\",V77/'Lives scenario - input'!$F62),\"\")","v":""},{"$f":"IFERROR(IF(OR(W77=\"\",'Lives scenario - input'!$F62=\"\"),\"\",W77/'Lives scenario - input'!$F62),\"\")","v":""}]
[{"$f":"IFERROR('Lives scenario - input'!A63,\"\")","v":""},{"$f":"IFERROR('Lives scenario - input'!B63,\"\")","v":""},{"$f":"IFERROR('Lives scenario - input'!C63,\"\")","v":""},{"$f":"IFERROR(repcalc('Lives scenario - input'!$CX63:$GJ63,'Lives scenario - input'!$I63,'Lives scenario - input'!$G63,'Lives scenario - input'!$H63,20,TRUE,TRUE),\"\")","v":""},"","","","","","","","","","","","","","","","","","","",{"$f":"IFERROR(IF(OR(D78=\"\",'Lives scenario - input'!$F63=\"\"),\"\",D78/'Lives scenario - input'!$F63),\"\")","v":""},{"$f":"IFERROR(IF(OR(E78=\"\",'Lives scenario - input'!$F63=\"\"),\"\",E78/'Lives scenario - input'!$F63),\"\")","v":""},{"$f":"IFERROR(IF(OR(F78=\"\",'Lives scenario - input'!$F63=\"\"),\"\",F78/'Lives scenario - input'!$F63),\"\")","v":""},{"$f":"IFERROR(IF(OR(G78=\"\",'Lives scenario - input'!$F63=\"\"),\"\",G78/'Lives scenario - input'!$F63),\"\")","v":""},{"$f":"IFERROR(IF(OR(H78=\"\",'Lives scenario - input'!$F63=\"\"),\"\",H78/'Lives scenario - input'!$F63),\"\")","v":""},{"$f":"IFERROR(IF(OR(I78=\"\",'Lives scenario - input'!$F63=\"\"),\"\",I78/'Lives scenario - input'!$F63),\"\")","v":""},{"$f":"IFERROR(IF(OR(J78=\"\",'Lives scenario - input'!$F63=\"\"),\"\",J78/'Lives scenario - input'!$F63),\"\")","v":""},{"$f":"IFERROR(IF(OR(K78=\"\",'Lives scenario - input'!$F63=\"\"),\"\",K78/'Lives scenario - input'!$F63),\"\")","v":""},{"$f":"IFERROR(IF(OR(L78=\"\",'Lives scenario - input'!$F63=\"\"),\"\",L78/'Lives scenario - input'!$F63),\"\")","v":""},{"$f":"IFERROR(IF(OR(M78=\"\",'Lives scenario - input'!$F63=\"\"),\"\",M78/'Lives scenario - input'!$F63),\"\")","v":""},{"$f":"IFERROR(IF(OR(N78=\"\",'Lives scenario - input'!$F63=\"\"),\"\",N78/'Lives scenario - input'!$F63),\"\")","v":""},{"$f":"IFERROR(IF(OR(O78=\"\",'Lives scenario - input'!$F63=\"\"),\"\",O78/'Lives scenario - input'!$F63),\"\")","v":""},{"$f":"IFERROR(IF(OR(P78=\"\",'Lives scenario - input'!$F63=\"\"),\"\",P78/'Lives scenario - input'!$F63),\"\")","v":""},{"$f":"IFERROR(IF(OR(Q78=\"\",'Lives scenario - input'!$F63=\"\"),\"\",Q78/'Lives scenario - input'!$F63),\"\")","v":""},{"$f":"IFERROR(IF(OR(R78=\"\",'Lives scenario - input'!$F63=\"\"),\"\",R78/'Lives scenario - input'!$F63),\"\")","v":""},{"$f":"IFERROR(IF(OR(S78=\"\",'Lives scenario - input'!$F63=\"\"),\"\",S78/'Lives scenario - input'!$F63),\"\")","v":""},{"$f":"IFERROR(IF(OR(T78=\"\",'Lives scenario - input'!$F63=\"\"),\"\",T78/'Lives scenario - input'!$F63),\"\")","v":""},{"$f":"IFERROR(IF(OR(U78=\"\",'Lives scenario - input'!$F63=\"\"),\"\",U78/'Lives scenario - input'!$F63),\"\")","v":""},{"$f":"IFERROR(IF(OR(V78=\"\",'Lives scenario - input'!$F63=\"\"),\"\",V78/'Lives scenario - input'!$F63),\"\")","v":""},{"$f":"IFERROR(IF(OR(W78=\"\",'Lives scenario - input'!$F63=\"\"),\"\",W78/'Lives scenario - input'!$F63),\"\")","v":""}]
[{"$f":"IFERROR('Lives scenario - input'!A64,\"\")","v":""},{"$f":"IFERROR('Lives scenario - input'!B64,\"\")","v":""},{"$f":"IFERROR('Lives scenario - input'!C64,\"\")","v":""},{"$f":"IFERROR(repcalc('Lives scenario - input'!$CX64:$GJ64,'Lives scenario - input'!$I64,'Lives scenario - input'!$G64,'Lives scenario - input'!$H64,20,TRUE,TRUE),\"\")","v":""},"","","","","","","","","","","","","","","","","","","",{"$f":"IFERROR(IF(OR(D79=\"\",'Lives scenario - input'!$F64=\"\"),\"\",D79/'Lives scenario - input'!$F64),\"\")","v":""},{"$f":"IFERROR(IF(OR(E79=\"\",'Lives scenario - input'!$F64=\"\"),\"\",E79/'Lives scenario - input'!$F64),\"\")","v":""},{"$f":"IFERROR(IF(OR(F79=\"\",'Lives scenario - input'!$F64=\"\"),\"\",F79/'Lives scenario - input'!$F64),\"\")","v":""},{"$f":"IFERROR(IF(OR(G79=\"\",'Lives scenario - input'!$F64=\"\"),\"\",G79/'Lives scenario - input'!$F64),\"\")","v":""},{"$f":"IFERROR(IF(OR(H79=\"\",'Lives scenario - input'!$F64=\"\"),\"\",H79/'Lives scenario - input'!$F64),\"\")","v":""},{"$f":"IFERROR(IF(OR(I79=\"\",'Lives scenario - input'!$F64=\"\"),\"\",I79/'Lives scenario - input'!$F64),\"\")","v":""},{"$f":"IFERROR(IF(OR(J79=\"\",'Lives scenario - input'!$F64=\"\"),\"\",J79/'Lives scenario - input'!$F64),\"\")","v":""},{"$f":"IFERROR(IF(OR(K79=\"\",'Lives scenario - input'!$F64=\"\"),\"\",K79/'Lives scenario - input'!$F64),\"\")","v":""},{"$f":"IFERROR(IF(OR(L79=\"\",'Lives scenario - input'!$F64=\"\"),\"\",L79/'Lives scenario - input'!$F64),\"\")","v":""},{"$f":"IFERROR(IF(OR(M79=\"\",'Lives scenario - input'!$F64=\"\"),\"\",M79/'Lives scenario - input'!$F64),\"\")","v":""},{"$f":"IFERROR(IF(OR(N79=\"\",'Lives scenario - input'!$F64=\"\"),\"\",N79/'Lives scenario - input'!$F64),\"\")","v":""},{"$f":"IFERROR(IF(OR(O79=\"\",'Lives scenario - input'!$F64=\"\"),\"\",O79/'Lives scenario - input'!$F64),\"\")","v":""},{"$f":"IFERROR(IF(OR(P79=\"\",'Lives scenario - input'!$F64=\"\"),\"\",P79/'Lives scenario - input'!$F64),\"\")","v":""},{"$f":"IFERROR(IF(OR(Q79=\"\",'Lives scenario - input'!$F64=\"\"),\"\",Q79/'Lives scenario - input'!$F64),\"\")","v":""},{"$f":"IFERROR(IF(OR(R79=\"\",'Lives scenario - input'!$F64=\"\"),\"\",R79/'Lives scenario - input'!$F64),\"\")","v":""},{"$f":"IFERROR(IF(OR(S79=\"\",'Lives scenario - input'!$F64=\"\"),\"\",S79/'Lives scenario - input'!$F64),\"\")","v":""},{"$f":"IFERROR(IF(OR(T79=\"\",'Lives scenario - input'!$F64=\"\"),\"\",T79/'Lives scenario - input'!$F64),\"\")","v":""},{"$f":"IFERROR(IF(OR(U79=\"\",'Lives scenario - input'!$F64=\"\"),\"\",U79/'Lives scenario - input'!$F64),\"\")","v":""},{"$f":"IFERROR(IF(OR(V79=\"\",'Lives scenario - input'!$F64=\"\"),\"\",V79/'Lives scenario - input'!$F64),\"\")","v":""},{"$f":"IFERROR(IF(OR(W79=\"\",'Lives scenario - input'!$F64=\"\"),\"\",W79/'Lives scenario - input'!$F64),\"\")","v":""}]
[{"$f":"IFERROR('Lives scenario - input'!A65,\"\")","v":""},{"$f":"IFERROR('Lives scenario - input'!B65,\"\")","v":""},{"$f":"IFERROR('Lives scenario - input'!C65,\"\")","v":""},{"$f":"IFERROR(repcalc('Lives scenario - input'!$CX65:$GJ65,'Lives scenario - input'!$I65,'Lives scenario - input'!$G65,'Lives scenario - input'!$H65,20,TRUE,TRUE),\"\")","v":""},"","","","","","","","","","","","","","","","","","","",{"$f":"IFERROR(IF(OR(D80=\"\",'Lives scenario - input'!$F65=\"\"),\"\",D80/'Lives scenario - input'!$F65),\"\")","v":""},{"$f":"IFERROR(IF(OR(E80=\"\",'Lives scenario - input'!$F65=\"\"),\"\",E80/'Lives scenario - input'!$F65),\"\")","v":""},{"$f":"IFERROR(IF(OR(F80=\"\",'Lives scenario - input'!$F65=\"\"),\"\",F80/'Lives scenario - input'!$F65),\"\")","v":""},{"$f":"IFERROR(IF(OR(G80=\"\",'Lives scenario - input'!$F65=\"\"),\"\",G80/'Lives scenario - input'!$F65),\"\")","v":""},{"$f":"IFERROR(IF(OR(H80=\"\",'Lives scenario - input'!$F65=\"\"),\"\",H80/'Lives scenario - input'!$F65),\"\")","v":""},{"$f":"IFERROR(IF(OR(I80=\"\",'Lives scenario - input'!$F65=\"\"),\"\",I80/'Lives scenario - input'!$F65),\"\")","v":""},{"$f":"IFERROR(IF(OR(J80=\"\",'Lives scenario - input'!$F65=\"\"),\"\",J80/'Lives scenario - input'!$F65),\"\")","v":""},{"$f":"IFERROR(IF(OR(K80=\"\",'Lives scenario - input'!$F65=\"\"),\"\",K80/'Lives scenario - input'!$F65),\"\")","v":""},{"$f":"IFERROR(IF(OR(L80=\"\",'Lives scenario - input'!$F65=\"\"),\"\",L80/'Lives scenario - input'!$F65),\"\")","v":""},{"$f":"IFERROR(IF(OR(M80=\"\",'Lives scenario - input'!$F65=\"\"),\"\",M80/'Lives scenario - input'!$F65),\"\")","v":""},{"$f":"IFERROR(IF(OR(N80=\"\",'Lives scenario - input'!$F65=\"\"),\"\",N80/'Lives scenario - input'!$F65),\"\")","v":""},{"$f":"IFERROR(IF(OR(O80=\"\",'Lives scenario - input'!$F65=\"\"),\"\",O80/'Lives scenario - input'!$F65),\"\")","v":""},{"$f":"IFERROR(IF(OR(P80=\"\",'Lives scenario - input'!$F65=\"\"),\"\",P80/'Lives scenario - input'!$F65),\"\")","v":""},{"$f":"IFERROR(IF(OR(Q80=\"\",'Lives scenario - input'!$F65=\"\"),\"\",Q80/'Lives scenario - input'!$F65),\"\")","v":""},{"$f":"IFERROR(IF(OR(R80=\"\",'Lives scenario - input'!$F65=\"\"),\"\",R80/'Lives scenario - input'!$F65),\"\")","v":""},{"$f":"IFERROR(IF(OR(S80=\"\",'Lives scenario - input'!$F65=\"\"),\"\",S80/'Lives scenario - input'!$F65),\"\")","v":""},{"$f":"IFERROR(IF(OR(T80=\"\",'Lives scenario - input'!$F65=\"\"),\"\",T80/'Lives scenario - input'!$F65),\"\")","v":""},{"$f":"IFERROR(IF(OR(U80=\"\",'Lives scenario - input'!$F65=\"\"),\"\",U80/'Lives scenario - input'!$F65),\"\")","v":""},{"$f":"IFERROR(IF(OR(V80=\"\",'Lives scenario - input'!$F65=\"\"),\"\",V80/'Lives scenario - input'!$F65),\"\")","v":""},{"$f":"IFERROR(IF(OR(W80=\"\",'Lives scenario - input'!$F65=\"\"),\"\",W80/'Lives scenario - input'!$F65),\"\")","v":""}]
[{"$f":"IFERROR('Lives scenario - input'!A66,\"\")","v":""},{"$f":"IFERROR('Lives scenario - input'!B66,\"\")","v":""},{"$f":"IFERROR('Lives scenario - input'!C66,\"\")","v":""},{"$f":"IFERROR(repcalc('Lives scenario - input'!$CX66:$GJ66,'Lives scenario - input'!$I66,'Lives scenario - input'!$G66,'Lives scenario - input'!$H66,20,TRUE,TRUE),\"\")","v":""},"","","","","","","","","","","","","","","","","","","",{"$f":"IFERROR(IF(OR(D81=\"\",'Lives scenario - input'!$F66=\"\"),\"\",D81/'Lives scenario - input'!$F66),\"\")","v":""},{"$f":"IFERROR(IF(OR(E81=\"\",'Lives scenario - input'!$F66=\"\"),\"\",E81/'Lives scenario - input'!$F66),\"\")","v":""},{"$f":"IFERROR(IF(OR(F81=\"\",'Lives scenario - input'!$F66=\"\"),\"\",F81/'Lives scenario - input'!$F66),\"\")","v":""},{"$f":"IFERROR(IF(OR(G81=\"\",'Lives scenario - input'!$F66=\"\"),\"\",G81/'Lives scenario - input'!$F66),\"\")","v":""},{"$f":"IFERROR(IF(OR(H81=\"\",'Lives scenario - input'!$F66=\"\"),\"\",H81/'Lives scenario - input'!$F66),\"\")","v":""},{"$f":"IFERROR(IF(OR(I81=\"\",'Lives scenario - input'!$F66=\"\"),\"\",I81/'Lives scenario - input'!$F66),\"\")","v":""},{"$f":"IFERROR(IF(OR(J81=\"\",'Lives scenario - input'!$F66=\"\"),\"\",J81/'Lives scenario - input'!$F66),\"\")","v":""},{"$f":"IFERROR(IF(OR(K81=\"\",'Lives scenario - input'!$F66=\"\"),\"\",K81/'Lives scenario - input'!$F66),\"\")","v":""},{"$f":"IFERROR(IF(OR(L81=\"\",'Lives scenario - input'!$F66=\"\"),\"\",L81/'Lives scenario - input'!$F66),\"\")","v":""},{"$f":"IFERROR(IF(OR(M81=\"\",'Lives scenario - input'!$F66=\"\"),\"\",M81/'Lives scenario - input'!$F66),\"\")","v":""},{"$f":"IFERROR(IF(OR(N81=\"\",'Lives scenario - input'!$F66=\"\"),\"\",N81/'Lives scenario - input'!$F66),\"\")","v":""},{"$f":"IFERROR(IF(OR(O81=\"\",'Lives scenario - input'!$F66=\"\"),\"\",O81/'Lives scenario - input'!$F66),\"\")","v":""},{"$f":"IFERROR(IF(OR(P81=\"\",'Lives scenario - input'!$F66=\"\"),\"\",P81/'Lives scenario - input'!$F66),\"\")","v":""},{"$f":"IFERROR(IF(OR(Q81=\"\",'Lives scenario - input'!$F66=\"\"),\"\",Q81/'Lives scenario - input'!$F66),\"\")","v":""},{"$f":"IFERROR(IF(OR(R81=\"\",'Lives scenario - input'!$F66=\"\"),\"\",R81/'Lives scenario - input'!$F66),\"\")","v":""},{"$f":"IFERROR(IF(OR(S81=\"\",'Lives scenario - input'!$F66=\"\"),\"\",S81/'Lives scenario - input'!$F66),\"\")","v":""},{"$f":"IFERROR(IF(OR(T81=\"\",'Lives scenario - input'!$F66=\"\"),\"\",T81/'Lives scenario - input'!$F66),\"\")","v":""},{"$f":"IFERROR(IF(OR(U81=\"\",'Lives scenario - input'!$F66=\"\"),\"\",U81/'Lives scenario - input'!$F66),\"\")","v":""},{"$f":"IFERROR(IF(OR(V81=\"\",'Lives scenario - input'!$F66=\"\"),\"\",V81/'Lives scenario - input'!$F66),\"\")","v":""},{"$f":"IFERROR(IF(OR(W81=\"\",'Lives scenario - input'!$F66=\"\"),\"\",W81/'Lives scenario - input'!$F66),\"\")","v":""}]
[{"$f":"IFERROR('Lives scenario - input'!A67,\"\")","v":""},{"$f":"IFERROR('Lives scenario - input'!B67,\"\")","v":""},{"$f":"IFERROR('Lives scenario - input'!C67,\"\")","v":""},{"$f":"IFERROR(repcalc('Lives scenario - input'!$CX67:$GJ67,'Lives scenario - input'!$I67,'Lives scenario - input'!$G67,'Lives scenario - input'!$H67,20,TRUE,TRUE),\"\")","v":""},"","","","","","","","","","","","","","","","","","","",{"$f":"IFERROR(IF(OR(D82=\"\",'Lives scenario - input'!$F67=\"\"),\"\",D82/'Lives scenario - input'!$F67),\"\")","v":""},{"$f":"IFERROR(IF(OR(E82=\"\",'Lives scenario - input'!$F67=\"\"),\"\",E82/'Lives scenario - input'!$F67),\"\")","v":""},{"$f":"IFERROR(IF(OR(F82=\"\",'Lives scenario - input'!$F67=\"\"),\"\",F82/'Lives scenario - input'!$F67),\"\")","v":""},{"$f":"IFERROR(IF(OR(G82=\"\",'Lives scenario - input'!$F67=\"\"),\"\",G82/'Lives scenario - input'!$F67),\"\")","v":""},{"$f":"IFERROR(IF(OR(H82=\"\",'Lives scenario - input'!$F67=\"\"),\"\",H82/'Lives scenario - input'!$F67),\"\")","v":""},{"$f":"IFERROR(IF(OR(I82=\"\",'Lives scenario - input'!$F67=\"\"),\"\",I82/'Lives scenario - input'!$F67),\"\")","v":""},{"$f":"IFERROR(IF(OR(J82=\"\",'Lives scenario - input'!$F67=\"\"),\"\",J82/'Lives scenario - input'!$F67),\"\")","v":""},{"$f":"IFERROR(IF(OR(K82=\"\",'Lives scenario - input'!$F67=\"\"),\"\",K82/'Lives scenario - input'!$F67),\"\")","v":""},{"$f":"IFERROR(IF(OR(L82=\"\",'Lives scenario - input'!$F67=\"\"),\"\",L82/'Lives scenario - input'!$F67),\"\")","v":""},{"$f":"IFERROR(IF(OR(M82=\"\",'Lives scenario - input'!$F67=\"\"),\"\",M82/'Lives scenario - input'!$F67),\"\")","v":""},{"$f":"IFERROR(IF(OR(N82=\"\",'Lives scenario - input'!$F67=\"\"),\"\",N82/'Lives scenario - input'!$F67),\"\")","v":""},{"$f":"IFERROR(IF(OR(O82=\"\",'Lives scenario - input'!$F67=\"\"),\"\",O82/'Lives scenario - input'!$F67),\"\")","v":""},{"$f":"IFERROR(IF(OR(P82=\"\",'Lives scenario - input'!$F67=\"\"),\"\",P82/'Lives scenario - input'!$F67),\"\")","v":""},{"$f":"IFERROR(IF(OR(Q82=\"\",'Lives scenario - input'!$F67=\"\"),\"\",Q82/'Lives scenario - input'!$F67),\"\")","v":""},{"$f":"IFERROR(IF(OR(R82=\"\",'Lives scenario - input'!$F67=\"\"),\"\",R82/'Lives scenario - input'!$F67),\"\")","v":""},{"$f":"IFERROR(IF(OR(S82=\"\",'Lives scenario - input'!$F67=\"\"),\"\",S82/'Lives scenario - input'!$F67),\"\")","v":""},{"$f":"IFERROR(IF(OR(T82=\"\",'Lives scenario - input'!$F67=\"\"),\"\",T82/'Lives scenario - input'!$F67),\"\")","v":""},{"$f":"IFERROR(IF(OR(U82=\"\",'Lives scenario - input'!$F67=\"\"),\"\",U82/'Lives scenario - input'!$F67),\"\")","v":""},{"$f":"IFERROR(IF(OR(V82=\"\",'Lives scenario - input'!$F67=\"\"),\"\",V82/'Lives scenario - input'!$F67),\"\")","v":""},{"$f":"IFERROR(IF(OR(W82=\"\",'Lives scenario - input'!$F67=\"\"),\"\",W82/'Lives scenario - input'!$F67),\"\")","v":""}]
[{"$f":"IFERROR('Lives scenario - input'!A68,\"\")","v":""},{"$f":"IFERROR('Lives scenario - input'!B68,\"\")","v":""},{"$f":"IFERROR('Lives scenario - input'!C68,\"\")","v":""},{"$f":"IFERROR(repcalc('Lives scenario - input'!$CX68:$GJ68,'Lives scenario - input'!$I68,'Lives scenario - input'!$G68,'Lives scenario - input'!$H68,20,TRUE,TRUE),\"\")","v":""},"","","","","","","","","","","","","","","","","","","",{"$f":"IFERROR(IF(OR(D83=\"\",'Lives scenario - input'!$F68=\"\"),\"\",D83/'Lives scenario - input'!$F68),\"\")","v":""},{"$f":"IFERROR(IF(OR(E83=\"\",'Lives scenario - input'!$F68=\"\"),\"\",E83/'Lives scenario - input'!$F68),\"\")","v":""},{"$f":"IFERROR(IF(OR(F83=\"\",'Lives scenario - input'!$F68=\"\"),\"\",F83/'Lives scenario - input'!$F68),\"\")","v":""},{"$f":"IFERROR(IF(OR(G83=\"\",'Lives scenario - input'!$F68=\"\"),\"\",G83/'Lives scenario - input'!$F68),\"\")","v":""},{"$f":"IFERROR(IF(OR(H83=\"\",'Lives scenario - input'!$F68=\"\"),\"\",H83/'Lives scenario - input'!$F68),\"\")","v":""},{"$f":"IFERROR(IF(OR(I83=\"\",'Lives scenario - input'!$F68=\"\"),\"\",I83/'Lives scenario - input'!$F68),\"\")","v":""},{"$f":"IFERROR(IF(OR(J83=\"\",'Lives scenario - input'!$F68=\"\"),\"\",J83/'Lives scenario - input'!$F68),\"\")","v":""},{"$f":"IFERROR(IF(OR(K83=\"\",'Lives scenario - input'!$F68=\"\"),\"\",K83/'Lives scenario - input'!$F68),\"\")","v":""},{"$f":"IFERROR(IF(OR(L83=\"\",'Lives scenario - input'!$F68=\"\"),\"\",L83/'Lives scenario - input'!$F68),\"\")","v":""},{"$f":"IFERROR(IF(OR(M83=\"\",'Lives scenario - input'!$F68=\"\"),\"\",M83/'Lives scenario - input'!$F68),\"\")","v":""},{"$f":"IFERROR(IF(OR(N83=\"\",'Lives scenario - input'!$F68=\"\"),\"\",N83/'Lives scenario - input'!$F68),\"\")","v":""},{"$f":"IFERROR(IF(OR(O83=\"\",'Lives scenario - input'!$F68=\"\"),\"\",O83/'Lives scenario - input'!$F68),\"\")","v":""},{"$f":"IFERROR(IF(OR(P83=\"\",'Lives scenario - input'!$F68=\"\"),\"\",P83/'Lives scenario - input'!$F68),\"\")","v":""},{"$f":"IFERROR(IF(OR(Q83=\"\",'Lives scenario - input'!$F68=\"\"),\"\",Q83/'Lives scenario - input'!$F68),\"\")","v":""},{"$f":"IFERROR(IF(OR(R83=\"\",'Lives scenario - input'!$F68=\"\"),\"\",R83/'Lives scenario - input'!$F68),\"\")","v":""},{"$f":"IFERROR(IF(OR(S83=\"\",'Lives scenario - input'!$F68=\"\"),\"\",S83/'Lives scenario - input'!$F68),\"\")","v":""},{"$f":"IFERROR(IF(OR(T83=\"\",'Lives scenario - input'!$F68=\"\"),\"\",T83/'Lives scenario - input'!$F68),\"\")","v":""},{"$f":"IFERROR(IF(OR(U83=\"\",'Lives scenario - input'!$F68=\"\"),\"\",U83/'Lives scenario - input'!$F68),\"\")","v":""},{"$f":"IFERROR(IF(OR(V83=\"\",'Lives scenario - input'!$F68=\"\"),\"\",V83/'Lives scenario - input'!$F68),\"\")","v":""},{"$f":"IFERROR(IF(OR(W83=\"\",'Lives scenario - input'!$F68=\"\"),\"\",W83/'Lives scenario - input'!$F68),\"\")","v":""}]
[{"$f":"IFERROR('Lives scenario - input'!A69,\"\")","v":""},{"$f":"IFERROR('Lives scenario - input'!B69,\"\")","v":""},{"$f":"IFERROR('Lives scenario - input'!C69,\"\")","v":""},{"$f":"IFERROR(repcalc('Lives scenario - input'!$CX69:$GJ69,'Lives scenario - input'!$I69,'Lives scenario - input'!$G69,'Lives scenario - input'!$H69,20,TRUE,TRUE),\"\")","v":""},"","","","","","","","","","","","","","","","","","","",{"$f":"IFERROR(IF(OR(D84=\"\",'Lives scenario - input'!$F69=\"\"),\"\",D84/'Lives scenario - input'!$F69),\"\")","v":""},{"$f":"IFERROR(IF(OR(E84=\"\",'Lives scenario - input'!$F69=\"\"),\"\",E84/'Lives scenario - input'!$F69),\"\")","v":""},{"$f":"IFERROR(IF(OR(F84=\"\",'Lives scenario - input'!$F69=\"\"),\"\",F84/'Lives scenario - input'!$F69),\"\")","v":""},{"$f":"IFERROR(IF(OR(G84=\"\",'Lives scenario - input'!$F69=\"\"),\"\",G84/'Lives scenario - input'!$F69),\"\")","v":""},{"$f":"IFERROR(IF(OR(H84=\"\",'Lives scenario - input'!$F69=\"\"),\"\",H84/'Lives scenario - input'!$F69),\"\")","v":""},{"$f":"IFERROR(IF(OR(I84=\"\",'Lives scenario - input'!$F69=\"\"),\"\",I84/'Lives scenario - input'!$F69),\"\")","v":""},{"$f":"IFERROR(IF(OR(J84=\"\",'Lives scenario - input'!$F69=\"\"),\"\",J84/'Lives scenario - input'!$F69),\"\")","v":""},{"$f":"IFERROR(IF(OR(K84=\"\",'Lives scenario - input'!$F69=\"\"),\"\",K84/'Lives scenario - input'!$F69),\"\")","v":""},{"$f":"IFERROR(IF(OR(L84=\"\",'Lives scenario - input'!$F69=\"\"),\"\",L84/'Lives scenario - input'!$F69),\"\")","v":""},{"$f":"IFERROR(IF(OR(M84=\"\",'Lives scenario - input'!$F69=\"\"),\"\",M84/'Lives scenario - input'!$F69),\"\")","v":""},{"$f":"IFERROR(IF(OR(N84=\"\",'Lives scenario - input'!$F69=\"\"),\"\",N84/'Lives scenario - input'!$F69),\"\")","v":""},{"$f":"IFERROR(IF(OR(O84=\"\",'Lives scenario - input'!$F69=\"\"),\"\",O84/'Lives scenario - input'!$F69),\"\")","v":""},{"$f":"IFERROR(IF(OR(P84=\"\",'Lives scenario - input'!$F69=\"\"),\"\",P84/'Lives scenario - input'!$F69),\"\")","v":""},{"$f":"IFERROR(IF(OR(Q84=\"\",'Lives scenario - input'!$F69=\"\"),\"\",Q84/'Lives scenario - input'!$F69),\"\")","v":""},{"$f":"IFERROR(IF(OR(R84=\"\",'Lives scenario - input'!$F69=\"\"),\"\",R84/'Lives scenario - input'!$F69),\"\")","v":""},{"$f":"IFERROR(IF(OR(S84=\"\",'Lives scenario - input'!$F69=\"\"),\"\",S84/'Lives scenario - input'!$F69),\"\")","v":""},{"$f":"IFERROR(IF(OR(T84=\"\",'Lives scenario - input'!$F69=\"\"),\"\",T84/'Lives scenario - input'!$F69),\"\")","v":""},{"$f":"IFERROR(IF(OR(U84=\"\",'Lives scenario - input'!$F69=\"\"),\"\",U84/'Lives scenario - input'!$F69),\"\")","v":""},{"$f":"IFERROR(IF(OR(V84=\"\",'Lives scenario - input'!$F69=\"\"),\"\",V84/'Lives scenario - input'!$F69),\"\")","v":""},{"$f":"IFERROR(IF(OR(W84=\"\",'Lives scenario - input'!$F69=\"\"),\"\",W84/'Lives scenario - input'!$F69),\"\")","v":""}]
[{"$f":"IFERROR('Lives scenario - input'!A70,\"\")","v":""},{"$f":"IFERROR('Lives scenario - input'!B70,\"\")","v":""},{"$f":"IFERROR('Lives scenario - input'!C70,\"\")","v":""},{"$f":"IFERROR(repcalc('Lives scenario - input'!$CX70:$GJ70,'Lives scenario - input'!$I70,'Lives scenario - input'!$G70,'Lives scenario - input'!$H70,20,TRUE,TRUE),\"\")","v":""},"","","","","","","","","","","","","","","","","","","",{"$f":"IFERROR(IF(OR(D85=\"\",'Lives scenario - input'!$F70=\"\"),\"\",D85/'Lives scenario - input'!$F70),\"\")","v":""},{"$f":"IFERROR(IF(OR(E85=\"\",'Lives scenario - input'!$F70=\"\"),\"\",E85/'Lives scenario - input'!$F70),\"\")","v":""},{"$f":"IFERROR(IF(OR(F85=\"\",'Lives scenario - input'!$F70=\"\"),\"\",F85/'Lives scenario - input'!$F70),\"\")","v":""},{"$f":"IFERROR(IF(OR(G85=\"\",'Lives scenario - input'!$F70=\"\"),\"\",G85/'Lives scenario - input'!$F70),\"\")","v":""},{"$f":"IFERROR(IF(OR(H85=\"\",'Lives scenario - input'!$F70=\"\"),\"\",H85/'Lives scenario - input'!$F70),\"\")","v":""},{"$f":"IFERROR(IF(OR(I85=\"\",'Lives scenario - input'!$F70=\"\"),\"\",I85/'Lives scenario - input'!$F70),\"\")","v":""},{"$f":"IFERROR(IF(OR(J85=\"\",'Lives scenario - input'!$F70=\"\"),\"\",J85/'Lives scenario - input'!$F70),\"\")","v":""},{"$f":"IFERROR(IF(OR(K85=\"\",'Lives scenario - input'!$F70=\"\"),\"\",K85/'Lives scenario - input'!$F70),\"\")","v":""},{"$f":"IFERROR(IF(OR(L85=\"\",'Lives scenario - input'!$F70=\"\"),\"\",L85/'Lives scenario - input'!$F70),\"\")","v":""},{"$f":"IFERROR(IF(OR(M85=\"\",'Lives scenario - input'!$F70=\"\"),\"\",M85/'Lives scenario - input'!$F70),\"\")","v":""},{"$f":"IFERROR(IF(OR(N85=\"\",'Lives scenario - input'!$F70=\"\"),\"\",N85/'Lives scenario - input'!$F70),\"\")","v":""},{"$f":"IFERROR(IF(OR(O85=\"\",'Lives scenario - input'!$F70=\"\"),\"\",O85/'Lives scenario - input'!$F70),\"\")","v":""},{"$f":"IFERROR(IF(OR(P85=\"\",'Lives scenario - input'!$F70=\"\"),\"\",P85/'Lives scenario - input'!$F70),\"\")","v":""},{"$f":"IFERROR(IF(OR(Q85=\"\",'Lives scenario - input'!$F70=\"\"),\"\",Q85/'Lives scenario - input'!$F70),\"\")","v":""},{"$f":"IFERROR(IF(OR(R85=\"\",'Lives scenario - input'!$F70=\"\"),\"\",R85/'Lives scenario - input'!$F70),\"\")","v":""},{"$f":"IFERROR(IF(OR(S85=\"\",'Lives scenario - input'!$F70=\"\"),\"\",S85/'Lives scenario - input'!$F70),\"\")","v":""},{"$f":"IFERROR(IF(OR(T85=\"\",'Lives scenario - input'!$F70=\"\"),\"\",T85/'Lives scenario - input'!$F70),\"\")","v":""},{"$f":"IFERROR(IF(OR(U85=\"\",'Lives scenario - input'!$F70=\"\"),\"\",U85/'Lives scenario - input'!$F70),\"\")","v":""},{"$f":"IFERROR(IF(OR(V85=\"\",'Lives scenario - input'!$F70=\"\"),\"\",V85/'Lives scenario - input'!$F70),\"\")","v":""},{"$f":"IFERROR(IF(OR(W85=\"\",'Lives scenario - input'!$F70=\"\"),\"\",W85/'Lives scenario - input'!$F70),\"\")","v":""}]
[{"$f":"IFERROR('Lives scenario - input'!A71,\"\")","v":""},{"$f":"IFERROR('Lives scenario - input'!B71,\"\")","v":""},{"$f":"IFERROR('Lives scenario - input'!C71,\"\")","v":""},{"$f":"IFERROR(repcalc('Lives scenario - input'!$CX71:$GJ71,'Lives scenario - input'!$I71,'Lives scenario - input'!$G71,'Lives scenario - input'!$H71,20,TRUE,TRUE),\"\")","v":""},"","","","","","","","","","","","","","","","","","","",{"$f":"IFERROR(IF(OR(D86=\"\",'Lives scenario - input'!$F71=\"\"),\"\",D86/'Lives scenario - input'!$F71),\"\")","v":""},{"$f":"IFERROR(IF(OR(E86=\"\",'Lives scenario - input'!$F71=\"\"),\"\",E86/'Lives scenario - input'!$F71),\"\")","v":""},{"$f":"IFERROR(IF(OR(F86=\"\",'Lives scenario - input'!$F71=\"\"),\"\",F86/'Lives scenario - input'!$F71),\"\")","v":""},{"$f":"IFERROR(IF(OR(G86=\"\",'Lives scenario - input'!$F71=\"\"),\"\",G86/'Lives scenario - input'!$F71),\"\")","v":""},{"$f":"IFERROR(IF(OR(H86=\"\",'Lives scenario - input'!$F71=\"\"),\"\",H86/'Lives scenario - input'!$F71),\"\")","v":""},{"$f":"IFERROR(IF(OR(I86=\"\",'Lives scenario - input'!$F71=\"\"),\"\",I86/'Lives scenario - input'!$F71),\"\")","v":""},{"$f":"IFERROR(IF(OR(J86=\"\",'Lives scenario - input'!$F71=\"\"),\"\",J86/'Lives scenario - input'!$F71),\"\")","v":""},{"$f":"IFERROR(IF(OR(K86=\"\",'Lives scenario - input'!$F71=\"\"),\"\",K86/'Lives scenario - input'!$F71),\"\")","v":""},{"$f":"IFERROR(IF(OR(L86=\"\",'Lives scenario - input'!$F71=\"\"),\"\",L86/'Lives scenario - input'!$F71),\"\")","v":""},{"$f":"IFERROR(IF(OR(M86=\"\",'Lives scenario - input'!$F71=\"\"),\"\",M86/'Lives scenario - input'!$F71),\"\")","v":""},{"$f":"IFERROR(IF(OR(N86=\"\",'Lives scenario - input'!$F71=\"\"),\"\",N86/'Lives scenario - input'!$F71),\"\")","v":""},{"$f":"IFERROR(IF(OR(O86=\"\",'Lives scenario - input'!$F71=\"\"),\"\",O86/'Lives scenario - input'!$F71),\"\")","v":""},{"$f":"IFERROR(IF(OR(P86=\"\",'Lives scenario - input'!$F71=\"\"),\"\",P86/'Lives scenario - input'!$F71),\"\")","v":""},{"$f":"IFERROR(IF(OR(Q86=\"\",'Lives scenario - input'!$F71=\"\"),\"\",Q86/'Lives scenario - input'!$F71),\"\")","v":""},{"$f":"IFERROR(IF(OR(R86=\"\",'Lives scenario - input'!$F71=\"\"),\"\",R86/'Lives scenario - input'!$F71),\"\")","v":""},{"$f":"IFERROR(IF(OR(S86=\"\",'Lives scenario - input'!$F71=\"\"),\"\",S86/'Lives scenario - input'!$F71),\"\")","v":""},{"$f":"IFERROR(IF(OR(T86=\"\",'Lives scenario - input'!$F71=\"\"),\"\",T86/'Lives scenario - input'!$F71),\"\")","v":""},{"$f":"IFERROR(IF(OR(U86=\"\",'Lives scenario - input'!$F71=\"\"),\"\",U86/'Lives scenario - input'!$F71),\"\")","v":""},{"$f":"IFERROR(IF(OR(V86=\"\",'Lives scenario - input'!$F71=\"\"),\"\",V86/'Lives scenario - input'!$F71),\"\")","v":""},{"$f":"IFERROR(IF(OR(W86=\"\",'Lives scenario - input'!$F71=\"\"),\"\",W86/'Lives scenario - input'!$F71),\"\")","v":""}]
[{"$f":"IFERROR('Lives scenario - input'!A72,\"\")","v":""},{"$f":"IFERROR('Lives scenario - input'!B72,\"\")","v":""},{"$f":"IFERROR('Lives scenario - input'!C72,\"\")","v":""},{"$f":"IFERROR(repcalc('Lives scenario - input'!$CX72:$GJ72,'Lives scenario - input'!$I72,'Lives scenario - input'!$G72,'Lives scenario - input'!$H72,20,TRUE,TRUE),\"\")","v":""},"","","","","","","","","","","","","","","","","","","",{"$f":"IFERROR(IF(OR(D87=\"\",'Lives scenario - input'!$F72=\"\"),\"\",D87/'Lives scenario - input'!$F72),\"\")","v":""},{"$f":"IFERROR(IF(OR(E87=\"\",'Lives scenario - input'!$F72=\"\"),\"\",E87/'Lives scenario - input'!$F72),\"\")","v":""},{"$f":"IFERROR(IF(OR(F87=\"\",'Lives scenario - input'!$F72=\"\"),\"\",F87/'Lives scenario - input'!$F72),\"\")","v":""},{"$f":"IFERROR(IF(OR(G87=\"\",'Lives scenario - input'!$F72=\"\"),\"\",G87/'Lives scenario - input'!$F72),\"\")","v":""},{"$f":"IFERROR(IF(OR(H87=\"\",'Lives scenario - input'!$F72=\"\"),\"\",H87/'Lives scenario - input'!$F72),\"\")","v":""},{"$f":"IFERROR(IF(OR(I87=\"\",'Lives scenario - input'!$F72=\"\"),\"\",I87/'Lives scenario - input'!$F72),\"\")","v":""},{"$f":"IFERROR(IF(OR(J87=\"\",'Lives scenario - input'!$F72=\"\"),\"\",J87/'Lives scenario - input'!$F72),\"\")","v":""},{"$f":"IFERROR(IF(OR(K87=\"\",'Lives scenario - input'!$F72=\"\"),\"\",K87/'Lives scenario - input'!$F72),\"\")","v":""},{"$f":"IFERROR(IF(OR(L87=\"\",'Lives scenario - input'!$F72=\"\"),\"\",L87/'Lives scenario - input'!$F72),\"\")","v":""},{"$f":"IFERROR(IF(OR(M87=\"\",'Lives scenario - input'!$F72=\"\"),\"\",M87/'Lives scenario - input'!$F72),\"\")","v":""},{"$f":"IFERROR(IF(OR(N87=\"\",'Lives scenario - input'!$F72=\"\"),\"\",N87/'Lives scenario - input'!$F72),\"\")","v":""},{"$f":"IFERROR(IF(OR(O87=\"\",'Lives scenario - input'!$F72=\"\"),\"\",O87/'Lives scenario - input'!$F72),\"\")","v":""},{"$f":"IFERROR(IF(OR(P87=\"\",'Lives scenario - input'!$F72=\"\"),\"\",P87/'Lives scenario - input'!$F72),\"\")","v":""},{"$f":"IFERROR(IF(OR(Q87=\"\",'Lives scenario - input'!$F72=\"\"),\"\",Q87/'Lives scenario - input'!$F72),\"\")","v":""},{"$f":"IFERROR(IF(OR(R87=\"\",'Lives scenario - input'!$F72=\"\"),\"\",R87/'Lives scenario - input'!$F72),\"\")","v":""},{"$f":"IFERROR(IF(OR(S87=\"\",'Lives scenario - input'!$F72=\"\"),\"\",S87/'Lives scenario - input'!$F72),\"\")","v":""},{"$f":"IFERROR(IF(OR(T87=\"\",'Lives scenario - input'!$F72=\"\"),\"\",T87/'Lives scenario - input'!$F72),\"\")","v":""},{"$f":"IFERROR(IF(OR(U87=\"\",'Lives scenario - input'!$F72=\"\"),\"\",U87/'Lives scenario - input'!$F72),\"\")","v":""},{"$f":"IFERROR(IF(OR(V87=\"\",'Lives scenario - input'!$F72=\"\"),\"\",V87/'Lives scenario - input'!$F72),\"\")","v":""},{"$f":"IFERROR(IF(OR(W87=\"\",'Lives scenario - input'!$F72=\"\"),\"\",W87/'Lives scenario - input'!$F72),\"\")","v":""}]
[{"$f":"IFERROR('Lives scenario - input'!A73,\"\")","v":""},{"$f":"IFERROR('Lives scenario - input'!B73,\"\")","v":""},{"$f":"IFERROR('Lives scenario - input'!C73,\"\")","v":""},{"$f":"IFERROR(repcalc('Lives scenario - input'!$CX73:$GJ73,'Lives scenario - input'!$I73,'Lives scenario - input'!$G73,'Lives scenario - input'!$H73,20,TRUE,TRUE),\"\")","v":""},"","","","","","","","","","","","","","","","","","","",{"$f":"IFERROR(IF(OR(D88=\"\",'Lives scenario - input'!$F73=\"\"),\"\",D88/'Lives scenario - input'!$F73),\"\")","v":""},{"$f":"IFERROR(IF(OR(E88=\"\",'Lives scenario - input'!$F73=\"\"),\"\",E88/'Lives scenario - input'!$F73),\"\")","v":""},{"$f":"IFERROR(IF(OR(F88=\"\",'Lives scenario - input'!$F73=\"\"),\"\",F88/'Lives scenario - input'!$F73),\"\")","v":""},{"$f":"IFERROR(IF(OR(G88=\"\",'Lives scenario - input'!$F73=\"\"),\"\",G88/'Lives scenario - input'!$F73),\"\")","v":""},{"$f":"IFERROR(IF(OR(H88=\"\",'Lives scenario - input'!$F73=\"\"),\"\",H88/'Lives scenario - input'!$F73),\"\")","v":""},{"$f":"IFERROR(IF(OR(I88=\"\",'Lives scenario - input'!$F73=\"\"),\"\",I88/'Lives scenario - input'!$F73),\"\")","v":""},{"$f":"IFERROR(IF(OR(J88=\"\",'Lives scenario - input'!$F73=\"\"),\"\",J88/'Lives scenario - input'!$F73),\"\")","v":""},{"$f":"IFERROR(IF(OR(K88=\"\",'Lives scenario - input'!$F73=\"\"),\"\",K88/'Lives scenario - input'!$F73),\"\")","v":""},{"$f":"IFERROR(IF(OR(L88=\"\",'Lives scenario - input'!$F73=\"\"),\"\",L88/'Lives scenario - input'!$F73),\"\")","v":""},{"$f":"IFERROR(IF(OR(M88=\"\",'Lives scenario - input'!$F73=\"\"),\"\",M88/'Lives scenario - input'!$F73),\"\")","v":""},{"$f":"IFERROR(IF(OR(N88=\"\",'Lives scenario - input'!$F73=\"\"),\"\",N88/'Lives scenario - input'!$F73),\"\")","v":""},{"$f":"IFERROR(IF(OR(O88=\"\",'Lives scenario - input'!$F73=\"\"),\"\",O88/'Lives scenario - input'!$F73),\"\")","v":""},{"$f":"IFERROR(IF(OR(P88=\"\",'Lives scenario - input'!$F73=\"\"),\"\",P88/'Lives scenario - input'!$F73),\"\")","v":""},{"$f":"IFERROR(IF(OR(Q88=\"\",'Lives scenario - input'!$F73=\"\"),\"\",Q88/'Lives scenario - input'!$F73),\"\")","v":""},{"$f":"IFERROR(IF(OR(R88=\"\",'Lives scenario - input'!$F73=\"\"),\"\",R88/'Lives scenario - input'!$F73),\"\")","v":""},{"$f":"IFERROR(IF(OR(S88=\"\",'Lives scenario - input'!$F73=\"\"),\"\",S88/'Lives scenario - input'!$F73),\"\")","v":""},{"$f":"IFERROR(IF(OR(T88=\"\",'Lives scenario - input'!$F73=\"\"),\"\",T88/'Lives scenario - input'!$F73),\"\")","v":""},{"$f":"IFERROR(IF(OR(U88=\"\",'Lives scenario - input'!$F73=\"\"),\"\",U88/'Lives scenario - input'!$F73),\"\")","v":""},{"$f":"IFERROR(IF(OR(V88=\"\",'Lives scenario - input'!$F73=\"\"),\"\",V88/'Lives scenario - input'!$F73),\"\")","v":""},{"$f":"IFERROR(IF(OR(W88=\"\",'Lives scenario - input'!$F73=\"\"),\"\",W88/'Lives scenario - input'!$F73),\"\")","v":""}]
[{"$f":"IFERROR('Lives scenario - input'!A74,\"\")","v":""},{"$f":"IFERROR('Lives scenario - input'!B74,\"\")","v":""},{"$f":"IFERROR('Lives scenario - input'!C74,\"\")","v":""},{"$f":"IFERROR(repcalc('Lives scenario - input'!$CX74:$GJ74,'Lives scenario - input'!$I74,'Lives scenario - input'!$G74,'Lives scenario - input'!$H74,20,TRUE,TRUE),\"\")","v":""},"","","","","","","","","","","","","","","","","","","",{"$f":"IFERROR(IF(OR(D89=\"\",'Lives scenario - input'!$F74=\"\"),\"\",D89/'Lives scenario - input'!$F74),\"\")","v":""},{"$f":"IFERROR(IF(OR(E89=\"\",'Lives scenario - input'!$F74=\"\"),\"\",E89/'Lives scenario - input'!$F74),\"\")","v":""},{"$f":"IFERROR(IF(OR(F89=\"\",'Lives scenario - input'!$F74=\"\"),\"\",F89/'Lives scenario - input'!$F74),\"\")","v":""},{"$f":"IFERROR(IF(OR(G89=\"\",'Lives scenario - input'!$F74=\"\"),\"\",G89/'Lives scenario - input'!$F74),\"\")","v":""},{"$f":"IFERROR(IF(OR(H89=\"\",'Lives scenario - input'!$F74=\"\"),\"\",H89/'Lives scenario - input'!$F74),\"\")","v":""},{"$f":"IFERROR(IF(OR(I89=\"\",'Lives scenario - input'!$F74=\"\"),\"\",I89/'Lives scenario - input'!$F74),\"\")","v":""},{"$f":"IFERROR(IF(OR(J89=\"\",'Lives scenario - input'!$F74=\"\"),\"\",J89/'Lives scenario - input'!$F74),\"\")","v":""},{"$f":"IFERROR(IF(OR(K89=\"\",'Lives scenario - input'!$F74=\"\"),\"\",K89/'Lives scenario - input'!$F74),\"\")","v":""},{"$f":"IFERROR(IF(OR(L89=\"\",'Lives scenario - input'!$F74=\"\"),\"\",L89/'Lives scenario - input'!$F74),\"\")","v":""},{"$f":"IFERROR(IF(OR(M89=\"\",'Lives scenario - input'!$F74=\"\"),\"\",M89/'Lives scenario - input'!$F74),\"\")","v":""},{"$f":"IFERROR(IF(OR(N89=\"\",'Lives scenario - input'!$F74=\"\"),\"\",N89/'Lives scenario - input'!$F74),\"\")","v":""},{"$f":"IFERROR(IF(OR(O89=\"\",'Lives scenario - input'!$F74=\"\"),\"\",O89/'Lives scenario - input'!$F74),\"\")","v":""},{"$f":"IFERROR(IF(OR(P89=\"\",'Lives scenario - input'!$F74=\"\"),\"\",P89/'Lives scenario - input'!$F74),\"\")","v":""},{"$f":"IFERROR(IF(OR(Q89=\"\",'Lives scenario - input'!$F74=\"\"),\"\",Q89/'Lives scenario - input'!$F74),\"\")","v":""},{"$f":"IFERROR(IF(OR(R89=\"\",'Lives scenario - input'!$F74=\"\"),\"\",R89/'Lives scenario - input'!$F74),\"\")","v":""},{"$f":"IFERROR(IF(OR(S89=\"\",'Lives scenario - input'!$F74=\"\"),\"\",S89/'Lives scenario - input'!$F74),\"\")","v":""},{"$f":"IFERROR(IF(OR(T89=\"\",'Lives scenario - input'!$F74=\"\"),\"\",T89/'Lives scenario - input'!$F74),\"\")","v":""},{"$f":"IFERROR(IF(OR(U89=\"\",'Lives scenario - input'!$F74=\"\"),\"\",U89/'Lives scenario - input'!$F74),\"\")","v":""},{"$f":"IFERROR(IF(OR(V89=\"\",'Lives scenario - input'!$F74=\"\"),\"\",V89/'Lives scenario - input'!$F74),\"\")","v":""},{"$f":"IFERROR(IF(OR(W89=\"\",'Lives scenario - input'!$F74=\"\"),\"\",W89/'Lives scenario - input'!$F74),\"\")","v":""}]
[{"$f":"IFERROR('Lives scenario - input'!A75,\"\")","v":""},{"$f":"IFERROR('Lives scenario - input'!B75,\"\")","v":""},{"$f":"IFERROR('Lives scenario - input'!C75,\"\")","v":""},{"$f":"IFERROR(repcalc('Lives scenario - input'!$CX75:$GJ75,'Lives scenario - input'!$I75,'Lives scenario - input'!$G75,'Lives scenario - input'!$H75,20,TRUE,TRUE),\"\")","v":""},"","","","","","","","","","","","","","","","","","","",{"$f":"IFERROR(IF(OR(D90=\"\",'Lives scenario - input'!$F75=\"\"),\"\",D90/'Lives scenario - input'!$F75),\"\")","v":""},{"$f":"IFERROR(IF(OR(E90=\"\",'Lives scenario - input'!$F75=\"\"),\"\",E90/'Lives scenario - input'!$F75),\"\")","v":""},{"$f":"IFERROR(IF(OR(F90=\"\",'Lives scenario - input'!$F75=\"\"),\"\",F90/'Lives scenario - input'!$F75),\"\")","v":""},{"$f":"IFERROR(IF(OR(G90=\"\",'Lives scenario - input'!$F75=\"\"),\"\",G90/'Lives scenario - input'!$F75),\"\")","v":""},{"$f":"IFERROR(IF(OR(H90=\"\",'Lives scenario - input'!$F75=\"\"),\"\",H90/'Lives scenario - input'!$F75),\"\")","v":""},{"$f":"IFERROR(IF(OR(I90=\"\",'Lives scenario - input'!$F75=\"\"),\"\",I90/'Lives scenario - input'!$F75),\"\")","v":""},{"$f":"IFERROR(IF(OR(J90=\"\",'Lives scenario - input'!$F75=\"\"),\"\",J90/'Lives scenario - input'!$F75),\"\")","v":""},{"$f":"IFERROR(IF(OR(K90=\"\",'Lives scenario - input'!$F75=\"\"),\"\",K90/'Lives scenario - input'!$F75),\"\")","v":""},{"$f":"IFERROR(IF(OR(L90=\"\",'Lives scenario - input'!$F75=\"\"),\"\",L90/'Lives scenario - input'!$F75),\"\")","v":""},{"$f":"IFERROR(IF(OR(M90=\"\",'Lives scenario - input'!$F75=\"\"),\"\",M90/'Lives scenario - input'!$F75),\"\")","v":""},{"$f":"IFERROR(IF(OR(N90=\"\",'Lives scenario - input'!$F75=\"\"),\"\",N90/'Lives scenario - input'!$F75),\"\")","v":""},{"$f":"IFERROR(IF(OR(O90=\"\",'Lives scenario - input'!$F75=\"\"),\"\",O90/'Lives scenario - input'!$F75),\"\")","v":""},{"$f":"IFERROR(IF(OR(P90=\"\",'Lives scenario - input'!$F75=\"\"),\"\",P90/'Lives scenario - input'!$F75),\"\")","v":""},{"$f":"IFERROR(IF(OR(Q90=\"\",'Lives scenario - input'!$F75=\"\"),\"\",Q90/'Lives scenario - input'!$F75),\"\")","v":""},{"$f":"IFERROR(IF(OR(R90=\"\",'Lives scenario - input'!$F75=\"\"),\"\",R90/'Lives scenario - input'!$F75),\"\")","v":""},{"$f":"IFERROR(IF(OR(S90=\"\",'Lives scenario - input'!$F75=\"\"),\"\",S90/'Lives scenario - input'!$F75),\"\")","v":""},{"$f":"IFERROR(IF(OR(T90=\"\",'Lives scenario - input'!$F75=\"\"),\"\",T90/'Lives scenario - input'!$F75),\"\")","v":""},{"$f":"IFERROR(IF(OR(U90=\"\",'Lives scenario - input'!$F75=\"\"),\"\",U90/'Lives scenario - input'!$F75),\"\")","v":""},{"$f":"IFERROR(IF(OR(V90=\"\",'Lives scenario - input'!$F75=\"\"),\"\",V90/'Lives scenario - input'!$F75),\"\")","v":""},{"$f":"IFERROR(IF(OR(W90=\"\",'Lives scenario - input'!$F75=\"\"),\"\",W90/'Lives scenario - input'!$F75),\"\")","v":""}]
[{"$f":"IFERROR('Lives scenario - input'!A76,\"\")","v":""},{"$f":"IFERROR('Lives scenario - input'!B76,\"\")","v":""},{"$f":"IFERROR('Lives scenario - input'!C76,\"\")","v":""},{"$f":"IFERROR(repcalc('Lives scenario - input'!$CX76:$GJ76,'Lives scenario - input'!$I76,'Lives scenario - input'!$G76,'Lives scenario - input'!$H76,20,TRUE,TRUE),\"\")","v":""},"","","","","","","","","","","","","","","","","","","",{"$f":"IFERROR(IF(OR(D91=\"\",'Lives scenario - input'!$F76=\"\"),\"\",D91/'Lives scenario - input'!$F76),\"\")","v":""},{"$f":"IFERROR(IF(OR(E91=\"\",'Lives scenario - input'!$F76=\"\"),\"\",E91/'Lives scenario - input'!$F76),\"\")","v":""},{"$f":"IFERROR(IF(OR(F91=\"\",'Lives scenario - input'!$F76=\"\"),\"\",F91/'Lives scenario - input'!$F76),\"\")","v":""},{"$f":"IFERROR(IF(OR(G91=\"\",'Lives scenario - input'!$F76=\"\"),\"\",G91/'Lives scenario - input'!$F76),\"\")","v":""},{"$f":"IFERROR(IF(OR(H91=\"\",'Lives scenario - input'!$F76=\"\"),\"\",H91/'Lives scenario - input'!$F76),\"\")","v":""},{"$f":"IFERROR(IF(OR(I91=\"\",'Lives scenario - input'!$F76=\"\"),\"\",I91/'Lives scenario - input'!$F76),\"\")","v":""},{"$f":"IFERROR(IF(OR(J91=\"\",'Lives scenario - input'!$F76=\"\"),\"\",J91/'Lives scenario - input'!$F76),\"\")","v":""},{"$f":"IFERROR(IF(OR(K91=\"\",'Lives scenario - input'!$F76=\"\"),\"\",K91/'Lives scenario - input'!$F76),\"\")","v":""},{"$f":"IFERROR(IF(OR(L91=\"\",'Lives scenario - input'!$F76=\"\"),\"\",L91/'Lives scenario - input'!$F76),\"\")","v":""},{"$f":"IFERROR(IF(OR(M91=\"\",'Lives scenario - input'!$F76=\"\"),\"\",M91/'Lives scenario - input'!$F76),\"\")","v":""},{"$f":"IFERROR(IF(OR(N91=\"\",'Lives scenario - input'!$F76=\"\"),\"\",N91/'Lives scenario - input'!$F76),\"\")","v":""},{"$f":"IFERROR(IF(OR(O91=\"\",'Lives scenario - input'!$F76=\"\"),\"\",O91/'Lives scenario - input'!$F76),\"\")","v":""},{"$f":"IFERROR(IF(OR(P91=\"\",'Lives scenario - input'!$F76=\"\"),\"\",P91/'Lives scenario - input'!$F76),\"\")","v":""},{"$f":"IFERROR(IF(OR(Q91=\"\",'Lives scenario - input'!$F76=\"\"),\"\",Q91/'Lives scenario - input'!$F76),\"\")","v":""},{"$f":"IFERROR(IF(OR(R91=\"\",'Lives scenario - input'!$F76=\"\"),\"\",R91/'Lives scenario - input'!$F76),\"\")","v":""},{"$f":"IFERROR(IF(OR(S91=\"\",'Lives scenario - input'!$F76=\"\"),\"\",S91/'Lives scenario - input'!$F76),\"\")","v":""},{"$f":"IFERROR(IF(OR(T91=\"\",'Lives scenario - input'!$F76=\"\"),\"\",T91/'Lives scenario - input'!$F76),\"\")","v":""},{"$f":"IFERROR(IF(OR(U91=\"\",'Lives scenario - input'!$F76=\"\"),\"\",U91/'Lives scenario - input'!$F76),\"\")","v":""},{"$f":"IFERROR(IF(OR(V91=\"\",'Lives scenario - input'!$F76=\"\"),\"\",V91/'Lives scenario - input'!$F76),\"\")","v":""},{"$f":"IFERROR(IF(OR(W91=\"\",'Lives scenario - input'!$F76=\"\"),\"\",W91/'Lives scenario - input'!$F76),\"\")","v":""}]
[{"$f":"IFERROR('Lives scenario - input'!A77,\"\")","v":""},{"$f":"IFERROR('Lives scenario - input'!B77,\"\")","v":""},{"$f":"IFERROR('Lives scenario - input'!C77,\"\")","v":""},{"$f":"IFERROR(repcalc('Lives scenario - input'!$CX77:$GJ77,'Lives scenario - input'!$I77,'Lives scenario - input'!$G77,'Lives scenario - input'!$H77,20,TRUE,TRUE),\"\")","v":""},"","","","","","","","","","","","","","","","","","","",{"$f":"IFERROR(IF(OR(D92=\"\",'Lives scenario - input'!$F77=\"\"),\"\",D92/'Lives scenario - input'!$F77),\"\")","v":""},{"$f":"IFERROR(IF(OR(E92=\"\",'Lives scenario - input'!$F77=\"\"),\"\",E92/'Lives scenario - input'!$F77),\"\")","v":""},{"$f":"IFERROR(IF(OR(F92=\"\",'Lives scenario - input'!$F77=\"\"),\"\",F92/'Lives scenario - input'!$F77),\"\")","v":""},{"$f":"IFERROR(IF(OR(G92=\"\",'Lives scenario - input'!$F77=\"\"),\"\",G92/'Lives scenario - input'!$F77),\"\")","v":""},{"$f":"IFERROR(IF(OR(H92=\"\",'Lives scenario - input'!$F77=\"\"),\"\",H92/'Lives scenario - input'!$F77),\"\")","v":""},{"$f":"IFERROR(IF(OR(I92=\"\",'Lives scenario - input'!$F77=\"\"),\"\",I92/'Lives scenario - input'!$F77),\"\")","v":""},{"$f":"IFERROR(IF(OR(J92=\"\",'Lives scenario - input'!$F77=\"\"),\"\",J92/'Lives scenario - input'!$F77),\"\")","v":""},{"$f":"IFERROR(IF(OR(K92=\"\",'Lives scenario - input'!$F77=\"\"),\"\",K92/'Lives scenario - input'!$F77),\"\")","v":""},{"$f":"IFERROR(IF(OR(L92=\"\",'Lives scenario - input'!$F77=\"\"),\"\",L92/'Lives scenario - input'!$F77),\"\")","v":""},{"$f":"IFERROR(IF(OR(M92=\"\",'Lives scenario - input'!$F77=\"\"),\"\",M92/'Lives scenario - input'!$F77),\"\")","v":""},{"$f":"IFERROR(IF(OR(N92=\"\",'Lives scenario - input'!$F77=\"\"),\"\",N92/'Lives scenario - input'!$F77),\"\")","v":""},{"$f":"IFERROR(IF(OR(O92=\"\",'Lives scenario - input'!$F77=\"\"),\"\",O92/'Lives scenario - input'!$F77),\"\")","v":""},{"$f":"IFERROR(IF(OR(P92=\"\",'Lives scenario - input'!$F77=\"\"),\"\",P92/'Lives scenario - input'!$F77),\"\")","v":""},{"$f":"IFERROR(IF(OR(Q92=\"\",'Lives scenario - input'!$F77=\"\"),\"\",Q92/'Lives scenario - input'!$F77),\"\")","v":""},{"$f":"IFERROR(IF(OR(R92=\"\",'Lives scenario - input'!$F77=\"\"),\"\",R92/'Lives scenario - input'!$F77),\"\")","v":""},{"$f":"IFERROR(IF(OR(S92=\"\",'Lives scenario - input'!$F77=\"\"),\"\",S92/'Lives scenario - input'!$F77),\"\")","v":""},{"$f":"IFERROR(IF(OR(T92=\"\",'Lives scenario - input'!$F77=\"\"),\"\",T92/'Lives scenario - input'!$F77),\"\")","v":""},{"$f":"IFERROR(IF(OR(U92=\"\",'Lives scenario - input'!$F77=\"\"),\"\",U92/'Lives scenario - input'!$F77),\"\")","v":""},{"$f":"IFERROR(IF(OR(V92=\"\",'Lives scenario - input'!$F77=\"\"),\"\",V92/'Lives scenario - input'!$F77),\"\")","v":""},{"$f":"IFERROR(IF(OR(W92=\"\",'Lives scenario - input'!$F77=\"\"),\"\",W92/'Lives scenario - input'!$F77),\"\")","v":""}]
[{"$f":"IFERROR('Lives scenario - input'!A78,\"\")","v":""},{"$f":"IFERROR('Lives scenario - input'!B78,\"\")","v":""},{"$f":"IFERROR('Lives scenario - input'!C78,\"\")","v":""},{"$f":"IFERROR(repcalc('Lives scenario - input'!$CX78:$GJ78,'Lives scenario - input'!$I78,'Lives scenario - input'!$G78,'Lives scenario - input'!$H78,20,TRUE,TRUE),\"\")","v":""},"","","","","","","","","","","","","","","","","","","",{"$f":"IFERROR(IF(OR(D93=\"\",'Lives scenario - input'!$F78=\"\"),\"\",D93/'Lives scenario - input'!$F78),\"\")","v":""},{"$f":"IFERROR(IF(OR(E93=\"\",'Lives scenario - input'!$F78=\"\"),\"\",E93/'Lives scenario - input'!$F78),\"\")","v":""},{"$f":"IFERROR(IF(OR(F93=\"\",'Lives scenario - input'!$F78=\"\"),\"\",F93/'Lives scenario - input'!$F78),\"\")","v":""},{"$f":"IFERROR(IF(OR(G93=\"\",'Lives scenario - input'!$F78=\"\"),\"\",G93/'Lives scenario - input'!$F78),\"\")","v":""},{"$f":"IFERROR(IF(OR(H93=\"\",'Lives scenario - input'!$F78=\"\"),\"\",H93/'Lives scenario - input'!$F78),\"\")","v":""},{"$f":"IFERROR(IF(OR(I93=\"\",'Lives scenario - input'!$F78=\"\"),\"\",I93/'Lives scenario - input'!$F78),\"\")","v":""},{"$f":"IFERROR(IF(OR(J93=\"\",'Lives scenario - input'!$F78=\"\"),\"\",J93/'Lives scenario - input'!$F78),\"\")","v":""},{"$f":"IFERROR(IF(OR(K93=\"\",'Lives scenario - input'!$F78=\"\"),\"\",K93/'Lives scenario - input'!$F78),\"\")","v":""},{"$f":"IFERROR(IF(OR(L93=\"\",'Lives scenario - input'!$F78=\"\"),\"\",L93/'Lives scenario - input'!$F78),\"\")","v":""},{"$f":"IFERROR(IF(OR(M93=\"\",'Lives scenario - input'!$F78=\"\"),\"\",M93/'Lives scenario - input'!$F78),\"\")","v":""},{"$f":"IFERROR(IF(OR(N93=\"\",'Lives scenario - input'!$F78=\"\"),\"\",N93/'Lives scenario - input'!$F78),\"\")","v":""},{"$f":"IFERROR(IF(OR(O93=\"\",'Lives scenario - input'!$F78=\"\"),\"\",O93/'Lives scenario - input'!$F78),\"\")","v":""},{"$f":"IFERROR(IF(OR(P93=\"\",'Lives scenario - input'!$F78=\"\"),\"\",P93/'Lives scenario - input'!$F78),\"\")","v":""},{"$f":"IFERROR(IF(OR(Q93=\"\",'Lives scenario - input'!$F78=\"\"),\"\",Q93/'Lives scenario - input'!$F78),\"\")","v":""},{"$f":"IFERROR(IF(OR(R93=\"\",'Lives scenario - input'!$F78=\"\"),\"\",R93/'Lives scenario - input'!$F78),\"\")","v":""},{"$f":"IFERROR(IF(OR(S93=\"\",'Lives scenario - input'!$F78=\"\"),\"\",S93/'Lives scenario - input'!$F78),\"\")","v":""},{"$f":"IFERROR(IF(OR(T93=\"\",'Lives scenario - input'!$F78=\"\"),\"\",T93/'Lives scenario - input'!$F78),\"\")","v":""},{"$f":"IFERROR(IF(OR(U93=\"\",'Lives scenario - input'!$F78=\"\"),\"\",U93/'Lives scenario - input'!$F78),\"\")","v":""},{"$f":"IFERROR(IF(OR(V93=\"\",'Lives scenario - input'!$F78=\"\"),\"\",V93/'Lives scenario - input'!$F78),\"\")","v":""},{"$f":"IFERROR(IF(OR(W93=\"\",'Lives scenario - input'!$F78=\"\"),\"\",W93/'Lives scenario - input'!$F78),\"\")","v":""}]
[{"$f":"IFERROR('Lives scenario - input'!A79,\"\")","v":""},{"$f":"IFERROR('Lives scenario - input'!B79,\"\")","v":""},{"$f":"IFERROR('Lives scenario - input'!C79,\"\")","v":""},{"$f":"IFERROR(repcalc('Lives scenario - input'!$CX79:$GJ79,'Lives scenario - input'!$I79,'Lives scenario - input'!$G79,'Lives scenario - input'!$H79,20,TRUE,TRUE),\"\")","v":""},"","","","","","","","","","","","","","","","","","","",{"$f":"IFERROR(IF(OR(D94=\"\",'Lives scenario - input'!$F79=\"\"),\"\",D94/'Lives scenario - input'!$F79),\"\")","v":""},{"$f":"IFERROR(IF(OR(E94=\"\",'Lives scenario - input'!$F79=\"\"),\"\",E94/'Lives scenario - input'!$F79),\"\")","v":""},{"$f":"IFERROR(IF(OR(F94=\"\",'Lives scenario - input'!$F79=\"\"),\"\",F94/'Lives scenario - input'!$F79),\"\")","v":""},{"$f":"IFERROR(IF(OR(G94=\"\",'Lives scenario - input'!$F79=\"\"),\"\",G94/'Lives scenario - input'!$F79),\"\")","v":""},{"$f":"IFERROR(IF(OR(H94=\"\",'Lives scenario - input'!$F79=\"\"),\"\",H94/'Lives scenario - input'!$F79),\"\")","v":""},{"$f":"IFERROR(IF(OR(I94=\"\",'Lives scenario - input'!$F79=\"\"),\"\",I94/'Lives scenario - input'!$F79),\"\")","v":""},{"$f":"IFERROR(IF(OR(J94=\"\",'Lives scenario - input'!$F79=\"\"),\"\",J94/'Lives scenario - input'!$F79),\"\")","v":""},{"$f":"IFERROR(IF(OR(K94=\"\",'Lives scenario - input'!$F79=\"\"),\"\",K94/'Lives scenario - input'!$F79),\"\")","v":""},{"$f":"IFERROR(IF(OR(L94=\"\",'Lives scenario - input'!$F79=\"\"),\"\",L94/'Lives scenario - input'!$F79),\"\")","v":""},{"$f":"IFERROR(IF(OR(M94=\"\",'Lives scenario - input'!$F79=\"\"),\"\",M94/'Lives scenario - input'!$F79),\"\")","v":""},{"$f":"IFERROR(IF(OR(N94=\"\",'Lives scenario - input'!$F79=\"\"),\"\",N94/'Lives scenario - input'!$F79),\"\")","v":""},{"$f":"IFERROR(IF(OR(O94=\"\",'Lives scenario - input'!$F79=\"\"),\"\",O94/'Lives scenario - input'!$F79),\"\")","v":""},{"$f":"IFERROR(IF(OR(P94=\"\",'Lives scenario - input'!$F79=\"\"),\"\",P94/'Lives scenario - input'!$F79),\"\")","v":""},{"$f":"IFERROR(IF(OR(Q94=\"\",'Lives scenario - input'!$F79=\"\"),\"\",Q94/'Lives scenario - input'!$F79),\"\")","v":""},{"$f":"IFERROR(IF(OR(R94=\"\",'Lives scenario - input'!$F79=\"\"),\"\",R94/'Lives scenario - input'!$F79),\"\")","v":""},{"$f":"IFERROR(IF(OR(S94=\"\",'Lives scenario - input'!$F79=\"\"),\"\",S94/'Lives scenario - input'!$F79),\"\")","v":""},{"$f":"IFERROR(IF(OR(T94=\"\",'Lives scenario - input'!$F79=\"\"),\"\",T94/'Lives scenario - input'!$F79),\"\")","v":""},{"$f":"IFERROR(IF(OR(U94=\"\",'Lives scenario - input'!$F79=\"\"),\"\",U94/'Lives scenario - input'!$F79),\"\")","v":""},{"$f":"IFERROR(IF(OR(V94=\"\",'Lives scenario - input'!$F79=\"\"),\"\",V94/'Lives scenario - input'!$F79),\"\")","v":""},{"$f":"IFERROR(IF(OR(W94=\"\",'Lives scenario - input'!$F79=\"\"),\"\",W94/'Lives scenario - input'!$F79),\"\")","v":""}]
[{"$f":"IFERROR('Lives scenario - input'!A80,\"\")","v":""},{"$f":"IFERROR('Lives scenario - input'!B80,\"\")","v":""},{"$f":"IFERROR('Lives scenario - input'!C80,\"\")","v":""},{"$f":"IFERROR(repcalc('Lives scenario - input'!$CX80:$GJ80,'Lives scenario - input'!$I80,'Lives scenario - input'!$G80,'Lives scenario - input'!$H80,20,TRUE,TRUE),\"\")","v":""},"","","","","","","","","","","","","","","","","","","",{"$f":"IFERROR(IF(OR(D95=\"\",'Lives scenario - input'!$F80=\"\"),\"\",D95/'Lives scenario - input'!$F80),\"\")","v":""},{"$f":"IFERROR(IF(OR(E95=\"\",'Lives scenario - input'!$F80=\"\"),\"\",E95/'Lives scenario - input'!$F80),\"\")","v":""},{"$f":"IFERROR(IF(OR(F95=\"\",'Lives scenario - input'!$F80=\"\"),\"\",F95/'Lives scenario - input'!$F80),\"\")","v":""},{"$f":"IFERROR(IF(OR(G95=\"\",'Lives scenario - input'!$F80=\"\"),\"\",G95/'Lives scenario - input'!$F80),\"\")","v":""},{"$f":"IFERROR(IF(OR(H95=\"\",'Lives scenario - input'!$F80=\"\"),\"\",H95/'Lives scenario - input'!$F80),\"\")","v":""},{"$f":"IFERROR(IF(OR(I95=\"\",'Lives scenario - input'!$F80=\"\"),\"\",I95/'Lives scenario - input'!$F80),\"\")","v":""},{"$f":"IFERROR(IF(OR(J95=\"\",'Lives scenario - input'!$F80=\"\"),\"\",J95/'Lives scenario - input'!$F80),\"\")","v":""},{"$f":"IFERROR(IF(OR(K95=\"\",'Lives scenario - input'!$F80=\"\"),\"\",K95/'Lives scenario - input'!$F80),\"\")","v":""},{"$f":"IFERROR(IF(OR(L95=\"\",'Lives scenario - input'!$F80=\"\"),\"\",L95/'Lives scenario - input'!$F80),\"\")","v":""},{"$f":"IFERROR(IF(OR(M95=\"\",'Lives scenario - input'!$F80=\"\"),\"\",M95/'Lives scenario - input'!$F80),\"\")","v":""},{"$f":"IFERROR(IF(OR(N95=\"\",'Lives scenario - input'!$F80=\"\"),\"\",N95/'Lives scenario - input'!$F80),\"\")","v":""},{"$f":"IFERROR(IF(OR(O95=\"\",'Lives scenario - input'!$F80=\"\"),\"\",O95/'Lives scenario - input'!$F80),\"\")","v":""},{"$f":"IFERROR(IF(OR(P95=\"\",'Lives scenario - input'!$F80=\"\"),\"\",P95/'Lives scenario - input'!$F80),\"\")","v":""},{"$f":"IFERROR(IF(OR(Q95=\"\",'Lives scenario - input'!$F80=\"\"),\"\",Q95/'Lives scenario - input'!$F80),\"\")","v":""},{"$f":"IFERROR(IF(OR(R95=\"\",'Lives scenario - input'!$F80=\"\"),\"\",R95/'Lives scenario - input'!$F80),\"\")","v":""},{"$f":"IFERROR(IF(OR(S95=\"\",'Lives scenario - input'!$F80=\"\"),\"\",S95/'Lives scenario - input'!$F80),\"\")","v":""},{"$f":"IFERROR(IF(OR(T95=\"\",'Lives scenario - input'!$F80=\"\"),\"\",T95/'Lives scenario - input'!$F80),\"\")","v":""},{"$f":"IFERROR(IF(OR(U95=\"\",'Lives scenario - input'!$F80=\"\"),\"\",U95/'Lives scenario - input'!$F80),\"\")","v":""},{"$f":"IFERROR(IF(OR(V95=\"\",'Lives scenario - input'!$F80=\"\"),\"\",V95/'Lives scenario - input'!$F80),\"\")","v":""},{"$f":"IFERROR(IF(OR(W95=\"\",'Lives scenario - input'!$F80=\"\"),\"\",W95/'Lives scenario - input'!$F80),\"\")","v":""}]
[{"$f":"IFERROR('Lives scenario - input'!A81,\"\")","v":""},{"$f":"IFERROR('Lives scenario - input'!B81,\"\")","v":""},{"$f":"IFERROR('Lives scenario - input'!C81,\"\")","v":""},{"$f":"IFERROR(repcalc('Lives scenario - input'!$CX81:$GJ81,'Lives scenario - input'!$I81,'Lives scenario - input'!$G81,'Lives scenario - input'!$H81,20,TRUE,TRUE),\"\")","v":""},"","","","","","","","","","","","","","","","","","","",{"$f":"IFERROR(IF(OR(D96=\"\",'Lives scenario - input'!$F81=\"\"),\"\",D96/'Lives scenario - input'!$F81),\"\")","v":""},{"$f":"IFERROR(IF(OR(E96=\"\",'Lives scenario - input'!$F81=\"\"),\"\",E96/'Lives scenario - input'!$F81),\"\")","v":""},{"$f":"IFERROR(IF(OR(F96=\"\",'Lives scenario - input'!$F81=\"\"),\"\",F96/'Lives scenario - input'!$F81),\"\")","v":""},{"$f":"IFERROR(IF(OR(G96=\"\",'Lives scenario - input'!$F81=\"\"),\"\",G96/'Lives scenario - input'!$F81),\"\")","v":""},{"$f":"IFERROR(IF(OR(H96=\"\",'Lives scenario - input'!$F81=\"\"),\"\",H96/'Lives scenario - input'!$F81),\"\")","v":""},{"$f":"IFERROR(IF(OR(I96=\"\",'Lives scenario - input'!$F81=\"\"),\"\",I96/'Lives scenario - input'!$F81),\"\")","v":""},{"$f":"IFERROR(IF(OR(J96=\"\",'Lives scenario - input'!$F81=\"\"),\"\",J96/'Lives scenario - input'!$F81),\"\")","v":""},{"$f":"IFERROR(IF(OR(K96=\"\",'Lives scenario - input'!$F81=\"\"),\"\",K96/'Lives scenario - input'!$F81),\"\")","v":""},{"$f":"IFERROR(IF(OR(L96=\"\",'Lives scenario - input'!$F81=\"\"),\"\",L96/'Lives scenario - input'!$F81),\"\")","v":""},{"$f":"IFERROR(IF(OR(M96=\"\",'Lives scenario - input'!$F81=\"\"),\"\",M96/'Lives scenario - input'!$F81),\"\")","v":""},{"$f":"IFERROR(IF(OR(N96=\"\",'Lives scenario - input'!$F81=\"\"),\"\",N96/'Lives scenario - input'!$F81),\"\")","v":""},{"$f":"IFERROR(IF(OR(O96=\"\",'Lives scenario - input'!$F81=\"\"),\"\",O96/'Lives scenario - input'!$F81),\"\")","v":""},{"$f":"IFERROR(IF(OR(P96=\"\",'Lives scenario - input'!$F81=\"\"),\"\",P96/'Lives scenario - input'!$F81),\"\")","v":""},{"$f":"IFERROR(IF(OR(Q96=\"\",'Lives scenario - input'!$F81=\"\"),\"\",Q96/'Lives scenario - input'!$F81),\"\")","v":""},{"$f":"IFERROR(IF(OR(R96=\"\",'Lives scenario - input'!$F81=\"\"),\"\",R96/'Lives scenario - input'!$F81),\"\")","v":""},{"$f":"IFERROR(IF(OR(S96=\"\",'Lives scenario - input'!$F81=\"\"),\"\",S96/'Lives scenario - input'!$F81),\"\")","v":""},{"$f":"IFERROR(IF(OR(T96=\"\",'Lives scenario - input'!$F81=\"\"),\"\",T96/'Lives scenario - input'!$F81),\"\")","v":""},{"$f":"IFERROR(IF(OR(U96=\"\",'Lives scenario - input'!$F81=\"\"),\"\",U96/'Lives scenario - input'!$F81),\"\")","v":""},{"$f":"IFERROR(IF(OR(V96=\"\",'Lives scenario - input'!$F81=\"\"),\"\",V96/'Lives scenario - input'!$F81),\"\")","v":""},{"$f":"IFERROR(IF(OR(W96=\"\",'Lives scenario - input'!$F81=\"\"),\"\",W96/'Lives scenario - input'!$F81),\"\")","v":""}]
[{"$f":"IFERROR('Lives scenario - input'!A82,\"\")","v":""},{"$f":"IFERROR('Lives scenario - input'!B82,\"\")","v":""},{"$f":"IFERROR('Lives scenario - input'!C82,\"\")","v":""},{"$f":"IFERROR(repcalc('Lives scenario - input'!$CX82:$GJ82,'Lives scenario - input'!$I82,'Lives scenario - input'!$G82,'Lives scenario - input'!$H82,20,TRUE,TRUE),\"\")","v":""},"","","","","","","","","","","","","","","","","","","",{"$f":"IFERROR(IF(OR(D97=\"\",'Lives scenario - input'!$F82=\"\"),\"\",D97/'Lives scenario - input'!$F82),\"\")","v":""},{"$f":"IFERROR(IF(OR(E97=\"\",'Lives scenario - input'!$F82=\"\"),\"\",E97/'Lives scenario - input'!$F82),\"\")","v":""},{"$f":"IFERROR(IF(OR(F97=\"\",'Lives scenario - input'!$F82=\"\"),\"\",F97/'Lives scenario - input'!$F82),\"\")","v":""},{"$f":"IFERROR(IF(OR(G97=\"\",'Lives scenario - input'!$F82=\"\"),\"\",G97/'Lives scenario - input'!$F82),\"\")","v":""},{"$f":"IFERROR(IF(OR(H97=\"\",'Lives scenario - input'!$F82=\"\"),\"\",H97/'Lives scenario - input'!$F82),\"\")","v":""},{"$f":"IFERROR(IF(OR(I97=\"\",'Lives scenario - input'!$F82=\"\"),\"\",I97/'Lives scenario - input'!$F82),\"\")","v":""},{"$f":"IFERROR(IF(OR(J97=\"\",'Lives scenario - input'!$F82=\"\"),\"\",J97/'Lives scenario - input'!$F82),\"\")","v":""},{"$f":"IFERROR(IF(OR(K97=\"\",'Lives scenario - input'!$F82=\"\"),\"\",K97/'Lives scenario - input'!$F82),\"\")","v":""},{"$f":"IFERROR(IF(OR(L97=\"\",'Lives scenario - input'!$F82=\"\"),\"\",L97/'Lives scenario - input'!$F82),\"\")","v":""},{"$f":"IFERROR(IF(OR(M97=\"\",'Lives scenario - input'!$F82=\"\"),\"\",M97/'Lives scenario - input'!$F82),\"\")","v":""},{"$f":"IFERROR(IF(OR(N97=\"\",'Lives scenario - input'!$F82=\"\"),\"\",N97/'Lives scenario - input'!$F82),\"\")","v":""},{"$f":"IFERROR(IF(OR(O97=\"\",'Lives scenario - input'!$F82=\"\"),\"\",O97/'Lives scenario - input'!$F82),\"\")","v":""},{"$f":"IFERROR(IF(OR(P97=\"\",'Lives scenario - input'!$F82=\"\"),\"\",P97/'Lives scenario - input'!$F82),\"\")","v":""},{"$f":"IFERROR(IF(OR(Q97=\"\",'Lives scenario - input'!$F82=\"\"),\"\",Q97/'Lives scenario - input'!$F82),\"\")","v":""},{"$f":"IFERROR(IF(OR(R97=\"\",'Lives scenario - input'!$F82=\"\"),\"\",R97/'Lives scenario - input'!$F82),\"\")","v":""},{"$f":"IFERROR(IF(OR(S97=\"\",'Lives scenario - input'!$F82=\"\"),\"\",S97/'Lives scenario - input'!$F82),\"\")","v":""},{"$f":"IFERROR(IF(OR(T97=\"\",'Lives scenario - input'!$F82=\"\"),\"\",T97/'Lives scenario - input'!$F82),\"\")","v":""},{"$f":"IFERROR(IF(OR(U97=\"\",'Lives scenario - input'!$F82=\"\"),\"\",U97/'Lives scenario - input'!$F82),\"\")","v":""},{"$f":"IFERROR(IF(OR(V97=\"\",'Lives scenario - input'!$F82=\"\"),\"\",V97/'Lives scenario - input'!$F82),\"\")","v":""},{"$f":"IFERROR(IF(OR(W97=\"\",'Lives scenario - input'!$F82=\"\"),\"\",W97/'Lives scenario - input'!$F82),\"\")","v":""}]
[{"$f":"IFERROR('Lives scenario - input'!A83,\"\")","v":""},{"$f":"IFERROR('Lives scenario - input'!B83,\"\")","v":""},{"$f":"IFERROR('Lives scenario - input'!C83,\"\")","v":""},{"$f":"IFERROR(repcalc('Lives scenario - input'!$CX83:$GJ83,'Lives scenario - input'!$I83,'Lives scenario - input'!$G83,'Lives scenario - input'!$H83,20,TRUE,TRUE),\"\")","v":""},"","","","","","","","","","","","","","","","","","","",{"$f":"IFERROR(IF(OR(D98=\"\",'Lives scenario - input'!$F83=\"\"),\"\",D98/'Lives scenario - input'!$F83),\"\")","v":""},{"$f":"IFERROR(IF(OR(E98=\"\",'Lives scenario - input'!$F83=\"\"),\"\",E98/'Lives scenario - input'!$F83),\"\")","v":""},{"$f":"IFERROR(IF(OR(F98=\"\",'Lives scenario - input'!$F83=\"\"),\"\",F98/'Lives scenario - input'!$F83),\"\")","v":""},{"$f":"IFERROR(IF(OR(G98=\"\",'Lives scenario - input'!$F83=\"\"),\"\",G98/'Lives scenario - input'!$F83),\"\")","v":""},{"$f":"IFERROR(IF(OR(H98=\"\",'Lives scenario - input'!$F83=\"\"),\"\",H98/'Lives scenario - input'!$F83),\"\")","v":""},{"$f":"IFERROR(IF(OR(I98=\"\",'Lives scenario - input'!$F83=\"\"),\"\",I98/'Lives scenario - input'!$F83),\"\")","v":""},{"$f":"IFERROR(IF(OR(J98=\"\",'Lives scenario - input'!$F83=\"\"),\"\",J98/'Lives scenario - input'!$F83),\"\")","v":""},{"$f":"IFERROR(IF(OR(K98=\"\",'Lives scenario - input'!$F83=\"\"),\"\",K98/'Lives scenario - input'!$F83),\"\")","v":""},{"$f":"IFERROR(IF(OR(L98=\"\",'Lives scenario - input'!$F83=\"\"),\"\",L98/'Lives scenario - input'!$F83),\"\")","v":""},{"$f":"IFERROR(IF(OR(M98=\"\",'Lives scenario - input'!$F83=\"\"),\"\",M98/'Lives scenario - input'!$F83),\"\")","v":""},{"$f":"IFERROR(IF(OR(N98=\"\",'Lives scenario - input'!$F83=\"\"),\"\",N98/'Lives scenario - input'!$F83),\"\")","v":""},{"$f":"IFERROR(IF(OR(O98=\"\",'Lives scenario - input'!$F83=\"\"),\"\",O98/'Lives scenario - input'!$F83),\"\")","v":""},{"$f":"IFERROR(IF(OR(P98=\"\",'Lives scenario - input'!$F83=\"\"),\"\",P98/'Lives scenario - input'!$F83),\"\")","v":""},{"$f":"IFERROR(IF(OR(Q98=\"\",'Lives scenario - input'!$F83=\"\"),\"\",Q98/'Lives scenario - input'!$F83),\"\")","v":""},{"$f":"IFERROR(IF(OR(R98=\"\",'Lives scenario - input'!$F83=\"\"),\"\",R98/'Lives scenario - input'!$F83),\"\")","v":""},{"$f":"IFERROR(IF(OR(S98=\"\",'Lives scenario - input'!$F83=\"\"),\"\",S98/'Lives scenario - input'!$F83),\"\")","v":""},{"$f":"IFERROR(IF(OR(T98=\"\",'Lives scenario - input'!$F83=\"\"),\"\",T98/'Lives scenario - input'!$F83),\"\")","v":""},{"$f":"IFERROR(IF(OR(U98=\"\",'Lives scenario - input'!$F83=\"\"),\"\",U98/'Lives scenario - input'!$F83),\"\")","v":""},{"$f":"IFERROR(IF(OR(V98=\"\",'Lives scenario - input'!$F83=\"\"),\"\",V98/'Lives scenario - input'!$F83),\"\")","v":""},{"$f":"IFERROR(IF(OR(W98=\"\",'Lives scenario - input'!$F83=\"\"),\"\",W98/'Lives scenario - input'!$F83),\"\")","v":""}]
[{"$f":"IFERROR('Lives scenario - input'!A84,\"\")","v":""},{"$f":"IFERROR('Lives scenario - input'!B84,\"\")","v":""},{"$f":"IFERROR('Lives scenario - input'!C84,\"\")","v":""},{"$f":"IFERROR(repcalc('Lives scenario - input'!$CX84:$GJ84,'Lives scenario - input'!$I84,'Lives scenario - input'!$G84,'Lives scenario - input'!$H84,20,TRUE,TRUE),\"\")","v":""},"","","","","","","","","","","","","","","","","","","",{"$f":"IFERROR(IF(OR(D99=\"\",'Lives scenario - input'!$F84=\"\"),\"\",D99/'Lives scenario - input'!$F84),\"\")","v":""},{"$f":"IFERROR(IF(OR(E99=\"\",'Lives scenario - input'!$F84=\"\"),\"\",E99/'Lives scenario - input'!$F84),\"\")","v":""},{"$f":"IFERROR(IF(OR(F99=\"\",'Lives scenario - input'!$F84=\"\"),\"\",F99/'Lives scenario - input'!$F84),\"\")","v":""},{"$f":"IFERROR(IF(OR(G99=\"\",'Lives scenario - input'!$F84=\"\"),\"\",G99/'Lives scenario - input'!$F84),\"\")","v":""},{"$f":"IFERROR(IF(OR(H99=\"\",'Lives scenario - input'!$F84=\"\"),\"\",H99/'Lives scenario - input'!$F84),\"\")","v":""},{"$f":"IFERROR(IF(OR(I99=\"\",'Lives scenario - input'!$F84=\"\"),\"\",I99/'Lives scenario - input'!$F84),\"\")","v":""},{"$f":"IFERROR(IF(OR(J99=\"\",'Lives scenario - input'!$F84=\"\"),\"\",J99/'Lives scenario - input'!$F84),\"\")","v":""},{"$f":"IFERROR(IF(OR(K99=\"\",'Lives scenario - input'!$F84=\"\"),\"\",K99/'Lives scenario - input'!$F84),\"\")","v":""},{"$f":"IFERROR(IF(OR(L99=\"\",'Lives scenario - input'!$F84=\"\"),\"\",L99/'Lives scenario - input'!$F84),\"\")","v":""},{"$f":"IFERROR(IF(OR(M99=\"\",'Lives scenario - input'!$F84=\"\"),\"\",M99/'Lives scenario - input'!$F84),\"\")","v":""},{"$f":"IFERROR(IF(OR(N99=\"\",'Lives scenario - input'!$F84=\"\"),\"\",N99/'Lives scenario - input'!$F84),\"\")","v":""},{"$f":"IFERROR(IF(OR(O99=\"\",'Lives scenario - input'!$F84=\"\"),\"\",O99/'Lives scenario - input'!$F84),\"\")","v":""},{"$f":"IFERROR(IF(OR(P99=\"\",'Lives scenario - input'!$F84=\"\"),\"\",P99/'Lives scenario - input'!$F84),\"\")","v":""},{"$f":"IFERROR(IF(OR(Q99=\"\",'Lives scenario - input'!$F84=\"\"),\"\",Q99/'Lives scenario - input'!$F84),\"\")","v":""},{"$f":"IFERROR(IF(OR(R99=\"\",'Lives scenario - input'!$F84=\"\"),\"\",R99/'Lives scenario - input'!$F84),\"\")","v":""},{"$f":"IFERROR(IF(OR(S99=\"\",'Lives scenario - input'!$F84=\"\"),\"\",S99/'Lives scenario - input'!$F84),\"\")","v":""},{"$f":"IFERROR(IF(OR(T99=\"\",'Lives scenario - input'!$F84=\"\"),\"\",T99/'Lives scenario - input'!$F84),\"\")","v":""},{"$f":"IFERROR(IF(OR(U99=\"\",'Lives scenario - input'!$F84=\"\"),\"\",U99/'Lives scenario - input'!$F84),\"\")","v":""},{"$f":"IFERROR(IF(OR(V99=\"\",'Lives scenario - input'!$F84=\"\"),\"\",V99/'Lives scenario - input'!$F84),\"\")","v":""},{"$f":"IFERROR(IF(OR(W99=\"\",'Lives scenario - input'!$F84=\"\"),\"\",W99/'Lives scenario - input'!$F84),\"\")","v":""}]
[{"$f":"IFERROR('Lives scenario - input'!A85,\"\")","v":""},{"$f":"IFERROR('Lives scenario - input'!B85,\"\")","v":""},{"$f":"IFERROR('Lives scenario - input'!C85,\"\")","v":""},{"$f":"IFERROR(repcalc('Lives scenario - input'!$CX85:$GJ85,'Lives scenario - input'!$I85,'Lives scenario - input'!$G85,'Lives scenario - input'!$H85,20,TRUE,TRUE),\"\")","v":""},"","","","","","","","","","","","","","","","","","","",{"$f":"IFERROR(IF(OR(D100=\"\",'Lives scenario - input'!$F85=\"\"),\"\",D100/'Lives scenario - input'!$F85),\"\")","v":""},{"$f":"IFERROR(IF(OR(E100=\"\",'Lives scenario - input'!$F85=\"\"),\"\",E100/'Lives scenario - input'!$F85),\"\")","v":""},{"$f":"IFERROR(IF(OR(F100=\"\",'Lives scenario - input'!$F85=\"\"),\"\",F100/'Lives scenario - input'!$F85),\"\")","v":""},{"$f":"IFERROR(IF(OR(G100=\"\",'Lives scenario - input'!$F85=\"\"),\"\",G100/'Lives scenario - input'!$F85),\"\")","v":""},{"$f":"IFERROR(IF(OR(H100=\"\",'Lives scenario - input'!$F85=\"\"),\"\",H100/'Lives scenario - input'!$F85),\"\")","v":""},{"$f":"IFERROR(IF(OR(I100=\"\",'Lives scenario - input'!$F85=\"\"),\"\",I100/'Lives scenario - input'!$F85),\"\")","v":""},{"$f":"IFERROR(IF(OR(J100=\"\",'Lives scenario - input'!$F85=\"\"),\"\",J100/'Lives scenario - input'!$F85),\"\")","v":""},{"$f":"IFERROR(IF(OR(K100=\"\",'Lives scenario - input'!$F85=\"\"),\"\",K100/'Lives scenario - input'!$F85),\"\")","v":""},{"$f":"IFERROR(IF(OR(L100=\"\",'Lives scenario - input'!$F85=\"\"),\"\",L100/'Lives scenario - input'!$F85),\"\")","v":""},{"$f":"IFERROR(IF(OR(M100=\"\",'Lives scenario - input'!$F85=\"\"),\"\",M100/'Lives scenario - input'!$F85),\"\")","v":""},{"$f":"IFERROR(IF(OR(N100=\"\",'Lives scenario - input'!$F85=\"\"),\"\",N100/'Lives scenario - input'!$F85),\"\")","v":""},{"$f":"IFERROR(IF(OR(O100=\"\",'Lives scenario - input'!$F85=\"\"),\"\",O100/'Lives scenario - input'!$F85),\"\")","v":""},{"$f":"IFERROR(IF(OR(P100=\"\",'Lives scenario - input'!$F85=\"\"),\"\",P100/'Lives scenario - input'!$F85),\"\")","v":""},{"$f":"IFERROR(IF(OR(Q100=\"\",'Lives scenario - input'!$F85=\"\"),\"\",Q100/'Lives scenario - input'!$F85),\"\")","v":""},{"$f":"IFERROR(IF(OR(R100=\"\",'Lives scenario - input'!$F85=\"\"),\"\",R100/'Lives scenario - input'!$F85),\"\")","v":""},{"$f":"IFERROR(IF(OR(S100=\"\",'Lives scenario - input'!$F85=\"\"),\"\",S100/'Lives scenario - input'!$F85),\"\")","v":""},{"$f":"IFERROR(IF(OR(T100=\"\",'Lives scenario - input'!$F85=\"\"),\"\",T100/'Lives scenario - input'!$F85),\"\")","v":""},{"$f":"IFERROR(IF(OR(U100=\"\",'Lives scenario - input'!$F85=\"\"),\"\",U100/'Lives scenario - input'!$F85),\"\")","v":""},{"$f":"IFERROR(IF(OR(V100=\"\",'Lives scenario - input'!$F85=\"\"),\"\",V100/'Lives scenario - input'!$F85),\"\")","v":""},{"$f":"IFERROR(IF(OR(W100=\"\",'Lives scenario - input'!$F85=\"\"),\"\",W100/'Lives scenario - input'!$F85),\"\")","v":""}]
[{"$f":"IFERROR('Lives scenario - input'!A86,\"\")","v":""},{"$f":"IFERROR('Lives scenario - input'!B86,\"\")","v":""},{"$f":"IFERROR('Lives scenario - input'!C86,\"\")","v":""},{"$f":"IFERROR(repcalc('Lives scenario - input'!$CX86:$GJ86,'Lives scenario - input'!$I86,'Lives scenario - input'!$G86,'Lives scenario - input'!$H86,20,TRUE,TRUE),\"\")","v":""},"","","","","","","","","","","","","","","","","","","",{"$f":"IFERROR(IF(OR(D101=\"\",'Lives scenario - input'!$F86=\"\"),\"\",D101/'Lives scenario - input'!$F86),\"\")","v":""},{"$f":"IFERROR(IF(OR(E101=\"\",'Lives scenario - input'!$F86=\"\"),\"\",E101/'Lives scenario - input'!$F86),\"\")","v":""},{"$f":"IFERROR(IF(OR(F101=\"\",'Lives scenario - input'!$F86=\"\"),\"\",F101/'Lives scenario - input'!$F86),\"\")","v":""},{"$f":"IFERROR(IF(OR(G101=\"\",'Lives scenario - input'!$F86=\"\"),\"\",G101/'Lives scenario - input'!$F86),\"\")","v":""},{"$f":"IFERROR(IF(OR(H101=\"\",'Lives scenario - input'!$F86=\"\"),\"\",H101/'Lives scenario - input'!$F86),\"\")","v":""},{"$f":"IFERROR(IF(OR(I101=\"\",'Lives scenario - input'!$F86=\"\"),\"\",I101/'Lives scenario - input'!$F86),\"\")","v":""},{"$f":"IFERROR(IF(OR(J101=\"\",'Lives scenario - input'!$F86=\"\"),\"\",J101/'Lives scenario - input'!$F86),\"\")","v":""},{"$f":"IFERROR(IF(OR(K101=\"\",'Lives scenario - input'!$F86=\"\"),\"\",K101/'Lives scenario - input'!$F86),\"\")","v":""},{"$f":"IFERROR(IF(OR(L101=\"\",'Lives scenario - input'!$F86=\"\"),\"\",L101/'Lives scenario - input'!$F86),\"\")","v":""},{"$f":"IFERROR(IF(OR(M101=\"\",'Lives scenario - input'!$F86=\"\"),\"\",M101/'Lives scenario - input'!$F86),\"\")","v":""},{"$f":"IFERROR(IF(OR(N101=\"\",'Lives scenario - input'!$F86=\"\"),\"\",N101/'Lives scenario - input'!$F86),\"\")","v":""},{"$f":"IFERROR(IF(OR(O101=\"\",'Lives scenario - input'!$F86=\"\"),\"\",O101/'Lives scenario - input'!$F86),\"\")","v":""},{"$f":"IFERROR(IF(OR(P101=\"\",'Lives scenario - input'!$F86=\"\"),\"\",P101/'Lives scenario - input'!$F86),\"\")","v":""},{"$f":"IFERROR(IF(OR(Q101=\"\",'Lives scenario - input'!$F86=\"\"),\"\",Q101/'Lives scenario - input'!$F86),\"\")","v":""},{"$f":"IFERROR(IF(OR(R101=\"\",'Lives scenario - input'!$F86=\"\"),\"\",R101/'Lives scenario - input'!$F86),\"\")","v":""},{"$f":"IFERROR(IF(OR(S101=\"\",'Lives scenario - input'!$F86=\"\"),\"\",S101/'Lives scenario - input'!$F86),\"\")","v":""},{"$f":"IFERROR(IF(OR(T101=\"\",'Lives scenario - input'!$F86=\"\"),\"\",T101/'Lives scenario - input'!$F86),\"\")","v":""},{"$f":"IFERROR(IF(OR(U101=\"\",'Lives scenario - input'!$F86=\"\"),\"\",U101/'Lives scenario - input'!$F86),\"\")","v":""},{"$f":"IFERROR(IF(OR(V101=\"\",'Lives scenario - input'!$F86=\"\"),\"\",V101/'Lives scenario - input'!$F86),\"\")","v":""},{"$f":"IFERROR(IF(OR(W101=\"\",'Lives scenario - input'!$F86=\"\"),\"\",W101/'Lives scenario - input'!$F86),\"\")","v":""}]
[{"$f":"IFERROR('Lives scenario - input'!A87,\"\")","v":""},{"$f":"IFERROR('Lives scenario - input'!B87,\"\")","v":""},{"$f":"IFERROR('Lives scenario - input'!C87,\"\")","v":""},{"$f":"IFERROR(repcalc('Lives scenario - input'!$CX87:$GJ87,'Lives scenario - input'!$I87,'Lives scenario - input'!$G87,'Lives scenario - input'!$H87,20,TRUE,TRUE),\"\")","v":""},"","","","","","","","","","","","","","","","","","","",{"$f":"IFERROR(IF(OR(D102=\"\",'Lives scenario - input'!$F87=\"\"),\"\",D102/'Lives scenario - input'!$F87),\"\")","v":""},{"$f":"IFERROR(IF(OR(E102=\"\",'Lives scenario - input'!$F87=\"\"),\"\",E102/'Lives scenario - input'!$F87),\"\")","v":""},{"$f":"IFERROR(IF(OR(F102=\"\",'Lives scenario - input'!$F87=\"\"),\"\",F102/'Lives scenario - input'!$F87),\"\")","v":""},{"$f":"IFERROR(IF(OR(G102=\"\",'Lives scenario - input'!$F87=\"\"),\"\",G102/'Lives scenario - input'!$F87),\"\")","v":""},{"$f":"IFERROR(IF(OR(H102=\"\",'Lives scenario - input'!$F87=\"\"),\"\",H102/'Lives scenario - input'!$F87),\"\")","v":""},{"$f":"IFERROR(IF(OR(I102=\"\",'Lives scenario - input'!$F87=\"\"),\"\",I102/'Lives scenario - input'!$F87),\"\")","v":""},{"$f":"IFERROR(IF(OR(J102=\"\",'Lives scenario - input'!$F87=\"\"),\"\",J102/'Lives scenario - input'!$F87),\"\")","v":""},{"$f":"IFERROR(IF(OR(K102=\"\",'Lives scenario - input'!$F87=\"\"),\"\",K102/'Lives scenario - input'!$F87),\"\")","v":""},{"$f":"IFERROR(IF(OR(L102=\"\",'Lives scenario - input'!$F87=\"\"),\"\",L102/'Lives scenario - input'!$F87),\"\")","v":""},{"$f":"IFERROR(IF(OR(M102=\"\",'Lives scenario - input'!$F87=\"\"),\"\",M102/'Lives scenario - input'!$F87),\"\")","v":""},{"$f":"IFERROR(IF(OR(N102=\"\",'Lives scenario - input'!$F87=\"\"),\"\",N102/'Lives scenario - input'!$F87),\"\")","v":""},{"$f":"IFERROR(IF(OR(O102=\"\",'Lives scenario - input'!$F87=\"\"),\"\",O102/'Lives scenario - input'!$F87),\"\")","v":""},{"$f":"IFERROR(IF(OR(P102=\"\",'Lives scenario - input'!$F87=\"\"),\"\",P102/'Lives scenario - input'!$F87),\"\")","v":""},{"$f":"IFERROR(IF(OR(Q102=\"\",'Lives scenario - input'!$F87=\"\"),\"\",Q102/'Lives scenario - input'!$F87),\"\")","v":""},{"$f":"IFERROR(IF(OR(R102=\"\",'Lives scenario - input'!$F87=\"\"),\"\",R102/'Lives scenario - input'!$F87),\"\")","v":""},{"$f":"IFERROR(IF(OR(S102=\"\",'Lives scenario - input'!$F87=\"\"),\"\",S102/'Lives scenario - input'!$F87),\"\")","v":""},{"$f":"IFERROR(IF(OR(T102=\"\",'Lives scenario - input'!$F87=\"\"),\"\",T102/'Lives scenario - input'!$F87),\"\")","v":""},{"$f":"IFERROR(IF(OR(U102=\"\",'Lives scenario - input'!$F87=\"\"),\"\",U102/'Lives scenario - input'!$F87),\"\")","v":""},{"$f":"IFERROR(IF(OR(V102=\"\",'Lives scenario - input'!$F87=\"\"),\"\",V102/'Lives scenario - input'!$F87),\"\")","v":""},{"$f":"IFERROR(IF(OR(W102=\"\",'Lives scenario - input'!$F87=\"\"),\"\",W102/'Lives scenario - input'!$F87),\"\")","v":""}]
[{"$f":"IFERROR('Lives scenario - input'!A88,\"\")","v":""},{"$f":"IFERROR('Lives scenario - input'!B88,\"\")","v":""},{"$f":"IFERROR('Lives scenario - input'!C88,\"\")","v":""},{"$f":"IFERROR(repcalc('Lives scenario - input'!$CX88:$GJ88,'Lives scenario - input'!$I88,'Lives scenario - input'!$G88,'Lives scenario - input'!$H88,20,TRUE,TRUE),\"\")","v":""},"","","","","","","","","","","","","","","","","","","",{"$f":"IFERROR(IF(OR(D103=\"\",'Lives scenario - input'!$F88=\"\"),\"\",D103/'Lives scenario - input'!$F88),\"\")","v":""},{"$f":"IFERROR(IF(OR(E103=\"\",'Lives scenario - input'!$F88=\"\"),\"\",E103/'Lives scenario - input'!$F88),\"\")","v":""},{"$f":"IFERROR(IF(OR(F103=\"\",'Lives scenario - input'!$F88=\"\"),\"\",F103/'Lives scenario - input'!$F88),\"\")","v":""},{"$f":"IFERROR(IF(OR(G103=\"\",'Lives scenario - input'!$F88=\"\"),\"\",G103/'Lives scenario - input'!$F88),\"\")","v":""},{"$f":"IFERROR(IF(OR(H103=\"\",'Lives scenario - input'!$F88=\"\"),\"\",H103/'Lives scenario - input'!$F88),\"\")","v":""},{"$f":"IFERROR(IF(OR(I103=\"\",'Lives scenario - input'!$F88=\"\"),\"\",I103/'Lives scenario - input'!$F88),\"\")","v":""},{"$f":"IFERROR(IF(OR(J103=\"\",'Lives scenario - input'!$F88=\"\"),\"\",J103/'Lives scenario - input'!$F88),\"\")","v":""},{"$f":"IFERROR(IF(OR(K103=\"\",'Lives scenario - input'!$F88=\"\"),\"\",K103/'Lives scenario - input'!$F88),\"\")","v":""},{"$f":"IFERROR(IF(OR(L103=\"\",'Lives scenario - input'!$F88=\"\"),\"\",L103/'Lives scenario - input'!$F88),\"\")","v":""},{"$f":"IFERROR(IF(OR(M103=\"\",'Lives scenario - input'!$F88=\"\"),\"\",M103/'Lives scenario - input'!$F88),\"\")","v":""},{"$f":"IFERROR(IF(OR(N103=\"\",'Lives scenario - input'!$F88=\"\"),\"\",N103/'Lives scenario - input'!$F88),\"\")","v":""},{"$f":"IFERROR(IF(OR(O103=\"\",'Lives scenario - input'!$F88=\"\"),\"\",O103/'Lives scenario - input'!$F88),\"\")","v":""},{"$f":"IFERROR(IF(OR(P103=\"\",'Lives scenario - input'!$F88=\"\"),\"\",P103/'Lives scenario - input'!$F88),\"\")","v":""},{"$f":"IFERROR(IF(OR(Q103=\"\",'Lives scenario - input'!$F88=\"\"),\"\",Q103/'Lives scenario - input'!$F88),\"\")","v":""},{"$f":"IFERROR(IF(OR(R103=\"\",'Lives scenario - input'!$F88=\"\"),\"\",R103/'Lives scenario - input'!$F88),\"\")","v":""},{"$f":"IFERROR(IF(OR(S103=\"\",'Lives scenario - input'!$F88=\"\"),\"\",S103/'Lives scenario - input'!$F88),\"\")","v":""},{"$f":"IFERROR(IF(OR(T103=\"\",'Lives scenario - input'!$F88=\"\"),\"\",T103/'Lives scenario - input'!$F88),\"\")","v":""},{"$f":"IFERROR(IF(OR(U103=\"\",'Lives scenario - input'!$F88=\"\"),\"\",U103/'Lives scenario - input'!$F88),\"\")","v":""},{"$f":"IFERROR(IF(OR(V103=\"\",'Lives scenario - input'!$F88=\"\"),\"\",V103/'Lives scenario - input'!$F88),\"\")","v":""},{"$f":"IFERROR(IF(OR(W103=\"\",'Lives scenario - input'!$F88=\"\"),\"\",W103/'Lives scenario - input'!$F88),\"\")","v":""}]
[{"$f":"IFERROR('Lives scenario - input'!A89,\"\")","v":""},{"$f":"IFERROR('Lives scenario - input'!B89,\"\")","v":""},{"$f":"IFERROR('Lives scenario - input'!C89,\"\")","v":""},{"$f":"IFERROR(repcalc('Lives scenario - input'!$CX89:$GJ89,'Lives scenario - input'!$I89,'Lives scenario - input'!$G89,'Lives scenario - input'!$H89,20,TRUE,TRUE),\"\")","v":""},"","","","","","","","","","","","","","","","","","","",{"$f":"IFERROR(IF(OR(D104=\"\",'Lives scenario - input'!$F89=\"\"),\"\",D104/'Lives scenario - input'!$F89),\"\")","v":""},{"$f":"IFERROR(IF(OR(E104=\"\",'Lives scenario - input'!$F89=\"\"),\"\",E104/'Lives scenario - input'!$F89),\"\")","v":""},{"$f":"IFERROR(IF(OR(F104=\"\",'Lives scenario - input'!$F89=\"\"),\"\",F104/'Lives scenario - input'!$F89),\"\")","v":""},{"$f":"IFERROR(IF(OR(G104=\"\",'Lives scenario - input'!$F89=\"\"),\"\",G104/'Lives scenario - input'!$F89),\"\")","v":""},{"$f":"IFERROR(IF(OR(H104=\"\",'Lives scenario - input'!$F89=\"\"),\"\",H104/'Lives scenario - input'!$F89),\"\")","v":""},{"$f":"IFERROR(IF(OR(I104=\"\",'Lives scenario - input'!$F89=\"\"),\"\",I104/'Lives scenario - input'!$F89),\"\")","v":""},{"$f":"IFERROR(IF(OR(J104=\"\",'Lives scenario - input'!$F89=\"\"),\"\",J104/'Lives scenario - input'!$F89),\"\")","v":""},{"$f":"IFERROR(IF(OR(K104=\"\",'Lives scenario - input'!$F89=\"\"),\"\",K104/'Lives scenario - input'!$F89),\"\")","v":""},{"$f":"IFERROR(IF(OR(L104=\"\",'Lives scenario - input'!$F89=\"\"),\"\",L104/'Lives scenario - input'!$F89),\"\")","v":""},{"$f":"IFERROR(IF(OR(M104=\"\",'Lives scenario - input'!$F89=\"\"),\"\",M104/'Lives scenario - input'!$F89),\"\")","v":""},{"$f":"IFERROR(IF(OR(N104=\"\",'Lives scenario - input'!$F89=\"\"),\"\",N104/'Lives scenario - input'!$F89),\"\")","v":""},{"$f":"IFERROR(IF(OR(O104=\"\",'Lives scenario - input'!$F89=\"\"),\"\",O104/'Lives scenario - input'!$F89),\"\")","v":""},{"$f":"IFERROR(IF(OR(P104=\"\",'Lives scenario - input'!$F89=\"\"),\"\",P104/'Lives scenario - input'!$F89),\"\")","v":""},{"$f":"IFERROR(IF(OR(Q104=\"\",'Lives scenario - input'!$F89=\"\"),\"\",Q104/'Lives scenario - input'!$F89),\"\")","v":""},{"$f":"IFERROR(IF(OR(R104=\"\",'Lives scenario - input'!$F89=\"\"),\"\",R104/'Lives scenario - input'!$F89),\"\")","v":""},{"$f":"IFERROR(IF(OR(S104=\"\",'Lives scenario - input'!$F89=\"\"),\"\",S104/'Lives scenario - input'!$F89),\"\")","v":""},{"$f":"IFERROR(IF(OR(T104=\"\",'Lives scenario - input'!$F89=\"\"),\"\",T104/'Lives scenario - input'!$F89),\"\")","v":""},{"$f":"IFERROR(IF(OR(U104=\"\",'Lives scenario - input'!$F89=\"\"),\"\",U104/'Lives scenario - input'!$F89),\"\")","v":""},{"$f":"IFERROR(IF(OR(V104=\"\",'Lives scenario - input'!$F89=\"\"),\"\",V104/'Lives scenario - input'!$F89),\"\")","v":""},{"$f":"IFERROR(IF(OR(W104=\"\",'Lives scenario - input'!$F89=\"\"),\"\",W104/'Lives scenario - input'!$F89),\"\")","v":""}]
[{"$f":"IFERROR('Lives scenario - input'!A90,\"\")","v":""},{"$f":"IFERROR('Lives scenario - input'!B90,\"\")","v":""},{"$f":"IFERROR('Lives scenario - input'!C90,\"\")","v":""},{"$f":"IFERROR(repcalc('Lives scenario - input'!$CX90:$GJ90,'Lives scenario - input'!$I90,'Lives scenario - input'!$G90,'Lives scenario - input'!$H90,20,TRUE,TRUE),\"\")","v":""},"","","","","","","","","","","","","","","","","","","",{"$f":"IFERROR(IF(OR(D105=\"\",'Lives scenario - input'!$F90=\"\"),\"\",D105/'Lives scenario - input'!$F90),\"\")","v":""},{"$f":"IFERROR(IF(OR(E105=\"\",'Lives scenario - input'!$F90=\"\"),\"\",E105/'Lives scenario - input'!$F90),\"\")","v":""},{"$f":"IFERROR(IF(OR(F105=\"\",'Lives scenario - input'!$F90=\"\"),\"\",F105/'Lives scenario - input'!$F90),\"\")","v":""},{"$f":"IFERROR(IF(OR(G105=\"\",'Lives scenario - input'!$F90=\"\"),\"\",G105/'Lives scenario - input'!$F90),\"\")","v":""},{"$f":"IFERROR(IF(OR(H105=\"\",'Lives scenario - input'!$F90=\"\"),\"\",H105/'Lives scenario - input'!$F90),\"\")","v":""},{"$f":"IFERROR(IF(OR(I105=\"\",'Lives scenario - input'!$F90=\"\"),\"\",I105/'Lives scenario - input'!$F90),\"\")","v":""},{"$f":"IFERROR(IF(OR(J105=\"\",'Lives scenario - input'!$F90=\"\"),\"\",J105/'Lives scenario - input'!$F90),\"\")","v":""},{"$f":"IFERROR(IF(OR(K105=\"\",'Lives scenario - input'!$F90=\"\"),\"\",K105/'Lives scenario - input'!$F90),\"\")","v":""},{"$f":"IFERROR(IF(OR(L105=\"\",'Lives scenario - input'!$F90=\"\"),\"\",L105/'Lives scenario - input'!$F90),\"\")","v":""},{"$f":"IFERROR(IF(OR(M105=\"\",'Lives scenario - input'!$F90=\"\"),\"\",M105/'Lives scenario - input'!$F90),\"\")","v":""},{"$f":"IFERROR(IF(OR(N105=\"\",'Lives scenario - input'!$F90=\"\"),\"\",N105/'Lives scenario - input'!$F90),\"\")","v":""},{"$f":"IFERROR(IF(OR(O105=\"\",'Lives scenario - input'!$F90=\"\"),\"\",O105/'Lives scenario - input'!$F90),\"\")","v":""},{"$f":"IFERROR(IF(OR(P105=\"\",'Lives scenario - input'!$F90=\"\"),\"\",P105/'Lives scenario - input'!$F90),\"\")","v":""},{"$f":"IFERROR(IF(OR(Q105=\"\",'Lives scenario - input'!$F90=\"\"),\"\",Q105/'Lives scenario - input'!$F90),\"\")","v":""},{"$f":"IFERROR(IF(OR(R105=\"\",'Lives scenario - input'!$F90=\"\"),\"\",R105/'Lives scenario - input'!$F90),\"\")","v":""},{"$f":"IFERROR(IF(OR(S105=\"\",'Lives scenario - input'!$F90=\"\"),\"\",S105/'Lives scenario - input'!$F90),\"\")","v":""},{"$f":"IFERROR(IF(OR(T105=\"\",'Lives scenario - input'!$F90=\"\"),\"\",T105/'Lives scenario - input'!$F90),\"\")","v":""},{"$f":"IFERROR(IF(OR(U105=\"\",'Lives scenario - input'!$F90=\"\"),\"\",U105/'Lives scenario - input'!$F90),\"\")","v":""},{"$f":"IFERROR(IF(OR(V105=\"\",'Lives scenario - input'!$F90=\"\"),\"\",V105/'Lives scenario - input'!$F90),\"\")","v":""},{"$f":"IFERROR(IF(OR(W105=\"\",'Lives scenario - input'!$F90=\"\"),\"\",W105/'Lives scenario - input'!$F90),\"\")","v":""}]
[{"$f":"IFERROR('Lives scenario - input'!A91,\"\")","v":""},{"$f":"IFERROR('Lives scenario - input'!B91,\"\")","v":""},{"$f":"IFERROR('Lives scenario - input'!C91,\"\")","v":""},{"$f":"IFERROR(repcalc('Lives scenario - input'!$CX91:$GJ91,'Lives scenario - input'!$I91,'Lives scenario - input'!$G91,'Lives scenario - input'!$H91,20,TRUE,TRUE),\"\")","v":""},"","","","","","","","","","","","","","","","","","","",{"$f":"IFERROR(IF(OR(D106=\"\",'Lives scenario - input'!$F91=\"\"),\"\",D106/'Lives scenario - input'!$F91),\"\")","v":""},{"$f":"IFERROR(IF(OR(E106=\"\",'Lives scenario - input'!$F91=\"\"),\"\",E106/'Lives scenario - input'!$F91),\"\")","v":""},{"$f":"IFERROR(IF(OR(F106=\"\",'Lives scenario - input'!$F91=\"\"),\"\",F106/'Lives scenario - input'!$F91),\"\")","v":""},{"$f":"IFERROR(IF(OR(G106=\"\",'Lives scenario - input'!$F91=\"\"),\"\",G106/'Lives scenario - input'!$F91),\"\")","v":""},{"$f":"IFERROR(IF(OR(H106=\"\",'Lives scenario - input'!$F91=\"\"),\"\",H106/'Lives scenario - input'!$F91),\"\")","v":""},{"$f":"IFERROR(IF(OR(I106=\"\",'Lives scenario - input'!$F91=\"\"),\"\",I106/'Lives scenario - input'!$F91),\"\")","v":""},{"$f":"IFERROR(IF(OR(J106=\"\",'Lives scenario - input'!$F91=\"\"),\"\",J106/'Lives scenario - input'!$F91),\"\")","v":""},{"$f":"IFERROR(IF(OR(K106=\"\",'Lives scenario - input'!$F91=\"\"),\"\",K106/'Lives scenario - input'!$F91),\"\")","v":""},{"$f":"IFERROR(IF(OR(L106=\"\",'Lives scenario - input'!$F91=\"\"),\"\",L106/'Lives scenario - input'!$F91),\"\")","v":""},{"$f":"IFERROR(IF(OR(M106=\"\",'Lives scenario - input'!$F91=\"\"),\"\",M106/'Lives scenario - input'!$F91),\"\")","v":""},{"$f":"IFERROR(IF(OR(N106=\"\",'Lives scenario - input'!$F91=\"\"),\"\",N106/'Lives scenario - input'!$F91),\"\")","v":""},{"$f":"IFERROR(IF(OR(O106=\"\",'Lives scenario - input'!$F91=\"\"),\"\",O106/'Lives scenario - input'!$F91),\"\")","v":""},{"$f":"IFERROR(IF(OR(P106=\"\",'Lives scenario - input'!$F91=\"\"),\"\",P106/'Lives scenario - input'!$F91),\"\")","v":""},{"$f":"IFERROR(IF(OR(Q106=\"\",'Lives scenario - input'!$F91=\"\"),\"\",Q106/'Lives scenario - input'!$F91),\"\")","v":""},{"$f":"IFERROR(IF(OR(R106=\"\",'Lives scenario - input'!$F91=\"\"),\"\",R106/'Lives scenario - input'!$F91),\"\")","v":""},{"$f":"IFERROR(IF(OR(S106=\"\",'Lives scenario - input'!$F91=\"\"),\"\",S106/'Lives scenario - input'!$F91),\"\")","v":""},{"$f":"IFERROR(IF(OR(T106=\"\",'Lives scenario - input'!$F91=\"\"),\"\",T106/'Lives scenario - input'!$F91),\"\")","v":""},{"$f":"IFERROR(IF(OR(U106=\"\",'Lives scenario - input'!$F91=\"\"),\"\",U106/'Lives scenario - input'!$F91),\"\")","v":""},{"$f":"IFERROR(IF(OR(V106=\"\",'Lives scenario - input'!$F91=\"\"),\"\",V106/'Lives scenario - input'!$F91),\"\")","v":""},{"$f":"IFERROR(IF(OR(W106=\"\",'Lives scenario - input'!$F91=\"\"),\"\",W106/'Lives scenario - input'!$F91),\"\")","v":""}]
[{"$f":"IFERROR('Lives scenario - input'!A92,\"\")","v":""},{"$f":"IFERROR('Lives scenario - input'!B92,\"\")","v":""},{"$f":"IFERROR('Lives scenario - input'!C92,\"\")","v":""},{"$f":"IFERROR(repcalc('Lives scenario - input'!$CX92:$GJ92,'Lives scenario - input'!$I92,'Lives scenario - input'!$G92,'Lives scenario - input'!$H92,20,TRUE,TRUE),\"\")","v":""},"","","","","","","","","","","","","","","","","","","",{"$f":"IFERROR(IF(OR(D107=\"\",'Lives scenario - input'!$F92=\"\"),\"\",D107/'Lives scenario - input'!$F92),\"\")","v":""},{"$f":"IFERROR(IF(OR(E107=\"\",'Lives scenario - input'!$F92=\"\"),\"\",E107/'Lives scenario - input'!$F92),\"\")","v":""},{"$f":"IFERROR(IF(OR(F107=\"\",'Lives scenario - input'!$F92=\"\"),\"\",F107/'Lives scenario - input'!$F92),\"\")","v":""},{"$f":"IFERROR(IF(OR(G107=\"\",'Lives scenario - input'!$F92=\"\"),\"\",G107/'Lives scenario - input'!$F92),\"\")","v":""},{"$f":"IFERROR(IF(OR(H107=\"\",'Lives scenario - input'!$F92=\"\"),\"\",H107/'Lives scenario - input'!$F92),\"\")","v":""},{"$f":"IFERROR(IF(OR(I107=\"\",'Lives scenario - input'!$F92=\"\"),\"\",I107/'Lives scenario - input'!$F92),\"\")","v":""},{"$f":"IFERROR(IF(OR(J107=\"\",'Lives scenario - input'!$F92=\"\"),\"\",J107/'Lives scenario - input'!$F92),\"\")","v":""},{"$f":"IFERROR(IF(OR(K107=\"\",'Lives scenario - input'!$F92=\"\"),\"\",K107/'Lives scenario - input'!$F92),\"\")","v":""},{"$f":"IFERROR(IF(OR(L107=\"\",'Lives scenario - input'!$F92=\"\"),\"\",L107/'Lives scenario - input'!$F92),\"\")","v":""},{"$f":"IFERROR(IF(OR(M107=\"\",'Lives scenario - input'!$F92=\"\"),\"\",M107/'Lives scenario - input'!$F92),\"\")","v":""},{"$f":"IFERROR(IF(OR(N107=\"\",'Lives scenario - input'!$F92=\"\"),\"\",N107/'Lives scenario - input'!$F92),\"\")","v":""},{"$f":"IFERROR(IF(OR(O107=\"\",'Lives scenario - input'!$F92=\"\"),\"\",O107/'Lives scenario - input'!$F92),\"\")","v":""},{"$f":"IFERROR(IF(OR(P107=\"\",'Lives scenario - input'!$F92=\"\"),\"\",P107/'Lives scenario - input'!$F92),\"\")","v":""},{"$f":"IFERROR(IF(OR(Q107=\"\",'Lives scenario - input'!$F92=\"\"),\"\",Q107/'Lives scenario - input'!$F92),\"\")","v":""},{"$f":"IFERROR(IF(OR(R107=\"\",'Lives scenario - input'!$F92=\"\"),\"\",R107/'Lives scenario - input'!$F92),\"\")","v":""},{"$f":"IFERROR(IF(OR(S107=\"\",'Lives scenario - input'!$F92=\"\"),\"\",S107/'Lives scenario - input'!$F92),\"\")","v":""},{"$f":"IFERROR(IF(OR(T107=\"\",'Lives scenario - input'!$F92=\"\"),\"\",T107/'Lives scenario - input'!$F92),\"\")","v":""},{"$f":"IFERROR(IF(OR(U107=\"\",'Lives scenario - input'!$F92=\"\"),\"\",U107/'Lives scenario - input'!$F92),\"\")","v":""},{"$f":"IFERROR(IF(OR(V107=\"\",'Lives scenario - input'!$F92=\"\"),\"\",V107/'Lives scenario - input'!$F92),\"\")","v":""},{"$f":"IFERROR(IF(OR(W107=\"\",'Lives scenario - input'!$F92=\"\"),\"\",W107/'Lives scenario - input'!$F92),\"\")","v":""}]
[{"$f":"IFERROR('Lives scenario - input'!A93,\"\")","v":""},{"$f":"IFERROR('Lives scenario - input'!B93,\"\")","v":""},{"$f":"IFERROR('Lives scenario - input'!C93,\"\")","v":""},{"$f":"IFERROR(repcalc('Lives scenario - input'!$CX93:$GJ93,'Lives scenario - input'!$I93,'Lives scenario - input'!$G93,'Lives scenario - input'!$H93,20,TRUE,TRUE),\"\")","v":""},"","","","","","","","","","","","","","","","","","","",{"$f":"IFERROR(IF(OR(D108=\"\",'Lives scenario - input'!$F93=\"\"),\"\",D108/'Lives scenario - input'!$F93),\"\")","v":""},{"$f":"IFERROR(IF(OR(E108=\"\",'Lives scenario - input'!$F93=\"\"),\"\",E108/'Lives scenario - input'!$F93),\"\")","v":""},{"$f":"IFERROR(IF(OR(F108=\"\",'Lives scenario - input'!$F93=\"\"),\"\",F108/'Lives scenario - input'!$F93),\"\")","v":""},{"$f":"IFERROR(IF(OR(G108=\"\",'Lives scenario - input'!$F93=\"\"),\"\",G108/'Lives scenario - input'!$F93),\"\")","v":""},{"$f":"IFERROR(IF(OR(H108=\"\",'Lives scenario - input'!$F93=\"\"),\"\",H108/'Lives scenario - input'!$F93),\"\")","v":""},{"$f":"IFERROR(IF(OR(I108=\"\",'Lives scenario - input'!$F93=\"\"),\"\",I108/'Lives scenario - input'!$F93),\"\")","v":""},{"$f":"IFERROR(IF(OR(J108=\"\",'Lives scenario - input'!$F93=\"\"),\"\",J108/'Lives scenario - input'!$F93),\"\")","v":""},{"$f":"IFERROR(IF(OR(K108=\"\",'Lives scenario - input'!$F93=\"\"),\"\",K108/'Lives scenario - input'!$F93),\"\")","v":""},{"$f":"IFERROR(IF(OR(L108=\"\",'Lives scenario - input'!$F93=\"\"),\"\",L108/'Lives scenario - input'!$F93),\"\")","v":""},{"$f":"IFERROR(IF(OR(M108=\"\",'Lives scenario - input'!$F93=\"\"),\"\",M108/'Lives scenario - input'!$F93),\"\")","v":""},{"$f":"IFERROR(IF(OR(N108=\"\",'Lives scenario - input'!$F93=\"\"),\"\",N108/'Lives scenario - input'!$F93),\"\")","v":""},{"$f":"IFERROR(IF(OR(O108=\"\",'Lives scenario - input'!$F93=\"\"),\"\",O108/'Lives scenario - input'!$F93),\"\")","v":""},{"$f":"IFERROR(IF(OR(P108=\"\",'Lives scenario - input'!$F93=\"\"),\"\",P108/'Lives scenario - input'!$F93),\"\")","v":""},{"$f":"IFERROR(IF(OR(Q108=\"\",'Lives scenario - input'!$F93=\"\"),\"\",Q108/'Lives scenario - input'!$F93),\"\")","v":""},{"$f":"IFERROR(IF(OR(R108=\"\",'Lives scenario - input'!$F93=\"\"),\"\",R108/'Lives scenario - input'!$F93),\"\")","v":""},{"$f":"IFERROR(IF(OR(S108=\"\",'Lives scenario - input'!$F93=\"\"),\"\",S108/'Lives scenario - input'!$F93),\"\")","v":""},{"$f":"IFERROR(IF(OR(T108=\"\",'Lives scenario - input'!$F93=\"\"),\"\",T108/'Lives scenario - input'!$F93),\"\")","v":""},{"$f":"IFERROR(IF(OR(U108=\"\",'Lives scenario - input'!$F93=\"\"),\"\",U108/'Lives scenario - input'!$F93),\"\")","v":""},{"$f":"IFERROR(IF(OR(V108=\"\",'Lives scenario - input'!$F93=\"\"),\"\",V108/'Lives scenario - input'!$F93),\"\")","v":""},{"$f":"IFERROR(IF(OR(W108=\"\",'Lives scenario - input'!$F93=\"\"),\"\",W108/'Lives scenario - input'!$F93),\"\")","v":""}]
[{"$f":"IFERROR('Lives scenario - input'!A94,\"\")","v":""},{"$f":"IFERROR('Lives scenario - input'!B94,\"\")","v":""},{"$f":"IFERROR('Lives scenario - input'!C94,\"\")","v":""},{"$f":"IFERROR(repcalc('Lives scenario - input'!$CX94:$GJ94,'Lives scenario - input'!$I94,'Lives scenario - input'!$G94,'Lives scenario - input'!$H94,20,TRUE,TRUE),\"\")","v":""},"","","","","","","","","","","","","","","","","","","",{"$f":"IFERROR(IF(OR(D109=\"\",'Lives scenario - input'!$F94=\"\"),\"\",D109/'Lives scenario - input'!$F94),\"\")","v":""},{"$f":"IFERROR(IF(OR(E109=\"\",'Lives scenario - input'!$F94=\"\"),\"\",E109/'Lives scenario - input'!$F94),\"\")","v":""},{"$f":"IFERROR(IF(OR(F109=\"\",'Lives scenario - input'!$F94=\"\"),\"\",F109/'Lives scenario - input'!$F94),\"\")","v":""},{"$f":"IFERROR(IF(OR(G109=\"\",'Lives scenario - input'!$F94=\"\"),\"\",G109/'Lives scenario - input'!$F94),\"\")","v":""},{"$f":"IFERROR(IF(OR(H109=\"\",'Lives scenario - input'!$F94=\"\"),\"\",H109/'Lives scenario - input'!$F94),\"\")","v":""},{"$f":"IFERROR(IF(OR(I109=\"\",'Lives scenario - input'!$F94=\"\"),\"\",I109/'Lives scenario - input'!$F94),\"\")","v":""},{"$f":"IFERROR(IF(OR(J109=\"\",'Lives scenario - input'!$F94=\"\"),\"\",J109/'Lives scenario - input'!$F94),\"\")","v":""},{"$f":"IFERROR(IF(OR(K109=\"\",'Lives scenario - input'!$F94=\"\"),\"\",K109/'Lives scenario - input'!$F94),\"\")","v":""},{"$f":"IFERROR(IF(OR(L109=\"\",'Lives scenario - input'!$F94=\"\"),\"\",L109/'Lives scenario - input'!$F94),\"\")","v":""},{"$f":"IFERROR(IF(OR(M109=\"\",'Lives scenario - input'!$F94=\"\"),\"\",M109/'Lives scenario - input'!$F94),\"\")","v":""},{"$f":"IFERROR(IF(OR(N109=\"\",'Lives scenario - input'!$F94=\"\"),\"\",N109/'Lives scenario - input'!$F94),\"\")","v":""},{"$f":"IFERROR(IF(OR(O109=\"\",'Lives scenario - input'!$F94=\"\"),\"\",O109/'Lives scenario - input'!$F94),\"\")","v":""},{"$f":"IFERROR(IF(OR(P109=\"\",'Lives scenario - input'!$F94=\"\"),\"\",P109/'Lives scenario - input'!$F94),\"\")","v":""},{"$f":"IFERROR(IF(OR(Q109=\"\",'Lives scenario - input'!$F94=\"\"),\"\",Q109/'Lives scenario - input'!$F94),\"\")","v":""},{"$f":"IFERROR(IF(OR(R109=\"\",'Lives scenario - input'!$F94=\"\"),\"\",R109/'Lives scenario - input'!$F94),\"\")","v":""},{"$f":"IFERROR(IF(OR(S109=\"\",'Lives scenario - input'!$F94=\"\"),\"\",S109/'Lives scenario - input'!$F94),\"\")","v":""},{"$f":"IFERROR(IF(OR(T109=\"\",'Lives scenario - input'!$F94=\"\"),\"\",T109/'Lives scenario - input'!$F94),\"\")","v":""},{"$f":"IFERROR(IF(OR(U109=\"\",'Lives scenario - input'!$F94=\"\"),\"\",U109/'Lives scenario - input'!$F94),\"\")","v":""},{"$f":"IFERROR(IF(OR(V109=\"\",'Lives scenario - input'!$F94=\"\"),\"\",V109/'Lives scenario - input'!$F94),\"\")","v":""},{"$f":"IFERROR(IF(OR(W109=\"\",'Lives scenario - input'!$F94=\"\"),\"\",W109/'Lives scenario - input'!$F94),\"\")","v":""}]
[{"$f":"IFERROR('Lives scenario - input'!A95,\"\")","v":""},{"$f":"IFERROR('Lives scenario - input'!B95,\"\")","v":""},{"$f":"IFERROR('Lives scenario - input'!C95,\"\")","v":""},{"$f":"IFERROR(repcalc('Lives scenario - input'!$CX95:$GJ95,'Lives scenario - input'!$I95,'Lives scenario - input'!$G95,'Lives scenario - input'!$H95,20,TRUE,TRUE),\"\")","v":""},"","","","","","","","","","","","","","","","","","","",{"$f":"IFERROR(IF(OR(D110=\"\",'Lives scenario - input'!$F95=\"\"),\"\",D110/'Lives scenario - input'!$F95),\"\")","v":""},{"$f":"IFERROR(IF(OR(E110=\"\",'Lives scenario - input'!$F95=\"\"),\"\",E110/'Lives scenario - input'!$F95),\"\")","v":""},{"$f":"IFERROR(IF(OR(F110=\"\",'Lives scenario - input'!$F95=\"\"),\"\",F110/'Lives scenario - input'!$F95),\"\")","v":""},{"$f":"IFERROR(IF(OR(G110=\"\",'Lives scenario - input'!$F95=\"\"),\"\",G110/'Lives scenario - input'!$F95),\"\")","v":""},{"$f":"IFERROR(IF(OR(H110=\"\",'Lives scenario - input'!$F95=\"\"),\"\",H110/'Lives scenario - input'!$F95),\"\")","v":""},{"$f":"IFERROR(IF(OR(I110=\"\",'Lives scenario - input'!$F95=\"\"),\"\",I110/'Lives scenario - input'!$F95),\"\")","v":""},{"$f":"IFERROR(IF(OR(J110=\"\",'Lives scenario - input'!$F95=\"\"),\"\",J110/'Lives scenario - input'!$F95),\"\")","v":""},{"$f":"IFERROR(IF(OR(K110=\"\",'Lives scenario - input'!$F95=\"\"),\"\",K110/'Lives scenario - input'!$F95),\"\")","v":""},{"$f":"IFERROR(IF(OR(L110=\"\",'Lives scenario - input'!$F95=\"\"),\"\",L110/'Lives scenario - input'!$F95),\"\")","v":""},{"$f":"IFERROR(IF(OR(M110=\"\",'Lives scenario - input'!$F95=\"\"),\"\",M110/'Lives scenario - input'!$F95),\"\")","v":""},{"$f":"IFERROR(IF(OR(N110=\"\",'Lives scenario - input'!$F95=\"\"),\"\",N110/'Lives scenario - input'!$F95),\"\")","v":""},{"$f":"IFERROR(IF(OR(O110=\"\",'Lives scenario - input'!$F95=\"\"),\"\",O110/'Lives scenario - input'!$F95),\"\")","v":""},{"$f":"IFERROR(IF(OR(P110=\"\",'Lives scenario - input'!$F95=\"\"),\"\",P110/'Lives scenario - input'!$F95),\"\")","v":""},{"$f":"IFERROR(IF(OR(Q110=\"\",'Lives scenario - input'!$F95=\"\"),\"\",Q110/'Lives scenario - input'!$F95),\"\")","v":""},{"$f":"IFERROR(IF(OR(R110=\"\",'Lives scenario - input'!$F95=\"\"),\"\",R110/'Lives scenario - input'!$F95),\"\")","v":""},{"$f":"IFERROR(IF(OR(S110=\"\",'Lives scenario - input'!$F95=\"\"),\"\",S110/'Lives scenario - input'!$F95),\"\")","v":""},{"$f":"IFERROR(IF(OR(T110=\"\",'Lives scenario - input'!$F95=\"\"),\"\",T110/'Lives scenario - input'!$F95),\"\")","v":""},{"$f":"IFERROR(IF(OR(U110=\"\",'Lives scenario - input'!$F95=\"\"),\"\",U110/'Lives scenario - input'!$F95),\"\")","v":""},{"$f":"IFERROR(IF(OR(V110=\"\",'Lives scenario - input'!$F95=\"\"),\"\",V110/'Lives scenario - input'!$F95),\"\")","v":""},{"$f":"IFERROR(IF(OR(W110=\"\",'Lives scenario - input'!$F95=\"\"),\"\",W110/'Lives scenario - input'!$F95),\"\")","v":""}]
[{"$f":"IFERROR('Lives scenario - input'!A96,\"\")","v":""},{"$f":"IFERROR('Lives scenario - input'!B96,\"\")","v":""},{"$f":"IFERROR('Lives scenario - input'!C96,\"\")","v":""},{"$f":"IFERROR(repcalc('Lives scenario - input'!$CX96:$GJ96,'Lives scenario - input'!$I96,'Lives scenario - input'!$G96,'Lives scenario - input'!$H96,20,TRUE,TRUE),\"\")","v":""},"","","","","","","","","","","","","","","","","","","",{"$f":"IFERROR(IF(OR(D111=\"\",'Lives scenario - input'!$F96=\"\"),\"\",D111/'Lives scenario - input'!$F96),\"\")","v":""},{"$f":"IFERROR(IF(OR(E111=\"\",'Lives scenario - input'!$F96=\"\"),\"\",E111/'Lives scenario - input'!$F96),\"\")","v":""},{"$f":"IFERROR(IF(OR(F111=\"\",'Lives scenario - input'!$F96=\"\"),\"\",F111/'Lives scenario - input'!$F96),\"\")","v":""},{"$f":"IFERROR(IF(OR(G111=\"\",'Lives scenario - input'!$F96=\"\"),\"\",G111/'Lives scenario - input'!$F96),\"\")","v":""},{"$f":"IFERROR(IF(OR(H111=\"\",'Lives scenario - input'!$F96=\"\"),\"\",H111/'Lives scenario - input'!$F96),\"\")","v":""},{"$f":"IFERROR(IF(OR(I111=\"\",'Lives scenario - input'!$F96=\"\"),\"\",I111/'Lives scenario - input'!$F96),\"\")","v":""},{"$f":"IFERROR(IF(OR(J111=\"\",'Lives scenario - input'!$F96=\"\"),\"\",J111/'Lives scenario - input'!$F96),\"\")","v":""},{"$f":"IFERROR(IF(OR(K111=\"\",'Lives scenario - input'!$F96=\"\"),\"\",K111/'Lives scenario - input'!$F96),\"\")","v":""},{"$f":"IFERROR(IF(OR(L111=\"\",'Lives scenario - input'!$F96=\"\"),\"\",L111/'Lives scenario - input'!$F96),\"\")","v":""},{"$f":"IFERROR(IF(OR(M111=\"\",'Lives scenario - input'!$F96=\"\"),\"\",M111/'Lives scenario - input'!$F96),\"\")","v":""},{"$f":"IFERROR(IF(OR(N111=\"\",'Lives scenario - input'!$F96=\"\"),\"\",N111/'Lives scenario - input'!$F96),\"\")","v":""},{"$f":"IFERROR(IF(OR(O111=\"\",'Lives scenario - input'!$F96=\"\"),\"\",O111/'Lives scenario - input'!$F96),\"\")","v":""},{"$f":"IFERROR(IF(OR(P111=\"\",'Lives scenario - input'!$F96=\"\"),\"\",P111/'Lives scenario - input'!$F96),\"\")","v":""},{"$f":"IFERROR(IF(OR(Q111=\"\",'Lives scenario - input'!$F96=\"\"),\"\",Q111/'Lives scenario - input'!$F96),\"\")","v":""},{"$f":"IFERROR(IF(OR(R111=\"\",'Lives scenario - input'!$F96=\"\"),\"\",R111/'Lives scenario - input'!$F96),\"\")","v":""},{"$f":"IFERROR(IF(OR(S111=\"\",'Lives scenario - input'!$F96=\"\"),\"\",S111/'Lives scenario - input'!$F96),\"\")","v":""},{"$f":"IFERROR(IF(OR(T111=\"\",'Lives scenario - input'!$F96=\"\"),\"\",T111/'Lives scenario - input'!$F96),\"\")","v":""},{"$f":"IFERROR(IF(OR(U111=\"\",'Lives scenario - input'!$F96=\"\"),\"\",U111/'Lives scenario - input'!$F96),\"\")","v":""},{"$f":"IFERROR(IF(OR(V111=\"\",'Lives scenario - input'!$F96=\"\"),\"\",V111/'Lives scenario - input'!$F96),\"\")","v":""},{"$f":"IFERROR(IF(OR(W111=\"\",'Lives scenario - input'!$F96=\"\"),\"\",W111/'Lives scenario - input'!$F96),\"\")","v":""}]
[{"$f":"IFERROR('Lives scenario - input'!A97,\"\")","v":""},{"$f":"IFERROR('Lives scenario - input'!B97,\"\")","v":""},{"$f":"IFERROR('Lives scenario - input'!C97,\"\")","v":""},{"$f":"IFERROR(repcalc('Lives scenario - input'!$CX97:$GJ97,'Lives scenario - input'!$I97,'Lives scenario - input'!$G97,'Lives scenario - input'!$H97,20,TRUE,TRUE),\"\")","v":""},"","","","","","","","","","","","","","","","","","","",{"$f":"IFERROR(IF(OR(D112=\"\",'Lives scenario - input'!$F97=\"\"),\"\",D112/'Lives scenario - input'!$F97),\"\")","v":""},{"$f":"IFERROR(IF(OR(E112=\"\",'Lives scenario - input'!$F97=\"\"),\"\",E112/'Lives scenario - input'!$F97),\"\")","v":""},{"$f":"IFERROR(IF(OR(F112=\"\",'Lives scenario - input'!$F97=\"\"),\"\",F112/'Lives scenario - input'!$F97),\"\")","v":""},{"$f":"IFERROR(IF(OR(G112=\"\",'Lives scenario - input'!$F97=\"\"),\"\",G112/'Lives scenario - input'!$F97),\"\")","v":""},{"$f":"IFERROR(IF(OR(H112=\"\",'Lives scenario - input'!$F97=\"\"),\"\",H112/'Lives scenario - input'!$F97),\"\")","v":""},{"$f":"IFERROR(IF(OR(I112=\"\",'Lives scenario - input'!$F97=\"\"),\"\",I112/'Lives scenario - input'!$F97),\"\")","v":""},{"$f":"IFERROR(IF(OR(J112=\"\",'Lives scenario - input'!$F97=\"\"),\"\",J112/'Lives scenario - input'!$F97),\"\")","v":""},{"$f":"IFERROR(IF(OR(K112=\"\",'Lives scenario - input'!$F97=\"\"),\"\",K112/'Lives scenario - input'!$F97),\"\")","v":""},{"$f":"IFERROR(IF(OR(L112=\"\",'Lives scenario - input'!$F97=\"\"),\"\",L112/'Lives scenario - input'!$F97),\"\")","v":""},{"$f":"IFERROR(IF(OR(M112=\"\",'Lives scenario - input'!$F97=\"\"),\"\",M112/'Lives scenario - input'!$F97),\"\")","v":""},{"$f":"IFERROR(IF(OR(N112=\"\",'Lives scenario - input'!$F97=\"\"),\"\",N112/'Lives scenario - input'!$F97),\"\")","v":""},{"$f":"IFERROR(IF(OR(O112=\"\",'Lives scenario - input'!$F97=\"\"),\"\",O112/'Lives scenario - input'!$F97),\"\")","v":""},{"$f":"IFERROR(IF(OR(P112=\"\",'Lives scenario - input'!$F97=\"\"),\"\",P112/'Lives scenario - input'!$F97),\"\")","v":""},{"$f":"IFERROR(IF(OR(Q112=\"\",'Lives scenario - input'!$F97=\"\"),\"\",Q112/'Lives scenario - input'!$F97),\"\")","v":""},{"$f":"IFERROR(IF(OR(R112=\"\",'Lives scenario - input'!$F97=\"\"),\"\",R112/'Lives scenario - input'!$F97),\"\")","v":""},{"$f":"IFERROR(IF(OR(S112=\"\",'Lives scenario - input'!$F97=\"\"),\"\",S112/'Lives scenario - input'!$F97),\"\")","v":""},{"$f":"IFERROR(IF(OR(T112=\"\",'Lives scenario - input'!$F97=\"\"),\"\",T112/'Lives scenario - input'!$F97),\"\")","v":""},{"$f":"IFERROR(IF(OR(U112=\"\",'Lives scenario - input'!$F97=\"\"),\"\",U112/'Lives scenario - input'!$F97),\"\")","v":""},{"$f":"IFERROR(IF(OR(V112=\"\",'Lives scenario - input'!$F97=\"\"),\"\",V112/'Lives scenario - input'!$F97),\"\")","v":""},{"$f":"IFERROR(IF(OR(W112=\"\",'Lives scenario - input'!$F97=\"\"),\"\",W112/'Lives scenario - input'!$F97),\"\")","v":""}]
[{"$f":"IFERROR('Lives scenario - input'!A98,\"\")","v":""},{"$f":"IFERROR('Lives scenario - input'!B98,\"\")","v":""},{"$f":"IFERROR('Lives scenario - input'!C98,\"\")","v":""},{"$f":"IFERROR(repcalc('Lives scenario - input'!$CX98:$GJ98,'Lives scenario - input'!$I98,'Lives scenario - input'!$G98,'Lives scenario - input'!$H98,20,TRUE,TRUE),\"\")","v":""},"","","","","","","","","","","","","","","","","","","",{"$f":"IFERROR(IF(OR(D113=\"\",'Lives scenario - input'!$F98=\"\"),\"\",D113/'Lives scenario - input'!$F98),\"\")","v":""},{"$f":"IFERROR(IF(OR(E113=\"\",'Lives scenario - input'!$F98=\"\"),\"\",E113/'Lives scenario - input'!$F98),\"\")","v":""},{"$f":"IFERROR(IF(OR(F113=\"\",'Lives scenario - input'!$F98=\"\"),\"\",F113/'Lives scenario - input'!$F98),\"\")","v":""},{"$f":"IFERROR(IF(OR(G113=\"\",'Lives scenario - input'!$F98=\"\"),\"\",G113/'Lives scenario - input'!$F98),\"\")","v":""},{"$f":"IFERROR(IF(OR(H113=\"\",'Lives scenario - input'!$F98=\"\"),\"\",H113/'Lives scenario - input'!$F98),\"\")","v":""},{"$f":"IFERROR(IF(OR(I113=\"\",'Lives scenario - input'!$F98=\"\"),\"\",I113/'Lives scenario - input'!$F98),\"\")","v":""},{"$f":"IFERROR(IF(OR(J113=\"\",'Lives scenario - input'!$F98=\"\"),\"\",J113/'Lives scenario - input'!$F98),\"\")","v":""},{"$f":"IFERROR(IF(OR(K113=\"\",'Lives scenario - input'!$F98=\"\"),\"\",K113/'Lives scenario - input'!$F98),\"\")","v":""},{"$f":"IFERROR(IF(OR(L113=\"\",'Lives scenario - input'!$F98=\"\"),\"\",L113/'Lives scenario - input'!$F98),\"\")","v":""},{"$f":"IFERROR(IF(OR(M113=\"\",'Lives scenario - input'!$F98=\"\"),\"\",M113/'Lives scenario - input'!$F98),\"\")","v":""},{"$f":"IFERROR(IF(OR(N113=\"\",'Lives scenario - input'!$F98=\"\"),\"\",N113/'Lives scenario - input'!$F98),\"\")","v":""},{"$f":"IFERROR(IF(OR(O113=\"\",'Lives scenario - input'!$F98=\"\"),\"\",O113/'Lives scenario - input'!$F98),\"\")","v":""},{"$f":"IFERROR(IF(OR(P113=\"\",'Lives scenario - input'!$F98=\"\"),\"\",P113/'Lives scenario - input'!$F98),\"\")","v":""},{"$f":"IFERROR(IF(OR(Q113=\"\",'Lives scenario - input'!$F98=\"\"),\"\",Q113/'Lives scenario - input'!$F98),\"\")","v":""},{"$f":"IFERROR(IF(OR(R113=\"\",'Lives scenario - input'!$F98=\"\"),\"\",R113/'Lives scenario - input'!$F98),\"\")","v":""},{"$f":"IFERROR(IF(OR(S113=\"\",'Lives scenario - input'!$F98=\"\"),\"\",S113/'Lives scenario - input'!$F98),\"\")","v":""},{"$f":"IFERROR(IF(OR(T113=\"\",'Lives scenario - input'!$F98=\"\"),\"\",T113/'Lives scenario - input'!$F98),\"\")","v":""},{"$f":"IFERROR(IF(OR(U113=\"\",'Lives scenario - input'!$F98=\"\"),\"\",U113/'Lives scenario - input'!$F98),\"\")","v":""},{"$f":"IFERROR(IF(OR(V113=\"\",'Lives scenario - input'!$F98=\"\"),\"\",V113/'Lives scenario - input'!$F98),\"\")","v":""},{"$f":"IFERROR(IF(OR(W113=\"\",'Lives scenario - input'!$F98=\"\"),\"\",W113/'Lives scenario - input'!$F98),\"\")","v":""}]
[{"$f":"IFERROR('Lives scenario - input'!A99,\"\")","v":""},{"$f":"IFERROR('Lives scenario - input'!B99,\"\")","v":""},{"$f":"IFERROR('Lives scenario - input'!C99,\"\")","v":""},{"$f":"IFERROR(repcalc('Lives scenario - input'!$CX99:$GJ99,'Lives scenario - input'!$I99,'Lives scenario - input'!$G99,'Lives scenario - input'!$H99,20,TRUE,TRUE),\"\")","v":""},"","","","","","","","","","","","","","","","","","","",{"$f":"IFERROR(IF(OR(D114=\"\",'Lives scenario - input'!$F99=\"\"),\"\",D114/'Lives scenario - input'!$F99),\"\")","v":""},{"$f":"IFERROR(IF(OR(E114=\"\",'Lives scenario - input'!$F99=\"\"),\"\",E114/'Lives scenario - input'!$F99),\"\")","v":""},{"$f":"IFERROR(IF(OR(F114=\"\",'Lives scenario - input'!$F99=\"\"),\"\",F114/'Lives scenario - input'!$F99),\"\")","v":""},{"$f":"IFERROR(IF(OR(G114=\"\",'Lives scenario - input'!$F99=\"\"),\"\",G114/'Lives scenario - input'!$F99),\"\")","v":""},{"$f":"IFERROR(IF(OR(H114=\"\",'Lives scenario - input'!$F99=\"\"),\"\",H114/'Lives scenario - input'!$F99),\"\")","v":""},{"$f":"IFERROR(IF(OR(I114=\"\",'Lives scenario - input'!$F99=\"\"),\"\",I114/'Lives scenario - input'!$F99),\"\")","v":""},{"$f":"IFERROR(IF(OR(J114=\"\",'Lives scenario - input'!$F99=\"\"),\"\",J114/'Lives scenario - input'!$F99),\"\")","v":""},{"$f":"IFERROR(IF(OR(K114=\"\",'Lives scenario - input'!$F99=\"\"),\"\",K114/'Lives scenario - input'!$F99),\"\")","v":""},{"$f":"IFERROR(IF(OR(L114=\"\",'Lives scenario - input'!$F99=\"\"),\"\",L114/'Lives scenario - input'!$F99),\"\")","v":""},{"$f":"IFERROR(IF(OR(M114=\"\",'Lives scenario - input'!$F99=\"\"),\"\",M114/'Lives scenario - input'!$F99),\"\")","v":""},{"$f":"IFERROR(IF(OR(N114=\"\",'Lives scenario - input'!$F99=\"\"),\"\",N114/'Lives scenario - input'!$F99),\"\")","v":""},{"$f":"IFERROR(IF(OR(O114=\"\",'Lives scenario - input'!$F99=\"\"),\"\",O114/'Lives scenario - input'!$F99),\"\")","v":""},{"$f":"IFERROR(IF(OR(P114=\"\",'Lives scenario - input'!$F99=\"\"),\"\",P114/'Lives scenario - input'!$F99),\"\")","v":""},{"$f":"IFERROR(IF(OR(Q114=\"\",'Lives scenario - input'!$F99=\"\"),\"\",Q114/'Lives scenario - input'!$F99),\"\")","v":""},{"$f":"IFERROR(IF(OR(R114=\"\",'Lives scenario - input'!$F99=\"\"),\"\",R114/'Lives scenario - input'!$F99),\"\")","v":""},{"$f":"IFERROR(IF(OR(S114=\"\",'Lives scenario - input'!$F99=\"\"),\"\",S114/'Lives scenario - input'!$F99),\"\")","v":""},{"$f":"IFERROR(IF(OR(T114=\"\",'Lives scenario - input'!$F99=\"\"),\"\",T114/'Lives scenario - input'!$F99),\"\")","v":""},{"$f":"IFERROR(IF(OR(U114=\"\",'Lives scenario - input'!$F99=\"\"),\"\",U114/'Lives scenario - input'!$F99),\"\")","v":""},{"$f":"IFERROR(IF(OR(V114=\"\",'Lives scenario - input'!$F99=\"\"),\"\",V114/'Lives scenario - input'!$F99),\"\")","v":""},{"$f":"IFERROR(IF(OR(W114=\"\",'Lives scenario - input'!$F99=\"\"),\"\",W114/'Lives scenario - input'!$F99),\"\")","v":""}]
[{"$f":"IFERROR('Lives scenario - input'!A100,\"\")","v":""},{"$f":"IFERROR('Lives scenario - input'!B100,\"\")","v":""},{"$f":"IFERROR('Lives scenario - input'!C100,\"\")","v":""},{"$f":"IFERROR(repcalc('Lives scenario - input'!$CX100:$GJ100,'Lives scenario - input'!$I100,'Lives scenario - input'!$G100,'Lives scenario - input'!$H100,20,TRUE,TRUE),\"\")","v":""},"","","","","","","","","","","","","","","","","","","",{"$f":"IFERROR(IF(OR(D115=\"\",'Lives scenario - input'!$F100=\"\"),\"\",D115/'Lives scenario - input'!$F100),\"\")","v":""},{"$f":"IFERROR(IF(OR(E115=\"\",'Lives scenario - input'!$F100=\"\"),\"\",E115/'Lives scenario - input'!$F100),\"\")","v":""},{"$f":"IFERROR(IF(OR(F115=\"\",'Lives scenario - input'!$F100=\"\"),\"\",F115/'Lives scenario - input'!$F100),\"\")","v":""},{"$f":"IFERROR(IF(OR(G115=\"\",'Lives scenario - input'!$F100=\"\"),\"\",G115/'Lives scenario - input'!$F100),\"\")","v":""},{"$f":"IFERROR(IF(OR(H115=\"\",'Lives scenario - input'!$F100=\"\"),\"\",H115/'Lives scenario - input'!$F100),\"\")","v":""},{"$f":"IFERROR(IF(OR(I115=\"\",'Lives scenario - input'!$F100=\"\"),\"\",I115/'Lives scenario - input'!$F100),\"\")","v":""},{"$f":"IFERROR(IF(OR(J115=\"\",'Lives scenario - input'!$F100=\"\"),\"\",J115/'Lives scenario - input'!$F100),\"\")","v":""},{"$f":"IFERROR(IF(OR(K115=\"\",'Lives scenario - input'!$F100=\"\"),\"\",K115/'Lives scenario - input'!$F100),\"\")","v":""},{"$f":"IFERROR(IF(OR(L115=\"\",'Lives scenario - input'!$F100=\"\"),\"\",L115/'Lives scenario - input'!$F100),\"\")","v":""},{"$f":"IFERROR(IF(OR(M115=\"\",'Lives scenario - input'!$F100=\"\"),\"\",M115/'Lives scenario - input'!$F100),\"\")","v":""},{"$f":"IFERROR(IF(OR(N115=\"\",'Lives scenario - input'!$F100=\"\"),\"\",N115/'Lives scenario - input'!$F100),\"\")","v":""},{"$f":"IFERROR(IF(OR(O115=\"\",'Lives scenario - input'!$F100=\"\"),\"\",O115/'Lives scenario - input'!$F100),\"\")","v":""},{"$f":"IFERROR(IF(OR(P115=\"\",'Lives scenario - input'!$F100=\"\"),\"\",P115/'Lives scenario - input'!$F100),\"\")","v":""},{"$f":"IFERROR(IF(OR(Q115=\"\",'Lives scenario - input'!$F100=\"\"),\"\",Q115/'Lives scenario - input'!$F100),\"\")","v":""},{"$f":"IFERROR(IF(OR(R115=\"\",'Lives scenario - input'!$F100=\"\"),\"\",R115/'Lives scenario - input'!$F100),\"\")","v":""},{"$f":"IFERROR(IF(OR(S115=\"\",'Lives scenario - input'!$F100=\"\"),\"\",S115/'Lives scenario - input'!$F100),\"\")","v":""},{"$f":"IFERROR(IF(OR(T115=\"\",'Lives scenario - input'!$F100=\"\"),\"\",T115/'Lives scenario - input'!$F100),\"\")","v":""},{"$f":"IFERROR(IF(OR(U115=\"\",'Lives scenario - input'!$F100=\"\"),\"\",U115/'Lives scenario - input'!$F100),\"\")","v":""},{"$f":"IFERROR(IF(OR(V115=\"\",'Lives scenario - input'!$F100=\"\"),\"\",V115/'Lives scenario - input'!$F100),\"\")","v":""},{"$f":"IFERROR(IF(OR(W115=\"\",'Lives scenario - input'!$F100=\"\"),\"\",W115/'Lives scenario - input'!$F100),\"\")","v":""}]
[{"$f":"IFERROR('Lives scenario - input'!A101,\"\")","v":""},{"$f":"IFERROR('Lives scenario - input'!B101,\"\")","v":""},{"$f":"IFERROR('Lives scenario - input'!C101,\"\")","v":""},{"$f":"IFERROR(repcalc('Lives scenario - input'!$CX101:$GJ101,'Lives scenario - input'!$I101,'Lives scenario - input'!$G101,'Lives scenario - input'!$H101,20,TRUE,TRUE),\"\")","v":""},"","","","","","","","","","","","","","","","","","","",{"$f":"IFERROR(IF(OR(D116=\"\",'Lives scenario - input'!$F101=\"\"),\"\",D116/'Lives scenario - input'!$F101),\"\")","v":""},{"$f":"IFERROR(IF(OR(E116=\"\",'Lives scenario - input'!$F101=\"\"),\"\",E116/'Lives scenario - input'!$F101),\"\")","v":""},{"$f":"IFERROR(IF(OR(F116=\"\",'Lives scenario - input'!$F101=\"\"),\"\",F116/'Lives scenario - input'!$F101),\"\")","v":""},{"$f":"IFERROR(IF(OR(G116=\"\",'Lives scenario - input'!$F101=\"\"),\"\",G116/'Lives scenario - input'!$F101),\"\")","v":""},{"$f":"IFERROR(IF(OR(H116=\"\",'Lives scenario - input'!$F101=\"\"),\"\",H116/'Lives scenario - input'!$F101),\"\")","v":""},{"$f":"IFERROR(IF(OR(I116=\"\",'Lives scenario - input'!$F101=\"\"),\"\",I116/'Lives scenario - input'!$F101),\"\")","v":""},{"$f":"IFERROR(IF(OR(J116=\"\",'Lives scenario - input'!$F101=\"\"),\"\",J116/'Lives scenario - input'!$F101),\"\")","v":""},{"$f":"IFERROR(IF(OR(K116=\"\",'Lives scenario - input'!$F101=\"\"),\"\",K116/'Lives scenario - input'!$F101),\"\")","v":""},{"$f":"IFERROR(IF(OR(L116=\"\",'Lives scenario - input'!$F101=\"\"),\"\",L116/'Lives scenario - input'!$F101),\"\")","v":""},{"$f":"IFERROR(IF(OR(M116=\"\",'Lives scenario - input'!$F101=\"\"),\"\",M116/'Lives scenario - input'!$F101),\"\")","v":""},{"$f":"IFERROR(IF(OR(N116=\"\",'Lives scenario - input'!$F101=\"\"),\"\",N116/'Lives scenario - input'!$F101),\"\")","v":""},{"$f":"IFERROR(IF(OR(O116=\"\",'Lives scenario - input'!$F101=\"\"),\"\",O116/'Lives scenario - input'!$F101),\"\")","v":""},{"$f":"IFERROR(IF(OR(P116=\"\",'Lives scenario - input'!$F101=\"\"),\"\",P116/'Lives scenario - input'!$F101),\"\")","v":""},{"$f":"IFERROR(IF(OR(Q116=\"\",'Lives scenario - input'!$F101=\"\"),\"\",Q116/'Lives scenario - input'!$F101),\"\")","v":""},{"$f":"IFERROR(IF(OR(R116=\"\",'Lives scenario - input'!$F101=\"\"),\"\",R116/'Lives scenario - input'!$F101),\"\")","v":""},{"$f":"IFERROR(IF(OR(S116=\"\",'Lives scenario - input'!$F101=\"\"),\"\",S116/'Lives scenario - input'!$F101),\"\")","v":""},{"$f":"IFERROR(IF(OR(T116=\"\",'Lives scenario - input'!$F101=\"\"),\"\",T116/'Lives scenario - input'!$F101),\"\")","v":""},{"$f":"IFERROR(IF(OR(U116=\"\",'Lives scenario - input'!$F101=\"\"),\"\",U116/'Lives scenario - input'!$F101),\"\")","v":""},{"$f":"IFERROR(IF(OR(V116=\"\",'Lives scenario - input'!$F101=\"\"),\"\",V116/'Lives scenario - input'!$F101),\"\")","v":""},{"$f":"IFERROR(IF(OR(W116=\"\",'Lives scenario - input'!$F101=\"\"),\"\",W116/'Lives scenario - input'!$F101),\"\")","v":""}]
[{"$f":"IFERROR('Lives scenario - input'!A102,\"\")","v":""},{"$f":"IFERROR('Lives scenario - input'!B102,\"\")","v":""},{"$f":"IFERROR('Lives scenario - input'!C102,\"\")","v":""},{"$f":"IFERROR(repcalc('Lives scenario - input'!$CX102:$GJ102,'Lives scenario - input'!$I102,'Lives scenario - input'!$G102,'Lives scenario - input'!$H102,20,TRUE,TRUE),\"\")","v":""},"","","","","","","","","","","","","","","","","","","",{"$f":"IFERROR(IF(OR(D117=\"\",'Lives scenario - input'!$F102=\"\"),\"\",D117/'Lives scenario - input'!$F102),\"\")","v":""},{"$f":"IFERROR(IF(OR(E117=\"\",'Lives scenario - input'!$F102=\"\"),\"\",E117/'Lives scenario - input'!$F102),\"\")","v":""},{"$f":"IFERROR(IF(OR(F117=\"\",'Lives scenario - input'!$F102=\"\"),\"\",F117/'Lives scenario - input'!$F102),\"\")","v":""},{"$f":"IFERROR(IF(OR(G117=\"\",'Lives scenario - input'!$F102=\"\"),\"\",G117/'Lives scenario - input'!$F102),\"\")","v":""},{"$f":"IFERROR(IF(OR(H117=\"\",'Lives scenario - input'!$F102=\"\"),\"\",H117/'Lives scenario - input'!$F102),\"\")","v":""},{"$f":"IFERROR(IF(OR(I117=\"\",'Lives scenario - input'!$F102=\"\"),\"\",I117/'Lives scenario - input'!$F102),\"\")","v":""},{"$f":"IFERROR(IF(OR(J117=\"\",'Lives scenario - input'!$F102=\"\"),\"\",J117/'Lives scenario - input'!$F102),\"\")","v":""},{"$f":"IFERROR(IF(OR(K117=\"\",'Lives scenario - input'!$F102=\"\"),\"\",K117/'Lives scenario - input'!$F102),\"\")","v":""},{"$f":"IFERROR(IF(OR(L117=\"\",'Lives scenario - input'!$F102=\"\"),\"\",L117/'Lives scenario - input'!$F102),\"\")","v":""},{"$f":"IFERROR(IF(OR(M117=\"\",'Lives scenario - input'!$F102=\"\"),\"\",M117/'Lives scenario - input'!$F102),\"\")","v":""},{"$f":"IFERROR(IF(OR(N117=\"\",'Lives scenario - input'!$F102=\"\"),\"\",N117/'Lives scenario - input'!$F102),\"\")","v":""},{"$f":"IFERROR(IF(OR(O117=\"\",'Lives scenario - input'!$F102=\"\"),\"\",O117/'Lives scenario - input'!$F102),\"\")","v":""},{"$f":"IFERROR(IF(OR(P117=\"\",'Lives scenario - input'!$F102=\"\"),\"\",P117/'Lives scenario - input'!$F102),\"\")","v":""},{"$f":"IFERROR(IF(OR(Q117=\"\",'Lives scenario - input'!$F102=\"\"),\"\",Q117/'Lives scenario - input'!$F102),\"\")","v":""},{"$f":"IFERROR(IF(OR(R117=\"\",'Lives scenario - input'!$F102=\"\"),\"\",R117/'Lives scenario - input'!$F102),\"\")","v":""},{"$f":"IFERROR(IF(OR(S117=\"\",'Lives scenario - input'!$F102=\"\"),\"\",S117/'Lives scenario - input'!$F102),\"\")","v":""},{"$f":"IFERROR(IF(OR(T117=\"\",'Lives scenario - input'!$F102=\"\"),\"\",T117/'Lives scenario - input'!$F102),\"\")","v":""},{"$f":"IFERROR(IF(OR(U117=\"\",'Lives scenario - input'!$F102=\"\"),\"\",U117/'Lives scenario - input'!$F102),\"\")","v":""},{"$f":"IFERROR(IF(OR(V117=\"\",'Lives scenario - input'!$F102=\"\"),\"\",V117/'Lives scenario - input'!$F102),\"\")","v":""},{"$f":"IFERROR(IF(OR(W117=\"\",'Lives scenario - input'!$F102=\"\"),\"\",W117/'Lives scenario - input'!$F102),\"\")","v":""}]
[{"$f":"IFERROR('Lives scenario - input'!A103,\"\")","v":""},{"$f":"IFERROR('Lives scenario - input'!B103,\"\")","v":""},{"$f":"IFERROR('Lives scenario - input'!C103,\"\")","v":""},{"$f":"IFERROR(repcalc('Lives scenario - input'!$CX103:$GJ103,'Lives scenario - input'!$I103,'Lives scenario - input'!$G103,'Lives scenario - input'!$H103,20,TRUE,TRUE),\"\")","v":""},"","","","","","","","","","","","","","","","","","","",{"$f":"IFERROR(IF(OR(D118=\"\",'Lives scenario - input'!$F103=\"\"),\"\",D118/'Lives scenario - input'!$F103),\"\")","v":""},{"$f":"IFERROR(IF(OR(E118=\"\",'Lives scenario - input'!$F103=\"\"),\"\",E118/'Lives scenario - input'!$F103),\"\")","v":""},{"$f":"IFERROR(IF(OR(F118=\"\",'Lives scenario - input'!$F103=\"\"),\"\",F118/'Lives scenario - input'!$F103),\"\")","v":""},{"$f":"IFERROR(IF(OR(G118=\"\",'Lives scenario - input'!$F103=\"\"),\"\",G118/'Lives scenario - input'!$F103),\"\")","v":""},{"$f":"IFERROR(IF(OR(H118=\"\",'Lives scenario - input'!$F103=\"\"),\"\",H118/'Lives scenario - input'!$F103),\"\")","v":""},{"$f":"IFERROR(IF(OR(I118=\"\",'Lives scenario - input'!$F103=\"\"),\"\",I118/'Lives scenario - input'!$F103),\"\")","v":""},{"$f":"IFERROR(IF(OR(J118=\"\",'Lives scenario - input'!$F103=\"\"),\"\",J118/'Lives scenario - input'!$F103),\"\")","v":""},{"$f":"IFERROR(IF(OR(K118=\"\",'Lives scenario - input'!$F103=\"\"),\"\",K118/'Lives scenario - input'!$F103),\"\")","v":""},{"$f":"IFERROR(IF(OR(L118=\"\",'Lives scenario - input'!$F103=\"\"),\"\",L118/'Lives scenario - input'!$F103),\"\")","v":""},{"$f":"IFERROR(IF(OR(M118=\"\",'Lives scenario - input'!$F103=\"\"),\"\",M118/'Lives scenario - input'!$F103),\"\")","v":""},{"$f":"IFERROR(IF(OR(N118=\"\",'Lives scenario - input'!$F103=\"\"),\"\",N118/'Lives scenario - input'!$F103),\"\")","v":""},{"$f":"IFERROR(IF(OR(O118=\"\",'Lives scenario - input'!$F103=\"\"),\"\",O118/'Lives scenario - input'!$F103),\"\")","v":""},{"$f":"IFERROR(IF(OR(P118=\"\",'Lives scenario - input'!$F103=\"\"),\"\",P118/'Lives scenario - input'!$F103),\"\")","v":""},{"$f":"IFERROR(IF(OR(Q118=\"\",'Lives scenario - input'!$F103=\"\"),\"\",Q118/'Lives scenario - input'!$F103),\"\")","v":""},{"$f":"IFERROR(IF(OR(R118=\"\",'Lives scenario - input'!$F103=\"\"),\"\",R118/'Lives scenario - input'!$F103),\"\")","v":""},{"$f":"IFERROR(IF(OR(S118=\"\",'Lives scenario - input'!$F103=\"\"),\"\",S118/'Lives scenario - input'!$F103),\"\")","v":""},{"$f":"IFERROR(IF(OR(T118=\"\",'Lives scenario - input'!$F103=\"\"),\"\",T118/'Lives scenario - input'!$F103),\"\")","v":""},{"$f":"IFERROR(IF(OR(U118=\"\",'Lives scenario - input'!$F103=\"\"),\"\",U118/'Lives scenario - input'!$F103),\"\")","v":""},{"$f":"IFERROR(IF(OR(V118=\"\",'Lives scenario - input'!$F103=\"\"),\"\",V118/'Lives scenario - input'!$F103),\"\")","v":""},{"$f":"IFERROR(IF(OR(W118=\"\",'Lives scenario - input'!$F103=\"\"),\"\",W118/'Lives scenario - input'!$F103),\"\")","v":""}]
[{"$f":"IFERROR('Lives scenario - input'!A104,\"\")","v":""},{"$f":"IFERROR('Lives scenario - input'!B104,\"\")","v":""},{"$f":"IFERROR('Lives scenario - input'!C104,\"\")","v":""},{"$f":"IFERROR(repcalc('Lives scenario - input'!$CX104:$GJ104,'Lives scenario - input'!$I104,'Lives scenario - input'!$G104,'Lives scenario - input'!$H104,20,TRUE,TRUE),\"\")","v":""},"","","","","","","","","","","","","","","","","","","",{"$f":"IFERROR(IF(OR(D119=\"\",'Lives scenario - input'!$F104=\"\"),\"\",D119/'Lives scenario - input'!$F104),\"\")","v":""},{"$f":"IFERROR(IF(OR(E119=\"\",'Lives scenario - input'!$F104=\"\"),\"\",E119/'Lives scenario - input'!$F104),\"\")","v":""},{"$f":"IFERROR(IF(OR(F119=\"\",'Lives scenario - input'!$F104=\"\"),\"\",F119/'Lives scenario - input'!$F104),\"\")","v":""},{"$f":"IFERROR(IF(OR(G119=\"\",'Lives scenario - input'!$F104=\"\"),\"\",G119/'Lives scenario - input'!$F104),\"\")","v":""},{"$f":"IFERROR(IF(OR(H119=\"\",'Lives scenario - input'!$F104=\"\"),\"\",H119/'Lives scenario - input'!$F104),\"\")","v":""},{"$f":"IFERROR(IF(OR(I119=\"\",'Lives scenario - input'!$F104=\"\"),\"\",I119/'Lives scenario - input'!$F104),\"\")","v":""},{"$f":"IFERROR(IF(OR(J119=\"\",'Lives scenario - input'!$F104=\"\"),\"\",J119/'Lives scenario - input'!$F104),\"\")","v":""},{"$f":"IFERROR(IF(OR(K119=\"\",'Lives scenario - input'!$F104=\"\"),\"\",K119/'Lives scenario - input'!$F104),\"\")","v":""},{"$f":"IFERROR(IF(OR(L119=\"\",'Lives scenario - input'!$F104=\"\"),\"\",L119/'Lives scenario - input'!$F104),\"\")","v":""},{"$f":"IFERROR(IF(OR(M119=\"\",'Lives scenario - input'!$F104=\"\"),\"\",M119/'Lives scenario - input'!$F104),\"\")","v":""},{"$f":"IFERROR(IF(OR(N119=\"\",'Lives scenario - input'!$F104=\"\"),\"\",N119/'Lives scenario - input'!$F104),\"\")","v":""},{"$f":"IFERROR(IF(OR(O119=\"\",'Lives scenario - input'!$F104=\"\"),\"\",O119/'Lives scenario - input'!$F104),\"\")","v":""},{"$f":"IFERROR(IF(OR(P119=\"\",'Lives scenario - input'!$F104=\"\"),\"\",P119/'Lives scenario - input'!$F104),\"\")","v":""},{"$f":"IFERROR(IF(OR(Q119=\"\",'Lives scenario - input'!$F104=\"\"),\"\",Q119/'Lives scenario - input'!$F104),\"\")","v":""},{"$f":"IFERROR(IF(OR(R119=\"\",'Lives scenario - input'!$F104=\"\"),\"\",R119/'Lives scenario - input'!$F104),\"\")","v":""},{"$f":"IFERROR(IF(OR(S119=\"\",'Lives scenario - input'!$F104=\"\"),\"\",S119/'Lives scenario - input'!$F104),\"\")","v":""},{"$f":"IFERROR(IF(OR(T119=\"\",'Lives scenario - input'!$F104=\"\"),\"\",T119/'Lives scenario - input'!$F104),\"\")","v":""},{"$f":"IFERROR(IF(OR(U119=\"\",'Lives scenario - input'!$F104=\"\"),\"\",U119/'Lives scenario - input'!$F104),\"\")","v":""},{"$f":"IFERROR(IF(OR(V119=\"\",'Lives scenario - input'!$F104=\"\"),\"\",V119/'Lives scenario - input'!$F104),\"\")","v":""},{"$f":"IFERROR(IF(OR(W119=\"\",'Lives scenario - input'!$F104=\"\"),\"\",W119/'Lives scenario - input'!$F104),\"\")","v":""}]
[{"$f":"IFERROR('Lives scenario - input'!A105,\"\")","v":""},{"$f":"IFERROR('Lives scenario - input'!B105,\"\")","v":""},{"$f":"IFERROR('Lives scenario - input'!C105,\"\")","v":""},{"$f":"IFERROR(repcalc('Lives scenario - input'!$CX105:$GJ105,'Lives scenario - input'!$I105,'Lives scenario - input'!$G105,'Lives scenario - input'!$H105,20,TRUE,TRUE),\"\")","v":""},"","","","","","","","","","","","","","","","","","","",{"$f":"IFERROR(IF(OR(D120=\"\",'Lives scenario - input'!$F105=\"\"),\"\",D120/'Lives scenario - input'!$F105),\"\")","v":""},{"$f":"IFERROR(IF(OR(E120=\"\",'Lives scenario - input'!$F105=\"\"),\"\",E120/'Lives scenario - input'!$F105),\"\")","v":""},{"$f":"IFERROR(IF(OR(F120=\"\",'Lives scenario - input'!$F105=\"\"),\"\",F120/'Lives scenario - input'!$F105),\"\")","v":""},{"$f":"IFERROR(IF(OR(G120=\"\",'Lives scenario - input'!$F105=\"\"),\"\",G120/'Lives scenario - input'!$F105),\"\")","v":""},{"$f":"IFERROR(IF(OR(H120=\"\",'Lives scenario - input'!$F105=\"\"),\"\",H120/'Lives scenario - input'!$F105),\"\")","v":""},{"$f":"IFERROR(IF(OR(I120=\"\",'Lives scenario - input'!$F105=\"\"),\"\",I120/'Lives scenario - input'!$F105),\"\")","v":""},{"$f":"IFERROR(IF(OR(J120=\"\",'Lives scenario - input'!$F105=\"\"),\"\",J120/'Lives scenario - input'!$F105),\"\")","v":""},{"$f":"IFERROR(IF(OR(K120=\"\",'Lives scenario - input'!$F105=\"\"),\"\",K120/'Lives scenario - input'!$F105),\"\")","v":""},{"$f":"IFERROR(IF(OR(L120=\"\",'Lives scenario - input'!$F105=\"\"),\"\",L120/'Lives scenario - input'!$F105),\"\")","v":""},{"$f":"IFERROR(IF(OR(M120=\"\",'Lives scenario - input'!$F105=\"\"),\"\",M120/'Lives scenario - input'!$F105),\"\")","v":""},{"$f":"IFERROR(IF(OR(N120=\"\",'Lives scenario - input'!$F105=\"\"),\"\",N120/'Lives scenario - input'!$F105),\"\")","v":""},{"$f":"IFERROR(IF(OR(O120=\"\",'Lives scenario - input'!$F105=\"\"),\"\",O120/'Lives scenario - input'!$F105),\"\")","v":""},{"$f":"IFERROR(IF(OR(P120=\"\",'Lives scenario - input'!$F105=\"\"),\"\",P120/'Lives scenario - input'!$F105),\"\")","v":""},{"$f":"IFERROR(IF(OR(Q120=\"\",'Lives scenario - input'!$F105=\"\"),\"\",Q120/'Lives scenario - input'!$F105),\"\")","v":""},{"$f":"IFERROR(IF(OR(R120=\"\",'Lives scenario - input'!$F105=\"\"),\"\",R120/'Lives scenario - input'!$F105),\"\")","v":""},{"$f":"IFERROR(IF(OR(S120=\"\",'Lives scenario - input'!$F105=\"\"),\"\",S120/'Lives scenario - input'!$F105),\"\")","v":""},{"$f":"IFERROR(IF(OR(T120=\"\",'Lives scenario - input'!$F105=\"\"),\"\",T120/'Lives scenario - input'!$F105),\"\")","v":""},{"$f":"IFERROR(IF(OR(U120=\"\",'Lives scenario - input'!$F105=\"\"),\"\",U120/'Lives scenario - input'!$F105),\"\")","v":""},{"$f":"IFERROR(IF(OR(V120=\"\",'Lives scenario - input'!$F105=\"\"),\"\",V120/'Lives scenario - input'!$F105),\"\")","v":""},{"$f":"IFERROR(IF(OR(W120=\"\",'Lives scenario - input'!$F105=\"\"),\"\",W120/'Lives scenario - input'!$F105),\"\")","v":""}]
[{"$f":"IFERROR('Lives scenario - input'!A106,\"\")","v":""},{"$f":"IFERROR('Lives scenario - input'!B106,\"\")","v":""},{"$f":"IFERROR('Lives scenario - input'!C106,\"\")","v":""},{"$f":"IFERROR(repcalc('Lives scenario - input'!$CX106:$GJ106,'Lives scenario - input'!$I106,'Lives scenario - input'!$G106,'Lives scenario - input'!$H106,20,TRUE,TRUE),\"\")","v":""},"","","","","","","","","","","","","","","","","","","",{"$f":"IFERROR(IF(OR(D121=\"\",'Lives scenario - input'!$F106=\"\"),\"\",D121/'Lives scenario - input'!$F106),\"\")","v":""},{"$f":"IFERROR(IF(OR(E121=\"\",'Lives scenario - input'!$F106=\"\"),\"\",E121/'Lives scenario - input'!$F106),\"\")","v":""},{"$f":"IFERROR(IF(OR(F121=\"\",'Lives scenario - input'!$F106=\"\"),\"\",F121/'Lives scenario - input'!$F106),\"\")","v":""},{"$f":"IFERROR(IF(OR(G121=\"\",'Lives scenario - input'!$F106=\"\"),\"\",G121/'Lives scenario - input'!$F106),\"\")","v":""},{"$f":"IFERROR(IF(OR(H121=\"\",'Lives scenario - input'!$F106=\"\"),\"\",H121/'Lives scenario - input'!$F106),\"\")","v":""},{"$f":"IFERROR(IF(OR(I121=\"\",'Lives scenario - input'!$F106=\"\"),\"\",I121/'Lives scenario - input'!$F106),\"\")","v":""},{"$f":"IFERROR(IF(OR(J121=\"\",'Lives scenario - input'!$F106=\"\"),\"\",J121/'Lives scenario - input'!$F106),\"\")","v":""},{"$f":"IFERROR(IF(OR(K121=\"\",'Lives scenario - input'!$F106=\"\"),\"\",K121/'Lives scenario - input'!$F106),\"\")","v":""},{"$f":"IFERROR(IF(OR(L121=\"\",'Lives scenario - input'!$F106=\"\"),\"\",L121/'Lives scenario - input'!$F106),\"\")","v":""},{"$f":"IFERROR(IF(OR(M121=\"\",'Lives scenario - input'!$F106=\"\"),\"\",M121/'Lives scenario - input'!$F106),\"\")","v":""},{"$f":"IFERROR(IF(OR(N121=\"\",'Lives scenario - input'!$F106=\"\"),\"\",N121/'Lives scenario - input'!$F106),\"\")","v":""},{"$f":"IFERROR(IF(OR(O121=\"\",'Lives scenario - input'!$F106=\"\"),\"\",O121/'Lives scenario - input'!$F106),\"\")","v":""},{"$f":"IFERROR(IF(OR(P121=\"\",'Lives scenario - input'!$F106=\"\"),\"\",P121/'Lives scenario - input'!$F106),\"\")","v":""},{"$f":"IFERROR(IF(OR(Q121=\"\",'Lives scenario - input'!$F106=\"\"),\"\",Q121/'Lives scenario - input'!$F106),\"\")","v":""},{"$f":"IFERROR(IF(OR(R121=\"\",'Lives scenario - input'!$F106=\"\"),\"\",R121/'Lives scenario - input'!$F106),\"\")","v":""},{"$f":"IFERROR(IF(OR(S121=\"\",'Lives scenario - input'!$F106=\"\"),\"\",S121/'Lives scenario - input'!$F106),\"\")","v":""},{"$f":"IFERROR(IF(OR(T121=\"\",'Lives scenario - input'!$F106=\"\"),\"\",T121/'Lives scenario - input'!$F106),\"\")","v":""},{"$f":"IFERROR(IF(OR(U121=\"\",'Lives scenario - input'!$F106=\"\"),\"\",U121/'Lives scenario - input'!$F106),\"\")","v":""},{"$f":"IFERROR(IF(OR(V121=\"\",'Lives scenario - input'!$F106=\"\"),\"\",V121/'Lives scenario - input'!$F106),\"\")","v":""},{"$f":"IFERROR(IF(OR(W121=\"\",'Lives scenario - input'!$F106=\"\"),\"\",W121/'Lives scenario - input'!$F106),\"\")","v":""}]
[{"$f":"IFERROR('Lives scenario - input'!A107,\"\")","v":""},{"$f":"IFERROR('Lives scenario - input'!B107,\"\")","v":""},{"$f":"IFERROR('Lives scenario - input'!C107,\"\")","v":""},{"$f":"IFERROR(repcalc('Lives scenario - input'!$CX107:$GJ107,'Lives scenario - input'!$I107,'Lives scenario - input'!$G107,'Lives scenario - input'!$H107,20,TRUE,TRUE),\"\")","v":""},"","","","","","","","","","","","","","","","","","","",{"$f":"IFERROR(IF(OR(D122=\"\",'Lives scenario - input'!$F107=\"\"),\"\",D122/'Lives scenario - input'!$F107),\"\")","v":""},{"$f":"IFERROR(IF(OR(E122=\"\",'Lives scenario - input'!$F107=\"\"),\"\",E122/'Lives scenario - input'!$F107),\"\")","v":""},{"$f":"IFERROR(IF(OR(F122=\"\",'Lives scenario - input'!$F107=\"\"),\"\",F122/'Lives scenario - input'!$F107),\"\")","v":""},{"$f":"IFERROR(IF(OR(G122=\"\",'Lives scenario - input'!$F107=\"\"),\"\",G122/'Lives scenario - input'!$F107),\"\")","v":""},{"$f":"IFERROR(IF(OR(H122=\"\",'Lives scenario - input'!$F107=\"\"),\"\",H122/'Lives scenario - input'!$F107),\"\")","v":""},{"$f":"IFERROR(IF(OR(I122=\"\",'Lives scenario - input'!$F107=\"\"),\"\",I122/'Lives scenario - input'!$F107),\"\")","v":""},{"$f":"IFERROR(IF(OR(J122=\"\",'Lives scenario - input'!$F107=\"\"),\"\",J122/'Lives scenario - input'!$F107),\"\")","v":""},{"$f":"IFERROR(IF(OR(K122=\"\",'Lives scenario - input'!$F107=\"\"),\"\",K122/'Lives scenario - input'!$F107),\"\")","v":""},{"$f":"IFERROR(IF(OR(L122=\"\",'Lives scenario - input'!$F107=\"\"),\"\",L122/'Lives scenario - input'!$F107),\"\")","v":""},{"$f":"IFERROR(IF(OR(M122=\"\",'Lives scenario - input'!$F107=\"\"),\"\",M122/'Lives scenario - input'!$F107),\"\")","v":""},{"$f":"IFERROR(IF(OR(N122=\"\",'Lives scenario - input'!$F107=\"\"),\"\",N122/'Lives scenario - input'!$F107),\"\")","v":""},{"$f":"IFERROR(IF(OR(O122=\"\",'Lives scenario - input'!$F107=\"\"),\"\",O122/'Lives scenario - input'!$F107),\"\")","v":""},{"$f":"IFERROR(IF(OR(P122=\"\",'Lives scenario - input'!$F107=\"\"),\"\",P122/'Lives scenario - input'!$F107),\"\")","v":""},{"$f":"IFERROR(IF(OR(Q122=\"\",'Lives scenario - input'!$F107=\"\"),\"\",Q122/'Lives scenario - input'!$F107),\"\")","v":""},{"$f":"IFERROR(IF(OR(R122=\"\",'Lives scenario - input'!$F107=\"\"),\"\",R122/'Lives scenario - input'!$F107),\"\")","v":""},{"$f":"IFERROR(IF(OR(S122=\"\",'Lives scenario - input'!$F107=\"\"),\"\",S122/'Lives scenario - input'!$F107),\"\")","v":""},{"$f":"IFERROR(IF(OR(T122=\"\",'Lives scenario - input'!$F107=\"\"),\"\",T122/'Lives scenario - input'!$F107),\"\")","v":""},{"$f":"IFERROR(IF(OR(U122=\"\",'Lives scenario - input'!$F107=\"\"),\"\",U122/'Lives scenario - input'!$F107),\"\")","v":""},{"$f":"IFERROR(IF(OR(V122=\"\",'Lives scenario - input'!$F107=\"\"),\"\",V122/'Lives scenario - input'!$F107),\"\")","v":""},{"$f":"IFERROR(IF(OR(W122=\"\",'Lives scenario - input'!$F107=\"\"),\"\",W122/'Lives scenario - input'!$F107),\"\")","v":""}]
[{"$f":"IFERROR('Lives scenario - input'!A108,\"\")","v":""},{"$f":"IFERROR('Lives scenario - input'!B108,\"\")","v":""},{"$f":"IFERROR('Lives scenario - input'!C108,\"\")","v":""},{"$f":"IFERROR(repcalc('Lives scenario - input'!$CX108:$GJ108,'Lives scenario - input'!$I108,'Lives scenario - input'!$G108,'Lives scenario - input'!$H108,20,TRUE,TRUE),\"\")","v":""},"","","","","","","","","","","","","","","","","","","",{"$f":"IFERROR(IF(OR(D123=\"\",'Lives scenario - input'!$F108=\"\"),\"\",D123/'Lives scenario - input'!$F108),\"\")","v":""},{"$f":"IFERROR(IF(OR(E123=\"\",'Lives scenario - input'!$F108=\"\"),\"\",E123/'Lives scenario - input'!$F108),\"\")","v":""},{"$f":"IFERROR(IF(OR(F123=\"\",'Lives scenario - input'!$F108=\"\"),\"\",F123/'Lives scenario - input'!$F108),\"\")","v":""},{"$f":"IFERROR(IF(OR(G123=\"\",'Lives scenario - input'!$F108=\"\"),\"\",G123/'Lives scenario - input'!$F108),\"\")","v":""},{"$f":"IFERROR(IF(OR(H123=\"\",'Lives scenario - input'!$F108=\"\"),\"\",H123/'Lives scenario - input'!$F108),\"\")","v":""},{"$f":"IFERROR(IF(OR(I123=\"\",'Lives scenario - input'!$F108=\"\"),\"\",I123/'Lives scenario - input'!$F108),\"\")","v":""},{"$f":"IFERROR(IF(OR(J123=\"\",'Lives scenario - input'!$F108=\"\"),\"\",J123/'Lives scenario - input'!$F108),\"\")","v":""},{"$f":"IFERROR(IF(OR(K123=\"\",'Lives scenario - input'!$F108=\"\"),\"\",K123/'Lives scenario - input'!$F108),\"\")","v":""},{"$f":"IFERROR(IF(OR(L123=\"\",'Lives scenario - input'!$F108=\"\"),\"\",L123/'Lives scenario - input'!$F108),\"\")","v":""},{"$f":"IFERROR(IF(OR(M123=\"\",'Lives scenario - input'!$F108=\"\"),\"\",M123/'Lives scenario - input'!$F108),\"\")","v":""},{"$f":"IFERROR(IF(OR(N123=\"\",'Lives scenario - input'!$F108=\"\"),\"\",N123/'Lives scenario - input'!$F108),\"\")","v":""},{"$f":"IFERROR(IF(OR(O123=\"\",'Lives scenario - input'!$F108=\"\"),\"\",O123/'Lives scenario - input'!$F108),\"\")","v":""},{"$f":"IFERROR(IF(OR(P123=\"\",'Lives scenario - input'!$F108=\"\"),\"\",P123/'Lives scenario - input'!$F108),\"\")","v":""},{"$f":"IFERROR(IF(OR(Q123=\"\",'Lives scenario - input'!$F108=\"\"),\"\",Q123/'Lives scenario - input'!$F108),\"\")","v":""},{"$f":"IFERROR(IF(OR(R123=\"\",'Lives scenario - input'!$F108=\"\"),\"\",R123/'Lives scenario - input'!$F108),\"\")","v":""},{"$f":"IFERROR(IF(OR(S123=\"\",'Lives scenario - input'!$F108=\"\"),\"\",S123/'Lives scenario - input'!$F108),\"\")","v":""},{"$f":"IFERROR(IF(OR(T123=\"\",'Lives scenario - input'!$F108=\"\"),\"\",T123/'Lives scenario - input'!$F108),\"\")","v":""},{"$f":"IFERROR(IF(OR(U123=\"\",'Lives scenario - input'!$F108=\"\"),\"\",U123/'Lives scenario - input'!$F108),\"\")","v":""},{"$f":"IFERROR(IF(OR(V123=\"\",'Lives scenario - input'!$F108=\"\"),\"\",V123/'Lives scenario - input'!$F108),\"\")","v":""},{"$f":"IFERROR(IF(OR(W123=\"\",'Lives scenario - input'!$F108=\"\"),\"\",W123/'Lives scenario - input'!$F108),\"\")","v":""}]
[{"$f":"IFERROR('Lives scenario - input'!A109,\"\")","v":""},{"$f":"IFERROR('Lives scenario - input'!B109,\"\")","v":""},{"$f":"IFERROR('Lives scenario - input'!C109,\"\")","v":""},{"$f":"IFERROR(repcalc('Lives scenario - input'!$CX109:$GJ109,'Lives scenario - input'!$I109,'Lives scenario - input'!$G109,'Lives scenario - input'!$H109,20,TRUE,TRUE),\"\")","v":""},"","","","","","","","","","","","","","","","","","","",{"$f":"IFERROR(IF(OR(D124=\"\",'Lives scenario - input'!$F109=\"\"),\"\",D124/'Lives scenario - input'!$F109),\"\")","v":""},{"$f":"IFERROR(IF(OR(E124=\"\",'Lives scenario - input'!$F109=\"\"),\"\",E124/'Lives scenario - input'!$F109),\"\")","v":""},{"$f":"IFERROR(IF(OR(F124=\"\",'Lives scenario - input'!$F109=\"\"),\"\",F124/'Lives scenario - input'!$F109),\"\")","v":""},{"$f":"IFERROR(IF(OR(G124=\"\",'Lives scenario - input'!$F109=\"\"),\"\",G124/'Lives scenario - input'!$F109),\"\")","v":""},{"$f":"IFERROR(IF(OR(H124=\"\",'Lives scenario - input'!$F109=\"\"),\"\",H124/'Lives scenario - input'!$F109),\"\")","v":""},{"$f":"IFERROR(IF(OR(I124=\"\",'Lives scenario - input'!$F109=\"\"),\"\",I124/'Lives scenario - input'!$F109),\"\")","v":""},{"$f":"IFERROR(IF(OR(J124=\"\",'Lives scenario - input'!$F109=\"\"),\"\",J124/'Lives scenario - input'!$F109),\"\")","v":""},{"$f":"IFERROR(IF(OR(K124=\"\",'Lives scenario - input'!$F109=\"\"),\"\",K124/'Lives scenario - input'!$F109),\"\")","v":""},{"$f":"IFERROR(IF(OR(L124=\"\",'Lives scenario - input'!$F109=\"\"),\"\",L124/'Lives scenario - input'!$F109),\"\")","v":""},{"$f":"IFERROR(IF(OR(M124=\"\",'Lives scenario - input'!$F109=\"\"),\"\",M124/'Lives scenario - input'!$F109),\"\")","v":""},{"$f":"IFERROR(IF(OR(N124=\"\",'Lives scenario - input'!$F109=\"\"),\"\",N124/'Lives scenario - input'!$F109),\"\")","v":""},{"$f":"IFERROR(IF(OR(O124=\"\",'Lives scenario - input'!$F109=\"\"),\"\",O124/'Lives scenario - input'!$F109),\"\")","v":""},{"$f":"IFERROR(IF(OR(P124=\"\",'Lives scenario - input'!$F109=\"\"),\"\",P124/'Lives scenario - input'!$F109),\"\")","v":""},{"$f":"IFERROR(IF(OR(Q124=\"\",'Lives scenario - input'!$F109=\"\"),\"\",Q124/'Lives scenario - input'!$F109),\"\")","v":""},{"$f":"IFERROR(IF(OR(R124=\"\",'Lives scenario - input'!$F109=\"\"),\"\",R124/'Lives scenario - input'!$F109),\"\")","v":""},{"$f":"IFERROR(IF(OR(S124=\"\",'Lives scenario - input'!$F109=\"\"),\"\",S124/'Lives scenario - input'!$F109),\"\")","v":""},{"$f":"IFERROR(IF(OR(T124=\"\",'Lives scenario - input'!$F109=\"\"),\"\",T124/'Lives scenario - input'!$F109),\"\")","v":""},{"$f":"IFERROR(IF(OR(U124=\"\",'Lives scenario - input'!$F109=\"\"),\"\",U124/'Lives scenario - input'!$F109),\"\")","v":""},{"$f":"IFERROR(IF(OR(V124=\"\",'Lives scenario - input'!$F109=\"\"),\"\",V124/'Lives scenario - input'!$F109),\"\")","v":""},{"$f":"IFERROR(IF(OR(W124=\"\",'Lives scenario - input'!$F109=\"\"),\"\",W124/'Lives scenario - input'!$F109),\"\")","v":""}]
[{"$f":"IFERROR('Lives scenario - input'!A110,\"\")","v":""},{"$f":"IFERROR('Lives scenario - input'!B110,\"\")","v":""},{"$f":"IFERROR('Lives scenario - input'!C110,\"\")","v":""},{"$f":"IFERROR(repcalc('Lives scenario - input'!$CX110:$GJ110,'Lives scenario - input'!$I110,'Lives scenario - input'!$G110,'Lives scenario - input'!$H110,20,TRUE,TRUE),\"\")","v":""},"","","","","","","","","","","","","","","","","","","",{"$f":"IFERROR(IF(OR(D125=\"\",'Lives scenario - input'!$F110=\"\"),\"\",D125/'Lives scenario - input'!$F110),\"\")","v":""},{"$f":"IFERROR(IF(OR(E125=\"\",'Lives scenario - input'!$F110=\"\"),\"\",E125/'Lives scenario - input'!$F110),\"\")","v":""},{"$f":"IFERROR(IF(OR(F125=\"\",'Lives scenario - input'!$F110=\"\"),\"\",F125/'Lives scenario - input'!$F110),\"\")","v":""},{"$f":"IFERROR(IF(OR(G125=\"\",'Lives scenario - input'!$F110=\"\"),\"\",G125/'Lives scenario - input'!$F110),\"\")","v":""},{"$f":"IFERROR(IF(OR(H125=\"\",'Lives scenario - input'!$F110=\"\"),\"\",H125/'Lives scenario - input'!$F110),\"\")","v":""},{"$f":"IFERROR(IF(OR(I125=\"\",'Lives scenario - input'!$F110=\"\"),\"\",I125/'Lives scenario - input'!$F110),\"\")","v":""},{"$f":"IFERROR(IF(OR(J125=\"\",'Lives scenario - input'!$F110=\"\"),\"\",J125/'Lives scenario - input'!$F110),\"\")","v":""},{"$f":"IFERROR(IF(OR(K125=\"\",'Lives scenario - input'!$F110=\"\"),\"\",K125/'Lives scenario - input'!$F110),\"\")","v":""},{"$f":"IFERROR(IF(OR(L125=\"\",'Lives scenario - input'!$F110=\"\"),\"\",L125/'Lives scenario - input'!$F110),\"\")","v":""},{"$f":"IFERROR(IF(OR(M125=\"\",'Lives scenario - input'!$F110=\"\"),\"\",M125/'Lives scenario - input'!$F110),\"\")","v":""},{"$f":"IFERROR(IF(OR(N125=\"\",'Lives scenario - input'!$F110=\"\"),\"\",N125/'Lives scenario - input'!$F110),\"\")","v":""},{"$f":"IFERROR(IF(OR(O125=\"\",'Lives scenario - input'!$F110=\"\"),\"\",O125/'Lives scenario - input'!$F110),\"\")","v":""},{"$f":"IFERROR(IF(OR(P125=\"\",'Lives scenario - input'!$F110=\"\"),\"\",P125/'Lives scenario - input'!$F110),\"\")","v":""},{"$f":"IFERROR(IF(OR(Q125=\"\",'Lives scenario - input'!$F110=\"\"),\"\",Q125/'Lives scenario - input'!$F110),\"\")","v":""},{"$f":"IFERROR(IF(OR(R125=\"\",'Lives scenario - input'!$F110=\"\"),\"\",R125/'Lives scenario - input'!$F110),\"\")","v":""},{"$f":"IFERROR(IF(OR(S125=\"\",'Lives scenario - input'!$F110=\"\"),\"\",S125/'Lives scenario - input'!$F110),\"\")","v":""},{"$f":"IFERROR(IF(OR(T125=\"\",'Lives scenario - input'!$F110=\"\"),\"\",T125/'Lives scenario - input'!$F110),\"\")","v":""},{"$f":"IFERROR(IF(OR(U125=\"\",'Lives scenario - input'!$F110=\"\"),\"\",U125/'Lives scenario - input'!$F110),\"\")","v":""},{"$f":"IFERROR(IF(OR(V125=\"\",'Lives scenario - input'!$F110=\"\"),\"\",V125/'Lives scenario - input'!$F110),\"\")","v":""},{"$f":"IFERROR(IF(OR(W125=\"\",'Lives scenario - input'!$F110=\"\"),\"\",W125/'Lives scenario - input'!$F110),\"\")","v":""}]
[{"$f":"IFERROR('Lives scenario - input'!A111,\"\")","v":""},{"$f":"IFERROR('Lives scenario - input'!B111,\"\")","v":""},{"$f":"IFERROR('Lives scenario - input'!C111,\"\")","v":""},{"$f":"IFERROR(repcalc('Lives scenario - input'!$CX111:$GJ111,'Lives scenario - input'!$I111,'Lives scenario - input'!$G111,'Lives scenario - input'!$H111,20,TRUE,TRUE),\"\")","v":""},"","","","","","","","","","","","","","","","","","","",{"$f":"IFERROR(IF(OR(D126=\"\",'Lives scenario - input'!$F111=\"\"),\"\",D126/'Lives scenario - input'!$F111),\"\")","v":""},{"$f":"IFERROR(IF(OR(E126=\"\",'Lives scenario - input'!$F111=\"\"),\"\",E126/'Lives scenario - input'!$F111),\"\")","v":""},{"$f":"IFERROR(IF(OR(F126=\"\",'Lives scenario - input'!$F111=\"\"),\"\",F126/'Lives scenario - input'!$F111),\"\")","v":""},{"$f":"IFERROR(IF(OR(G126=\"\",'Lives scenario - input'!$F111=\"\"),\"\",G126/'Lives scenario - input'!$F111),\"\")","v":""},{"$f":"IFERROR(IF(OR(H126=\"\",'Lives scenario - input'!$F111=\"\"),\"\",H126/'Lives scenario - input'!$F111),\"\")","v":""},{"$f":"IFERROR(IF(OR(I126=\"\",'Lives scenario - input'!$F111=\"\"),\"\",I126/'Lives scenario - input'!$F111),\"\")","v":""},{"$f":"IFERROR(IF(OR(J126=\"\",'Lives scenario - input'!$F111=\"\"),\"\",J126/'Lives scenario - input'!$F111),\"\")","v":""},{"$f":"IFERROR(IF(OR(K126=\"\",'Lives scenario - input'!$F111=\"\"),\"\",K126/'Lives scenario - input'!$F111),\"\")","v":""},{"$f":"IFERROR(IF(OR(L126=\"\",'Lives scenario - input'!$F111=\"\"),\"\",L126/'Lives scenario - input'!$F111),\"\")","v":""},{"$f":"IFERROR(IF(OR(M126=\"\",'Lives scenario - input'!$F111=\"\"),\"\",M126/'Lives scenario - input'!$F111),\"\")","v":""},{"$f":"IFERROR(IF(OR(N126=\"\",'Lives scenario - input'!$F111=\"\"),\"\",N126/'Lives scenario - input'!$F111),\"\")","v":""},{"$f":"IFERROR(IF(OR(O126=\"\",'Lives scenario - input'!$F111=\"\"),\"\",O126/'Lives scenario - input'!$F111),\"\")","v":""},{"$f":"IFERROR(IF(OR(P126=\"\",'Lives scenario - input'!$F111=\"\"),\"\",P126/'Lives scenario - input'!$F111),\"\")","v":""},{"$f":"IFERROR(IF(OR(Q126=\"\",'Lives scenario - input'!$F111=\"\"),\"\",Q126/'Lives scenario - input'!$F111),\"\")","v":""},{"$f":"IFERROR(IF(OR(R126=\"\",'Lives scenario - input'!$F111=\"\"),\"\",R126/'Lives scenario - input'!$F111),\"\")","v":""},{"$f":"IFERROR(IF(OR(S126=\"\",'Lives scenario - input'!$F111=\"\"),\"\",S126/'Lives scenario - input'!$F111),\"\")","v":""},{"$f":"IFERROR(IF(OR(T126=\"\",'Lives scenario - input'!$F111=\"\"),\"\",T126/'Lives scenario - input'!$F111),\"\")","v":""},{"$f":"IFERROR(IF(OR(U126=\"\",'Lives scenario - input'!$F111=\"\"),\"\",U126/'Lives scenario - input'!$F111),\"\")","v":""},{"$f":"IFERROR(IF(OR(V126=\"\",'Lives scenario - input'!$F111=\"\"),\"\",V126/'Lives scenario - input'!$F111),\"\")","v":""},{"$f":"IFERROR(IF(OR(W126=\"\",'Lives scenario - input'!$F111=\"\"),\"\",W126/'Lives scenario - input'!$F111),\"\")","v":""}]
[{"$f":"IFERROR('Lives scenario - input'!A112,\"\")","v":""},{"$f":"IFERROR('Lives scenario - input'!B112,\"\")","v":""},{"$f":"IFERROR('Lives scenario - input'!C112,\"\")","v":""},{"$f":"IFERROR(repcalc('Lives scenario - input'!$CX112:$GJ112,'Lives scenario - input'!$I112,'Lives scenario - input'!$G112,'Lives scenario - input'!$H112,20,TRUE,TRUE),\"\")","v":""},"","","","","","","","","","","","","","","","","","","",{"$f":"IFERROR(IF(OR(D127=\"\",'Lives scenario - input'!$F112=\"\"),\"\",D127/'Lives scenario - input'!$F112),\"\")","v":""},{"$f":"IFERROR(IF(OR(E127=\"\",'Lives scenario - input'!$F112=\"\"),\"\",E127/'Lives scenario - input'!$F112),\"\")","v":""},{"$f":"IFERROR(IF(OR(F127=\"\",'Lives scenario - input'!$F112=\"\"),\"\",F127/'Lives scenario - input'!$F112),\"\")","v":""},{"$f":"IFERROR(IF(OR(G127=\"\",'Lives scenario - input'!$F112=\"\"),\"\",G127/'Lives scenario - input'!$F112),\"\")","v":""},{"$f":"IFERROR(IF(OR(H127=\"\",'Lives scenario - input'!$F112=\"\"),\"\",H127/'Lives scenario - input'!$F112),\"\")","v":""},{"$f":"IFERROR(IF(OR(I127=\"\",'Lives scenario - input'!$F112=\"\"),\"\",I127/'Lives scenario - input'!$F112),\"\")","v":""},{"$f":"IFERROR(IF(OR(J127=\"\",'Lives scenario - input'!$F112=\"\"),\"\",J127/'Lives scenario - input'!$F112),\"\")","v":""},{"$f":"IFERROR(IF(OR(K127=\"\",'Lives scenario - input'!$F112=\"\"),\"\",K127/'Lives scenario - input'!$F112),\"\")","v":""},{"$f":"IFERROR(IF(OR(L127=\"\",'Lives scenario - input'!$F112=\"\"),\"\",L127/'Lives scenario - input'!$F112),\"\")","v":""},{"$f":"IFERROR(IF(OR(M127=\"\",'Lives scenario - input'!$F112=\"\"),\"\",M127/'Lives scenario - input'!$F112),\"\")","v":""},{"$f":"IFERROR(IF(OR(N127=\"\",'Lives scenario - input'!$F112=\"\"),\"\",N127/'Lives scenario - input'!$F112),\"\")","v":""},{"$f":"IFERROR(IF(OR(O127=\"\",'Lives scenario - input'!$F112=\"\"),\"\",O127/'Lives scenario - input'!$F112),\"\")","v":""},{"$f":"IFERROR(IF(OR(P127=\"\",'Lives scenario - input'!$F112=\"\"),\"\",P127/'Lives scenario - input'!$F112),\"\")","v":""},{"$f":"IFERROR(IF(OR(Q127=\"\",'Lives scenario - input'!$F112=\"\"),\"\",Q127/'Lives scenario - input'!$F112),\"\")","v":""},{"$f":"IFERROR(IF(OR(R127=\"\",'Lives scenario - input'!$F112=\"\"),\"\",R127/'Lives scenario - input'!$F112),\"\")","v":""},{"$f":"IFERROR(IF(OR(S127=\"\",'Lives scenario - input'!$F112=\"\"),\"\",S127/'Lives scenario - input'!$F112),\"\")","v":""},{"$f":"IFERROR(IF(OR(T127=\"\",'Lives scenario - input'!$F112=\"\"),\"\",T127/'Lives scenario - input'!$F112),\"\")","v":""},{"$f":"IFERROR(IF(OR(U127=\"\",'Lives scenario - input'!$F112=\"\"),\"\",U127/'Lives scenario - input'!$F112),\"\")","v":""},{"$f":"IFERROR(IF(OR(V127=\"\",'Lives scenario - input'!$F112=\"\"),\"\",V127/'Lives scenario - input'!$F112),\"\")","v":""},{"$f":"IFERROR(IF(OR(W127=\"\",'Lives scenario - input'!$F112=\"\"),\"\",W127/'Lives scenario - input'!$F112),\"\")","v":""}]
[{"$f":"IFERROR('Lives scenario - input'!A113,\"\")","v":""},{"$f":"IFERROR('Lives scenario - input'!B113,\"\")","v":""},{"$f":"IFERROR('Lives scenario - input'!C113,\"\")","v":""},{"$f":"IFERROR(repcalc('Lives scenario - input'!$CX113:$GJ113,'Lives scenario - input'!$I113,'Lives scenario - input'!$G113,'Lives scenario - input'!$H113,20,TRUE,TRUE),\"\")","v":""},"","","","","","","","","","","","","","","","","","","",{"$f":"IFERROR(IF(OR(D128=\"\",'Lives scenario - input'!$F113=\"\"),\"\",D128/'Lives scenario - input'!$F113),\"\")","v":""},{"$f":"IFERROR(IF(OR(E128=\"\",'Lives scenario - input'!$F113=\"\"),\"\",E128/'Lives scenario - input'!$F113),\"\")","v":""},{"$f":"IFERROR(IF(OR(F128=\"\",'Lives scenario - input'!$F113=\"\"),\"\",F128/'Lives scenario - input'!$F113),\"\")","v":""},{"$f":"IFERROR(IF(OR(G128=\"\",'Lives scenario - input'!$F113=\"\"),\"\",G128/'Lives scenario - input'!$F113),\"\")","v":""},{"$f":"IFERROR(IF(OR(H128=\"\",'Lives scenario - input'!$F113=\"\"),\"\",H128/'Lives scenario - input'!$F113),\"\")","v":""},{"$f":"IFERROR(IF(OR(I128=\"\",'Lives scenario - input'!$F113=\"\"),\"\",I128/'Lives scenario - input'!$F113),\"\")","v":""},{"$f":"IFERROR(IF(OR(J128=\"\",'Lives scenario - input'!$F113=\"\"),\"\",J128/'Lives scenario - input'!$F113),\"\")","v":""},{"$f":"IFERROR(IF(OR(K128=\"\",'Lives scenario - input'!$F113=\"\"),\"\",K128/'Lives scenario - input'!$F113),\"\")","v":""},{"$f":"IFERROR(IF(OR(L128=\"\",'Lives scenario - input'!$F113=\"\"),\"\",L128/'Lives scenario - input'!$F113),\"\")","v":""},{"$f":"IFERROR(IF(OR(M128=\"\",'Lives scenario - input'!$F113=\"\"),\"\",M128/'Lives scenario - input'!$F113),\"\")","v":""},{"$f":"IFERROR(IF(OR(N128=\"\",'Lives scenario - input'!$F113=\"\"),\"\",N128/'Lives scenario - input'!$F113),\"\")","v":""},{"$f":"IFERROR(IF(OR(O128=\"\",'Lives scenario - input'!$F113=\"\"),\"\",O128/'Lives scenario - input'!$F113),\"\")","v":""},{"$f":"IFERROR(IF(OR(P128=\"\",'Lives scenario - input'!$F113=\"\"),\"\",P128/'Lives scenario - input'!$F113),\"\")","v":""},{"$f":"IFERROR(IF(OR(Q128=\"\",'Lives scenario - input'!$F113=\"\"),\"\",Q128/'Lives scenario - input'!$F113),\"\")","v":""},{"$f":"IFERROR(IF(OR(R128=\"\",'Lives scenario - input'!$F113=\"\"),\"\",R128/'Lives scenario - input'!$F113),\"\")","v":""},{"$f":"IFERROR(IF(OR(S128=\"\",'Lives scenario - input'!$F113=\"\"),\"\",S128/'Lives scenario - input'!$F113),\"\")","v":""},{"$f":"IFERROR(IF(OR(T128=\"\",'Lives scenario - input'!$F113=\"\"),\"\",T128/'Lives scenario - input'!$F113),\"\")","v":""},{"$f":"IFERROR(IF(OR(U128=\"\",'Lives scenario - input'!$F113=\"\"),\"\",U128/'Lives scenario - input'!$F113),\"\")","v":""},{"$f":"IFERROR(IF(OR(V128=\"\",'Lives scenario - input'!$F113=\"\"),\"\",V128/'Lives scenario - input'!$F113),\"\")","v":""},{"$f":"IFERROR(IF(OR(W128=\"\",'Lives scenario - input'!$F113=\"\"),\"\",W128/'Lives scenario - input'!$F113),\"\")","v":""}]
[{"$f":"IFERROR('Lives scenario - input'!A114,\"\")","v":""},{"$f":"IFERROR('Lives scenario - input'!B114,\"\")","v":""},{"$f":"IFERROR('Lives scenario - input'!C114,\"\")","v":""},{"$f":"IFERROR(repcalc('Lives scenario - input'!$CX114:$GJ114,'Lives scenario - input'!$I114,'Lives scenario - input'!$G114,'Lives scenario - input'!$H114,20,TRUE,TRUE),\"\")","v":""},"","","","","","","","","","","","","","","","","","","",{"$f":"IFERROR(IF(OR(D129=\"\",'Lives scenario - input'!$F114=\"\"),\"\",D129/'Lives scenario - input'!$F114),\"\")","v":""},{"$f":"IFERROR(IF(OR(E129=\"\",'Lives scenario - input'!$F114=\"\"),\"\",E129/'Lives scenario - input'!$F114),\"\")","v":""},{"$f":"IFERROR(IF(OR(F129=\"\",'Lives scenario - input'!$F114=\"\"),\"\",F129/'Lives scenario - input'!$F114),\"\")","v":""},{"$f":"IFERROR(IF(OR(G129=\"\",'Lives scenario - input'!$F114=\"\"),\"\",G129/'Lives scenario - input'!$F114),\"\")","v":""},{"$f":"IFERROR(IF(OR(H129=\"\",'Lives scenario - input'!$F114=\"\"),\"\",H129/'Lives scenario - input'!$F114),\"\")","v":""},{"$f":"IFERROR(IF(OR(I129=\"\",'Lives scenario - input'!$F114=\"\"),\"\",I129/'Lives scenario - input'!$F114),\"\")","v":""},{"$f":"IFERROR(IF(OR(J129=\"\",'Lives scenario - input'!$F114=\"\"),\"\",J129/'Lives scenario - input'!$F114),\"\")","v":""},{"$f":"IFERROR(IF(OR(K129=\"\",'Lives scenario - input'!$F114=\"\"),\"\",K129/'Lives scenario - input'!$F114),\"\")","v":""},{"$f":"IFERROR(IF(OR(L129=\"\",'Lives scenario - input'!$F114=\"\"),\"\",L129/'Lives scenario - input'!$F114),\"\")","v":""},{"$f":"IFERROR(IF(OR(M129=\"\",'Lives scenario - input'!$F114=\"\"),\"\",M129/'Lives scenario - input'!$F114),\"\")","v":""},{"$f":"IFERROR(IF(OR(N129=\"\",'Lives scenario - input'!$F114=\"\"),\"\",N129/'Lives scenario - input'!$F114),\"\")","v":""},{"$f":"IFERROR(IF(OR(O129=\"\",'Lives scenario - input'!$F114=\"\"),\"\",O129/'Lives scenario - input'!$F114),\"\")","v":""},{"$f":"IFERROR(IF(OR(P129=\"\",'Lives scenario - input'!$F114=\"\"),\"\",P129/'Lives scenario - input'!$F114),\"\")","v":""},{"$f":"IFERROR(IF(OR(Q129=\"\",'Lives scenario - input'!$F114=\"\"),\"\",Q129/'Lives scenario - input'!$F114),\"\")","v":""},{"$f":"IFERROR(IF(OR(R129=\"\",'Lives scenario - input'!$F114=\"\"),\"\",R129/'Lives scenario - input'!$F114),\"\")","v":""},{"$f":"IFERROR(IF(OR(S129=\"\",'Lives scenario - input'!$F114=\"\"),\"\",S129/'Lives scenario - input'!$F114),\"\")","v":""},{"$f":"IFERROR(IF(OR(T129=\"\",'Lives scenario - input'!$F114=\"\"),\"\",T129/'Lives scenario - input'!$F114),\"\")","v":""},{"$f":"IFERROR(IF(OR(U129=\"\",'Lives scenario - input'!$F114=\"\"),\"\",U129/'Lives scenario - input'!$F114),\"\")","v":""},{"$f":"IFERROR(IF(OR(V129=\"\",'Lives scenario - input'!$F114=\"\"),\"\",V129/'Lives scenario - input'!$F114),\"\")","v":""},{"$f":"IFERROR(IF(OR(W129=\"\",'Lives scenario - input'!$F114=\"\"),\"\",W129/'Lives scenario - input'!$F114),\"\")","v":""}]
[{"$f":"IFERROR('Lives scenario - input'!A115,\"\")","v":""},{"$f":"IFERROR('Lives scenario - input'!B115,\"\")","v":""},{"$f":"IFERROR('Lives scenario - input'!C115,\"\")","v":""},{"$f":"IFERROR(repcalc('Lives scenario - input'!$CX115:$GJ115,'Lives scenario - input'!$I115,'Lives scenario - input'!$G115,'Lives scenario - input'!$H115,20,TRUE,TRUE),\"\")","v":""},"","","","","","","","","","","","","","","","","","","",{"$f":"IFERROR(IF(OR(D130=\"\",'Lives scenario - input'!$F115=\"\"),\"\",D130/'Lives scenario - input'!$F115),\"\")","v":""},{"$f":"IFERROR(IF(OR(E130=\"\",'Lives scenario - input'!$F115=\"\"),\"\",E130/'Lives scenario - input'!$F115),\"\")","v":""},{"$f":"IFERROR(IF(OR(F130=\"\",'Lives scenario - input'!$F115=\"\"),\"\",F130/'Lives scenario - input'!$F115),\"\")","v":""},{"$f":"IFERROR(IF(OR(G130=\"\",'Lives scenario - input'!$F115=\"\"),\"\",G130/'Lives scenario - input'!$F115),\"\")","v":""},{"$f":"IFERROR(IF(OR(H130=\"\",'Lives scenario - input'!$F115=\"\"),\"\",H130/'Lives scenario - input'!$F115),\"\")","v":""},{"$f":"IFERROR(IF(OR(I130=\"\",'Lives scenario - input'!$F115=\"\"),\"\",I130/'Lives scenario - input'!$F115),\"\")","v":""},{"$f":"IFERROR(IF(OR(J130=\"\",'Lives scenario - input'!$F115=\"\"),\"\",J130/'Lives scenario - input'!$F115),\"\")","v":""},{"$f":"IFERROR(IF(OR(K130=\"\",'Lives scenario - input'!$F115=\"\"),\"\",K130/'Lives scenario - input'!$F115),\"\")","v":""},{"$f":"IFERROR(IF(OR(L130=\"\",'Lives scenario - input'!$F115=\"\"),\"\",L130/'Lives scenario - input'!$F115),\"\")","v":""},{"$f":"IFERROR(IF(OR(M130=\"\",'Lives scenario - input'!$F115=\"\"),\"\",M130/'Lives scenario - input'!$F115),\"\")","v":""},{"$f":"IFERROR(IF(OR(N130=\"\",'Lives scenario - input'!$F115=\"\"),\"\",N130/'Lives scenario - input'!$F115),\"\")","v":""},{"$f":"IFERROR(IF(OR(O130=\"\",'Lives scenario - input'!$F115=\"\"),\"\",O130/'Lives scenario - input'!$F115),\"\")","v":""},{"$f":"IFERROR(IF(OR(P130=\"\",'Lives scenario - input'!$F115=\"\"),\"\",P130/'Lives scenario - input'!$F115),\"\")","v":""},{"$f":"IFERROR(IF(OR(Q130=\"\",'Lives scenario - input'!$F115=\"\"),\"\",Q130/'Lives scenario - input'!$F115),\"\")","v":""},{"$f":"IFERROR(IF(OR(R130=\"\",'Lives scenario - input'!$F115=\"\"),\"\",R130/'Lives scenario - input'!$F115),\"\")","v":""},{"$f":"IFERROR(IF(OR(S130=\"\",'Lives scenario - input'!$F115=\"\"),\"\",S130/'Lives scenario - input'!$F115),\"\")","v":""},{"$f":"IFERROR(IF(OR(T130=\"\",'Lives scenario - input'!$F115=\"\"),\"\",T130/'Lives scenario - input'!$F115),\"\")","v":""},{"$f":"IFERROR(IF(OR(U130=\"\",'Lives scenario - input'!$F115=\"\"),\"\",U130/'Lives scenario - input'!$F115),\"\")","v":""},{"$f":"IFERROR(IF(OR(V130=\"\",'Lives scenario - input'!$F115=\"\"),\"\",V130/'Lives scenario - input'!$F115),\"\")","v":""},{"$f":"IFERROR(IF(OR(W130=\"\",'Lives scenario - input'!$F115=\"\"),\"\",W130/'Lives scenario - input'!$F115),\"\")","v":""}]
[{"$f":"IFERROR('Lives scenario - input'!A116,\"\")","v":""},{"$f":"IFERROR('Lives scenario - input'!B116,\"\")","v":""},{"$f":"IFERROR('Lives scenario - input'!C116,\"\")","v":""},{"$f":"IFERROR(repcalc('Lives scenario - input'!$CX116:$GJ116,'Lives scenario - input'!$I116,'Lives scenario - input'!$G116,'Lives scenario - input'!$H116,20,TRUE,TRUE),\"\")","v":""},"","","","","","","","","","","","","","","","","","","",{"$f":"IFERROR(IF(OR(D131=\"\",'Lives scenario - input'!$F116=\"\"),\"\",D131/'Lives scenario - input'!$F116),\"\")","v":""},{"$f":"IFERROR(IF(OR(E131=\"\",'Lives scenario - input'!$F116=\"\"),\"\",E131/'Lives scenario - input'!$F116),\"\")","v":""},{"$f":"IFERROR(IF(OR(F131=\"\",'Lives scenario - input'!$F116=\"\"),\"\",F131/'Lives scenario - input'!$F116),\"\")","v":""},{"$f":"IFERROR(IF(OR(G131=\"\",'Lives scenario - input'!$F116=\"\"),\"\",G131/'Lives scenario - input'!$F116),\"\")","v":""},{"$f":"IFERROR(IF(OR(H131=\"\",'Lives scenario - input'!$F116=\"\"),\"\",H131/'Lives scenario - input'!$F116),\"\")","v":""},{"$f":"IFERROR(IF(OR(I131=\"\",'Lives scenario - input'!$F116=\"\"),\"\",I131/'Lives scenario - input'!$F116),\"\")","v":""},{"$f":"IFERROR(IF(OR(J131=\"\",'Lives scenario - input'!$F116=\"\"),\"\",J131/'Lives scenario - input'!$F116),\"\")","v":""},{"$f":"IFERROR(IF(OR(K131=\"\",'Lives scenario - input'!$F116=\"\"),\"\",K131/'Lives scenario - input'!$F116),\"\")","v":""},{"$f":"IFERROR(IF(OR(L131=\"\",'Lives scenario - input'!$F116=\"\"),\"\",L131/'Lives scenario - input'!$F116),\"\")","v":""},{"$f":"IFERROR(IF(OR(M131=\"\",'Lives scenario - input'!$F116=\"\"),\"\",M131/'Lives scenario - input'!$F116),\"\")","v":""},{"$f":"IFERROR(IF(OR(N131=\"\",'Lives scenario - input'!$F116=\"\"),\"\",N131/'Lives scenario - input'!$F116),\"\")","v":""},{"$f":"IFERROR(IF(OR(O131=\"\",'Lives scenario - input'!$F116=\"\"),\"\",O131/'Lives scenario - input'!$F116),\"\")","v":""},{"$f":"IFERROR(IF(OR(P131=\"\",'Lives scenario - input'!$F116=\"\"),\"\",P131/'Lives scenario - input'!$F116),\"\")","v":""},{"$f":"IFERROR(IF(OR(Q131=\"\",'Lives scenario - input'!$F116=\"\"),\"\",Q131/'Lives scenario - input'!$F116),\"\")","v":""},{"$f":"IFERROR(IF(OR(R131=\"\",'Lives scenario - input'!$F116=\"\"),\"\",R131/'Lives scenario - input'!$F116),\"\")","v":""},{"$f":"IFERROR(IF(OR(S131=\"\",'Lives scenario - input'!$F116=\"\"),\"\",S131/'Lives scenario - input'!$F116),\"\")","v":""},{"$f":"IFERROR(IF(OR(T131=\"\",'Lives scenario - input'!$F116=\"\"),\"\",T131/'Lives scenario - input'!$F116),\"\")","v":""},{"$f":"IFERROR(IF(OR(U131=\"\",'Lives scenario - input'!$F116=\"\"),\"\",U131/'Lives scenario - input'!$F116),\"\")","v":""},{"$f":"IFERROR(IF(OR(V131=\"\",'Lives scenario - input'!$F116=\"\"),\"\",V131/'Lives scenario - input'!$F116),\"\")","v":""},{"$f":"IFERROR(IF(OR(W131=\"\",'Lives scenario - input'!$F116=\"\"),\"\",W131/'Lives scenario - input'!$F116),\"\")","v":""}]
[{"$f":"IFERROR('Lives scenario - input'!A117,\"\")","v":""},{"$f":"IFERROR('Lives scenario - input'!B117,\"\")","v":""},{"$f":"IFERROR('Lives scenario - input'!C117,\"\")","v":""},{"$f":"IFERROR(repcalc('Lives scenario - input'!$CX117:$GJ117,'Lives scenario - input'!$I117,'Lives scenario - input'!$G117,'Lives scenario - input'!$H117,20,TRUE,TRUE),\"\")","v":""},"","","","","","","","","","","","","","","","","","","",{"$f":"IFERROR(IF(OR(D132=\"\",'Lives scenario - input'!$F117=\"\"),\"\",D132/'Lives scenario - input'!$F117),\"\")","v":""},{"$f":"IFERROR(IF(OR(E132=\"\",'Lives scenario - input'!$F117=\"\"),\"\",E132/'Lives scenario - input'!$F117),\"\")","v":""},{"$f":"IFERROR(IF(OR(F132=\"\",'Lives scenario - input'!$F117=\"\"),\"\",F132/'Lives scenario - input'!$F117),\"\")","v":""},{"$f":"IFERROR(IF(OR(G132=\"\",'Lives scenario - input'!$F117=\"\"),\"\",G132/'Lives scenario - input'!$F117),\"\")","v":""},{"$f":"IFERROR(IF(OR(H132=\"\",'Lives scenario - input'!$F117=\"\"),\"\",H132/'Lives scenario - input'!$F117),\"\")","v":""},{"$f":"IFERROR(IF(OR(I132=\"\",'Lives scenario - input'!$F117=\"\"),\"\",I132/'Lives scenario - input'!$F117),\"\")","v":""},{"$f":"IFERROR(IF(OR(J132=\"\",'Lives scenario - input'!$F117=\"\"),\"\",J132/'Lives scenario - input'!$F117),\"\")","v":""},{"$f":"IFERROR(IF(OR(K132=\"\",'Lives scenario - input'!$F117=\"\"),\"\",K132/'Lives scenario - input'!$F117),\"\")","v":""},{"$f":"IFERROR(IF(OR(L132=\"\",'Lives scenario - input'!$F117=\"\"),\"\",L132/'Lives scenario - input'!$F117),\"\")","v":""},{"$f":"IFERROR(IF(OR(M132=\"\",'Lives scenario - input'!$F117=\"\"),\"\",M132/'Lives scenario - input'!$F117),\"\")","v":""},{"$f":"IFERROR(IF(OR(N132=\"\",'Lives scenario - input'!$F117=\"\"),\"\",N132/'Lives scenario - input'!$F117),\"\")","v":""},{"$f":"IFERROR(IF(OR(O132=\"\",'Lives scenario - input'!$F117=\"\"),\"\",O132/'Lives scenario - input'!$F117),\"\")","v":""},{"$f":"IFERROR(IF(OR(P132=\"\",'Lives scenario - input'!$F117=\"\"),\"\",P132/'Lives scenario - input'!$F117),\"\")","v":""},{"$f":"IFERROR(IF(OR(Q132=\"\",'Lives scenario - input'!$F117=\"\"),\"\",Q132/'Lives scenario - input'!$F117),\"\")","v":""},{"$f":"IFERROR(IF(OR(R132=\"\",'Lives scenario - input'!$F117=\"\"),\"\",R132/'Lives scenario - input'!$F117),\"\")","v":""},{"$f":"IFERROR(IF(OR(S132=\"\",'Lives scenario - input'!$F117=\"\"),\"\",S132/'Lives scenario - input'!$F117),\"\")","v":""},{"$f":"IFERROR(IF(OR(T132=\"\",'Lives scenario - input'!$F117=\"\"),\"\",T132/'Lives scenario - input'!$F117),\"\")","v":""},{"$f":"IFERROR(IF(OR(U132=\"\",'Lives scenario - input'!$F117=\"\"),\"\",U132/'Lives scenario - input'!$F117),\"\")","v":""},{"$f":"IFERROR(IF(OR(V132=\"\",'Lives scenario - input'!$F117=\"\"),\"\",V132/'Lives scenario - input'!$F117),\"\")","v":""},{"$f":"IFERROR(IF(OR(W132=\"\",'Lives scenario - input'!$F117=\"\"),\"\",W132/'Lives scenario - input'!$F117),\"\")","v":""}]
[{"$f":"IFERROR('Lives scenario - input'!A118,\"\")","v":""},{"$f":"IFERROR('Lives scenario - input'!B118,\"\")","v":""},{"$f":"IFERROR('Lives scenario - input'!C118,\"\")","v":""},{"$f":"IFERROR(repcalc('Lives scenario - input'!$CX118:$GJ118,'Lives scenario - input'!$I118,'Lives scenario - input'!$G118,'Lives scenario - input'!$H118,20,TRUE,TRUE),\"\")","v":""},"","","","","","","","","","","","","","","","","","","",{"$f":"IFERROR(IF(OR(D133=\"\",'Lives scenario - input'!$F118=\"\"),\"\",D133/'Lives scenario - input'!$F118),\"\")","v":""},{"$f":"IFERROR(IF(OR(E133=\"\",'Lives scenario - input'!$F118=\"\"),\"\",E133/'Lives scenario - input'!$F118),\"\")","v":""},{"$f":"IFERROR(IF(OR(F133=\"\",'Lives scenario - input'!$F118=\"\"),\"\",F133/'Lives scenario - input'!$F118),\"\")","v":""},{"$f":"IFERROR(IF(OR(G133=\"\",'Lives scenario - input'!$F118=\"\"),\"\",G133/'Lives scenario - input'!$F118),\"\")","v":""},{"$f":"IFERROR(IF(OR(H133=\"\",'Lives scenario - input'!$F118=\"\"),\"\",H133/'Lives scenario - input'!$F118),\"\")","v":""},{"$f":"IFERROR(IF(OR(I133=\"\",'Lives scenario - input'!$F118=\"\"),\"\",I133/'Lives scenario - input'!$F118),\"\")","v":""},{"$f":"IFERROR(IF(OR(J133=\"\",'Lives scenario - input'!$F118=\"\"),\"\",J133/'Lives scenario - input'!$F118),\"\")","v":""},{"$f":"IFERROR(IF(OR(K133=\"\",'Lives scenario - input'!$F118=\"\"),\"\",K133/'Lives scenario - input'!$F118),\"\")","v":""},{"$f":"IFERROR(IF(OR(L133=\"\",'Lives scenario - input'!$F118=\"\"),\"\",L133/'Lives scenario - input'!$F118),\"\")","v":""},{"$f":"IFERROR(IF(OR(M133=\"\",'Lives scenario - input'!$F118=\"\"),\"\",M133/'Lives scenario - input'!$F118),\"\")","v":""},{"$f":"IFERROR(IF(OR(N133=\"\",'Lives scenario - input'!$F118=\"\"),\"\",N133/'Lives scenario - input'!$F118),\"\")","v":""},{"$f":"IFERROR(IF(OR(O133=\"\",'Lives scenario - input'!$F118=\"\"),\"\",O133/'Lives scenario - input'!$F118),\"\")","v":""},{"$f":"IFERROR(IF(OR(P133=\"\",'Lives scenario - input'!$F118=\"\"),\"\",P133/'Lives scenario - input'!$F118),\"\")","v":""},{"$f":"IFERROR(IF(OR(Q133=\"\",'Lives scenario - input'!$F118=\"\"),\"\",Q133/'Lives scenario - input'!$F118),\"\")","v":""},{"$f":"IFERROR(IF(OR(R133=\"\",'Lives scenario - input'!$F118=\"\"),\"\",R133/'Lives scenario - input'!$F118),\"\")","v":""},{"$f":"IFERROR(IF(OR(S133=\"\",'Lives scenario - input'!$F118=\"\"),\"\",S133/'Lives scenario - input'!$F118),\"\")","v":""},{"$f":"IFERROR(IF(OR(T133=\"\",'Lives scenario - input'!$F118=\"\"),\"\",T133/'Lives scenario - input'!$F118),\"\")","v":""},{"$f":"IFERROR(IF(OR(U133=\"\",'Lives scenario - input'!$F118=\"\"),\"\",U133/'Lives scenario - input'!$F118),\"\")","v":""},{"$f":"IFERROR(IF(OR(V133=\"\",'Lives scenario - input'!$F118=\"\"),\"\",V133/'Lives scenario - input'!$F118),\"\")","v":""},{"$f":"IFERROR(IF(OR(W133=\"\",'Lives scenario - input'!$F118=\"\"),\"\",W133/'Lives scenario - input'!$F118),\"\")","v":""}]
[{"$f":"IFERROR('Lives scenario - input'!A119,\"\")","v":""},{"$f":"IFERROR('Lives scenario - input'!B119,\"\")","v":""},{"$f":"IFERROR('Lives scenario - input'!C119,\"\")","v":""},{"$f":"IFERROR(repcalc('Lives scenario - input'!$CX119:$GJ119,'Lives scenario - input'!$I119,'Lives scenario - input'!$G119,'Lives scenario - input'!$H119,20,TRUE,TRUE),\"\")","v":""},"","","","","","","","","","","","","","","","","","","",{"$f":"IFERROR(IF(OR(D134=\"\",'Lives scenario - input'!$F119=\"\"),\"\",D134/'Lives scenario - input'!$F119),\"\")","v":""},{"$f":"IFERROR(IF(OR(E134=\"\",'Lives scenario - input'!$F119=\"\"),\"\",E134/'Lives scenario - input'!$F119),\"\")","v":""},{"$f":"IFERROR(IF(OR(F134=\"\",'Lives scenario - input'!$F119=\"\"),\"\",F134/'Lives scenario - input'!$F119),\"\")","v":""},{"$f":"IFERROR(IF(OR(G134=\"\",'Lives scenario - input'!$F119=\"\"),\"\",G134/'Lives scenario - input'!$F119),\"\")","v":""},{"$f":"IFERROR(IF(OR(H134=\"\",'Lives scenario - input'!$F119=\"\"),\"\",H134/'Lives scenario - input'!$F119),\"\")","v":""},{"$f":"IFERROR(IF(OR(I134=\"\",'Lives scenario - input'!$F119=\"\"),\"\",I134/'Lives scenario - input'!$F119),\"\")","v":""},{"$f":"IFERROR(IF(OR(J134=\"\",'Lives scenario - input'!$F119=\"\"),\"\",J134/'Lives scenario - input'!$F119),\"\")","v":""},{"$f":"IFERROR(IF(OR(K134=\"\",'Lives scenario - input'!$F119=\"\"),\"\",K134/'Lives scenario - input'!$F119),\"\")","v":""},{"$f":"IFERROR(IF(OR(L134=\"\",'Lives scenario - input'!$F119=\"\"),\"\",L134/'Lives scenario - input'!$F119),\"\")","v":""},{"$f":"IFERROR(IF(OR(M134=\"\",'Lives scenario - input'!$F119=\"\"),\"\",M134/'Lives scenario - input'!$F119),\"\")","v":""},{"$f":"IFERROR(IF(OR(N134=\"\",'Lives scenario - input'!$F119=\"\"),\"\",N134/'Lives scenario - input'!$F119),\"\")","v":""},{"$f":"IFERROR(IF(OR(O134=\"\",'Lives scenario - input'!$F119=\"\"),\"\",O134/'Lives scenario - input'!$F119),\"\")","v":""},{"$f":"IFERROR(IF(OR(P134=\"\",'Lives scenario - input'!$F119=\"\"),\"\",P134/'Lives scenario - input'!$F119),\"\")","v":""},{"$f":"IFERROR(IF(OR(Q134=\"\",'Lives scenario - input'!$F119=\"\"),\"\",Q134/'Lives scenario - input'!$F119),\"\")","v":""},{"$f":"IFERROR(IF(OR(R134=\"\",'Lives scenario - input'!$F119=\"\"),\"\",R134/'Lives scenario - input'!$F119),\"\")","v":""},{"$f":"IFERROR(IF(OR(S134=\"\",'Lives scenario - input'!$F119=\"\"),\"\",S134/'Lives scenario - input'!$F119),\"\")","v":""},{"$f":"IFERROR(IF(OR(T134=\"\",'Lives scenario - input'!$F119=\"\"),\"\",T134/'Lives scenario - input'!$F119),\"\")","v":""},{"$f":"IFERROR(IF(OR(U134=\"\",'Lives scenario - input'!$F119=\"\"),\"\",U134/'Lives scenario - input'!$F119),\"\")","v":""},{"$f":"IFERROR(IF(OR(V134=\"\",'Lives scenario - input'!$F119=\"\"),\"\",V134/'Lives scenario - input'!$F119),\"\")","v":""},{"$f":"IFERROR(IF(OR(W134=\"\",'Lives scenario - input'!$F119=\"\"),\"\",W134/'Lives scenario - input'!$F119),\"\")","v":""}]
[{"$f":"IFERROR('Lives scenario - input'!A120,\"\")","v":""},{"$f":"IFERROR('Lives scenario - input'!B120,\"\")","v":""},{"$f":"IFERROR('Lives scenario - input'!C120,\"\")","v":""},{"$f":"IFERROR(repcalc('Lives scenario - input'!$CX120:$GJ120,'Lives scenario - input'!$I120,'Lives scenario - input'!$G120,'Lives scenario - input'!$H120,20,TRUE,TRUE),\"\")","v":""},"","","","","","","","","","","","","","","","","","","",{"$f":"IFERROR(IF(OR(D135=\"\",'Lives scenario - input'!$F120=\"\"),\"\",D135/'Lives scenario - input'!$F120),\"\")","v":""},{"$f":"IFERROR(IF(OR(E135=\"\",'Lives scenario - input'!$F120=\"\"),\"\",E135/'Lives scenario - input'!$F120),\"\")","v":""},{"$f":"IFERROR(IF(OR(F135=\"\",'Lives scenario - input'!$F120=\"\"),\"\",F135/'Lives scenario - input'!$F120),\"\")","v":""},{"$f":"IFERROR(IF(OR(G135=\"\",'Lives scenario - input'!$F120=\"\"),\"\",G135/'Lives scenario - input'!$F120),\"\")","v":""},{"$f":"IFERROR(IF(OR(H135=\"\",'Lives scenario - input'!$F120=\"\"),\"\",H135/'Lives scenario - input'!$F120),\"\")","v":""},{"$f":"IFERROR(IF(OR(I135=\"\",'Lives scenario - input'!$F120=\"\"),\"\",I135/'Lives scenario - input'!$F120),\"\")","v":""},{"$f":"IFERROR(IF(OR(J135=\"\",'Lives scenario - input'!$F120=\"\"),\"\",J135/'Lives scenario - input'!$F120),\"\")","v":""},{"$f":"IFERROR(IF(OR(K135=\"\",'Lives scenario - input'!$F120=\"\"),\"\",K135/'Lives scenario - input'!$F120),\"\")","v":""},{"$f":"IFERROR(IF(OR(L135=\"\",'Lives scenario - input'!$F120=\"\"),\"\",L135/'Lives scenario - input'!$F120),\"\")","v":""},{"$f":"IFERROR(IF(OR(M135=\"\",'Lives scenario - input'!$F120=\"\"),\"\",M135/'Lives scenario - input'!$F120),\"\")","v":""},{"$f":"IFERROR(IF(OR(N135=\"\",'Lives scenario - input'!$F120=\"\"),\"\",N135/'Lives scenario - input'!$F120),\"\")","v":""},{"$f":"IFERROR(IF(OR(O135=\"\",'Lives scenario - input'!$F120=\"\"),\"\",O135/'Lives scenario - input'!$F120),\"\")","v":""},{"$f":"IFERROR(IF(OR(P135=\"\",'Lives scenario - input'!$F120=\"\"),\"\",P135/'Lives scenario - input'!$F120),\"\")","v":""},{"$f":"IFERROR(IF(OR(Q135=\"\",'Lives scenario - input'!$F120=\"\"),\"\",Q135/'Lives scenario - input'!$F120),\"\")","v":""},{"$f":"IFERROR(IF(OR(R135=\"\",'Lives scenario - input'!$F120=\"\"),\"\",R135/'Lives scenario - input'!$F120),\"\")","v":""},{"$f":"IFERROR(IF(OR(S135=\"\",'Lives scenario - input'!$F120=\"\"),\"\",S135/'Lives scenario - input'!$F120),\"\")","v":""},{"$f":"IFERROR(IF(OR(T135=\"\",'Lives scenario - input'!$F120=\"\"),\"\",T135/'Lives scenario - input'!$F120),\"\")","v":""},{"$f":"IFERROR(IF(OR(U135=\"\",'Lives scenario - input'!$F120=\"\"),\"\",U135/'Lives scenario - input'!$F120),\"\")","v":""},{"$f":"IFERROR(IF(OR(V135=\"\",'Lives scenario - input'!$F120=\"\"),\"\",V135/'Lives scenario - input'!$F120),\"\")","v":""},{"$f":"IFERROR(IF(OR(W135=\"\",'Lives scenario - input'!$F120=\"\"),\"\",W135/'Lives scenario - input'!$F120),\"\")","v":""}]
[{"$f":"IFERROR('Lives scenario - input'!A121,\"\")","v":""},{"$f":"IFERROR('Lives scenario - input'!B121,\"\")","v":""},{"$f":"IFERROR('Lives scenario - input'!C121,\"\")","v":""},{"$f":"IFERROR(repcalc('Lives scenario - input'!$CX121:$GJ121,'Lives scenario - input'!$I121,'Lives scenario - input'!$G121,'Lives scenario - input'!$H121,20,TRUE,TRUE),\"\")","v":""},"","","","","","","","","","","","","","","","","","","",{"$f":"IFERROR(IF(OR(D136=\"\",'Lives scenario - input'!$F121=\"\"),\"\",D136/'Lives scenario - input'!$F121),\"\")","v":""},{"$f":"IFERROR(IF(OR(E136=\"\",'Lives scenario - input'!$F121=\"\"),\"\",E136/'Lives scenario - input'!$F121),\"\")","v":""},{"$f":"IFERROR(IF(OR(F136=\"\",'Lives scenario - input'!$F121=\"\"),\"\",F136/'Lives scenario - input'!$F121),\"\")","v":""},{"$f":"IFERROR(IF(OR(G136=\"\",'Lives scenario - input'!$F121=\"\"),\"\",G136/'Lives scenario - input'!$F121),\"\")","v":""},{"$f":"IFERROR(IF(OR(H136=\"\",'Lives scenario - input'!$F121=\"\"),\"\",H136/'Lives scenario - input'!$F121),\"\")","v":""},{"$f":"IFERROR(IF(OR(I136=\"\",'Lives scenario - input'!$F121=\"\"),\"\",I136/'Lives scenario - input'!$F121),\"\")","v":""},{"$f":"IFERROR(IF(OR(J136=\"\",'Lives scenario - input'!$F121=\"\"),\"\",J136/'Lives scenario - input'!$F121),\"\")","v":""},{"$f":"IFERROR(IF(OR(K136=\"\",'Lives scenario - input'!$F121=\"\"),\"\",K136/'Lives scenario - input'!$F121),\"\")","v":""},{"$f":"IFERROR(IF(OR(L136=\"\",'Lives scenario - input'!$F121=\"\"),\"\",L136/'Lives scenario - input'!$F121),\"\")","v":""},{"$f":"IFERROR(IF(OR(M136=\"\",'Lives scenario - input'!$F121=\"\"),\"\",M136/'Lives scenario - input'!$F121),\"\")","v":""},{"$f":"IFERROR(IF(OR(N136=\"\",'Lives scenario - input'!$F121=\"\"),\"\",N136/'Lives scenario - input'!$F121),\"\")","v":""},{"$f":"IFERROR(IF(OR(O136=\"\",'Lives scenario - input'!$F121=\"\"),\"\",O136/'Lives scenario - input'!$F121),\"\")","v":""},{"$f":"IFERROR(IF(OR(P136=\"\",'Lives scenario - input'!$F121=\"\"),\"\",P136/'Lives scenario - input'!$F121),\"\")","v":""},{"$f":"IFERROR(IF(OR(Q136=\"\",'Lives scenario - input'!$F121=\"\"),\"\",Q136/'Lives scenario - input'!$F121),\"\")","v":""},{"$f":"IFERROR(IF(OR(R136=\"\",'Lives scenario - input'!$F121=\"\"),\"\",R136/'Lives scenario - input'!$F121),\"\")","v":""},{"$f":"IFERROR(IF(OR(S136=\"\",'Lives scenario - input'!$F121=\"\"),\"\",S136/'Lives scenario - input'!$F121),\"\")","v":""},{"$f":"IFERROR(IF(OR(T136=\"\",'Lives scenario - input'!$F121=\"\"),\"\",T136/'Lives scenario - input'!$F121),\"\")","v":""},{"$f":"IFERROR(IF(OR(U136=\"\",'Lives scenario - input'!$F121=\"\"),\"\",U136/'Lives scenario - input'!$F121),\"\")","v":""},{"$f":"IFERROR(IF(OR(V136=\"\",'Lives scenario - input'!$F121=\"\"),\"\",V136/'Lives scenario - input'!$F121),\"\")","v":""},{"$f":"IFERROR(IF(OR(W136=\"\",'Lives scenario - input'!$F121=\"\"),\"\",W136/'Lives scenario - input'!$F121),\"\")","v":""}]
[{"$f":"IFERROR('Lives scenario - input'!A122,\"\")","v":""},{"$f":"IFERROR('Lives scenario - input'!B122,\"\")","v":""},{"$f":"IFERROR('Lives scenario - input'!C122,\"\")","v":""},{"$f":"IFERROR(repcalc('Lives scenario - input'!$CX122:$GJ122,'Lives scenario - input'!$I122,'Lives scenario - input'!$G122,'Lives scenario - input'!$H122,20,TRUE,TRUE),\"\")","v":""},"","","","","","","","","","","","","","","","","","","",{"$f":"IFERROR(IF(OR(D137=\"\",'Lives scenario - input'!$F122=\"\"),\"\",D137/'Lives scenario - input'!$F122),\"\")","v":""},{"$f":"IFERROR(IF(OR(E137=\"\",'Lives scenario - input'!$F122=\"\"),\"\",E137/'Lives scenario - input'!$F122),\"\")","v":""},{"$f":"IFERROR(IF(OR(F137=\"\",'Lives scenario - input'!$F122=\"\"),\"\",F137/'Lives scenario - input'!$F122),\"\")","v":""},{"$f":"IFERROR(IF(OR(G137=\"\",'Lives scenario - input'!$F122=\"\"),\"\",G137/'Lives scenario - input'!$F122),\"\")","v":""},{"$f":"IFERROR(IF(OR(H137=\"\",'Lives scenario - input'!$F122=\"\"),\"\",H137/'Lives scenario - input'!$F122),\"\")","v":""},{"$f":"IFERROR(IF(OR(I137=\"\",'Lives scenario - input'!$F122=\"\"),\"\",I137/'Lives scenario - input'!$F122),\"\")","v":""},{"$f":"IFERROR(IF(OR(J137=\"\",'Lives scenario - input'!$F122=\"\"),\"\",J137/'Lives scenario - input'!$F122),\"\")","v":""},{"$f":"IFERROR(IF(OR(K137=\"\",'Lives scenario - input'!$F122=\"\"),\"\",K137/'Lives scenario - input'!$F122),\"\")","v":""},{"$f":"IFERROR(IF(OR(L137=\"\",'Lives scenario - input'!$F122=\"\"),\"\",L137/'Lives scenario - input'!$F122),\"\")","v":""},{"$f":"IFERROR(IF(OR(M137=\"\",'Lives scenario - input'!$F122=\"\"),\"\",M137/'Lives scenario - input'!$F122),\"\")","v":""},{"$f":"IFERROR(IF(OR(N137=\"\",'Lives scenario - input'!$F122=\"\"),\"\",N137/'Lives scenario - input'!$F122),\"\")","v":""},{"$f":"IFERROR(IF(OR(O137=\"\",'Lives scenario - input'!$F122=\"\"),\"\",O137/'Lives scenario - input'!$F122),\"\")","v":""},{"$f":"IFERROR(IF(OR(P137=\"\",'Lives scenario - input'!$F122=\"\"),\"\",P137/'Lives scenario - input'!$F122),\"\")","v":""},{"$f":"IFERROR(IF(OR(Q137=\"\",'Lives scenario - input'!$F122=\"\"),\"\",Q137/'Lives scenario - input'!$F122),\"\")","v":""},{"$f":"IFERROR(IF(OR(R137=\"\",'Lives scenario - input'!$F122=\"\"),\"\",R137/'Lives scenario - input'!$F122),\"\")","v":""},{"$f":"IFERROR(IF(OR(S137=\"\",'Lives scenario - input'!$F122=\"\"),\"\",S137/'Lives scenario - input'!$F122),\"\")","v":""},{"$f":"IFERROR(IF(OR(T137=\"\",'Lives scenario - input'!$F122=\"\"),\"\",T137/'Lives scenario - input'!$F122),\"\")","v":""},{"$f":"IFERROR(IF(OR(U137=\"\",'Lives scenario - input'!$F122=\"\"),\"\",U137/'Lives scenario - input'!$F122),\"\")","v":""},{"$f":"IFERROR(IF(OR(V137=\"\",'Lives scenario - input'!$F122=\"\"),\"\",V137/'Lives scenario - input'!$F122),\"\")","v":""},{"$f":"IFERROR(IF(OR(W137=\"\",'Lives scenario - input'!$F122=\"\"),\"\",W137/'Lives scenario - input'!$F122),\"\")","v":""}]
[{"$f":"IFERROR('Lives scenario - input'!A123,\"\")","v":""},{"$f":"IFERROR('Lives scenario - input'!B123,\"\")","v":""},{"$f":"IFERROR('Lives scenario - input'!C123,\"\")","v":""},{"$f":"IFERROR(repcalc('Lives scenario - input'!$CX123:$GJ123,'Lives scenario - input'!$I123,'Lives scenario - input'!$G123,'Lives scenario - input'!$H123,20,TRUE,TRUE),\"\")","v":""},"","","","","","","","","","","","","","","","","","","",{"$f":"IFERROR(IF(OR(D138=\"\",'Lives scenario - input'!$F123=\"\"),\"\",D138/'Lives scenario - input'!$F123),\"\")","v":""},{"$f":"IFERROR(IF(OR(E138=\"\",'Lives scenario - input'!$F123=\"\"),\"\",E138/'Lives scenario - input'!$F123),\"\")","v":""},{"$f":"IFERROR(IF(OR(F138=\"\",'Lives scenario - input'!$F123=\"\"),\"\",F138/'Lives scenario - input'!$F123),\"\")","v":""},{"$f":"IFERROR(IF(OR(G138=\"\",'Lives scenario - input'!$F123=\"\"),\"\",G138/'Lives scenario - input'!$F123),\"\")","v":""},{"$f":"IFERROR(IF(OR(H138=\"\",'Lives scenario - input'!$F123=\"\"),\"\",H138/'Lives scenario - input'!$F123),\"\")","v":""},{"$f":"IFERROR(IF(OR(I138=\"\",'Lives scenario - input'!$F123=\"\"),\"\",I138/'Lives scenario - input'!$F123),\"\")","v":""},{"$f":"IFERROR(IF(OR(J138=\"\",'Lives scenario - input'!$F123=\"\"),\"\",J138/'Lives scenario - input'!$F123),\"\")","v":""},{"$f":"IFERROR(IF(OR(K138=\"\",'Lives scenario - input'!$F123=\"\"),\"\",K138/'Lives scenario - input'!$F123),\"\")","v":""},{"$f":"IFERROR(IF(OR(L138=\"\",'Lives scenario - input'!$F123=\"\"),\"\",L138/'Lives scenario - input'!$F123),\"\")","v":""},{"$f":"IFERROR(IF(OR(M138=\"\",'Lives scenario - input'!$F123=\"\"),\"\",M138/'Lives scenario - input'!$F123),\"\")","v":""},{"$f":"IFERROR(IF(OR(N138=\"\",'Lives scenario - input'!$F123=\"\"),\"\",N138/'Lives scenario - input'!$F123),\"\")","v":""},{"$f":"IFERROR(IF(OR(O138=\"\",'Lives scenario - input'!$F123=\"\"),\"\",O138/'Lives scenario - input'!$F123),\"\")","v":""},{"$f":"IFERROR(IF(OR(P138=\"\",'Lives scenario - input'!$F123=\"\"),\"\",P138/'Lives scenario - input'!$F123),\"\")","v":""},{"$f":"IFERROR(IF(OR(Q138=\"\",'Lives scenario - input'!$F123=\"\"),\"\",Q138/'Lives scenario - input'!$F123),\"\")","v":""},{"$f":"IFERROR(IF(OR(R138=\"\",'Lives scenario - input'!$F123=\"\"),\"\",R138/'Lives scenario - input'!$F123),\"\")","v":""},{"$f":"IFERROR(IF(OR(S138=\"\",'Lives scenario - input'!$F123=\"\"),\"\",S138/'Lives scenario - input'!$F123),\"\")","v":""},{"$f":"IFERROR(IF(OR(T138=\"\",'Lives scenario - input'!$F123=\"\"),\"\",T138/'Lives scenario - input'!$F123),\"\")","v":""},{"$f":"IFERROR(IF(OR(U138=\"\",'Lives scenario - input'!$F123=\"\"),\"\",U138/'Lives scenario - input'!$F123),\"\")","v":""},{"$f":"IFERROR(IF(OR(V138=\"\",'Lives scenario - input'!$F123=\"\"),\"\",V138/'Lives scenario - input'!$F123),\"\")","v":""},{"$f":"IFERROR(IF(OR(W138=\"\",'Lives scenario - input'!$F123=\"\"),\"\",W138/'Lives scenario - input'!$F123),\"\")","v":""}]
[{"$f":"IFERROR('Lives scenario - input'!A124,\"\")","v":""},{"$f":"IFERROR('Lives scenario - input'!B124,\"\")","v":""},{"$f":"IFERROR('Lives scenario - input'!C124,\"\")","v":""},{"$f":"IFERROR(repcalc('Lives scenario - input'!$CX124:$GJ124,'Lives scenario - input'!$I124,'Lives scenario - input'!$G124,'Lives scenario - input'!$H124,20,TRUE,TRUE),\"\")","v":""},"","","","","","","","","","","","","","","","","","","",{"$f":"IFERROR(IF(OR(D139=\"\",'Lives scenario - input'!$F124=\"\"),\"\",D139/'Lives scenario - input'!$F124),\"\")","v":""},{"$f":"IFERROR(IF(OR(E139=\"\",'Lives scenario - input'!$F124=\"\"),\"\",E139/'Lives scenario - input'!$F124),\"\")","v":""},{"$f":"IFERROR(IF(OR(F139=\"\",'Lives scenario - input'!$F124=\"\"),\"\",F139/'Lives scenario - input'!$F124),\"\")","v":""},{"$f":"IFERROR(IF(OR(G139=\"\",'Lives scenario - input'!$F124=\"\"),\"\",G139/'Lives scenario - input'!$F124),\"\")","v":""},{"$f":"IFERROR(IF(OR(H139=\"\",'Lives scenario - input'!$F124=\"\"),\"\",H139/'Lives scenario - input'!$F124),\"\")","v":""},{"$f":"IFERROR(IF(OR(I139=\"\",'Lives scenario - input'!$F124=\"\"),\"\",I139/'Lives scenario - input'!$F124),\"\")","v":""},{"$f":"IFERROR(IF(OR(J139=\"\",'Lives scenario - input'!$F124=\"\"),\"\",J139/'Lives scenario - input'!$F124),\"\")","v":""},{"$f":"IFERROR(IF(OR(K139=\"\",'Lives scenario - input'!$F124=\"\"),\"\",K139/'Lives scenario - input'!$F124),\"\")","v":""},{"$f":"IFERROR(IF(OR(L139=\"\",'Lives scenario - input'!$F124=\"\"),\"\",L139/'Lives scenario - input'!$F124),\"\")","v":""},{"$f":"IFERROR(IF(OR(M139=\"\",'Lives scenario - input'!$F124=\"\"),\"\",M139/'Lives scenario - input'!$F124),\"\")","v":""},{"$f":"IFERROR(IF(OR(N139=\"\",'Lives scenario - input'!$F124=\"\"),\"\",N139/'Lives scenario - input'!$F124),\"\")","v":""},{"$f":"IFERROR(IF(OR(O139=\"\",'Lives scenario - input'!$F124=\"\"),\"\",O139/'Lives scenario - input'!$F124),\"\")","v":""},{"$f":"IFERROR(IF(OR(P139=\"\",'Lives scenario - input'!$F124=\"\"),\"\",P139/'Lives scenario - input'!$F124),\"\")","v":""},{"$f":"IFERROR(IF(OR(Q139=\"\",'Lives scenario - input'!$F124=\"\"),\"\",Q139/'Lives scenario - input'!$F124),\"\")","v":""},{"$f":"IFERROR(IF(OR(R139=\"\",'Lives scenario - input'!$F124=\"\"),\"\",R139/'Lives scenario - input'!$F124),\"\")","v":""},{"$f":"IFERROR(IF(OR(S139=\"\",'Lives scenario - input'!$F124=\"\"),\"\",S139/'Lives scenario - input'!$F124),\"\")","v":""},{"$f":"IFERROR(IF(OR(T139=\"\",'Lives scenario - input'!$F124=\"\"),\"\",T139/'Lives scenario - input'!$F124),\"\")","v":""},{"$f":"IFERROR(IF(OR(U139=\"\",'Lives scenario - input'!$F124=\"\"),\"\",U139/'Lives scenario - input'!$F124),\"\")","v":""},{"$f":"IFERROR(IF(OR(V139=\"\",'Lives scenario - input'!$F124=\"\"),\"\",V139/'Lives scenario - input'!$F124),\"\")","v":""},{"$f":"IFERROR(IF(OR(W139=\"\",'Lives scenario - input'!$F124=\"\"),\"\",W139/'Lives scenario - input'!$F124),\"\")","v":""}]
[{"$f":"IFERROR('Lives scenario - input'!A125,\"\")","v":""},{"$f":"IFERROR('Lives scenario - input'!B125,\"\")","v":""},{"$f":"IFERROR('Lives scenario - input'!C125,\"\")","v":""},{"$f":"IFERROR(repcalc('Lives scenario - input'!$CX125:$GJ125,'Lives scenario - input'!$I125,'Lives scenario - input'!$G125,'Lives scenario - input'!$H125,20,TRUE,TRUE),\"\")","v":""},"","","","","","","","","","","","","","","","","","","",{"$f":"IFERROR(IF(OR(D140=\"\",'Lives scenario - input'!$F125=\"\"),\"\",D140/'Lives scenario - input'!$F125),\"\")","v":""},{"$f":"IFERROR(IF(OR(E140=\"\",'Lives scenario - input'!$F125=\"\"),\"\",E140/'Lives scenario - input'!$F125),\"\")","v":""},{"$f":"IFERROR(IF(OR(F140=\"\",'Lives scenario - input'!$F125=\"\"),\"\",F140/'Lives scenario - input'!$F125),\"\")","v":""},{"$f":"IFERROR(IF(OR(G140=\"\",'Lives scenario - input'!$F125=\"\"),\"\",G140/'Lives scenario - input'!$F125),\"\")","v":""},{"$f":"IFERROR(IF(OR(H140=\"\",'Lives scenario - input'!$F125=\"\"),\"\",H140/'Lives scenario - input'!$F125),\"\")","v":""},{"$f":"IFERROR(IF(OR(I140=\"\",'Lives scenario - input'!$F125=\"\"),\"\",I140/'Lives scenario - input'!$F125),\"\")","v":""},{"$f":"IFERROR(IF(OR(J140=\"\",'Lives scenario - input'!$F125=\"\"),\"\",J140/'Lives scenario - input'!$F125),\"\")","v":""},{"$f":"IFERROR(IF(OR(K140=\"\",'Lives scenario - input'!$F125=\"\"),\"\",K140/'Lives scenario - input'!$F125),\"\")","v":""},{"$f":"IFERROR(IF(OR(L140=\"\",'Lives scenario - input'!$F125=\"\"),\"\",L140/'Lives scenario - input'!$F125),\"\")","v":""},{"$f":"IFERROR(IF(OR(M140=\"\",'Lives scenario - input'!$F125=\"\"),\"\",M140/'Lives scenario - input'!$F125),\"\")","v":""},{"$f":"IFERROR(IF(OR(N140=\"\",'Lives scenario - input'!$F125=\"\"),\"\",N140/'Lives scenario - input'!$F125),\"\")","v":""},{"$f":"IFERROR(IF(OR(O140=\"\",'Lives scenario - input'!$F125=\"\"),\"\",O140/'Lives scenario - input'!$F125),\"\")","v":""},{"$f":"IFERROR(IF(OR(P140=\"\",'Lives scenario - input'!$F125=\"\"),\"\",P140/'Lives scenario - input'!$F125),\"\")","v":""},{"$f":"IFERROR(IF(OR(Q140=\"\",'Lives scenario - input'!$F125=\"\"),\"\",Q140/'Lives scenario - input'!$F125),\"\")","v":""},{"$f":"IFERROR(IF(OR(R140=\"\",'Lives scenario - input'!$F125=\"\"),\"\",R140/'Lives scenario - input'!$F125),\"\")","v":""},{"$f":"IFERROR(IF(OR(S140=\"\",'Lives scenario - input'!$F125=\"\"),\"\",S140/'Lives scenario - input'!$F125),\"\")","v":""},{"$f":"IFERROR(IF(OR(T140=\"\",'Lives scenario - input'!$F125=\"\"),\"\",T140/'Lives scenario - input'!$F125),\"\")","v":""},{"$f":"IFERROR(IF(OR(U140=\"\",'Lives scenario - input'!$F125=\"\"),\"\",U140/'Lives scenario - input'!$F125),\"\")","v":""},{"$f":"IFERROR(IF(OR(V140=\"\",'Lives scenario - input'!$F125=\"\"),\"\",V140/'Lives scenario - input'!$F125),\"\")","v":""},{"$f":"IFERROR(IF(OR(W140=\"\",'Lives scenario - input'!$F125=\"\"),\"\",W140/'Lives scenario - input'!$F125),\"\")","v":""}]
[{"$f":"IFERROR('Lives scenario - input'!A126,\"\")","v":""},{"$f":"IFERROR('Lives scenario - input'!B126,\"\")","v":""},{"$f":"IFERROR('Lives scenario - input'!C126,\"\")","v":""},{"$f":"IFERROR(repcalc('Lives scenario - input'!$CX126:$GJ126,'Lives scenario - input'!$I126,'Lives scenario - input'!$G126,'Lives scenario - input'!$H126,20,TRUE,TRUE),\"\")","v":""},"","","","","","","","","","","","","","","","","","","",{"$f":"IFERROR(IF(OR(D141=\"\",'Lives scenario - input'!$F126=\"\"),\"\",D141/'Lives scenario - input'!$F126),\"\")","v":""},{"$f":"IFERROR(IF(OR(E141=\"\",'Lives scenario - input'!$F126=\"\"),\"\",E141/'Lives scenario - input'!$F126),\"\")","v":""},{"$f":"IFERROR(IF(OR(F141=\"\",'Lives scenario - input'!$F126=\"\"),\"\",F141/'Lives scenario - input'!$F126),\"\")","v":""},{"$f":"IFERROR(IF(OR(G141=\"\",'Lives scenario - input'!$F126=\"\"),\"\",G141/'Lives scenario - input'!$F126),\"\")","v":""},{"$f":"IFERROR(IF(OR(H141=\"\",'Lives scenario - input'!$F126=\"\"),\"\",H141/'Lives scenario - input'!$F126),\"\")","v":""},{"$f":"IFERROR(IF(OR(I141=\"\",'Lives scenario - input'!$F126=\"\"),\"\",I141/'Lives scenario - input'!$F126),\"\")","v":""},{"$f":"IFERROR(IF(OR(J141=\"\",'Lives scenario - input'!$F126=\"\"),\"\",J141/'Lives scenario - input'!$F126),\"\")","v":""},{"$f":"IFERROR(IF(OR(K141=\"\",'Lives scenario - input'!$F126=\"\"),\"\",K141/'Lives scenario - input'!$F126),\"\")","v":""},{"$f":"IFERROR(IF(OR(L141=\"\",'Lives scenario - input'!$F126=\"\"),\"\",L141/'Lives scenario - input'!$F126),\"\")","v":""},{"$f":"IFERROR(IF(OR(M141=\"\",'Lives scenario - input'!$F126=\"\"),\"\",M141/'Lives scenario - input'!$F126),\"\")","v":""},{"$f":"IFERROR(IF(OR(N141=\"\",'Lives scenario - input'!$F126=\"\"),\"\",N141/'Lives scenario - input'!$F126),\"\")","v":""},{"$f":"IFERROR(IF(OR(O141=\"\",'Lives scenario - input'!$F126=\"\"),\"\",O141/'Lives scenario - input'!$F126),\"\")","v":""},{"$f":"IFERROR(IF(OR(P141=\"\",'Lives scenario - input'!$F126=\"\"),\"\",P141/'Lives scenario - input'!$F126),\"\")","v":""},{"$f":"IFERROR(IF(OR(Q141=\"\",'Lives scenario - input'!$F126=\"\"),\"\",Q141/'Lives scenario - input'!$F126),\"\")","v":""},{"$f":"IFERROR(IF(OR(R141=\"\",'Lives scenario - input'!$F126=\"\"),\"\",R141/'Lives scenario - input'!$F126),\"\")","v":""},{"$f":"IFERROR(IF(OR(S141=\"\",'Lives scenario - input'!$F126=\"\"),\"\",S141/'Lives scenario - input'!$F126),\"\")","v":""},{"$f":"IFERROR(IF(OR(T141=\"\",'Lives scenario - input'!$F126=\"\"),\"\",T141/'Lives scenario - input'!$F126),\"\")","v":""},{"$f":"IFERROR(IF(OR(U141=\"\",'Lives scenario - input'!$F126=\"\"),\"\",U141/'Lives scenario - input'!$F126),\"\")","v":""},{"$f":"IFERROR(IF(OR(V141=\"\",'Lives scenario - input'!$F126=\"\"),\"\",V141/'Lives scenario - input'!$F126),\"\")","v":""},{"$f":"IFERROR(IF(OR(W141=\"\",'Lives scenario - input'!$F126=\"\"),\"\",W141/'Lives scenario - input'!$F126),\"\")","v":""}]
[{"$f":"IFERROR('Lives scenario - input'!A127,\"\")","v":""},{"$f":"IFERROR('Lives scenario - input'!B127,\"\")","v":""},{"$f":"IFERROR('Lives scenario - input'!C127,\"\")","v":""},{"$f":"IFERROR(repcalc('Lives scenario - input'!$CX127:$GJ127,'Lives scenario - input'!$I127,'Lives scenario - input'!$G127,'Lives scenario - input'!$H127,20,TRUE,TRUE),\"\")","v":""},"","","","","","","","","","","","","","","","","","","",{"$f":"IFERROR(IF(OR(D142=\"\",'Lives scenario - input'!$F127=\"\"),\"\",D142/'Lives scenario - input'!$F127),\"\")","v":""},{"$f":"IFERROR(IF(OR(E142=\"\",'Lives scenario - input'!$F127=\"\"),\"\",E142/'Lives scenario - input'!$F127),\"\")","v":""},{"$f":"IFERROR(IF(OR(F142=\"\",'Lives scenario - input'!$F127=\"\"),\"\",F142/'Lives scenario - input'!$F127),\"\")","v":""},{"$f":"IFERROR(IF(OR(G142=\"\",'Lives scenario - input'!$F127=\"\"),\"\",G142/'Lives scenario - input'!$F127),\"\")","v":""},{"$f":"IFERROR(IF(OR(H142=\"\",'Lives scenario - input'!$F127=\"\"),\"\",H142/'Lives scenario - input'!$F127),\"\")","v":""},{"$f":"IFERROR(IF(OR(I142=\"\",'Lives scenario - input'!$F127=\"\"),\"\",I142/'Lives scenario - input'!$F127),\"\")","v":""},{"$f":"IFERROR(IF(OR(J142=\"\",'Lives scenario - input'!$F127=\"\"),\"\",J142/'Lives scenario - input'!$F127),\"\")","v":""},{"$f":"IFERROR(IF(OR(K142=\"\",'Lives scenario - input'!$F127=\"\"),\"\",K142/'Lives scenario - input'!$F127),\"\")","v":""},{"$f":"IFERROR(IF(OR(L142=\"\",'Lives scenario - input'!$F127=\"\"),\"\",L142/'Lives scenario - input'!$F127),\"\")","v":""},{"$f":"IFERROR(IF(OR(M142=\"\",'Lives scenario - input'!$F127=\"\"),\"\",M142/'Lives scenario - input'!$F127),\"\")","v":""},{"$f":"IFERROR(IF(OR(N142=\"\",'Lives scenario - input'!$F127=\"\"),\"\",N142/'Lives scenario - input'!$F127),\"\")","v":""},{"$f":"IFERROR(IF(OR(O142=\"\",'Lives scenario - input'!$F127=\"\"),\"\",O142/'Lives scenario - input'!$F127),\"\")","v":""},{"$f":"IFERROR(IF(OR(P142=\"\",'Lives scenario - input'!$F127=\"\"),\"\",P142/'Lives scenario - input'!$F127),\"\")","v":""},{"$f":"IFERROR(IF(OR(Q142=\"\",'Lives scenario - input'!$F127=\"\"),\"\",Q142/'Lives scenario - input'!$F127),\"\")","v":""},{"$f":"IFERROR(IF(OR(R142=\"\",'Lives scenario - input'!$F127=\"\"),\"\",R142/'Lives scenario - input'!$F127),\"\")","v":""},{"$f":"IFERROR(IF(OR(S142=\"\",'Lives scenario - input'!$F127=\"\"),\"\",S142/'Lives scenario - input'!$F127),\"\")","v":""},{"$f":"IFERROR(IF(OR(T142=\"\",'Lives scenario - input'!$F127=\"\"),\"\",T142/'Lives scenario - input'!$F127),\"\")","v":""},{"$f":"IFERROR(IF(OR(U142=\"\",'Lives scenario - input'!$F127=\"\"),\"\",U142/'Lives scenario - input'!$F127),\"\")","v":""},{"$f":"IFERROR(IF(OR(V142=\"\",'Lives scenario - input'!$F127=\"\"),\"\",V142/'Lives scenario - input'!$F127),\"\")","v":""},{"$f":"IFERROR(IF(OR(W142=\"\",'Lives scenario - input'!$F127=\"\"),\"\",W142/'Lives scenario - input'!$F127),\"\")","v":""}]
[{"$f":"IFERROR('Lives scenario - input'!A128,\"\")","v":""},{"$f":"IFERROR('Lives scenario - input'!B128,\"\")","v":""},{"$f":"IFERROR('Lives scenario - input'!C128,\"\")","v":""},{"$f":"IFERROR(repcalc('Lives scenario - input'!$CX128:$GJ128,'Lives scenario - input'!$I128,'Lives scenario - input'!$G128,'Lives scenario - input'!$H128,20,TRUE,TRUE),\"\")","v":""},"","","","","","","","","","","","","","","","","","","",{"$f":"IFERROR(IF(OR(D143=\"\",'Lives scenario - input'!$F128=\"\"),\"\",D143/'Lives scenario - input'!$F128),\"\")","v":""},{"$f":"IFERROR(IF(OR(E143=\"\",'Lives scenario - input'!$F128=\"\"),\"\",E143/'Lives scenario - input'!$F128),\"\")","v":""},{"$f":"IFERROR(IF(OR(F143=\"\",'Lives scenario - input'!$F128=\"\"),\"\",F143/'Lives scenario - input'!$F128),\"\")","v":""},{"$f":"IFERROR(IF(OR(G143=\"\",'Lives scenario - input'!$F128=\"\"),\"\",G143/'Lives scenario - input'!$F128),\"\")","v":""},{"$f":"IFERROR(IF(OR(H143=\"\",'Lives scenario - input'!$F128=\"\"),\"\",H143/'Lives scenario - input'!$F128),\"\")","v":""},{"$f":"IFERROR(IF(OR(I143=\"\",'Lives scenario - input'!$F128=\"\"),\"\",I143/'Lives scenario - input'!$F128),\"\")","v":""},{"$f":"IFERROR(IF(OR(J143=\"\",'Lives scenario - input'!$F128=\"\"),\"\",J143/'Lives scenario - input'!$F128),\"\")","v":""},{"$f":"IFERROR(IF(OR(K143=\"\",'Lives scenario - input'!$F128=\"\"),\"\",K143/'Lives scenario - input'!$F128),\"\")","v":""},{"$f":"IFERROR(IF(OR(L143=\"\",'Lives scenario - input'!$F128=\"\"),\"\",L143/'Lives scenario - input'!$F128),\"\")","v":""},{"$f":"IFERROR(IF(OR(M143=\"\",'Lives scenario - input'!$F128=\"\"),\"\",M143/'Lives scenario - input'!$F128),\"\")","v":""},{"$f":"IFERROR(IF(OR(N143=\"\",'Lives scenario - input'!$F128=\"\"),\"\",N143/'Lives scenario - input'!$F128),\"\")","v":""},{"$f":"IFERROR(IF(OR(O143=\"\",'Lives scenario - input'!$F128=\"\"),\"\",O143/'Lives scenario - input'!$F128),\"\")","v":""},{"$f":"IFERROR(IF(OR(P143=\"\",'Lives scenario - input'!$F128=\"\"),\"\",P143/'Lives scenario - input'!$F128),\"\")","v":""},{"$f":"IFERROR(IF(OR(Q143=\"\",'Lives scenario - input'!$F128=\"\"),\"\",Q143/'Lives scenario - input'!$F128),\"\")","v":""},{"$f":"IFERROR(IF(OR(R143=\"\",'Lives scenario - input'!$F128=\"\"),\"\",R143/'Lives scenario - input'!$F128),\"\")","v":""},{"$f":"IFERROR(IF(OR(S143=\"\",'Lives scenario - input'!$F128=\"\"),\"\",S143/'Lives scenario - input'!$F128),\"\")","v":""},{"$f":"IFERROR(IF(OR(T143=\"\",'Lives scenario - input'!$F128=\"\"),\"\",T143/'Lives scenario - input'!$F128),\"\")","v":""},{"$f":"IFERROR(IF(OR(U143=\"\",'Lives scenario - input'!$F128=\"\"),\"\",U143/'Lives scenario - input'!$F128),\"\")","v":""},{"$f":"IFERROR(IF(OR(V143=\"\",'Lives scenario - input'!$F128=\"\"),\"\",V143/'Lives scenario - input'!$F128),\"\")","v":""},{"$f":"IFERROR(IF(OR(W143=\"\",'Lives scenario - input'!$F128=\"\"),\"\",W143/'Lives scenario - input'!$F128),\"\")","v":""}]
[{"$f":"IFERROR('Lives scenario - input'!A129,\"\")","v":""},{"$f":"IFERROR('Lives scenario - input'!B129,\"\")","v":""},{"$f":"IFERROR('Lives scenario - input'!C129,\"\")","v":""},{"$f":"IFERROR(repcalc('Lives scenario - input'!$CX129:$GJ129,'Lives scenario - input'!$I129,'Lives scenario - input'!$G129,'Lives scenario - input'!$H129,20,TRUE,TRUE),\"\")","v":""},"","","","","","","","","","","","","","","","","","","",{"$f":"IFERROR(IF(OR(D144=\"\",'Lives scenario - input'!$F129=\"\"),\"\",D144/'Lives scenario - input'!$F129),\"\")","v":""},{"$f":"IFERROR(IF(OR(E144=\"\",'Lives scenario - input'!$F129=\"\"),\"\",E144/'Lives scenario - input'!$F129),\"\")","v":""},{"$f":"IFERROR(IF(OR(F144=\"\",'Lives scenario - input'!$F129=\"\"),\"\",F144/'Lives scenario - input'!$F129),\"\")","v":""},{"$f":"IFERROR(IF(OR(G144=\"\",'Lives scenario - input'!$F129=\"\"),\"\",G144/'Lives scenario - input'!$F129),\"\")","v":""},{"$f":"IFERROR(IF(OR(H144=\"\",'Lives scenario - input'!$F129=\"\"),\"\",H144/'Lives scenario - input'!$F129),\"\")","v":""},{"$f":"IFERROR(IF(OR(I144=\"\",'Lives scenario - input'!$F129=\"\"),\"\",I144/'Lives scenario - input'!$F129),\"\")","v":""},{"$f":"IFERROR(IF(OR(J144=\"\",'Lives scenario - input'!$F129=\"\"),\"\",J144/'Lives scenario - input'!$F129),\"\")","v":""},{"$f":"IFERROR(IF(OR(K144=\"\",'Lives scenario - input'!$F129=\"\"),\"\",K144/'Lives scenario - input'!$F129),\"\")","v":""},{"$f":"IFERROR(IF(OR(L144=\"\",'Lives scenario - input'!$F129=\"\"),\"\",L144/'Lives scenario - input'!$F129),\"\")","v":""},{"$f":"IFERROR(IF(OR(M144=\"\",'Lives scenario - input'!$F129=\"\"),\"\",M144/'Lives scenario - input'!$F129),\"\")","v":""},{"$f":"IFERROR(IF(OR(N144=\"\",'Lives scenario - input'!$F129=\"\"),\"\",N144/'Lives scenario - input'!$F129),\"\")","v":""},{"$f":"IFERROR(IF(OR(O144=\"\",'Lives scenario - input'!$F129=\"\"),\"\",O144/'Lives scenario - input'!$F129),\"\")","v":""},{"$f":"IFERROR(IF(OR(P144=\"\",'Lives scenario - input'!$F129=\"\"),\"\",P144/'Lives scenario - input'!$F129),\"\")","v":""},{"$f":"IFERROR(IF(OR(Q144=\"\",'Lives scenario - input'!$F129=\"\"),\"\",Q144/'Lives scenario - input'!$F129),\"\")","v":""},{"$f":"IFERROR(IF(OR(R144=\"\",'Lives scenario - input'!$F129=\"\"),\"\",R144/'Lives scenario - input'!$F129),\"\")","v":""},{"$f":"IFERROR(IF(OR(S144=\"\",'Lives scenario - input'!$F129=\"\"),\"\",S144/'Lives scenario - input'!$F129),\"\")","v":""},{"$f":"IFERROR(IF(OR(T144=\"\",'Lives scenario - input'!$F129=\"\"),\"\",T144/'Lives scenario - input'!$F129),\"\")","v":""},{"$f":"IFERROR(IF(OR(U144=\"\",'Lives scenario - input'!$F129=\"\"),\"\",U144/'Lives scenario - input'!$F129),\"\")","v":""},{"$f":"IFERROR(IF(OR(V144=\"\",'Lives scenario - input'!$F129=\"\"),\"\",V144/'Lives scenario - input'!$F129),\"\")","v":""},{"$f":"IFERROR(IF(OR(W144=\"\",'Lives scenario - input'!$F129=\"\"),\"\",W144/'Lives scenario - input'!$F129),\"\")","v":""}]
[{"$f":"IFERROR('Lives scenario - input'!A130,\"\")","v":""},{"$f":"IFERROR('Lives scenario - input'!B130,\"\")","v":""},{"$f":"IFERROR('Lives scenario - input'!C130,\"\")","v":""},{"$f":"IFERROR(repcalc('Lives scenario - input'!$CX130:$GJ130,'Lives scenario - input'!$I130,'Lives scenario - input'!$G130,'Lives scenario - input'!$H130,20,TRUE,TRUE),\"\")","v":""},"","","","","","","","","","","","","","","","","","","",{"$f":"IFERROR(IF(OR(D145=\"\",'Lives scenario - input'!$F130=\"\"),\"\",D145/'Lives scenario - input'!$F130),\"\")","v":""},{"$f":"IFERROR(IF(OR(E145=\"\",'Lives scenario - input'!$F130=\"\"),\"\",E145/'Lives scenario - input'!$F130),\"\")","v":""},{"$f":"IFERROR(IF(OR(F145=\"\",'Lives scenario - input'!$F130=\"\"),\"\",F145/'Lives scenario - input'!$F130),\"\")","v":""},{"$f":"IFERROR(IF(OR(G145=\"\",'Lives scenario - input'!$F130=\"\"),\"\",G145/'Lives scenario - input'!$F130),\"\")","v":""},{"$f":"IFERROR(IF(OR(H145=\"\",'Lives scenario - input'!$F130=\"\"),\"\",H145/'Lives scenario - input'!$F130),\"\")","v":""},{"$f":"IFERROR(IF(OR(I145=\"\",'Lives scenario - input'!$F130=\"\"),\"\",I145/'Lives scenario - input'!$F130),\"\")","v":""},{"$f":"IFERROR(IF(OR(J145=\"\",'Lives scenario - input'!$F130=\"\"),\"\",J145/'Lives scenario - input'!$F130),\"\")","v":""},{"$f":"IFERROR(IF(OR(K145=\"\",'Lives scenario - input'!$F130=\"\"),\"\",K145/'Lives scenario - input'!$F130),\"\")","v":""},{"$f":"IFERROR(IF(OR(L145=\"\",'Lives scenario - input'!$F130=\"\"),\"\",L145/'Lives scenario - input'!$F130),\"\")","v":""},{"$f":"IFERROR(IF(OR(M145=\"\",'Lives scenario - input'!$F130=\"\"),\"\",M145/'Lives scenario - input'!$F130),\"\")","v":""},{"$f":"IFERROR(IF(OR(N145=\"\",'Lives scenario - input'!$F130=\"\"),\"\",N145/'Lives scenario - input'!$F130),\"\")","v":""},{"$f":"IFERROR(IF(OR(O145=\"\",'Lives scenario - input'!$F130=\"\"),\"\",O145/'Lives scenario - input'!$F130),\"\")","v":""},{"$f":"IFERROR(IF(OR(P145=\"\",'Lives scenario - input'!$F130=\"\"),\"\",P145/'Lives scenario - input'!$F130),\"\")","v":""},{"$f":"IFERROR(IF(OR(Q145=\"\",'Lives scenario - input'!$F130=\"\"),\"\",Q145/'Lives scenario - input'!$F130),\"\")","v":""},{"$f":"IFERROR(IF(OR(R145=\"\",'Lives scenario - input'!$F130=\"\"),\"\",R145/'Lives scenario - input'!$F130),\"\")","v":""},{"$f":"IFERROR(IF(OR(S145=\"\",'Lives scenario - input'!$F130=\"\"),\"\",S145/'Lives scenario - input'!$F130),\"\")","v":""},{"$f":"IFERROR(IF(OR(T145=\"\",'Lives scenario - input'!$F130=\"\"),\"\",T145/'Lives scenario - input'!$F130),\"\")","v":""},{"$f":"IFERROR(IF(OR(U145=\"\",'Lives scenario - input'!$F130=\"\"),\"\",U145/'Lives scenario - input'!$F130),\"\")","v":""},{"$f":"IFERROR(IF(OR(V145=\"\",'Lives scenario - input'!$F130=\"\"),\"\",V145/'Lives scenario - input'!$F130),\"\")","v":""},{"$f":"IFERROR(IF(OR(W145=\"\",'Lives scenario - input'!$F130=\"\"),\"\",W145/'Lives scenario - input'!$F130),\"\")","v":""}]
[{"$f":"IFERROR('Lives scenario - input'!A131,\"\")","v":""},{"$f":"IFERROR('Lives scenario - input'!B131,\"\")","v":""},{"$f":"IFERROR('Lives scenario - input'!C131,\"\")","v":""},{"$f":"IFERROR(repcalc('Lives scenario - input'!$CX131:$GJ131,'Lives scenario - input'!$I131,'Lives scenario - input'!$G131,'Lives scenario - input'!$H131,20,TRUE,TRUE),\"\")","v":""},"","","","","","","","","","","","","","","","","","","",{"$f":"IFERROR(IF(OR(D146=\"\",'Lives scenario - input'!$F131=\"\"),\"\",D146/'Lives scenario - input'!$F131),\"\")","v":""},{"$f":"IFERROR(IF(OR(E146=\"\",'Lives scenario - input'!$F131=\"\"),\"\",E146/'Lives scenario - input'!$F131),\"\")","v":""},{"$f":"IFERROR(IF(OR(F146=\"\",'Lives scenario - input'!$F131=\"\"),\"\",F146/'Lives scenario - input'!$F131),\"\")","v":""},{"$f":"IFERROR(IF(OR(G146=\"\",'Lives scenario - input'!$F131=\"\"),\"\",G146/'Lives scenario - input'!$F131),\"\")","v":""},{"$f":"IFERROR(IF(OR(H146=\"\",'Lives scenario - input'!$F131=\"\"),\"\",H146/'Lives scenario - input'!$F131),\"\")","v":""},{"$f":"IFERROR(IF(OR(I146=\"\",'Lives scenario - input'!$F131=\"\"),\"\",I146/'Lives scenario - input'!$F131),\"\")","v":""},{"$f":"IFERROR(IF(OR(J146=\"\",'Lives scenario - input'!$F131=\"\"),\"\",J146/'Lives scenario - input'!$F131),\"\")","v":""},{"$f":"IFERROR(IF(OR(K146=\"\",'Lives scenario - input'!$F131=\"\"),\"\",K146/'Lives scenario - input'!$F131),\"\")","v":""},{"$f":"IFERROR(IF(OR(L146=\"\",'Lives scenario - input'!$F131=\"\"),\"\",L146/'Lives scenario - input'!$F131),\"\")","v":""},{"$f":"IFERROR(IF(OR(M146=\"\",'Lives scenario - input'!$F131=\"\"),\"\",M146/'Lives scenario - input'!$F131),\"\")","v":""},{"$f":"IFERROR(IF(OR(N146=\"\",'Lives scenario - input'!$F131=\"\"),\"\",N146/'Lives scenario - input'!$F131),\"\")","v":""},{"$f":"IFERROR(IF(OR(O146=\"\",'Lives scenario - input'!$F131=\"\"),\"\",O146/'Lives scenario - input'!$F131),\"\")","v":""},{"$f":"IFERROR(IF(OR(P146=\"\",'Lives scenario - input'!$F131=\"\"),\"\",P146/'Lives scenario - input'!$F131),\"\")","v":""},{"$f":"IFERROR(IF(OR(Q146=\"\",'Lives scenario - input'!$F131=\"\"),\"\",Q146/'Lives scenario - input'!$F131),\"\")","v":""},{"$f":"IFERROR(IF(OR(R146=\"\",'Lives scenario - input'!$F131=\"\"),\"\",R146/'Lives scenario - input'!$F131),\"\")","v":""},{"$f":"IFERROR(IF(OR(S146=\"\",'Lives scenario - input'!$F131=\"\"),\"\",S146/'Lives scenario - input'!$F131),\"\")","v":""},{"$f":"IFERROR(IF(OR(T146=\"\",'Lives scenario - input'!$F131=\"\"),\"\",T146/'Lives scenario - input'!$F131),\"\")","v":""},{"$f":"IFERROR(IF(OR(U146=\"\",'Lives scenario - input'!$F131=\"\"),\"\",U146/'Lives scenario - input'!$F131),\"\")","v":""},{"$f":"IFERROR(IF(OR(V146=\"\",'Lives scenario - input'!$F131=\"\"),\"\",V146/'Lives scenario - input'!$F131),\"\")","v":""},{"$f":"IFERROR(IF(OR(W146=\"\",'Lives scenario - input'!$F131=\"\"),\"\",W146/'Lives scenario - input'!$F131),\"\")","v":""}]
[{"$f":"IFERROR('Lives scenario - input'!A132,\"\")","v":""},{"$f":"IFERROR('Lives scenario - input'!B132,\"\")","v":""},{"$f":"IFERROR('Lives scenario - input'!C132,\"\")","v":""},{"$f":"IFERROR(repcalc('Lives scenario - input'!$CX132:$GJ132,'Lives scenario - input'!$I132,'Lives scenario - input'!$G132,'Lives scenario - input'!$H132,20,TRUE,TRUE),\"\")","v":""},"","","","","","","","","","","","","","","","","","","",{"$f":"IFERROR(IF(OR(D147=\"\",'Lives scenario - input'!$F132=\"\"),\"\",D147/'Lives scenario - input'!$F132),\"\")","v":""},{"$f":"IFERROR(IF(OR(E147=\"\",'Lives scenario - input'!$F132=\"\"),\"\",E147/'Lives scenario - input'!$F132),\"\")","v":""},{"$f":"IFERROR(IF(OR(F147=\"\",'Lives scenario - input'!$F132=\"\"),\"\",F147/'Lives scenario - input'!$F132),\"\")","v":""},{"$f":"IFERROR(IF(OR(G147=\"\",'Lives scenario - input'!$F132=\"\"),\"\",G147/'Lives scenario - input'!$F132),\"\")","v":""},{"$f":"IFERROR(IF(OR(H147=\"\",'Lives scenario - input'!$F132=\"\"),\"\",H147/'Lives scenario - input'!$F132),\"\")","v":""},{"$f":"IFERROR(IF(OR(I147=\"\",'Lives scenario - input'!$F132=\"\"),\"\",I147/'Lives scenario - input'!$F132),\"\")","v":""},{"$f":"IFERROR(IF(OR(J147=\"\",'Lives scenario - input'!$F132=\"\"),\"\",J147/'Lives scenario - input'!$F132),\"\")","v":""},{"$f":"IFERROR(IF(OR(K147=\"\",'Lives scenario - input'!$F132=\"\"),\"\",K147/'Lives scenario - input'!$F132),\"\")","v":""},{"$f":"IFERROR(IF(OR(L147=\"\",'Lives scenario - input'!$F132=\"\"),\"\",L147/'Lives scenario - input'!$F132),\"\")","v":""},{"$f":"IFERROR(IF(OR(M147=\"\",'Lives scenario - input'!$F132=\"\"),\"\",M147/'Lives scenario - input'!$F132),\"\")","v":""},{"$f":"IFERROR(IF(OR(N147=\"\",'Lives scenario - input'!$F132=\"\"),\"\",N147/'Lives scenario - input'!$F132),\"\")","v":""},{"$f":"IFERROR(IF(OR(O147=\"\",'Lives scenario - input'!$F132=\"\"),\"\",O147/'Lives scenario - input'!$F132),\"\")","v":""},{"$f":"IFERROR(IF(OR(P147=\"\",'Lives scenario - input'!$F132=\"\"),\"\",P147/'Lives scenario - input'!$F132),\"\")","v":""},{"$f":"IFERROR(IF(OR(Q147=\"\",'Lives scenario - input'!$F132=\"\"),\"\",Q147/'Lives scenario - input'!$F132),\"\")","v":""},{"$f":"IFERROR(IF(OR(R147=\"\",'Lives scenario - input'!$F132=\"\"),\"\",R147/'Lives scenario - input'!$F132),\"\")","v":""},{"$f":"IFERROR(IF(OR(S147=\"\",'Lives scenario - input'!$F132=\"\"),\"\",S147/'Lives scenario - input'!$F132),\"\")","v":""},{"$f":"IFERROR(IF(OR(T147=\"\",'Lives scenario - input'!$F132=\"\"),\"\",T147/'Lives scenario - input'!$F132),\"\")","v":""},{"$f":"IFERROR(IF(OR(U147=\"\",'Lives scenario - input'!$F132=\"\"),\"\",U147/'Lives scenario - input'!$F132),\"\")","v":""},{"$f":"IFERROR(IF(OR(V147=\"\",'Lives scenario - input'!$F132=\"\"),\"\",V147/'Lives scenario - input'!$F132),\"\")","v":""},{"$f":"IFERROR(IF(OR(W147=\"\",'Lives scenario - input'!$F132=\"\"),\"\",W147/'Lives scenario - input'!$F132),\"\")","v":""}]
[{"$f":"IFERROR('Lives scenario - input'!A133,\"\")","v":""},{"$f":"IFERROR('Lives scenario - input'!B133,\"\")","v":""},{"$f":"IFERROR('Lives scenario - input'!C133,\"\")","v":""},{"$f":"IFERROR(repcalc('Lives scenario - input'!$CX133:$GJ133,'Lives scenario - input'!$I133,'Lives scenario - input'!$G133,'Lives scenario - input'!$H133,20,TRUE,TRUE),\"\")","v":""},"","","","","","","","","","","","","","","","","","","",{"$f":"IFERROR(IF(OR(D148=\"\",'Lives scenario - input'!$F133=\"\"),\"\",D148/'Lives scenario - input'!$F133),\"\")","v":""},{"$f":"IFERROR(IF(OR(E148=\"\",'Lives scenario - input'!$F133=\"\"),\"\",E148/'Lives scenario - input'!$F133),\"\")","v":""},{"$f":"IFERROR(IF(OR(F148=\"\",'Lives scenario - input'!$F133=\"\"),\"\",F148/'Lives scenario - input'!$F133),\"\")","v":""},{"$f":"IFERROR(IF(OR(G148=\"\",'Lives scenario - input'!$F133=\"\"),\"\",G148/'Lives scenario - input'!$F133),\"\")","v":""},{"$f":"IFERROR(IF(OR(H148=\"\",'Lives scenario - input'!$F133=\"\"),\"\",H148/'Lives scenario - input'!$F133),\"\")","v":""},{"$f":"IFERROR(IF(OR(I148=\"\",'Lives scenario - input'!$F133=\"\"),\"\",I148/'Lives scenario - input'!$F133),\"\")","v":""},{"$f":"IFERROR(IF(OR(J148=\"\",'Lives scenario - input'!$F133=\"\"),\"\",J148/'Lives scenario - input'!$F133),\"\")","v":""},{"$f":"IFERROR(IF(OR(K148=\"\",'Lives scenario - input'!$F133=\"\"),\"\",K148/'Lives scenario - input'!$F133),\"\")","v":""},{"$f":"IFERROR(IF(OR(L148=\"\",'Lives scenario - input'!$F133=\"\"),\"\",L148/'Lives scenario - input'!$F133),\"\")","v":""},{"$f":"IFERROR(IF(OR(M148=\"\",'Lives scenario - input'!$F133=\"\"),\"\",M148/'Lives scenario - input'!$F133),\"\")","v":""},{"$f":"IFERROR(IF(OR(N148=\"\",'Lives scenario - input'!$F133=\"\"),\"\",N148/'Lives scenario - input'!$F133),\"\")","v":""},{"$f":"IFERROR(IF(OR(O148=\"\",'Lives scenario - input'!$F133=\"\"),\"\",O148/'Lives scenario - input'!$F133),\"\")","v":""},{"$f":"IFERROR(IF(OR(P148=\"\",'Lives scenario - input'!$F133=\"\"),\"\",P148/'Lives scenario - input'!$F133),\"\")","v":""},{"$f":"IFERROR(IF(OR(Q148=\"\",'Lives scenario - input'!$F133=\"\"),\"\",Q148/'Lives scenario - input'!$F133),\"\")","v":""},{"$f":"IFERROR(IF(OR(R148=\"\",'Lives scenario - input'!$F133=\"\"),\"\",R148/'Lives scenario - input'!$F133),\"\")","v":""},{"$f":"IFERROR(IF(OR(S148=\"\",'Lives scenario - input'!$F133=\"\"),\"\",S148/'Lives scenario - input'!$F133),\"\")","v":""},{"$f":"IFERROR(IF(OR(T148=\"\",'Lives scenario - input'!$F133=\"\"),\"\",T148/'Lives scenario - input'!$F133),\"\")","v":""},{"$f":"IFERROR(IF(OR(U148=\"\",'Lives scenario - input'!$F133=\"\"),\"\",U148/'Lives scenario - input'!$F133),\"\")","v":""},{"$f":"IFERROR(IF(OR(V148=\"\",'Lives scenario - input'!$F133=\"\"),\"\",V148/'Lives scenario - input'!$F133),\"\")","v":""},{"$f":"IFERROR(IF(OR(W148=\"\",'Lives scenario - input'!$F133=\"\"),\"\",W148/'Lives scenario - input'!$F133),\"\")","v":""}]
[{"$f":"IFERROR('Lives scenario - input'!A134,\"\")","v":""},{"$f":"IFERROR('Lives scenario - input'!B134,\"\")","v":""},{"$f":"IFERROR('Lives scenario - input'!C134,\"\")","v":""},{"$f":"IFERROR(repcalc('Lives scenario - input'!$CX134:$GJ134,'Lives scenario - input'!$I134,'Lives scenario - input'!$G134,'Lives scenario - input'!$H134,20,TRUE,TRUE),\"\")","v":""},"","","","","","","","","","","","","","","","","","","",{"$f":"IFERROR(IF(OR(D149=\"\",'Lives scenario - input'!$F134=\"\"),\"\",D149/'Lives scenario - input'!$F134),\"\")","v":""},{"$f":"IFERROR(IF(OR(E149=\"\",'Lives scenario - input'!$F134=\"\"),\"\",E149/'Lives scenario - input'!$F134),\"\")","v":""},{"$f":"IFERROR(IF(OR(F149=\"\",'Lives scenario - input'!$F134=\"\"),\"\",F149/'Lives scenario - input'!$F134),\"\")","v":""},{"$f":"IFERROR(IF(OR(G149=\"\",'Lives scenario - input'!$F134=\"\"),\"\",G149/'Lives scenario - input'!$F134),\"\")","v":""},{"$f":"IFERROR(IF(OR(H149=\"\",'Lives scenario - input'!$F134=\"\"),\"\",H149/'Lives scenario - input'!$F134),\"\")","v":""},{"$f":"IFERROR(IF(OR(I149=\"\",'Lives scenario - input'!$F134=\"\"),\"\",I149/'Lives scenario - input'!$F134),\"\")","v":""},{"$f":"IFERROR(IF(OR(J149=\"\",'Lives scenario - input'!$F134=\"\"),\"\",J149/'Lives scenario - input'!$F134),\"\")","v":""},{"$f":"IFERROR(IF(OR(K149=\"\",'Lives scenario - input'!$F134=\"\"),\"\",K149/'Lives scenario - input'!$F134),\"\")","v":""},{"$f":"IFERROR(IF(OR(L149=\"\",'Lives scenario - input'!$F134=\"\"),\"\",L149/'Lives scenario - input'!$F134),\"\")","v":""},{"$f":"IFERROR(IF(OR(M149=\"\",'Lives scenario - input'!$F134=\"\"),\"\",M149/'Lives scenario - input'!$F134),\"\")","v":""},{"$f":"IFERROR(IF(OR(N149=\"\",'Lives scenario - input'!$F134=\"\"),\"\",N149/'Lives scenario - input'!$F134),\"\")","v":""},{"$f":"IFERROR(IF(OR(O149=\"\",'Lives scenario - input'!$F134=\"\"),\"\",O149/'Lives scenario - input'!$F134),\"\")","v":""},{"$f":"IFERROR(IF(OR(P149=\"\",'Lives scenario - input'!$F134=\"\"),\"\",P149/'Lives scenario - input'!$F134),\"\")","v":""},{"$f":"IFERROR(IF(OR(Q149=\"\",'Lives scenario - input'!$F134=\"\"),\"\",Q149/'Lives scenario - input'!$F134),\"\")","v":""},{"$f":"IFERROR(IF(OR(R149=\"\",'Lives scenario - input'!$F134=\"\"),\"\",R149/'Lives scenario - input'!$F134),\"\")","v":""},{"$f":"IFERROR(IF(OR(S149=\"\",'Lives scenario - input'!$F134=\"\"),\"\",S149/'Lives scenario - input'!$F134),\"\")","v":""},{"$f":"IFERROR(IF(OR(T149=\"\",'Lives scenario - input'!$F134=\"\"),\"\",T149/'Lives scenario - input'!$F134),\"\")","v":""},{"$f":"IFERROR(IF(OR(U149=\"\",'Lives scenario - input'!$F134=\"\"),\"\",U149/'Lives scenario - input'!$F134),\"\")","v":""},{"$f":"IFERROR(IF(OR(V149=\"\",'Lives scenario - input'!$F134=\"\"),\"\",V149/'Lives scenario - input'!$F134),\"\")","v":""},{"$f":"IFERROR(IF(OR(W149=\"\",'Lives scenario - input'!$F134=\"\"),\"\",W149/'Lives scenario - input'!$F134),\"\")","v":""}]
[{"$f":"IFERROR('Lives scenario - input'!A135,\"\")","v":""},{"$f":"IFERROR('Lives scenario - input'!B135,\"\")","v":""},{"$f":"IFERROR('Lives scenario - input'!C135,\"\")","v":""},{"$f":"IFERROR(repcalc('Lives scenario - input'!$CX135:$GJ135,'Lives scenario - input'!$I135,'Lives scenario - input'!$G135,'Lives scenario - input'!$H135,20,TRUE,TRUE),\"\")","v":""},"","","","","","","","","","","","","","","","","","","",{"$f":"IFERROR(IF(OR(D150=\"\",'Lives scenario - input'!$F135=\"\"),\"\",D150/'Lives scenario - input'!$F135),\"\")","v":""},{"$f":"IFERROR(IF(OR(E150=\"\",'Lives scenario - input'!$F135=\"\"),\"\",E150/'Lives scenario - input'!$F135),\"\")","v":""},{"$f":"IFERROR(IF(OR(F150=\"\",'Lives scenario - input'!$F135=\"\"),\"\",F150/'Lives scenario - input'!$F135),\"\")","v":""},{"$f":"IFERROR(IF(OR(G150=\"\",'Lives scenario - input'!$F135=\"\"),\"\",G150/'Lives scenario - input'!$F135),\"\")","v":""},{"$f":"IFERROR(IF(OR(H150=\"\",'Lives scenario - input'!$F135=\"\"),\"\",H150/'Lives scenario - input'!$F135),\"\")","v":""},{"$f":"IFERROR(IF(OR(I150=\"\",'Lives scenario - input'!$F135=\"\"),\"\",I150/'Lives scenario - input'!$F135),\"\")","v":""},{"$f":"IFERROR(IF(OR(J150=\"\",'Lives scenario - input'!$F135=\"\"),\"\",J150/'Lives scenario - input'!$F135),\"\")","v":""},{"$f":"IFERROR(IF(OR(K150=\"\",'Lives scenario - input'!$F135=\"\"),\"\",K150/'Lives scenario - input'!$F135),\"\")","v":""},{"$f":"IFERROR(IF(OR(L150=\"\",'Lives scenario - input'!$F135=\"\"),\"\",L150/'Lives scenario - input'!$F135),\"\")","v":""},{"$f":"IFERROR(IF(OR(M150=\"\",'Lives scenario - input'!$F135=\"\"),\"\",M150/'Lives scenario - input'!$F135),\"\")","v":""},{"$f":"IFERROR(IF(OR(N150=\"\",'Lives scenario - input'!$F135=\"\"),\"\",N150/'Lives scenario - input'!$F135),\"\")","v":""},{"$f":"IFERROR(IF(OR(O150=\"\",'Lives scenario - input'!$F135=\"\"),\"\",O150/'Lives scenario - input'!$F135),\"\")","v":""},{"$f":"IFERROR(IF(OR(P150=\"\",'Lives scenario - input'!$F135=\"\"),\"\",P150/'Lives scenario - input'!$F135),\"\")","v":""},{"$f":"IFERROR(IF(OR(Q150=\"\",'Lives scenario - input'!$F135=\"\"),\"\",Q150/'Lives scenario - input'!$F135),\"\")","v":""},{"$f":"IFERROR(IF(OR(R150=\"\",'Lives scenario - input'!$F135=\"\"),\"\",R150/'Lives scenario - input'!$F135),\"\")","v":""},{"$f":"IFERROR(IF(OR(S150=\"\",'Lives scenario - input'!$F135=\"\"),\"\",S150/'Lives scenario - input'!$F135),\"\")","v":""},{"$f":"IFERROR(IF(OR(T150=\"\",'Lives scenario - input'!$F135=\"\"),\"\",T150/'Lives scenario - input'!$F135),\"\")","v":""},{"$f":"IFERROR(IF(OR(U150=\"\",'Lives scenario - input'!$F135=\"\"),\"\",U150/'Lives scenario - input'!$F135),\"\")","v":""},{"$f":"IFERROR(IF(OR(V150=\"\",'Lives scenario - input'!$F135=\"\"),\"\",V150/'Lives scenario - input'!$F135),\"\")","v":""},{"$f":"IFERROR(IF(OR(W150=\"\",'Lives scenario - input'!$F135=\"\"),\"\",W150/'Lives scenario - input'!$F135),\"\")","v":""}]
[{"$f":"IFERROR('Lives scenario - input'!A136,\"\")","v":""},{"$f":"IFERROR('Lives scenario - input'!B136,\"\")","v":""},{"$f":"IFERROR('Lives scenario - input'!C136,\"\")","v":""},{"$f":"IFERROR(repcalc('Lives scenario - input'!$CX136:$GJ136,'Lives scenario - input'!$I136,'Lives scenario - input'!$G136,'Lives scenario - input'!$H136,20,TRUE,TRUE),\"\")","v":""},"","","","","","","","","","","","","","","","","","","",{"$f":"IFERROR(IF(OR(D151=\"\",'Lives scenario - input'!$F136=\"\"),\"\",D151/'Lives scenario - input'!$F136),\"\")","v":""},{"$f":"IFERROR(IF(OR(E151=\"\",'Lives scenario - input'!$F136=\"\"),\"\",E151/'Lives scenario - input'!$F136),\"\")","v":""},{"$f":"IFERROR(IF(OR(F151=\"\",'Lives scenario - input'!$F136=\"\"),\"\",F151/'Lives scenario - input'!$F136),\"\")","v":""},{"$f":"IFERROR(IF(OR(G151=\"\",'Lives scenario - input'!$F136=\"\"),\"\",G151/'Lives scenario - input'!$F136),\"\")","v":""},{"$f":"IFERROR(IF(OR(H151=\"\",'Lives scenario - input'!$F136=\"\"),\"\",H151/'Lives scenario - input'!$F136),\"\")","v":""},{"$f":"IFERROR(IF(OR(I151=\"\",'Lives scenario - input'!$F136=\"\"),\"\",I151/'Lives scenario - input'!$F136),\"\")","v":""},{"$f":"IFERROR(IF(OR(J151=\"\",'Lives scenario - input'!$F136=\"\"),\"\",J151/'Lives scenario - input'!$F136),\"\")","v":""},{"$f":"IFERROR(IF(OR(K151=\"\",'Lives scenario - input'!$F136=\"\"),\"\",K151/'Lives scenario - input'!$F136),\"\")","v":""},{"$f":"IFERROR(IF(OR(L151=\"\",'Lives scenario - input'!$F136=\"\"),\"\",L151/'Lives scenario - input'!$F136),\"\")","v":""},{"$f":"IFERROR(IF(OR(M151=\"\",'Lives scenario - input'!$F136=\"\"),\"\",M151/'Lives scenario - input'!$F136),\"\")","v":""},{"$f":"IFERROR(IF(OR(N151=\"\",'Lives scenario - input'!$F136=\"\"),\"\",N151/'Lives scenario - input'!$F136),\"\")","v":""},{"$f":"IFERROR(IF(OR(O151=\"\",'Lives scenario - input'!$F136=\"\"),\"\",O151/'Lives scenario - input'!$F136),\"\")","v":""},{"$f":"IFERROR(IF(OR(P151=\"\",'Lives scenario - input'!$F136=\"\"),\"\",P151/'Lives scenario - input'!$F136),\"\")","v":""},{"$f":"IFERROR(IF(OR(Q151=\"\",'Lives scenario - input'!$F136=\"\"),\"\",Q151/'Lives scenario - input'!$F136),\"\")","v":""},{"$f":"IFERROR(IF(OR(R151=\"\",'Lives scenario - input'!$F136=\"\"),\"\",R151/'Lives scenario - input'!$F136),\"\")","v":""},{"$f":"IFERROR(IF(OR(S151=\"\",'Lives scenario - input'!$F136=\"\"),\"\",S151/'Lives scenario - input'!$F136),\"\")","v":""},{"$f":"IFERROR(IF(OR(T151=\"\",'Lives scenario - input'!$F136=\"\"),\"\",T151/'Lives scenario - input'!$F136),\"\")","v":""},{"$f":"IFERROR(IF(OR(U151=\"\",'Lives scenario - input'!$F136=\"\"),\"\",U151/'Lives scenario - input'!$F136),\"\")","v":""},{"$f":"IFERROR(IF(OR(V151=\"\",'Lives scenario - input'!$F136=\"\"),\"\",V151/'Lives scenario - input'!$F136),\"\")","v":""},{"$f":"IFERROR(IF(OR(W151=\"\",'Lives scenario - input'!$F136=\"\"),\"\",W151/'Lives scenario - input'!$F136),\"\")","v":""}]
[{"$f":"IFERROR('Lives scenario - input'!A137,\"\")","v":""},{"$f":"IFERROR('Lives scenario - input'!B137,\"\")","v":""},{"$f":"IFERROR('Lives scenario - input'!C137,\"\")","v":""},{"$f":"IFERROR(repcalc('Lives scenario - input'!$CX137:$GJ137,'Lives scenario - input'!$I137,'Lives scenario - input'!$G137,'Lives scenario - input'!$H137,20,TRUE,TRUE),\"\")","v":""},"","","","","","","","","","","","","","","","","","","",{"$f":"IFERROR(IF(OR(D152=\"\",'Lives scenario - input'!$F137=\"\"),\"\",D152/'Lives scenario - input'!$F137),\"\")","v":""},{"$f":"IFERROR(IF(OR(E152=\"\",'Lives scenario - input'!$F137=\"\"),\"\",E152/'Lives scenario - input'!$F137),\"\")","v":""},{"$f":"IFERROR(IF(OR(F152=\"\",'Lives scenario - input'!$F137=\"\"),\"\",F152/'Lives scenario - input'!$F137),\"\")","v":""},{"$f":"IFERROR(IF(OR(G152=\"\",'Lives scenario - input'!$F137=\"\"),\"\",G152/'Lives scenario - input'!$F137),\"\")","v":""},{"$f":"IFERROR(IF(OR(H152=\"\",'Lives scenario - input'!$F137=\"\"),\"\",H152/'Lives scenario - input'!$F137),\"\")","v":""},{"$f":"IFERROR(IF(OR(I152=\"\",'Lives scenario - input'!$F137=\"\"),\"\",I152/'Lives scenario - input'!$F137),\"\")","v":""},{"$f":"IFERROR(IF(OR(J152=\"\",'Lives scenario - input'!$F137=\"\"),\"\",J152/'Lives scenario - input'!$F137),\"\")","v":""},{"$f":"IFERROR(IF(OR(K152=\"\",'Lives scenario - input'!$F137=\"\"),\"\",K152/'Lives scenario - input'!$F137),\"\")","v":""},{"$f":"IFERROR(IF(OR(L152=\"\",'Lives scenario - input'!$F137=\"\"),\"\",L152/'Lives scenario - input'!$F137),\"\")","v":""},{"$f":"IFERROR(IF(OR(M152=\"\",'Lives scenario - input'!$F137=\"\"),\"\",M152/'Lives scenario - input'!$F137),\"\")","v":""},{"$f":"IFERROR(IF(OR(N152=\"\",'Lives scenario - input'!$F137=\"\"),\"\",N152/'Lives scenario - input'!$F137),\"\")","v":""},{"$f":"IFERROR(IF(OR(O152=\"\",'Lives scenario - input'!$F137=\"\"),\"\",O152/'Lives scenario - input'!$F137),\"\")","v":""},{"$f":"IFERROR(IF(OR(P152=\"\",'Lives scenario - input'!$F137=\"\"),\"\",P152/'Lives scenario - input'!$F137),\"\")","v":""},{"$f":"IFERROR(IF(OR(Q152=\"\",'Lives scenario - input'!$F137=\"\"),\"\",Q152/'Lives scenario - input'!$F137),\"\")","v":""},{"$f":"IFERROR(IF(OR(R152=\"\",'Lives scenario - input'!$F137=\"\"),\"\",R152/'Lives scenario - input'!$F137),\"\")","v":""},{"$f":"IFERROR(IF(OR(S152=\"\",'Lives scenario - input'!$F137=\"\"),\"\",S152/'Lives scenario - input'!$F137),\"\")","v":""},{"$f":"IFERROR(IF(OR(T152=\"\",'Lives scenario - input'!$F137=\"\"),\"\",T152/'Lives scenario - input'!$F137),\"\")","v":""},{"$f":"IFERROR(IF(OR(U152=\"\",'Lives scenario - input'!$F137=\"\"),\"\",U152/'Lives scenario - input'!$F137),\"\")","v":""},{"$f":"IFERROR(IF(OR(V152=\"\",'Lives scenario - input'!$F137=\"\"),\"\",V152/'Lives scenario - input'!$F137),\"\")","v":""},{"$f":"IFERROR(IF(OR(W152=\"\",'Lives scenario - input'!$F137=\"\"),\"\",W152/'Lives scenario - input'!$F137),\"\")","v":""}]
[{"$f":"IFERROR('Lives scenario - input'!A138,\"\")","v":""},{"$f":"IFERROR('Lives scenario - input'!B138,\"\")","v":""},{"$f":"IFERROR('Lives scenario - input'!C138,\"\")","v":""},{"$f":"IFERROR(repcalc('Lives scenario - input'!$CX138:$GJ138,'Lives scenario - input'!$I138,'Lives scenario - input'!$G138,'Lives scenario - input'!$H138,20,TRUE,TRUE),\"\")","v":""},"","","","","","","","","","","","","","","","","","","",{"$f":"IFERROR(IF(OR(D153=\"\",'Lives scenario - input'!$F138=\"\"),\"\",D153/'Lives scenario - input'!$F138),\"\")","v":""},{"$f":"IFERROR(IF(OR(E153=\"\",'Lives scenario - input'!$F138=\"\"),\"\",E153/'Lives scenario - input'!$F138),\"\")","v":""},{"$f":"IFERROR(IF(OR(F153=\"\",'Lives scenario - input'!$F138=\"\"),\"\",F153/'Lives scenario - input'!$F138),\"\")","v":""},{"$f":"IFERROR(IF(OR(G153=\"\",'Lives scenario - input'!$F138=\"\"),\"\",G153/'Lives scenario - input'!$F138),\"\")","v":""},{"$f":"IFERROR(IF(OR(H153=\"\",'Lives scenario - input'!$F138=\"\"),\"\",H153/'Lives scenario - input'!$F138),\"\")","v":""},{"$f":"IFERROR(IF(OR(I153=\"\",'Lives scenario - input'!$F138=\"\"),\"\",I153/'Lives scenario - input'!$F138),\"\")","v":""},{"$f":"IFERROR(IF(OR(J153=\"\",'Lives scenario - input'!$F138=\"\"),\"\",J153/'Lives scenario - input'!$F138),\"\")","v":""},{"$f":"IFERROR(IF(OR(K153=\"\",'Lives scenario - input'!$F138=\"\"),\"\",K153/'Lives scenario - input'!$F138),\"\")","v":""},{"$f":"IFERROR(IF(OR(L153=\"\",'Lives scenario - input'!$F138=\"\"),\"\",L153/'Lives scenario - input'!$F138),\"\")","v":""},{"$f":"IFERROR(IF(OR(M153=\"\",'Lives scenario - input'!$F138=\"\"),\"\",M153/'Lives scenario - input'!$F138),\"\")","v":""},{"$f":"IFERROR(IF(OR(N153=\"\",'Lives scenario - input'!$F138=\"\"),\"\",N153/'Lives scenario - input'!$F138),\"\")","v":""},{"$f":"IFERROR(IF(OR(O153=\"\",'Lives scenario - input'!$F138=\"\"),\"\",O153/'Lives scenario - input'!$F138),\"\")","v":""},{"$f":"IFERROR(IF(OR(P153=\"\",'Lives scenario - input'!$F138=\"\"),\"\",P153/'Lives scenario - input'!$F138),\"\")","v":""},{"$f":"IFERROR(IF(OR(Q153=\"\",'Lives scenario - input'!$F138=\"\"),\"\",Q153/'Lives scenario - input'!$F138),\"\")","v":""},{"$f":"IFERROR(IF(OR(R153=\"\",'Lives scenario - input'!$F138=\"\"),\"\",R153/'Lives scenario - input'!$F138),\"\")","v":""},{"$f":"IFERROR(IF(OR(S153=\"\",'Lives scenario - input'!$F138=\"\"),\"\",S153/'Lives scenario - input'!$F138),\"\")","v":""},{"$f":"IFERROR(IF(OR(T153=\"\",'Lives scenario - input'!$F138=\"\"),\"\",T153/'Lives scenario - input'!$F138),\"\")","v":""},{"$f":"IFERROR(IF(OR(U153=\"\",'Lives scenario - input'!$F138=\"\"),\"\",U153/'Lives scenario - input'!$F138),\"\")","v":""},{"$f":"IFERROR(IF(OR(V153=\"\",'Lives scenario - input'!$F138=\"\"),\"\",V153/'Lives scenario - input'!$F138),\"\")","v":""},{"$f":"IFERROR(IF(OR(W153=\"\",'Lives scenario - input'!$F138=\"\"),\"\",W153/'Lives scenario - input'!$F138),\"\")","v":""}]
[{"$f":"IFERROR('Lives scenario - input'!A139,\"\")","v":""},{"$f":"IFERROR('Lives scenario - input'!B139,\"\")","v":""},{"$f":"IFERROR('Lives scenario - input'!C139,\"\")","v":""},{"$f":"IFERROR(repcalc('Lives scenario - input'!$CX139:$GJ139,'Lives scenario - input'!$I139,'Lives scenario - input'!$G139,'Lives scenario - input'!$H139,20,TRUE,TRUE),\"\")","v":""},"","","","","","","","","","","","","","","","","","","",{"$f":"IFERROR(IF(OR(D154=\"\",'Lives scenario - input'!$F139=\"\"),\"\",D154/'Lives scenario - input'!$F139),\"\")","v":""},{"$f":"IFERROR(IF(OR(E154=\"\",'Lives scenario - input'!$F139=\"\"),\"\",E154/'Lives scenario - input'!$F139),\"\")","v":""},{"$f":"IFERROR(IF(OR(F154=\"\",'Lives scenario - input'!$F139=\"\"),\"\",F154/'Lives scenario - input'!$F139),\"\")","v":""},{"$f":"IFERROR(IF(OR(G154=\"\",'Lives scenario - input'!$F139=\"\"),\"\",G154/'Lives scenario - input'!$F139),\"\")","v":""},{"$f":"IFERROR(IF(OR(H154=\"\",'Lives scenario - input'!$F139=\"\"),\"\",H154/'Lives scenario - input'!$F139),\"\")","v":""},{"$f":"IFERROR(IF(OR(I154=\"\",'Lives scenario - input'!$F139=\"\"),\"\",I154/'Lives scenario - input'!$F139),\"\")","v":""},{"$f":"IFERROR(IF(OR(J154=\"\",'Lives scenario - input'!$F139=\"\"),\"\",J154/'Lives scenario - input'!$F139),\"\")","v":""},{"$f":"IFERROR(IF(OR(K154=\"\",'Lives scenario - input'!$F139=\"\"),\"\",K154/'Lives scenario - input'!$F139),\"\")","v":""},{"$f":"IFERROR(IF(OR(L154=\"\",'Lives scenario - input'!$F139=\"\"),\"\",L154/'Lives scenario - input'!$F139),\"\")","v":""},{"$f":"IFERROR(IF(OR(M154=\"\",'Lives scenario - input'!$F139=\"\"),\"\",M154/'Lives scenario - input'!$F139),\"\")","v":""},{"$f":"IFERROR(IF(OR(N154=\"\",'Lives scenario - input'!$F139=\"\"),\"\",N154/'Lives scenario - input'!$F139),\"\")","v":""},{"$f":"IFERROR(IF(OR(O154=\"\",'Lives scenario - input'!$F139=\"\"),\"\",O154/'Lives scenario - input'!$F139),\"\")","v":""},{"$f":"IFERROR(IF(OR(P154=\"\",'Lives scenario - input'!$F139=\"\"),\"\",P154/'Lives scenario - input'!$F139),\"\")","v":""},{"$f":"IFERROR(IF(OR(Q154=\"\",'Lives scenario - input'!$F139=\"\"),\"\",Q154/'Lives scenario - input'!$F139),\"\")","v":""},{"$f":"IFERROR(IF(OR(R154=\"\",'Lives scenario - input'!$F139=\"\"),\"\",R154/'Lives scenario - input'!$F139),\"\")","v":""},{"$f":"IFERROR(IF(OR(S154=\"\",'Lives scenario - input'!$F139=\"\"),\"\",S154/'Lives scenario - input'!$F139),\"\")","v":""},{"$f":"IFERROR(IF(OR(T154=\"\",'Lives scenario - input'!$F139=\"\"),\"\",T154/'Lives scenario - input'!$F139),\"\")","v":""},{"$f":"IFERROR(IF(OR(U154=\"\",'Lives scenario - input'!$F139=\"\"),\"\",U154/'Lives scenario - input'!$F139),\"\")","v":""},{"$f":"IFERROR(IF(OR(V154=\"\",'Lives scenario - input'!$F139=\"\"),\"\",V154/'Lives scenario - input'!$F139),\"\")","v":""},{"$f":"IFERROR(IF(OR(W154=\"\",'Lives scenario - input'!$F139=\"\"),\"\",W154/'Lives scenario - input'!$F139),\"\")","v":""}]
[{"$f":"IFERROR('Lives scenario - input'!A140,\"\")","v":""},{"$f":"IFERROR('Lives scenario - input'!B140,\"\")","v":""},{"$f":"IFERROR('Lives scenario - input'!C140,\"\")","v":""},{"$f":"IFERROR(repcalc('Lives scenario - input'!$CX140:$GJ140,'Lives scenario - input'!$I140,'Lives scenario - input'!$G140,'Lives scenario - input'!$H140,20,TRUE,TRUE),\"\")","v":""},"","","","","","","","","","","","","","","","","","","",{"$f":"IFERROR(IF(OR(D155=\"\",'Lives scenario - input'!$F140=\"\"),\"\",D155/'Lives scenario - input'!$F140),\"\")","v":""},{"$f":"IFERROR(IF(OR(E155=\"\",'Lives scenario - input'!$F140=\"\"),\"\",E155/'Lives scenario - input'!$F140),\"\")","v":""},{"$f":"IFERROR(IF(OR(F155=\"\",'Lives scenario - input'!$F140=\"\"),\"\",F155/'Lives scenario - input'!$F140),\"\")","v":""},{"$f":"IFERROR(IF(OR(G155=\"\",'Lives scenario - input'!$F140=\"\"),\"\",G155/'Lives scenario - input'!$F140),\"\")","v":""},{"$f":"IFERROR(IF(OR(H155=\"\",'Lives scenario - input'!$F140=\"\"),\"\",H155/'Lives scenario - input'!$F140),\"\")","v":""},{"$f":"IFERROR(IF(OR(I155=\"\",'Lives scenario - input'!$F140=\"\"),\"\",I155/'Lives scenario - input'!$F140),\"\")","v":""},{"$f":"IFERROR(IF(OR(J155=\"\",'Lives scenario - input'!$F140=\"\"),\"\",J155/'Lives scenario - input'!$F140),\"\")","v":""},{"$f":"IFERROR(IF(OR(K155=\"\",'Lives scenario - input'!$F140=\"\"),\"\",K155/'Lives scenario - input'!$F140),\"\")","v":""},{"$f":"IFERROR(IF(OR(L155=\"\",'Lives scenario - input'!$F140=\"\"),\"\",L155/'Lives scenario - input'!$F140),\"\")","v":""},{"$f":"IFERROR(IF(OR(M155=\"\",'Lives scenario - input'!$F140=\"\"),\"\",M155/'Lives scenario - input'!$F140),\"\")","v":""},{"$f":"IFERROR(IF(OR(N155=\"\",'Lives scenario - input'!$F140=\"\"),\"\",N155/'Lives scenario - input'!$F140),\"\")","v":""},{"$f":"IFERROR(IF(OR(O155=\"\",'Lives scenario - input'!$F140=\"\"),\"\",O155/'Lives scenario - input'!$F140),\"\")","v":""},{"$f":"IFERROR(IF(OR(P155=\"\",'Lives scenario - input'!$F140=\"\"),\"\",P155/'Lives scenario - input'!$F140),\"\")","v":""},{"$f":"IFERROR(IF(OR(Q155=\"\",'Lives scenario - input'!$F140=\"\"),\"\",Q155/'Lives scenario - input'!$F140),\"\")","v":""},{"$f":"IFERROR(IF(OR(R155=\"\",'Lives scenario - input'!$F140=\"\"),\"\",R155/'Lives scenario - input'!$F140),\"\")","v":""},{"$f":"IFERROR(IF(OR(S155=\"\",'Lives scenario - input'!$F140=\"\"),\"\",S155/'Lives scenario - input'!$F140),\"\")","v":""},{"$f":"IFERROR(IF(OR(T155=\"\",'Lives scenario - input'!$F140=\"\"),\"\",T155/'Lives scenario - input'!$F140),\"\")","v":""},{"$f":"IFERROR(IF(OR(U155=\"\",'Lives scenario - input'!$F140=\"\"),\"\",U155/'Lives scenario - input'!$F140),\"\")","v":""},{"$f":"IFERROR(IF(OR(V155=\"\",'Lives scenario - input'!$F140=\"\"),\"\",V155/'Lives scenario - input'!$F140),\"\")","v":""},{"$f":"IFERROR(IF(OR(W155=\"\",'Lives scenario - input'!$F140=\"\"),\"\",W155/'Lives scenario - input'!$F140),\"\")","v":""}]
[{"$f":"IFERROR('Lives scenario - input'!A141,\"\")","v":""},{"$f":"IFERROR('Lives scenario - input'!B141,\"\")","v":""},{"$f":"IFERROR('Lives scenario - input'!C141,\"\")","v":""},{"$f":"IFERROR(repcalc('Lives scenario - input'!$CX141:$GJ141,'Lives scenario - input'!$I141,'Lives scenario - input'!$G141,'Lives scenario - input'!$H141,20,TRUE,TRUE),\"\")","v":""},"","","","","","","","","","","","","","","","","","","",{"$f":"IFERROR(IF(OR(D156=\"\",'Lives scenario - input'!$F141=\"\"),\"\",D156/'Lives scenario - input'!$F141),\"\")","v":""},{"$f":"IFERROR(IF(OR(E156=\"\",'Lives scenario - input'!$F141=\"\"),\"\",E156/'Lives scenario - input'!$F141),\"\")","v":""},{"$f":"IFERROR(IF(OR(F156=\"\",'Lives scenario - input'!$F141=\"\"),\"\",F156/'Lives scenario - input'!$F141),\"\")","v":""},{"$f":"IFERROR(IF(OR(G156=\"\",'Lives scenario - input'!$F141=\"\"),\"\",G156/'Lives scenario - input'!$F141),\"\")","v":""},{"$f":"IFERROR(IF(OR(H156=\"\",'Lives scenario - input'!$F141=\"\"),\"\",H156/'Lives scenario - input'!$F141),\"\")","v":""},{"$f":"IFERROR(IF(OR(I156=\"\",'Lives scenario - input'!$F141=\"\"),\"\",I156/'Lives scenario - input'!$F141),\"\")","v":""},{"$f":"IFERROR(IF(OR(J156=\"\",'Lives scenario - input'!$F141=\"\"),\"\",J156/'Lives scenario - input'!$F141),\"\")","v":""},{"$f":"IFERROR(IF(OR(K156=\"\",'Lives scenario - input'!$F141=\"\"),\"\",K156/'Lives scenario - input'!$F141),\"\")","v":""},{"$f":"IFERROR(IF(OR(L156=\"\",'Lives scenario - input'!$F141=\"\"),\"\",L156/'Lives scenario - input'!$F141),\"\")","v":""},{"$f":"IFERROR(IF(OR(M156=\"\",'Lives scenario - input'!$F141=\"\"),\"\",M156/'Lives scenario - input'!$F141),\"\")","v":""},{"$f":"IFERROR(IF(OR(N156=\"\",'Lives scenario - input'!$F141=\"\"),\"\",N156/'Lives scenario - input'!$F141),\"\")","v":""},{"$f":"IFERROR(IF(OR(O156=\"\",'Lives scenario - input'!$F141=\"\"),\"\",O156/'Lives scenario - input'!$F141),\"\")","v":""},{"$f":"IFERROR(IF(OR(P156=\"\",'Lives scenario - input'!$F141=\"\"),\"\",P156/'Lives scenario - input'!$F141),\"\")","v":""},{"$f":"IFERROR(IF(OR(Q156=\"\",'Lives scenario - input'!$F141=\"\"),\"\",Q156/'Lives scenario - input'!$F141),\"\")","v":""},{"$f":"IFERROR(IF(OR(R156=\"\",'Lives scenario - input'!$F141=\"\"),\"\",R156/'Lives scenario - input'!$F141),\"\")","v":""},{"$f":"IFERROR(IF(OR(S156=\"\",'Lives scenario - input'!$F141=\"\"),\"\",S156/'Lives scenario - input'!$F141),\"\")","v":""},{"$f":"IFERROR(IF(OR(T156=\"\",'Lives scenario - input'!$F141=\"\"),\"\",T156/'Lives scenario - input'!$F141),\"\")","v":""},{"$f":"IFERROR(IF(OR(U156=\"\",'Lives scenario - input'!$F141=\"\"),\"\",U156/'Lives scenario - input'!$F141),\"\")","v":""},{"$f":"IFERROR(IF(OR(V156=\"\",'Lives scenario - input'!$F141=\"\"),\"\",V156/'Lives scenario - input'!$F141),\"\")","v":""},{"$f":"IFERROR(IF(OR(W156=\"\",'Lives scenario - input'!$F141=\"\"),\"\",W156/'Lives scenario - input'!$F141),\"\")","v":""}]
[{"$f":"IFERROR('Lives scenario - input'!A142,\"\")","v":""},{"$f":"IFERROR('Lives scenario - input'!B142,\"\")","v":""},{"$f":"IFERROR('Lives scenario - input'!C142,\"\")","v":""},{"$f":"IFERROR(repcalc('Lives scenario - input'!$CX142:$GJ142,'Lives scenario - input'!$I142,'Lives scenario - input'!$G142,'Lives scenario - input'!$H142,20,TRUE,TRUE),\"\")","v":""},"","","","","","","","","","","","","","","","","","","",{"$f":"IFERROR(IF(OR(D157=\"\",'Lives scenario - input'!$F142=\"\"),\"\",D157/'Lives scenario - input'!$F142),\"\")","v":""},{"$f":"IFERROR(IF(OR(E157=\"\",'Lives scenario - input'!$F142=\"\"),\"\",E157/'Lives scenario - input'!$F142),\"\")","v":""},{"$f":"IFERROR(IF(OR(F157=\"\",'Lives scenario - input'!$F142=\"\"),\"\",F157/'Lives scenario - input'!$F142),\"\")","v":""},{"$f":"IFERROR(IF(OR(G157=\"\",'Lives scenario - input'!$F142=\"\"),\"\",G157/'Lives scenario - input'!$F142),\"\")","v":""},{"$f":"IFERROR(IF(OR(H157=\"\",'Lives scenario - input'!$F142=\"\"),\"\",H157/'Lives scenario - input'!$F142),\"\")","v":""},{"$f":"IFERROR(IF(OR(I157=\"\",'Lives scenario - input'!$F142=\"\"),\"\",I157/'Lives scenario - input'!$F142),\"\")","v":""},{"$f":"IFERROR(IF(OR(J157=\"\",'Lives scenario - input'!$F142=\"\"),\"\",J157/'Lives scenario - input'!$F142),\"\")","v":""},{"$f":"IFERROR(IF(OR(K157=\"\",'Lives scenario - input'!$F142=\"\"),\"\",K157/'Lives scenario - input'!$F142),\"\")","v":""},{"$f":"IFERROR(IF(OR(L157=\"\",'Lives scenario - input'!$F142=\"\"),\"\",L157/'Lives scenario - input'!$F142),\"\")","v":""},{"$f":"IFERROR(IF(OR(M157=\"\",'Lives scenario - input'!$F142=\"\"),\"\",M157/'Lives scenario - input'!$F142),\"\")","v":""},{"$f":"IFERROR(IF(OR(N157=\"\",'Lives scenario - input'!$F142=\"\"),\"\",N157/'Lives scenario - input'!$F142),\"\")","v":""},{"$f":"IFERROR(IF(OR(O157=\"\",'Lives scenario - input'!$F142=\"\"),\"\",O157/'Lives scenario - input'!$F142),\"\")","v":""},{"$f":"IFERROR(IF(OR(P157=\"\",'Lives scenario - input'!$F142=\"\"),\"\",P157/'Lives scenario - input'!$F142),\"\")","v":""},{"$f":"IFERROR(IF(OR(Q157=\"\",'Lives scenario - input'!$F142=\"\"),\"\",Q157/'Lives scenario - input'!$F142),\"\")","v":""},{"$f":"IFERROR(IF(OR(R157=\"\",'Lives scenario - input'!$F142=\"\"),\"\",R157/'Lives scenario - input'!$F142),\"\")","v":""},{"$f":"IFERROR(IF(OR(S157=\"\",'Lives scenario - input'!$F142=\"\"),\"\",S157/'Lives scenario - input'!$F142),\"\")","v":""},{"$f":"IFERROR(IF(OR(T157=\"\",'Lives scenario - input'!$F142=\"\"),\"\",T157/'Lives scenario - input'!$F142),\"\")","v":""},{"$f":"IFERROR(IF(OR(U157=\"\",'Lives scenario - input'!$F142=\"\"),\"\",U157/'Lives scenario - input'!$F142),\"\")","v":""},{"$f":"IFERROR(IF(OR(V157=\"\",'Lives scenario - input'!$F142=\"\"),\"\",V157/'Lives scenario - input'!$F142),\"\")","v":""},{"$f":"IFERROR(IF(OR(W157=\"\",'Lives scenario - input'!$F142=\"\"),\"\",W157/'Lives scenario - input'!$F142),\"\")","v":""}]
[{"$f":"IFERROR('Lives scenario - input'!A143,\"\")","v":""},{"$f":"IFERROR('Lives scenario - input'!B143,\"\")","v":""},{"$f":"IFERROR('Lives scenario - input'!C143,\"\")","v":""},{"$f":"IFERROR(repcalc('Lives scenario - input'!$CX143:$GJ143,'Lives scenario - input'!$I143,'Lives scenario - input'!$G143,'Lives scenario - input'!$H143,20,TRUE,TRUE),\"\")","v":""},"","","","","","","","","","","","","","","","","","","",{"$f":"IFERROR(IF(OR(D158=\"\",'Lives scenario - input'!$F143=\"\"),\"\",D158/'Lives scenario - input'!$F143),\"\")","v":""},{"$f":"IFERROR(IF(OR(E158=\"\",'Lives scenario - input'!$F143=\"\"),\"\",E158/'Lives scenario - input'!$F143),\"\")","v":""},{"$f":"IFERROR(IF(OR(F158=\"\",'Lives scenario - input'!$F143=\"\"),\"\",F158/'Lives scenario - input'!$F143),\"\")","v":""},{"$f":"IFERROR(IF(OR(G158=\"\",'Lives scenario - input'!$F143=\"\"),\"\",G158/'Lives scenario - input'!$F143),\"\")","v":""},{"$f":"IFERROR(IF(OR(H158=\"\",'Lives scenario - input'!$F143=\"\"),\"\",H158/'Lives scenario - input'!$F143),\"\")","v":""},{"$f":"IFERROR(IF(OR(I158=\"\",'Lives scenario - input'!$F143=\"\"),\"\",I158/'Lives scenario - input'!$F143),\"\")","v":""},{"$f":"IFERROR(IF(OR(J158=\"\",'Lives scenario - input'!$F143=\"\"),\"\",J158/'Lives scenario - input'!$F143),\"\")","v":""},{"$f":"IFERROR(IF(OR(K158=\"\",'Lives scenario - input'!$F143=\"\"),\"\",K158/'Lives scenario - input'!$F143),\"\")","v":""},{"$f":"IFERROR(IF(OR(L158=\"\",'Lives scenario - input'!$F143=\"\"),\"\",L158/'Lives scenario - input'!$F143),\"\")","v":""},{"$f":"IFERROR(IF(OR(M158=\"\",'Lives scenario - input'!$F143=\"\"),\"\",M158/'Lives scenario - input'!$F143),\"\")","v":""},{"$f":"IFERROR(IF(OR(N158=\"\",'Lives scenario - input'!$F143=\"\"),\"\",N158/'Lives scenario - input'!$F143),\"\")","v":""},{"$f":"IFERROR(IF(OR(O158=\"\",'Lives scenario - input'!$F143=\"\"),\"\",O158/'Lives scenario - input'!$F143),\"\")","v":""},{"$f":"IFERROR(IF(OR(P158=\"\",'Lives scenario - input'!$F143=\"\"),\"\",P158/'Lives scenario - input'!$F143),\"\")","v":""},{"$f":"IFERROR(IF(OR(Q158=\"\",'Lives scenario - input'!$F143=\"\"),\"\",Q158/'Lives scenario - input'!$F143),\"\")","v":""},{"$f":"IFERROR(IF(OR(R158=\"\",'Lives scenario - input'!$F143=\"\"),\"\",R158/'Lives scenario - input'!$F143),\"\")","v":""},{"$f":"IFERROR(IF(OR(S158=\"\",'Lives scenario - input'!$F143=\"\"),\"\",S158/'Lives scenario - input'!$F143),\"\")","v":""},{"$f":"IFERROR(IF(OR(T158=\"\",'Lives scenario - input'!$F143=\"\"),\"\",T158/'Lives scenario - input'!$F143),\"\")","v":""},{"$f":"IFERROR(IF(OR(U158=\"\",'Lives scenario - input'!$F143=\"\"),\"\",U158/'Lives scenario - input'!$F143),\"\")","v":""},{"$f":"IFERROR(IF(OR(V158=\"\",'Lives scenario - input'!$F143=\"\"),\"\",V158/'Lives scenario - input'!$F143),\"\")","v":""},{"$f":"IFERROR(IF(OR(W158=\"\",'Lives scenario - input'!$F143=\"\"),\"\",W158/'Lives scenario - input'!$F143),\"\")","v":""}]
[{"$f":"IFERROR('Lives scenario - input'!A144,\"\")","v":""},{"$f":"IFERROR('Lives scenario - input'!B144,\"\")","v":""},{"$f":"IFERROR('Lives scenario - input'!C144,\"\")","v":""},{"$f":"IFERROR(repcalc('Lives scenario - input'!$CX144:$GJ144,'Lives scenario - input'!$I144,'Lives scenario - input'!$G144,'Lives scenario - input'!$H144,20,TRUE,TRUE),\"\")","v":""},"","","","","","","","","","","","","","","","","","","",{"$f":"IFERROR(IF(OR(D159=\"\",'Lives scenario - input'!$F144=\"\"),\"\",D159/'Lives scenario - input'!$F144),\"\")","v":""},{"$f":"IFERROR(IF(OR(E159=\"\",'Lives scenario - input'!$F144=\"\"),\"\",E159/'Lives scenario - input'!$F144),\"\")","v":""},{"$f":"IFERROR(IF(OR(F159=\"\",'Lives scenario - input'!$F144=\"\"),\"\",F159/'Lives scenario - input'!$F144),\"\")","v":""},{"$f":"IFERROR(IF(OR(G159=\"\",'Lives scenario - input'!$F144=\"\"),\"\",G159/'Lives scenario - input'!$F144),\"\")","v":""},{"$f":"IFERROR(IF(OR(H159=\"\",'Lives scenario - input'!$F144=\"\"),\"\",H159/'Lives scenario - input'!$F144),\"\")","v":""},{"$f":"IFERROR(IF(OR(I159=\"\",'Lives scenario - input'!$F144=\"\"),\"\",I159/'Lives scenario - input'!$F144),\"\")","v":""},{"$f":"IFERROR(IF(OR(J159=\"\",'Lives scenario - input'!$F144=\"\"),\"\",J159/'Lives scenario - input'!$F144),\"\")","v":""},{"$f":"IFERROR(IF(OR(K159=\"\",'Lives scenario - input'!$F144=\"\"),\"\",K159/'Lives scenario - input'!$F144),\"\")","v":""},{"$f":"IFERROR(IF(OR(L159=\"\",'Lives scenario - input'!$F144=\"\"),\"\",L159/'Lives scenario - input'!$F144),\"\")","v":""},{"$f":"IFERROR(IF(OR(M159=\"\",'Lives scenario - input'!$F144=\"\"),\"\",M159/'Lives scenario - input'!$F144),\"\")","v":""},{"$f":"IFERROR(IF(OR(N159=\"\",'Lives scenario - input'!$F144=\"\"),\"\",N159/'Lives scenario - input'!$F144),\"\")","v":""},{"$f":"IFERROR(IF(OR(O159=\"\",'Lives scenario - input'!$F144=\"\"),\"\",O159/'Lives scenario - input'!$F144),\"\")","v":""},{"$f":"IFERROR(IF(OR(P159=\"\",'Lives scenario - input'!$F144=\"\"),\"\",P159/'Lives scenario - input'!$F144),\"\")","v":""},{"$f":"IFERROR(IF(OR(Q159=\"\",'Lives scenario - input'!$F144=\"\"),\"\",Q159/'Lives scenario - input'!$F144),\"\")","v":""},{"$f":"IFERROR(IF(OR(R159=\"\",'Lives scenario - input'!$F144=\"\"),\"\",R159/'Lives scenario - input'!$F144),\"\")","v":""},{"$f":"IFERROR(IF(OR(S159=\"\",'Lives scenario - input'!$F144=\"\"),\"\",S159/'Lives scenario - input'!$F144),\"\")","v":""},{"$f":"IFERROR(IF(OR(T159=\"\",'Lives scenario - input'!$F144=\"\"),\"\",T159/'Lives scenario - input'!$F144),\"\")","v":""},{"$f":"IFERROR(IF(OR(U159=\"\",'Lives scenario - input'!$F144=\"\"),\"\",U159/'Lives scenario - input'!$F144),\"\")","v":""},{"$f":"IFERROR(IF(OR(V159=\"\",'Lives scenario - input'!$F144=\"\"),\"\",V159/'Lives scenario - input'!$F144),\"\")","v":""},{"$f":"IFERROR(IF(OR(W159=\"\",'Lives scenario - input'!$F144=\"\"),\"\",W159/'Lives scenario - input'!$F144),\"\")","v":""}]
[{"$f":"IFERROR('Lives scenario - input'!A145,\"\")","v":""},{"$f":"IFERROR('Lives scenario - input'!B145,\"\")","v":""},{"$f":"IFERROR('Lives scenario - input'!C145,\"\")","v":""},{"$f":"IFERROR(repcalc('Lives scenario - input'!$CX145:$GJ145,'Lives scenario - input'!$I145,'Lives scenario - input'!$G145,'Lives scenario - input'!$H145,20,TRUE,TRUE),\"\")","v":""},"","","","","","","","","","","","","","","","","","","",{"$f":"IFERROR(IF(OR(D160=\"\",'Lives scenario - input'!$F145=\"\"),\"\",D160/'Lives scenario - input'!$F145),\"\")","v":""},{"$f":"IFERROR(IF(OR(E160=\"\",'Lives scenario - input'!$F145=\"\"),\"\",E160/'Lives scenario - input'!$F145),\"\")","v":""},{"$f":"IFERROR(IF(OR(F160=\"\",'Lives scenario - input'!$F145=\"\"),\"\",F160/'Lives scenario - input'!$F145),\"\")","v":""},{"$f":"IFERROR(IF(OR(G160=\"\",'Lives scenario - input'!$F145=\"\"),\"\",G160/'Lives scenario - input'!$F145),\"\")","v":""},{"$f":"IFERROR(IF(OR(H160=\"\",'Lives scenario - input'!$F145=\"\"),\"\",H160/'Lives scenario - input'!$F145),\"\")","v":""},{"$f":"IFERROR(IF(OR(I160=\"\",'Lives scenario - input'!$F145=\"\"),\"\",I160/'Lives scenario - input'!$F145),\"\")","v":""},{"$f":"IFERROR(IF(OR(J160=\"\",'Lives scenario - input'!$F145=\"\"),\"\",J160/'Lives scenario - input'!$F145),\"\")","v":""},{"$f":"IFERROR(IF(OR(K160=\"\",'Lives scenario - input'!$F145=\"\"),\"\",K160/'Lives scenario - input'!$F145),\"\")","v":""},{"$f":"IFERROR(IF(OR(L160=\"\",'Lives scenario - input'!$F145=\"\"),\"\",L160/'Lives scenario - input'!$F145),\"\")","v":""},{"$f":"IFERROR(IF(OR(M160=\"\",'Lives scenario - input'!$F145=\"\"),\"\",M160/'Lives scenario - input'!$F145),\"\")","v":""},{"$f":"IFERROR(IF(OR(N160=\"\",'Lives scenario - input'!$F145=\"\"),\"\",N160/'Lives scenario - input'!$F145),\"\")","v":""},{"$f":"IFERROR(IF(OR(O160=\"\",'Lives scenario - input'!$F145=\"\"),\"\",O160/'Lives scenario - input'!$F145),\"\")","v":""},{"$f":"IFERROR(IF(OR(P160=\"\",'Lives scenario - input'!$F145=\"\"),\"\",P160/'Lives scenario - input'!$F145),\"\")","v":""},{"$f":"IFERROR(IF(OR(Q160=\"\",'Lives scenario - input'!$F145=\"\"),\"\",Q160/'Lives scenario - input'!$F145),\"\")","v":""},{"$f":"IFERROR(IF(OR(R160=\"\",'Lives scenario - input'!$F145=\"\"),\"\",R160/'Lives scenario - input'!$F145),\"\")","v":""},{"$f":"IFERROR(IF(OR(S160=\"\",'Lives scenario - input'!$F145=\"\"),\"\",S160/'Lives scenario - input'!$F145),\"\")","v":""},{"$f":"IFERROR(IF(OR(T160=\"\",'Lives scenario - input'!$F145=\"\"),\"\",T160/'Lives scenario - input'!$F145),\"\")","v":""},{"$f":"IFERROR(IF(OR(U160=\"\",'Lives scenario - input'!$F145=\"\"),\"\",U160/'Lives scenario - input'!$F145),\"\")","v":""},{"$f":"IFERROR(IF(OR(V160=\"\",'Lives scenario - input'!$F145=\"\"),\"\",V160/'Lives scenario - input'!$F145),\"\")","v":""},{"$f":"IFERROR(IF(OR(W160=\"\",'Lives scenario - input'!$F145=\"\"),\"\",W160/'Lives scenario - input'!$F145),\"\")","v":""}]
[{"$f":"IFERROR('Lives scenario - input'!A146,\"\")","v":""},{"$f":"IFERROR('Lives scenario - input'!B146,\"\")","v":""},{"$f":"IFERROR('Lives scenario - input'!C146,\"\")","v":""},{"$f":"IFERROR(repcalc('Lives scenario - input'!$CX146:$GJ146,'Lives scenario - input'!$I146,'Lives scenario - input'!$G146,'Lives scenario - input'!$H146,20,TRUE,TRUE),\"\")","v":""},"","","","","","","","","","","","","","","","","","","",{"$f":"IFERROR(IF(OR(D161=\"\",'Lives scenario - input'!$F146=\"\"),\"\",D161/'Lives scenario - input'!$F146),\"\")","v":""},{"$f":"IFERROR(IF(OR(E161=\"\",'Lives scenario - input'!$F146=\"\"),\"\",E161/'Lives scenario - input'!$F146),\"\")","v":""},{"$f":"IFERROR(IF(OR(F161=\"\",'Lives scenario - input'!$F146=\"\"),\"\",F161/'Lives scenario - input'!$F146),\"\")","v":""},{"$f":"IFERROR(IF(OR(G161=\"\",'Lives scenario - input'!$F146=\"\"),\"\",G161/'Lives scenario - input'!$F146),\"\")","v":""},{"$f":"IFERROR(IF(OR(H161=\"\",'Lives scenario - input'!$F146=\"\"),\"\",H161/'Lives scenario - input'!$F146),\"\")","v":""},{"$f":"IFERROR(IF(OR(I161=\"\",'Lives scenario - input'!$F146=\"\"),\"\",I161/'Lives scenario - input'!$F146),\"\")","v":""},{"$f":"IFERROR(IF(OR(J161=\"\",'Lives scenario - input'!$F146=\"\"),\"\",J161/'Lives scenario - input'!$F146),\"\")","v":""},{"$f":"IFERROR(IF(OR(K161=\"\",'Lives scenario - input'!$F146=\"\"),\"\",K161/'Lives scenario - input'!$F146),\"\")","v":""},{"$f":"IFERROR(IF(OR(L161=\"\",'Lives scenario - input'!$F146=\"\"),\"\",L161/'Lives scenario - input'!$F146),\"\")","v":""},{"$f":"IFERROR(IF(OR(M161=\"\",'Lives scenario - input'!$F146=\"\"),\"\",M161/'Lives scenario - input'!$F146),\"\")","v":""},{"$f":"IFERROR(IF(OR(N161=\"\",'Lives scenario - input'!$F146=\"\"),\"\",N161/'Lives scenario - input'!$F146),\"\")","v":""},{"$f":"IFERROR(IF(OR(O161=\"\",'Lives scenario - input'!$F146=\"\"),\"\",O161/'Lives scenario - input'!$F146),\"\")","v":""},{"$f":"IFERROR(IF(OR(P161=\"\",'Lives scenario - input'!$F146=\"\"),\"\",P161/'Lives scenario - input'!$F146),\"\")","v":""},{"$f":"IFERROR(IF(OR(Q161=\"\",'Lives scenario - input'!$F146=\"\"),\"\",Q161/'Lives scenario - input'!$F146),\"\")","v":""},{"$f":"IFERROR(IF(OR(R161=\"\",'Lives scenario - input'!$F146=\"\"),\"\",R161/'Lives scenario - input'!$F146),\"\")","v":""},{"$f":"IFERROR(IF(OR(S161=\"\",'Lives scenario - input'!$F146=\"\"),\"\",S161/'Lives scenario - input'!$F146),\"\")","v":""},{"$f":"IFERROR(IF(OR(T161=\"\",'Lives scenario - input'!$F146=\"\"),\"\",T161/'Lives scenario - input'!$F146),\"\")","v":""},{"$f":"IFERROR(IF(OR(U161=\"\",'Lives scenario - input'!$F146=\"\"),\"\",U161/'Lives scenario - input'!$F146),\"\")","v":""},{"$f":"IFERROR(IF(OR(V161=\"\",'Lives scenario - input'!$F146=\"\"),\"\",V161/'Lives scenario - input'!$F146),\"\")","v":""},{"$f":"IFERROR(IF(OR(W161=\"\",'Lives scenario - input'!$F146=\"\"),\"\",W161/'Lives scenario - input'!$F146),\"\")","v":""}]
[{"$f":"IFERROR('Lives scenario - input'!A147,\"\")","v":""},{"$f":"IFERROR('Lives scenario - input'!B147,\"\")","v":""},{"$f":"IFERROR('Lives scenario - input'!C147,\"\")","v":""},{"$f":"IFERROR(repcalc('Lives scenario - input'!$CX147:$GJ147,'Lives scenario - input'!$I147,'Lives scenario - input'!$G147,'Lives scenario - input'!$H147,20,TRUE,TRUE),\"\")","v":""},"","","","","","","","","","","","","","","","","","","",{"$f":"IFERROR(IF(OR(D162=\"\",'Lives scenario - input'!$F147=\"\"),\"\",D162/'Lives scenario - input'!$F147),\"\")","v":""},{"$f":"IFERROR(IF(OR(E162=\"\",'Lives scenario - input'!$F147=\"\"),\"\",E162/'Lives scenario - input'!$F147),\"\")","v":""},{"$f":"IFERROR(IF(OR(F162=\"\",'Lives scenario - input'!$F147=\"\"),\"\",F162/'Lives scenario - input'!$F147),\"\")","v":""},{"$f":"IFERROR(IF(OR(G162=\"\",'Lives scenario - input'!$F147=\"\"),\"\",G162/'Lives scenario - input'!$F147),\"\")","v":""},{"$f":"IFERROR(IF(OR(H162=\"\",'Lives scenario - input'!$F147=\"\"),\"\",H162/'Lives scenario - input'!$F147),\"\")","v":""},{"$f":"IFERROR(IF(OR(I162=\"\",'Lives scenario - input'!$F147=\"\"),\"\",I162/'Lives scenario - input'!$F147),\"\")","v":""},{"$f":"IFERROR(IF(OR(J162=\"\",'Lives scenario - input'!$F147=\"\"),\"\",J162/'Lives scenario - input'!$F147),\"\")","v":""},{"$f":"IFERROR(IF(OR(K162=\"\",'Lives scenario - input'!$F147=\"\"),\"\",K162/'Lives scenario - input'!$F147),\"\")","v":""},{"$f":"IFERROR(IF(OR(L162=\"\",'Lives scenario - input'!$F147=\"\"),\"\",L162/'Lives scenario - input'!$F147),\"\")","v":""},{"$f":"IFERROR(IF(OR(M162=\"\",'Lives scenario - input'!$F147=\"\"),\"\",M162/'Lives scenario - input'!$F147),\"\")","v":""},{"$f":"IFERROR(IF(OR(N162=\"\",'Lives scenario - input'!$F147=\"\"),\"\",N162/'Lives scenario - input'!$F147),\"\")","v":""},{"$f":"IFERROR(IF(OR(O162=\"\",'Lives scenario - input'!$F147=\"\"),\"\",O162/'Lives scenario - input'!$F147),\"\")","v":""},{"$f":"IFERROR(IF(OR(P162=\"\",'Lives scenario - input'!$F147=\"\"),\"\",P162/'Lives scenario - input'!$F147),\"\")","v":""},{"$f":"IFERROR(IF(OR(Q162=\"\",'Lives scenario - input'!$F147=\"\"),\"\",Q162/'Lives scenario - input'!$F147),\"\")","v":""},{"$f":"IFERROR(IF(OR(R162=\"\",'Lives scenario - input'!$F147=\"\"),\"\",R162/'Lives scenario - input'!$F147),\"\")","v":""},{"$f":"IFERROR(IF(OR(S162=\"\",'Lives scenario - input'!$F147=\"\"),\"\",S162/'Lives scenario - input'!$F147),\"\")","v":""},{"$f":"IFERROR(IF(OR(T162=\"\",'Lives scenario - input'!$F147=\"\"),\"\",T162/'Lives scenario - input'!$F147),\"\")","v":""},{"$f":"IFERROR(IF(OR(U162=\"\",'Lives scenario - input'!$F147=\"\"),\"\",U162/'Lives scenario - input'!$F147),\"\")","v":""},{"$f":"IFERROR(IF(OR(V162=\"\",'Lives scenario - input'!$F147=\"\"),\"\",V162/'Lives scenario - input'!$F147),\"\")","v":""},{"$f":"IFERROR(IF(OR(W162=\"\",'Lives scenario - input'!$F147=\"\"),\"\",W162/'Lives scenario - input'!$F147),\"\")","v":""}]
[{"$f":"IFERROR('Lives scenario - input'!A148,\"\")","v":""},{"$f":"IFERROR('Lives scenario - input'!B148,\"\")","v":""},{"$f":"IFERROR('Lives scenario - input'!C148,\"\")","v":""},{"$f":"IFERROR(repcalc('Lives scenario - input'!$CX148:$GJ148,'Lives scenario - input'!$I148,'Lives scenario - input'!$G148,'Lives scenario - input'!$H148,20,TRUE,TRUE),\"\")","v":""},"","","","","","","","","","","","","","","","","","","",{"$f":"IFERROR(IF(OR(D163=\"\",'Lives scenario - input'!$F148=\"\"),\"\",D163/'Lives scenario - input'!$F148),\"\")","v":""},{"$f":"IFERROR(IF(OR(E163=\"\",'Lives scenario - input'!$F148=\"\"),\"\",E163/'Lives scenario - input'!$F148),\"\")","v":""},{"$f":"IFERROR(IF(OR(F163=\"\",'Lives scenario - input'!$F148=\"\"),\"\",F163/'Lives scenario - input'!$F148),\"\")","v":""},{"$f":"IFERROR(IF(OR(G163=\"\",'Lives scenario - input'!$F148=\"\"),\"\",G163/'Lives scenario - input'!$F148),\"\")","v":""},{"$f":"IFERROR(IF(OR(H163=\"\",'Lives scenario - input'!$F148=\"\"),\"\",H163/'Lives scenario - input'!$F148),\"\")","v":""},{"$f":"IFERROR(IF(OR(I163=\"\",'Lives scenario - input'!$F148=\"\"),\"\",I163/'Lives scenario - input'!$F148),\"\")","v":""},{"$f":"IFERROR(IF(OR(J163=\"\",'Lives scenario - input'!$F148=\"\"),\"\",J163/'Lives scenario - input'!$F148),\"\")","v":""},{"$f":"IFERROR(IF(OR(K163=\"\",'Lives scenario - input'!$F148=\"\"),\"\",K163/'Lives scenario - input'!$F148),\"\")","v":""},{"$f":"IFERROR(IF(OR(L163=\"\",'Lives scenario - input'!$F148=\"\"),\"\",L163/'Lives scenario - input'!$F148),\"\")","v":""},{"$f":"IFERROR(IF(OR(M163=\"\",'Lives scenario - input'!$F148=\"\"),\"\",M163/'Lives scenario - input'!$F148),\"\")","v":""},{"$f":"IFERROR(IF(OR(N163=\"\",'Lives scenario - input'!$F148=\"\"),\"\",N163/'Lives scenario - input'!$F148),\"\")","v":""},{"$f":"IFERROR(IF(OR(O163=\"\",'Lives scenario - input'!$F148=\"\"),\"\",O163/'Lives scenario - input'!$F148),\"\")","v":""},{"$f":"IFERROR(IF(OR(P163=\"\",'Lives scenario - input'!$F148=\"\"),\"\",P163/'Lives scenario - input'!$F148),\"\")","v":""},{"$f":"IFERROR(IF(OR(Q163=\"\",'Lives scenario - input'!$F148=\"\"),\"\",Q163/'Lives scenario - input'!$F148),\"\")","v":""},{"$f":"IFERROR(IF(OR(R163=\"\",'Lives scenario - input'!$F148=\"\"),\"\",R163/'Lives scenario - input'!$F148),\"\")","v":""},{"$f":"IFERROR(IF(OR(S163=\"\",'Lives scenario - input'!$F148=\"\"),\"\",S163/'Lives scenario - input'!$F148),\"\")","v":""},{"$f":"IFERROR(IF(OR(T163=\"\",'Lives scenario - input'!$F148=\"\"),\"\",T163/'Lives scenario - input'!$F148),\"\")","v":""},{"$f":"IFERROR(IF(OR(U163=\"\",'Lives scenario - input'!$F148=\"\"),\"\",U163/'Lives scenario - input'!$F148),\"\")","v":""},{"$f":"IFERROR(IF(OR(V163=\"\",'Lives scenario - input'!$F148=\"\"),\"\",V163/'Lives scenario - input'!$F148),\"\")","v":""},{"$f":"IFERROR(IF(OR(W163=\"\",'Lives scenario - input'!$F148=\"\"),\"\",W163/'Lives scenario - input'!$F148),\"\")","v":""}]
[{"$f":"IFERROR('Lives scenario - input'!A149,\"\")","v":""},{"$f":"IFERROR('Lives scenario - input'!B149,\"\")","v":""},{"$f":"IFERROR('Lives scenario - input'!C149,\"\")","v":""},{"$f":"IFERROR(repcalc('Lives scenario - input'!$CX149:$GJ149,'Lives scenario - input'!$I149,'Lives scenario - input'!$G149,'Lives scenario - input'!$H149,20,TRUE,TRUE),\"\")","v":""},"","","","","","","","","","","","","","","","","","","",{"$f":"IFERROR(IF(OR(D164=\"\",'Lives scenario - input'!$F149=\"\"),\"\",D164/'Lives scenario - input'!$F149),\"\")","v":""},{"$f":"IFERROR(IF(OR(E164=\"\",'Lives scenario - input'!$F149=\"\"),\"\",E164/'Lives scenario - input'!$F149),\"\")","v":""},{"$f":"IFERROR(IF(OR(F164=\"\",'Lives scenario - input'!$F149=\"\"),\"\",F164/'Lives scenario - input'!$F149),\"\")","v":""},{"$f":"IFERROR(IF(OR(G164=\"\",'Lives scenario - input'!$F149=\"\"),\"\",G164/'Lives scenario - input'!$F149),\"\")","v":""},{"$f":"IFERROR(IF(OR(H164=\"\",'Lives scenario - input'!$F149=\"\"),\"\",H164/'Lives scenario - input'!$F149),\"\")","v":""},{"$f":"IFERROR(IF(OR(I164=\"\",'Lives scenario - input'!$F149=\"\"),\"\",I164/'Lives scenario - input'!$F149),\"\")","v":""},{"$f":"IFERROR(IF(OR(J164=\"\",'Lives scenario - input'!$F149=\"\"),\"\",J164/'Lives scenario - input'!$F149),\"\")","v":""},{"$f":"IFERROR(IF(OR(K164=\"\",'Lives scenario - input'!$F149=\"\"),\"\",K164/'Lives scenario - input'!$F149),\"\")","v":""},{"$f":"IFERROR(IF(OR(L164=\"\",'Lives scenario - input'!$F149=\"\"),\"\",L164/'Lives scenario - input'!$F149),\"\")","v":""},{"$f":"IFERROR(IF(OR(M164=\"\",'Lives scenario - input'!$F149=\"\"),\"\",M164/'Lives scenario - input'!$F149),\"\")","v":""},{"$f":"IFERROR(IF(OR(N164=\"\",'Lives scenario - input'!$F149=\"\"),\"\",N164/'Lives scenario - input'!$F149),\"\")","v":""},{"$f":"IFERROR(IF(OR(O164=\"\",'Lives scenario - input'!$F149=\"\"),\"\",O164/'Lives scenario - input'!$F149),\"\")","v":""},{"$f":"IFERROR(IF(OR(P164=\"\",'Lives scenario - input'!$F149=\"\"),\"\",P164/'Lives scenario - input'!$F149),\"\")","v":""},{"$f":"IFERROR(IF(OR(Q164=\"\",'Lives scenario - input'!$F149=\"\"),\"\",Q164/'Lives scenario - input'!$F149),\"\")","v":""},{"$f":"IFERROR(IF(OR(R164=\"\",'Lives scenario - input'!$F149=\"\"),\"\",R164/'Lives scenario - input'!$F149),\"\")","v":""},{"$f":"IFERROR(IF(OR(S164=\"\",'Lives scenario - input'!$F149=\"\"),\"\",S164/'Lives scenario - input'!$F149),\"\")","v":""},{"$f":"IFERROR(IF(OR(T164=\"\",'Lives scenario - input'!$F149=\"\"),\"\",T164/'Lives scenario - input'!$F149),\"\")","v":""},{"$f":"IFERROR(IF(OR(U164=\"\",'Lives scenario - input'!$F149=\"\"),\"\",U164/'Lives scenario - input'!$F149),\"\")","v":""},{"$f":"IFERROR(IF(OR(V164=\"\",'Lives scenario - input'!$F149=\"\"),\"\",V164/'Lives scenario - input'!$F149),\"\")","v":""},{"$f":"IFERROR(IF(OR(W164=\"\",'Lives scenario - input'!$F149=\"\"),\"\",W164/'Lives scenario - input'!$F149),\"\")","v":""}]
[{"$f":"IFERROR('Lives scenario - input'!A150,\"\")","v":""},{"$f":"IFERROR('Lives scenario - input'!B150,\"\")","v":""},{"$f":"IFERROR('Lives scenario - input'!C150,\"\")","v":""},{"$f":"IFERROR(repcalc('Lives scenario - input'!$CX150:$GJ150,'Lives scenario - input'!$I150,'Lives scenario - input'!$G150,'Lives scenario - input'!$H150,20,TRUE,TRUE),\"\")","v":""},"","","","","","","","","","","","","","","","","","","",{"$f":"IFERROR(IF(OR(D165=\"\",'Lives scenario - input'!$F150=\"\"),\"\",D165/'Lives scenario - input'!$F150),\"\")","v":""},{"$f":"IFERROR(IF(OR(E165=\"\",'Lives scenario - input'!$F150=\"\"),\"\",E165/'Lives scenario - input'!$F150),\"\")","v":""},{"$f":"IFERROR(IF(OR(F165=\"\",'Lives scenario - input'!$F150=\"\"),\"\",F165/'Lives scenario - input'!$F150),\"\")","v":""},{"$f":"IFERROR(IF(OR(G165=\"\",'Lives scenario - input'!$F150=\"\"),\"\",G165/'Lives scenario - input'!$F150),\"\")","v":""},{"$f":"IFERROR(IF(OR(H165=\"\",'Lives scenario - input'!$F150=\"\"),\"\",H165/'Lives scenario - input'!$F150),\"\")","v":""},{"$f":"IFERROR(IF(OR(I165=\"\",'Lives scenario - input'!$F150=\"\"),\"\",I165/'Lives scenario - input'!$F150),\"\")","v":""},{"$f":"IFERROR(IF(OR(J165=\"\",'Lives scenario - input'!$F150=\"\"),\"\",J165/'Lives scenario - input'!$F150),\"\")","v":""},{"$f":"IFERROR(IF(OR(K165=\"\",'Lives scenario - input'!$F150=\"\"),\"\",K165/'Lives scenario - input'!$F150),\"\")","v":""},{"$f":"IFERROR(IF(OR(L165=\"\",'Lives scenario - input'!$F150=\"\"),\"\",L165/'Lives scenario - input'!$F150),\"\")","v":""},{"$f":"IFERROR(IF(OR(M165=\"\",'Lives scenario - input'!$F150=\"\"),\"\",M165/'Lives scenario - input'!$F150),\"\")","v":""},{"$f":"IFERROR(IF(OR(N165=\"\",'Lives scenario - input'!$F150=\"\"),\"\",N165/'Lives scenario - input'!$F150),\"\")","v":""},{"$f":"IFERROR(IF(OR(O165=\"\",'Lives scenario - input'!$F150=\"\"),\"\",O165/'Lives scenario - input'!$F150),\"\")","v":""},{"$f":"IFERROR(IF(OR(P165=\"\",'Lives scenario - input'!$F150=\"\"),\"\",P165/'Lives scenario - input'!$F150),\"\")","v":""},{"$f":"IFERROR(IF(OR(Q165=\"\",'Lives scenario - input'!$F150=\"\"),\"\",Q165/'Lives scenario - input'!$F150),\"\")","v":""},{"$f":"IFERROR(IF(OR(R165=\"\",'Lives scenario - input'!$F150=\"\"),\"\",R165/'Lives scenario - input'!$F150),\"\")","v":""},{"$f":"IFERROR(IF(OR(S165=\"\",'Lives scenario - input'!$F150=\"\"),\"\",S165/'Lives scenario - input'!$F150),\"\")","v":""},{"$f":"IFERROR(IF(OR(T165=\"\",'Lives scenario - input'!$F150=\"\"),\"\",T165/'Lives scenario - input'!$F150),\"\")","v":""},{"$f":"IFERROR(IF(OR(U165=\"\",'Lives scenario - input'!$F150=\"\"),\"\",U165/'Lives scenario - input'!$F150),\"\")","v":""},{"$f":"IFERROR(IF(OR(V165=\"\",'Lives scenario - input'!$F150=\"\"),\"\",V165/'Lives scenario - input'!$F150),\"\")","v":""},{"$f":"IFERROR(IF(OR(W165=\"\",'Lives scenario - input'!$F150=\"\"),\"\",W165/'Lives scenario - input'!$F150),\"\")","v":""}]
[{"$f":"IFERROR('Lives scenario - input'!A151,\"\")","v":""},{"$f":"IFERROR('Lives scenario - input'!B151,\"\")","v":""},{"$f":"IFERROR('Lives scenario - input'!C151,\"\")","v":""},{"$f":"IFERROR(repcalc('Lives scenario - input'!$CX151:$GJ151,'Lives scenario - input'!$I151,'Lives scenario - input'!$G151,'Lives scenario - input'!$H151,20,TRUE,TRUE),\"\")","v":""},"","","","","","","","","","","","","","","","","","","",{"$f":"IFERROR(IF(OR(D166=\"\",'Lives scenario - input'!$F151=\"\"),\"\",D166/'Lives scenario - input'!$F151),\"\")","v":""},{"$f":"IFERROR(IF(OR(E166=\"\",'Lives scenario - input'!$F151=\"\"),\"\",E166/'Lives scenario - input'!$F151),\"\")","v":""},{"$f":"IFERROR(IF(OR(F166=\"\",'Lives scenario - input'!$F151=\"\"),\"\",F166/'Lives scenario - input'!$F151),\"\")","v":""},{"$f":"IFERROR(IF(OR(G166=\"\",'Lives scenario - input'!$F151=\"\"),\"\",G166/'Lives scenario - input'!$F151),\"\")","v":""},{"$f":"IFERROR(IF(OR(H166=\"\",'Lives scenario - input'!$F151=\"\"),\"\",H166/'Lives scenario - input'!$F151),\"\")","v":""},{"$f":"IFERROR(IF(OR(I166=\"\",'Lives scenario - input'!$F151=\"\"),\"\",I166/'Lives scenario - input'!$F151),\"\")","v":""},{"$f":"IFERROR(IF(OR(J166=\"\",'Lives scenario - input'!$F151=\"\"),\"\",J166/'Lives scenario - input'!$F151),\"\")","v":""},{"$f":"IFERROR(IF(OR(K166=\"\",'Lives scenario - input'!$F151=\"\"),\"\",K166/'Lives scenario - input'!$F151),\"\")","v":""},{"$f":"IFERROR(IF(OR(L166=\"\",'Lives scenario - input'!$F151=\"\"),\"\",L166/'Lives scenario - input'!$F151),\"\")","v":""},{"$f":"IFERROR(IF(OR(M166=\"\",'Lives scenario - input'!$F151=\"\"),\"\",M166/'Lives scenario - input'!$F151),\"\")","v":""},{"$f":"IFERROR(IF(OR(N166=\"\",'Lives scenario - input'!$F151=\"\"),\"\",N166/'Lives scenario - input'!$F151),\"\")","v":""},{"$f":"IFERROR(IF(OR(O166=\"\",'Lives scenario - input'!$F151=\"\"),\"\",O166/'Lives scenario - input'!$F151),\"\")","v":""},{"$f":"IFERROR(IF(OR(P166=\"\",'Lives scenario - input'!$F151=\"\"),\"\",P166/'Lives scenario - input'!$F151),\"\")","v":""},{"$f":"IFERROR(IF(OR(Q166=\"\",'Lives scenario - input'!$F151=\"\"),\"\",Q166/'Lives scenario - input'!$F151),\"\")","v":""},{"$f":"IFERROR(IF(OR(R166=\"\",'Lives scenario - input'!$F151=\"\"),\"\",R166/'Lives scenario - input'!$F151),\"\")","v":""},{"$f":"IFERROR(IF(OR(S166=\"\",'Lives scenario - input'!$F151=\"\"),\"\",S166/'Lives scenario - input'!$F151),\"\")","v":""},{"$f":"IFERROR(IF(OR(T166=\"\",'Lives scenario - input'!$F151=\"\"),\"\",T166/'Lives scenario - input'!$F151),\"\")","v":""},{"$f":"IFERROR(IF(OR(U166=\"\",'Lives scenario - input'!$F151=\"\"),\"\",U166/'Lives scenario - input'!$F151),\"\")","v":""},{"$f":"IFERROR(IF(OR(V166=\"\",'Lives scenario - input'!$F151=\"\"),\"\",V166/'Lives scenario - input'!$F151),\"\")","v":""},{"$f":"IFERROR(IF(OR(W166=\"\",'Lives scenario - input'!$F151=\"\"),\"\",W166/'Lives scenario - input'!$F151),\"\")","v":""}]
[{"$f":"IFERROR('Lives scenario - input'!A152,\"\")","v":""},{"$f":"IFERROR('Lives scenario - input'!B152,\"\")","v":""},{"$f":"IFERROR('Lives scenario - input'!C152,\"\")","v":""},{"$f":"IFERROR(repcalc('Lives scenario - input'!$CX152:$GJ152,'Lives scenario - input'!$I152,'Lives scenario - input'!$G152,'Lives scenario - input'!$H152,20,TRUE,TRUE),\"\")","v":""},"","","","","","","","","","","","","","","","","","","",{"$f":"IFERROR(IF(OR(D167=\"\",'Lives scenario - input'!$F152=\"\"),\"\",D167/'Lives scenario - input'!$F152),\"\")","v":""},{"$f":"IFERROR(IF(OR(E167=\"\",'Lives scenario - input'!$F152=\"\"),\"\",E167/'Lives scenario - input'!$F152),\"\")","v":""},{"$f":"IFERROR(IF(OR(F167=\"\",'Lives scenario - input'!$F152=\"\"),\"\",F167/'Lives scenario - input'!$F152),\"\")","v":""},{"$f":"IFERROR(IF(OR(G167=\"\",'Lives scenario - input'!$F152=\"\"),\"\",G167/'Lives scenario - input'!$F152),\"\")","v":""},{"$f":"IFERROR(IF(OR(H167=\"\",'Lives scenario - input'!$F152=\"\"),\"\",H167/'Lives scenario - input'!$F152),\"\")","v":""},{"$f":"IFERROR(IF(OR(I167=\"\",'Lives scenario - input'!$F152=\"\"),\"\",I167/'Lives scenario - input'!$F152),\"\")","v":""},{"$f":"IFERROR(IF(OR(J167=\"\",'Lives scenario - input'!$F152=\"\"),\"\",J167/'Lives scenario - input'!$F152),\"\")","v":""},{"$f":"IFERROR(IF(OR(K167=\"\",'Lives scenario - input'!$F152=\"\"),\"\",K167/'Lives scenario - input'!$F152),\"\")","v":""},{"$f":"IFERROR(IF(OR(L167=\"\",'Lives scenario - input'!$F152=\"\"),\"\",L167/'Lives scenario - input'!$F152),\"\")","v":""},{"$f":"IFERROR(IF(OR(M167=\"\",'Lives scenario - input'!$F152=\"\"),\"\",M167/'Lives scenario - input'!$F152),\"\")","v":""},{"$f":"IFERROR(IF(OR(N167=\"\",'Lives scenario - input'!$F152=\"\"),\"\",N167/'Lives scenario - input'!$F152),\"\")","v":""},{"$f":"IFERROR(IF(OR(O167=\"\",'Lives scenario - input'!$F152=\"\"),\"\",O167/'Lives scenario - input'!$F152),\"\")","v":""},{"$f":"IFERROR(IF(OR(P167=\"\",'Lives scenario - input'!$F152=\"\"),\"\",P167/'Lives scenario - input'!$F152),\"\")","v":""},{"$f":"IFERROR(IF(OR(Q167=\"\",'Lives scenario - input'!$F152=\"\"),\"\",Q167/'Lives scenario - input'!$F152),\"\")","v":""},{"$f":"IFERROR(IF(OR(R167=\"\",'Lives scenario - input'!$F152=\"\"),\"\",R167/'Lives scenario - input'!$F152),\"\")","v":""},{"$f":"IFERROR(IF(OR(S167=\"\",'Lives scenario - input'!$F152=\"\"),\"\",S167/'Lives scenario - input'!$F152),\"\")","v":""},{"$f":"IFERROR(IF(OR(T167=\"\",'Lives scenario - input'!$F152=\"\"),\"\",T167/'Lives scenario - input'!$F152),\"\")","v":""},{"$f":"IFERROR(IF(OR(U167=\"\",'Lives scenario - input'!$F152=\"\"),\"\",U167/'Lives scenario - input'!$F152),\"\")","v":""},{"$f":"IFERROR(IF(OR(V167=\"\",'Lives scenario - input'!$F152=\"\"),\"\",V167/'Lives scenario - input'!$F152),\"\")","v":""},{"$f":"IFERROR(IF(OR(W167=\"\",'Lives scenario - input'!$F152=\"\"),\"\",W167/'Lives scenario - input'!$F152),\"\")","v":""}]
[{"$f":"IFERROR('Lives scenario - input'!A153,\"\")","v":""},{"$f":"IFERROR('Lives scenario - input'!B153,\"\")","v":""},{"$f":"IFERROR('Lives scenario - input'!C153,\"\")","v":""},{"$f":"IFERROR(repcalc('Lives scenario - input'!$CX153:$GJ153,'Lives scenario - input'!$I153,'Lives scenario - input'!$G153,'Lives scenario - input'!$H153,20,TRUE,TRUE),\"\")","v":""},"","","","","","","","","","","","","","","","","","","",{"$f":"IFERROR(IF(OR(D168=\"\",'Lives scenario - input'!$F153=\"\"),\"\",D168/'Lives scenario - input'!$F153),\"\")","v":""},{"$f":"IFERROR(IF(OR(E168=\"\",'Lives scenario - input'!$F153=\"\"),\"\",E168/'Lives scenario - input'!$F153),\"\")","v":""},{"$f":"IFERROR(IF(OR(F168=\"\",'Lives scenario - input'!$F153=\"\"),\"\",F168/'Lives scenario - input'!$F153),\"\")","v":""},{"$f":"IFERROR(IF(OR(G168=\"\",'Lives scenario - input'!$F153=\"\"),\"\",G168/'Lives scenario - input'!$F153),\"\")","v":""},{"$f":"IFERROR(IF(OR(H168=\"\",'Lives scenario - input'!$F153=\"\"),\"\",H168/'Lives scenario - input'!$F153),\"\")","v":""},{"$f":"IFERROR(IF(OR(I168=\"\",'Lives scenario - input'!$F153=\"\"),\"\",I168/'Lives scenario - input'!$F153),\"\")","v":""},{"$f":"IFERROR(IF(OR(J168=\"\",'Lives scenario - input'!$F153=\"\"),\"\",J168/'Lives scenario - input'!$F153),\"\")","v":""},{"$f":"IFERROR(IF(OR(K168=\"\",'Lives scenario - input'!$F153=\"\"),\"\",K168/'Lives scenario - input'!$F153),\"\")","v":""},{"$f":"IFERROR(IF(OR(L168=\"\",'Lives scenario - input'!$F153=\"\"),\"\",L168/'Lives scenario - input'!$F153),\"\")","v":""},{"$f":"IFERROR(IF(OR(M168=\"\",'Lives scenario - input'!$F153=\"\"),\"\",M168/'Lives scenario - input'!$F153),\"\")","v":""},{"$f":"IFERROR(IF(OR(N168=\"\",'Lives scenario - input'!$F153=\"\"),\"\",N168/'Lives scenario - input'!$F153),\"\")","v":""},{"$f":"IFERROR(IF(OR(O168=\"\",'Lives scenario - input'!$F153=\"\"),\"\",O168/'Lives scenario - input'!$F153),\"\")","v":""},{"$f":"IFERROR(IF(OR(P168=\"\",'Lives scenario - input'!$F153=\"\"),\"\",P168/'Lives scenario - input'!$F153),\"\")","v":""},{"$f":"IFERROR(IF(OR(Q168=\"\",'Lives scenario - input'!$F153=\"\"),\"\",Q168/'Lives scenario - input'!$F153),\"\")","v":""},{"$f":"IFERROR(IF(OR(R168=\"\",'Lives scenario - input'!$F153=\"\"),\"\",R168/'Lives scenario - input'!$F153),\"\")","v":""},{"$f":"IFERROR(IF(OR(S168=\"\",'Lives scenario - input'!$F153=\"\"),\"\",S168/'Lives scenario - input'!$F153),\"\")","v":""},{"$f":"IFERROR(IF(OR(T168=\"\",'Lives scenario - input'!$F153=\"\"),\"\",T168/'Lives scenario - input'!$F153),\"\")","v":""},{"$f":"IFERROR(IF(OR(U168=\"\",'Lives scenario - input'!$F153=\"\"),\"\",U168/'Lives scenario - input'!$F153),\"\")","v":""},{"$f":"IFERROR(IF(OR(V168=\"\",'Lives scenario - input'!$F153=\"\"),\"\",V168/'Lives scenario - input'!$F153),\"\")","v":""},{"$f":"IFERROR(IF(OR(W168=\"\",'Lives scenario - input'!$F153=\"\"),\"\",W168/'Lives scenario - input'!$F153),\"\")","v":""}]
[{"$f":"IFERROR('Lives scenario - input'!A154,\"\")","v":""},{"$f":"IFERROR('Lives scenario - input'!B154,\"\")","v":""},{"$f":"IFERROR('Lives scenario - input'!C154,\"\")","v":""},{"$f":"IFERROR(repcalc('Lives scenario - input'!$CX154:$GJ154,'Lives scenario - input'!$I154,'Lives scenario - input'!$G154,'Lives scenario - input'!$H154,20,TRUE,TRUE),\"\")","v":""},"","","","","","","","","","","","","","","","","","","",{"$f":"IFERROR(IF(OR(D169=\"\",'Lives scenario - input'!$F154=\"\"),\"\",D169/'Lives scenario - input'!$F154),\"\")","v":""},{"$f":"IFERROR(IF(OR(E169=\"\",'Lives scenario - input'!$F154=\"\"),\"\",E169/'Lives scenario - input'!$F154),\"\")","v":""},{"$f":"IFERROR(IF(OR(F169=\"\",'Lives scenario - input'!$F154=\"\"),\"\",F169/'Lives scenario - input'!$F154),\"\")","v":""},{"$f":"IFERROR(IF(OR(G169=\"\",'Lives scenario - input'!$F154=\"\"),\"\",G169/'Lives scenario - input'!$F154),\"\")","v":""},{"$f":"IFERROR(IF(OR(H169=\"\",'Lives scenario - input'!$F154=\"\"),\"\",H169/'Lives scenario - input'!$F154),\"\")","v":""},{"$f":"IFERROR(IF(OR(I169=\"\",'Lives scenario - input'!$F154=\"\"),\"\",I169/'Lives scenario - input'!$F154),\"\")","v":""},{"$f":"IFERROR(IF(OR(J169=\"\",'Lives scenario - input'!$F154=\"\"),\"\",J169/'Lives scenario - input'!$F154),\"\")","v":""},{"$f":"IFERROR(IF(OR(K169=\"\",'Lives scenario - input'!$F154=\"\"),\"\",K169/'Lives scenario - input'!$F154),\"\")","v":""},{"$f":"IFERROR(IF(OR(L169=\"\",'Lives scenario - input'!$F154=\"\"),\"\",L169/'Lives scenario - input'!$F154),\"\")","v":""},{"$f":"IFERROR(IF(OR(M169=\"\",'Lives scenario - input'!$F154=\"\"),\"\",M169/'Lives scenario - input'!$F154),\"\")","v":""},{"$f":"IFERROR(IF(OR(N169=\"\",'Lives scenario - input'!$F154=\"\"),\"\",N169/'Lives scenario - input'!$F154),\"\")","v":""},{"$f":"IFERROR(IF(OR(O169=\"\",'Lives scenario - input'!$F154=\"\"),\"\",O169/'Lives scenario - input'!$F154),\"\")","v":""},{"$f":"IFERROR(IF(OR(P169=\"\",'Lives scenario - input'!$F154=\"\"),\"\",P169/'Lives scenario - input'!$F154),\"\")","v":""},{"$f":"IFERROR(IF(OR(Q169=\"\",'Lives scenario - input'!$F154=\"\"),\"\",Q169/'Lives scenario - input'!$F154),\"\")","v":""},{"$f":"IFERROR(IF(OR(R169=\"\",'Lives scenario - input'!$F154=\"\"),\"\",R169/'Lives scenario - input'!$F154),\"\")","v":""},{"$f":"IFERROR(IF(OR(S169=\"\",'Lives scenario - input'!$F154=\"\"),\"\",S169/'Lives scenario - input'!$F154),\"\")","v":""},{"$f":"IFERROR(IF(OR(T169=\"\",'Lives scenario - input'!$F154=\"\"),\"\",T169/'Lives scenario - input'!$F154),\"\")","v":""},{"$f":"IFERROR(IF(OR(U169=\"\",'Lives scenario - input'!$F154=\"\"),\"\",U169/'Lives scenario - input'!$F154),\"\")","v":""},{"$f":"IFERROR(IF(OR(V169=\"\",'Lives scenario - input'!$F154=\"\"),\"\",V169/'Lives scenario - input'!$F154),\"\")","v":""},{"$f":"IFERROR(IF(OR(W169=\"\",'Lives scenario - input'!$F154=\"\"),\"\",W169/'Lives scenario - input'!$F154),\"\")","v":""}]
[{"$f":"IFERROR('Lives scenario - input'!A155,\"\")","v":""},{"$f":"IFERROR('Lives scenario - input'!B155,\"\")","v":""},{"$f":"IFERROR('Lives scenario - input'!C155,\"\")","v":""},{"$f":"IFERROR(repcalc('Lives scenario - input'!$CX155:$GJ155,'Lives scenario - input'!$I155,'Lives scenario - input'!$G155,'Lives scenario - input'!$H155,20,TRUE,TRUE),\"\")","v":""},"","","","","","","","","","","","","","","","","","","",{"$f":"IFERROR(IF(OR(D170=\"\",'Lives scenario - input'!$F155=\"\"),\"\",D170/'Lives scenario - input'!$F155),\"\")","v":""},{"$f":"IFERROR(IF(OR(E170=\"\",'Lives scenario - input'!$F155=\"\"),\"\",E170/'Lives scenario - input'!$F155),\"\")","v":""},{"$f":"IFERROR(IF(OR(F170=\"\",'Lives scenario - input'!$F155=\"\"),\"\",F170/'Lives scenario - input'!$F155),\"\")","v":""},{"$f":"IFERROR(IF(OR(G170=\"\",'Lives scenario - input'!$F155=\"\"),\"\",G170/'Lives scenario - input'!$F155),\"\")","v":""},{"$f":"IFERROR(IF(OR(H170=\"\",'Lives scenario - input'!$F155=\"\"),\"\",H170/'Lives scenario - input'!$F155),\"\")","v":""},{"$f":"IFERROR(IF(OR(I170=\"\",'Lives scenario - input'!$F155=\"\"),\"\",I170/'Lives scenario - input'!$F155),\"\")","v":""},{"$f":"IFERROR(IF(OR(J170=\"\",'Lives scenario - input'!$F155=\"\"),\"\",J170/'Lives scenario - input'!$F155),\"\")","v":""},{"$f":"IFERROR(IF(OR(K170=\"\",'Lives scenario - input'!$F155=\"\"),\"\",K170/'Lives scenario - input'!$F155),\"\")","v":""},{"$f":"IFERROR(IF(OR(L170=\"\",'Lives scenario - input'!$F155=\"\"),\"\",L170/'Lives scenario - input'!$F155),\"\")","v":""},{"$f":"IFERROR(IF(OR(M170=\"\",'Lives scenario - input'!$F155=\"\"),\"\",M170/'Lives scenario - input'!$F155),\"\")","v":""},{"$f":"IFERROR(IF(OR(N170=\"\",'Lives scenario - input'!$F155=\"\"),\"\",N170/'Lives scenario - input'!$F155),\"\")","v":""},{"$f":"IFERROR(IF(OR(O170=\"\",'Lives scenario - input'!$F155=\"\"),\"\",O170/'Lives scenario - input'!$F155),\"\")","v":""},{"$f":"IFERROR(IF(OR(P170=\"\",'Lives scenario - input'!$F155=\"\"),\"\",P170/'Lives scenario - input'!$F155),\"\")","v":""},{"$f":"IFERROR(IF(OR(Q170=\"\",'Lives scenario - input'!$F155=\"\"),\"\",Q170/'Lives scenario - input'!$F155),\"\")","v":""},{"$f":"IFERROR(IF(OR(R170=\"\",'Lives scenario - input'!$F155=\"\"),\"\",R170/'Lives scenario - input'!$F155),\"\")","v":""},{"$f":"IFERROR(IF(OR(S170=\"\",'Lives scenario - input'!$F155=\"\"),\"\",S170/'Lives scenario - input'!$F155),\"\")","v":""},{"$f":"IFERROR(IF(OR(T170=\"\",'Lives scenario - input'!$F155=\"\"),\"\",T170/'Lives scenario - input'!$F155),\"\")","v":""},{"$f":"IFERROR(IF(OR(U170=\"\",'Lives scenario - input'!$F155=\"\"),\"\",U170/'Lives scenario - input'!$F155),\"\")","v":""},{"$f":"IFERROR(IF(OR(V170=\"\",'Lives scenario - input'!$F155=\"\"),\"\",V170/'Lives scenario - input'!$F155),\"\")","v":""},{"$f":"IFERROR(IF(OR(W170=\"\",'Lives scenario - input'!$F155=\"\"),\"\",W170/'Lives scenario - input'!$F155),\"\")","v":""}]
[{"$f":"IFERROR('Lives scenario - input'!A156,\"\")","v":""},{"$f":"IFERROR('Lives scenario - input'!B156,\"\")","v":""},{"$f":"IFERROR('Lives scenario - input'!C156,\"\")","v":""},{"$f":"IFERROR(repcalc('Lives scenario - input'!$CX156:$GJ156,'Lives scenario - input'!$I156,'Lives scenario - input'!$G156,'Lives scenario - input'!$H156,20,TRUE,TRUE),\"\")","v":""},"","","","","","","","","","","","","","","","","","","",{"$f":"IFERROR(IF(OR(D171=\"\",'Lives scenario - input'!$F156=\"\"),\"\",D171/'Lives scenario - input'!$F156),\"\")","v":""},{"$f":"IFERROR(IF(OR(E171=\"\",'Lives scenario - input'!$F156=\"\"),\"\",E171/'Lives scenario - input'!$F156),\"\")","v":""},{"$f":"IFERROR(IF(OR(F171=\"\",'Lives scenario - input'!$F156=\"\"),\"\",F171/'Lives scenario - input'!$F156),\"\")","v":""},{"$f":"IFERROR(IF(OR(G171=\"\",'Lives scenario - input'!$F156=\"\"),\"\",G171/'Lives scenario - input'!$F156),\"\")","v":""},{"$f":"IFERROR(IF(OR(H171=\"\",'Lives scenario - input'!$F156=\"\"),\"\",H171/'Lives scenario - input'!$F156),\"\")","v":""},{"$f":"IFERROR(IF(OR(I171=\"\",'Lives scenario - input'!$F156=\"\"),\"\",I171/'Lives scenario - input'!$F156),\"\")","v":""},{"$f":"IFERROR(IF(OR(J171=\"\",'Lives scenario - input'!$F156=\"\"),\"\",J171/'Lives scenario - input'!$F156),\"\")","v":""},{"$f":"IFERROR(IF(OR(K171=\"\",'Lives scenario - input'!$F156=\"\"),\"\",K171/'Lives scenario - input'!$F156),\"\")","v":""},{"$f":"IFERROR(IF(OR(L171=\"\",'Lives scenario - input'!$F156=\"\"),\"\",L171/'Lives scenario - input'!$F156),\"\")","v":""},{"$f":"IFERROR(IF(OR(M171=\"\",'Lives scenario - input'!$F156=\"\"),\"\",M171/'Lives scenario - input'!$F156),\"\")","v":""},{"$f":"IFERROR(IF(OR(N171=\"\",'Lives scenario - input'!$F156=\"\"),\"\",N171/'Lives scenario - input'!$F156),\"\")","v":""},{"$f":"IFERROR(IF(OR(O171=\"\",'Lives scenario - input'!$F156=\"\"),\"\",O171/'Lives scenario - input'!$F156),\"\")","v":""},{"$f":"IFERROR(IF(OR(P171=\"\",'Lives scenario - input'!$F156=\"\"),\"\",P171/'Lives scenario - input'!$F156),\"\")","v":""},{"$f":"IFERROR(IF(OR(Q171=\"\",'Lives scenario - input'!$F156=\"\"),\"\",Q171/'Lives scenario - input'!$F156),\"\")","v":""},{"$f":"IFERROR(IF(OR(R171=\"\",'Lives scenario - input'!$F156=\"\"),\"\",R171/'Lives scenario - input'!$F156),\"\")","v":""},{"$f":"IFERROR(IF(OR(S171=\"\",'Lives scenario - input'!$F156=\"\"),\"\",S171/'Lives scenario - input'!$F156),\"\")","v":""},{"$f":"IFERROR(IF(OR(T171=\"\",'Lives scenario - input'!$F156=\"\"),\"\",T171/'Lives scenario - input'!$F156),\"\")","v":""},{"$f":"IFERROR(IF(OR(U171=\"\",'Lives scenario - input'!$F156=\"\"),\"\",U171/'Lives scenario - input'!$F156),\"\")","v":""},{"$f":"IFERROR(IF(OR(V171=\"\",'Lives scenario - input'!$F156=\"\"),\"\",V171/'Lives scenario - input'!$F156),\"\")","v":""},{"$f":"IFERROR(IF(OR(W171=\"\",'Lives scenario - input'!$F156=\"\"),\"\",W171/'Lives scenario - input'!$F156),\"\")","v":""}]
[{"$f":"IFERROR('Lives scenario - input'!A157,\"\")","v":""},{"$f":"IFERROR('Lives scenario - input'!B157,\"\")","v":""},{"$f":"IFERROR('Lives scenario - input'!C157,\"\")","v":""},{"$f":"IFERROR(repcalc('Lives scenario - input'!$CX157:$GJ157,'Lives scenario - input'!$I157,'Lives scenario - input'!$G157,'Lives scenario - input'!$H157,20,TRUE,TRUE),\"\")","v":""},"","","","","","","","","","","","","","","","","","","",{"$f":"IFERROR(IF(OR(D172=\"\",'Lives scenario - input'!$F157=\"\"),\"\",D172/'Lives scenario - input'!$F157),\"\")","v":""},{"$f":"IFERROR(IF(OR(E172=\"\",'Lives scenario - input'!$F157=\"\"),\"\",E172/'Lives scenario - input'!$F157),\"\")","v":""},{"$f":"IFERROR(IF(OR(F172=\"\",'Lives scenario - input'!$F157=\"\"),\"\",F172/'Lives scenario - input'!$F157),\"\")","v":""},{"$f":"IFERROR(IF(OR(G172=\"\",'Lives scenario - input'!$F157=\"\"),\"\",G172/'Lives scenario - input'!$F157),\"\")","v":""},{"$f":"IFERROR(IF(OR(H172=\"\",'Lives scenario - input'!$F157=\"\"),\"\",H172/'Lives scenario - input'!$F157),\"\")","v":""},{"$f":"IFERROR(IF(OR(I172=\"\",'Lives scenario - input'!$F157=\"\"),\"\",I172/'Lives scenario - input'!$F157),\"\")","v":""},{"$f":"IFERROR(IF(OR(J172=\"\",'Lives scenario - input'!$F157=\"\"),\"\",J172/'Lives scenario - input'!$F157),\"\")","v":""},{"$f":"IFERROR(IF(OR(K172=\"\",'Lives scenario - input'!$F157=\"\"),\"\",K172/'Lives scenario - input'!$F157),\"\")","v":""},{"$f":"IFERROR(IF(OR(L172=\"\",'Lives scenario - input'!$F157=\"\"),\"\",L172/'Lives scenario - input'!$F157),\"\")","v":""},{"$f":"IFERROR(IF(OR(M172=\"\",'Lives scenario - input'!$F157=\"\"),\"\",M172/'Lives scenario - input'!$F157),\"\")","v":""},{"$f":"IFERROR(IF(OR(N172=\"\",'Lives scenario - input'!$F157=\"\"),\"\",N172/'Lives scenario - input'!$F157),\"\")","v":""},{"$f":"IFERROR(IF(OR(O172=\"\",'Lives scenario - input'!$F157=\"\"),\"\",O172/'Lives scenario - input'!$F157),\"\")","v":""},{"$f":"IFERROR(IF(OR(P172=\"\",'Lives scenario - input'!$F157=\"\"),\"\",P172/'Lives scenario - input'!$F157),\"\")","v":""},{"$f":"IFERROR(IF(OR(Q172=\"\",'Lives scenario - input'!$F157=\"\"),\"\",Q172/'Lives scenario - input'!$F157),\"\")","v":""},{"$f":"IFERROR(IF(OR(R172=\"\",'Lives scenario - input'!$F157=\"\"),\"\",R172/'Lives scenario - input'!$F157),\"\")","v":""},{"$f":"IFERROR(IF(OR(S172=\"\",'Lives scenario - input'!$F157=\"\"),\"\",S172/'Lives scenario - input'!$F157),\"\")","v":""},{"$f":"IFERROR(IF(OR(T172=\"\",'Lives scenario - input'!$F157=\"\"),\"\",T172/'Lives scenario - input'!$F157),\"\")","v":""},{"$f":"IFERROR(IF(OR(U172=\"\",'Lives scenario - input'!$F157=\"\"),\"\",U172/'Lives scenario - input'!$F157),\"\")","v":""},{"$f":"IFERROR(IF(OR(V172=\"\",'Lives scenario - input'!$F157=\"\"),\"\",V172/'Lives scenario - input'!$F157),\"\")","v":""},{"$f":"IFERROR(IF(OR(W172=\"\",'Lives scenario - input'!$F157=\"\"),\"\",W172/'Lives scenario - input'!$F157),\"\")","v":""}]
[{"$f":"IFERROR('Lives scenario - input'!A158,\"\")","v":""},{"$f":"IFERROR('Lives scenario - input'!B158,\"\")","v":""},{"$f":"IFERROR('Lives scenario - input'!C158,\"\")","v":""},{"$f":"IFERROR(repcalc('Lives scenario - input'!$CX158:$GJ158,'Lives scenario - input'!$I158,'Lives scenario - input'!$G158,'Lives scenario - input'!$H158,20,TRUE,TRUE),\"\")","v":""},"","","","","","","","","","","","","","","","","","","",{"$f":"IFERROR(IF(OR(D173=\"\",'Lives scenario - input'!$F158=\"\"),\"\",D173/'Lives scenario - input'!$F158),\"\")","v":""},{"$f":"IFERROR(IF(OR(E173=\"\",'Lives scenario - input'!$F158=\"\"),\"\",E173/'Lives scenario - input'!$F158),\"\")","v":""},{"$f":"IFERROR(IF(OR(F173=\"\",'Lives scenario - input'!$F158=\"\"),\"\",F173/'Lives scenario - input'!$F158),\"\")","v":""},{"$f":"IFERROR(IF(OR(G173=\"\",'Lives scenario - input'!$F158=\"\"),\"\",G173/'Lives scenario - input'!$F158),\"\")","v":""},{"$f":"IFERROR(IF(OR(H173=\"\",'Lives scenario - input'!$F158=\"\"),\"\",H173/'Lives scenario - input'!$F158),\"\")","v":""},{"$f":"IFERROR(IF(OR(I173=\"\",'Lives scenario - input'!$F158=\"\"),\"\",I173/'Lives scenario - input'!$F158),\"\")","v":""},{"$f":"IFERROR(IF(OR(J173=\"\",'Lives scenario - input'!$F158=\"\"),\"\",J173/'Lives scenario - input'!$F158),\"\")","v":""},{"$f":"IFERROR(IF(OR(K173=\"\",'Lives scenario - input'!$F158=\"\"),\"\",K173/'Lives scenario - input'!$F158),\"\")","v":""},{"$f":"IFERROR(IF(OR(L173=\"\",'Lives scenario - input'!$F158=\"\"),\"\",L173/'Lives scenario - input'!$F158),\"\")","v":""},{"$f":"IFERROR(IF(OR(M173=\"\",'Lives scenario - input'!$F158=\"\"),\"\",M173/'Lives scenario - input'!$F158),\"\")","v":""},{"$f":"IFERROR(IF(OR(N173=\"\",'Lives scenario - input'!$F158=\"\"),\"\",N173/'Lives scenario - input'!$F158),\"\")","v":""},{"$f":"IFERROR(IF(OR(O173=\"\",'Lives scenario - input'!$F158=\"\"),\"\",O173/'Lives scenario - input'!$F158),\"\")","v":""},{"$f":"IFERROR(IF(OR(P173=\"\",'Lives scenario - input'!$F158=\"\"),\"\",P173/'Lives scenario - input'!$F158),\"\")","v":""},{"$f":"IFERROR(IF(OR(Q173=\"\",'Lives scenario - input'!$F158=\"\"),\"\",Q173/'Lives scenario - input'!$F158),\"\")","v":""},{"$f":"IFERROR(IF(OR(R173=\"\",'Lives scenario - input'!$F158=\"\"),\"\",R173/'Lives scenario - input'!$F158),\"\")","v":""},{"$f":"IFERROR(IF(OR(S173=\"\",'Lives scenario - input'!$F158=\"\"),\"\",S173/'Lives scenario - input'!$F158),\"\")","v":""},{"$f":"IFERROR(IF(OR(T173=\"\",'Lives scenario - input'!$F158=\"\"),\"\",T173/'Lives scenario - input'!$F158),\"\")","v":""},{"$f":"IFERROR(IF(OR(U173=\"\",'Lives scenario - input'!$F158=\"\"),\"\",U173/'Lives scenario - input'!$F158),\"\")","v":""},{"$f":"IFERROR(IF(OR(V173=\"\",'Lives scenario - input'!$F158=\"\"),\"\",V173/'Lives scenario - input'!$F158),\"\")","v":""},{"$f":"IFERROR(IF(OR(W173=\"\",'Lives scenario - input'!$F158=\"\"),\"\",W173/'Lives scenario - input'!$F158),\"\")","v":""}]
[{"$f":"IFERROR('Lives scenario - input'!A159,\"\")","v":""},{"$f":"IFERROR('Lives scenario - input'!B159,\"\")","v":""},{"$f":"IFERROR('Lives scenario - input'!C159,\"\")","v":""},{"$f":"IFERROR(repcalc('Lives scenario - input'!$CX159:$GJ159,'Lives scenario - input'!$I159,'Lives scenario - input'!$G159,'Lives scenario - input'!$H159,20,TRUE,TRUE),\"\")","v":""},"","","","","","","","","","","","","","","","","","","",{"$f":"IFERROR(IF(OR(D174=\"\",'Lives scenario - input'!$F159=\"\"),\"\",D174/'Lives scenario - input'!$F159),\"\")","v":""},{"$f":"IFERROR(IF(OR(E174=\"\",'Lives scenario - input'!$F159=\"\"),\"\",E174/'Lives scenario - input'!$F159),\"\")","v":""},{"$f":"IFERROR(IF(OR(F174=\"\",'Lives scenario - input'!$F159=\"\"),\"\",F174/'Lives scenario - input'!$F159),\"\")","v":""},{"$f":"IFERROR(IF(OR(G174=\"\",'Lives scenario - input'!$F159=\"\"),\"\",G174/'Lives scenario - input'!$F159),\"\")","v":""},{"$f":"IFERROR(IF(OR(H174=\"\",'Lives scenario - input'!$F159=\"\"),\"\",H174/'Lives scenario - input'!$F159),\"\")","v":""},{"$f":"IFERROR(IF(OR(I174=\"\",'Lives scenario - input'!$F159=\"\"),\"\",I174/'Lives scenario - input'!$F159),\"\")","v":""},{"$f":"IFERROR(IF(OR(J174=\"\",'Lives scenario - input'!$F159=\"\"),\"\",J174/'Lives scenario - input'!$F159),\"\")","v":""},{"$f":"IFERROR(IF(OR(K174=\"\",'Lives scenario - input'!$F159=\"\"),\"\",K174/'Lives scenario - input'!$F159),\"\")","v":""},{"$f":"IFERROR(IF(OR(L174=\"\",'Lives scenario - input'!$F159=\"\"),\"\",L174/'Lives scenario - input'!$F159),\"\")","v":""},{"$f":"IFERROR(IF(OR(M174=\"\",'Lives scenario - input'!$F159=\"\"),\"\",M174/'Lives scenario - input'!$F159),\"\")","v":""},{"$f":"IFERROR(IF(OR(N174=\"\",'Lives scenario - input'!$F159=\"\"),\"\",N174/'Lives scenario - input'!$F159),\"\")","v":""},{"$f":"IFERROR(IF(OR(O174=\"\",'Lives scenario - input'!$F159=\"\"),\"\",O174/'Lives scenario - input'!$F159),\"\")","v":""},{"$f":"IFERROR(IF(OR(P174=\"\",'Lives scenario - input'!$F159=\"\"),\"\",P174/'Lives scenario - input'!$F159),\"\")","v":""},{"$f":"IFERROR(IF(OR(Q174=\"\",'Lives scenario - input'!$F159=\"\"),\"\",Q174/'Lives scenario - input'!$F159),\"\")","v":""},{"$f":"IFERROR(IF(OR(R174=\"\",'Lives scenario - input'!$F159=\"\"),\"\",R174/'Lives scenario - input'!$F159),\"\")","v":""},{"$f":"IFERROR(IF(OR(S174=\"\",'Lives scenario - input'!$F159=\"\"),\"\",S174/'Lives scenario - input'!$F159),\"\")","v":""},{"$f":"IFERROR(IF(OR(T174=\"\",'Lives scenario - input'!$F159=\"\"),\"\",T174/'Lives scenario - input'!$F159),\"\")","v":""},{"$f":"IFERROR(IF(OR(U174=\"\",'Lives scenario - input'!$F159=\"\"),\"\",U174/'Lives scenario - input'!$F159),\"\")","v":""},{"$f":"IFERROR(IF(OR(V174=\"\",'Lives scenario - input'!$F159=\"\"),\"\",V174/'Lives scenario - input'!$F159),\"\")","v":""},{"$f":"IFERROR(IF(OR(W174=\"\",'Lives scenario - input'!$F159=\"\"),\"\",W174/'Lives scenario - input'!$F159),\"\")","v":""}]
[{"$f":"IFERROR('Lives scenario - input'!A160,\"\")","v":""},{"$f":"IFERROR('Lives scenario - input'!B160,\"\")","v":""},{"$f":"IFERROR('Lives scenario - input'!C160,\"\")","v":""},{"$f":"IFERROR(repcalc('Lives scenario - input'!$CX160:$GJ160,'Lives scenario - input'!$I160,'Lives scenario - input'!$G160,'Lives scenario - input'!$H160,20,TRUE,TRUE),\"\")","v":""},"","","","","","","","","","","","","","","","","","","",{"$f":"IFERROR(IF(OR(D175=\"\",'Lives scenario - input'!$F160=\"\"),\"\",D175/'Lives scenario - input'!$F160),\"\")","v":""},{"$f":"IFERROR(IF(OR(E175=\"\",'Lives scenario - input'!$F160=\"\"),\"\",E175/'Lives scenario - input'!$F160),\"\")","v":""},{"$f":"IFERROR(IF(OR(F175=\"\",'Lives scenario - input'!$F160=\"\"),\"\",F175/'Lives scenario - input'!$F160),\"\")","v":""},{"$f":"IFERROR(IF(OR(G175=\"\",'Lives scenario - input'!$F160=\"\"),\"\",G175/'Lives scenario - input'!$F160),\"\")","v":""},{"$f":"IFERROR(IF(OR(H175=\"\",'Lives scenario - input'!$F160=\"\"),\"\",H175/'Lives scenario - input'!$F160),\"\")","v":""},{"$f":"IFERROR(IF(OR(I175=\"\",'Lives scenario - input'!$F160=\"\"),\"\",I175/'Lives scenario - input'!$F160),\"\")","v":""},{"$f":"IFERROR(IF(OR(J175=\"\",'Lives scenario - input'!$F160=\"\"),\"\",J175/'Lives scenario - input'!$F160),\"\")","v":""},{"$f":"IFERROR(IF(OR(K175=\"\",'Lives scenario - input'!$F160=\"\"),\"\",K175/'Lives scenario - input'!$F160),\"\")","v":""},{"$f":"IFERROR(IF(OR(L175=\"\",'Lives scenario - input'!$F160=\"\"),\"\",L175/'Lives scenario - input'!$F160),\"\")","v":""},{"$f":"IFERROR(IF(OR(M175=\"\",'Lives scenario - input'!$F160=\"\"),\"\",M175/'Lives scenario - input'!$F160),\"\")","v":""},{"$f":"IFERROR(IF(OR(N175=\"\",'Lives scenario - input'!$F160=\"\"),\"\",N175/'Lives scenario - input'!$F160),\"\")","v":""},{"$f":"IFERROR(IF(OR(O175=\"\",'Lives scenario - input'!$F160=\"\"),\"\",O175/'Lives scenario - input'!$F160),\"\")","v":""},{"$f":"IFERROR(IF(OR(P175=\"\",'Lives scenario - input'!$F160=\"\"),\"\",P175/'Lives scenario - input'!$F160),\"\")","v":""},{"$f":"IFERROR(IF(OR(Q175=\"\",'Lives scenario - input'!$F160=\"\"),\"\",Q175/'Lives scenario - input'!$F160),\"\")","v":""},{"$f":"IFERROR(IF(OR(R175=\"\",'Lives scenario - input'!$F160=\"\"),\"\",R175/'Lives scenario - input'!$F160),\"\")","v":""},{"$f":"IFERROR(IF(OR(S175=\"\",'Lives scenario - input'!$F160=\"\"),\"\",S175/'Lives scenario - input'!$F160),\"\")","v":""},{"$f":"IFERROR(IF(OR(T175=\"\",'Lives scenario - input'!$F160=\"\"),\"\",T175/'Lives scenario - input'!$F160),\"\")","v":""},{"$f":"IFERROR(IF(OR(U175=\"\",'Lives scenario - input'!$F160=\"\"),\"\",U175/'Lives scenario - input'!$F160),\"\")","v":""},{"$f":"IFERROR(IF(OR(V175=\"\",'Lives scenario - input'!$F160=\"\"),\"\",V175/'Lives scenario - input'!$F160),\"\")","v":""},{"$f":"IFERROR(IF(OR(W175=\"\",'Lives scenario - input'!$F160=\"\"),\"\",W175/'Lives scenario - input'!$F160),\"\")","v":""}]

{"sheet":"Combined scenario - input","index":6,"n_rows":190,"n_cols":190,"rows_kept":190,"cut":false,"hidden":false,"merged":[[2,3,3,3],[2,4,3,5],[2,6,3,6]]}
[null,"Unit cost - comparative"]
[null,"Replacement lives - comparative"]
[null,null,null,"Unit cost","Replacement \nlife",null,"Method","Volume",null,null,null,null,null,null,null,null,null,null,null,null,null,null,null,null,null,null,null,null,null,null,null,null,null,null,null,null,null,null,null,null,null,null,null,null,null,null,null,null,null,null,null,null,null,null,null,null,null,null,null,null,null,null,null,null,null,null,null,null,null,null,null,null,null,null,null,null,null,null,null,null,null,null,null,null,null,null,null,null,null,null,null,null,null,null,null,null,null,null,null,"Replacement Cost (NOT depreciated)"]
[null,null,null,null,null,null,null,"Installation date",null,null,null,null,null,null,null,null,null,null,null,null,null,null,null,null,null,null,null,null,null,null,null,null,null,null,null,null,null,null,null,null,null,null,null,null,null,null,null,null,null,null,null,null,null,null,null,null,null,null,null,null,null,null,null,null,null,null,null,null,null,null,null,null,null,null,null,null,null,null,null,null,null,null,null,null,null,null,null,null,null,null,null,null,null,null,null,null,null,null,null,"Installation date"]
["ID","Asset group","Asset category","$ ('000)","μ","σ","#",2019,2018,2017,2016,2015,2014,2013,2012,2011,2010,2009,2008,2007,2006,2005,2004,2003,2002,2001,2000,1999,1998,1997,1996,1995,1994,1993,1992,1991,1990,1989,1988,1987,1986,1985,1984,1983,1982,1981,1980,1979,1978,1977,1976,1975,1974,1973,1972,1971,1970,1969,1968,1967,1966,1965,1964,1963,1962,1961,1960,1959,1958,1957,1956,1955,1954,1953,1952,1951,1950,1949,1948,1947,1946,1945,1944,1943,1942,1941,1940,1939,1938,1937,1936,1935,1934,1933,1932,1931,1930,1929,null,{"$f":"H5","v":2019},{"$f":"I5","v":2018},2017,2016,2015,2014,2013,2012,2011,2010,2009,2008,2007,2006,2005,2004,2003,2002,2001,2000,1999,1998,1997,1996,1995,1994,1993,1992,1991,1990,1989,1988,1987,1986,1985,1984,1983,1982,1981,1980,1979,1978,1977,1976,1975,1974,1973,1972,1971,1970,1969,1968,1967,1966,1965,1964,1963,1962,1961,1960,1959,1958,1957,1956,1955,{"$f":"BU5","v":1954},1953,1952,1951,1950,1949,1948,1947,1946,1945,1944,1943,1942,1941,1940,1939,1938,1937,1936,1935,1934,1933,1932,1931,1930,1929]
[1,"OVERHEAD CONDUCTORS","˂ = 1 kv",81.710362468035612,101.28379007658168,10.063984801090553,2,23.6,25,19.7,23.1,29.8,78.5,103.1,35.299999999999997,52.8,59.3,60.8,48.1,67.099999999999994,60.5,61.2,51,49.9,42.4,68.099999999999994,61.9,50.5,23.1,30.7,12.8,45.2,64.599999999999994,127.9,111,76,132,273.5,288.2,224.6,395.6,309.10000000000002,278.2,219.4,163.19999999999999,225.9,381.3,163.19999999999999,263.8,192,329.6,283.10000000000002,228.7,310,250.9,186.1,199.6,278.60000000000002,269.3,282.7,188.8,221.9,219.5,126.8,147.69999999999999,130.19999999999999,120.6,97,83,93,19.100000000000001,32.9,23.2,32.200000000000003,42.2,33.1,51.5,18.399999999999999,7.9,4.8,3.2,1,0.9,0.5,4.9000000000000004,21.4,35,23.5,39.299999999999997,9.4,6.1,0,5.2,1.1000000000000001,0.2,0.3,0.9,0,null,{"$f":"IFERROR($D6*H6,\"\")","v":1928.3645542456406},{"$f":"IFERROR($D6*I6,\"\")","v":2042.7590617008902},1609.6941406203016,1887.5093730116228,2434.9688015474612,6414.2634537407957,8424.3383704544704,2884.3757951216567,4314.3071383122797,4845.4244943545118,4967.990038056565,3930.2684347125132,5482.7653216051895,4943.4769293161544,5000.6741830437795,4167.2284858698158,4077.3470871549771,{"$f":"IFERROR($D6*Y6,\"\")","v":3464.5193686447096},5564.4756840732243,5057.8714367714047,4126.3733046357984,1887.5093730116228,2508.5081277686932,1045.8926395908559,3693.3083835552097,5278.4894154351005,10450.755359661754,9069.8502339519528,6209.9875475707067,10785.767845780701,22347.78413500774,23548.926463287862,18352.147410320798,{"$f":"IFERROR($D6*AO6,\"\")","v":32324.619392354889},25256.673038869809,22731.822838607506,17927.253525487013,13335.13115478341,18458.370881529245,31156.161209061978,13335.13115478341,21555.193619067795,15688.389593862838,26931.73546946454,23132.203614700884,18687.159896439742,25330.21236509104,20501.129943230135,15206.298455301427,{"$f":"IFERROR($D6*BE6,\"\")","v":16309.388348619908},22764.506983594725,22004.600612641992,23099.519469713665,15426.916433965125,18131.529431657102,17935.424561733817,10360.873960946916,12068.620536528859,10638.689193338236,9854.2697136450952,7925.9051593994545,6781.9600848469554,7599.0637095273123,1560.6679231394803,2688.2709251983715,{"$f":"IFERROR($D6*BU6,\"\")","v":1895.6804092584262},2631.0736714707468,3448.1772961511028,2704.6129976919788,4208.0836671038342,1503.4706694118552,645.51186349748139,392.20973984657093,261.47315989771397,81.710362468035612,73.539326221232059,40.855181234017806,400.38077609337455,1748.6017568159621,2859.8626863812465,1920.1935179988368,{"$f":"IFERROR($D6*CK6,\"\")","v":3211.2172449937993},768.07740719953483,498.43321105501718,0,424.89388483378519,89.881398714839179,16.342072493607123,24.513108740410683,73.539326221232059,0]
[1,"OVERHEAD CONDUCTORS","˃ 11 kv & < = 22 kv ; multiple-phase",75.916238097539804,80.00276734077157,8.9444266077134067,2,246.3,175.1,213.3,212.1,213,291.3,457.6,158.80000000000001,292.5,285.60000000000002,314,271.2,401.3,350.9,333.8,358.1,375.2,300.7,402.7,386.1,272.7,185.4,230.8,197.1,244.8,347.7,534,392.4,429.7,806.4,830.6,1083.3,746,983.9,1018.7,1105.4000000000001,754.9,629.79999999999995,1001,953.5,269.39999999999998,629.6,840.2,808,597.6,425.9,407.6,378.1,340.8,526,840.8,865.3,890.3,1065.3,1260.4000000000001,1238.4000000000001,540.6,505.9,488.1,432.2,390.6,382.7,349.9,58.4,152.5,101.7,61,87.2,85.6,72.5,49.4,15.1,14.4,11.9,17.2,18.5,3.4,27.3,47.4,119,98.6,172.6,53.8,28.3,1.7,1.6,0.8,2.1,0.4,0.5,0,null,{"$f":"IFERROR($D7*H7,\"\")","v":18698.169443424056},13292.933290879218,16192.933586205241,16101.834100488191,16170.158714775978,22114.400157813347,34739.270553434217,12055.498609889322,22205.499643530391,21681.677600657371,23837.698762627497,20588.483772052794,30465.186348542724,26639.007948426715,25340.840276958788,27185.604862729004,28483.772534196934,22828.012795930219,30571.469081879277,29311.25952946012,20702.358129199103,14074.87054328388,17521.467752912187,14963.090529025096,18584.295086277743,26396.075986514588,40539.271144086255,29789.531829474618,32621.207510512853,61218.854401856093,63056.02736381656,82240.060731064863,56633.513620764694,74693.98666416941,77335.871749963801,83917.809593020502,57309.168139832793,47812.046753830567,75992.154335637344,72386.133026004201,20451.83454347722,47796.863506211062,63784.823249552945,61340.320382812162,45367.543887089785,32332.7258057422,30943.458648557225,28703.9296246798,25872.253943641565,39931.941239305939,63830.372992411467,65690.320825801187,67588.226778239681,80873.568445309153,95684.826498139169,94014.669259993301,41040.318315530021,38406.024853545387,37054.715815409181,32810.998105756706,29652.882600899047,29053.14431992848,26563.091710329176,4433.5083048963243,11577.226309874821,7720.6814145197986,4630.8905239499281,6619.895962105471,6498.4299811494066,5503.9272620716356,3750.2621620184664,1146.335195272851,1093.1938286045731,903.40323336072368,1305.7592952776845,1404.4504048044864,258.11520953163534,2072.5133000628366,3598.4296858233865,9034.0323336072361,7485.3410764174241,13103.14269563537,4084.293609647641,2148.4295381603765,129.05760476581767,121.46598095606369,60.732990478031844,159.4241000048336,30.366495239015922,37.958119048769902,0]
[1,"OVERHEAD CONDUCTORS","˃ 11 kv & < = 22 kv ; swer",16.829444512179634,79.584247200867068,8.9210003475432664,2,25.7,34.799999999999997,177.1,83.4,71.2,93.4,64.2,79,118.2,132.80000000000001,136,107.6,150.19999999999999,135.4,136.9,114.2,111.7,94.9,152.5,138.6,113.1,51.7,68.7,28.6,101.1,149.1,290.7,252.8,174.6,300,620.6,644.4,502.2,893.9,691.2,626.6,495.7,367.2,502.6,853.1,358.5,588.6,429.2,732,630.9,509.3,699.2,564.20000000000005,419.3,445.4,622.29999999999995,603.6,636.1,425.7,497.9,486.6,280.7,323.5,289.2,271.8,216.6,187.1,204.9,43,73.900000000000006,52.3,72.400000000000006,89.7,74.400000000000006,107.5,36.1,19.100000000000001,12.3,8.6999999999999993,9.3000000000000007,3.2,3.2,4.9000000000000004,50.5,105.7,68.7,115.1,21.9,17.3,9.4,12.9,6.1,3.8,1.7,3.3,0,null,432.5167239630166,585.66466902385127,2980.494623107013,1403.5756723157815,1198.25644926719,1571.8701174375778,1080.4503376819325,1329.5261164621911,1989.2403413396328,2234.9502312174554,2288.8044536564303,1810.8482295105287,2527.7825657293811,2278.7067869491225,2303.9509537173922,1921.9225632909142,1879.8489520104652,1597.1142842058473,2566.490288107394,2332.5610093880973,1903.4101743275166,870.08228127968709,1156.1828379867409,481.32211304833754,1701.456840181361,2509.2701767659833,4892.3195196906199,4254.4835726790116,2938.4210118265642,5048.8333536538903,10444.353264258682,10844.894043648555,8451.7470340166128,15043.840449437375,11632.512046818563,10545.329931331758,8342.3556446874445,6179.7720248723617,8458.4788118214838,14357.199113340446,6033.3558576163987,9905.8110398689332,7223.1975846274991,12319.153382915492,10617.696542734131,8571.2360900530875,11767.147602916,9495.1725937717511,7056.5860839569204,7495.8345857248087,10472.963319929386,10158.252707551628,10705.209654197466,7164.2945288348701,8379.3804226142402,8189.2076996266105,4724.0250745688236,5444.3252996901119,4867.0753529223502,4574.2430184104251,3645.2576813381088,3148.7890682288094,3448.3531805456073,723.66611402372428,1243.695949450075,880.17994798699488,1218.4517826818055,1509.6011727425132,1252.1106717061648,1809.1652850593107,607.5429468896848,321.44239018263102,207.0021674998095,146.41616725596282,156.5138339632706,53.85422243897483,53.85422243897483,82.464278109680208,849.88694786507153,1778.8722849373873,1156.1828379867409,1937.0690633518759,368.56483481673399,291.14939006070767,158.19677841448856,217.09983420711728,102.65961152429577,63.95188914628261,28.610055670705378,55.537166890192793,0]
[1,"OVERHEAD CONDUCTORS","> 1 kv & < = 11 kv",0,101.28379007658168,10.063984801090553,2,0,0.2,0,0,2.2999999999999998,0.1,2,0.2,0.4,0.4,0.4,0.4,0.6,0.5,0.5,0.5,0.5,0.4,0.6,0.5,0.4,0.3,0.3,0.3,0.4,0.5,0.9,0.6,0.6,1.1000000000000001,1.1000000000000001,1.5,1.1000000000000001,1.4,1.5,1.6,1.1000000000000001,0.9,1.4,1.4,0.4,0.9,1.2,1.2,0.9,0.7,0.7,0.7,0.6,0.9,1.3,1.4,1.4,1.6,1.9,1.8,0.8,0.8,0.7,0.7,0.7,0.7,0.7,0.3,0.4,0.4,0.3,0.4,0.2,0.1,0,0,0,0,0,0,0,0,0.1,0.2,0.2,0.4,0.1,0.1,0,0,0,0,0,0,0,null,0,0,0,0,0,0,0,0,0,0,0,0,0,0,0,0,0,0,0,0,0,0,0,0,0,0,0,0,0,0,0,0,0,0,0,0,0,0,0,0,0,0,0,0,0,0,0,0,0,0,0,0,0,0,0,0,0,0,0,0,0,0,0,0,0,0,0,0,0,0,0,0,0,0,0,0,0,0,0,0,0,0,0,0,0,0,0,0,0,0,0]
[1,"OVERHEAD CONDUCTORS","> 22 kv & < = 66 kv",97.844324202601726,90.482322508096885,9.5122196414978184,2,48.4,36.4,50.2,61.1,54.3,42,42.1,31.4,57.6,102.8,57.2,53.5,83.5,57.2,44.2,123.8,38.1,38,76.8,29.1,38.700000000000003,5.2,9,6.6,22,45,24.6,13.7,11.7,68.3,90.7,52.5,59.8,41.9,44.4,153,89.7,68.400000000000006,137.4,99.2,13.9,61.1,69.900000000000006,86.3,90.8,46.1,21.9,35,19.399999999999999,78.099999999999994,57.7,10.5,43.8,41.4,30.9,50.3,22.5,16.899999999999999,28.5,8.1,12.6,1.8,51.2,30.4,5,1,5.0999999999999996,1.4,2.6,3,0.4,1.1000000000000001,0.1,0.4,0,0,16.5,4.7,8.6,1.8,0,0,0,0,0,0,0,0,0,0,0,null,4735.6652914059232,3561.5334009747025,4911.7850749706067,5978.2882087789658,5312.9468042012732,4109.4616165092721,4119.2460489295327,3072.3117799616939,5635.8330740698593,10058.396528027457,5596.6953443888187,5234.671344839192,8170.0010709172439,5596.6953443888187,4324.7191297549962,12113.127336282094,3727.8687521191259,3718.0843196988658,7514.4440987598118,2847.2698342957106,3786.5753466406873,508.79048585352899,880.59891782341549,645.77253973717131,2152.5751324572379,4402.9945891170773,2406.9703753840026,1340.4672415756436,1144.7785931704402,6682.7673430376972,8874.4802051759762,5136.8270206365905,5851.0905873155825,4099.6771840890124,4344.2879945955165,14970.181602998064,8776.6358809733756,6692.5517754579587,13443.810145437477,9706.1569608980917,1360.0361064161641,5978.2882087789658,6839.3182617618613,8443.9651786845279,8884.2646375962358,4510.6233457399394,2142.7907000369778,3424.5513470910605,1898.1798895304732,7641.6417202231942,5645.6175064901199,1027.365404127318,4285.5814000739556,4050.7550219877112,3023.3896178603932,4921.5695073908664,2201.4972945585387,1653.5690790239689,2788.5632397741492,792.53902604107395,1232.8384849527818,176.1197835646831,5009.6293991732091,2974.4674557590924,489.22162101300864,97.844324202601726,499.00605343326879,136.98205388364241,254.3952429267645,293.53297260780516,39.137729681040696,107.62875662286191,9.784432420260174,39.137729681040696,0,0,1614.4313493429286,459.86832375222815,841.46118814237479,176.1197835646831,0,0,0,0,0,0,0,0,0,0,0]
[2,"POLES","˂ = 1 kv ; concrete",11.128099823622188,61.217208351220648,7.8241426591813017,2,98,124,180,204,283,329,342,352,235,286,248,163,460,243,85,5,1,4,10,19,81,230,342,145,521,770,1472,1290,883,1192,1984,2104,1507,1404,1444,785,638,91,623,720,9,797,387,255,76,79,380,207,2,3,2,2,0,2,0,0,0,2,0,2,2,2,0,0,0,2,0,0,2,0,0,0,0,0,0,0,0,0,0,0,0,0,0,0,0,0,0,0,0,0,0,null,1090.5537827149744,1379.8843781291514,2003.0579682519938,2270.1323640189262,3149.2522500850791,3661.1448419716999,3805.8101396787883,3917.0911379150102,2615.1034585512143,3182.6365495559457,2759.7687562583028,1813.8802712504166,5118.9259188662063,2704.1282571401916,945.88848500788595,55.640499118110938,11.128099823622188,44.512399294488752,111.28099823622188,211.43389664882156,901.37608571339717,2559.4629594331032,3805.8101396787883,1613.5744744252172,5797.7400081071601,8568.636864189084,16380.562940371861,14355.248772472623,9826.1121442583917,13264.694989757649,22078.150050066422,23413.522028901083,16770.046434198637,15623.852152365553,16068.97614531044,8735.558361543417,7099.727687470956,1012.6570839496191,6932.8061901166229,8012.2318730079751,100.1528984125997,8869.0955594268835,4306.574631741787,2837.6654550236581,845.73558659528624,879.11988606615284,4228.6779329764313,2303.5166634897928,22.256199647244376,33.384299470866566,22.256199647244376,22.256199647244376,0,22.256199647244376,0,0,0,22.256199647244376,0,22.256199647244376,22.256199647244376,22.256199647244376,0,0,0,22.256199647244376,0,0,22.256199647244376,0,0,0,0,0,0,0,0,0,0,0,0,0,0,0,0,0,0,0,0,0,0]
[2,"POLES","˂ = 1 kv ; steel",9.0684548732328469,70.435693196705842,8.3925975238126274,2,2,37,5,9,4,8,2,1,3,17,44,4,5,3,7,1,2,10,3,22,49,3,4,5,3,3,2,2,0,2,2,6,2,3,4,3,2,0,2,7,1,1,0,3,37,24,12,20,1,2,6,6,5,5,22,6,5,5,20,13,0,0,0,2,0,0,0,0,0,0,0,0,0,0,0,0,0,0,0,3,0,0,0,0,0,0,0,0,0,0,0,null,18.136909746465694,335.53283030961535,45.342274366164233,81.616093859095628,36.273819492931388,72.547638985862775,18.136909746465694,9.0684548732328469,27.205364619698543,154.16373284495839,399.01201442224527,36.273819492931388,45.342274366164233,27.205364619698543,63.47918411262993,9.0684548732328469,18.136909746465694,90.684548732328466,27.205364619698543,199.50600721112264,444.35428878840952,27.205364619698543,36.273819492931388,45.342274366164233,27.205364619698543,27.205364619698543,18.136909746465694,18.136909746465694,0,18.136909746465694,18.136909746465694,54.410729239397085,18.136909746465694,27.205364619698543,36.273819492931388,27.205364619698543,18.136909746465694,0,18.136909746465694,63.47918411262993,9.0684548732328469,9.0684548732328469,0,27.205364619698543,335.53283030961535,217.64291695758834,108.82145847879417,181.36909746465693,9.0684548732328469,18.136909746465694,54.410729239397085,54.410729239397085,45.342274366164233,45.342274366164233,199.50600721112264,54.410729239397085,45.342274366164233,45.342274366164233,181.36909746465693,117.88991335202701,0,0,0,18.136909746465694,0,0,0,0,0,0,0,0,0,0,0,0,0,0,0,27.205364619698543,0,0,0,0,0,0,0,0,0,0,0]
[2,"POLES","˂ = 1 kv ; wood",4.3897798836331567,82.095296903519724,9.0606455014816536,2,192,234,210,189,359,383,425,431,229,401,617,396,452,436,618,582,562,490,746,647,414,56,38,28,22,17,28,38,44,376,1204,1219,1054,3088,2085,2400,1871,1782,1952,3567,1917,2234,1823,3406,3080,2502,3085,2669,2134,2255,3089,3055,3042,2116,2402,2416,1467,1699,1459,1363,1140,1038,1087,271,412,387,410,521,387,692,270,184,131,118,89,32,26,116,345,842,437,752,209,165,64,127,59,25,12,25,0,null,842.83773765756609,1027.2084927701587,921.85377556296294,829.66839800666662,1575.9309782243033,1681.2856954314991,1865.6564505440915,1891.9951298458905,1005.2595933519929,1760.3017333368959,2708.4941882016578,1738.3528339187301,1984.1805074021868,1913.9440292640563,2712.8839680852907,2554.851892274497,2467.056294601834,2150.9921429802466,3274.7757931903348,2840.1875847106526,1817.3688718241269,245.82767348345678,166.81163557805996,122.91383674172839,96.575157439929455,74.626258021763661,122.91383674172839,166.81163557805996,193.15031487985891,1650.5572362460669,5285.2949798943209,5351.1416781488178,4626.8279973493472,13555.640280659189,9152.691057375132,10535.471720719575,8213.2781622776365,7822.5877526342856,8568.8503328519218,15658.344844919469,8415.2080369247615,9806.7682600364715,8002.5687278632449,14951.590283654532,13520.522041590122,10983.229268850158,13542.470941008289,11716.322509416896,9367.7902716731569,9898.9536375927692,13560.030060542822,13410.777544499293,13353.710406012064,9288.7742337677591,10544.251280486842,10605.708198857707,6439.8070892898413,7458.2360222927337,6404.6888502207757,5983.2699813919926,5004.3490673417991,4556.591519211217,4771.690733509241,1189.6303484645855,1808.5893120568605,1698.8448149660317,1799.8097522895944,2287.0753193728747,1698.8448149660317,3037.7276794741447,1185.2405685809524,807.71949858850087,575.06116475594354,517.99402626871245,390.69040964335096,140.47295627626102,114.13427697446207,509.21446650144617,1514.474059853439,3696.1946620191179,1918.3338091476894,3301.1144724921337,917.46399567932974,724.31368079947083,280.94591255252203,557.50204522141087,258.99701313435622,109.74449709082892,52.677358603597881,109.74449709082892,0]
[2,"POLES","˃ 11 kv & < = 22 kv ; concrete",12.34058880412428,59.373878556320328,7.7054447344926382,2,877,1015,1229,1270,1436,1755,2088,1577,1242,1553,1402,1042,2668,1484,471,20,7,16,25,57,612,1390,1971,1769,2102,3119,4377,3557,3428,5827,6289,7280,5412,4693,5143,4785,2023,695,2309,1933,22,1281,666,247,108,53,126,52,3,3,0,0,2,2,0,4,2,2,3,0,0,0,2,0,2,0,0,0,0,0,0,0,0,0,0,0,0,0,2,0,0,0,0,0,0,0,0,0,0,0,0,null,10822.696381216994,12525.697636186145,15166.58364026874,15672.547781237836,17721.085522722467,21657.733351238112,25767.149423011499,19461.10854410399,15327.011294722357,19164.934412805007,17301.505503382243,12858.893533897501,32924.69092940358,18313.433785320431,5812.4173267425358,246.81177608248561,86.384121628869963,197.44942086598849,308.51472010310704,703.41356183508401,7552.4403481240597,17153.418437732751,24323.300532928955,21830.50159449585,25939.917666269237,38490.296480063633,54014.757195651975,43895.474376270067,42303.538420538032,71908.610961632177,77609.962989137595,89839.486494024764,66787.26660792061,57914.383257755246,63467.648219611176,59049.717427734678,24965.011150743419,8576.7092188663755,28494.419548722963,23854.358158372233,271.49295369073417,15808.294258083202,8218.8321435467715,3048.1254346186975,1332.7835908454222,654.05120661858689,1554.9141893196593,641.71061781446258,37.021766412372841,37.021766412372841,0,0,24.681177608248561,24.681177608248561,0,49.362355216497122,24.681177608248561,24.681177608248561,37.021766412372841,0,0,0,24.681177608248561,0,24.681177608248561,0,0,0,0,0,0,0,0,0,0,0,0,0,24.681177608248561,0,0,0,0,0,0,0,0,0,0,0,0]
[2,"POLES","˃ 11 kv & < = 22 kv ; steel",9.0684548732328469,70.435693196705842,8.3925975238126274,2,0,3,0,0,2,2,0,15,0,0,4,3,8,1,1,0,0,0,0,0,3,2,0,1,1,0,0,6,0,4,5,1,1,0,0,0,1,0,0,4,1,3,0,135,2,4,89,23,87,1,0,0,0,0,3,2,0,4,1,0,0,0,0,0,0,0,0,0,0,0,0,0,0,0,2,0,0,0,0,0,0,0,0,0,0,0,0,0,0,0,0,null,0,27.205364619698543,0,0,18.136909746465694,18.136909746465694,0,136.02682309849271,0,0,36.273819492931388,27.205364619698543,72.547638985862775,9.0684548732328469,9.0684548732328469,0,0,0,0,0,27.205364619698543,18.136909746465694,0,9.0684548732328469,9.0684548732328469,0,0,54.410729239397085,0,36.273819492931388,45.342274366164233,9.0684548732328469,9.0684548732328469,0,0,0,9.0684548732328469,0,0,36.273819492931388,9.0684548732328469,27.205364619698543,0,1224.2414078864344,18.136909746465694,36.273819492931388,807.09248371772333,208.57446208435547,788.95557397125765,9.0684548732328469,0,0,0,0,27.205364619698543,18.136909746465694,0,36.273819492931388,9.0684548732328469,0,0,0,0,0,0,0,0,0,0,0,0,0,0,0,18.136909746465694,0,0,0,0,0,0,0,0,0,0,0,0,0,0,0,0]
[2,"POLES","˃ 11 kv & < = 22 kv ; wood",6.2475936544811486,78.494549425898455,8.8597149743035448,2,854,1148,1142,1553,1668,1486,1316,1614,1204,1187,1615,1580,1620,1784,2643,3097,2706,2168,3554,3163,1828,354,179,132,195,197,562,154,566,1535,1473,2691,1509,4458,4248,5376,4962,5065,6790,6752,2722,4642,6910,6861,5278,3970,3584,3457,3066,4724,7430,7705,7882,9261,10970,10776,4776,4390,4390,3736,3460,3346,3331,736,1610,1269,900,1075,1041,1100,613,216,162,206,239,196,63,308,552,1501,1190,2320,569,297,130,76,55,29,6,8,0,null,5335.4449809269008,7172.2375153443581,7134.7519534174717,9702.5129454092239,10420.986215674557,9283.9241705589866,8221.8332492971913,10083.616158332574,7522.1027599953031,7415.8936678691234,10089.863751987055,9871.1979740802144,10121.101720259461,11145.707079594369,16512.390028793674,19348.797547928116,16905.988429025987,13544.783042915131,22203.947848026,19761.138729123872,11420.60120039154,2211.6481536863266,1118.3192641521257,824.68236239151156,1218.2807626238239,1230.7759499327863,3511.1476338184057,962.1294227900969,3536.13800843633,9590.0562596285636,9202.7054530507321,16812.274524208769,9427.6188246120528,27851.772511676962,26539.777844235919,33587.063486490653,31000.559713535458,31644.061859947018,42421.160913927,42183.752355056713,17005.949927497688,29001.329744101491,43170.872152464734,42864.740063395162,32974.799308351503,24802.946808290159,22391.375657660436,21597.93126354133,19155.122144639201,29513.632423768944,46419.620852794935,48137.709107777249,49243.533184620414,57858.96483414992,68536.102389658205,67324.069220688863,29838.507293801966,27426.936143172243,27426.936143172243,23341.009893141571,21616.674044504773,20904.448367893921,20810.734463076707,4598.2289296981253,10058.62578371465,7928.1963475365774,5622.8342890330341,6716.1631785672344,6503.7449943148758,6872.3530199292636,3829.7749101969439,1349.4802293679281,1012.1101720259461,1287.0042928231167,1493.1748834209945,1224.5283562783052,393.59840023231237,1924.2588455801938,3448.671697273594,9377.6380753762041,7434.6364488325671,14494.417278396264,3554.8807893997737,1855.535315380901,812.18717508254929,474.81711774056731,343.61765099646317,181.18021597995332,37.485561926886888,49.980749235849188,0]
[2,"POLES","> 1 kv & < = 11 kv ; concrete",11.101511926289906,54.095294404026149,7.3549503332127371,2,0,1,1,0,0,0,0,0,0,0,0,0,0,0,0,0,0,0,0,0,0,14,6,4,5,3,4,2,3,4,3,2,1,1,1,6,2,1,0,0,0,0,0,0,0,0,0,0,0,0,0,0,0,0,0,0,0,0,0,0,0,0,0,0,0,0,0,0,0,0,0,0,0,0,0,0,0,0,0,0,0,0,0,0,0,0,0,0,0,0,0,null,0,11.101511926289906,11.101511926289906,0,0,0,0,0,0,0,0,0,0,0,0,0,0,0,0,0,0,155.42116696805869,66.609071557739441,44.406047705159622,55.507559631449524,33.30453577886972,44.406047705159622,22.203023852579811,33.30453577886972,44.406047705159622,33.30453577886972,22.203023852579811,11.101511926289906,11.101511926289906,11.101511926289906,66.609071557739441,22.203023852579811,11.101511926289906,0,0,0,0,0,0,0,0,0,0,0,0,0,0,0,0,0,0,0,0,0,0,0,0,0,0,0,0,0,0,0,0,0,0,0,0,0,0,0,0,0,0,0,0,0,0,0,0,0,0,0,0,0]
[2,"POLES","> 1 kv & < = 11 kv ; wood",5.9455240360853381,74.23730404346999,8.6161072441950246,2,3,9,4,3,33,3,7,7,4,2,5,12,6,10,3,13,5,8,5,9,1,2,2,8,3,0,9,0,5,30,13,7,7,4,20,23,21,3,4,15,7,30,10,3,9,12,7,20,9,23,10,20,14,31,22,2,10,16,19,10,21,8,3,0,0,5,1,0,0,3,0,0,0,0,0,0,0,0,6,1,2,2,0,0,0,0,0,0,0,0,0,null,17.836572108256014,53.509716324768043,23.782096144341352,17.836572108256014,196.20229319081616,17.836572108256014,41.618668252597367,41.618668252597367,23.782096144341352,11.891048072170676,29.72762018042669,71.346288433024057,35.673144216512028,59.455240360853381,17.836572108256014,77.291812469109402,29.72762018042669,47.564192288682705,29.72762018042669,53.509716324768043,5.9455240360853381,11.891048072170676,11.891048072170676,47.564192288682705,17.836572108256014,0,53.509716324768043,0,29.72762018042669,178.36572108256013,77.291812469109402,41.618668252597367,41.618668252597367,23.782096144341352,118.91048072170676,136.74705282996277,124.85600475779211,17.836572108256014,23.782096144341352,89.182860541280064,41.618668252597367,178.36572108256013,59.455240360853381,17.836572108256014,53.509716324768043,71.346288433024057,41.618668252597367,118.91048072170676,53.509716324768043,136.74705282996277,59.455240360853381,118.91048072170676,83.237336505194733,184.31124511864547,130.80152879387742,11.891048072170676,59.455240360853381,95.128384577365409,112.96495668562142,59.455240360853381,124.85600475779211,47.564192288682705,17.836572108256014,0,0,29.72762018042669,5.9455240360853381,0,0,17.836572108256014,0,0,0,0,0,0,0,0,35.673144216512028,5.9455240360853381,11.891048072170676,11.891048072170676,0,0,0,0,0,0,0,0,0]
[2,"POLES","> 22 kv & < = 66 kv ; concrete",18.600888026486192,56.52271194379005,7.5181588134190172,2,30,233,158,29,117,68,44,107,262,494,296,209,215,30,116,126,5,1,1,12,16,23,69,40,167,366,146,111,71,265,593,359,441,303,277,987,664,479,851,710,25,537,199,38,9,9,18,28,0,2,0,0,0,0,1,0,0,0,0,0,0,0,0,0,0,0,0,0,0,0,0,0,0,0,0,0,0,0,0,0,0,0,0,0,0,0,0,0,0,0,0,null,558.02664079458577,4334.0069101712825,2938.9403081848182,539.42575276809953,2176.3038990988844,1264.8603858010611,818.43907316539241,1990.2950188340226,4873.4326629393827,9188.8386850841798,5505.8628558399132,3887.5855975356144,3999.1909256945314,558.02664079458577,2157.7030110723981,2343.7118913372601,93.004440132430958,18.600888026486192,18.600888026486192,223.21065631783432,297.61420842377908,427.8204246091824,1283.4612738275473,744.03552105944766,3106.3483004231939,6807.9250176939468,2715.7296518669841,2064.6985709399673,1320.6630498805196,4929.2353270188405,11030.326599706312,6677.718801508543,8202.9916196804115,5636.069072025316,5152.4459833366755,18359.076482141871,12350.989649586832,8909.8253646868852,15829.35571053975,13206.630498805196,465.02220066215483,9988.6768702230856,3701.5767172707524,706.83374500647528,167.40799223837573,167.40799223837573,334.81598447675145,520.8248647416134,0,37.201776052972384,0,0,0,0,18.600888026486192,0,0,0,0,0,0,0,0,0,0,0,0,0,0,0,0,0,0,0,0,0,0,0,0,0,0,0,0,0,0,0,0,0,0,0,0]
[2,"POLES","> 22 kv & < = 66 kv ; steel",9.0684548732328469,70.435693196705842,8.3925975238126274,2,0,0,0,0,0,0,0,0,0,0,6,0,0,2,0,1,0,7,8,8,4,3,1,0,1,1,0,1,0,0,0,0,0,0,2,0,0,0,0,2,0,0,0,2,0,19,1,0,0,2,0,0,0,10,0,0,1,0,2,1,0,2,0,0,0,1,0,0,0,3,0,0,0,0,0,0,0,0,0,0,0,0,0,0,0,0,0,0,0,0,0,null,0,0,0,0,0,0,0,0,0,0,54.410729239397085,0,0,18.136909746465694,0,9.0684548732328469,0,63.47918411262993,72.547638985862775,72.547638985862775,36.273819492931388,27.205364619698543,9.0684548732328469,0,9.0684548732328469,9.0684548732328469,0,9.0684548732328469,0,0,0,0,0,0,18.136909746465694,0,0,0,0,18.136909746465694,0,0,0,18.136909746465694,0,172.30064259142409,9.0684548732328469,0,0,18.136909746465694,0,0,0,90.684548732328466,0,0,9.0684548732328469,0,18.136909746465694,9.0684548732328469,0,18.136909746465694,0,0,0,9.0684548732328469,0,0,0,27.205364619698543,0,0,0,0,0,0,0,0,0,0,0,0,0,0,0,0,0,0,0,0,0]
[2,"POLES","> 22 kv & < = 66 kv ; wood",7.9069712680893618,80.254826764616283,8.9585058332635068,2,77,243,356,444,610,154,282,502,316,325,83,319,176,354,147,621,266,252,327,270,280,29,12,15,24,11,40,7,34,258,175,52,41,45,88,267,124,120,315,191,118,50,370,676,792,378,203,318,210,714,524,156,412,367,286,455,240,172,268,120,143,31,401,288,57,22,57,26,44,30,19,20,6,5,4,1,198,32,167,57,18,17,0,1,46,24,1,0,0,2,0,null,608.83678764288084,1921.3940181457149,2814.8817714398128,3510.6952430316765,4823.2524735345105,1217.6735752857617,2229.7658976011999,3969.2995765808596,2498.6029207162383,2569.7656621290425,656.27861525141702,2522.3238345205064,1391.6269431837277,2799.0678289036341,1162.3247764091361,4910.2291574834935,{"$f":"IFERROR($D21*X21,\"\")","v":2103.25435731177},1992.5567595585192,2585.5796046652213,2134.8822423841275,2213.9519550650211,229.30216677459148,94.883655217072345,118.60456902134042,189.76731043414469,86.976683948982981,316.27885072357446,55.34879887662553,268.83702311503828,2039.9985871670553,1383.7199719156383,411.16250594064684,{"$f":"IFERROR($D21*AN21,\"\")","v":324.18582199166383},355.81370706402129,695.81347159186384,2111.1613285798594,980.46443724308085,948.83655217072339,2490.6959494481489,1510.2315122050682,933.02260963454466,395.34856340446811,2925.5793691930639,5345.1125772284086,6262.3212443267748,2988.8351393377789,1605.1151674221405,2514.416863252417,{"$f":"IFERROR($D21*BD21,\"\")","v":1660.4639662987661},5645.5774854158044,4143.2529444788252,1233.4875178219404,3257.6721624528172,2901.8584553887958,2261.3937826735573,3597.6719269806595,1897.6731043414468,1359.9990581113702,2119.0682998479488,948.83655217072339,1130.6968913367787,245.11610931077021,3170.6954785038342,2277.2077252097361,{"$f":"IFERROR($D21*BT21,\"\")","v":450.6973622810936},173.95336789796596,450.6973622810936,205.58125297032342,347.90673579593192,237.20913804268085,150.23245409369787,158.13942536178723,47.441827608536173,39.534856340446808,31.627885072357447,7.9069712680893618,1565.5803110816937,253.02308057885958,1320.4642017709234,450.6973622810936,{"$f":"IFERROR($D21*CJ21,\"\")","v":142.3254828256085},134.41851155751914,0,7.9069712680893618,363.72067833211065,189.76731043414469,7.9069712680893618,0,0,15.813942536178724,0]
[2,"POLES","staking of a wooden pole",9.8296272019812889,34.442268537263161,5.8687535761235674,2,53,344,626,666,852,1245,1246,1071,784,749,486,656,985,814,897,613,553,510,335,192,210,152,1568,1395,731,632,446,530,885,992,0,0,0,0,0,0,0,0,0,0,0,0,0,0,0,0,0,0,0,0,0,0,0,0,0,0,0,0,0,0,0,0,0,0,0,0,0,0,0,0,0,0,0,0,0,0,0,0,0,0,0,0,0,0,0,0,0,0,0,0,0,null,520.97024170500833,3381.3917574815632,6153.3466284402866,6546.5317165195383,8374.8423760880578,12237.885866466704,12247.715493668686,10527.530733321961,7706.4277263533304,7362.3907742839856,4777.1988201629065,6448.2354444997254,9682.1827939515697,8001.3165424127692,8817.1756001772155,6025.5614748145299,5435.7838426956532,5013.1098730104577,3292.9251126637319,1887.2884227804075,2064.2217124160707,1494.103334701156,15412.855452706661,13712.329946763897,7185.457484648322,6212.3243916521742,4384.0137320836548,5209.7024170500836,8699.2200737534404,9750.9901843654388,0,0,0,0,0,0,0,0,0,0,0,0,0,0,0,0,0,0,0,0,0,0,0,0,0,0,0,0,0,0,0,0,0,0,0,0,0,0,0,0,0,0,0,0,0,0,0,0,0,0,0,0,0,0,0,0,0,0,0,0,0]
[4,"SWITCHGEAR","˂ = 11 kv ; circuit breaker",29.349457850034931,57.04917100876996,7.553090162891607,2,0,0,1,0,0,1,1,0,3,0,0,0,0,0,0,0,0,0,0,0,0,0,0,0,0,2,0,0,0,1,1,2,2,0,0,18,0,0,0,0,0,1,0,0,0,0,0,0,0,0,0,0,0,0,0,8,0,1,0,1,0,12,0,0,0,0,0,0,0,0,0,0,0,0,0,0,0,0,0,0,0,0,0,0,0,0,0,0,0,0,0,null,0,0,29.349457850034931,0,0,29.349457850034931,29.349457850034931,0,88.048373550104799,0,0,0,0,0,0,0,0,0,0,0,0,0,0,0,0,58.698915700069861,0,0,0,29.349457850034931,29.349457850034931,58.698915700069861,58.698915700069861,0,0,528.29024130062874,0,0,0,0,0,29.349457850034931,0,0,0,0,0,0,0,0,0,0,0,0,0,234.79566280027944,0,29.349457850034931,0,29.349457850034931,0,352.1934942004192,0,0,0,0,0,0,0,0,0,0,0,0,0,0,0,0,0,0,0,0,0,0,0,0,0,0,0,0,0]
[4,"SWITCHGEAR","˂ = 11 kv ; switch",13.522586701221076,63.648183587051193,7.9779811723926244,2,3,3,12,2,4,3,5,3,4,4,7,2,8,0,7,0,0,1,3,1,3,0,0,0,0,0,0,0,0,0,3,0,2,0,1,3,1,0,2,0,2,5,0,3,2,0,0,0,0,1,5,2,2,1,2,0,1,3,0,1,2,1,0,0,1,0,0,0,0,1,0,0,0,0,0,0,0,0,0,0,0,0,0,0,0,0,0,0,0,0,0,null,40.567760103663232,40.567760103663232,162.27104041465293,27.045173402442153,54.090346804884305,40.567760103663232,67.612933506105378,40.567760103663232,54.090346804884305,54.090346804884305,94.658106908547538,27.045173402442153,108.18069360976861,0,94.658106908547538,0,0,13.522586701221076,40.567760103663232,13.522586701221076,40.567760103663232,0,0,0,0,0,0,0,0,0,40.567760103663232,0,27.045173402442153,0,13.522586701221076,40.567760103663232,13.522586701221076,0,27.045173402442153,0,27.045173402442153,67.612933506105378,0,40.567760103663232,27.045173402442153,0,0,0,0,13.522586701221076,67.612933506105378,27.045173402442153,27.045173402442153,13.522586701221076,27.045173402442153,0,13.522586701221076,40.567760103663232,0,13.522586701221076,27.045173402442153,13.522586701221076,0,0,13.522586701221076,0,0,0,0,13.522586701221076,0,0,0,0,0,0,0,0,0,0,0,0,0,0,0,0,0,0,0,0,0]
[4,"SWITCHGEAR","> 11 kv & < = 22 kv ; circuit breaker",29.349457850034931,53.173598671948682,7.2920229478484693,2,114,21,34,21,143,21,18,47,20,17,19,25,23,23,13,19,13,9,12,5,4,0,1,1,0,0,0,0,1,0,6,0,19,5,14,0,2,0,17,2,24,64,0,38,23,0,0,0,0,2,47,19,28,10,20,3,11,24,1,7,26,10,0,0,6,0,0,5,0,3,0,0,0,0,0,0,0,0,0,0,0,0,0,0,0,0,0,0,0,0,0,null,3345.8381949039822,616.33861485073351,997.88156690118763,616.33861485073351,4196.972472554995,616.33861485073351,528.29024130062874,1379.4245189516416,586.98915700069858,498.94078345059381,557.63969915066366,733.73644625087331,675.03753055080335,675.03753055080335,381.54295205045412,557.63969915066366,381.54295205045412,264.14512065031437,352.1934942004192,146.74728925017465,117.39783140013972,0,29.349457850034931,29.349457850034931,0,0,0,0,29.349457850034931,0,176.0967471002096,0,557.63969915066366,146.74728925017465,410.89240990048904,0,58.698915700069861,0,498.94078345059381,58.698915700069861,704.38698840083839,1878.3653024022356,0,1115.2793983013273,675.03753055080335,0,0,0,0,58.698915700069861,1379.4245189516416,557.63969915066366,821.78481980097808,293.49457850034929,586.98915700069858,88.048373550104799,322.84403635038421,704.38698840083839,29.349457850034931,205.44620495024452,763.08590410090824,293.49457850034929,0,0,176.0967471002096,0,0,146.74728925017465,0,88.048373550104799,0,0,0,0,0,0,0,0,0,0,0,0,0,0,0,0,0,0,0,0,0]
[4,"SWITCHGEAR","> 11 kv & < = 22 kv ; switch",14.624868252382221,76.540633689872251,8.7487504073365958,2,1371,1382,915,767,718,575,822,829,660,667,714,683,524,491,459,348,219,196,269,105,122,39,34,41,26,15,13,14,28,17,81,14,194,34,120,33,73,26,206,53,247,637,11,392,236,11,17,11,12,104,466,195,277,101,238,33,113,321,23,89,257,101,11,11,100,11,11,33,11,111,11,11,11,22,11,11,11,11,11,11,11,11,11,11,11,11,11,11,11,11,187,null,20050.694374016024,20211.567924792231,13381.754450929733,11217.273949577164,10500.655405210435,8409.299245119777,12021.641703458186,12124.015781224862,9652.4130465722665,9754.7871243389418,10442.155932200905,9988.7850163770563,7663.430964248284,7180.8103119196703,6712.8145278434395,5089.4541518290125,3202.8461472717063,2866.4741774669155,3934.0895598908173,1535.6111665001333,1784.2339267906309,570.36986184290663,497.2455205809955,599.61959834767106,380.24657456193773,219.37302378573332,190.12328728096887,204.74815553335111,409.49631106670222,248.62276029049775,1184.61432844296,204.74815553335111,2837.2244409621508,497.2455205809955,1754.9841902858666,482.62065232861329,1067.6153824239022,380.24657456193773,3012.7228599907376,775.11801737625774,3612.3424583384085,9316.0410767674748,160.87355077620444,5732.9483549338311,3451.4689075622041,160.87355077620444,248.62276029049775,160.87355077620444,175.49841902858665,1520.9862982477509,6815.1886056101148,2851.8493092145332,4051.088505909875,1477.1116934906042,3480.7186440669684,482.62065232861329,1652.610112519191,4694.5827090146931,336.37196980479109,1301.6132744620177,3758.591140862231,1477.1116934906042,160.87355077620444,160.87355077620444,1462.4868252382221,160.87355077620444,160.87355077620444,482.62065232861329,160.87355077620444,1623.3603760144265,160.87355077620444,160.87355077620444,160.87355077620444,321.74710155240888,160.87355077620444,160.87355077620444,160.87355077620444,160.87355077620444,160.87355077620444,160.87355077620444,160.87355077620444,160.87355077620444,160.87355077620444,160.87355077620444,160.87355077620444,160.87355077620444,160.87355077620444,160.87355077620444,160.87355077620444,160.87355077620444,2734.8503631954754]
[4,"SWITCHGEAR","> 33 kv & < = 66 kv ; circuit breaker",29.349457850034931,53.731730643926376,7.3301930836729241,2,0,6,8,1,9,4,9,2,6,9,8,5,3,2,5,8,5,2,3,2,1,1,0,0,0,0,0,0,0,0,2,0,0,2,0,4,2,14,0,0,0,0,22,0,15,0,0,0,0,0,5,0,6,0,4,5,9,6,0,5,0,0,0,0,0,0,0,0,0,0,0,0,0,0,0,0,0,0,0,0,0,0,0,0,0,0,0,0,0,0,0,null,0,176.0967471002096,234.79566280027944,29.349457850034931,264.14512065031437,117.39783140013972,264.14512065031437,58.698915700069861,176.0967471002096,264.14512065031437,234.79566280027944,146.74728925017465,88.048373550104799,58.698915700069861,146.74728925017465,234.79566280027944,146.74728925017465,58.698915700069861,88.048373550104799,58.698915700069861,29.349457850034931,29.349457850034931,0,0,0,0,0,0,0,0,58.698915700069861,0,0,58.698915700069861,0,117.39783140013972,58.698915700069861,410.89240990048904,0,0,0,0,645.68807270076843,0,440.24186775052397,0,0,0,0,0,146.74728925017465,0,176.0967471002096,0,117.39783140013972,146.74728925017465,264.14512065031437,176.0967471002096,0,146.74728925017465,0,0,0,0,0,0,0,0,0,0,0,0,0,0,0,0,0,0,0,0,0,0,0,0,0,0,0,0,0,0,0]
[4,"SWITCHGEAR","> 33 kv & < = 66 kv ; switch",29.349457850034931,76.540633689872251,8.7487504073365958,2,5,13,19,7,6,3,2,13,8,3,9,6,7,5,4,3,1,7,14,3,4,9,1,1,0,0,0,0,1,0,3,0,7,1,4,0,4,0,7,2,9,24,1,15,9,1,1,0,0,4,18,7,11,4,13,6,4,12,4,3,10,4,0,0,4,0,0,1,0,4,0,0,0,1,0,0,0,0,0,0,0,0,0,0,0,0,0,0,0,0,0,null,146.74728925017465,381.54295205045412,557.63969915066366,205.44620495024452,176.0967471002096,88.048373550104799,58.698915700069861,381.54295205045412,234.79566280027944,88.048373550104799,264.14512065031437,176.0967471002096,205.44620495024452,146.74728925017465,117.39783140013972,88.048373550104799,29.349457850034931,205.44620495024452,410.89240990048904,88.048373550104799,117.39783140013972,264.14512065031437,29.349457850034931,29.349457850034931,0,0,0,0,29.349457850034931,0,88.048373550104799,0,205.44620495024452,29.349457850034931,117.39783140013972,0,117.39783140013972,0,205.44620495024452,58.698915700069861,264.14512065031437,704.38698840083839,29.349457850034931,440.24186775052397,264.14512065031437,29.349457850034931,29.349457850034931,0,0,117.39783140013972,528.29024130062874,205.44620495024452,322.84403635038421,117.39783140013972,381.54295205045412,176.0967471002096,117.39783140013972,352.1934942004192,117.39783140013972,88.048373550104799,293.49457850034929,117.39783140013972,0,0,117.39783140013972,0,0,29.349457850034931,0,117.39783140013972,0,0,0,29.349457850034931,0,0,0,0,0,0,0,0,0,0,0,0,0,0,0,0,0]
["","TRANSFORMERS","ground outdoor / indoor chamber mounted ; ˂ 22 kv ; < = 60 kva ; multiple phase","","","",2,1,0,0,0,1,0,0,0,0,0,0,1,1,1,1,0,0,0,0,0,0,0,0,0,0,0,0,0,1,1,1,1,1,1,1,1,0,0,1,1,1,0,0,1,0,0,0,0,0,0,0,0,0,0,0,0,0,0,0,0,0,0,0,0,0,0,0,0,0,0,0,0,0,0,0,0,0,0,0,0,0,0,0,0,0,0,0,0,0,0,0,null,"","","","","","","","","","","","","","","","","","","","","","","","","","","","","","","","","","","","","","","","","","","","","","","","","","","","","","","","","","","","","","","","","","","","","","","","","","","","","","","","","","","","","","","","","","",""]
["","TRANSFORMERS","ground outdoor / indoor chamber mounted ; ˂ 22 kv ; < = 60 kva ; single phase","","","",2,1,0,0,0,0,0,0,0,0,0,0,0,0,0,0,0,0,0,0,0,0,0,0,0,0,0,0,0,0,0,1,1,1,0,1,0,0,0,0,0,0,0,0,0,0,0,0,0,0,0,0,0,0,0,0,0,0,0,0,0,0,0,0,0,0,0,0,0,0,0,0,0,0,0,0,0,0,0,0,0,0,0,0,0,0,0,0,0,0,0,0,null,"","","","","","","","","","","","","","","","","","","","","","","","","","","","","","","","","","","","","","","","","","","","","","","","","","","","","","","","","","","","","","","","","","","","","","","","","","","","","","","","","","","","","","","","","","",""]
[5,"TRANSFORMERS","ground outdoor / indoor chamber mounted ; ˂ 22 kv ; > 60 kva and < = 600 kva ; multiple phase",36.50311964218929,71.549139135763582,8.4586724215897835,2,3,5,5,4,6,5,5,5,5,5,6,6,10,9,7,6,6,6,6,5,6,6,5,5,5,6,6,6,7,8,9,10,9,8,9,7,6,6,7,7,7,5,5,8,3,2,3,2,2,4,4,4,5,5,5,4,3,2,2,2,1,1,1,1,0,0,0,0,0,0,0,0,0,0,0,0,0,0,0,0,0,0,0,0,0,0,0,0,0,0,0,null,109.50935892656787,182.51559821094645,182.51559821094645,146.01247856875716,219.01871785313574,182.51559821094645,182.51559821094645,182.51559821094645,182.51559821094645,182.51559821094645,219.01871785313574,219.01871785313574,365.0311964218929,328.52807677970361,255.52183749532503,219.01871785313574,219.01871785313574,219.01871785313574,219.01871785313574,182.51559821094645,219.01871785313574,219.01871785313574,182.51559821094645,182.51559821094645,182.51559821094645,219.01871785313574,219.01871785313574,219.01871785313574,255.52183749532503,292.02495713751432,328.52807677970361,365.0311964218929,328.52807677970361,292.02495713751432,328.52807677970361,255.52183749532503,219.01871785313574,219.01871785313574,255.52183749532503,255.52183749532503,255.52183749532503,182.51559821094645,182.51559821094645,292.02495713751432,109.50935892656787,73.00623928437858,109.50935892656787,73.00623928437858,73.00623928437858,146.01247856875716,146.01247856875716,146.01247856875716,182.51559821094645,182.51559821094645,182.51559821094645,146.01247856875716,109.50935892656787,73.00623928437858,73.00623928437858,73.00623928437858,36.50311964218929,36.50311964218929,36.50311964218929,36.50311964218929,0,0,0,0,0,0,0,0,0,0,0,0,0,0,0,0,0,0,0,0,0,0,{"$f":"IFERROR($D31*CP31,\"\")","v":0},0,0,0,0]
["","TRANSFORMERS","ground outdoor / indoor chamber mounted ; ˂ 22 kv ; > 60 kva and < = 600 kva ; single phase","","","",2,0,0,0,0,0,0,0,0,0,0,0,0,0,0,0,0,0,0,0,0,0,0,0,0,0,0,0,0,0,0,0,1,0,0,0,0,0,0,0,0,0,0,0,0,0,0,0,0,0,0,0,0,0,0,0,0,0,0,0,0,0,0,0,0,0,0,0,0,0,0,0,0,0,0,0,0,0,0,0,0,0,0,0,0,0,0,0,0,0,0,0,null,"","","","","","","","","","","","","","","","","","","","","","","","","","","","","","","","","","","","","","","","","","","","","","","","","","","","","","","","","","","","","","","","","","","","","","","","","","","","","","","","","","","","","","","","","","",""]
[5,"TRANSFORMERS","ground outdoor / indoor chamber mounted ; ˂ 22 kv ; > 600 kva ; multiple phase",49.506296257890433,63.200399543889674,7.9498678947445205,2,9,9,9,7,12,9,9,9,9,9,10,12,16,16,13,11,12,11,12,10,10,11,9,9,10,10,11,11,13,14,17,19,16,15,17,14,11,12,13,13,13,10,10,14,6,5,5,4,4,7,8,8,9,10,9,8,5,4,4,3,2,2,2,1,1,1,1,0,0,0,0,0,0,0,0,0,0,0,0,0,0,0,0,0,0,0,0,0,0,0,0,null,445.55666632101389,445.55666632101389,445.55666632101389,346.54407380523304,594.07555509468523,445.55666632101389,445.55666632101389,445.55666632101389,445.55666632101389,445.55666632101389,495.06296257890432,594.07555509468523,792.10074012624693,792.10074012624693,643.58185135257565,544.5692588367948,594.07555509468523,544.5692588367948,594.07555509468523,495.06296257890432,495.06296257890432,544.5692588367948,445.55666632101389,445.55666632101389,495.06296257890432,495.06296257890432,544.5692588367948,544.5692588367948,643.58185135257565,693.08814761046608,841.60703638413736,940.61962889991821,792.10074012624693,742.59444386835651,841.60703638413736,693.08814761046608,544.5692588367948,594.07555509468523,643.58185135257565,643.58185135257565,643.58185135257565,495.06296257890432,495.06296257890432,693.08814761046608,297.03777754734261,247.53148128945216,247.53148128945216,198.02518503156173,198.02518503156173,346.54407380523304,396.05037006312347,396.05037006312347,445.55666632101389,495.06296257890432,445.55666632101389,396.05037006312347,247.53148128945216,198.02518503156173,198.02518503156173,148.51888877367131,99.012592515780867,99.012592515780867,99.012592515780867,49.506296257890433,49.506296257890433,49.506296257890433,49.506296257890433,0,0,0,0,0,0,0,0,0,0,0,0,0,0,0,0,0,0,0,0,0,0,0,0]
[5,"TRANSFORMERS","ground outdoor / indoor chamber mounted ; > 33 kv & < = 66 kv ; < = 15 mva",57.919977689890644,65.067227117613939,8.0664259196755754,2,0,0,0,0,1,0,0,0,0,0,0,0,0,0,0,0,1,0,1,1,0,1,0,0,0,0,0,0,0,0,0,0,0,0,0,0,0,0,0,1,0,1,0,0,0,0,0,0,0,0,0,4,10,5,4,0,2,13,0,4,0,2,0,0,0,0,0,0,0,6,0,4,1,0,0,0,0,0,0,0,0,0,0,0,0,0,0,0,0,0,0,null,0,0,0,0,57.919977689890644,0,0,0,0,0,0,0,0,0,0,0,57.919977689890644,0,57.919977689890644,57.919977689890644,0,57.919977689890644,0,0,0,0,0,0,0,0,0,0,0,0,0,0,0,0,0,57.919977689890644,0,57.919977689890644,0,0,0,0,0,0,0,0,0,231.67991075956257,579.19977689890641,289.5998884494532,231.67991075956257,0,115.83995537978129,752.95970996857841,0,231.67991075956257,0,115.83995537978129,0,0,0,0,0,0,0,347.51986613934389,0,231.67991075956257,57.919977689890644,0,0,0,0,0,0,0,0,0,0,0,0,0,0,0,0,0,0]
[5,"TRANSFORMERS","ground outdoor / indoor chamber mounted ; > 33 kv & < = 66 kv ; > 15 mva and < = 40 mva",57.919977689890644,56.71959963979068,7.5312415735913474,2,1,1,3,2,1,2,3,3,3,5,1,3,1,0,2,2,2,0,3,0,1,0,0,0,0,0,0,0,0,0,1,0,1,2,0,0,0,2,0,6,2,12,1,0,3,0,0,0,0,0,0,0,1,4,2,2,2,0,0,1,1,0,0,0,0,0,0,0,0,0,0,0,0,0,0,0,0,0,0,0,0,0,0,0,0,0,0,0,0,0,0,null,57.919977689890644,57.919977689890644,173.75993306967194,115.83995537978129,57.919977689890644,115.83995537978129,173.75993306967194,173.75993306967194,173.75993306967194,289.5998884494532,57.919977689890644,173.75993306967194,57.919977689890644,0,115.83995537978129,115.83995537978129,115.83995537978129,0,173.75993306967194,0,57.919977689890644,0,0,0,0,0,0,0,0,0,57.919977689890644,0,57.919977689890644,115.83995537978129,0,0,0,115.83995537978129,0,347.51986613934389,115.83995537978129,695.03973227868778,57.919977689890644,0,173.75993306967194,0,0,0,0,0,0,0,57.919977689890644,231.67991075956257,115.83995537978129,115.83995537978129,115.83995537978129,0,0,57.919977689890644,57.919977689890644,0,0,0,0,0,0,0,0,0,0,0,0,0,0,0,0,0,0,0,0,0,0,0,0,0,0,0,0,0,0]
["","TRANSFORMERS","kiosk mounted ; < = 22 kv ; < = 60 kva ; multiple phase","","","",2,2,4,5,4,6,5,5,5,5,5,5,6,8,8,7,6,6,6,6,5,5,6,5,5,5,5,6,6,6,7,9,10,8,8,9,7,6,6,7,7,6,5,5,7,3,2,3,2,2,4,4,4,5,5,5,4,3,2,2,2,1,1,1,1,0,0,0,0,0,0,0,0,0,0,0,0,0,0,0,0,0,0,0,0,0,0,0,0,0,0,0,null,"","","","","","","","","","","","","","","","","","","","","","","","","","","","","","","","","","","","","","","","","","","","","","","","","","","","","","","","","","","","","","","","","","","","","","","","","","","","","","","","","","","","","","","","","","",""]
[5,"TRANSFORMERS","kiosk mounted ; < = 22 kv ; < = 60 kva ; single phase",10.891550944268602,45.566616180254712,6.7503048953550771,2,1,0,0,0,1,0,0,0,0,0,0,1,1,1,1,0,1,0,1,0,0,0,0,0,0,0,1,0,1,1,1,1,1,1,1,1,0,1,1,1,1,0,0,1,0,0,0,0,0,0,0,0,0,0,0,0,0,0,0,0,0,0,0,0,0,0,0,0,0,0,0,0,0,0,0,0,0,0,0,0,0,0,0,0,0,0,0,0,0,0,0,null,{"$f":"IFERROR($D37*H37,\"\")","v":10.891550944268602},0,0,0,10.891550944268602,0,0,0,0,0,0,10.891550944268602,10.891550944268602,10.891550944268602,10.891550944268602,0,10.891550944268602,0,10.891550944268602,0,0,0,0,0,0,0,10.891550944268602,0,10.891550944268602,10.891550944268602,{"$f":"IFERROR($D37*AL37,\"\")","v":10.891550944268602},10.891550944268602,10.891550944268602,10.891550944268602,10.891550944268602,10.891550944268602,0,10.891550944268602,10.891550944268602,10.891550944268602,10.891550944268602,0,0,10.891550944268602,0,0,{"$f":"IFERROR($D37*BB37,\"\")","v":0},0,0,0,0,0,0,0,0,0,0,0,0,0,0,0,{"$f":"IFERROR($D37*BR37,\"\")","v":0},0,0,0,0,0,0,0,0,0,0,0,0,0,0,0,{"$f":"IFERROR($D37*CH37,\"\")","v":0},0,0,0,0,0,0,0,0,0,0,0,0]
[5,"TRANSFORMERS","kiosk mounted ; < = 22 kv ; > 60 kva and < = 600 kva ; multiple phase",56.129816879888324,64.086353252123047,8.0053952589564901,2,202,47,51,40,67,51,51,50,49,48,57,67,83,87,74,61,63,58,65,56,57,62,51,51,52,57,63,61,69,77,92,103,88,83,92,76,63,66,73,72,69,56,55,77,33,25,29,24,21,39,42,44,49,54,48,46,28,24,21,18,11,13,8,7,4,3,3,2,1,0,0,0,0,0,0,0,0,0,0,0,0,0,0,0,0,0,0,0,0,0,0,null,11338.223009737441,2638.1013933547511,2862.6206608743046,2245.192675195533,3760.6977309525178,2862.6206608743046,2862.6206608743046,2806.4908439944161,2750.361027114528,2694.2312102346395,3199.3995621536346,3760.6977309525178,4658.7748010307305,4883.2940685502845,4153.6064491117359,3423.9188296731877,{"$f":"IFERROR($D38*X38,\"\")","v":3536.1784634329642},3255.5293790335227,3648.4380971927412,3143.2697452737461,3199.3995621536346,3480.0486465530762,2862.6206608743046,2862.6206608743046,2918.7504777541926,3199.3995621536346,3536.1784634329642,3423.9188296731877,3872.9573647122943,4321.9958997514013,5163.943152949726,5781.3711386284976,4939.423885430173,4658.7748010307305,5163.943152949726,4265.8660828715128,3536.1784634329642,3704.5679140726293,4097.4766322318474,4041.3468153519593,3872.9573647122943,3143.2697452737461,3087.1399283938576,4321.9958997514013,1852.2839570363146,1403.245421997208,1627.7646895167613,1347.1156051173198,1178.7261544776547,2189.0628583156445,2357.4523089553095,2469.7119427150865,2750.361027114528,3031.0101115139696,2694.2312102346395,2581.971576474863,1571.6348726368731,1347.1156051173198,1178.7261544776547,1010.3367038379898,617.42798567877162,729.68761943854815,449.03853503910659,392.90871815921827,224.5192675195533,168.38945063966497,168.38945063966497,112.25963375977665,56.129816879888324,0,0,0,0,0,0,0,0,0,0,0,0,0,0,0,0,0,0,0,0,0,0]
[5,"TRANSFORMERS","kiosk mounted ; < = 22 kv ; > 600 kva ; multiple phase",65.304312651794547,62.142014255135159,7.8830206301350731,2,50,11,12,9,16,12,12,12,11,11,13,16,19,20,17,14,15,14,15,13,13,14,12,12,12,13,15,14,16,18,21,24,21,19,21,18,15,15,17,17,16,13,13,18,8,6,7,6,5,9,10,10,11,13,11,11,6,6,5,4,3,3,2,2,1,1,1,0,0,0,0,0,0,0,0,0,0,0,0,0,0,0,0,0,0,0,0,0,0,0,0,null,3265.2156325897272,718.34743916974003,783.65175182153462,587.73881386615096,1044.8690024287127,783.65175182153462,783.65175182153462,783.65175182153462,718.34743916974003,718.34743916974003,848.95606447332909,1044.8690024287127,1240.7819403840963,1306.0862530358909,1110.1733150805073,914.26037712512368,979.56468977691816,914.26037712512368,979.56468977691816,848.95606447332909,848.95606447332909,914.26037712512368,783.65175182153462,783.65175182153462,783.65175182153462,848.95606447332909,979.56468977691816,914.26037712512368,1044.8690024287127,1175.4776277323019,1371.3905656876855,1567.3035036430692,1371.3905656876855,1240.7819403840963,1371.3905656876855,1175.4776277323019,979.56468977691816,979.56468977691816,1110.1733150805073,1110.1733150805073,1044.8690024287127,848.95606447332909,848.95606447332909,1175.4776277323019,522.43450121435637,391.82587591076731,457.13018856256184,391.82587591076731,326.52156325897272,587.73881386615096,653.04312651794544,653.04312651794544,718.34743916974003,848.95606447332909,718.34743916974003,718.34743916974003,391.82587591076731,391.82587591076731,326.52156325897272,261.21725060717819,195.91293795538365,195.91293795538365,130.60862530358909,130.60862530358909,65.304312651794547,65.304312651794547,65.304312651794547,0,0,0,0,0,0,0,0,0,0,0,0,0,0,0,0,0,0,0,0,0,0,0,0]
[5,"TRANSFORMERS","pole mounted ; < = 22 kv ; < = 60 kva ; multiple phase",11.649428422081149,62.244841263091004,7.8895399905882346,2,88,95,102,80,134,103,103,101,98,96,115,134,167,176,149,123,127,118,131,113,115,124,104,104,105,114,126,123,138,156,185,207,177,168,184,154,126,133,148,144,139,113,111,155,66,50,59,48,42,78,85,89,98,109,97,92,56,48,41,36,22,25,17,14,9,6,6,4,1,1,0,0,0,0,0,0,0,0,0,0,0,0,0,0,0,0,0,0,0,0,0,null,1025.1497011431411,1106.6957000977091,1188.2416990522772,931.95427376649195,1561.0234085588741,1199.8911274743584,1199.8911274743584,1176.592270630196,1141.6439853639527,1118.3451285197903,1339.6842685393322,1561.0234085588741,1945.4545464875519,2050.2994022862822,1735.7648348900912,1432.8796959159813,1479.4774096043059,1374.6325538055755,1526.0751232926305,1316.3854116951698,1339.6842685393322,1444.5291243380625,1211.5405558964394,1211.5405558964394,1223.1899843185206,1328.034840117251,1467.8279811822247,1432.8796959159813,1607.6211222471986,1817.3108338446593,2155.1442580850126,2411.4316833707981,2061.9488307083634,1957.1039749096331,2143.4948296629314,1794.0119770004969,1467.8279811822247,1549.3739801367929,1724.11540646801,1677.5176927796854,1619.2705506692798,1316.3854116951698,1293.0865548510076,1805.6614054225781,768.86227585735583,582.47142110405741,687.31627690278776,559.17256425989513,489.27599372740826,908.65541692232966,990.20141587689761,1036.7991295652223,1141.6439853639527,1269.7876980068452,1129.9945569418715,1071.7474148314657,652.36799163654439,559.17256425989513,477.62656530532712,419.37942319492134,256.28742528578528,291.23571055202871,198.04028317537953,163.0919979091361,104.84485579873034,69.896570532486891,69.896570532486891,46.597713688324596,11.649428422081149,11.649428422081149,0,0,0,0,0,0,0,0,0,0,0,0,0,0,0,0,0,0,0,0,0]
[5,"TRANSFORMERS","pole mounted ; < = 22 kv ; < = 60 kva ; single phase",5.858696087770805,58.323404693898098,7.6369761485746501,2,732,489,526,416,693,533,531,520,508,497,595,692,865,907,769,637,657,608,674,583,596,640,535,535,541,591,653,633,715,804,956,1067,914,867,952,795,650,687,762,743,718,582,574,800,342,258,305,249,215,402,439,461,505,561,502,475,287,249,214,186,115,131,86,70,46,33,33,20,7,3,0,0,0,0,0,0,0,0,0,0,0,0,0,0,0,0,0,0,0,0,0,null,4288.5655362482294,2864.9023869199236,3081.6741421674433,2437.2175725126549,4060.0763888251677,3122.6850147818391,3110.9676226062975,3046.5219656408185,2976.217612587569,2911.77195562209,3485.9241722236288,4054.2176927373971,5067.7721159217463,5313.8373516081201,4505.337291495749,3731.9894079100027,3849.163329665419,3562.0872213646494,3948.7611631575223,3415.6198191703793,3491.7828683113999,3749.5654961733153,3134.4024069573807,3134.4024069573807,3169.5545834840054,3462.4893878725456,3825.7285453143359,3708.5546235589195,4188.9677027561256,4710.3916545677275,5600.9134599088893,6251.2287256514492,5354.8482242225155,5079.4895080972883,5577.4786755578061,4657.6633897777901,3808.1524570510232,4024.9242122985429,4464.3264188813537,4353.0111932137079,4206.5437910194378,3409.7611230826087,3362.8915543804419,4686.9568702166443,2003.6740620176154,1511.5435906448677,1786.9023067700955,1458.8153258549305,1259.619658870723,2355.1958272838638,2571.9675825313834,2700.8588964623409,2958.6415243242564,3286.7285052394218,2941.0654360609442,2782.8806416911325,1681.445777190221,1458.8153258549305,1253.7609627829522,1089.7174723253697,673.75005009364259,767.48918749797542,503.84786354828924,410.10872614395635,269.50002003745703,193.33697089643655,193.33697089643655,117.1739217554161,41.010872614395637,17.576088263312414,0,0,0,0,0,0,0,0,0,0,0,0,0,0,0,0,0,0,0,0,0]
[5,"TRANSFORMERS","pole mounted ; < = 22 kv ; > 60 kva and < = 600 kva ; multiple phase",20.805681904135078,62.993258158672113,7.9368292257470241,2,441,218,234,185,309,238,237,232,227,222,265,309,385,405,343,284,293,271,301,260,266,286,239,239,241,264,291,283,319,359,426,476,408,387,424,355,290,307,340,331,320,260,256,357,153,115,136,111,96,179,196,206,225,250,224,212,128,111,95,83,51,58,38,31,21,15,15,9,3,1,0,0,0,0,0,0,0,0,0,0,0,0,0,0,0,0,0,0,0,0,0,null,9175.3057197235685,4535.6386551014466,4868.5295655676082,3849.0511522649895,6428.955708377739,4951.7522931841486,4930.9466112800137,4826.9182017593384,4722.8897922386623,4618.861382717987,5513.5057045957956,6428.955708377739,8010.1875330920047,8426.3011711747058,7136.3488931183319,5908.8136607743618,6096.0647979115774,5638.3397960206057,6262.5102531446582,5409.4772950751203,5534.3113864999304,5950.4250245826324,4972.5579750882835,4972.5579750882835,5014.1693388965541,5492.7000226916607,6054.4534341033077,5888.0079788702269,6637.0125274190896,7469.2398035844926,8863.2204911615427,9903.5045863682972,8488.7182168871113,8051.7988969002754,8821.6091273532729,7386.0170759679522,6033.6477521991728,6387.3443445694693,7073.9318474059264,6886.6807102687108,6657.8182093232244,5409.4772950751203,5326.2545674585799,7427.6284397762229,3183.2693313326668,2392.6534189755339,2829.5727389623707,2309.4306913589935,1997.3454627969675,3724.2170608401789,4077.9136532104753,4285.9704722518263,4681.2784284303925,5201.4204760337698,4660.4727465262577,4410.8045636766365,2663.12728372929,2309.4306913589935,1976.5397808928324,1726.8715980432114,1061.0897771108889,1206.7295504398346,790.61591235713297,644.97613902818739,436.91931998683663,312.08522856202615,312.08522856202615,187.25113713721569,62.417045712405233,20.805681904135078,0,0,0,0,0,0,0,0,0,0,0,0,0,0,0,0,0,0,0,0,0]
[5,"TRANSFORMERS","pole mounted ; < = 22 kv ; > 60 kva and < = 600 kva ; single phase",22.573824805391432,55.362622014371276,7.4406062934663648,2,89,13,14,11,18,14,14,14,14,13,16,18,23,24,21,17,18,16,18,16,16,17,14,14,14,16,17,17,19,21,25,28,24,23,25,21,17,18,20,20,19,16,15,21,9,7,8,7,6,11,12,12,13,15,13,13,8,7,6,5,3,3,2,2,1,1,1,1,0,0,0,0,0,0,0,0,0,0,0,0,0,0,0,0,0,0,0,0,0,0,0,null,2009.0704076798374,293.45972247008859,316.03354727548003,248.31207285930574,406.32884649704579,316.03354727548003,316.03354727548003,316.03354727548003,316.03354727548003,293.45972247008859,361.18119688626291,406.32884649704579,519.19797052400293,541.77179532939431,474.05032091322005,383.75502169165435,406.32884649704579,361.18119688626291,406.32884649704579,361.18119688626291,361.18119688626291,383.75502169165435,316.03354727548003,316.03354727548003,316.03354727548003,361.18119688626291,383.75502169165435,383.75502169165435,428.90267130243723,474.05032091322005,564.3456201347858,632.06709455096006,541.77179532939431,519.19797052400293,564.3456201347858,474.05032091322005,383.75502169165435,406.32884649704579,451.47649610782867,451.47649610782867,428.90267130243723,361.18119688626291,338.60737208087147,474.05032091322005,203.16442324852289,158.01677363774002,180.59059844313146,158.01677363774002,135.44294883234858,248.31207285930574,270.88589766469715,270.88589766469715,293.45972247008859,338.60737208087147,293.45972247008859,293.45972247008859,180.59059844313146,158.01677363774002,135.44294883234858,112.86912402695717,67.721474416174289,67.721474416174289,45.147649610782864,45.147649610782864,22.573824805391432,22.573824805391432,22.573824805391432,22.573824805391432,0,0,0,0,0,0,0,0,0,0,0,0,0,0,0,0,0,0,0,0,0,0,0]
[5,"TRANSFORMERS","pole mounted ; < = 22 kv ; > 600 kva ; multiple phase",71.209772048553475,55.362622014371276,7.4406062934663648,2,0,0,0,0,0,0,0,0,0,0,0,0,0,1,0,0,0,0,0,0,0,0,0,0,0,0,0,0,0,0,1,1,1,1,1,0,0,0,0,0,0,0,0,0,0,0,0,0,0,0,0,0,0,0,0,0,0,0,0,0,0,0,0,0,0,0,0,0,0,0,0,0,0,0,0,0,0,0,0,0,0,0,0,0,0,0,0,0,0,0,0,null,0,0,0,0,0,0,0,0,0,0,0,0,0,71.209772048553475,0,0,0,0,0,0,0,0,0,0,0,0,0,0,0,0,71.209772048553475,71.209772048553475,71.209772048553475,71.209772048553475,71.209772048553475,0,0,0,0,0,0,0,0,0,0,0,0,0,0,0,0,0,0,0,0,0,0,0,0,0,0,0,0,0,0,0,0,0,0,0,0,0,0,0,0,0,0,0,0,0,0,0,0,0,0,0,0,0,0,0,0]
[6,"UNDERGROUND CABLES","˂ = 1 kv",29.976946446550901,74.82581712830283,8.6501917393953089,2,212.5,182.4,175.7,96.1,116.4,96.2,121.4,171.8,257.3,288.89999999999998,65.599999999999994,215,172.3,180.2,190.5,171.1,246.7,246.8,131.80000000000001,153.5,158.80000000000001,116,74.3,46.1,52.6,66.7,80.099999999999994,62.1,60.8,68.8,65.8,55.2,36.200000000000003,40.9,28,21.1,7.4,12.5,8.8000000000000007,16.600000000000001,17.899999999999999,13.8,28.4,40.1,8.6999999999999993,2.2999999999999998,14,2,1.4,1.1000000000000001,0.8,0.1,0.2,1.9,1.1000000000000001,0.1,0,0,0,0,0,0,0,0.9,0,0,0,0,0,0,0,0,0,0,0,0,0,0,0,0,0,0,0,0,0,0,0,0,0,0,0,null,6370.1011198920669,5467.7950318508847,5266.9494906589925,2880.7845535135416,3489.3165663785248,2883.7822481581966,3639.2012986112795,5150.0393995174454,7713.0683206975473,8660.3398284085542,1966.487686893739,6445.0434860084433,5165.0278727407203,5401.8457496684723,5710.6082980679466,5129.0555370048587,7395.3126883641071,7398.310383008763,3950.9615416554093,4601.4612795455632,4760.3390957122838,3477.3257877999044,2227.2871209787318,1381.9372311859966,1576.7873830885774,1999.4623279849452,2401.1534103687268,1861.5683743308109,1822.5983439502947,2062.4139155227017,1972.4830761830492,1654.7274438496099,1085.1654613651426,1226.0571096639319,839.35450050342524,632.51357002222403,221.82940370447668,374.71183058188626,263.79712872964797,497.61731101274501,536.58734139326111,413.68186096240248,851.34527908204552,1202.0755525066911,260.79943408499281,68.946976827067061,419.67725025171262,59.953892893101802,41.967725025171262,32.974641091205996,23.981557157240722,2.9976946446550903,5.9953892893101806,56.956198248446711,32.974641091205996,2.9976946446550903,0,0,0,0,0,0,0,26.97925180189581,0,0,0,0,0,0,0,0,0,0,0,0,0,0,0,0,0,0,0,0,0,0,0,0,0,0,0]
[6,"UNDERGROUND CABLES","> 1 kv & < = 11 kv",629.93730740543629,72.625308147732596,8.5220483539893497,2,0,0,0.2,0.7,0.3,0.3,0.2,0,0,0,0.3,0.7,0.3,0.6,0.2,0.7,0,0,0,5,0,0.3,3.2,0.1,0,0.1,0,0,0.4,0,0.2,0.1,0,1.7,0,0,0,0,0.1,0,1.7,0.1,0,0,0,0,0.2,0,0,0,0,0,0,0,0,0,0,0,0,0,0,0,0,0,0,0,0,0,0,0,0,0,0,0,0,0,0,0,0,0,0,0,0,0,0,0,0,0,0,0,0,null,0,0,125.98746148108727,440.95611518380537,188.98119222163089,188.98119222163089,125.98746148108727,0,0,0,188.98119222163089,440.95611518380537,188.98119222163089,377.96238444326178,125.98746148108727,440.95611518380537,0,0,0,3149.6865370271817,0,188.98119222163089,2015.7993836973963,62.993730740543633,0,62.993730740543633,0,0,251.97492296217453,0,125.98746148108727,62.993730740543633,0,1070.8934225892417,0,0,0,0,62.993730740543633,0,1070.8934225892417,62.993730740543633,0,0,0,0,125.98746148108727,0,0,0,0,0,0,0,0,0,0,0,0,0,0,0,0,0,0,0,0,0,0,0,0,0,0,0,0,0,0,0,0,0,0,0,0,0,0,0,0,0,0,0,0]
[6,"UNDERGROUND CABLES","> 11 kv & < = 22 kv",568.11188650108386,70.645928775629429,8.405113251802705,2,156,125.3,178.4,127.7,192,69.7,76.900000000000006,45.2,83.3,82,40.299999999999997,113.5,81.7,84.1,88.1,68.400000000000006,83.3,71.5,52.9,74.599999999999994,72.7,48.1,45.2,33.1,24.4,37.6,31.3,16.7,21.4,19.899999999999999,16.2,22.9,11.5,14.3,11.9,9.6999999999999993,5.4,5.0999999999999996,4.0999999999999996,5.5,6.9,5,8.1999999999999993,9.6,0.8,3.6,0.8,0.7,0.9,1.2,0.7,3,0.2,6.2,0.1,0,0.1,0,0,0.1,0,0.1,0,0.7,0,0,0,0.1,0,0,0.1,0,0,0,0,0,0,0,0,0,0,0,0,0,0,0,0,0,0,0,0,null,88625.454294169089,71184.419378585808,101351.16055179336,72547.887906188407,109077.48220820809,39597.398489125546,43687.804071933351,25678.657269848991,47323.720145540283,46585.174693088877,22894.909025993678,64480.699117873017,46414.74112713855,47778.209654741149,50050.657200745482,38858.85303667414,47323.720145540283,40619.999884827499,30053.118795907336,42381.146732980851,41301.734148628799,27326.181740702134,25678.657269848991,18804.503443185877,13861.930030626445,21361.006932440752,17781.902047483924,9487.4685045680999,12157.594371123194,11305.426541371568,9203.4125613175584,13009.76220087482,6533.2866947624643,8123.9999769654996,6760.5314493628985,5510.685299060513,3067.8041871058531,2897.3706211555273,2329.2587346544437,3124.6153757559614,3919.972016857479,2840.5594325054194,4658.5174693088875,5453.8741104104047,454.48950920086713,2045.202791403902,454.48950920086713,397.67832055075866,511.3006978509755,681.73426380130059,397.67832055075866,1704.3356595032515,113.62237730021678,3522.29369630672,56.811188650108392,0,56.811188650108392,0,0,56.811188650108392,0,56.811188650108392,0,397.67832055075866,0,0,0,56.811188650108392,0,0,56.811188650108392,0,0,0,0,0,0,0,0,0,0,0,0,0,0,0,0,0,0,0,0]
[6,"UNDERGROUND CABLES","> 33 kv & < = 66 kv",1273.2019437359195,45.561907860841956,6.7499561376976338,2,5,0,0,0.1,0,0.3,0,0,0,0,0,0,0.1,0,0.2,1.6,0.2,0,0,0,0,0,0,0,0,0,0,0,0,0,0,0,0,0.2,0,0,0,0,0,0,0,0,0,0,0,0,0,0,0,0,0,0,0,0,0,0,0,0,0,0,0,0,0,0,0,0,0,0,0,0,0,0,0,0,0,0,0,0,0,0,0,0,0,0,0,0,0,0,0,0,0,null,6366.0097186795974,0,0,127.32019437359196,0,381.96058312077582,0,0,0,0,0,0,127.32019437359196,0,254.64038874718392,2037.1231099774714,254.64038874718392,0,0,0,0,0,0,0,0,0,0,0,0,0,0,0,0,254.64038874718392,0,0,0,0,0,0,0,0,0,0,0,0,0,0,0,0,0,0,0,0,0,0,0,0,0,0,0,0,0,0,0,0,0,0,0,0,0,0,0,0,0,0,0,0,0,0,0,0,0,0,0,0,0,0,0,0,0]
[3,"SERVICE LINES","˂ = 11 kv ; residential ; simple type",0.92261857371230815,60.321193219931146,7.7666719526404062,2,15730,17224,14182,10982,13198,14223,15857,11760,17604,19769,6612,14004,13523,13380,12798,11881,15009,13151,9344,9987,9131,5970,4121,2138,3793,4807,7743,6481,5239,7082,11384,11284,8657,14172,10875,9787,7174,5197,7183,13094,5346,8702,6218,10890,8767,6852,9832,7662,5472,5503,8333,8089,8583,5381,6507,6469,3586,4238,3297,3027,2575,2100,2329,469,689,363,536,685,638,862,414,168,154,98,0,0,0,0,0,0,0,0,0,0,0,0,0,0,0,0,0,null,14512.790164494607,15891.182313620795,13084.576612387955,10132.197176508567,12176.719935855042,13122.403973910159,14629.96272335607,10849.994426856743,16241.777371631473,18239.246583718621,6100.3540093857819,12920.350506267163,12476.570972311543,12344.636516270682,11807.67250637012,10961.631274275933,13847.582172848033,12133.356862890565,8620.9479527678068,9214.191695664822,8424.4301965670857,5508.0328850624801,3802.1111422684221,1972.5585105969149,3499.4922500907846,4435.0274838350651,7143.8356162544023,5979.4909762294692,4833.5987076787824,6533.9847390305667,10503.089843140917,10410.827985769685,7987.1089926274517,13075.350426650832,10033.476989121351,9029.6679809223606,6618.8656478120984,4794.8487275828656,6627.169214975509,12080.767604188963,4932.3188950659996,8028.6268284445059,5736.8422913431323,10047.316267727036,8088.5970357358055,6321.7824670767359,9071.185816739413,7069.1035117837055,5048.5688353537498,5077.1700111388318,7688.1805747446642,7463.0616427588602,7918.8352181727405,4964.6105451459298,6003.4790591459896,5968.419553344921,3308.5102053323371,3910.0575153927621,3041.8734375294798,2792.7664226271568,2375.7428273091937,1937.4990047958472,2148.7786581759656,432.70811107107255,635.68419728778031,334.91054225756784,494.52355550979718,631.99372299293111,588.63065002845258,795.29721054000959,381.96408951689557,154.99992038366776,142.08326035169546,90.416620223806206,0,0,0,0,0,0,0,0,0,0,0,0,0,0,0,0,0]
["","","","","","","","","","","","","","","","","","","","","","","","","","","","","","","","","","","","","","","","","","","","","","","","","","","","","","","","","","","","","","","","","","","","","","","","","","","","","","","","","","","","","","","","","","","","","","","","","","",null,"","","","","","","","","","","","","","","","","","","","","","","","","","","","","","","","","","","","","","","","","","","","","","","","","","","","","","","","","","","","","","","","","","","","","","","","","","","","","","","","","","","","","","","","","","",""]
["","","","","","","","","","","","","","","","","","","","","","","","","","","","","","","","","","","","","","","","","","","","","","","","","","","","","","","","","","","","","","","","","","","","","","","","","","","","","","","","","","","","","","","","","","","","","","","","","","",null,"","","","","","","","","","","","","","","","","","","","","","","","","","","","","","","","","","","","","","","","","","","","","","","","","","","","","","","","","","","","","","","","","","","","","","","","","","","","","","","","","","","","","","","","","","",""]
["","","","","","","","","","","","","","","","","","","","","","","","","","","","","","","","","","","","","","","","","","","","","","","","","","","","","","","","","","","","","","","","","","","","","","","","","","","","","","","","","","","","","","","","","","","","","","","","","","",null,"","","","","","","","","","","","","","","",{"$f":"IFERROR($D52*W52,\"\")","v":""},"","","","","","","","","","","","","","","","","","","","","","","","","","","","","","","","","","","","","","","","","","","","","","","","","","","","","","","","","","","","","","","","","","","","","","","","","","",""]
["","","","","","","","","","","","","","","","","","","","","","","","","","","","","","","","","","","","","","","","","","","","","","","","","","","","","","","","","","","","","","","","","","","","","","","","","","","","","","","","","","","","","","","","","","","","","","","","","","",null,{"$f":"IFERROR($D53*H53,\"\")","v":""},"","","","","","","","","","","","","","","","","","","","","","","","","","","","","","","","","","","","","","","","","","",{"$f":"IFERROR($D53*AY53,\"\")","v":""},"","","","","","","","","","","","","","","",{"$f":"IFERROR($D53*BO53,\"\")","v":""},"","","","","","","","","","","","","","","",{"$f":"IFERROR($D53*CE53,\"\")","v":""},"","","","","","","","","","","","","","",""]
["","","","","","","","","","","","","","","","","","","","","","","","","","","","","","","","","","","","","","","","","","","","","","","","","","","","","","","","","","","","","","","","","","","","","","","","","","","","","","","","","","","","","","","","","","","","","","","","","","",null,"","","","","","","","","","","","","","","","","","","","","","","","","","","","","","","","",{"$f":"IFERROR($D54*AN54,\"\")","v":""},"","","","","","","","","","","","","","","","","","","","","","","","","","","","","","","","","","","","","","","","","","","","","","","","","","","","","","","","","",""]
["","","","","","","","","","","","","","","","","","","","","","","","","","","","","","","","","","","","","","","","","","","","","","","","","","","","","","","","","","","","","","","","","","","","","","","","","","","","","","","","","","","","","","","","","","","","","","","","","","",null,"","","","","","","","","","","","","","","","","","","","","","","","","","","","","","","",{"$f":"IFERROR($D55*AM55,\"\")","v":""},"","","","","","","","","","","","","","","","","","","","","","","","","","","","","","","","","","","","","","","","","","","","","","","","","","","","","","","","","","",""]
["","","","","","","","","","","","","","","","","","","","","","","","","","","","","","","","","","","","","","","","","","","","","","","","","","","","","","","","","","","","","","","","","","","","","","","","","","","","","","","","","","","","","","","","","","","","","","","","","","",null,"","","","","","","","","","","","","","","","","","","","","","","","","","","","","","","","","","","","","","","","","","","","","","","","","","","","","","","","","","","","","","","","","","","","","","","","","","","","","","","","","","","","","","","","","","",""]
["","","","","","","","","","","","","","","","","","","","","","","","","","","","","","","","","","","","","","","","","","","","","","","","","","","","","","","","","","","","","","","","","","","","","","","","","","","","","","","","","","","","","","","","","","","","","","","","","","",null,"","","","","","","","","","","","","","","","","","","","","","","","","","","","","","","","","","","","","","","","","","","","","","","","","","","","","","","","","","","","","","","","","","","","","","","","","","","","","","","","","","","","","","","","","","",""]
["","","","","","","","","","","","","","","","","","","","","","","","","","","","","","","","","","","","","","","","","","","","","","","","","","","","","","","","","","","","","","","","","","","","","","","","","","","","","","","","","","","","","","","","","","","","","","","","","","",null,"","","","","","","","","","","","","","","","","","","","","","","","","","","","","","","","","","","","","","","","","","","","","","","","","","","","","","","","","","","","","","","","","","","","","","","","","","","","","","","","","","","","","","","","","","",""]
["","","","","","","","","","","","","","","","","","","","","","","","","","","","","","","","","","","","","","","","","","","","","","","","","","","","","","","","","","","","","","","","","","","","","","","","","","","","","","","","","","","","","","","","","","","","","","","","","","",null,"","","","","","","","","","","","","","","","","","","","","","","","","","","","","","","","","","","","","","","","","","","","","","","","","","","","","","","","","","","","","","","","","","","","","","","","","","","","","","","","","","","","","","","","","","",""]
["","","","","","","","","","","","","","","","","","","","","","","","","","","","","","","","","","","","","","","","","","","","","","","","","","","","","","","","","","","","","","","","","","","","","","","","","","","","","","","","","","","","","","","","","","","","","","","","","","",null,"","","","","","","","","","","","","","","","","","","","","","","","","","","","","","","","","","","","","","","","","","","","","","","","","","","","","","","","","","","","","","","","","","","","","","","","","","","","","","","","","","","","","","","","","","",""]
["","","","","","","","","","","","","","","","","","","","","","","","","","","","","","","","","","","","","","","","","","","","","","","","","","","","","","","","","","","","","","","","","","","","","","","","","","","","","","","","","","","","","","","","","","","","","","","","","","",null,"","","","","","","","","","","","","","","","","","","","","","","","","","","","","","","","","","","","","","","","","","","","","","","","","","","","","","","","","","","","","","","","","","","","","","","","","","","","","","","","","","","","","","","","","","",""]
["","","","","","","","","","","","","","","","","","","","","","","","","","","","","","","","","","","","","","","","","","","","","","","","","","","","","","","","","","","","","","","","","","","","","","","","","","","","","","","","","","","","","","","","","","","","","","","","","","",null,"","","","","","","","","","","","","","","","","","","","","","","","","","","","","","","","","","","","","","","","","","","","","","","","","","","","","","","","","","","","","","","","","","","","","","","","","","","","","","","","","","","","","","","","","","",""]
["","","","","","","","","","","","","","","","","","","","","","","","","","","","","","","","","","","","","","","","","","","","","","","","","","","","","","","","","","","","","","","","","","","","","","","","","","","","","","","","","","","","","","","","","","","","","","","","","","",null,"","","","","","","","","","","","","","","","","","","","","","","","","","","","","","","","","","","","","","","","","","","","","","","","","","","","","","","","","","","","","","","","","","","","","","","","","","","","","","","","","","","","","","","","","","",""]
["","","","","","","","","","","","","","","","","","","","","","","","","","","","","","","","","","","","","","","","","","","","","","","","","","","","","","","","","","","","","","","","","","","","","","","","","","","","","","","","","","","","","","","","","","","","","","","","","","",null,"","","","","","","","","","","","","","","","","","","","","","","","","","","","","","","","","","","","","","","","","","","","","","","","","","","","","","","","","","","","","","","","","","","","","","","","","","","","","","","","","","","","","","","","","","",""]
["","","","","","","","","","","","","","","","","","","","","","","","","","","","","","","","","","","","","","","","","","","","","","","","","","","","","","","","","","","","","","","","","","","","","","","","","","","","","","","","","","","","","","","","","","","","","","","","","","",null,"","","","","","","","","","","","","","","","","","","","","","","","","","","","","","","","","","","","","","","","","","","","","","","","","","","","","","","","","","","","","","","","","","","","","","","","","","","","","","","","","","","","","","","","","","",""]
["","","","","","","","","","","","","","","","","","","","","","","","","","","","","","","","","","","","","","","","","","","","","","","","","","","","","","","","","","","","","","","","","","","","","","","","","","","","","","","","","","","","","","","","","","","","","","","","","","",null,{"$f":"IFERROR($D66*H66,\"\")","v":""},"","","","","","","","","","","","","","","",{"$f":"IFERROR($D66*X66,\"\")","v":""},"","","","","","","","","","","","","","","",{"$f":"IFERROR($D66*AN66,\"\")","v":""},"","","","","","","","","","","","","","","",{"$f":"IFERROR($D66*BD66,\"\")","v":""},"","","","","","","","","","","","","","","",{"$f":"IFERROR($D66*BT66,\"\")","v":""},"","","","","","","","","","","","","",{"$f":"IFERROR($D66*CH66,\"\")","v":""},{"$f":"IFERROR($D66*CI66,\"\")","v":""},"","","","","","","","","","",""]
["","","","","","","","","","","","","","","","","","","","","","","","","","","","","","","","","","","","","","","","","","","","","","","","","","","","","","","","","","","","","","","","","","","","","","","","","","","","","","","","","","","","","","","","","","","","","","","","","","",null,"","","","","","","","","","","","","","","","","","","","","","","","","","","","","","","","","","","","","","","","","","","","","","","","","","","","","","","","","","","","","","","","","","","","","","","","","","","","","","","","","","","","","","","","","","",""]
["","","","","","","","","","","","","","","","","","","","","","","","","","","","","","","","","","","","","","","","","","","","","","","","","","","","","","","","","","","","","","","","","","","","","","","","","","","","","","","","","","","","","","","","","","","","","","","","","","",null,"","","","","","","","","","","","","","","","","","","","","","","","","","","","","","","","","","","","","","","","","","","","","","","","","","","","","","","","","","","","","","","","","","","","","","","","","","","","","","","","","","","","","","","","","","",""]
["","","","","","","","","","","","","","","","","","","","","","","","","","","","","","","","","","","","","","","","","","","","","","","","","","","","","","","","","","","","","","","","","","","","","","","","","","","","","","","","","","","","","","","","","","","","","","","","","","",null,"","","","","","","","","","","","","","","","","","","","","","","","","","","","","","","","","","","","","","","","","","","","","","","","","","","","","","","","","","","","","","","","","","","","","","","","","","","","","","","","","","","","","","","","","","",""]
["","","","","","","","","","","","","","","","","","","","","","","","","","","","","","","","","","","","","","","","","","","","","","","","","","","","","","","","","","","","","","","","","","","","","","","","","","","","","","","","","","","","","","","","","","","","","","","","","","",null,"","","","","","","","","","","","","","","","","","","","","","","","","","","","","","","","","","","","","","","","","","","","","","","","","","","","","","","","","","","","","","","","","","","","","","","","","","","","","","","","","","","","","","","","","","",""]
["","","","","","","","","","","","","","","","","","","","","","","","","","","","","","","","","","","","","","","","","","","","","","","","","","","","","","","","","","","","","","","","","","","","","","","","","","","","","","","","","","","","","","","","","","","","","","","","","","",null,"","","","","","","","","","","","","","","","","","","","","","","","","","","","","","","","","","","","","","","","","","","","","","","","","","","","","","","","","","","","","","","","","","","","","","","","","","","","","","","","","","","","","","","","","","",""]
["","","","","","","","","","","","","","","","","","","","","","","","","","","","","","","","","","","","","","","","","","","","","","","","","","","","","","","","","","","","","","","","","","","","","","","","","","","","","","","","","","","","","","","","","","","","","","","","","","",null,"","","","","","","","","","","","","","","","","","","","","","","","","","","","","","","","","","","","","","","","","","","","","","","","","","","","","","","","","","","","","","","","","","","","","","","","","","","","","","","","","","","","","","","","","","",""]
["","","","","","","","","","","","","","","","","","","","","","","","","","","","","","","","","","","","","","","","","","","","","","","","","","","","","","","","","","","","","","","","","","","","","","","","","","","","","","","","","","","","","","","","","","","","","","","","","","",null,"","","","","","","","","","","","","","","","","","","","","","","","","","","","","","","","","","","","","","","","","","","","","","","","","","","","","","","","","","","","","","","","","","","","","","","","","","","","","","","","","","","","","","","","","","",""]
["","","","","","","","","","","","","","","","","","","","","","","","","","","","","","","","","","","","","","","","","","","","","","","","","","","","","","","","","","","","","","","","","","","","","","","","","","","","","","","","","","","","","","","","","","","","","","","","","","",null,"","","","","","","","","","","","","","","","","","","","","","","","","","","","","","","","","","","","","","","","","","","","","","","","","","","","","","","","","","","","","","","","","","","","","","","","","","","","","","","","","","","","","","","","","","",""]
["","","","","","","","","","","","","","","","","","","","","","","","","","","","","","","","","","","","","","","","","","","","","","","","","","","","","","","","","","","","","","","","","","","","","","","","","","","","","","","","","","","","","","","","","","","","","","","","","","",null,"","","","","","","","","","","","","","","","","","","","","","","","","","","","","","","","","","","","","","","","","","","","","","","","","","","","","","","","","","","","","","","","","","","","","","","","","","","","","","","","","","","","","","","","","","",""]
["","","","","","","","","","","","","","","","","","","","","","","","","","","","","","","","","","","","","","","","","","","","","","","","","","","","","","","","","","","","","","","","","","","","","","","","","","","","","","","","","","","","","","","","","","","","","","","","","","",null,"","","","","","","","","","","","","","","","","","","","","","","","","","","","","","","","","","","","","","","","","","","","","","","","","","","","","","","","","","","","","","","","","","","","","","","","","","","","","","","","","","","","","","","","","","",""]
["","","","","","","","","","","","","","","","","","","","","","","","","","","","","","","","","","","","","","","","","","","","","","","","","","","","","","","","","","","","","","","","","","","","","","","","","","","","","","","","","","","","","","","","","","","","","","","","","","",null,"","","","","","","","","","","","","","","","","","","","","","","","","","","","","","","","","","","","","","","","","","","","","","","","","","","","","","","","","","","","","","","","","","","","","","","","","","","","","","","","","","","","","","","","","","",""]
["","","","","","","","","","","","","","","","","","","","","","","","","","","","","","","","","","","","","","","","","","","","","","","","","","","","","","","","","","","","","","","","","","","","","","","","","","","","","","","","","","","","","","","","","","","","","","","","","","",null,"","","","","","","","","","","","","","","","","","","","","","","","","","","","","","","","","","","","","","","","","","","","","","","","","","","","","","","","","","","","","","","","","","","","","","","","","","","","","","","","","","","","","","","","","","",""]
["","","","","","","","","","","","","","","","","","","","","","","","","","","","","","","","","","","","","","","","","","","","","","","","","","","","","","","","","","","","","","","","","","","","","","","","","","","","","","","","","","","","","","","","","","","","","","","","","","",null,"","","","","","","","","","","","","","","","","","","","","","","","","","","","","","","","","","","","","","","","","","","","","","","","","","","","","","","","","","","","","","","","","","","","","","","","","","","","","","","","","","","","","","","","","","",""]
["","","","","","","","","","","","","","","","","","","","","","","","","","","","","","","","","","","","","","","","","","","","","","","","","","","","","","","","","","","","","","","","","","","","","","","","","","","","","","","","","","","","","","","","","","","","","","","","","","",null,"","","","","","","","","","","","","","","","","","","","","","","","","","","","","","","","","","","","","","","","","","","","","","","","","","","","","","","","","","","","","","","","","","","","","","","","","","","","","","","","","","","","","","","","","","",""]
["","","","","","","","","","","","","","","","","","","","","","","","","","","","","","","","","","","","","","","","","","","","","","","","","","","","","","","","","","","","","","","","","","","","","","","","","","","","","","","","","","","","","","","","","","","","","","","","","","",null,"","","","","","","","","","","","","","","",{"$f":"IFERROR($D81*W81,\"\")","v":""},"","","","","","","","","","","","","","","","","","","","","","","","","","","","","","","",{"$f":"IFERROR($D81*BC81,\"\")","v":""},"","","","","","","","","","","","","","","","","","","","","","","","","","","","","","","","","","","","","","","","","","",""]
["","","","","","","","","","","","","","","","","","","","","","","","","","","","","","","","","","","","","","","","","","","","","","","","","","","","","","","","","","","","","","","","","","","","","","","","","","","","","","","","","","","","","","","","","","","","","","","","","","",null,{"$f":"IFERROR($D82*H82,\"\")","v":""},"","","","","","","","","","","","","","","","","","","","","","","","","","","","","","","",{"$f":"IFERROR($D82*AN82,\"\")","v":""},"","","","","","","","","","","","","","","","","","","","","","","","","","","","","","","","","","","","","","","","","","","","","","","","","","","","","","","","","",""]
["","","","","","","","","","","","","","","","","","","","","","","","","","","","","","","","","","","","","","","","","","","","","","","","","","","","","","","","","","","","","","","","","","","","","","","","","","","","","","","","","","","","","","","","","","","","","","","","","","",null,"","","","","","","","","","","","","","","","","","","","","","","","","","","","","","","","","","","","","","","","","","","","","","","","","","","","","","","","","","","","","","","","","","","","","","","","","","","","","","","","","","","","","","","","","","",""]
["","","","","","","","","","","","","","","","","","","","","","","","","","","","","","","","","","","","","","","","","","","","","","","","","","","","","","","","","","","","","","","","","","","","","","","","","","","","","","","","","","","","","","","","","","","","","","","","","","",null,"","","","","","","","","","","","","","","","","","","","","","","","","","","","","","","","","","","","","","","","","","","","","","","","","","","","","","","","","","","",{"$f":"IFERROR($D84*BO84,\"\")","v":""},"","","","","","","","","","","","","","","","","","","","","","","","","","","","","","",""]
["","","","","","","","","","","","","","","","","","","","","","","","","","","","","","","","","","","","","","","","","","","","","","","","","","","","","","","","","","","","","","","","","","","","","","","","","","","","","","","","","","","","","","","","","","","","","","","","","","",null,"","","","","","","","","","","","","","","","","","","","","","","","","","","","","","","","","","","","","","","","","","","","","","","","","","","","","","","","","","","","","","","","","","","","","","","","","","","",{"$f":"IFERROR($D85*CE85,\"\")","v":""},"","","","","","","","","","","","","","",""]
["","","","","","","","","","","","","","","","","","","","","","","","","","","","","","","","","","","","","","","","","","","","","","","","","","","","","","","","","","","","","","","","","","","","","","","","","","","","","","","","","","","","","","","","","","","","","","","","","","",null,{"$f":"IFERROR($D86*H86,\"\")","v":""},{"$f":"IFERROR($D86*I86,\"\")","v":""},"","","","","","","","","","","","","","",{"$f":"IFERROR($D86*X86,\"\")","v":""},"","","","","","","","","",{"$f":"IFERROR($D86*AH86,\"\")","v":""},"","","","","","","","","","","","","","","","","","","","",{"$f":"IFERROR($D86*BC86,\"\")","v":""},{"$f":"IFERROR($D86*BD86,\"\")","v":""},"","","","","","","","","","","","","","","",{"$f":"IFERROR($D86*BT86,\"\")","v":""},"",{"$f":"IFERROR($D86*BV86,\"\")","v":""},"","","","",{"$f":"IFERROR($D86*CA86,\"\")","v":""},"","","","","","","","","","","","",{"$f":"IFERROR($D86*CN86,\"\")","v":""},"","","","","",""]
["","","","","","","","","","","","","","","","","","","","","","","","","","","","","","","","","","","","","","","","","","","","","","","","","","","","","","","","","","","","","","","","","","","","","","","","","","","","","","","","","","","","","","","","","","","","","","","","","","",null,{"$f":"IFERROR($D87*H87,\"\")","v":""},"","","","","","","","","","","","","","","","","","","","","","","","","","","","","","","","","","","","","","","","","","","","","","","","","","","","","","","","","","","","","","","","","","","","","","","","","","","","","","","","","","","","","","","","","",""]
["","","","","","","","","","","","","","","","","","","","","","","","","","","","","","","","","","","","","","","","","","","","","","","","","","","","","","","","","","","","","","","","","","","","","","","","","","","","","","","","","","","","","","","","","","","","","","","","","","",null,"","","","","","","","","","","","","","","","","","","","","","","","","","","","","","","","","","","","","","","","","","","","","","","","","","","","","","","","","","","","","","","","","","","","","","","","","","","","","","","","","","","","","","","","","","",""]
["","","","","","","","","","","","","","","","","","","","","","","","","","","","","","","","","","","","","","","","","","","","","","","","","","","","","","","","","","","","","","","","","","","","","","","","","","","","","","","","","","","","","","","","","","","","","","","","","","",null,"","","","","","","","","","","","","","","","","","","","","","","","","","","","","","","","","","","","","","","","","","",{"$f":"IFERROR($D89*AX89,\"\")","v":""},"","","","","","","","","","","","","","","","","","","","","","","","","","","","","","","","","","","","","","","","","","","","","","","",""]
["","","","","","","","","","","","","","","","","","","","","","","","","","","","","","","","","","","","","","","","","","","","","","","","","","","","","","","","","","","","","","","","","","","","","","","","","","","","","","","","","","","","","","","","","","","","","","","","","","",null,"","","","","","","","","","","","","","","","","","","","","","","","","","","","","","","","","","","","","","","","","","","","","","","","","","","","","","","","","","","","","","","","","","","","","","","","","","","","","","","","","","","","","","","","","","",""]
["","","","","","","","","","","","","","","","","","","","","","","","","","","","","","","","","","","","","","","","","","","","","","","","","","","","","","","","","","","","","","","","","","","","","","","","","","","","","","","","","","","","","","","","","","","","","","","","","","",null,"","","","","","","","","","","","","","","","","","","","","","","","","","","","","","","","","","","","","","","","","","","","","","","","","","","","","","","","","","","","","","","","","","","","","","","","","","","","","","","","","","","","","","","","","","",""]
["","","","","","","","","","","","","","","","","","","","","","","","","","","","","","","","","","","","","","","","","","","","","","","","","","","","","","","","","","","","","","","","","","","","","","","","","","","","","","","","","","","","","","","","","","","","","","","","","","",null,"","","","","","","","","","","","","","","","","","","","","","","","","","","","","","","","","","","","","","","","","","","","","","","","","","","","","","","","","","","","","","","","","","","","","","","","","","","","","","","","","","","","","","","","","","",""]
["","","","","","","","","","","","","","","","","","","","","","","","","","","","","","","","","","","","","","","","","","","","","","","","","","","","","","","","","","","","","","","","","","","","","","","","","","","","","","","","","","","","","","","","","","","","","","","","","","",null,"","","","","","","","","","","","","","","","","","","","","","","","","","","","","","","","","","","","","","","","","","","","","","","","","","","","","","","","","","","","","","","","","","","","","","","","","","","","","","","","","","","","","","","","","","",""]
["","","","","","","","","","","","","","","","","","","","","","","","","","","","","","","","","","","","","","","","","","","","","","","","","","","","","","","","","","","","","","","","","","","","","","","","","","","","","","","","","","","","","","","","","","","","","","","","","","",null,"","","","","","","","","","","","","","","","","","","","","","","","","","","","","","","","","","","","","","","","","","","","","","","","","","","","","","","","","","","","","","","",{"$f":"IFERROR($D94*BS94,\"\")","v":""},"","","","","","","","","","","","","","","","","","","","","","","","","","",""]
["","","","","","","","","","","","","","","","","","","","","","","","","","","","","","","","","","","","","","","","","","","","","","","","","","","","","","","","","","","","","","","","","","","","","","","","","","","","","","","","","","","","","","","","","","","","","","","","","","",null,"","","","","","","","","","","","","","","","","","","","","","","","","","","","","","","","","","","","","","","","","","","","","","","","","","","","","","","","","","","","","","","","","","","","","","","","","","","","","","","","","","","","","","","","","","",""]
["","","","","","","","","","","","","","","","","","","","","","","","","","","","","","","","","","","","","","","","","","","","","","","","","","","","","","","","","","","","","","","","","","","","","","","","","","","","","","","","","","","","","","","","","","","","","","","","","","",null,"","","","","","","","","","","","","","","","","","","","","","","","","","","","","","","","","","","","","","","","","","","","","","","","","","","","","","","","","","","","","","","","","","","","","","","","","","","","","","","","","","","","","","","","","","",""]
["","","","","","","","","","","","","","","","","","","","","","","","","","","","","","","","","","","","","","","","","","","","","","","","","","","","","","","","","","","","","","","","","","","","","","","","","","","","","","","","","","","","","","","","","","","","","","","","","","",null,"","","","","","","","","","","","","","","","","","","","","",{"$f":"IFERROR($D97*AC97,\"\")","v":""},"","","","","","","","","","","","","","","","","","","","","","","","","","","","","","","","","","","","","","","","","","","","","","","","","","","","","","","","","","","","","","","","","","","","",""]
["","","","","","","","","","","","","","","","","","","","","","","","","","","","","","","","","","","","","","","","","","","","","","","","","","","","","","","","","","","","","","","","","","","","","","","","","","","","","","","","","","","","","","","","","","","","","","","","","","",null,"","","","","","","","","","","","","","","","","",{"$f":"IFERROR($D98*Y98,\"\")","v":""},"","","","","","","","","","","","","","","","","","","","","","","","","","","","","","","","","","","","","","","","","","","","","","","","","","","","","","","","","","","","","","","","","","","","","","","","",""]
["","","","","","","","","","","","","","","","","","","","","","","","","","","","","","","","","","","","","","","","","","","","","","","","","","","","","","","","","","","","","","","","","","","","","","","","","","","","","","","","","","","","","","","","","","","","","","","","","","",null,"","","","","","","","","","","","","","","","","","","","","","","","","","","","","","","","","","","","","","","","","","","","","","","","","","","","","","","","","","","","","","","","","","","","","","","","","","","","","","","","","","","","","","","","","","",""]
["","","","","","","","","","","","","","","","","","","","","","","","","","","","","","","","","","","","","","","","","","","","","","","","","","","","","","","","","","","","","","","","","","","","","","","","","","","","","","","","","","","","","","","","","","","","","","","","","","",null,"","","","","","","","","","","","","","","","","","","","","","","","","","","","","","","","","","","","","",{"$f":"IFERROR($D100*AS100,\"\")","v":""},"","","","","","","","","","","","","","","","","","","","","","","","","","","","","","","","","","","","","","","","","","","","","","","","","","","","",""]
["","","","","","","","","","","","","","","","","","","","","","","","","","","","","","","","","","","","","","","","","","","","","","","","","","","","","","","","","","","","","","","","","","","","","","","","","","","","","","","","","","","","","","","","","","","","","","","","","","",null,"","","","","","","","","","","","","","","","","","","","","","","","","","","","","","","","","","","","","","","","","","","","","","","","","","","","","","","","","","","","","","","","","","","","","","","","","","","","","","","","","","","","","","","","","","",""]
["","","","","","","","","","","","","","","","","","","","","","","","","","","","","","","","","","","","","","","","","","","","","","","","","","","","","","","","","","","","","","","","","","","","","","","","","","","","","","","","","","","","","","","","","","","","","","","","","","",null,"","","","","","","","","","","","",{"$f":"IFERROR($D102*T102,\"\")","v":""},"","","","","","","","","","","","","","","","","","","","","","","","","","","","","","","","","","","","","","","","","","","","","","","","","","","","","","","","","","","","","","","","","","","","","","","","","","","","","",""]
["","","","","","","","","","","","","","","","","","","","","","","","","","","","","","","","","","","","","","","","","","","","","","","","","","","","","","","","","","","","","","","","","","","","","","","","","","","","","","","","","","","","","","","","","","","","","","","","","","",null,"","","","","","","","","","","","","","","","","","","","","","","","","","","","","","","","","","","","","","","","","","","","","","","","","","","","","","","","","","","","","","","","","","","","","","","","","","","","","","","","","","","","","","","","","","",""]
["","","","","","","","","","","","","","","","","","","","","","","","","","","","","","","","","","","","","","","","","","","","","","","","","","","","","","","","","","","","","","","","","","","","","","","","","","","","","","","","","","","","","","","","","","","","","","","","","","",null,"","","","","","","","","","","","","","","","","","","","","","","","","","","","","","","","","","","","","","","","","","","","","","","","","","","","","","","","","","","","","","","","","","","","","","","","","","","","","","","","","","","","","","","","","","",""]
["","","","","","","","","","","","","","","","","","","","","","","","","","","","","","","","","","","","","","","","","","","","","","","","","","","","","","","","","","","","","","","","","","","","","","","","","","","","","","","","","","","","","","","","","","","","","","","","","","",null,"","","","","","","","","","","","","","","","","","","","","","","","","","","","","","","","","","","","","","","","","","","","","","","","","","","","","","","","","","","","","","","","","","","","","","","","","","","","","","","","","","","","","","","","","","",""]
["","","","","","","","","","","","","","","","","","","","","","","","","","","","","","","","","","","","","","","","","","","","","","","","","","","","","","","","","","","","","","","","","","","","","","","","","","","","","","","","","","","","","","","","","","","","","","","","","","",null,"","","","","","","","","","","","","","","","","","","","","","","","","","","","","","","","","","","","","","","","","","","","","","","","","","","","","","","","","","","","","","","","","","","","","","","","","","","","","","","","","","","","","","","","","","",""]
["","","","","","","","","","","","","","","","","","","","","","","","","","","","","","","","","","","","","","","","","","","","","","","","","","","","","","","","","","","","","","","","","","","","","","","","","","","","","","","","","","","","","","","","","","","","","","","","","","",null,"","","","","","","","","","","","","","","","","","","","","","","","","","","","","","","","","","","","","","","","","","","","","","","","","","","","","","","","","","","","","","","","","","","","","","","","","","","","","","","","","","","","","","","","","","",""]
["","","","","","","","","","","","","","","","","","","","","","","","","","","","","","","","","","","","","","","","","","","","","","","","","","","","","","","","","","","","","","","","","","","","","","","","","","","","","","","","","","","","","","","","","","","","","","","","","","",null,"","","","","","","","","","","","","","","","","","","","","","","","","","","","","","","","","","","","","","","","","","","","","","","","","","","","","","","","","","","","","","","","","","","","","","","","","","","","","","","","","","","","","","","","","","",""]
["","","","","","","","","","","","","","","","","","","","","","","","","","","","","","","","","","","","","","","","","","","","","","","","","","","","","","","","","","","","","","","","","","","","","","","","","","","","","","","","","","","","","","","","","","","","","","","","","","",null,"","","","","","","","","","","","","","","","","","","","","","","","","","","","","","","","","","","","","","","","","","","","","","","","","","","","","","","","","",{"$f":"IFERROR($D109*BM109,\"\")","v":""},"","","","","","","","","","","","","","","","","","","","","","","","","","","","","","","","",""]
["","","","","","","","","","","","","","","","","","","","","","","","","","","","","","","","","","","","","","","","","","","","","","","","","","","","","","","","","","","","","","","","","","","","","","","","","","","","","","","","","","","","","","","","","","","","","","","","","","",null,"","","","","","","","","","","","","","","","","","","","","","","","","","","","","","","","","","","","","","","","","","","","","","","","","","","","","","","","","","","","","","","","","","","","","","","","","","","","","","","","","","","","","","","","","","",""]
["","","","","","","","","","","","","","","","","","","","","","","","","","","","","","","","","","","","","","","","","","","","","","","","","","","","","","","","","","","","","","","","","","","","","","","","","","","","","","","","","","","","","","","","","","","","","","","","","","",null,"","","","","","","","","","","","","","","","","","","","","","","","","","","","","","","","","","","","","","","","","","","","","","","","","","","","","","","","","","","","","","","","","","","","","","","","","","","","","","","","","","","","","","","","","","",""]
["","","","","","","","","","","","","","","","","","","","","","","","","","","","","","","","","","","","","","","","","","","","","","","","","","","","","","","","","","","","","","","","","","","","","","","","","","","","","","","","","","","","","","","","","","","","","","","","","","",null,"","","","","","","","","","","","","","","","","","","","","","","","","","","","","","","","","","","","","","","","","","","","","","","","","","","","","","","","","","","","","","","","","","","","","","","","","","","","","","","","","","","","","","","","","","",""]
["","","","","","","","","","","","","","","","","","","","","","","","","","","","","","","","","","","","","","","","","","","","","","","","","","","","","","","","","","","","","","","","","","","","","","","","","","","","","","","","","","","","","","","","","","","","","","","","","","",null,"","","","","","","","","","","","","","","","","","","","","","","","","","","","","","","","","","","","","","","","","","","","","","","","","","","","","","","","","","","","","","","","","","","","","","","","","","","","","","",{"$f":"IFERROR($D113*CH113,\"\")","v":""},"","","","","","","","","","","",""]
["","","","","","","","","","","","","","","","","","","","","","","","","","","","","","","","","","","","","","","","","","","","","","","","","","","","","","","","","","","","","","","","","","","","","","","","","","","","","","","","","","","","","","","","","","","","","","","","","","",null,"","","","","","","","","","","","","","","","","","","","","","","","","","","","","","","","","","","","","","","","","","","","","","","","","","","","","","","","","","","","","","","","","","","","","","","","","","","","","","","","","","","","","","","","","","",""]
["","","","","","","","","","","","","","","","","","","","","","","","","","","","","","","","","","","","","","","","","","","","","","","","","","","","","","","","","","","","","","","","","","","","","","","","","","","","","","","","","","","","","","","","","","","","","","","","","","",null,"","","","","","","","","","","","","","","","","","","","","","","","","","","","","","","","","",{"$f":"IFERROR($D115*AO115,\"\")","v":""},"","","","","","","","","","","","","","","","","","","","","","","","","","","","","","","","","","","","","","","","","","","","","","","","","","","","","","",{"$f":"IFERROR($D115*CR115,\"\")","v":""},"",""]
["","","","","","","","","","","","","","","","","","","","","","","","","","","","","","","","","","","","","","","","","","","","","","","","","","","","","","","","","","","","","","","","","","","","","","","","","","","","","","","","","","","","","","","","","","","","","","","","","","",null,"","","","","","","","","","","","","","","","","","","","","","","","","","","","","","","","","","","","","","","","","","","","","","","","","","","","","","","","","","","","","","","","","","","","","","","","","","","","","","","","","","","","","","","","","","",""]
["","","","","","","","","","","","","","","","","","","","","","","","","","","","","","","","","","","","","","","","","","","","","","","","","","","","","","","","","","","","","","","","","","","","","","","","","","","","","","","","","","","","","","","","","","","","","","","","","","",null,"","","","","","","","","","","","","","","","","","","","","","","","","","","","","","","","","","","","","","","","","","","","","","","","","","","","","","","","","","","","","","","","","","","","","","","","","","","","","","","","","","","","","","","","","","",""]
["","","","","","","","","","","","","","","","","","","","","","","","","","","","","","","","","","","","","","","","","","","","","","","","","","","","","","","","","","","","","","","","","","","","","","","","","","","","","","","","","","","","","","","","","","","","","","","","","","",null,"","","","","","","","","","","","","","","","","","","","","","","","","","","","","","","","","","","","","","","","","","","","","","","","","","","","","","","","","","","","","","","","","","","","","","","","","","","","","","","","","","","","","","","","","","",""]
["","","","","","","","","","","","","","","","","","","","","","","","","","","","","","","","","","","","","","","","","","","","","","","","","","","","","","","","","","","","","","","","","","","","","","","","","","","","","","","","","","","","","","","","","","","","","","","","","","",null,"","","","","","","","","","","","","","","","","","","","","","","","","","","","","","","","","","","","","","","","","","","","","","","","","","","","","","","","","","","","","","","","","","","","","","","","","","","","","","","","","","","","","","","","","","",""]
["","","","","","","","","","","","","","","","","","","","","","","","","","","","","","","","","","","","","","","","","","","","","","","","","","","","","","","","","","","","","","","","","","","","","","","","","","","","","","","","","","","","","","","","","","","","","","","","","","",null,"","","","","","","","","","","","","","","","","","","","","","","","","","","","","","","","","","","","","","","","","","","","","","","","","","","","","",{"$f":"IFERROR($D120*BI120,\"\")","v":""},"","","","","","","","","","","","","","","","","","","","","","","","","","","","","","","","","","","","",""]
["","","","","","","","","","","","","","","","","","","","","","","","","","","","","","","","","","","","","","","","","","","","","","","","","","","","","","","","","","","","","","","","","","","","","","","","","","","","","","","","","","","","","","","","","","","","","","","","","","",null,"","","","","","","","","","","","","","","","","","","","","","","","","","","","","","","","","","","","","","","","","","","","","","","","","","","","","","","","","","","","","","","","","","","","","","","","","","","","","","","","","","","","","","","","","","",""]
["","","","","","","","","","","","","","","","","","","","","","","","","","","","","","","","","","","","","","","","","","","","","","","","","","","","","","","","","","","","","","","","","","","","","","","","","","","","","","","","","","","","","","","","","","","","","","","","","","",null,"","","","","","","","","","","",{"$f":"IFERROR($D122*S122,\"\")","v":""},"","","","","","","","","","","","","","","","","","","","","","","","","","","","","","","","","","","","","","","","","","","","","","","","","","","","","","","","","","","","","","","","","","","","","","","","","","","","","","",""]
["","","","","","","","","","","","","","","","","","","","","","","","","","","","","","","","","","","","","","","","","","","","","","","","","","","","","","","","","","","","","","","","","","","","","","","","","","","","","","","","","","","","","","","","","","","","","","","","","","",null,{"$f":"IFERROR($D123*H123,\"\")","v":""},"","","","","","","","","","","","","","","","","","","","","","","","","","","","","","","","","","","","","","","","","","","","","","","","","","","","","","","","","","","","","","","","","","","","","","","","","","","","","","","","","","","","","","","","","",""]
["","","","","","","","","","","","","","","","","","","","","","","","","","","","","","","","","","","","","","","","","","","","","","","","","","","","","","","","","","","","","","","","","","","","","","","","","","","","","","","","","","","","","","","","","","","","","","","","","","",null,"","","","","","","","","","","","","","","","","","","","","","","","","","","","","","","","","","","","","","","","","","","","","","","","","","","","","","","","","","","","","","","","","","","","","","","","","","","","",{"$f":"IFERROR($D124*CF124,\"\")","v":""},"","","","","","","","","","","","","",""]
["","","","","","","","","","","","","","","","","","","","","","","","","","","","","","","","","","","","","","","","","","","","","","","","","","","","","","","","","","","","","","","","","","","","","","","","","","","","","","","","","","","","","","","","","","","","","","","","","","",null,"","","","","","","","","","","","","","","","","","","","","","","","","","","","","","","","","","","","","","","","","","","","","","","","","","","","","","","","","","","","","","","","","","","","","","","","","","","","","","","","","","","","","","","","","","",""]
["","","","","","","","","","","","","","","","","","","","","","","","","","","","","","","","","","","","","","","","","","","","","","","","","","","","","","","","","","","","","","","","","","","","","","","","","","","","","","","","","","","","","","","","","","","","","","","","","","",null,"","","","","","","","","","","","","","","","","","","","","","","","","","","","",{"$f":"IFERROR($D126*AJ126,\"\")","v":""},"","","","","","","","","","","","","","","","","","","","","","","","","","","","","","","","","","","","","","","","","","","","","","","","","","","","","","","","","","","","","",""]
["","","","","","","","","","","","","","","","","","","","","","","","","","","","","","","","","","","","","","","","","","","","","","","","","","","","","","","","","","","","","","","","","","","","","","","","","","","","","","","","","","","","","","","","","","","","","","","","","","",null,"","","","","","","","","","","","","","","","","","","","","","","","","","","","","","","","","","","","","","","","","","","","","","","","","","","","","","","","","","","","","","","","","","","","","","","","","","","","","","","","","","","","","","","","","","",""]
["","","","","","","","","","","","","","","","","","","","","","","","","","","","","","","","","","","","","","","","","","","","","","","","","","","","","","","","","","","","","","","","","","","","","","","","","","","","","","","","","","","","","","","","","","","","","","","","","","",null,"","","","","","","","","","","","","","","","","","","","","","","","","","","","","","","","","","","","","","","","","","","","","","","","","","","","","","","","","","","","","","","","","","","","","","","","","","","","","","","","","","","","","","","","","","",""]
["","","","","","","","","","","","","","","","","","","","","","","","","","","","","","","","","","","","","","","","","","","","","","","","","","","","","","","","","","","","","","","","","","","","","","","","","","","","","","","","","","","","","","","","","","","","","","","","","","",null,"","","","","","","","","","","","","","","","","","","","","","","","","","","","","","","","","","","","","","","","","","","","","","","","",{"$f":"IFERROR($D129*BD129,\"\")","v":""},"","","","","","","","","","","","","","","","","","","","","","","","","","","","","","","","","","","","","","","","","",""]
["","","","","","","","","","","","","","","","","","","","","","","","","","","","","","","","","","","","","","","","","","","","","","","","","","","","","","","","","","","","","","","","","","","","","","","","","","","","","","","","","","","","","","","","","","","","","","","","","","",null,"","","","","","","","","","","","","","","","","","","","","","","","","","","","","","","","","","","","","","","","","","","","","","","","","","","","","","","","","","","","","","","","","","","","","","","",{"$f":"IFERROR($D130*CA130,\"\")","v":""},"","","","","","","","","","","","","","","","","","",""]
["","","","","","","","","","","","","","","","","","","","","","","","","","","","","","","","","","","","","","","","","","","","","","","","","","","","","","","","","","","","","","","","","","","","","","","","","","","","","","","","","","","","","","","","","","","","","","","","","","",null,"","","","","","","","","","","","","","","","","","","","","","","","","","","","","","","","","","","","","","","","","","","","","","","","","","","","","","","","","","","","","","","","","","","","","","","","","","","","","","","","","","","","","","","","","","",""]
["","","","","","","","","","","","","","","","","","","","","","","","","","","","","","","","","","","","","","","","","","","","","","","","","","","","","","","","","","","","","","","","","","","","","","","","","","","","","","","","","","","","","","","","","","","","","","","","","","",null,"","","","","","","","","","","","","","","","","","","","","","","","","","","","","","","","","","","","","","","","","","","","","","","","","","","","","","","","","","","","","","","","","","","","","","","","","","","","","","","","","","","","","","","","","","",""]
["","","","","","","","","","","","","","","","","","","","","","","","","","","","","","","","","","","","","","","","","","","","","","","","","","","","","","","","","","","","","","","","","","","","","","","","","","","","","","","","","","","","","","","","","","","","","","","","","","",null,"","","","","","","","","","","","","","","","","","","","","","","","","","","","","","","","","","","","","","","","","","","","","","","","","","","","","","","","","","","","","","","","","","","","","","","","","","","","","","","","","","","","","","","","","","",""]
["","","","","","","","","","","","","","","","","","","","","","","","","","","","","","","","","","","","","","","","","","","","","","","","","","","","","","","","","","","","","","","","","","","","","","","","","","","","","","","","","","","","","","","","","","","","","","","","","","",null,"","","","","","","","","","","","","","","","","","","","","","","","","","","","","","","","","","","","","","","","","","","","","","","","","","","","","","","","","","","","","","","","","","","","","","","","","","","","","","","","","","","","","","","","","","",""]
["","","","","","","","","","","","","","","","","","","","","","","","","","","","","","","","","","","","","","","","","","","","","","","","","","","","","","","","","","","","","","","","","","","","","","","","","","","","","","","","","","","","","","","","","","","","","","","","","","",null,"","","","","","","","","","","","","","",{"$f":"IFERROR($D135*V135,\"\")","v":""},"","","","","","","","","","","","","","","","","","","","","","","","","","","","","","","","","","","","","","","","","","","","","","","","","","","","","","","","","","","","","","","","","","","","","","","","","","","",""]
["","","","","","","","","","","","","","","","","","","","","","","","","","","","","","","","","","","","","","","","","","","","","","","","","","","","","","","","","","","","","","","","","","","","","","","","","","","","","","","","","","","","","","","","","","","","","","","","","","",null,"","","","","","","","","","","","","","","","","","","","","","","","","","","","","","","","","","","","","","","","","","","","","","","","","","","","","","","","","","","","","","","","","","","","","","","","","","","","","","","","","","","","","","","","","","",""]
["","","","","","","","","","","","","","","","","","","","","","","","","","","","","","","","","","","","","","","","","","","","","","","","","","","","","","","","","","","","","","","","","","","","","","","","","","","","","","","","","","","","","","","","","","","","","","","","","","",null,"","","","","","","","","","","","","","","","","","","","","","","","","","","","","","","","","","","","","","","","","","","","","","","","","","","","","","","","","","","","","","","","","","","","","","","","","","","","","","","","","","","","","","","","","","",""]
["","","","","","","","","","","","","","","","","","","","","","","","","","","","","","","","","","","","","","","","","","","","","","","","","","","","","","","","","","","","","","","","","","","","","","","","","","","","","","","","","","","","","","","","","","","","","","","","","","",null,"","","","","","","","","","","","","","","","","","","","","","","","","","","","","","","","","","","","","","","","","","","","","","","","","","","","","","","","","","","","","","","","","","","","","","","","","","","","","","","","","","","","","","","","","","",""]
["","","","","","","","","","","","","","","","","","","","","","","","","","","","","","","","","","","","","","","","","","","","","","","","","","","","","","","","","","","","","","","","","","","","","","","","","","","","","","","","","","","","","","","","","","","","","","","","","","",null,"","","","","","","","","","","","","","","","","","","","","","","","","","","","","","","","","","","","","","","","","","","","","","","","","","","","","","","","","","","","","","","","","","","","","","","","","","","","","","","","","","","","","",{"$f":"IFERROR($D139*CO139,\"\")","v":""},"","","","",""]
["","","","","","","","","","","","","","","","","","","","","","","","","","","","","","","","","","","","","","","","","","","","","","","","","","","","","","","","","","","","","","","","","","","","","","","","","","","","","","","","","","","","","","","","","","","","","","","","","","",null,"","","","","","","","","","","","","","","","","","","","","","","","","","","","","","","","","","","","","","","","","","","","","","","","","","","","","","","","","","","","","","","","","","","","","","","","","","","","","","","","","","","","","","","","","","",""]
["","","","","","","","","","","","","","","","","","","","","","","","","","","","","","","","","","","","","","","","","","","","","","","","","","","","","","","","","","","","","","","","","","","","","","","","","","","","","","","","","","","","","","","","","","","","","","","","","","",null,"","","","","","","","","","","","","","","","","","","","","","","","","","","","","","","","","","","","","","","","","","","","","","","","","","","","","","","","","","","","","","","","","","","","","","","","","","","","","","","","","","","","","","","","","","",""]
["","","","","","","","","","","","","","","","","","","","","","","","","","","","","","","","","","","","","","","","","","","","","","","","","","","","","","","","","","","","","","","","","","","","","","","","","","","","","","","","","","","","","","","","","","","","","","","","","","",null,"","","","","","","","","","","","","","","","","","","","","","","","","","","","","","","","","","","","","","","","","","","","","","","","","","","","","","","","","","","","","","","","","","","","","","","","","","","","","","","","","","","","","","","","","","",""]
["","","","","","","","","","","","","","","","","","","","","","","","","","","","","","","","","","","","","","","","","","","","","","","","","","","","","","","","","","","","","","","","","","","","","","","","","","","","","","","","","","","","","","","","","","","","","","","","","","",null,"","","","","","","","","","","","","","","","","","","","","","","","","","","","","","","","","","","","","","","","","","","","",{"$f":"IFERROR($D143*AZ143,\"\")","v":""},"","","","","","","","","","","","","","","","","","","","","","","","","","","","","","","","","","","","","","","","","","","","","",""]
["","","","","","","","","","","","","","","","","","","","","","","","","","","","","","","","","","","","","","","","","","","","","","","","","","","","","","","","","","","","","","","","","","","","","","","","","","","","","","","","","","","","","","","","","","","","","","","","","","",null,"","","","","","","","","","","","","","","","","","","","","","","","","","","","","","","","","","","","","","","","","","","","","","","","","","","","","","","","","","","","","","","","","","","","","","","","","","","","","","","","","","","","","","","","","","",""]
["","","","","","","","","","","","","","","","","","","","","","","","","","","","","","","","","","","","","","","","","","","","","","","","","","","","","","","","","","","","","","","","","","","","","","","","","","","","","","","","","","","","","","","","","","","","","","","","","","",null,"","","","","","","","","","","","","","","","","","","","","","","","","","","","","","","","","","","","","","","","","","","","","","","","","","","","","","","","","","","","","","","","","","","","","","","","","","","","","","","","","","","","","","","","","","",""]
["","","","","","","","","","","","","","","","","","","","","","","","","","","","","","","","","","","","","","","","","","","","","","","","","","","","","","","","","","","","","","","","","","","","","","","","","","","","","","","","","","","","","","","","","","","","","","","","","","",null,"","",{"$f":"IFERROR($D146*J146,\"\")","v":""},"","","","","","","","","","","","","","","","","","","","","","","","","","","","","","","","","","","","","","","","","","","","","","","","","","","","","","","","","","","","","","","","","","","","","","","","","","","","","","","","","","","","","","","",""]
["","","","","","","","","","","","","","","","","","","","","","","","","","","","","","","","","","","","","","","","","","","","","","","","","","","","","","","","","","","","","","","","","","","","","","","","","","","","","","","","","","","","","","","","","","","","","","","","","","",null,{"$f":"IFERROR($D147*H147,\"\")","v":""},"","","","","","","","","","","","","","","","","","","","","","","","","","","","","","","","","","","","","","","","","","","","","","","","","","","","","","","","","","","","","","","","","","","","","","","","","","","","","","","","","","","","","","","","","",""]
["","","","","","","","","","","","","","","","","","","","","","","","","","","","","","","","","","","","","","","","","","","","","","","","","","","","","","","","","","","","","","","","","","","","","","","","","","","","","","","","","","","","","","","","","","","","","","","","","","",null,"","","","","","","","","","","","","","","","","","","","","","","","","","","","","","","","","","","","","","","","","","","","","","","","","","","","","","","","","","","","","","","","","","","","","","","","","","","","","","","","","","","","","","","","","","",""]
["","","","","","","","","","","","","","","","","","","","","","","","","","","","","","","","","","","","","","","","","","","","","","","","","","","","","","","","","","","","","","","","","","","","","","","","","","","","","","","","","","","","","","","","","","","","","","","","","","",null,"","","","","","","","","","","","","","","","","","","","","","","","","","","","","","","","","","","","","","","","","","","","","","","","","","","","","","","","","","","","","","","","","","","","","","","","","","","","","","","","","","","","","","","","","","",""]
["","","","","","","","","","","","","","","","","","","","","","","","","","","","","","","","","","","","","","","","","","","","","","","","","","","","","","","","","","","","","","","","","","","","","","","","","","","","","","","","","","","","","","","","","","","","","","","","","","",null,"","","","","","","","","","","","","","","","","","","","","","","","","","","","","","","","","","","","","","","","","","","","","","","","","","","","","","","","","","","","","","","","","","","","","","","","","","","","","","","","","","","","","","","","","","",""]
["","","","","","","","","","","","","","","","","","","","","","","","","","","","","","","","","","","","","","","","","","","","","","","","","","","","","","","","","","","","","","","","","","","","","","","","","","","","","","","","","","","","","","","","","","","","","","","","","","",null,"","","","","","","","","","","","","","","","","","","","","","","","","","","","","","","","","","","","","","","","","","","","","","","","","","","","","","","","","","","","",{"$f":"IFERROR($D151*BP151,\"\")","v":""},"","","","","","","","","","","","","","","","","","","","","","","","","","","","","",""]
["","","","","","","","","","","","","","","","","","","","","","","","","","","","","","","","","","","","","","","","","","","","","","","","","","","","","","","","","","","","","","","","","","","","","","","","","","","","","","","","","","","","","","","","","","","","","","","","","","",null,"","","","","","","","","","","","","","","","","","","","","","","","","","","","","","","","","","","","","","","","","","","","","","","","","","","","","","","","","","","","","","","","","","","","","","","","","","","","","","","","","","","","","","","","","","",""]
["","","","","","","","","","","","","","","","","","","","","","","","","","","","","","","","","","","","","","","","","","","","","","","","","","","","","","","","","","","","","","","","","","","","","","","","","","","","","","","","","","","","","","","","","","","","","","","","","","",null,"","","","","","","","","","","","","","","","","",{"$f":"IFERROR($D153*Y153,\"\")","v":""},"","","","","","","","","","","","","","","","","","","","",{"$f":"IFERROR($D153*AT153,\"\")","v":""},"","","","","","","","","","","","","","","","","","","","","","","","","","","","","","","","","","","","","","","","","","","","","","","","","","","",""]
["","","","","","","","","","","","","","","","","","","","","","","","","","","","","","","","","","","","","","","","","","","","","","","","","","","","","","","","","","","","","","","","","","","","","","","","","","","","","","","","","","","","","","","","","","","","","","","","","","",null,"","","","","","","","","","","","","","","","","","","","","","","","","","","","","","","","","",{"$f":"IFERROR($D154*AO154,\"\")","v":""},"","","","","","","","","","","","","","","","","","","","","","","","","","","","","","","","","","","","","","","","","","","","","","","","","","","","","","","","",""]
["","","","","","","","","","","","","","","","","","","","","","","","","","","","","","","","","","","","","","","","","","","","","","","","","","","","","","","","","","","","","","","","","","","","","","","","","","","","","","","","","","","","","","","","","","","","","","","","","","",null,"","","","","","","","","","","","","","","","","","","","","","","","","","","","","","","","","","","","","","","","","","","","","","","","","","","","","","","","","","","","","","","","","","","","","","","","","","","","","","","","","","","","","","","","","","",""]
["","","","","","","","","","","","","","","","","","","","","","","","","","","","","","","","","","","","","","","","","","","","","","","","","","","","","","","","","","","","","","","","","","","","","","","","","","","","","","","","","","","","","","","","","","","","","","","","","","",null,"","","","","","","","","","","","","","","","","","","","","","","","","","","","","","","","","","","","","","","","","","","","","","","","","","","","","","","","","","","","","","","","","","","","","","","","","","","","","","","","","","","","","","","","","","",""]
["","","","","","","","","","","","","","","","","","","","","","","","","","","","","","","","","","","","","","","","","","","","","","","","","","","","","","","","","","","","","","","","","","","","","","","","","","","","","","","","","","","","","","","","","","","","","","","","","","",null,"","","","","","","","","","","","","","","","","","","","","","","","","","","","","","","","","","","","","","","","","","","","","","","","","","","","","","","","","","","","","","","","","","","","","","","","","","","","","","","","","","","","","","","","","","",""]
["","","","","","","","","","","","","","","","","","","","","","","","","","","","","","","","","","","","","","","","","","","","","","","","","","","","","","","","","","","","","","","","","","","","","","","","","","","","","","","","","","","","","","","","","","","","","","","","","","",null,"","","","","","","","","","","","","","","","","","","","","","","","","","","","","","","","","","","","","","","","","","","","","","","","","","","","","","","","","","","","","","","","","","","","","","","","","","","","","","","","","","","","","","","","","","",""]
["","","","","","","","","","","","","","","","","","","","","","","","","","","","","","","","","","","","","","","","","","","","","","","","","","","","","","","","","","","","","","","","","","","","","","","","","","","","","","","","","","","","","","","","","","","","","","","","","","",null,"","","","","","","","","","","","","","","","","","","","","","","","","","","","","","","","","","","","","","","","","","","","","","","","","","","","","","","","","","","","","","","","","","","","","","","","","","","","","","","","","","","","","","","","","","",""]
["","","","","","","","","","","","","","","","","","","","","","","","","","","","","","","","","","","","","","","","","","","","","","","","","","","","","","","","","","","","","","","","","","","","","","","","","","","","","","","","","","","","","","","","","","","","","","","","","","",null,"","","","","","","","","","","","","","","","","","","","","","","","","","","","","","","","","","","","","","","","","","","","","","","","","","","","","","","","","","","","","","","","","","","","","","","","","","","","","","","","","","","","","","","","","","",""]
["","","","","","","","","","","","","","","","","","","","","","","","","","","","","","","","","","","","","","","","","","","","","","","","","","","","","","","","","","","","","","","","","","","","","","","","","","","","","","","","","","","","","","","","","","","","","","","","","","",null,"","","","","","","","","","","","","","","","","","","","","","","","","","","","","","","","","","","","","","","","","","","","","","","","","","","","","","","","","","","","","","","","","","","","","","","","","","","","","","","","","","","","","","","","","","",""]
["","","","","","","","","","","","","","","","","","","","","","","","","","","","","","","","","","","","","","","","","","","","","","","","","","","","","","","","","","","","","","","","","","","","","","","","","","","","","","","","","","","","","","","","","","","","","","","","","","",null,"","","","","","","","","","","","","","","","","","","","","","","","","","","","","","","","","","","","","","","","","","","","","","","","","","","","","","","","","","","","","","","","","","","","","","","","","","","","","","","","","","","","","","","","","","",""]
["","","","","","","","","","","","","","","","","","","","","","","","","","","","","","","","","","","","","","","","","","","","","","","","","","","","","","","","","","","","","","","","","","","","","","","","","","","","","","","","","","","","","","","","","","","","","","","","","","",null,"","","","","","","","","","","","","","","","","","","","","","","","","","","","","","","","","","","","","","","","","","","","","","","","","","","","","","","","","","","","","","","","","","","","","","","","","","","","","","","","","","","","","","","","","","",""]
["","","","","","","","","","","","","","","","","","","","","","","","","","","","","","","","","","","","","","","","","","","","","","","","","","","","","","","","","","","","","","","","","","","","","","","","","","","","","","","","","","","","","","","","","","","","","","","","","","",null,"","","","","","","","","","","","","","","","","","","","","","","","","","","","","","","","","","","","","","","","","","","","","","","","","","","","","","","","","","","","","","","","","","","","","","","","","","","","","","","","","","","",{"$f":"IFERROR($D164*CM164,\"\")","v":""},"","","","","","",""]
["","","","","","","","","","","","","","","","","","","","","","","","","","","","","","","","","","","","","","","","","","","","","","","","","","","","","","","","","","","","","","","","","","","","","","","","","","","","","","","","","","","","","","","","","","","","","","","","","","",null,"","","","","","","","","","","","","","","","","","","","","","","","","","","","","","","","","","","","","","","","","","","","","","","","","","","","","","","","","","","","","","","","","","","","","","","","","","","","","","","","","","","","","","","","","","",""]
["","","","","","","","","","","","","","","","","","","","","","","","","","","","","","","","","","","","","","","","","","","","","","","","","","","","","","","","","","","","","","","","","","","","","","","","","","","","","","","","","","","","","","","","","","","","","","","","","","",null,"","","","","","","","","","","","","","","","","","","","","","","","","","","","","","","","","","","","","","","","","","","","","","","","","","","","","","","","","","","","","","","","","","","","","","","","","","","","","","","","","","","","","","","","","","",""]
["","","","","","","","","","","","","","","","","","","","","","","","","","","","","","","","","","","","","","","","","","","","","","","","","","","","","","","","","","","","","","","","","","","","","","","","","","","","","","","","","","","","","","","","","","","","","","","","","","",null,"","","","","","","","","","","","","","","","","","","","","","","","","","","","","","","","","","","","","","","","","","","","","","","","","","","","","","","","","","","","","","","","","","","","","","","","","","","","","","","","","","","","","","","","","","",""]
["","","","","","","","","","","","","","","","","","","","","","","","","","","","","","","","","","","","","","","","","","","","","","","","","","","","","","","","","","","","","","","","","","","","","","","","","","","","","","","","","","","","","","","","","","","","","","","","","","",null,"","","","","","","","","","","","","","","","","","","","","","","","","","","","","","","","","","","","","","","","","","","","","","","","","","","","","","","","","","","","","","","","","","","","","","","","","","","","","","","","","","","","","","","","","","",""]
["","","","","","","","","","","","","","","","","","","","","","","","","","","","","","","","","","","","","","","","","","","","","","","","","","","","","","","","","","","","","","","","","","","","","","","","","","","","","","","","","","","","","","","","","","","","","","","","","","",null,"","","","","","","","","","","","","","","","","","","","","",{"$f":"IFERROR($D169*AC169,\"\")","v":""},"","","","","","","","","","","","","","","","","","","","","","","","","","","","","","","","","","","","","","","","","","","","","","","","","","","","","","","","","","","","","","","","","","","","",""]
["","","","","","","","","","","","","","","","","","","","","","","","","","","","","","","","","","","","","","","","","","","","","","","","","","","","","","","","","","","","","","","","","","","","","","","","","","","","","","","","","","","","","","","","","","","","","","","","","","",null,"","","","","","","","","","","","","","","","","","","","","","","","","","","","","","","","","","","","","","","","","","","","","","","","","","","","","","",{"$f":"IFERROR($D170*BJ170,\"\")","v":""},"","","","","","","","","","","","","","","","","","","","","","","","","","","","","","","","","","","",""]
["","","","","","","","","","","","","","","","","","","","","","","","","","","","","","","","","","","","","","","","","","","","","","","","","","","","","","","","","","","","","","","","","","","","","","","","","","","","","","","","","","","","","","","","","","","","","","","","","","",null,"","","","","","","","","","","","","","","","","","","","","","","","","","","","","","","","","","","","","","","","","","","","","","","","","","","","","","","","","","","","","","","","","","","","","","","","","","","","","","","",{"$f":"IFERROR($D171*CI171,\"\")","v":""},"","","","","","","","","","",""]
["","","","","","","","","","","","","","","","","","","","","","","","","","","","","","","","","","","","","","","","","","","","","","","","","","","","","","","","","","","","","","","","","","","","","","","","","","","","","","","","","","","","","","","","","","","","","","","","","","",null,"","","","","","","","","","","","","","","","","","","","","","","","","","","","","","","","","","","","","","","","","","","","","","","","","","","","","","","","","","","","","","","","","","","","","","","","","","","","",{"$f":"IFERROR($D172*CF172,\"\")","v":""},"","","","","","","","","","","","","",""]
["","","","","","","","","","","","","","","","","","","","","","","","","","","","","","","","","","","","","","","","","","","","","","","","","","","","","","","","","","","","","","","","","","","","","","","","","","","","","","","","","","","","","","","","","","","","","","","","","","",null,"","","","","","","","","","","","","","","","","","","","","","","","","","","","","","","","","","","","","","","","","","","","","","","","","","","","","","","","","","","","","","","","","","","","","","","","","","","","","","","","","","","","","","","","","","",""]
["","","","","","","","","","","","","","","","","","","","","","","","","","","","","","","","","","","","","","","","","","","","","","","","","","","","","","","","","","","","","","","","","","","","","","","","","","","","","","","","","","","","","","","","","","","","","","","","","","",null,"","","","","",{"$f":"IFERROR($D174*M174,\"\")","v":""},"","","","","","","","","","","","","","","","","","","","","","","","","","","","","","","","","","","","","","","","","","","","","","","","","","","","","","","","","","","","","","","","","","","","","","","","","","","","","","","","","","","","",""]
["","","","","","","","","","","","","","","","","","","","","","","","","","","","","","","","","","","","","","","","","","","","","","","","","","","","","","","","","","","","","","","","","","","","","","","","","","","","","","","","","","","","","","","","","","","","","","","","","","",null,"","","","","","","","","","","","","","","","","","","","","","","","","","","","","","","","","","","","","","","","","","","","","","","","","","","","","","","","","","","","","","","","","","","","","","","","","","","","","","","","","","","","","","","","","","",""]
["","","","","","","","","","","","","","","","","","","","","","","","","","","","","","","","","","","","","","","","","","","","","","","","","","","","","","","","","","","","","","","","","","","","","","","","","","","","","","","","","","","","","","","","","","","","","","","","","","",null,"","","","","","","","","","","","","","","","","","","","","","","","","","","","","","","","","","","","","","","","","","","","","","","","","","","","","","","","","","","","","","","","","","","","","","","","","","","","","","","","","","","","","","","","","","",""]
["","","","","","","","","","","","","","","","","","","","","","","","","","","","","","","","","","","","","","","","","","","","","","","","","","","","","","","","","","","","","","","","","","","","","","","","","","","","","","","","","","","","","","","","","","","","","","","","","","",null,"","","","","","","","","","","","","","","","","","","","","","","","","","","","","","","","","","","","","","","","","","","","","","","","","","","","","","","","","","","","","","","","","","","","","","",{"$f":"IFERROR($D177*BZ177,\"\")","v":""},"","","","","","","","","","","","","","","","","","","",""]
["","","","","","","","","","","","","","","","","","","","","","","","","","","","","","","","","","","","","","","","","","","","","","","","","","","","","","","","","","","","","","","","","","","","","","","","","","","","","","","","","","","","","","","","","","","","","","","","","","",null,"","","","","","","","","","","","","","","","","","","","","","","","","","","","","","","","","","","","","","","","","","","","","","","","","","","",{"$f":"IFERROR($D178*BG178,\"\")","v":""},"","","","","","","","","","","","","","","","","","","","","","","","","","","","","","","","","","","","","","",""]
["","","","","","","","","","","","","","","","","","","","","","","","","","","","","","","","","","","","","","","","","","","","","","","","","","","","","","","","","","","","","","","","","","","","","","","","","","","","","","","","","","","","","","","","","","","","","","","","","","",null,"","","","","","","","","","","","",{"$f":"IFERROR($D179*T179,\"\")","v":""},"","","","","","","","","","","","","","","","","","","","","","","","","","","","","","","","","","","","","","","","","","","","","","","","","","","","","","","","","","","","","","","","","","","","","","","","","","","","","",""]
["","","","","","","","","","","","","","","","","","","","","","","","","","","","","","","","","","","","","","","","","","","","","","","","","","","","","","","","","","","","","","","","","","","","","","","","","","","","","","","","","","","","","","","","","","","","","","","","","","",null,"","","","","","","","","","","","","","","","","","","","","","","","","","","","","","","","","","","","","","","","","","","","","","","","","","","","","","","","","","","","","","","","","","","","","","","","","","","","","","","","","","","","","","","","","","",""]
["","","","","","","","","","","","","","","","","","","","","","","","","","","","","","","","","","","","","","","","","","","","","","","","","","","","","","","","","","","","","","","","","","","","","","","","","","","","","","","","","","","","","","","","","","","","","","","","","","",null,"","","","","","","","","","","","","","","","","","","","","","","","","","","","","","","","","","","","","","","","","","","","","","","","","","","","","","","","","","","","","","","","","","","","","","","","","","","","","","","","","","","","","","","","","","",""]
["","","","","","","","","","","","","","","","","","","","","","","","","","","","","","","","","","","","","","","","","","","","","","","","","","","","","","","","","","","","","","","","","","","","","","","","","","","","","","","","","","","","","","","","","","","","","","","","","","",null,"","","","","","","","","","","","","","","","","","","","","","","","","","","","","","","","","","","","","","","","","","","","","","","","","","","","","","","","","","","","","","","","","","","","","","","","","","","","","","","","","","","","","","","","","","",""]
["","","","","","","","","","","","","","","","","","","","","","","","","","","","","","","","","","","","","","","","","","","","","","","","","","","","","","","","","","","","","","","","","","","","","","","","","","","","","","","","","","","","","","","","","","","","","","","","","","",null,"","","","","","","","","","","","","","","","","","","","","","","","","","","","","","","","","","","","","","","","","","","","","","","","","","","","","","","","","","","","","","","","","","","","","","","","","","","","","","","","","","","","","","","","","","",""]
["","","","","","","","","","","","","","","","","","","","","","","","","","","","","","","","","","","","","","","","","","","","","","","","","","","","","","","","","","","","","","","","","","","","","","","","","","","","","","","","","","","","","","","","","","","","","","","","","","",null,"","","","","","","","","","","","","","","","","","","","","","","","","","","","","","","","","","","","","","","","","","","","","","","","","","","","","","","","","","","","","","","","","","","","","","","","","","","","","","","","","","","","","","","","","","",""]
["","","","","","","","","","","","","","","","","","","","","","","","","","","","","","","","","","","","","","","","","","","","","","","","","","","","","","","","","","","","","","","","","","","","","","","","","","","","","","","","","","","","","","","","","","","","","","","","","","",null,"","","","","","","","","","","","","","","","","","","","","","","","","","","","","","","","","","","","","","","","","","","","","","","","","","","","","","","","","","","","","","","","","","","","","","","","","","","","","","","","","","","","","","","","","","",""]
["","","","","","","","","","","","","","","","","","","","","","","","","","","","","","","","","","","","","","","","","","","","","","","","","","","","","","","","","","","","","","","","","","","","","","","","","","","","","","","","","","","","","","","","","","","","","","","","","","",null,"","","","","","","","","","","","","","","","","","","","","","","","","","","","","","","","","","","","","","","","","","","","","","","","","","","","","","","","","","","","","","","","","","","","","","","","","","","","","","","","","","","","","","","","","","",""]
["","","","","","","","","","","","","","","","","","","","","","","","","","","","","","","","","","","","","","","","","","","","","","","","","","","","","","","","","","","","","","","","","","","","","","","","","","","","","","","","","","","","","","","","","","","","","","","","","","",null,"","","","","","","","","","","","","","","","","","","","","","","","","","","","","","","","","","","","","","","","","","","","","","","","","","","","","","","","","","","","","","","","","","","","","","","","","","","","","","","","","","","","","","","","","","",""]
["","","","","","","","","","","","","","","","","","","","","","","","","","","","","","","","","","","","","","","","","","","","","","","","","","","","","","","","","","","","","","","","","","","","","","","","","","","","","","","","","","","","","","","","","","","","","","","","","","",null,"","","","","","","","","","","","","","","","","","","","","","","","","","","","","","","","","","","","","","","","","","","","","","","","","","","","","","","","","","","","","","","","","","","","","","","","","","","","","","","","","","","","","","","","","","",""]
["","","","","","","","","","","","","","","","","","","","","","","","","","","","","","","","","","","","","","","","","","","","","","","","","","","","","","","","","","","","","","","","","","","","","","","","","","","","","","","","","","","","","","","","","","","","","","","","","","",null,"","","","","","","","","","","","","","","","","","","","","","","","","","","","","","","","","","","","","","","","","","","","","","","","","","","","","","","","","","","","","","","","","","","","","","","","","","","","","","","","","","","","","","","","","","",""]
["","","","","","","","","","","","","","","","","","","","","","","","","","","","","","","","","","","","","","","","","","","","","","","","","","","","","","","","","","","","","","","","","","","","","","","","","","","","","","","","","","","","","","","","","","","","","","","","","","",null,"","","","","","","","","","","","","","","","","","","","","","","","",{"$f":"IFERROR($D190*AF190,\"\")","v":""},"","","","","","","","","","","","","","","","","","","","","","","","","","","","","","","","","","",{"$f":"IFERROR($D190*BO190,\"\")","v":""},"","","","","","","","","","","","","","","","","","","","","","","","","","","","","","",""]

{"sheet":"Combined scenario - output","index":7,"n_rows":175,"n_cols":43,"rows_kept":175,"cut":false,"hidden":false,"merged":[]}
[null,null,null,"Replacement expenditure forecast ($,000)",null,null,null,null,null,null,null,null,null,null,null,null,null,null,null,null,null,null,null,"Replacement quantity forecast (#)"]
[null,null,null,1,2,3,4,5,6,7,8,9,10,11,12,13,14,15,16,17,18,19,20,1,2,3,4,5,6,7,8,9,10,11,12,13,14,15,16,17,18,19,20]
[]
[]
["ID","Asset group",null,2020,2021,2022,2023,2024,2025,2026,2027,2028,2029,2030,2031,2032,2033,2034,2035,2036,2037,2038,2039,2020,2021,2022,2023,2024,2025,2026,2027,2028,2029,2030,2031,2032,2033,2034,2035,2036,2037,2038,2039]
[{"$f":"IFERROR(IF('Historical scenario - output'!A6=\"\",\"\",'Historical scenario - output'!A6),\"\")","v":1},{"$f":"IFERROR(IF('Historical scenario - output'!B6=\"\",\"\",'Historical scenario - output'!B6),\"\")","v":"OVERHEAD CONDUCTORS"},null,{"$f":"IFERROR(IF($A6=\"\",\"\",SUMIFS(D$21:D$175,$A$21:$A$175,$A6)),\"\")","v":7670.468796916397},{"$f":"IFERROR(IF($A6=\"\",\"\",SUMIFS(E$21:E$175,$A$21:$A$175,$A6)),\"\")","v":8185.7564657468538},8757.1311419893154,9402.0021613111458,10138.97812099381,10987.075818980329,11964.823507465562,13089.301130297819,14375.166534178923,15833.720748714166,17472.067112898581,19292.418081187367,21291.599747310378,23460.797251544889,25785.574114653693,28246.185143631224,30818.186112756728,{"$f":"IFERROR(IF($A6=\"\",\"\",SUMIFS(U$21:U$175,$A$21:$A$175,$A6)),\"\")","v":33473.324529908336},36180.675469250273,38907.966131140493,{"$f":"IFERROR(IF($A6=\"\",\"\",SUMIFS(X$21:X$175,$A$21:$A$175,$A6)),\"\")","v":152.16906151356221},{"$f":"IFERROR(IF($A6=\"\",\"\",SUMIFS(Y$21:Y$175,$A$21:$A$175,$A6)),\"\")","v":161.46120032377991},171.7106014344287,183.24262680424982,196.40540282690867,211.55551639398331,229.04198406990736,249.18925212852068,272.28006687520491,298.53909723572241,328.11819524709585,361.08414501327348,397.40967621713469,436.96840276352572,479.5341886141963,524.78524049559257,572.31298295083013,{"$f":"IFERROR(IF($A6=\"\",\"\",SUMIFS(AO$21:AO$175,$A$21:$A$175,$A6)),\"\")","v":621.63549194483301},672.21496179328574,723.47837598362185]
[{"$f":"IFERROR(IF('Historical scenario - output'!A7=\"\",\"\",'Historical scenario - output'!A7),\"\")","v":2},{"$f":"IFERROR(IF('Historical scenario - output'!B7=\"\",\"\",'Historical scenario - output'!B7),\"\")","v":"POLES"},null,{"$f":"IFERROR(IF($A7=\"\",\"\",SUMIFS(D$21:D$175,$A$21:$A$175,$A7)),\"\")","v":12858.865213363408},14075.98235243536,15445.153243202096,16985.188306713069,18714.96284081199,20653.65623030081,22820.984693857787,25237.236345291698,27922.909842128858,30897.792173881342,34179.386160594411,37780.704666158432,41707.569612318723,45955.667937022394,50507.701265860895,55331.003231485709,60375.979193110259,65575.650565984019,70846.474370016746,76090.479449692837,1931.3022085309581,2075.4195861584753,2234.4100669562381,2410.7998243018938,2607.1662911440258,2826.1268465949233,3070.3270733097052,3342.4113983125781,3644.9578683348823,3980.361898013376,4350.6610106802846,4757.3029577244579,5200.8714679548684,5680.7950390398419,6195.0723465734864,6740.0511643538421,7310.2952552818015,7898.5658316468098,8495.9324029834715,9092.0143955135591]
[{"$f":"IFERROR(IF('Historical scenario - output'!A8=\"\",\"\",'Historical scenario - output'!A8),\"\")","v":3},{"$f":"IFERROR(IF('Historical scenario - output'!B8=\"\",\"\",'Historical scenario - output'!B8),\"\")","v":"SERVICE LINES"},null,5011.9000987269046,5255.1392015469746,5493.5527463556,5725.104672090737,5947.7948854050683,6159.7875332793092,6359.525837455365,6545.8212694685826,6717.9080508194556,6875.4579497237746,7018.5546234156,7147.6308878346636,7263.3759483705007,7366.6225700001078,7458.2262685889391,7538.9497888142478,7609.3663356951411,7669.7941737369092,7720.2732178982651,7760.5910522557087,5432.2558005316296,5695.8957377175429,5954.3053899851411,6205.2779287271806,6446.645509718207,6676.4183041474953,6892.9089643911711,7094.8292782903663,7281.3492403354112,7452.1130894419721,7607.211499303864,7747.1135867935009,7872.5663620071164,7984.4724351898594,8083.759075627032,8171.2530005547569,8247.5754905709291,8313.0715035100875,8367.7843020593773,8411.4836546479764]
[{"$f":"IFERROR(IF('Historical scenario - output'!A9=\"\",\"\",'Historical scenario - output'!A9),\"\")","v":4},{"$f":"IFERROR(IF('Historical scenario - output'!B9=\"\",\"\",'Historical scenario - output'!B9),\"\")","v":"SWITCHGEAR"},null,2527.7562647805971,2380.02480278854,2250.5754860249226,2141.0118486409592,2052.1871839165347,1984.248784346561,1936.7023724634346,1908.4941997315948,1898.107309303698,1903.6673900766555,1923.0527971469551,1954.0029369709591,1994.2194624051463,2041.4555929619871,2093.5902234250098,2148.6850604039123,2205.0245473686491,2261.1395600612659,2315.8166324327326,2368.0947950545419,129.07896546502536,121.07738173214595,114.32732560983069,108.89357140232582,104.79710639458143,102.01980737691723,100.50974259216085,100.18681928334168,100.94854198760737,102.67568333607691,105.23769990046394,108.49775455169541,112.31723709654298,116.55970761584376,121.09422025891864,125.79801563945908,130.55859343466676,135.27519071873601,139.85969612262753,144.23702842760372]
[{"$f":"IFERROR(IF('Historical scenario - output'!A10=\"\",\"\",'Historical scenario - output'!A10),\"\")","v":5},{"$f":"IFERROR(IF('Historical scenario - output'!B10=\"\",\"\",'Historical scenario - output'!B10),\"\")","v":"TRANSFORMERS"},null,7064.8683674154581,7581.9255511590254,8090.0493769027062,8585.7520394766561,9066.5177493631236,9530.9736686777323,9978.9877216654077,10411.676831260742,10831.315976517586,11241.147065896768,11645.096113861904,12047.416558394249,12452.284695721106,12863.379174789097,13283.479562679253,13714.118766747108,14155.320556586792,14605.44691116066,15061.171075116034,15517.58191217999,597.89850984696375,632.52984835223776,665.43662816081155,696.52470072207177,725.81689983618378,753.45329452740668,779.68233536077776,804.84289346855371,829.33810161187705,853.6027761358306,878.06691560566446,903.11824412256908,929.06693704573661,956.11551844541532,984.33647942578568,1013.6594953795474,1043.8693010787676,1074.614405327909,1105.4259755846426,1135.7454656044815]
[{"$f":"IFERROR(IF('Historical scenario - output'!A11=\"\",\"\",'Historical scenario - output'!A11),\"\")","v":6},{"$f":"IFERROR(IF('Historical scenario - output'!B11=\"\",\"\",'Historical scenario - output'!B11),\"\")","v":"UNDERGROUND CABLES"},null,77.923736782369474,94.229105198583753,113.55567851076179,136.35134888565193,163.10358359162862,194.34181808272018,230.6421373907398,272.63476652966091,321.01453728196168,376.55403024870122,440.11857146585214,512.68177921836127,595.3400075476552,689.32391432924646,796.00557144495463,916.90007635122629,1053.6615134168737,1208.0742835020053,1382.0421353666634,1577.578486961522,0.17628095623839318,0.216129781033262,0.26453765516442235,0.32325844705190393,0.39437367148840924,0.48034188878891204,0.58405105427490067,0.70887175644967459,0.85870830996357328,1.0380437356985783,1.2519739556859828,1.5062262754104645,1.8071576366832047,2.1617293702296929,2.5774573349418972,3.0623393417985612,3.6247654017617794,4.2734202130366601,5.0171908663158993,5.8650953502941681]
[{"$f":"IFERROR(IF('Historical scenario - output'!A12=\"\",\"\",'Historical scenario - output'!A12),\"\")","v":""},{"$f":"IFERROR(IF('Historical scenario - output'!B12=\"\",\"\",'Historical scenario - output'!B12),\"\")","v":""},null,"","","","","","","","","","","","","","","","","","","","","","","","","","","","","","","","","","","","","","","",""]
[{"$f":"IFERROR(IF('Historical scenario - output'!A13=\"\",\"\",'Historical scenario - output'!A13),\"\")","v":""},{"$f":"IFERROR(IF('Historical scenario - output'!B13=\"\",\"\",'Historical scenario - output'!B13),\"\")","v":""},null,"","","","","","","","","","","","","","","","","","","","","","","","","","","","","","","","","","","","","","","",""]
[{"$f":"IFERROR(IF('Historical scenario - output'!A14=\"\",\"\",'Historical scenario - output'!A14),\"\")","v":""},{"$f":"IFERROR(IF('Historical scenario - output'!B14=\"\",\"\",'Historical scenario - output'!B14),\"\")","v":""},null,"","","","","","","","","","","","","","","","","","","","","","","","","","","","","","","","","","","","","","","",""]
[{"$f":"IFERROR(IF('Historical scenario - output'!A15=\"\",\"\",'Historical scenario - output'!A15),\"\")","v":""},{"$f":"IFERROR(IF('Historical scenario - output'!B15=\"\",\"\",'Historical scenario - output'!B15),\"\")","v":""},null,"","","","","","","","","","","","","","","","","","","","","","","","","","","","","","","","","","","","","","","",""]
[{"$f":"IFERROR(IF('Historical scenario - output'!A16=\"\",\"\",'Historical scenario - output'!A16),\"\")","v":""},{"$f":"IFERROR(IF('Historical scenario - output'!B16=\"\",\"\",'Historical scenario - output'!B16),\"\")","v":""},null,"","","","","","","","","","","","","","","","","","","","","","","","","","","","","","","","","","","","","","","",""]
[{"$f":"IFERROR(IF('Historical scenario - output'!A17=\"\",\"\",'Historical scenario - output'!A17),\"\")","v":""},{"$f":"IFERROR(IF('Historical scenario - output'!B17=\"\",\"\",'Historical scenario - output'!B17),\"\")","v":""},null,"","","","","","","","","","","","","","","","","","","","","","","","","","","","","","","","","","","","","","","",""]
[null,null,"Total",{"$f":"IFERROR(SUM(D$6:D$17),\"\")","v":35211.782477985129},{"$f":"IFERROR(SUM(E$6:E$17),\"\")","v":37573.057478875337},40150.017672985399,42975.41037711822,46083.544364082147,49510.083853667471,53291.666270298301,57465.164542580096,62066.422250230484,67128.339358541416,72678.275379383311,78734.854909764021,85304.389473673509,92377.246440647708,99924.577006652748,107895.84206743343,116217.53825893445,124793.43002435319,133506.45290008074,142222.29182728508]
[]
["ID","Asset group","Asset category"]
[{"$f":"IFERROR('Combined scenario - input'!A6,\"\")","v":1},{"$f":"IFERROR('Combined scenario - input'!B6,\"\")","v":"OVERHEAD CONDUCTORS"},{"$f":"IFERROR('Combined scenario - input'!C6,\"\")","v":"˂ = 1 kv"},{"$f":"IFERROR(repcalc('Combined scenario - input'!$CV6:$GH6,'Combined scenario - input'!$G6,'Combined scenario - input'!$E6,'Combined scenario - input'!$F6,20,TRUE,TRUE),\"\")","v":76.798485751109226},93.362500471077055,112.61553050820437,134.80731301183499,160.1820528570174,188.97711268053746,221.42381513844418,257.75096007889124,298.19157889404039,342.99330486521586,392.43253240912077,446.83227630520963,506.58333692130299,572.16804750984033,644.18554768973945,723.37721890799014,810.65065927117985,907.10039123663262,1014.0234069156093,1132.9276770229819,{"$f":"IFERROR(IF(OR(D21=\"\",'Combined scenario - input'!$D6=\"\"),\"\",D21/'Combined scenario - input'!$D6),\"\")","v":0.93988673445368853},{"$f":"IFERROR(IF(OR(E21=\"\",'Combined scenario - input'!$D6=\"\"),\"\",E21/'Combined scenario - input'!$D6),\"\")","v":1.1426029410602561},{"$f":"IFERROR(IF(OR(F21=\"\",'Combined scenario - input'!$D6=\"\"),\"\",F21/'Combined scenario - input'!$D6),\"\")","v":1.3782282577960487},{"$f":"IFERROR(IF(OR(G21=\"\",'Combined scenario - input'!$D6=\"\"),\"\",G21/'Combined scenario - input'!$D6),\"\")","v":1.6498190552583885},{"$f":"IFERROR(IF(OR(H21=\"\",'Combined scenario - input'!$D6=\"\"),\"\",H21/'Combined scenario - input'!$D6),\"\")","v":1.9603639981364571},{"$f":"IFERROR(IF(OR(I21=\"\",'Combined scenario - input'!$D6=\"\"),\"\",I21/'Combined scenario - input'!$D6),\"\")","v":2.3127680134140105},{"$f":"IFERROR(IF(OR(J21=\"\",'Combined scenario - input'!$D6=\"\"),\"\",J21/'Combined scenario - input'!$D6),\"\")","v":2.7098621086776267},{"$f":"IFERROR(IF(OR(K21=\"\",'Combined scenario - input'!$D6=\"\"),\"\",K21/'Combined scenario - input'!$D6),\"\")","v":3.1544464165083248},{"$f":"IFERROR(IF(OR(L21=\"\",'Combined scenario - input'!$D6=\"\"),\"\",L21/'Combined scenario - input'!$D6),\"\")","v":3.6493728566029842},{"$f":"IFERROR(IF(OR(M21=\"\",'Combined scenario - input'!$D6=\"\"),\"\",M21/'Combined scenario - input'!$D6),\"\")","v":4.1976720516861237},{"$f":"IFERROR(IF(OR(N21=\"\",'Combined scenario - input'!$D6=\"\"),\"\",N21/'Combined scenario - input'!$D6),\"\")","v":4.8027266133183169},{"$f":"IFERROR(IF(OR(O21=\"\",'Combined scenario - input'!$D6=\"\"),\"\",O21/'Combined scenario - input'!$D6),\"\")","v":5.4684897093683382},{"$f":"IFERROR(IF(OR(P21=\"\",'Combined scenario - input'!$D6=\"\"),\"\",P21/'Combined scenario - input'!$D6),\"\")","v":6.1997440914483031},{"$f":"IFERROR(IF(OR(Q21=\"\",'Combined scenario - input'!$D6=\"\"),\"\",Q21/'Combined scenario - input'!$D6),\"\")","v":7.0023927226325489},{"$f":"IFERROR(IF(OR(R21=\"\",'Combined scenario - input'!$D6=\"\"),\"\",R21/'Combined scenario - input'!$D6),\"\")","v":7.8837680831698584},{"$f":"IFERROR(IF(OR(S21=\"\",'Combined scenario - input'!$D6=\"\"),\"\",S21/'Combined scenario - input'!$D6),\"\")","v":8.8529434585603397},{"$f":"IFERROR(IF(OR(T21=\"\",'Combined scenario - input'!$D6=\"\"),\"\",T21/'Combined scenario - input'!$D6),\"\")","v":9.9210263519305695},{"$f":"IFERROR(IF(OR(U21=\"\",'Combined scenario - input'!$D6=\"\"),\"\",U21/'Combined scenario - input'!$D6),\"\")","v":11.101411912001767},{"$f":"IFERROR(IF(OR(V21=\"\",'Combined scenario - input'!$D6=\"\"),\"\",V21/'Combined scenario - input'!$D6),\"\")","v":12.409973181948452},{"$f":"IFERROR(IF(OR(W21=\"\",'Combined scenario - input'!$D6=\"\"),\"\",W21/'Combined scenario - input'!$D6),\"\")","v":13.865165234901184}]
[{"$f":"IFERROR('Combined scenario - input'!A7,\"\")","v":1},{"$f":"IFERROR('Combined scenario - input'!B7,\"\")","v":"OVERHEAD CONDUCTORS"},{"$f":"IFERROR('Combined scenario - input'!C7,\"\")","v":"˃ 11 kv & < = 22 kv ; multiple-phase"},{"$f":"IFERROR(repcalc('Combined scenario - input'!$CV7:$GH7,'Combined scenario - input'!$G7,'Combined scenario - input'!$E7,'Combined scenario - input'!$F7,20,TRUE,TRUE),\"\")","v":6408.9632238792838},6839.6070265114977,7317.2068398492083,7856.7185757445723,8474.1358924228571,9185.7774363193676,10007.472986477209,10953.686914129557,12036.623910264072,13265.366482223129,14645.095992298502,16176.44872681296,17855.055359080859,19671.305939721951,21610.373029302347,23652.512767283075,25773.64780561881,27946.217745269958,30140.263034857006,32324.688665378653,{"$f":"IFERROR(IF(OR(D22=\"\",'Combined scenario - input'!$D7=\"\"),\"\",D22/'Combined scenario - input'!$D7),\"\")","v":84.421506972524469},{"$f":"IFERROR(IF(OR(E22=\"\",'Combined scenario - input'!$D7=\"\"),\"\",E22/'Combined scenario - input'!$D7),\"\")","v":90.094124760551679},{"$f":"IFERROR(IF(OR(F22=\"\",'Combined scenario - input'!$D7=\"\"),\"\",F22/'Combined scenario - input'!$D7),\"\")","v":96.385266488676749},{"$f":"IFERROR(IF(OR(G22=\"\",'Combined scenario - input'!$D7=\"\"),\"\",G22/'Combined scenario - input'!$D7),\"\")","v":103.4919375964071},{"$f":"IFERROR(IF(OR(H22=\"\",'Combined scenario - input'!$D7=\"\"),\"\",H22/'Combined scenario - input'!$D7),\"\")","v":111.62481314649699},{"$f":"IFERROR(IF(OR(I22=\"\",'Combined scenario - input'!$D7=\"\"),\"\",I22/'Combined scenario - input'!$D7),\"\")","v":120.99884908044525},{"$f":"IFERROR(IF(OR(J22=\"\",'Combined scenario - input'!$D7=\"\"),\"\",J22/'Combined scenario - input'!$D7),\"\")","v":131.82256177682649},{"$f":"IFERROR(IF(OR(K22=\"\",'Combined scenario - input'!$D7=\"\"),\"\",K22/'Combined scenario - input'!$D7),\"\")","v":144.28648189937815},{"$f":"IFERROR(IF(OR(L22=\"\",'Combined scenario - input'!$D7=\"\"),\"\",L22/'Combined scenario - input'!$D7),\"\")","v":158.55137467163485},{"$f":"IFERROR(IF(OR(M22=\"\",'Combined scenario - input'!$D7=\"\"),\"\",M22/'Combined scenario - input'!$D7),\"\")","v":174.73687862640571},{"$f":"IFERROR(IF(OR(N22=\"\",'Combined scenario - input'!$D7=\"\"),\"\",N22/'Combined scenario - input'!$D7),\"\")","v":192.91124480485951},{"$f":"IFERROR(IF(OR(O22=\"\",'Combined scenario - input'!$D7=\"\"),\"\",O22/'Combined scenario - input'!$D7),\"\")","v":213.08285463287709},{"$f":"IFERROR(IF(OR(P22=\"\",'Combined scenario - input'!$D7=\"\"),\"\",P22/'Combined scenario - input'!$D7),\"\")","v":235.19415353721911},{"$f":"IFERROR(IF(OR(Q22=\"\",'Combined scenario - input'!$D7=\"\"),\"\",Q22/'Combined scenario - input'!$D7),\"\")","v":259.11855530100922},{"$f":"IFERROR(IF(OR(R22=\"\",'Combined scenario - input'!$D7=\"\"),\"\",R22/'Combined scenario - input'!$D7),\"\")","v":284.66074677642212},{"$f":"IFERROR(IF(OR(S22=\"\",'Combined scenario - input'!$D7=\"\"),\"\",S22/'Combined scenario - input'!$D7),\"\")","v":311.56065368905018},{"$f":"IFERROR(IF(OR(T22=\"\",'Combined scenario - input'!$D7=\"\"),\"\",T22/'Combined scenario - input'!$D7),\"\")","v":339.50111927969795},{"$f":"IFERROR(IF(OR(U22=\"\",'Combined scenario - input'!$D7=\"\"),\"\",U22/'Combined scenario - input'!$D7),\"\")","v":368.11910660488331},{"$f":"IFERROR(IF(OR(V22=\"\",'Combined scenario - input'!$D7=\"\"),\"\",V22/'Combined scenario - input'!$D7),\"\")","v":397.01997609696826},{"$f":"IFERROR(IF(OR(W22=\"\",'Combined scenario - input'!$D7=\"\"),\"\",W22/'Combined scenario - input'!$D7),\"\")","v":425.79413147219935}]
[{"$f":"IFERROR('Combined scenario - input'!A8,\"\")","v":1},{"$f":"IFERROR('Combined scenario - input'!B8,\"\")","v":"OVERHEAD CONDUCTORS"},{"$f":"IFERROR('Combined scenario - input'!C8,\"\")","v":"˃ 11 kv & < = 22 kv ; swer"},{"$f":"IFERROR(repcalc('Combined scenario - input'!$CV8:$GH8,'Combined scenario - input'!$G8,'Combined scenario - input'!$E8,'Combined scenario - input'!$F8,20,TRUE,TRUE),\"\")","v":1111.7948729789198},1167.1006263346599,1227.2842928169734,1294.434879108934,1370.7929231419987,1458.6669102768701,1560.3425234870997,1677.9889357760439,1813.5663109774002,1968.7384243032411,2144.7939108848645,2342.579161683846,2562.4453608594358,2804.2116257214452,3067.1456760580286,3349.9629113187275,3650.8441885059569,3967.4719472955694,4297.0836094328242,4636.5403942763023,{"$f":"IFERROR(IF(OR(D23=\"\",'Combined scenario - input'!$D8=\"\"),\"\",D23/'Combined scenario - input'!$D8),\"\")","v":66.062481870646593},{"$f":"IFERROR(IF(OR(E23=\"\",'Combined scenario - input'!$D8=\"\"),\"\",E23/'Combined scenario - input'!$D8),\"\")","v":69.348731355334849},{"$f":"IFERROR(IF(OR(F23=\"\",'Combined scenario - input'!$D8=\"\"),\"\",F23/'Combined scenario - input'!$D8),\"\")","v":72.924824816931761},{"$f":"IFERROR(IF(OR(G23=\"\",'Combined scenario - input'!$D8=\"\"),\"\",G23/'Combined scenario - input'!$D8),\"\")","v":76.914890338307885},{"$f":"IFERROR(IF(OR(H23=\"\",'Combined scenario - input'!$D8=\"\"),\"\",H23/'Combined scenario - input'!$D8),\"\")","v":81.452059938754502},{"$f":"IFERROR(IF(OR(I23=\"\",'Combined scenario - input'!$D8=\"\"),\"\",I23/'Combined scenario - input'!$D8),\"\")","v":86.673503051227783},{"$f":"IFERROR(IF(OR(J23=\"\",'Combined scenario - input'!$D8=\"\"),\"\",J23/'Combined scenario - input'!$D8),\"\")","v":92.715034198417214},{"$f":"IFERROR(IF(OR(K23=\"\",'Combined scenario - input'!$D8=\"\"),\"\",K23/'Combined scenario - input'!$D8),\"\")","v":99.705544919303009},{"$f":"IFERROR(IF(OR(L23=\"\",'Combined scenario - input'!$D8=\"\"),\"\",L23/'Combined scenario - input'!$D8),\"\")","v":107.76150749746401},{"$f":"IFERROR(IF(OR(M23=\"\",'Combined scenario - input'!$D8=\"\"),\"\",M23/'Combined scenario - input'!$D8),\"\")","v":116.98178290308071},{"$f":"IFERROR(IF(OR(N23=\"\",'Combined scenario - input'!$D8=\"\"),\"\",N23/'Combined scenario - input'!$D8),\"\")","v":127.44294140740392},{"$f":"IFERROR(IF(OR(O23=\"\",'Combined scenario - input'!$D8=\"\"),\"\",O23/'Combined scenario - input'!$D8),\"\")","v":139.1952752800901},{"$f":"IFERROR(IF(OR(P23=\"\",'Combined scenario - input'!$D8=\"\"),\"\",P23/'Combined scenario - input'!$D8),\"\")","v":152.25965176717324},{"$f":"IFERROR(IF(OR(Q23=\"\",'Combined scenario - input'!$D8=\"\"),\"\",Q23/'Combined scenario - input'!$D8),\"\")","v":166.62532287931487},{"$f":"IFERROR(IF(OR(R23=\"\",'Combined scenario - input'!$D8=\"\"),\"\",R23/'Combined scenario - input'!$D8),\"\")","v":182.24877676968512},{"$f":"IFERROR(IF(OR(S23=\"\",'Combined scenario - input'!$D8=\"\"),\"\",S23/'Combined scenario - input'!$D8),\"\")","v":199.05368290048591},{"$f":"IFERROR(IF(OR(T23=\"\",'Combined scenario - input'!$D8=\"\"),\"\",T23/'Combined scenario - input'!$D8),\"\")","v":216.93194839935478},{"$f":"IFERROR(IF(OR(U23=\"\",'Combined scenario - input'!$D8=\"\"),\"\",U23/'Combined scenario - input'!$D8),\"\")","v":235.7458646020236},{"$f":"IFERROR(IF(OR(V23=\"\",'Combined scenario - input'!$D8=\"\"),\"\",V23/'Combined scenario - input'!$D8),\"\")","v":255.33128002668079},{"$f":"IFERROR(IF(OR(W23=\"\",'Combined scenario - input'!$D8=\"\"),\"\",W23/'Combined scenario - input'!$D8),\"\")","v":275.50168937072118}]
[{"$f":"IFERROR('Combined scenario - input'!A9,\"\")","v":1},{"$f":"IFERROR('Combined scenario - input'!B9,\"\")","v":"OVERHEAD CONDUCTORS"},{"$f":"IFERROR('Combined scenario - input'!C9,\"\")","v":"> 1 kv & < = 11 kv"},{"$f":"IFERROR(repcalc('Combined scenario - input'!$CV9:$GH9,'Combined scenario - input'!$G9,'Combined scenario - input'!$E9,'Combined scenario - input'!$F9,20,TRUE,TRUE),\"\")","v":""},"","","","","","","","","","","","","","","","","","","",{"$f":"IFERROR(IF(OR(D24=\"\",'Combined scenario - input'!$D9=\"\"),\"\",D24/'Combined scenario - input'!$D9),\"\")","v":""},{"$f":"IFERROR(IF(OR(E24=\"\",'Combined scenario - input'!$D9=\"\"),\"\",E24/'Combined scenario - input'!$D9),\"\")","v":""},{"$f":"IFERROR(IF(OR(F24=\"\",'Combined scenario - input'!$D9=\"\"),\"\",F24/'Combined scenario - input'!$D9),\"\")","v":""},{"$f":"IFERROR(IF(OR(G24=\"\",'Combined scenario - input'!$D9=\"\"),\"\",G24/'Combined scenario - input'!$D9),\"\")","v":""},{"$f":"IFERROR(IF(OR(H24=\"\",'Combined scenario - input'!$D9=\"\"),\"\",H24/'Combined scenario - input'!$D9),\"\")","v":""},{"$f":"IFERROR(IF(OR(I24=\"\",'Combined scenario - input'!$D9=\"\"),\"\",I24/'Combined scenario - input'!$D9),\"\")","v":""},{"$f":"IFERROR(IF(OR(J24=\"\",'Combined scenario - input'!$D9=\"\"),\"\",J24/'Combined scenario - input'!$D9),\"\")","v":""},{"$f":"IFERROR(IF(OR(K24=\"\",'Combined scenario - input'!$D9=\"\"),\"\",K24/'Combined scenario - input'!$D9),\"\")","v":""},{"$f":"IFERROR(IF(OR(L24=\"\",'Combined scenario - input'!$D9=\"\"),\"\",L24/'Combined scenario - input'!$D9),\"\")","v":""},{"$f":"IFERROR(IF(OR(M24=\"\",'Combined scenario - input'!$D9=\"\"),\"\",M24/'Combined scenario - input'!$D9),\"\")","v":""},{"$f":"IFERROR(IF(OR(N24=\"\",'Combined scenario - input'!$D9=\"\"),\"\",N24/'Combined scenario - input'!$D9),\"\")","v":""},{"$f":"IFERROR(IF(OR(O24=\"\",'Combined scenario - input'!$D9=\"\"),\"\",O24/'Combined scenario - input'!$D9),\"\")","v":""},{"$f":"IFERROR(IF(OR(P24=\"\",'Combined scenario - input'!$D9=\"\"),\"\",P24/'Combined scenario - input'!$D9),\"\")","v":""},{"$f":"IFERROR(IF(OR(Q24=\"\",'Combined scenario - input'!$D9=\"\"),\"\",Q24/'Combined scenario - input'!$D9),\"\")","v":""},{"$f":"IFERROR(IF(OR(R24=\"\",'Combined scenario - input'!$D9=\"\"),\"\",R24/'Combined scenario - input'!$D9),\"\")","v":""},{"$f":"IFERROR(IF(OR(S24=\"\",'Combined scenario - input'!$D9=\"\"),\"\",S24/'Combined scenario - input'!$D9),\"\")","v":""},{"$f":"IFERROR(IF(OR(T24=\"\",'Combined scenario - input'!$D9=\"\"),\"\",T24/'Combined scenario - input'!$D9),\"\")","v":""},{"$f":"IFERROR(IF(OR(U24=\"\",'Combined scenario - input'!$D9=\"\"),\"\",U24/'Combined scenario - input'!$D9),\"\")","v":""},{"$f":"IFERROR(IF(OR(V24=\"\",'Combined scenario - input'!$D9=\"\"),\"\",V24/'Combined scenario - input'!$D9),\"\")","v":""},{"$f":"IFERROR(IF(OR(W24=\"\",'Combined scenario - input'!$D9=\"\"),\"\",W24/'Combined scenario - input'!$D9),\"\")","v":""}]
[{"$f":"IFERROR('Combined scenario - input'!A10,\"\")","v":1},{"$f":"IFERROR('Combined scenario - input'!B10,\"\")","v":"OVERHEAD CONDUCTORS"},{"$f":"IFERROR('Combined scenario - input'!C10,\"\")","v":"> 22 kv & < = 66 kv"},{"$f":"IFERROR(repcalc('Combined scenario - input'!$CV10:$GH10,'Combined scenario - input'!$G10,'Combined scenario - input'!$E10,'Combined scenario - input'!$F10,20,TRUE,TRUE),\"\")","v":72.912214307084568},85.686312429618795,100.02447881492861,116.04139344580545,133.8672525719374,153.65435970355492,175.58418236281,199.87432031332793,226.78473404341068,256.62253732257847,289.74467730609467,326.55791638534907,367.51569044878141,413.11163859165561,463.86986160357696,520.33224612142976,583.04345936078028,652.5344461061751,729.30541804483403,813.80939446255468,{"$f":"IFERROR(IF(OR(D25=\"\",'Combined scenario - input'!$D10=\"\"),\"\",D25/'Combined scenario - input'!$D10),\"\")","v":0.7451859359374654},{"$f":"IFERROR(IF(OR(E25=\"\",'Combined scenario - input'!$D10=\"\"),\"\",E25/'Combined scenario - input'!$D10),\"\")","v":0.87574126683313891},{"$f":"IFERROR(IF(OR(F25=\"\",'Combined scenario - input'!$D10=\"\"),\"\",F25/'Combined scenario - input'!$D10),\"\")","v":1.0222818710241439},{"$f":"IFERROR(IF(OR(G25=\"\",'Combined scenario - input'!$D10=\"\"),\"\",G25/'Combined scenario - input'!$D10),\"\")","v":1.1859798142764408},{"$f":"IFERROR(IF(OR(H25=\"\",'Combined scenario - input'!$D10=\"\"),\"\",H25/'Combined scenario - input'!$D10),\"\")","v":1.3681657435207448},{"$f":"IFERROR(IF(OR(I25=\"\",'Combined scenario - input'!$D10=\"\"),\"\",I25/'Combined scenario - input'!$D10),\"\")","v":1.5703962488962562},{"$f":"IFERROR(IF(OR(J25=\"\",'Combined scenario - input'!$D10=\"\"),\"\",J25/'Combined scenario - input'!$D10),\"\")","v":1.7945259859860234},{"$f":"IFERROR(IF(OR(K25=\"\",'Combined scenario - input'!$D10=\"\"),\"\",K25/'Combined scenario - input'!$D10),\"\")","v":2.0427788933311799},{"$f":"IFERROR(IF(OR(L25=\"\",'Combined scenario - input'!$D10=\"\"),\"\",L25/'Combined scenario - input'!$D10),\"\")","v":2.317811849503074},{"$f":"IFERROR(IF(OR(M25=\"\",'Combined scenario - input'!$D10=\"\"),\"\",M25/'Combined scenario - input'!$D10),\"\")","v":2.6227636545498747},{"$f":"IFERROR(IF(OR(N25=\"\",'Combined scenario - input'!$D10=\"\"),\"\",N25/'Combined scenario - input'!$D10),\"\")","v":2.9612824215141367},{"$f":"IFERROR(IF(OR(O25=\"\",'Combined scenario - input'!$D10=\"\"),\"\",O25/'Combined scenario - input'!$D10),\"\")","v":3.3375253909379627},{"$f":"IFERROR(IF(OR(P25=\"\",'Combined scenario - input'!$D10=\"\"),\"\",P25/'Combined scenario - input'!$D10),\"\")","v":3.7561268212940346},{"$f":"IFERROR(IF(OR(Q25=\"\",'Combined scenario - input'!$D10=\"\"),\"\",Q25/'Combined scenario - input'!$D10),\"\")","v":4.2221318605690854},{"$f":"IFERROR(IF(OR(R25=\"\",'Combined scenario - input'!$D10=\"\"),\"\",R25/'Combined scenario - input'!$D10),\"\")","v":4.7408969849192584},{"$f":"IFERROR(IF(OR(S25=\"\",'Combined scenario - input'!$D10=\"\"),\"\",S25/'Combined scenario - input'!$D10),\"\")","v":5.3179604474961861},{"$f":"IFERROR(IF(OR(T25=\"\",'Combined scenario - input'!$D10=\"\"),\"\",T25/'Combined scenario - input'!$D10),\"\")","v":5.9588889198467871},{"$f":"IFERROR(IF(OR(U25=\"\",'Combined scenario - input'!$D10=\"\"),\"\",U25/'Combined scenario - input'!$D10),\"\")","v":6.6691088259243543},{"$f":"IFERROR(IF(OR(V25=\"\",'Combined scenario - input'!$D10=\"\"),\"\",V25/'Combined scenario - input'!$D10),\"\")","v":7.4537324876882485},{"$f":"IFERROR(IF(OR(W25=\"\",'Combined scenario - input'!$D10=\"\"),\"\",W25/'Combined scenario - input'!$D10),\"\")","v":8.3173899058001268}]
[{"$f":"IFERROR('Combined scenario - input'!A11,\"\")","v":2},{"$f":"IFERROR('Combined scenario - input'!B11,\"\")","v":"POLES"},{"$f":"IFERROR('Combined scenario - input'!C11,\"\")","v":"˂ = 1 kv ; concrete"},{"$f":"IFERROR(repcalc('Combined scenario - input'!$CV11:$GH11,'Combined scenario - input'!$G11,'Combined scenario - input'!$E11,'Combined scenario - input'!$F11,20,TRUE,TRUE),\"\")","v":183.98769327504371},236.31205023912253,301.80690822515317,382.838771325376,481.94440282009657,601.79184374382726,745.13149210583811,914.73656346368625,1113.3315424878895,1343.5063770733123,1607.6134007521266,1907.6436255669732,2245.0795003211974,2620.7228231294812,3034.4994565371926,3485.2468280309899,3970.4956302003425,4486.2630645821664,5026.8805109378864,5584.8825647849271,{"$f":"IFERROR(IF(OR(D26=\"\",'Combined scenario - input'!$D11=\"\"),\"\",D26/'Combined scenario - input'!$D11),\"\")","v":16.53361276329348},{"$f":"IFERROR(IF(OR(E26=\"\",'Combined scenario - input'!$D11=\"\"),\"\",E26/'Combined scenario - input'!$D11),\"\")","v":21.235615602359246},{"$f":"IFERROR(IF(OR(F26=\"\",'Combined scenario - input'!$D11=\"\"),\"\",F26/'Combined scenario - input'!$D11),\"\")","v":27.121153926431553},{"$f":"IFERROR(IF(OR(G26=\"\",'Combined scenario - input'!$D11=\"\"),\"\",G26/'Combined scenario - input'!$D11),\"\")","v":34.402887949720267},{"$f":"IFERROR(IF(OR(H26=\"\",'Combined scenario - input'!$D11=\"\"),\"\",H26/'Combined scenario - input'!$D11),\"\")","v":43.308777820005574},{"$f":"IFERROR(IF(OR(I26=\"\",'Combined scenario - input'!$D11=\"\"),\"\",I26/'Combined scenario - input'!$D11),\"\")","v":54.078580645580914},{"$f":"IFERROR(IF(OR(J26=\"\",'Combined scenario - input'!$D11=\"\"),\"\",J26/'Combined scenario - input'!$D11),\"\")","v":66.95945434674384},{"$f":"IFERROR(IF(OR(K26=\"\",'Combined scenario - input'!$D11=\"\"),\"\",K26/'Combined scenario - input'!$D11),\"\")","v":82.200607288041041},{"$f":"IFERROR(IF(OR(L26=\"\",'Combined scenario - input'!$D11=\"\"),\"\",L26/'Combined scenario - input'!$D11),\"\")","v":100.04686874973601},{"$f":"IFERROR(IF(OR(M26=\"\",'Combined scenario - input'!$D11=\"\"),\"\",M26/'Combined scenario - input'!$D11),\"\")","v":120.73097818743344},{"$f":"IFERROR(IF(OR(N26=\"\",'Combined scenario - input'!$D11=\"\"),\"\",N26/'Combined scenario - input'!$D11),\"\")","v":144.46432241195063},{"$f":"IFERROR(IF(OR(O26=\"\",'Combined scenario - input'!$D11=\"\"),\"\",O26/'Combined scenario - input'!$D11),\"\")","v":171.42581894507455},{"$f":"IFERROR(IF(OR(P26=\"\",'Combined scenario - input'!$D11=\"\"),\"\",P26/'Combined scenario - input'!$D11),\"\")","v":201.7486844928774},{"$f":"IFERROR(IF(OR(Q26=\"\",'Combined scenario - input'!$D11=\"\"),\"\",Q26/'Combined scenario - input'!$D11),\"\")","v":235.50497071982932},{"$f":"IFERROR(IF(OR(R26=\"\",'Combined scenario - input'!$D11=\"\"),\"\",R26/'Combined scenario - input'!$D11),\"\")","v":272.68801544138785},{"$f":"IFERROR(IF(OR(S26=\"\",'Combined scenario - input'!$D11=\"\"),\"\",S26/'Combined scenario - input'!$D11),\"\")","v":313.19334686706151},{"$f":"IFERROR(IF(OR(T26=\"\",'Combined scenario - input'!$D11=\"\"),\"\",T26/'Combined scenario - input'!$D11),\"\")","v":356.79906660901514},{"$f":"IFERROR(IF(OR(U26=\"\",'Combined scenario - input'!$D11=\"\"),\"\",U26/'Combined scenario - input'!$D11),\"\")","v":403.14727003607084},{"$f":"IFERROR(IF(OR(V26=\"\",'Combined scenario - input'!$D11=\"\"),\"\",V26/'Combined scenario - input'!$D11),\"\")","v":451.72856018662497},{"$f":"IFERROR(IF(OR(W26=\"\",'Combined scenario - input'!$D11=\"\"),\"\",W26/'Combined scenario - input'!$D11),\"\")","v":501.87207639255809}]
[{"$f":"IFERROR('Combined scenario - input'!A12,\"\")","v":2},{"$f":"IFERROR('Combined scenario - input'!B12,\"\")","v":"POLES"},{"$f":"IFERROR('Combined scenario - input'!C12,\"\")","v":"˂ = 1 kv ; steel"},{"$f":"IFERROR(repcalc('Combined scenario - input'!$CV12:$GH12,'Combined scenario - input'!$G12,'Combined scenario - input'!$E12,'Combined scenario - input'!$F12,20,TRUE,TRUE),\"\")","v":17.733853197659766},19.605687986323904,21.797458731525307,24.308973943382412,27.127500364715946,30.227907646058842,33.573462557927257,37.117188867046195,40.803666466077772,44.571115485971127,48.353601661389305,52.083209645689777,55.692059989843152,59.114088905156201,62.28656098153801,65.15133535616387,67.655946742791585,69.754586799186143,71.40907378681203,72.589878382395597,{"$f":"IFERROR(IF(OR(D27=\"\",'Combined scenario - input'!$D12=\"\"),\"\",D27/'Combined scenario - input'!$D12),\"\")","v":1.9555539996129196},{"$f":"IFERROR(IF(OR(E27=\"\",'Combined scenario - input'!$D12=\"\"),\"\",E27/'Combined scenario - input'!$D12),\"\")","v":2.1619656557142464},{"$f":"IFERROR(IF(OR(F27=\"\",'Combined scenario - input'!$D12=\"\"),\"\",F27/'Combined scenario - input'!$D12),\"\")","v":2.4036574075992121},{"$f":"IFERROR(IF(OR(G27=\"\",'Combined scenario - input'!$D12=\"\"),\"\",G27/'Combined scenario - input'!$D12),\"\")","v":2.6806081392249808},{"$f":"IFERROR(IF(OR(H27=\"\",'Combined scenario - input'!$D12=\"\"),\"\",H27/'Combined scenario - input'!$D12),\"\")","v":2.9914137241601737},{"$f":"IFERROR(IF(OR(I27=\"\",'Combined scenario - input'!$D12=\"\"),\"\",I27/'Combined scenario - input'!$D12),\"\")","v":3.3333029792409148},{"$f":"IFERROR(IF(OR(J27=\"\",'Combined scenario - input'!$D12=\"\"),\"\",J27/'Combined scenario - input'!$D12),\"\")","v":3.7022252442392682},{"$f":"IFERROR(IF(OR(K27=\"\",'Combined scenario - input'!$D12=\"\"),\"\",K27/'Combined scenario - input'!$D12),\"\")","v":4.0930003386358749},{"$f":"IFERROR(IF(OR(L27=\"\",'Combined scenario - input'!$D12=\"\"),\"\",L27/'Combined scenario - input'!$D12),\"\")","v":4.4995169559168264},{"$f":"IFERROR(IF(OR(M27=\"\",'Combined scenario - input'!$D12=\"\"),\"\",M27/'Combined scenario - input'!$D12),\"\")","v":4.9149624835792789},{"$f":"IFERROR(IF(OR(N27=\"\",'Combined scenario - input'!$D12=\"\"),\"\",N27/'Combined scenario - input'!$D12),\"\")","v":5.3320661940010901},{"$f":"IFERROR(IF(OR(O27=\"\",'Combined scenario - input'!$D12=\"\"),\"\",O27/'Combined scenario - input'!$D12),\"\")","v":5.7433389010318185},{"$f":"IFERROR(IF(OR(P27=\"\",'Combined scenario - input'!$D12=\"\"),\"\",P27/'Combined scenario - input'!$D12),\"\")","v":6.1412953770358545},{"$f":"IFERROR(IF(OR(Q27=\"\",'Combined scenario - input'!$D12=\"\"),\"\",Q27/'Combined scenario - input'!$D12),\"\")","v":6.5186506115437508},{"$f":"IFERROR(IF(OR(R27=\"\",'Combined scenario - input'!$D12=\"\"),\"\",R27/'Combined scenario - input'!$D12),\"\")","v":6.8684866222787129},{"$f":"IFERROR(IF(OR(S27=\"\",'Combined scenario - input'!$D12=\"\"),\"\",S27/'Combined scenario - input'!$D12),\"\")","v":7.1843920785744428},{"$f":"IFERROR(IF(OR(T27=\"\",'Combined scenario - input'!$D12=\"\"),\"\",T27/'Combined scenario - input'!$D12),\"\")","v":7.4605815090385583},{"$f":"IFERROR(IF(OR(U27=\"\",'Combined scenario - input'!$D12=\"\"),\"\",U27/'Combined scenario - input'!$D12),\"\")","v":7.6920035192631522},{"$f":"IFERROR(IF(OR(V27=\"\",'Combined scenario - input'!$D12=\"\"),\"\",V27/'Combined scenario - input'!$D12),\"\")","v":7.8744477184959676},{"$f":"IFERROR(IF(OR(W27=\"\",'Combined scenario - input'!$D12=\"\"),\"\",W27/'Combined scenario - input'!$D12),\"\")","v":8.0046578383112976}]
[{"$f":"IFERROR('Combined scenario - input'!A13,\"\")","v":2},{"$f":"IFERROR('Combined scenario - input'!B13,\"\")","v":"POLES"},{"$f":"IFERROR('Combined scenario - input'!C13,\"\")","v":"˂ = 1 kv ; wood"},{"$f":"IFERROR(repcalc('Combined scenario - input'!$CV13:$GH13,'Combined scenario - input'!$G13,'Combined scenario - input'!$E13,'Combined scenario - input'!$F13,20,TRUE,TRUE),\"\")","v":1536.2582544200498},1614.535110760241,1692.7023234914975,1772.437725971535,1855.8195621929151,1945.262670855511,2043.4333143437962,2153.1466673910008,2277.2518768663563,2418.5101197727768,2579.4712284663815,2762.3542656943355,2968.9369883095997,3200.4585188891883,3457.5388258489061,3740.1178554633348,4047.4164006629844,4377.9200447358453,4729.3867771019723,5098.8781271475254,{"$f":"IFERROR(IF(OR(D28=\"\",'Combined scenario - input'!$D13=\"\"),\"\",D28/'Combined scenario - input'!$D13),\"\")","v":349.96247992930824},{"$f":"IFERROR(IF(OR(E28=\"\",'Combined scenario - input'!$D13=\"\"),\"\",E28/'Combined scenario - input'!$D13),\"\")","v":367.7940929976624},{"$f":"IFERROR(IF(OR(F28=\"\",'Combined scenario - input'!$D13=\"\"),\"\",F28/'Combined scenario - input'!$D13),\"\")","v":385.60072904852569},{"$f":"IFERROR(IF(OR(G28=\"\",'Combined scenario - input'!$D13=\"\"),\"\",G28/'Combined scenario - input'!$D13),\"\")","v":403.76460163296269},{"$f":"IFERROR(IF(OR(H28=\"\",'Combined scenario - input'!$D13=\"\"),\"\",H28/'Combined scenario - input'!$D13),\"\")","v":422.75913858736919},{"$f":"IFERROR(IF(OR(I28=\"\",'Combined scenario - input'!$D13=\"\"),\"\",I28/'Combined scenario - input'!$D13),\"\")","v":443.13444464680862},{"$f":"IFERROR(IF(OR(J28=\"\",'Combined scenario - input'!$D13=\"\"),\"\",J28/'Combined scenario - input'!$D13),\"\")","v":465.4978993280568},{"$f":"IFERROR(IF(OR(K28=\"\",'Combined scenario - input'!$D13=\"\"),\"\",K28/'Combined scenario - input'!$D13),\"\")","v":490.49080465715082},{"$f":"IFERROR(IF(OR(L28=\"\",'Combined scenario - input'!$D13=\"\"),\"\",L28/'Combined scenario - input'!$D13),\"\")","v":518.76220157572277},{"$f":"IFERROR(IF(OR(M28=\"\",'Combined scenario - input'!$D13=\"\"),\"\",M28/'Combined scenario - input'!$D13),\"\")","v":550.94109132668439},{"$f":"IFERROR(IF(OR(N28=\"\",'Combined scenario - input'!$D13=\"\"),\"\",N28/'Combined scenario - input'!$D13),\"\")","v":587.60833045038885},{"$f":"IFERROR(IF(OR(O28=\"\",'Combined scenario - input'!$D13=\"\"),\"\",O28/'Combined scenario - input'!$D13),\"\")","v":629.26942555673224},{"$f":"IFERROR(IF(OR(P28=\"\",'Combined scenario - input'!$D13=\"\"),\"\",P28/'Combined scenario - input'!$D13),\"\")","v":676.32935295434197},{"$f":"IFERROR(IF(OR(Q28=\"\",'Combined scenario - input'!$D13=\"\"),\"\",Q28/'Combined scenario - input'!$D13),\"\")","v":729.07038706468381},{"$f":"IFERROR(IF(OR(R28=\"\",'Combined scenario - input'!$D13=\"\"),\"\",R28/'Combined scenario - input'!$D13),\"\")","v":787.63375784284403},{"$f":"IFERROR(IF(OR(S28=\"\",'Combined scenario - input'!$D13=\"\"),\"\",S28/'Combined scenario - input'!$D13),\"\")","v":852.00578493878015},{"$f":"IFERROR(IF(OR(T28=\"\",'Combined scenario - input'!$D13=\"\"),\"\",T28/'Combined scenario - input'!$D13),\"\")","v":922.00896353672783},{"$f":"IFERROR(IF(OR(U28=\"\",'Combined scenario - input'!$D13=\"\"),\"\",U28/'Combined scenario - input'!$D13),\"\")","v":997.29830670063211},{"$f":"IFERROR(IF(OR(V28=\"\",'Combined scenario - input'!$D13=\"\"),\"\",V28/'Combined scenario - input'!$D13),\"\")","v":1077.3630802617245},{"$f":"IFERROR(IF(OR(W28=\"\",'Combined scenario - input'!$D13=\"\"),\"\",W28/'Combined scenario - input'!$D13),\"\")","v":1161.5338951636661}]
[{"$f":"IFERROR('Combined scenario - input'!A14,\"\")","v":2},{"$f":"IFERROR('Combined scenario - input'!B14,\"\")","v":"POLES"},{"$f":"IFERROR('Combined scenario - input'!C14,\"\")","v":"˃ 11 kv & < = 22 kv ; concrete"},{"$f":"IFERROR(repcalc('Combined scenario - input'!$CV14:$GH14,'Combined scenario - input'!$G14,'Combined scenario - input'!$E14,'Combined scenario - input'!$F14,20,TRUE,TRUE),\"\")","v":439.95862188126097},591.29868960987073,791.33066958707968,1051.8131857592343,1386.3020678426967,1810.0450959462048,2339.7303968866986,2993.0589132109662,3788.1169253086737,4742.5347773040639,5872.4331905607414,7191.1787391383459,8707.9943503940885,10426.497333056188,12343.263764688336,14446.54065606915,16715.242266904919,19118.370445843753,21614.987770448832,24154.844799729206,{"$f":"IFERROR(IF(OR(D29=\"\",'Combined scenario - input'!$D14=\"\"),\"\",D29/'Combined scenario - input'!$D14),\"\")","v":35.651347667805346},{"$f":"IFERROR(IF(OR(E29=\"\",'Combined scenario - input'!$D14=\"\"),\"\",E29/'Combined scenario - input'!$D14),\"\")","v":47.914949521067911},{"$f":"IFERROR(IF(OR(F29=\"\",'Combined scenario - input'!$D14=\"\"),\"\",F29/'Combined scenario - input'!$D14),\"\")","v":64.124223094007746},{"$f":"IFERROR(IF(OR(G29=\"\",'Combined scenario - input'!$D14=\"\"),\"\",G29/'Combined scenario - input'!$D14),\"\")","v":85.232009789331414},{"$f":"IFERROR(IF(OR(H29=\"\",'Combined scenario - input'!$D14=\"\"),\"\",H29/'Combined scenario - input'!$D14),\"\")","v":112.33678472289655},{"$f":"IFERROR(IF(OR(I29=\"\",'Combined scenario - input'!$D14=\"\"),\"\",I29/'Combined scenario - input'!$D14),\"\")","v":146.67412752147447},{"$f":"IFERROR(IF(OR(J29=\"\",'Combined scenario - input'!$D14=\"\"),\"\",J29/'Combined scenario - input'!$D14),\"\")","v":189.59633401809404},{"$f":"IFERROR(IF(OR(K29=\"\",'Combined scenario - input'!$D14=\"\"),\"\",K29/'Combined scenario - input'!$D14),\"\")","v":242.53777195871501},{"$f":"IFERROR(IF(OR(L29=\"\",'Combined scenario - input'!$D14=\"\"),\"\",L29/'Combined scenario - input'!$D14),\"\")","v":306.96403432895096},{"$f":"IFERROR(IF(OR(M29=\"\",'Combined scenario - input'!$D14=\"\"),\"\",M29/'Combined scenario - input'!$D14),\"\")","v":384.30376804379767},{"$f":"IFERROR(IF(OR(N29=\"\",'Combined scenario - input'!$D14=\"\"),\"\",N29/'Combined scenario - input'!$D14),\"\")","v":475.86329013718921},{"$f":"IFERROR(IF(OR(O29=\"\",'Combined scenario - input'!$D14=\"\"),\"\",O29/'Combined scenario - input'!$D14),\"\")","v":582.72573969363771},{"$f":"IFERROR(IF(OR(P29=\"\",'Combined scenario - input'!$D14=\"\"),\"\",P29/'Combined scenario - input'!$D14),\"\")","v":705.63848197290531},{"$f":"IFERROR(IF(OR(Q29=\"\",'Combined scenario - input'!$D14=\"\"),\"\",Q29/'Combined scenario - input'!$D14),\"\")","v":844.89463983854694},{"$f":"IFERROR(IF(OR(R29=\"\",'Combined scenario - input'!$D14=\"\"),\"\",R29/'Combined scenario - input'!$D14),\"\")","v":1000.2167611778103},{"$f":"IFERROR(IF(OR(S29=\"\",'Combined scenario - input'!$D14=\"\"),\"\",S29/'Combined scenario - input'!$D14),\"\")","v":1170.6524611889711},{"$f":"IFERROR(IF(OR(T29=\"\",'Combined scenario - input'!$D14=\"\"),\"\",T29/'Combined scenario - input'!$D14),\"\")","v":1354.4930904203379},{"$f":"IFERROR(IF(OR(U29=\"\",'Combined scenario - input'!$D14=\"\"),\"\",U29/'Combined scenario - input'!$D14),\"\")","v":1549.2267629445937},{"$f":"IFERROR(IF(OR(V29=\"\",'Combined scenario - input'!$D14=\"\"),\"\",V29/'Combined scenario - input'!$D14),\"\")","v":1751.5361797992171},{"$f":"IFERROR(IF(OR(W29=\"\",'Combined scenario - input'!$D14=\"\"),\"\",W29/'Combined scenario - input'!$D14),\"\")","v":1957.3494573983819}]
[{"$f":"IFERROR('Combined scenario - input'!A15,\"\")","v":2},{"$f":"IFERROR('Combined scenario - input'!B15,\"\")","v":"POLES"},{"$f":"IFERROR('Combined scenario - input'!C15,\"\")","v":"˃ 11 kv & < = 22 kv ; steel"},{"$f":"IFERROR(repcalc('Combined scenario - input'!$CV15:$GH15,'Combined scenario - input'!$G15,'Combined scenario - input'!$E15,'Combined scenario - input'!$F15,20,TRUE,TRUE),\"\")","v":6.5997497561893983},7.793480243855111,9.3318343226495895,11.291219608549962,13.75252404594513,16.798000240075851,20.507169924357324,24.951768790888455,30.189853875815171,36.259318106239725,43.171188654704089,50.903211676842488,59.394326552638063,68.540687463819609,78.193880544478645,88.16189793148304,98.21326152753295,108.0844459589331,117.49045078480617,126.13804612098541,{"$f":"IFERROR(IF(OR(D30=\"\",'Combined scenario - input'!$D15=\"\"),\"\",D30/'Combined scenario - input'!$D15),\"\")","v":0.72777003893681269},{"$f":"IFERROR(IF(OR(E30=\"\",'Combined scenario - input'!$D15=\"\"),\"\",E30/'Combined scenario - input'!$D15),\"\")","v":0.85940552749057064},{"$f":"IFERROR(IF(OR(F30=\"\",'Combined scenario - input'!$D15=\"\"),\"\",F30/'Combined scenario - input'!$D15),\"\")","v":1.0290434757738227},{"$f":"IFERROR(IF(OR(G30=\"\",'Combined scenario - input'!$D15=\"\"),\"\",G30/'Combined scenario - input'!$D15),\"\")","v":1.2451095325928125},{"$f":"IFERROR(IF(OR(H30=\"\",'Combined scenario - input'!$D15=\"\"),\"\",H30/'Combined scenario - input'!$D15),\"\")","v":1.5165234031806392},{"$f":"IFERROR(IF(OR(I30=\"\",'Combined scenario - input'!$D15=\"\"),\"\",I30/'Combined scenario - input'!$D15),\"\")","v":1.8523552771551115},{"$f":"IFERROR(IF(OR(J30=\"\",'Combined scenario - input'!$D15=\"\"),\"\",J30/'Combined scenario - input'!$D15),\"\")","v":2.2613742044290119},{"$f":"IFERROR(IF(OR(K30=\"\",'Combined scenario - input'!$D15=\"\"),\"\",K30/'Combined scenario - input'!$D15),\"\")","v":2.7514906496957963},{"$f":"IFERROR(IF(OR(L30=\"\",'Combined scenario - input'!$D15=\"\"),\"\",L30/'Combined scenario - input'!$D15),\"\")","v":3.3291066998553283},{"$f":"IFERROR(IF(OR(M30=\"\",'Combined scenario - input'!$D15=\"\"),\"\",M30/'Combined scenario - input'!$D15),\"\")","v":3.9984008977389891},{"$f":"IFERROR(IF(OR(N30=\"\",'Combined scenario - input'!$D15=\"\"),\"\",N30/'Combined scenario - input'!$D15),\"\")","v":4.7605892357838719},{"$f":"IFERROR(IF(OR(O30=\"\",'Combined scenario - input'!$D15=\"\"),\"\",O30/'Combined scenario - input'!$D15),\"\")","v":5.6132177298574142},{"$f":"IFERROR(IF(OR(P30=\"\",'Combined scenario - input'!$D15=\"\"),\"\",P30/'Combined scenario - input'!$D15),\"\")","v":6.5495530807514912},{"$f":"IFERROR(IF(OR(Q30=\"\",'Combined scenario - input'!$D15=\"\"),\"\",Q30/'Combined scenario - input'!$D15),\"\")","v":7.5581439640979635},{"$f":"IFERROR(IF(OR(R30=\"\",'Combined scenario - input'!$D15=\"\"),\"\",R30/'Combined scenario - input'!$D15),\"\")","v":8.6226244313440592},{"$f":"IFERROR(IF(OR(S30=\"\",'Combined scenario - input'!$D15=\"\"),\"\",S30/'Combined scenario - input'!$D15),\"\")","v":9.7218213205987851},{"$f":"IFERROR(IF(OR(T30=\"\",'Combined scenario - input'!$D15=\"\"),\"\",T30/'Combined scenario - input'!$D15),\"\")","v":10.83020899375337},{"$f":"IFERROR(IF(OR(U30=\"\",'Combined scenario - input'!$D15=\"\"),\"\",U30/'Combined scenario - input'!$D15),\"\")","v":11.918727883618136},{"$f":"IFERROR(IF(OR(V30=\"\",'Combined scenario - input'!$D15=\"\"),\"\",V30/'Combined scenario - input'!$D15),\"\")","v":12.955950316475642},{"$f":"IFERROR(IF(OR(W30=\"\",'Combined scenario - input'!$D15=\"\"),\"\",W30/'Combined scenario - input'!$D15),\"\")","v":13.909541138403217}]
[{"$f":"IFERROR('Combined scenario - input'!A16,\"\")","v":2},{"$f":"IFERROR('Combined scenario - input'!B16,\"\")","v":"POLES"},{"$f":"IFERROR('Combined scenario - input'!C16,\"\")","v":"˃ 11 kv & < = 22 kv ; wood"},{"$f":"IFERROR(repcalc('Combined scenario - input'!$CV16:$GH16,'Combined scenario - input'!$G16,'Combined scenario - input'!$E16,'Combined scenario - input'!$F16,20,TRUE,TRUE),\"\")","v":7637.3089074763984},7965.2119623364943,8325.8368774227602,8733.4535819187131,9202.4734699355504,9746.6727724621924,10378.398829337735,11107.801782600536,11942.133398380025,12885.152005131808,13936.668175581752,15092.259965755218,16343.179348690101,17676.46296840881,19075.25052265665,20519.303094340357,21985.701923439872,23449.696041229479,24885.655755438314,26268.079285161846,{"$f":"IFERROR(IF(OR(D31=\"\",'Combined scenario - input'!$D16=\"\"),\"\",D31/'Combined scenario - input'!$D16),\"\")","v":1222.44008331087},{"$f":"IFERROR(IF(OR(E31=\"\",'Combined scenario - input'!$D16=\"\"),\"\",E31/'Combined scenario - input'!$D16),\"\")","v":1274.9247794986422},{"$f":"IFERROR(IF(OR(F31=\"\",'Combined scenario - input'!$D16=\"\"),\"\",F31/'Combined scenario - input'!$D16),\"\")","v":1332.6469898455978},{"$f":"IFERROR(IF(OR(G31=\"\",'Combined scenario - input'!$D16=\"\"),\"\",G31/'Combined scenario - input'!$D16),\"\")","v":1397.8907824222142},{"$f":"IFERROR(IF(OR(H31=\"\",'Combined scenario - input'!$D16=\"\"),\"\",H31/'Combined scenario - input'!$D16),\"\")","v":1472.9628684053396},{"$f":"IFERROR(IF(OR(I31=\"\",'Combined scenario - input'!$D16=\"\"),\"\",I31/'Combined scenario - input'!$D16),\"\")","v":1560.0682937295858},{"$f":"IFERROR(IF(OR(J31=\"\",'Combined scenario - input'!$D16=\"\"),\"\",J31/'Combined scenario - input'!$D16),\"\")","v":1661.1833936885005},{"$f":"IFERROR(IF(OR(K31=\"\",'Combined scenario - input'!$D16=\"\"),\"\",K31/'Combined scenario - input'!$D16),\"\")","v":1777.9328165226232},{"$f":"IFERROR(IF(OR(L31=\"\",'Combined scenario - input'!$D16=\"\"),\"\",L31/'Combined scenario - input'!$D16),\"\")","v":1911.4772917112514},{"$f":"IFERROR(IF(OR(M31=\"\",'Combined scenario - input'!$D16=\"\"),\"\",M31/'Combined scenario - input'!$D16),\"\")","v":2062.4183834186792},{"$f":"IFERROR(IF(OR(N31=\"\",'Combined scenario - input'!$D16=\"\"),\"\",N31/'Combined scenario - input'!$D16),\"\")","v":2230.7257716073673},{"$f":"IFERROR(IF(OR(O31=\"\",'Combined scenario - input'!$D16=\"\"),\"\",O31/'Combined scenario - input'!$D16),\"\")","v":2415.6916727338926},{"$f":"IFERROR(IF(OR(P31=\"\",'Combined scenario - input'!$D16=\"\"),\"\",P31/'Combined scenario - input'!$D16),\"\")","v":2615.9158633769007},{"$f":"IFERROR(IF(OR(Q31=\"\",'Combined scenario - input'!$D16=\"\"),\"\",Q31/'Combined scenario - input'!$D16),\"\")","v":2829.3234076979688},{"$f":"IFERROR(IF(OR(R31=\"\",'Combined scenario - input'!$D16=\"\"),\"\",R31/'Combined scenario - input'!$D16),\"\")","v":3053.2156183004536},{"$f":"IFERROR(IF(OR(S31=\"\",'Combined scenario - input'!$D16=\"\"),\"\",S31/'Combined scenario - input'!$D16),\"\")","v":3284.3530212024407},{"$f":"IFERROR(IF(OR(T31=\"\",'Combined scenario - input'!$D16=\"\"),\"\",T31/'Combined scenario - input'!$D16),\"\")","v":3519.0672024052669},{"$f":"IFERROR(IF(OR(U31=\"\",'Combined scenario - input'!$D16=\"\"),\"\",U31/'Combined scenario - input'!$D16),\"\")","v":3753.396481605354},{"$f":"IFERROR(IF(OR(V31=\"\",'Combined scenario - input'!$D16=\"\"),\"\",V31/'Combined scenario - input'!$D16),\"\")","v":3983.2385285795326},{"$f":"IFERROR(IF(OR(W31=\"\",'Combined scenario - input'!$D16=\"\"),\"\",W31/'Combined scenario - input'!$D16),\"\")","v":4204.5114868059327}]
[{"$f":"IFERROR('Combined scenario - input'!A17,\"\")","v":2},{"$f":"IFERROR('Combined scenario - input'!B17,\"\")","v":"POLES"},{"$f":"IFERROR('Combined scenario - input'!C17,\"\")","v":"> 1 kv & < = 11 kv ; concrete"},{"$f":"IFERROR(repcalc('Combined scenario - input'!$CV17:$GH17,'Combined scenario - input'!$G17,'Combined scenario - input'!$E17,'Combined scenario - input'!$F17,20,TRUE,TRUE),\"\")","v":0.41206206428362174},0.5759578130128612,0.79212600786183363,1.0721909449968545,1.4286751005450349,1.8745569196610663,2.4226992823125104,3.0851748614136909,3.872529528398414,4.7930356679145785,5.851991073169553,7.0511143667531631,8.3880746482892974,9.8561733436566001,11.444173974526278,13.13625603340688,14.912057787934858,16.746773912750754,18.611289083270755,20.472356295338148,{"$f":"IFERROR(IF(OR(D32=\"\",'Combined scenario - input'!$D17=\"\"),\"\",D32/'Combined scenario - input'!$D17),\"\")","v":3.7117652714294E-2},{"$f":"IFERROR(IF(OR(E32=\"\",'Combined scenario - input'!$D17=\"\"),\"\",E32/'Combined scenario - input'!$D17),\"\")","v":5.1881024570078059E-2},{"$f":"IFERROR(IF(OR(F32=\"\",'Combined scenario - input'!$D17=\"\"),\"\",F32/'Combined scenario - input'!$D17),\"\")","v":7.1352984451241316E-2},{"$f":"IFERROR(IF(OR(G32=\"\",'Combined scenario - input'!$D17=\"\"),\"\",G32/'Combined scenario - input'!$D17),\"\")","v":9.658062362278412E-2},{"$f":"IFERROR(IF(OR(H32=\"\",'Combined scenario - input'!$D17=\"\"),\"\",H32/'Combined scenario - input'!$D17),\"\")","v":0.12869193944310739},{"$f":"IFERROR(IF(OR(I32=\"\",'Combined scenario - input'!$D17=\"\"),\"\",I32/'Combined scenario - input'!$D17),\"\")","v":0.16885600196689046},{"$f":"IFERROR(IF(OR(J32=\"\",'Combined scenario - input'!$D17=\"\"),\"\",J32/'Combined scenario - input'!$D17),\"\")","v":0.21823147138861559},{"$f":"IFERROR(IF(OR(K32=\"\",'Combined scenario - input'!$D17=\"\"),\"\",K32/'Combined scenario - input'!$D17),\"\")","v":0.27790582777356415},{"$f":"IFERROR(IF(OR(L32=\"\",'Combined scenario - input'!$D17=\"\"),\"\",L32/'Combined scenario - input'!$D17),\"\")","v":0.34882902023712031},{"$f":"IFERROR(IF(OR(M32=\"\",'Combined scenario - input'!$D17=\"\"),\"\",M32/'Combined scenario - input'!$D17),\"\")","v":0.43174620715976636},{"$f":"IFERROR(IF(OR(N32=\"\",'Combined scenario - input'!$D17=\"\"),\"\",N32/'Combined scenario - input'!$D17),\"\")","v":0.52713460220776187},{"$f":"IFERROR(IF(OR(O32=\"\",'Combined scenario - input'!$D17=\"\"),\"\",O32/'Combined scenario - input'!$D17),\"\")","v":0.63514901515848088},{"$f":"IFERROR(IF(OR(P32=\"\",'Combined scenario - input'!$D17=\"\"),\"\",P32/'Combined scenario - input'!$D17),\"\")","v":0.75557948358594151},{"$f":"IFERROR(IF(OR(Q32=\"\",'Combined scenario - input'!$D17=\"\"),\"\",Q32/'Combined scenario - input'!$D17),\"\")","v":0.88782261453197442},{"$f":"IFERROR(IF(OR(R32=\"\",'Combined scenario - input'!$D17=\"\"),\"\",R32/'Combined scenario - input'!$D17),\"\")","v":1.0308662505171842},{"$f":"IFERROR(IF(OR(S32=\"\",'Combined scenario - input'!$D17=\"\"),\"\",S32/'Combined scenario - input'!$D17),\"\")","v":1.183285314705506},{"$f":"IFERROR(IF(OR(T32=\"\",'Combined scenario - input'!$D17=\"\"),\"\",T32/'Combined scenario - input'!$D17),\"\")","v":1.3432456666214136},{"$f":"IFERROR(IF(OR(U32=\"\",'Combined scenario - input'!$D17=\"\"),\"\",U32/'Combined scenario - input'!$D17),\"\")","v":1.5085128966165493},{"$f":"IFERROR(IF(OR(V32=\"\",'Combined scenario - input'!$D17=\"\"),\"\",V32/'Combined scenario - input'!$D17),\"\")","v":1.676464359705516},{"$f":"IFERROR(IF(OR(W32=\"\",'Combined scenario - input'!$D17=\"\"),\"\",W32/'Combined scenario - input'!$D17),\"\")","v":1.8441052382114544}]
[{"$f":"IFERROR('Combined scenario - input'!A18,\"\")","v":2},{"$f":"IFERROR('Combined scenario - input'!B18,\"\")","v":"POLES"},{"$f":"IFERROR('Combined scenario - input'!C18,\"\")","v":"> 1 kv & < = 11 kv ; wood"},{"$f":"IFERROR(repcalc('Combined scenario - input'!$CV18:$GH18,'Combined scenario - input'!$G18,'Combined scenario - input'!$E18,'Combined scenario - input'!$F18,20,TRUE,TRUE),\"\")","v":19.233588986552935},20.513708849655583,22.01949452292018,23.779305474117191,25.813327961147547,28.131769593181222,30.733550766607816,33.605588860959379,36.722733228559257,40.0483675889731,43.535654209483496,47.129353864476933,50.768119440525226,54.387131303124548,57.920920909953097,61.306216964654112,64.484646494348581,67.405131903378631,70.02584401056086,72.315599388669526,{"$f":"IFERROR(IF(OR(D33=\"\",'Combined scenario - input'!$D18=\"\"),\"\",D33/'Combined scenario - input'!$D18),\"\")","v":3.2349695114876278},{"$f":"IFERROR(IF(OR(E33=\"\",'Combined scenario - input'!$D18=\"\"),\"\",E33/'Combined scenario - input'!$D18),\"\")","v":3.4502776752984508},{"$f":"IFERROR(IF(OR(F33=\"\",'Combined scenario - input'!$D18=\"\"),\"\",F33/'Combined scenario - input'!$D18),\"\")","v":3.703541418599376},{"$f":"IFERROR(IF(OR(G33=\"\",'Combined scenario - input'!$D18=\"\"),\"\",G33/'Combined scenario - input'!$D18),\"\")","v":3.9995306267021671},{"$f":"IFERROR(IF(OR(H33=\"\",'Combined scenario - input'!$D18=\"\"),\"\",H33/'Combined scenario - input'!$D18),\"\")","v":4.3416405020781985},{"$f":"IFERROR(IF(OR(I33=\"\",'Combined scenario - input'!$D18=\"\"),\"\",I33/'Combined scenario - input'!$D18),\"\")","v":4.731587900820899},{"$f":"IFERROR(IF(OR(J33=\"\",'Combined scenario - input'!$D18=\"\"),\"\",J33/'Combined scenario - input'!$D18),\"\")","v":5.1691912403474953},{"$f":"IFERROR(IF(OR(K33=\"\",'Combined scenario - input'!$D18=\"\"),\"\",K33/'Combined scenario - input'!$D18),\"\")","v":5.6522501056250087},{"$f":"IFERROR(IF(OR(L33=\"\",'Combined scenario - input'!$D18=\"\"),\"\",L33/'Combined scenario - input'!$D18),\"\")","v":6.1765343148353162},{"$f":"IFERROR(IF(OR(M33=\"\",'Combined scenario - input'!$D18=\"\"),\"\",M33/'Combined scenario - input'!$D18),\"\")","v":6.735885238358537},{"$f":"IFERROR(IF(OR(N33=\"\",'Combined scenario - input'!$D18=\"\"),\"\",N33/'Combined scenario - input'!$D18),\"\")","v":7.3224250621562224},{"$f":"IFERROR(IF(OR(O33=\"\",'Combined scenario - input'!$D18=\"\"),\"\",O33/'Combined scenario - input'!$D18),\"\")","v":7.9268628935705925},{"$f":"IFERROR(IF(OR(P33=\"\",'Combined scenario - input'!$D18=\"\"),\"\",P33/'Combined scenario - input'!$D18),\"\")","v":8.53888053137063},{"$f":"IFERROR(IF(OR(Q33=\"\",'Combined scenario - input'!$D18=\"\"),\"\",Q33/'Combined scenario - input'!$D18),\"\")","v":9.1475757179739219},{"$f":"IFERROR(IF(OR(R33=\"\",'Combined scenario - input'!$D18=\"\"),\"\",R33/'Combined scenario - input'!$D18),\"\")","v":9.7419370535569279},{"$f":"IFERROR(IF(OR(S33=\"\",'Combined scenario - input'!$D18=\"\"),\"\",S33/'Combined scenario - input'!$D18),\"\")","v":10.311322701340798},{"$f":"IFERROR(IF(OR(T33=\"\",'Combined scenario - input'!$D18=\"\"),\"\",T33/'Combined scenario - input'!$D18),\"\")","v":10.845914691954835},{"$f":"IFERROR(IF(OR(U33=\"\",'Combined scenario - input'!$D18=\"\"),\"\",U33/'Combined scenario - input'!$D18),\"\")","v":11.337122092901273},{"$f":"IFERROR(IF(OR(V33=\"\",'Combined scenario - input'!$D18=\"\"),\"\",V33/'Combined scenario - input'!$D18),\"\")","v":11.777909497220264},{"$f":"IFERROR(IF(OR(W33=\"\",'Combined scenario - input'!$D18=\"\"),\"\",W33/'Combined scenario - input'!$D18),\"\")","v":12.163032047261503}]
[{"$f":"IFERROR('Combined scenario - input'!A19,\"\")","v":2},{"$f":"IFERROR('Combined scenario - input'!B19,\"\")","v":"POLES"},{"$f":"IFERROR('Combined scenario - input'!C19,\"\")","v":"> 22 kv & < = 66 kv ; concrete"},{"$f":"IFERROR(repcalc('Combined scenario - input'!$CV19:$GH19,'Combined scenario - input'!$G19,'Combined scenario - input'!$E19,'Combined scenario - input'!$F19,20,TRUE,TRUE),\"\")","v":376.88082464884354},495.74975913190787,643.00078661407315,822.29748205283954,1036.8138053062823,1288.9036345713278,1579.7518190914529,1909.0357339776544,2274.6317880816009,2672.4035661420867,3096.1062908150607,3537.4355717088492,3986.2371406492134,4430.8793791894477,4858.773548088363,5257.0098555991472,5613.0631693484265,5915.5124120368801,6154.7140420751575,6323.3731985294835,{"$f":"IFERROR(IF(OR(D34=\"\",'Combined scenario - input'!$D19=\"\"),\"\",D34/'Combined scenario - input'!$D19),\"\")","v":20.261442578020741},{"$f":"IFERROR(IF(OR(E34=\"\",'Combined scenario - input'!$D19=\"\"),\"\",E34/'Combined scenario - input'!$D19),\"\")","v":26.651940403382863},{"$f":"IFERROR(IF(OR(F34=\"\",'Combined scenario - input'!$D19=\"\"),\"\",F34/'Combined scenario - input'!$D19),\"\")","v":34.568284358171013},{"$f":"IFERROR(IF(OR(G34=\"\",'Combined scenario - input'!$D19=\"\"),\"\",G34/'Combined scenario - input'!$D19),\"\")","v":44.207431434561244},{"$f":"IFERROR(IF(OR(H34=\"\",'Combined scenario - input'!$D19=\"\"),\"\",H34/'Combined scenario - input'!$D19),\"\")","v":55.740016488994584},{"$f":"IFERROR(IF(OR(I34=\"\",'Combined scenario - input'!$D19=\"\"),\"\",I34/'Combined scenario - input'!$D19),\"\")","v":69.292586070946243},{"$f":"IFERROR(IF(OR(J34=\"\",'Combined scenario - input'!$D19=\"\"),\"\",J34/'Combined scenario - input'!$D19),\"\")","v":84.92883871146428},{"$f":"IFERROR(IF(OR(K34=\"\",'Combined scenario - input'!$D19=\"\"),\"\",K34/'Combined scenario - input'!$D19),\"\")","v":102.63142981449803},{"$f":"IFERROR(IF(OR(L34=\"\",'Combined scenario - input'!$D19=\"\"),\"\",L34/'Combined scenario - input'!$D19),\"\")","v":122.28619326360683},{"$f":"IFERROR(IF(OR(M34=\"\",'Combined scenario - input'!$D19=\"\"),\"\",M34/'Combined scenario - input'!$D19),\"\")","v":143.67075175856095},{"$f":"IFERROR(IF(OR(N34=\"\",'Combined scenario - input'!$D19=\"\"),\"\",N34/'Combined scenario - input'!$D19),\"\")","v":166.4493806105628},{"$f":"IFERROR(IF(OR(O34=\"\",'Combined scenario - input'!$D19=\"\"),\"\",O34/'Combined scenario - input'!$D19),\"\")","v":190.17562853299376},{"$f":"IFERROR(IF(OR(P34=\"\",'Combined scenario - input'!$D19=\"\"),\"\",P34/'Combined scenario - input'!$D19),\"\")","v":214.30359319260066},{"$f":"IFERROR(IF(OR(Q34=\"\",'Combined scenario - input'!$D19=\"\"),\"\",Q34/'Combined scenario - input'!$D19),\"\")","v":238.20794861407833},{"$f":"IFERROR(IF(OR(R34=\"\",'Combined scenario - input'!$D19=\"\"),\"\",R34/'Combined scenario - input'!$D19),\"\")","v":261.21191317155689},{"$f":"IFERROR(IF(OR(S34=\"\",'Combined scenario - input'!$D19=\"\"),\"\",S34/'Combined scenario - input'!$D19),\"\")","v":282.62144517582072},{"$f":"IFERROR(IF(OR(T34=\"\",'Combined scenario - input'!$D19=\"\"),\"\",T34/'Combined scenario - input'!$D19),\"\")","v":301.76318256181474},{"$f":"IFERROR(IF(OR(U34=\"\",'Combined scenario - input'!$D19=\"\"),\"\",U34/'Combined scenario - input'!$D19),\"\")","v":318.02311823035859},{"$f":"IFERROR(IF(OR(V34=\"\",'Combined scenario - input'!$D19=\"\"),\"\",V34/'Combined scenario - input'!$D19),\"\")","v":330.88280695584706},{"$f":"IFERROR(IF(OR(W34=\"\",'Combined scenario - input'!$D19=\"\"),\"\",W34/'Combined scenario - input'!$D19),\"\")","v":339.95007063778354}]
[{"$f":"IFERROR('Combined scenario - input'!A20,\"\")","v":2},{"$f":"IFERROR('Combined scenario - input'!B20,\"\")","v":"POLES"},{"$f":"IFERROR('Combined scenario - input'!C20,\"\")","v":"> 22 kv & < = 66 kv ; steel"},{"$f":"IFERROR(repcalc('Combined scenario - input'!$CV20:$GH20,'Combined scenario - input'!$G20,'Combined scenario - input'!$E20,'Combined scenario - input'!$F20,20,TRUE,TRUE),\"\")","v":5.0418254055777965},5.4964437961825867,5.9655325821159835,6.4502464426498847,6.9521049346725379,7.4727282086176041,8.0135109295820914,8.5752570599681501,9.1578023516448894,9.7596535644419014,10.377673691792813,11.006841101072579,11.640107777801274,12.268378003025408,12.880623840456694,13.464147662144784,14.004994424887578,14.488507416044248,14.900010831955981,15.225591303698572,{"$f":"IFERROR(IF(OR(D35=\"\",'Combined scenario - input'!$D20=\"\"),\"\",D35/'Combined scenario - input'!$D20),\"\")","v":0.5559740304227172},{"$f":"IFERROR(IF(OR(E35=\"\",'Combined scenario - input'!$D20=\"\"),\"\",E35/'Combined scenario - input'!$D20),\"\")","v":0.60610587724335663},{"$f":"IFERROR(IF(OR(F35=\"\",'Combined scenario - input'!$D20=\"\"),\"\",F35/'Combined scenario - input'!$D20),\"\")","v":0.65783340883399122},{"$f":"IFERROR(IF(OR(G35=\"\",'Combined scenario - input'!$D20=\"\"),\"\",G35/'Combined scenario - input'!$D20),\"\")","v":0.71128395441310854},{"$f":"IFERROR(IF(OR(H35=\"\",'Combined scenario - input'!$D20=\"\"),\"\",H35/'Combined scenario - input'!$D20),\"\")","v":0.76662507911826394},{"$f":"IFERROR(IF(OR(I35=\"\",'Combined scenario - input'!$D20=\"\"),\"\",I35/'Combined scenario - input'!$D20),\"\")","v":0.82403544077554902},{"$f":"IFERROR(IF(OR(J35=\"\",'Combined scenario - input'!$D20=\"\"),\"\",J35/'Combined scenario - input'!$D20),\"\")","v":0.88366883240885841},{"$f":"IFERROR(IF(OR(K35=\"\",'Combined scenario - input'!$D20=\"\"),\"\",K35/'Combined scenario - input'!$D20),\"\")","v":0.94561390885668317},{"$f":"IFERROR(IF(OR(L35=\"\",'Combined scenario - input'!$D20=\"\"),\"\",L35/'Combined scenario - input'!$D20),\"\")","v":1.0098525580885633},{"$f":"IFERROR(IF(OR(M35=\"\",'Combined scenario - input'!$D20=\"\"),\"\",M35/'Combined scenario - input'!$D20),\"\")","v":1.0762201169737582},{"$f":"IFERROR(IF(OR(N35=\"\",'Combined scenario - input'!$D20=\"\"),\"\",N35/'Combined scenario - input'!$D20),\"\")","v":1.1443706603673309},{"$f":"IFERROR(IF(OR(O35=\"\",'Combined scenario - input'!$D20=\"\"),\"\",O35/'Combined scenario - input'!$D20),\"\")","v":1.2137504409446005},{"$f":"IFERROR(IF(OR(P35=\"\",'Combined scenario - input'!$D20=\"\"),\"\",P35/'Combined scenario - input'!$D20),\"\")","v":1.2835822574537055},{"$f":"IFERROR(IF(OR(Q35=\"\",'Combined scenario - input'!$D20=\"\"),\"\",Q35/'Combined scenario - input'!$D20),\"\")","v":1.3528631034199334},{"$f":"IFERROR(IF(OR(R35=\"\",'Combined scenario - input'!$D20=\"\"),\"\",R35/'Combined scenario - input'!$D20),\"\")","v":1.4203769021860759},{"$f":"IFERROR(IF(OR(S35=\"\",'Combined scenario - input'!$D20=\"\"),\"\",S35/'Combined scenario - input'!$D20),\"\")","v":1.4847234562402249},{"$f":"IFERROR(IF(OR(T35=\"\",'Combined scenario - input'!$D20=\"\"),\"\",T35/'Combined scenario - input'!$D20),\"\")","v":1.5443639099121287},{"$f":"IFERROR(IF(OR(U35=\"\",'Combined scenario - input'!$D20=\"\"),\"\",U35/'Combined scenario - input'!$D20),\"\")","v":1.5976820327804295},{"$f":"IFERROR(IF(OR(V35=\"\",'Combined scenario - input'!$D20=\"\"),\"\",V35/'Combined scenario - input'!$D20),\"\")","v":1.6430594892119943},{"$f":"IFERROR(IF(OR(W35=\"\",'Combined scenario - input'!$D20=\"\"),\"\",W35/'Combined scenario - input'!$D20),\"\")","v":1.6789620190579109}]
[{"$f":"IFERROR('Combined scenario - input'!A21,\"\")","v":2},{"$f":"IFERROR('Combined scenario - input'!B21,\"\")","v":"POLES"},{"$f":"IFERROR('Combined scenario - input'!C21,\"\")","v":"> 22 kv & < = 66 kv ; wood"},{"$f":"IFERROR(repcalc('Combined scenario - input'!$CV21:$GH21,'Combined scenario - input'!$G21,'Combined scenario - input'!$E21,'Combined scenario - input'!$F21,20,TRUE,TRUE),\"\")","v":478.18084498842666},504.24753971775237,530.92128710848954,558.74775064663163,588.3648901920435,620.47641446686532,655.81928359963626,695.12705318229848,739.09115131300518,788.32229829457208,843.31420905056427,904.41147737300969,971.78316517364578,1045.4031597311766,1125.037875159413,1210.2414171360599,1300.3579491245716,1394.5307251142854,1491.7171003673157,1590.7087902154124,{"$f":"IFERROR(IF(OR(D36=\"\",'Combined scenario - input'!$D21=\"\"),\"\",D36/'Combined scenario - input'!$D21),\"\")","v":60.475854632006794},{"$f":"IFERROR(IF(OR(E36=\"\",'Combined scenario - input'!$D21=\"\"),\"\",E36/'Combined scenario - input'!$D21),\"\")","v":63.772527130935003},{"$f":"IFERROR(IF(OR(F36=\"\",'Combined scenario - input'!$D21=\"\"),\"\",F36/'Combined scenario - input'!$D21),\"\")","v":67.145973990212966},{"$f":"IFERROR(IF(OR(G36=\"\",'Combined scenario - input'!$D21=\"\"),\"\",G36/'Combined scenario - input'!$D21),\"\")","v":70.665205639687031},{"$f":"IFERROR(IF(OR(H36=\"\",'Combined scenario - input'!$D21=\"\"),\"\",H36/'Combined scenario - input'!$D21),\"\")","v":74.410905293983163},{"$f":"IFERROR(IF(OR(I36=\"\",'Combined scenario - input'!$D21=\"\"),\"\",I36/'Combined scenario - input'!$D21),\"\")","v":78.472071470774054},{"$f":"IFERROR(IF(OR(J36=\"\",'Combined scenario - input'!$D21=\"\"),\"\",J36/'Combined scenario - input'!$D21),\"\")","v":82.941908015571713},{"$f":"IFERROR(IF(OR(K36=\"\",'Combined scenario - input'!$D21=\"\"),\"\",K36/'Combined scenario - input'!$D21),\"\")","v":87.913188199843901},{"$f":"IFERROR(IF(OR(L36=\"\",'Combined scenario - input'!$D21=\"\"),\"\",L36/'Combined scenario - input'!$D21),\"\")","v":93.473357402448102},{"$f":"IFERROR(IF(OR(M36=\"\",'Combined scenario - input'!$D21=\"\"),\"\",M36/'Combined scenario - input'!$D21),\"\")","v":99.699653832821127},{"$f":"IFERROR(IF(OR(N36=\"\",'Combined scenario - input'!$D21=\"\"),\"\",N36/'Combined scenario - input'!$D21),\"\")","v":106.6545179510109},{"$f":"IFERROR(IF(OR(O36=\"\",'Combined scenario - input'!$D21=\"\"),\"\",O36/'Combined scenario - input'!$D21),\"\")","v":114.38153076678012},{"$f":"IFERROR(IF(OR(P36=\"\",'Combined scenario - input'!$D21=\"\"),\"\",P36/'Combined scenario - input'!$D21),\"\")","v":122.90207365436237},{"$f":"IFERROR(IF(OR(Q36=\"\",'Combined scenario - input'!$D21=\"\"),\"\",Q36/'Combined scenario - input'!$D21),\"\")","v":132.21284412024778},{"$f":"IFERROR(IF(OR(R36=\"\",'Combined scenario - input'!$D21=\"\"),\"\",R36/'Combined scenario - input'!$D21),\"\")","v":142.28430039954691},{"$f":"IFERROR(IF(OR(S36=\"\",'Combined scenario - input'!$D21=\"\"),\"\",S36/'Combined scenario - input'!$D21),\"\")","v":153.06004993597281},{"$f":"IFERROR(IF(OR(T36=\"\",'Combined scenario - input'!$D21=\"\"),\"\",T36/'Combined scenario - input'!$D21),\"\")","v":164.45714863951818},{"$f":"IFERROR(IF(OR(U36=\"\",'Combined scenario - input'!$D21=\"\"),\"\",U36/'Combined scenario - input'!$D21),\"\")","v":176.36724326320453},{"$f":"IFERROR(IF(OR(V36=\"\",'Combined scenario - input'!$D21=\"\"),\"\",V36/'Combined scenario - input'!$D21),\"\")","v":188.65846982238671},{"$f":"IFERROR(IF(OR(W36=\"\",'Combined scenario - input'!$D21=\"\"),\"\",W36/'Combined scenario - input'!$D21),\"\")","v":201.17801573848274}]
[{"$f":"IFERROR('Combined scenario - input'!A22,\"\")","v":2},{"$f":"IFERROR('Combined scenario - input'!B22,\"\")","v":"POLES"},{"$f":"IFERROR('Combined scenario - input'!C22,\"\")","v":"staking of a wooden pole"},{"$f":"IFERROR(repcalc('Combined scenario - input'!$CV22:$GH22,'Combined scenario - input'!$G22,'Combined scenario - input'!$E22,'Combined scenario - input'!$F22,20,TRUE,TRUE),\"\")","v":2157.2689872631177},2614.6419619509397,3099.64794458597,3596.6978726250427,4088.1705101153775,4555.998835647285,4983.4691650318382,5356.9946530252773,5667.6065742408118,5911.93153974918,6092.4895560772384,6217.2472902668624,6298.4764303717711,6351.0772955993098,6390.6111126310934,6431.3236708988134,6484.4309464516509,6556.8783864513107,6650.6957451498656,6762.9712126333616,{"$f":"IFERROR(IF(OR(D37=\"\",'Combined scenario - input'!$D22=\"\"),\"\",D37/'Combined scenario - input'!$D22),\"\")","v":219.46600241647945},{"$f":"IFERROR(IF(OR(E37=\"\",'Combined scenario - input'!$D22=\"\"),\"\",E37/'Combined scenario - input'!$D22),\"\")","v":265.99604524410904},{"$f":"IFERROR(IF(OR(F37=\"\",'Combined scenario - input'!$D22=\"\"),\"\",F37/'Combined scenario - input'!$D22),\"\")","v":315.33728399803357},{"$f":"IFERROR(IF(OR(G37=\"\",'Combined scenario - input'!$D22=\"\"),\"\",G37/'Combined scenario - input'!$D22),\"\")","v":365.90379255686133},{"$f":"IFERROR(IF(OR(H37=\"\",'Combined scenario - input'!$D22=\"\"),\"\",H37/'Combined scenario - input'!$D22),\"\")","v":415.90290517745717},{"$f":"IFERROR(IF(OR(I37=\"\",'Combined scenario - input'!$D22=\"\"),\"\",I37/'Combined scenario - input'!$D22),\"\")","v":463.49660490979397},{"$f":"IFERROR(IF(OR(J37=\"\",'Combined scenario - input'!$D22=\"\"),\"\",J37/'Combined scenario - input'!$D22),\"\")","v":506.98455420846022},{"$f":"IFERROR(IF(OR(K37=\"\",'Combined scenario - input'!$D22=\"\"),\"\",K37/'Combined scenario - input'!$D22),\"\")","v":544.98451904111948},{"$f":"IFERROR(IF(OR(L37=\"\",'Combined scenario - input'!$D22=\"\"),\"\",L37/'Combined scenario - input'!$D22),\"\")","v":576.58408175423301},{"$f":"IFERROR(IF(OR(M37=\"\",'Combined scenario - input'!$D22=\"\"),\"\",M37/'Combined scenario - input'!$D22),\"\")","v":601.44005650158874},{"$f":"IFERROR(IF(OR(N37=\"\",'Combined scenario - input'!$D22=\"\"),\"\",N37/'Combined scenario - input'!$D22),\"\")","v":619.80881175729814},{"$f":"IFERROR(IF(OR(O37=\"\",'Combined scenario - input'!$D22=\"\"),\"\",O37/'Combined scenario - input'!$D22),\"\")","v":632.5008225147842},{"$f":"IFERROR(IF(OR(P37=\"\",'Combined scenario - input'!$D22=\"\"),\"\",P37/'Combined scenario - input'!$D22),\"\")","v":640.76452758068297},{"$f":"IFERROR(IF(OR(Q37=\"\",'Combined scenario - input'!$D22=\"\"),\"\",Q37/'Combined scenario - input'!$D22),\"\")","v":646.11578497292021},{"$f":"IFERROR(IF(OR(R37=\"\",'Combined scenario - input'!$D22=\"\"),\"\",R37/'Combined scenario - input'!$D22),\"\")","v":650.13768898000353},{"$f":"IFERROR(IF(OR(S37=\"\",'Combined scenario - input'!$D22=\"\"),\"\",S37/'Combined scenario - input'!$D22),\"\")","v":654.27951017333567},{"$f":"IFERROR(IF(OR(T37=\"\",'Combined scenario - input'!$D22=\"\"),\"\",T37/'Combined scenario - input'!$D22),\"\")","v":659.68228633784099},{"$f":"IFERROR(IF(OR(U37=\"\",'Combined scenario - input'!$D22=\"\"),\"\",U37/'Combined scenario - input'!$D22),\"\")","v":667.05260044141721},{"$f":"IFERROR(IF(OR(V37=\"\",'Combined scenario - input'!$D22=\"\"),\"\",V37/'Combined scenario - input'!$D22),\"\")","v":676.59694599702948},{"$f":"IFERROR(IF(OR(W37=\"\",'Combined scenario - input'!$D22=\"\"),\"\",W37/'Combined scenario - input'!$D22),\"\")","v":688.01909509550853}]
[{"$f":"IFERROR('Combined scenario - input'!A23,\"\")","v":4},{"$f":"IFERROR('Combined scenario - input'!B23,\"\")","v":"SWITCHGEAR"},{"$f":"IFERROR('Combined scenario - input'!C23,\"\")","v":"˂ = 11 kv ; circuit breaker"},{"$f":"IFERROR(repcalc('Combined scenario - input'!$CV23:$GH23,'Combined scenario - input'!$G23,'Combined scenario - input'!$E23,'Combined scenario - input'!$F23,20,TRUE,TRUE),\"\")","v":83.01750250227613},78.336837752794167,72.97002327626538,67.177521500112107,61.225256258265574,55.369292196122068,49.842289563963178,44.842461683416033,40.525449020418804,36.999240801833572,34.322053224884463,32.502924866569813,31.504709691498757,31.249117770252724,31.623448775923297,32.488659820705699,33.688390805564751,35.05853197443092,36.436866597407565,37.672273124233904,{"$f":"IFERROR(IF(OR(D38=\"\",'Combined scenario - input'!$D23=\"\"),\"\",D38/'Combined scenario - input'!$D23),\"\")","v":2.8285872579475035},{"$f":"IFERROR(IF(OR(E38=\"\",'Combined scenario - input'!$D23=\"\"),\"\",E38/'Combined scenario - input'!$D23),\"\")","v":2.6691068078009126},{"$f":"IFERROR(IF(OR(F38=\"\",'Combined scenario - input'!$D23=\"\"),\"\",F38/'Combined scenario - input'!$D23),\"\")","v":2.4862477408991914},{"$f":"IFERROR(IF(OR(G38=\"\",'Combined scenario - input'!$D23=\"\"),\"\",G38/'Combined scenario - input'!$D23),\"\")","v":2.2888845798571422},{"$f":"IFERROR(IF(OR(H38=\"\",'Combined scenario - input'!$D23=\"\"),\"\",H38/'Combined scenario - input'!$D23),\"\")","v":2.0860779293131886},{"$f":"IFERROR(IF(OR(I38=\"\",'Combined scenario - input'!$D23=\"\"),\"\",I38/'Combined scenario - input'!$D23),\"\")","v":1.8865524698629541},{"$f":"IFERROR(IF(OR(J38=\"\",'Combined scenario - input'!$D23=\"\"),\"\",J38/'Combined scenario - input'!$D23),\"\")","v":1.6982354433475118},{"$f":"IFERROR(IF(OR(K38=\"\",'Combined scenario - input'!$D23=\"\"),\"\",K38/'Combined scenario - input'!$D23),\"\")","v":1.5278804096670107},{"$f":"IFERROR(IF(OR(L38=\"\",'Combined scenario - input'!$D23=\"\"),\"\",L38/'Combined scenario - input'!$D23),\"\")","v":1.3807903787350735},{"$f":"IFERROR(IF(OR(M38=\"\",'Combined scenario - input'!$D23=\"\"),\"\",M38/'Combined scenario - input'!$D23),\"\")","v":1.2606447788877824},{"$f":"IFERROR(IF(OR(N38=\"\",'Combined scenario - input'!$D23=\"\"),\"\",N38/'Combined scenario - input'!$D23),\"\")","v":1.169427162854513},{"$f":"IFERROR(IF(OR(O38=\"\",'Combined scenario - input'!$D23=\"\"),\"\",O38/'Combined scenario - input'!$D23),\"\")","v":1.1074454946543801},{"$f":"IFERROR(IF(OR(P38=\"\",'Combined scenario - input'!$D23=\"\"),\"\",P38/'Combined scenario - input'!$D23),\"\")","v":1.0734341278968893},{"$f":"IFERROR(IF(OR(Q38=\"\",'Combined scenario - input'!$D23=\"\"),\"\",Q38/'Combined scenario - input'!$D23),\"\")","v":1.0647255540434295},{"$f":"IFERROR(IF(OR(R38=\"\",'Combined scenario - input'!$D23=\"\"),\"\",R38/'Combined scenario - input'!$D23),\"\")","v":1.0774798273108701},{"$f":"IFERROR(IF(OR(S38=\"\",'Combined scenario - input'!$D23=\"\"),\"\",S38/'Combined scenario - input'!$D23),\"\")","v":1.1069594534492238},{"$f":"IFERROR(IF(OR(T38=\"\",'Combined scenario - input'!$D23=\"\"),\"\",T38/'Combined scenario - input'!$D23),\"\")","v":1.1478369030767175},{"$f":"IFERROR(IF(OR(U38=\"\",'Combined scenario - input'!$D23=\"\"),\"\",U38/'Combined scenario - input'!$D23),\"\")","v":1.1945205991050085},{"$f":"IFERROR(IF(OR(V38=\"\",'Combined scenario - input'!$D23=\"\"),\"\",V38/'Combined scenario - input'!$D23),\"\")","v":1.241483463973567},{"$f":"IFERROR(IF(OR(W38=\"\",'Combined scenario - input'!$D23=\"\"),\"\",W38/'Combined scenario - input'!$D23),\"\")","v":1.2835764570754777}]
[{"$f":"IFERROR('Combined scenario - input'!A24,\"\")","v":4},{"$f":"IFERROR('Combined scenario - input'!B24,\"\")","v":"SWITCHGEAR"},{"$f":"IFERROR('Combined scenario - input'!C24,\"\")","v":"˂ = 11 kv ; switch"},{"$f":"IFERROR(repcalc('Combined scenario - input'!$CV24:$GH24,'Combined scenario - input'!$G24,'Combined scenario - input'!$E24,'Combined scenario - input'!$F24,20,TRUE,TRUE),\"\")","v":13.933542383362624},14.777218060025023,15.581686190602188,16.337075240314174,17.034292339945697,17.665449343768685,18.224258449825921,18.70635095117407,19.109475900333486,19.433545192749417,19.680507052432205,19.854049456657791,19.959156244228033,20.001558655061938,19.987140962117973,19.921368216247139,19.808805303876696,19.652789026091607,19.45529950882419,19.217055863856409,{"$f":"IFERROR(IF(OR(D39=\"\",'Combined scenario - input'!$D24=\"\"),\"\",D39/'Combined scenario - input'!$D24),\"\")","v":1.030390315937441},{"$f":"IFERROR(IF(OR(E39=\"\",'Combined scenario - input'!$D24=\"\"),\"\",E39/'Combined scenario - input'!$D24),\"\")","v":1.0927804262989607},{"$f":"IFERROR(IF(OR(F39=\"\",'Combined scenario - input'!$D24=\"\"),\"\",F39/'Combined scenario - input'!$D24),\"\")","v":1.1522711249612603},{"$f":"IFERROR(IF(OR(G39=\"\",'Combined scenario - input'!$D24=\"\"),\"\",G39/'Combined scenario - input'!$D24),\"\")","v":1.2081324084865326},{"$f":"IFERROR(IF(OR(H39=\"\",'Combined scenario - input'!$D24=\"\"),\"\",H39/'Combined scenario - input'!$D24),\"\")","v":1.2596918560268886},{"$f":"IFERROR(IF(OR(I39=\"\",'Combined scenario - input'!$D24=\"\"),\"\",I39/'Combined scenario - input'!$D24),\"\")","v":1.3063661364562382},{"$f":"IFERROR(IF(OR(J39=\"\",'Combined scenario - input'!$D24=\"\"),\"\",J39/'Combined scenario - input'!$D24),\"\")","v":1.3476902646281639},{"$f":"IFERROR(IF(OR(K39=\"\",'Combined scenario - input'!$D24=\"\"),\"\",K39/'Combined scenario - input'!$D24),\"\")","v":1.3833411731414453},{"$f":"IFERROR(IF(OR(L39=\"\",'Combined scenario - input'!$D24=\"\"),\"\",L39/'Combined scenario - input'!$D24),\"\")","v":1.4131524036453704},{"$f":"IFERROR(IF(OR(M39=\"\",'Combined scenario - input'!$D24=\"\"),\"\",M39/'Combined scenario - input'!$D24),\"\")","v":1.4371174407774059},{"$f":"IFERROR(IF(OR(N39=\"\",'Combined scenario - input'!$D24=\"\"),\"\",N39/'Combined scenario - input'!$D24),\"\")","v":1.4553803563821908},{"$f":"IFERROR(IF(OR(O39=\"\",'Combined scenario - input'!$D24=\"\"),\"\",O39/'Combined scenario - input'!$D24),\"\")","v":1.4682138776647657},{"$f":"IFERROR(IF(OR(P39=\"\",'Combined scenario - input'!$D24=\"\"),\"\",P39/'Combined scenario - input'!$D24),\"\")","v":1.4759865612416996},{"$f":"IFERROR(IF(OR(Q39=\"\",'Combined scenario - input'!$D24=\"\"),\"\",Q39/'Combined scenario - input'!$D24),\"\")","v":1.4791222343026884},{"$f":"IFERROR(IF(OR(R39=\"\",'Combined scenario - input'!$D24=\"\"),\"\",R39/'Combined scenario - input'!$D24),\"\")","v":1.4780560408840384},{"$f":"IFERROR(IF(OR(S39=\"\",'Combined scenario - input'!$D24=\"\"),\"\",S39/'Combined scenario - input'!$D24),\"\")","v":1.4731921234010841},{"$f":"IFERROR(IF(OR(T39=\"\",'Combined scenario - input'!$D24=\"\"),\"\",T39/'Combined scenario - input'!$D24),\"\")","v":1.4648680567962622},{"$f":"IFERROR(IF(OR(U39=\"\",'Combined scenario - input'!$D24=\"\"),\"\",U39/'Combined scenario - input'!$D24),\"\")","v":1.4533305986728842},{"$f":"IFERROR(IF(OR(V39=\"\",'Combined scenario - input'!$D24=\"\"),\"\",V39/'Combined scenario - input'!$D24),\"\")","v":1.4387261800338389},{"$f":"IFERROR(IF(OR(W39=\"\",'Combined scenario - input'!$D24=\"\"),\"\",W39/'Combined scenario - input'!$D24),\"\")","v":1.4211079794460573}]
[{"$f":"IFERROR('Combined scenario - input'!A25,\"\")","v":4},{"$f":"IFERROR('Combined scenario - input'!B25,\"\")","v":"SWITCHGEAR"},{"$f":"IFERROR('Combined scenario - input'!C25,\"\")","v":"> 11 kv & < = 22 kv ; circuit breaker"},{"$f":"IFERROR(repcalc('Combined scenario - input'!$CV25:$GH25,'Combined scenario - input'!$G25,'Combined scenario - input'!$E25,'Combined scenario - input'!$F25,20,TRUE,TRUE),\"\")","v":995.2517727375332},937.93772193781399,881.95364552166222,828.00755310954128,776.61033175880891,728.06880214367959,682.49143950437588,639.8077336770142,599.80043100156502,562.14812187912491,526.47415168823113,492.39692719493405,459.57653908498247,427.75324618876158,396.77463597552298,366.609933729163,337.35166121462936,309.20633584487655,282.47692085851821,257.54017397005549,{"$f":"IFERROR(IF(OR(D40=\"\",'Combined scenario - input'!$D25=\"\"),\"\",D40/'Combined scenario - input'!$D25),\"\")","v":33.910397180857935},{"$f":"IFERROR(IF(OR(E40=\"\",'Combined scenario - input'!$D25=\"\"),\"\",E40/'Combined scenario - input'!$D25),\"\")","v":31.957582546510231},{"$f":"IFERROR(IF(OR(F40=\"\",'Combined scenario - input'!$D25=\"\"),\"\",F40/'Combined scenario - input'!$D25),\"\")","v":30.050083038266841},{"$f":"IFERROR(IF(OR(G40=\"\",'Combined scenario - input'!$D25=\"\"),\"\",G40/'Combined scenario - input'!$D25),\"\")","v":28.212022087098138},{"$f":"IFERROR(IF(OR(H40=\"\",'Combined scenario - input'!$D25=\"\"),\"\",H40/'Combined scenario - input'!$D25),\"\")","v":26.460806728594633},{"$f":"IFERROR(IF(OR(I40=\"\",'Combined scenario - input'!$D25=\"\"),\"\",I40/'Combined scenario - input'!$D25),\"\")","v":24.806891011883309},{"$f":"IFERROR(IF(OR(J40=\"\",'Combined scenario - input'!$D25=\"\"),\"\",J40/'Combined scenario - input'!$D25),\"\")","v":23.253970924834771},{"$f":"IFERROR(IF(OR(K40=\"\",'Combined scenario - input'!$D25=\"\"),\"\",K40/'Combined scenario - input'!$D25),\"\")","v":21.799644032479215},{"$f":"IFERROR(IF(OR(L40=\"\",'Combined scenario - input'!$D25=\"\"),\"\",L40/'Combined scenario - input'!$D25),\"\")","v":20.43650802908617},{"$f":"IFERROR(IF(OR(M40=\"\",'Combined scenario - input'!$D25=\"\"),\"\",M40/'Combined scenario - input'!$D25),\"\")","v":19.153611789066009},{"$f":"IFERROR(IF(OR(N40=\"\",'Combined scenario - input'!$D25=\"\"),\"\",N40/'Combined scenario - input'!$D25),\"\")","v":17.938121868496612},{"$f":"IFERROR(IF(OR(O40=\"\",'Combined scenario - input'!$D25=\"\"),\"\",O40/'Combined scenario - input'!$D25),\"\")","v":16.777036554164084},{"$f":"IFERROR(IF(OR(P40=\"\",'Combined scenario - input'!$D25=\"\"),\"\",P40/'Combined scenario - input'!$D25),\"\")","v":15.6587743948543},{"$f":"IFERROR(IF(OR(Q40=\"\",'Combined scenario - input'!$D25=\"\"),\"\",Q40/'Combined scenario - input'!$D25),\"\")","v":14.574485442778034},{"$f":"IFERROR(IF(OR(R40=\"\",'Combined scenario - input'!$D25=\"\"),\"\",R40/'Combined scenario - input'!$D25),\"\")","v":13.518976670809296},{"$f":"IFERROR(IF(OR(S40=\"\",'Combined scenario - input'!$D25=\"\"),\"\",S40/'Combined scenario - input'!$D25),\"\")","v":12.491199517292845},{"$f":"IFERROR(IF(OR(T40=\"\",'Combined scenario - input'!$D25=\"\"),\"\",T40/'Combined scenario - input'!$D25),\"\")","v":11.494306400423946},{"$f":"IFERROR(IF(OR(U40=\"\",'Combined scenario - input'!$D25=\"\"),\"\",U40/'Combined scenario - input'!$D25),\"\")","v":10.53533381859415},{"$f":"IFERROR(IF(OR(V40=\"\",'Combined scenario - input'!$D25=\"\"),\"\",V40/'Combined scenario - input'!$D25),\"\")","v":9.6246043896917168},{"$f":"IFERROR(IF(OR(W40=\"\",'Combined scenario - input'!$D25=\"\"),\"\",W40/'Combined scenario - input'!$D25),\"\")","v":8.7749550702432817}]
[{"$f":"IFERROR('Combined scenario - input'!A26,\"\")","v":4},{"$f":"IFERROR('Combined scenario - input'!B26,\"\")","v":"SWITCHGEAR"},{"$f":"IFERROR('Combined scenario - input'!C26,\"\")","v":"> 11 kv & < = 22 kv ; switch"},{"$f":"IFERROR(repcalc('Combined scenario - input'!$CV26:$GH26,'Combined scenario - input'!$G26,'Combined scenario - input'!$E26,'Combined scenario - input'!$F26,20,TRUE,TRUE),\"\")","v":1235.9063670697756},1148.4048832480244,1079.2735407474111,1028.8193563699579,996.81717980221595,982.60158178313179,985.15695515623645,1003.2002313588998,1035.2528969007146,1079.701111520357,1134.8444555755189,1198.9350288976716,1270.2092367817331,1346.9146632501549,1427.334046174889,1509.8076781081554,1592.7547284181751,1674.6931839950737,1754.2574836673493,1830.2125834379799,{"$f":"IFERROR(IF(OR(D41=\"\",'Combined scenario - input'!$D26=\"\"),\"\",D41/'Combined scenario - input'!$D26),\"\")","v":84.507179534315512},{"$f":"IFERROR(IF(OR(E41=\"\",'Combined scenario - input'!$D26=\"\"),\"\",E41/'Combined scenario - input'!$D26),\"\")","v":78.524118195797257},{"$f":"IFERROR(IF(OR(F41=\"\",'Combined scenario - input'!$D26=\"\"),\"\",F41/'Combined scenario - input'!$D26),\"\")","v":73.797146211666558},{"$f":"IFERROR(IF(OR(G41=\"\",'Combined scenario - input'!$D26=\"\"),\"\",G41/'Combined scenario - input'!$D26),\"\")","v":70.3472563728822},{"$f":"IFERROR(IF(OR(H41=\"\",'Combined scenario - input'!$D26=\"\"),\"\",H41/'Combined scenario - input'!$D26),\"\")","v":68.159053647532588},{"$f":"IFERROR(IF(OR(I41=\"\",'Combined scenario - input'!$D26=\"\"),\"\",I41/'Combined scenario - input'!$D26),\"\")","v":67.187038189084362},{"$f":"IFERROR(IF(OR(J41=\"\",'Combined scenario - input'!$D26=\"\"),\"\",J41/'Combined scenario - input'!$D26),\"\")","v":67.361766147586721},{"$f":"IFERROR(IF(OR(K41=\"\",'Combined scenario - input'!$D26=\"\"),\"\",K41/'Combined scenario - input'!$D26),\"\")","v":68.595505548946747},{"$f":"IFERROR(IF(OR(L41=\"\",'Combined scenario - input'!$D26=\"\"),\"\",L41/'Combined scenario - input'!$D26),\"\")","v":70.787160542939176},{"$f":"IFERROR(IF(OR(M41=\"\",'Combined scenario - input'!$D26=\"\"),\"\",M41/'Combined scenario - input'!$D26),\"\")","v":73.826382083441075},{"$f":"IFERROR(IF(OR(N41=\"\",'Combined scenario - input'!$D26=\"\"),\"\",N41/'Combined scenario - input'!$D26),\"\")","v":77.596901113325643},{"$f":"IFERROR(IF(OR(O41=\"\",'Combined scenario - input'!$D26=\"\"),\"\",O41/'Combined scenario - input'!$D26),\"\")","v":81.979202014512438},{"$f":"IFERROR(IF(OR(P41=\"\",'Combined scenario - input'!$D26=\"\"),\"\",P41/'Combined scenario - input'!$D26),\"\")","v":86.852696028549232},{"$f":"IFERROR(IF(OR(Q41=\"\",'Combined scenario - input'!$D26=\"\"),\"\",Q41/'Combined scenario - input'!$D26),\"\")","v":92.097558761307695},{"$f":"IFERROR(IF(OR(R41=\"\",'Combined scenario - input'!$D26=\"\"),\"\",R41/'Combined scenario - input'!$D26),\"\")","v":97.596369522330079},{"$f":"IFERROR(IF(OR(S41=\"\",'Combined scenario - input'!$D26=\"\"),\"\",S41/'Combined scenario - input'!$D26),\"\")","v":103.23564301936364},{"$f":"IFERROR(IF(OR(T41=\"\",'Combined scenario - input'!$D26=\"\"),\"\",T41/'Combined scenario - input'!$D26),\"\")","v":108.90728729530495},{"$f":"IFERROR(IF(OR(U41=\"\",'Combined scenario - input'!$D26=\"\"),\"\",U41/'Combined scenario - input'!$D26),\"\")","v":114.50996720755317},{"$f":"IFERROR(IF(OR(V41=\"\",'Combined scenario - input'!$D26=\"\"),\"\",V41/'Combined scenario - input'!$D26),\"\")","v":119.95031021093823},{"$f":"IFERROR(IF(OR(W41=\"\",'Combined scenario - input'!$D26=\"\"),\"\",W41/'Combined scenario - input'!$D26),\"\")","v":125.1438680919303}]
[{"$f":"IFERROR('Combined scenario - input'!A27,\"\")","v":4},{"$f":"IFERROR('Combined scenario - input'!B27,\"\")","v":"SWITCHGEAR"},{"$f":"IFERROR('Combined scenario - input'!C27,\"\")","v":"> 33 kv & < = 66 kv ; circuit breaker"},{"$f":"IFERROR(repcalc('Combined scenario - input'!$CV27:$GH27,'Combined scenario - input'!$G27,'Combined scenario - input'!$E27,'Combined scenario - input'!$F27,20,TRUE,TRUE),\"\")","v":178.60679765331406},175.85082684942006,171.93873886650064,167.18505568976133,161.88376024080219,156.28445828484968,150.57611345289479,144.87963144189126,139.24932656169506,133.68216351596652,128.13279223991233,122.53188715178194,116.8051962613969,110.89096333069931,104.75391724504922,98.394706282830825,91.854365925796074,85.214040132959369,78.59065388355836,72.129525233422584,{"$f":"IFERROR(IF(OR(D42=\"\",'Combined scenario - input'!$D27=\"\"),\"\",D42/'Combined scenario - input'!$D27),\"\")","v":6.0855228933334962},{"$f":"IFERROR(IF(OR(E42=\"\",'Combined scenario - input'!$D27=\"\"),\"\",E42/'Combined scenario - input'!$D27),\"\")","v":5.9916209610396862},{"$f":"IFERROR(IF(OR(F42=\"\",'Combined scenario - input'!$D27=\"\"),\"\",F42/'Combined scenario - input'!$D27),\"\")","v":5.8583275965452293},{"$f":"IFERROR(IF(OR(G42=\"\",'Combined scenario - input'!$D27=\"\"),\"\",G42/'Combined scenario - input'!$D27),\"\")","v":5.6963592494286006},{"$f":"IFERROR(IF(OR(H42=\"\",'Combined scenario - input'!$D27=\"\"),\"\",H42/'Combined scenario - input'!$D27),\"\")","v":5.5157325586036174},{"$f":"IFERROR(IF(OR(I42=\"\",'Combined scenario - input'!$D27=\"\"),\"\",I42/'Combined scenario - input'!$D27),\"\")","v":5.3249521365405279},{"$f":"IFERROR(IF(OR(J42=\"\",'Combined scenario - input'!$D27=\"\"),\"\",J42/'Combined scenario - input'!$D27),\"\")","v":5.1304563860185777},{"$f":"IFERROR(IF(OR(K42=\"\",'Combined scenario - input'!$D27=\"\"),\"\",K42/'Combined scenario - input'!$D27),\"\")","v":4.9363648276630379},{"$f":"IFERROR(IF(OR(L42=\"\",'Combined scenario - input'!$D27=\"\"),\"\",L42/'Combined scenario - input'!$D27),\"\")","v":4.7445280683959661},{"$f":"IFERROR(IF(OR(M42=\"\",'Combined scenario - input'!$D27=\"\"),\"\",M42/'Combined scenario - input'!$D27),\"\")","v":4.5548426890552403},{"$f":"IFERROR(IF(OR(N42=\"\",'Combined scenario - input'!$D27=\"\"),\"\",N42/'Combined scenario - input'!$D27),\"\")","v":4.365763514086848},{"$f":"IFERROR(IF(OR(O42=\"\",'Combined scenario - input'!$D27=\"\"),\"\",O42/'Combined scenario - input'!$D27),\"\")","v":4.1749284698162192},{"$f":"IFERROR(IF(OR(P42=\"\",'Combined scenario - input'!$D27=\"\"),\"\",P42/'Combined scenario - input'!$D27),\"\")","v":3.9798076290958773},{"$f":"IFERROR(IF(OR(Q42=\"\",'Combined scenario - input'!$D27=\"\"),\"\",Q42/'Combined scenario - input'!$D27),\"\")","v":3.7782968222892515},{"$f":"IFERROR(IF(OR(R42=\"\",'Combined scenario - input'!$D27=\"\"),\"\",R42/'Combined scenario - input'!$D27),\"\")","v":3.5691942856424705},{"$f":"IFERROR(IF(OR(S42=\"\",'Combined scenario - input'!$D27=\"\"),\"\",S42/'Combined scenario - input'!$D27),\"\")","v":3.3525221074130922},{"$f":"IFERROR(IF(OR(T42=\"\",'Combined scenario - input'!$D27=\"\"),\"\",T42/'Combined scenario - input'!$D27),\"\")","v":3.1296784559066992},{"$f":"IFERROR(IF(OR(U42=\"\",'Combined scenario - input'!$D27=\"\"),\"\",U42/'Combined scenario - input'!$D27),\"\")","v":2.90342808267097},{"$f":"IFERROR(IF(OR(V42=\"\",'Combined scenario - input'!$D27=\"\"),\"\",V42/'Combined scenario - input'!$D27),\"\")","v":2.6777548766020844},{"$f":"IFERROR(IF(OR(W42=\"\",'Combined scenario - input'!$D27=\"\"),\"\",W42/'Combined scenario - input'!$D27),\"\")","v":2.4576101406021964}]
[{"$f":"IFERROR('Combined scenario - input'!A28,\"\")","v":4},{"$f":"IFERROR('Combined scenario - input'!B28,\"\")","v":"SWITCHGEAR"},{"$f":"IFERROR('Combined scenario - input'!C28,\"\")","v":"> 33 kv & < = 66 kv ; switch"},{"$f":"IFERROR(repcalc('Combined scenario - input'!$CV28:$GH28,'Combined scenario - input'!$G28,'Combined scenario - input'!$E28,'Combined scenario - input'!$F28,20,TRUE,TRUE),\"\")","v":21.040282434335492},24.717314940461883,28.857851422481502,33.48528673127241,38.616363516496435,44.259200595009219,50.411316336138441,57.057790619199203,64.169729918970873,71.703207166624054,79.598837365976053,87.782119403343927,96.164624341306748,104.6460437670565,113.11703429150739,121.46271424681005,129.56659570060722,137.31467908783338,144.59940791707498,151.32318342499374,{"$f":"IFERROR(IF(OR(D43=\"\",'Combined scenario - input'!$D28=\"\"),\"\",D43/'Combined scenario - input'!$D28),\"\")","v":0.71688828263348825},{"$f":"IFERROR(IF(OR(E43=\"\",'Combined scenario - input'!$D28=\"\"),\"\",E43/'Combined scenario - input'!$D28),\"\")","v":0.84217279469891348},{"$f":"IFERROR(IF(OR(F43=\"\",'Combined scenario - input'!$D28=\"\"),\"\",F43/'Combined scenario - input'!$D28),\"\")","v":0.98324989749162117},{"$f":"IFERROR(IF(OR(G43=\"\",'Combined scenario - input'!$D28=\"\"),\"\",G43/'Combined scenario - input'!$D28),\"\")","v":1.1409167045732178},{"$f":"IFERROR(IF(OR(H43=\"\",'Combined scenario - input'!$D28=\"\"),\"\",H43/'Combined scenario - input'!$D28),\"\")","v":1.3157436745105149},{"$f":"IFERROR(IF(OR(I43=\"\",'Combined scenario - input'!$D28=\"\"),\"\",I43/'Combined scenario - input'!$D28),\"\")","v":1.5080074330898259},{"$f":"IFERROR(IF(OR(J43=\"\",'Combined scenario - input'!$D28=\"\"),\"\",J43/'Combined scenario - input'!$D28),\"\")","v":1.7176234257451009},{"$f":"IFERROR(IF(OR(K43=\"\",'Combined scenario - input'!$D28=\"\"),\"\",K43/'Combined scenario - input'!$D28),\"\")","v":1.9440832914442163},{"$f":"IFERROR(IF(OR(L43=\"\",'Combined scenario - input'!$D28=\"\"),\"\",L43/'Combined scenario - input'!$D28),\"\")","v":2.186402564805622},{"$f":"IFERROR(IF(OR(M43=\"\",'Combined scenario - input'!$D28=\"\"),\"\",M43/'Combined scenario - input'!$D28),\"\")","v":2.443084554849408},{"$f":"IFERROR(IF(OR(N43=\"\",'Combined scenario - input'!$D28=\"\"),\"\",N43/'Combined scenario - input'!$D28),\"\")","v":2.7121058853181275},{"$f":"IFERROR(IF(OR(O43=\"\",'Combined scenario - input'!$D28=\"\"),\"\",O43/'Combined scenario - input'!$D28),\"\")","v":2.9909281408835104},{"$f":"IFERROR(IF(OR(P43=\"\",'Combined scenario - input'!$D28=\"\"),\"\",P43/'Combined scenario - input'!$D28),\"\")","v":3.2765383549049885},{"$f":"IFERROR(IF(OR(Q43=\"\",'Combined scenario - input'!$D28=\"\"),\"\",Q43/'Combined scenario - input'!$D28),\"\")","v":3.5655188011226571},{"$f":"IFERROR(IF(OR(R43=\"\",'Combined scenario - input'!$D28=\"\"),\"\",R43/'Combined scenario - input'!$D28),\"\")","v":3.8541439119418954},{"$f":"IFERROR(IF(OR(S43=\"\",'Combined scenario - input'!$D28=\"\"),\"\",S43/'Combined scenario - input'!$D28),\"\")","v":4.1384994185391912},{"$f":"IFERROR(IF(OR(T43=\"\",'Combined scenario - input'!$D28=\"\"),\"\",T43/'Combined scenario - input'!$D28),\"\")","v":4.4146163231581816},{"$f":"IFERROR(IF(OR(U43=\"\",'Combined scenario - input'!$D28=\"\"),\"\",U43/'Combined scenario - input'!$D28),\"\")","v":4.67861041213986},{"$f":"IFERROR(IF(OR(V43=\"\",'Combined scenario - input'!$D28=\"\"),\"\",V43/'Combined scenario - input'!$D28),\"\")","v":4.9268170013880814},{"$f":"IFERROR(IF(OR(W43=\"\",'Combined scenario - input'!$D28=\"\"),\"\",W43/'Combined scenario - input'!$D28),\"\")","v":5.1559106883064159}]
[{"$f":"IFERROR('Combined scenario - input'!A29,\"\")","v":""},{"$f":"IFERROR('Combined scenario - input'!B29,\"\")","v":"TRANSFORMERS"},{"$f":"IFERROR('Combined scenario - input'!C29,\"\")","v":"ground outdoor / indoor chamber mounted ; ˂ 22 kv ; < = 60 kva ; multiple phase"},{"$f":"IFERROR(repcalc('Combined scenario - input'!$CV29:$GH29,'Combined scenario - input'!$G29,'Combined scenario - input'!$E29,'Combined scenario - input'!$F29,20,TRUE,TRUE),\"\")","v":""},"","","","","","","","","","","","","","","","","","","",{"$f":"IFERROR(IF(OR(D44=\"\",'Combined scenario - input'!$D29=\"\"),\"\",D44/'Combined scenario - input'!$D29),\"\")","v":""},{"$f":"IFERROR(IF(OR(E44=\"\",'Combined scenario - input'!$D29=\"\"),\"\",E44/'Combined scenario - input'!$D29),\"\")","v":""},{"$f":"IFERROR(IF(OR(F44=\"\",'Combined scenario - input'!$D29=\"\"),\"\",F44/'Combined scenario - input'!$D29),\"\")","v":""},{"$f":"IFERROR(IF(OR(G44=\"\",'Combined scenario - input'!$D29=\"\"),\"\",G44/'Combined scenario - input'!$D29),\"\")","v":""},{"$f":"IFERROR(IF(OR(H44=\"\",'Combined scenario - input'!$D29=\"\"),\"\",H44/'Combined scenario - input'!$D29),\"\")","v":""},{"$f":"IFERROR(IF(OR(I44=\"\",'Combined scenario - input'!$D29=\"\"),\"\",I44/'Combined scenario - input'!$D29),\"\")","v":""},{"$f":"IFERROR(IF(OR(J44=\"\",'Combined scenario - input'!$D29=\"\"),\"\",J44/'Combined scenario - input'!$D29),\"\")","v":""},{"$f":"IFERROR(IF(OR(K44=\"\",'Combined scenario - input'!$D29=\"\"),\"\",K44/'Combined scenario - input'!$D29),\"\")","v":""},{"$f":"IFERROR(IF(OR(L44=\"\",'Combined scenario - input'!$D29=\"\"),\"\",L44/'Combined scenario - input'!$D29),\"\")","v":""},{"$f":"IFERROR(IF(OR(M44=\"\",'Combined scenario - input'!$D29=\"\"),\"\",M44/'Combined scenario - input'!$D29),\"\")","v":""},{"$f":"IFERROR(IF(OR(N44=\"\",'Combined scenario - input'!$D29=\"\"),\"\",N44/'Combined scenario - input'!$D29),\"\")","v":""},{"$f":"IFERROR(IF(OR(O44=\"\",'Combined scenario - input'!$D29=\"\"),\"\",O44/'Combined scenario - input'!$D29),\"\")","v":""},{"$f":"IFERROR(IF(OR(P44=\"\",'Combined scenario - input'!$D29=\"\"),\"\",P44/'Combined scenario - input'!$D29),\"\")","v":""},{"$f":"IFERROR(IF(OR(Q44=\"\",'Combined scenario - input'!$D29=\"\"),\"\",Q44/'Combined scenario - input'!$D29),\"\")","v":""},{"$f":"IFERROR(IF(OR(R44=\"\",'Combined scenario - input'!$D29=\"\"),\"\",R44/'Combined scenario - input'!$D29),\"\")","v":""},{"$f":"IFERROR(IF(OR(S44=\"\",'Combined scenario - input'!$D29=\"\"),\"\",S44/'Combined scenario - input'!$D29),\"\")","v":""},{"$f":"IFERROR(IF(OR(T44=\"\",'Combined scenario - input'!$D29=\"\"),\"\",T44/'Combined scenario - input'!$D29),\"\")","v":""},{"$f":"IFERROR(IF(OR(U44=\"\",'Combined scenario - input'!$D29=\"\"),\"\",U44/'Combined scenario - input'!$D29),\"\")","v":""},{"$f":"IFERROR(IF(OR(V44=\"\",'Combined scenario - input'!$D29=\"\"),\"\",V44/'Combined scenario - input'!$D29),\"\")","v":""},{"$f":"IFERROR(IF(OR(W44=\"\",'Combined scenario - input'!$D29=\"\"),\"\",W44/'Combined scenario - input'!$D29),\"\")","v":""}]
[{"$f":"IFERROR('Combined scenario - input'!A30,\"\")","v":""},{"$f":"IFERROR('Combined scenario - input'!B30,\"\")","v":"TRANSFORMERS"},{"$f":"IFERROR('Combined scenario - input'!C30,\"\")","v":"ground outdoor / indoor chamber mounted ; ˂ 22 kv ; < = 60 kva ; single phase"},{"$f":"IFERROR(repcalc('Combined scenario - input'!$CV30:$GH30,'Combined scenario - input'!$G30,'Combined scenario - input'!$E30,'Combined scenario - input'!$F30,20,TRUE,TRUE),\"\")","v":""},"","","","","","","","","","","","","","","","","","","",{"$f":"IFERROR(IF(OR(D45=\"\",'Combined scenario - input'!$D30=\"\"),\"\",D45/'Combined scenario - input'!$D30),\"\")","v":""},{"$f":"IFERROR(IF(OR(E45=\"\",'Combined scenario - input'!$D30=\"\"),\"\",E45/'Combined scenario - input'!$D30),\"\")","v":""},{"$f":"IFERROR(IF(OR(F45=\"\",'Combined scenario - input'!$D30=\"\"),\"\",F45/'Combined scenario - input'!$D30),\"\")","v":""},{"$f":"IFERROR(IF(OR(G45=\"\",'Combined scenario - input'!$D30=\"\"),\"\",G45/'Combined scenario - input'!$D30),\"\")","v":""},{"$f":"IFERROR(IF(OR(H45=\"\",'Combined scenario - input'!$D30=\"\"),\"\",H45/'Combined scenario - input'!$D30),\"\")","v":""},{"$f":"IFERROR(IF(OR(I45=\"\",'Combined scenario - input'!$D30=\"\"),\"\",I45/'Combined scenario - input'!$D30),\"\")","v":""},{"$f":"IFERROR(IF(OR(J45=\"\",'Combined scenario - input'!$D30=\"\"),\"\",J45/'Combined scenario - input'!$D30),\"\")","v":""},{"$f":"IFERROR(IF(OR(K45=\"\",'Combined scenario - input'!$D30=\"\"),\"\",K45/'Combined scenario - input'!$D30),\"\")","v":""},{"$f":"IFERROR(IF(OR(L45=\"\",'Combined scenario - input'!$D30=\"\"),\"\",L45/'Combined scenario - input'!$D30),\"\")","v":""},{"$f":"IFERROR(IF(OR(M45=\"\",'Combined scenario - input'!$D30=\"\"),\"\",M45/'Combined scenario - input'!$D30),\"\")","v":""},{"$f":"IFERROR(IF(OR(N45=\"\",'Combined scenario - input'!$D30=\"\"),\"\",N45/'Combined scenario - input'!$D30),\"\")","v":""},{"$f":"IFERROR(IF(OR(O45=\"\",'Combined scenario - input'!$D30=\"\"),\"\",O45/'Combined scenario - input'!$D30),\"\")","v":""},{"$f":"IFERROR(IF(OR(P45=\"\",'Combined scenario - input'!$D30=\"\"),\"\",P45/'Combined scenario - input'!$D30),\"\")","v":""},{"$f":"IFERROR(IF(OR(Q45=\"\",'Combined scenario - input'!$D30=\"\"),\"\",Q45/'Combined scenario - input'!$D30),\"\")","v":""},{"$f":"IFERROR(IF(OR(R45=\"\",'Combined scenario - input'!$D30=\"\"),\"\",R45/'Combined scenario - input'!$D30),\"\")","v":""},{"$f":"IFERROR(IF(OR(S45=\"\",'Combined scenario - input'!$D30=\"\"),\"\",S45/'Combined scenario - input'!$D30),\"\")","v":""},{"$f":"IFERROR(IF(OR(T45=\"\",'Combined scenario - input'!$D30=\"\"),\"\",T45/'Combined scenario - input'!$D30),\"\")","v":""},{"$f":"IFERROR(IF(OR(U45=\"\",'Combined scenario - input'!$D30=\"\"),\"\",U45/'Combined scenario - input'!$D30),\"\")","v":""},{"$f":"IFERROR(IF(OR(V45=\"\",'Combined scenario - input'!$D30=\"\"),\"\",V45/'Combined scenario - input'!$D30),\"\")","v":""},{"$f":"IFERROR(IF(OR(W45=\"\",'Combined scenario - input'!$D30=\"\"),\"\",W45/'Combined scenario - input'!$D30),\"\")","v":""}]
[{"$f":"IFERROR('Combined scenario - input'!A31,\"\")","v":5},{"$f":"IFERROR('Combined scenario - input'!B31,\"\")","v":"TRANSFORMERS"},{"$f":"IFERROR('Combined scenario - input'!C31,\"\")","v":"ground outdoor / indoor chamber mounted ; ˂ 22 kv ; > 60 kva and < = 600 kva ; multiple phase"},{"$f":"IFERROR(repcalc('Combined scenario - input'!$CV31:$GH31,'Combined scenario - input'!$G31,'Combined scenario - input'!$E31,'Combined scenario - input'!$F31,20,TRUE,TRUE),\"\")","v":15.447064746699787},18.637085045570934,22.260592655507903,26.326774557358924,30.834953910118358,35.773757792056138,41.120855694888888,46.84336774642837,52.898995952298378,59.237872892244688,65.805054660190351,72.543514673355574,79.397429952849066,86.315499821843588,93.254006423205524,100.17932314758288,107.06960441852989,113.91544825355236,120.71940771949451,127.49433128735812,{"$f":"IFERROR(IF(OR(D46=\"\",'Combined scenario - input'!$D31=\"\"),\"\",D46/'Combined scenario - input'!$D31),\"\")","v":0.42317108505012541},{"$f":"IFERROR(IF(OR(E46=\"\",'Combined scenario - input'!$D31=\"\"),\"\",E46/'Combined scenario - input'!$D31),\"\")","v":0.5105614322352523},{"$f":"IFERROR(IF(OR(F46=\"\",'Combined scenario - input'!$D31=\"\"),\"\",F46/'Combined scenario - input'!$D31),\"\")","v":0.60982712912514281},{"$f":"IFERROR(IF(OR(G46=\"\",'Combined scenario - input'!$D31=\"\"),\"\",G46/'Combined scenario - input'!$D31),\"\")","v":0.72121985231451757},{"$f":"IFERROR(IF(OR(H46=\"\",'Combined scenario - input'!$D31=\"\"),\"\",H46/'Combined scenario - input'!$D31),\"\")","v":0.84472105979895962},{"$f":"IFERROR(IF(OR(I46=\"\",'Combined scenario - input'!$D31=\"\"),\"\",I46/'Combined scenario - input'!$D31),\"\")","v":0.9800191913107017},{"$f":"IFERROR(IF(OR(J46=\"\",'Combined scenario - input'!$D31=\"\"),\"\",J46/'Combined scenario - input'!$D31),\"\")","v":1.1265025043876673},{"$f":"IFERROR(IF(OR(K46=\"\",'Combined scenario - input'!$D31=\"\"),\"\",K46/'Combined scenario - input'!$D31),\"\")","v":1.2832702575997945},{"$f":"IFERROR(IF(OR(L46=\"\",'Combined scenario - input'!$D31=\"\"),\"\",L46/'Combined scenario - input'!$D31),\"\")","v":1.4491637008240574},{"$f":"IFERROR(IF(OR(M46=\"\",'Combined scenario - input'!$D31=\"\"),\"\",M46/'Combined scenario - input'!$D31),\"\")","v":1.622816720129838},{"$f":"IFERROR(IF(OR(N46=\"\",'Combined scenario - input'!$D31=\"\"),\"\",N46/'Combined scenario - input'!$D31),\"\")","v":1.8027241316694123},{"$f":"IFERROR(IF(OR(O46=\"\",'Combined scenario - input'!$D31=\"\"),\"\",O46/'Combined scenario - input'!$D31),\"\")","v":1.9873236968358123},{"$f":"IFERROR(IF(OR(P46=\"\",'Combined scenario - input'!$D31=\"\"),\"\",P46/'Combined scenario - input'!$D31),\"\")","v":2.1750861496529112},{"$f":"IFERROR(IF(OR(Q46=\"\",'Combined scenario - input'!$D31=\"\"),\"\",Q46/'Combined scenario - input'!$D31),\"\")","v":2.3646061122425968},{"$f":"IFERROR(IF(OR(R46=\"\",'Combined scenario - input'!$D31=\"\"),\"\",R46/'Combined scenario - input'!$D31),\"\")","v":2.5546859374568398},{"$f":"IFERROR(IF(OR(S46=\"\",'Combined scenario - input'!$D31=\"\"),\"\",S46/'Combined scenario - input'!$D31),\"\")","v":2.7444044270615819},{"$f":"IFERROR(IF(OR(T46=\"\",'Combined scenario - input'!$D31=\"\"),\"\",T46/'Combined scenario - input'!$D31),\"\")","v":2.9331631232630819},{"$f":"IFERROR(IF(OR(U46=\"\",'Combined scenario - input'!$D31=\"\"),\"\",U46/'Combined scenario - input'!$D31),\"\")","v":3.1207044595139766},{"$f":"IFERROR(IF(OR(V46=\"\",'Combined scenario - input'!$D31=\"\"),\"\",V46/'Combined scenario - input'!$D31),\"\")","v":3.3070983768732574},{"$f":"IFERROR(IF(OR(W46=\"\",'Combined scenario - input'!$D31=\"\"),\"\",W46/'Combined scenario - input'!$D31),\"\")","v":3.4926968581612328}]
[{"$f":"IFERROR('Combined scenario - input'!A32,\"\")","v":""},{"$f":"IFERROR('Combined scenario - input'!B32,\"\")","v":"TRANSFORMERS"},{"$f":"IFERROR('Combined scenario - input'!C32,\"\")","v":"ground outdoor / indoor chamber mounted ; ˂ 22 kv ; > 60 kva and < = 600 kva ; single phase"},{"$f":"IFERROR(repcalc('Combined scenario - input'!$CV32:$GH32,'Combined scenario - input'!$G32,'Combined scenario - input'!$E32,'Combined scenario - input'!$F32,20,TRUE,TRUE),\"\")","v":""},"","","","","","","","","","","","","","","","","","","",{"$f":"IFERROR(IF(OR(D47=\"\",'Combined scenario - input'!$D32=\"\"),\"\",D47/'Combined scenario - input'!$D32),\"\")","v":""},{"$f":"IFERROR(IF(OR(E47=\"\",'Combined scenario - input'!$D32=\"\"),\"\",E47/'Combined scenario - input'!$D32),\"\")","v":""},{"$f":"IFERROR(IF(OR(F47=\"\",'Combined scenario - input'!$D32=\"\"),\"\",F47/'Combined scenario - input'!$D32),\"\")","v":""},{"$f":"IFERROR(IF(OR(G47=\"\",'Combined scenario - input'!$D32=\"\"),\"\",G47/'Combined scenario - input'!$D32),\"\")","v":""},{"$f":"IFERROR(IF(OR(H47=\"\",'Combined scenario - input'!$D32=\"\"),\"\",H47/'Combined scenario - input'!$D32),\"\")","v":""},{"$f":"IFERROR(IF(OR(I47=\"\",'Combined scenario - input'!$D32=\"\"),\"\",I47/'Combined scenario - input'!$D32),\"\")","v":""},{"$f":"IFERROR(IF(OR(J47=\"\",'Combined scenario - input'!$D32=\"\"),\"\",J47/'Combined scenario - input'!$D32),\"\")","v":""},{"$f":"IFERROR(IF(OR(K47=\"\",'Combined scenario - input'!$D32=\"\"),\"\",K47/'Combined scenario - input'!$D32),\"\")","v":""},{"$f":"IFERROR(IF(OR(L47=\"\",'Combined scenario - input'!$D32=\"\"),\"\",L47/'Combined scenario - input'!$D32),\"\")","v":""},{"$f":"IFERROR(IF(OR(M47=\"\",'Combined scenario - input'!$D32=\"\"),\"\",M47/'Combined scenario - input'!$D32),\"\")","v":""},{"$f":"IFERROR(IF(OR(N47=\"\",'Combined scenario - input'!$D32=\"\"),\"\",N47/'Combined scenario - input'!$D32),\"\")","v":""},{"$f":"IFERROR(IF(OR(O47=\"\",'Combined scenario - input'!$D32=\"\"),\"\",O47/'Combined scenario - input'!$D32),\"\")","v":""},{"$f":"IFERROR(IF(OR(P47=\"\",'Combined scenario - input'!$D32=\"\"),\"\",P47/'Combined scenario - input'!$D32),\"\")","v":""},{"$f":"IFERROR(IF(OR(Q47=\"\",'Combined scenario - input'!$D32=\"\"),\"\",Q47/'Combined scenario - input'!$D32),\"\")","v":""},{"$f":"IFERROR(IF(OR(R47=\"\",'Combined scenario - input'!$D32=\"\"),\"\",R47/'Combined scenario - input'!$D32),\"\")","v":""},{"$f":"IFERROR(IF(OR(S47=\"\",'Combined scenario - input'!$D32=\"\"),\"\",S47/'Combined scenario - input'!$D32),\"\")","v":""},{"$f":"IFERROR(IF(OR(T47=\"\",'Combined scenario - input'!$D32=\"\"),\"\",T47/'Combined scenario - input'!$D32),\"\")","v":""},{"$f":"IFERROR(IF(OR(U47=\"\",'Combined scenario - input'!$D32=\"\"),\"\",U47/'Combined scenario - input'!$D32),\"\")","v":""},{"$f":"IFERROR(IF(OR(V47=\"\",'Combined scenario - input'!$D32=\"\"),\"\",V47/'Combined scenario - input'!$D32),\"\")","v":""},{"$f":"IFERROR(IF(OR(W47=\"\",'Combined scenario - input'!$D32=\"\"),\"\",W47/'Combined scenario - input'!$D32),\"\")","v":""}]
[{"$f":"IFERROR('Combined scenario - input'!A33,\"\")","v":5},{"$f":"IFERROR('Combined scenario - input'!B33,\"\")","v":"TRANSFORMERS"},{"$f":"IFERROR('Combined scenario - input'!C33,\"\")","v":"ground outdoor / indoor chamber mounted ; ˂ 22 kv ; > 600 kva ; multiple phase"},{"$f":"IFERROR(repcalc('Combined scenario - input'!$CV33:$GH33,'Combined scenario - input'!$G33,'Combined scenario - input'!$E33,'Combined scenario - input'!$F33,20,TRUE,TRUE),\"\")","v":180.88370328184945},198.90611656787263,217.06098896065478,235.15775492262378,253.02326586412465,270.51294508727744,287.52070144690401,303.98654444341958,319.90093091499301,335.30509087148926,350.2869158221319,364.97241595638127,379.51321504507052,394.07099645283239,408.80018185020492,423.83036634936866,439.2501168468221,455.09365316586474,471.33168595932256,487.86731311089812,{"$f":"IFERROR(IF(OR(D48=\"\",'Combined scenario - input'!$D33=\"\"),\"\",D48/'Combined scenario - input'!$D33),\"\")","v":3.653751481217296},{"$f":"IFERROR(IF(OR(E48=\"\",'Combined scenario - input'!$D33=\"\"),\"\",E48/'Combined scenario - input'!$D33),\"\")","v":4.017794333305039},{"$f":"IFERROR(IF(OR(F48=\"\",'Combined scenario - input'!$D33=\"\"),\"\",F48/'Combined scenario - input'!$D33),\"\")","v":4.3845127866146738},{"$f":"IFERROR(IF(OR(G48=\"\",'Combined scenario - input'!$D33=\"\"),\"\",G48/'Combined scenario - input'!$D33),\"\")","v":4.7500575219287136},{"$f":"IFERROR(IF(OR(H48=\"\",'Combined scenario - input'!$D33=\"\"),\"\",H48/'Combined scenario - input'!$D33),\"\")","v":5.1109310328137747},{"$f":"IFERROR(IF(OR(I48=\"\",'Combined scenario - input'!$D33=\"\"),\"\",I48/'Combined scenario - input'!$D33),\"\")","v":5.4642129493612126},{"$f":"IFERROR(IF(OR(J48=\"\",'Combined scenario - input'!$D33=\"\"),\"\",J48/'Combined scenario - input'!$D33),\"\")","v":5.8077602886941531},{"$f":"IFERROR(IF(OR(K48=\"\",'Combined scenario - input'!$D33=\"\"),\"\",K48/'Combined scenario - input'!$D33),\"\")","v":6.1403612756623751},{"$f":"IFERROR(IF(OR(L48=\"\",'Combined scenario - input'!$D33=\"\"),\"\",L48/'Combined scenario - input'!$D33),\"\")","v":6.4618231436371376},{"$f":"IFERROR(IF(OR(M48=\"\",'Combined scenario - input'!$D33=\"\"),\"\",M48/'Combined scenario - input'!$D33),\"\")","v":6.7729787161778949},{"$f":"IFERROR(IF(OR(N48=\"\",'Combined scenario - input'!$D33=\"\"),\"\",N48/'Combined scenario - input'!$D33),\"\")","v":7.0756033535088445},{"$f":"IFERROR(IF(OR(O48=\"\",'Combined scenario - input'!$D33=\"\"),\"\",O48/'Combined scenario - input'!$D33),\"\")","v":7.3722423922636118},{"$f":"IFERROR(IF(OR(P48=\"\",'Combined scenario - input'!$D33=\"\"),\"\",P48/'Combined scenario - input'!$D33),\"\")","v":7.665958549354877},{"$f":"IFERROR(IF(OR(Q48=\"\",'Combined scenario - input'!$D33=\"\"),\"\",Q48/'Combined scenario - input'!$D33),\"\")","v":7.9600177399662453},{"$f":"IFERROR(IF(OR(R48=\"\",'Combined scenario - input'!$D33=\"\"),\"\",R48/'Combined scenario - input'!$D33),\"\")","v":8.2575391970480805},{"$f":"IFERROR(IF(OR(S48=\"\",'Combined scenario - input'!$D33=\"\"),\"\",S48/'Combined scenario - input'!$D33),\"\")","v":8.5611406707044377},{"$f":"IFERROR(IF(OR(T48=\"\",'Combined scenario - input'!$D33=\"\"),\"\",T48/'Combined scenario - input'!$D33),\"\")","v":8.8726111636116052},{"$f":"IFERROR(IF(OR(U48=\"\",'Combined scenario - input'!$D33=\"\"),\"\",U48/'Combined scenario - input'!$D33),\"\")","v":9.1926418974097821},{"$f":"IFERROR(IF(OR(V48=\"\",'Combined scenario - input'!$D33=\"\"),\"\",V48/'Combined scenario - input'!$D33),\"\")","v":9.5206412433691323},{"$f":"IFERROR(IF(OR(W48=\"\",'Combined scenario - input'!$D33=\"\"),\"\",W48/'Combined scenario - input'!$D33),\"\")","v":9.8546518319503793}]
[{"$f":"IFERROR('Combined scenario - input'!A34,\"\")","v":5},{"$f":"IFERROR('Combined scenario - input'!B34,\"\")","v":"TRANSFORMERS"},{"$f":"IFERROR('Combined scenario - input'!C34,\"\")","v":"ground outdoor / indoor chamber mounted ; > 33 kv & < = 66 kv ; < = 15 mva"},{"$f":"IFERROR(repcalc('Combined scenario - input'!$CV34:$GH34,'Combined scenario - input'!$G34,'Combined scenario - input'!$E34,'Combined scenario - input'!$F34,20,TRUE,TRUE),\"\")","v":176.36254858191256},176.8506656191573,176.84953620529438,176.37966227075844,175.42038018521311,173.91426964386827,171.77669085854936,168.90913755551153,165.21465427823748,160.61337232345088,155.0562837425791,148.53567432612857,141.09111992368383,132.81054000941953,123.82641338898802,114.30781257456216,104.44933980844341,94.458305966324701,84.541567163981696,74.893332513945168,{"$f":"IFERROR(IF(OR(D49=\"\",'Combined scenario - input'!$D34=\"\"),\"\",D49/'Combined scenario - input'!$D34),\"\")","v":3.0449346773953416},{"$f":"IFERROR(IF(OR(E49=\"\",'Combined scenario - input'!$D34=\"\"),\"\",E49/'Combined scenario - input'!$D34),\"\")","v":3.0533621156767956},{"$f":"IFERROR(IF(OR(F49=\"\",'Combined scenario - input'!$D34=\"\"),\"\",F49/'Combined scenario - input'!$D34),\"\")","v":3.0533426161205464},{"$f":"IFERROR(IF(OR(G49=\"\",'Combined scenario - input'!$D34=\"\"),\"\",G49/'Combined scenario - input'!$D34),\"\")","v":3.0452301486563549},{"$f":"IFERROR(IF(OR(H49=\"\",'Combined scenario - input'!$D34=\"\"),\"\",H49/'Combined scenario - input'!$D34),\"\")","v":3.0286679515733135},{"$f":"IFERROR(IF(OR(I49=\"\",'Combined scenario - input'!$D34=\"\"),\"\",I49/'Combined scenario - input'!$D34),\"\")","v":3.0026646518239817},{"$f":"IFERROR(IF(OR(J49=\"\",'Combined scenario - input'!$D34=\"\"),\"\",J49/'Combined scenario - input'!$D34),\"\")","v":2.9657589265358308},{"$f":"IFERROR(IF(OR(K49=\"\",'Combined scenario - input'!$D34=\"\"),\"\",K49/'Combined scenario - input'!$D34),\"\")","v":2.9162500451893809},{"$f":"IFERROR(IF(OR(L49=\"\",'Combined scenario - input'!$D34=\"\"),\"\",L49/'Combined scenario - input'!$D34),\"\")","v":2.8524640524347795},{"$f":"IFERROR(IF(OR(M49=\"\",'Combined scenario - input'!$D34=\"\"),\"\",M49/'Combined scenario - input'!$D34),\"\")","v":2.7730219991345808},{"$f":"IFERROR(IF(OR(N49=\"\",'Combined scenario - input'!$D34=\"\"),\"\",N49/'Combined scenario - input'!$D34),\"\")","v":2.6770777532540837},{"$f":"IFERROR(IF(OR(O49=\"\",'Combined scenario - input'!$D34=\"\"),\"\",O49/'Combined scenario - input'!$D34),\"\")","v":2.5644981274233811},{"$f":"IFERROR(IF(OR(P49=\"\",'Combined scenario - input'!$D34=\"\"),\"\",P49/'Combined scenario - input'!$D34),\"\")","v":2.4359664066015325},{"$f":"IFERROR(IF(OR(Q49=\"\",'Combined scenario - input'!$D34=\"\"),\"\",Q49/'Combined scenario - input'!$D34),\"\")","v":2.2930005380958614},{"$f":"IFERROR(IF(OR(R49=\"\",'Combined scenario - input'!$D34=\"\"),\"\",R49/'Combined scenario - input'!$D34),\"\")","v":2.1378877949844357},{"$f":"IFERROR(IF(OR(S49=\"\",'Combined scenario - input'!$D34=\"\"),\"\",S49/'Combined scenario - input'!$D34),\"\")","v":1.9735472480078917},{"$f":"IFERROR(IF(OR(T49=\"\",'Combined scenario - input'!$D34=\"\"),\"\",T49/'Combined scenario - input'!$D34),\"\")","v":1.8033387438040054},{"$f":"IFERROR(IF(OR(U49=\"\",'Combined scenario - input'!$D34=\"\"),\"\",U49/'Combined scenario - input'!$D34),\"\")","v":1.6308415461080445},{"$f":"IFERROR(IF(OR(V49=\"\",'Combined scenario - input'!$D34=\"\"),\"\",V49/'Combined scenario - input'!$D34),\"\")","v":1.4596270671343436},{"$f":"IFERROR(IF(OR(W49=\"\",'Combined scenario - input'!$D34=\"\"),\"\",W49/'Combined scenario - input'!$D34),\"\")","v":1.2930483660565542}]
[{"$f":"IFERROR('Combined scenario - input'!A35,\"\")","v":5},{"$f":"IFERROR('Combined scenario - input'!B35,\"\")","v":"TRANSFORMERS"},{"$f":"IFERROR('Combined scenario - input'!C35,\"\")","v":"ground outdoor / indoor chamber mounted ; > 33 kv & < = 66 kv ; > 15 mva and < = 40 mva"},{"$f":"IFERROR(repcalc('Combined scenario - input'!$CV35:$GH35,'Combined scenario - input'!$G35,'Combined scenario - input'!$E35,'Combined scenario - input'!$F35,20,TRUE,TRUE),\"\")","v":81.636461989434991},84.722501824661023,87.327934430151302,89.520341228359939,91.383827189261225,93.006215063955437,94.465449365066306,95.816995899016362,97.083982112957273,98.251520871535277,99.266130032748435,100.04047749337957,100.46295020245739,100.41088080518247,99.765771984782191,98.428611984303387,96.333408152365081,93.457363508584194,89.826625224066717,85.517153268758847,{"$f":"IFERROR(IF(OR(D50=\"\",'Combined scenario - input'!$D35=\"\"),\"\",D50/'Combined scenario - input'!$D35),\"\")","v":1.409469845215148},{"$f":"IFERROR(IF(OR(E50=\"\",'Combined scenario - input'!$D35=\"\"),\"\",E50/'Combined scenario - input'!$D35),\"\")","v":1.462750940241617},{"$f":"IFERROR(IF(OR(F50=\"\",'Combined scenario - input'!$D35=\"\"),\"\",F50/'Combined scenario - input'!$D35),\"\")","v":1.5077342553153905},{"$f":"IFERROR(IF(OR(G50=\"\",'Combined scenario - input'!$D35=\"\"),\"\",G50/'Combined scenario - input'!$D35),\"\")","v":1.5455865972128098},{"$f":"IFERROR(IF(OR(H50=\"\",'Combined scenario - input'!$D35=\"\"),\"\",H50/'Combined scenario - input'!$D35),\"\")","v":1.5777600550632009},{"$f":"IFERROR(IF(OR(I50=\"\",'Combined scenario - input'!$D35=\"\"),\"\",I50/'Combined scenario - input'!$D35),\"\")","v":1.6057709062306622},{"$f":"IFERROR(IF(OR(J50=\"\",'Combined scenario - input'!$D35=\"\"),\"\",J50/'Combined scenario - input'!$D35),\"\")","v":1.6309648783161446},{"$f":"IFERROR(IF(OR(K50=\"\",'Combined scenario - input'!$D35=\"\"),\"\",K50/'Combined scenario - input'!$D35),\"\")","v":1.6542995995618324},{"$f":"IFERROR(IF(OR(L50=\"\",'Combined scenario - input'!$D35=\"\"),\"\",L50/'Combined scenario - input'!$D35),\"\")","v":1.6761743699687632},{"$f":"IFERROR(IF(OR(M50=\"\",'Combined scenario - input'!$D35=\"\"),\"\",M50/'Combined scenario - input'!$D35),\"\")","v":1.6963321601673218},{"$f":"IFERROR(IF(OR(N50=\"\",'Combined scenario - input'!$D35=\"\"),\"\",N50/'Combined scenario - input'!$D35),\"\")","v":1.7138495902783186},{"$f":"IFERROR(IF(OR(O50=\"\",'Combined scenario - input'!$D35=\"\"),\"\",O50/'Combined scenario - input'!$D35),\"\")","v":1.7272188540714966},{"$f":"IFERROR(IF(OR(P50=\"\",'Combined scenario - input'!$D35=\"\"),\"\",P50/'Combined scenario - input'!$D35),\"\")","v":1.7345129298969362},{"$f":"IFERROR(IF(OR(Q50=\"\",'Combined scenario - input'!$D35=\"\"),\"\",Q50/'Combined scenario - input'!$D35),\"\")","v":1.7336139413380367},{"$f":"IFERROR(IF(OR(R50=\"\",'Combined scenario - input'!$D35=\"\"),\"\",R50/'Combined scenario - input'!$D35),\"\")","v":1.7224760085188244},{"$f":"IFERROR(IF(OR(S50=\"\",'Combined scenario - input'!$D35=\"\"),\"\",S50/'Combined scenario - input'!$D35),\"\")","v":1.6993896736511196},{"$f":"IFERROR(IF(OR(T50=\"\",'Combined scenario - input'!$D35=\"\"),\"\",T50/'Combined scenario - input'!$D35),\"\")","v":1.6632155604089454},{"$f":"IFERROR(IF(OR(U50=\"\",'Combined scenario - input'!$D35=\"\"),\"\",U50/'Combined scenario - input'!$D35),\"\")","v":1.613560074366124},{"$f":"IFERROR(IF(OR(V50=\"\",'Combined scenario - input'!$D35=\"\"),\"\",V50/'Combined scenario - input'!$D35),\"\")","v":1.5508746516617713},{"$f":"IFERROR(IF(OR(W50=\"\",'Combined scenario - input'!$D35=\"\"),\"\",W50/'Combined scenario - input'!$D35),\"\")","v":1.4764707563705608}]
[{"$f":"IFERROR('Combined scenario - input'!A36,\"\")","v":""},{"$f":"IFERROR('Combined scenario - input'!B36,\"\")","v":"TRANSFORMERS"},{"$f":"IFERROR('Combined scenario - input'!C36,\"\")","v":"kiosk mounted ; < = 22 kv ; < = 60 kva ; multiple phase"},{"$f":"IFERROR(repcalc('Combined scenario - input'!$CV36:$GH36,'Combined scenario - input'!$G36,'Combined scenario - input'!$E36,'Combined scenario - input'!$F36,20,TRUE,TRUE),\"\")","v":""},"","","","","","","","","","","","","","","","","","","",{"$f":"IFERROR(IF(OR(D51=\"\",'Combined scenario - input'!$D36=\"\"),\"\",D51/'Combined scenario - input'!$D36),\"\")","v":""},{"$f":"IFERROR(IF(OR(E51=\"\",'Combined scenario - input'!$D36=\"\"),\"\",E51/'Combined scenario - input'!$D36),\"\")","v":""},{"$f":"IFERROR(IF(OR(F51=\"\",'Combined scenario - input'!$D36=\"\"),\"\",F51/'Combined scenario - input'!$D36),\"\")","v":""},{"$f":"IFERROR(IF(OR(G51=\"\",'Combined scenario - input'!$D36=\"\"),\"\",G51/'Combined scenario - input'!$D36),\"\")","v":""},{"$f":"IFERROR(IF(OR(H51=\"\",'Combined scenario - input'!$D36=\"\"),\"\",H51/'Combined scenario - input'!$D36),\"\")","v":""},{"$f":"IFERROR(IF(OR(I51=\"\",'Combined scenario - input'!$D36=\"\"),\"\",I51/'Combined scenario - input'!$D36),\"\")","v":""},{"$f":"IFERROR(IF(OR(J51=\"\",'Combined scenario - input'!$D36=\"\"),\"\",J51/'Combined scenario - input'!$D36),\"\")","v":""},{"$f":"IFERROR(IF(OR(K51=\"\",'Combined scenario - input'!$D36=\"\"),\"\",K51/'Combined scenario - input'!$D36),\"\")","v":""},{"$f":"IFERROR(IF(OR(L51=\"\",'Combined scenario - input'!$D36=\"\"),\"\",L51/'Combined scenario - input'!$D36),\"\")","v":""},{"$f":"IFERROR(IF(OR(M51=\"\",'Combined scenario - input'!$D36=\"\"),\"\",M51/'Combined scenario - input'!$D36),\"\")","v":""},{"$f":"IFERROR(IF(OR(N51=\"\",'Combined scenario - input'!$D36=\"\"),\"\",N51/'Combined scenario - input'!$D36),\"\")","v":""},{"$f":"IFERROR(IF(OR(O51=\"\",'Combined scenario - input'!$D36=\"\"),\"\",O51/'Combined scenario - input'!$D36),\"\")","v":""},{"$f":"IFERROR(IF(OR(P51=\"\",'Combined scenario - input'!$D36=\"\"),\"\",P51/'Combined scenario - input'!$D36),\"\")","v":""},{"$f":"IFERROR(IF(OR(Q51=\"\",'Combined scenario - input'!$D36=\"\"),\"\",Q51/'Combined scenario - input'!$D36),\"\")","v":""},{"$f":"IFERROR(IF(OR(R51=\"\",'Combined scenario - input'!$D36=\"\"),\"\",R51/'Combined scenario - input'!$D36),\"\")","v":""},{"$f":"IFERROR(IF(OR(S51=\"\",'Combined scenario - input'!$D36=\"\"),\"\",S51/'Combined scenario - input'!$D36),\"\")","v":""},{"$f":"IFERROR(IF(OR(T51=\"\",'Combined scenario - input'!$D36=\"\"),\"\",T51/'Combined scenario - input'!$D36),\"\")","v":""},{"$f":"IFERROR(IF(OR(U51=\"\",'Combined scenario - input'!$D36=\"\"),\"\",U51/'Combined scenario - input'!$D36),\"\")","v":""},{"$f":"IFERROR(IF(OR(V51=\"\",'Combined scenario - input'!$D36=\"\"),\"\",V51/'Combined scenario - input'!$D36),\"\")","v":""},{"$f":"IFERROR(IF(OR(W51=\"\",'Combined scenario - input'!$D36=\"\"),\"\",W51/'Combined scenario - input'!$D36),\"\")","v":""}]
[{"$f":"IFERROR('Combined scenario - input'!A37,\"\")","v":5},{"$f":"IFERROR('Combined scenario - input'!B37,\"\")","v":"TRANSFORMERS"},{"$f":"IFERROR('Combined scenario - input'!C37,\"\")","v":"kiosk mounted ; < = 22 kv ; < = 60 kva ; single phase"},{"$f":"IFERROR(repcalc('Combined scenario - input'!$CV37:$GH37,'Combined scenario - input'!$G37,'Combined scenario - input'!$E37,'Combined scenario - input'!$F37,20,TRUE,TRUE),\"\")","v":4.0594399467252522},4.6161665067942677,5.1737588693003387,5.7175664715160952,6.23250057888702,6.7037448991892061,7.1174582789832694,7.4614353620702731,7.7257019003679357,7.9030300063125543,7.9893622201076253,7.9841308064311622,7.8904513950519286,7.7151611920564767,7.4686660148636319,7.1645618539797695,6.8190087029068733,6.4498577549701182,6.0755655134966631,5.71396491692445,{"$f":"IFERROR(IF(OR(D52=\"\",'Combined scenario - input'!$D37=\"\"),\"\",D52/'Combined scenario - input'!$D37),\"\")","v":0.37271459018987813},{"$f":"IFERROR(IF(OR(E52=\"\",'Combined scenario - input'!$D37=\"\"),\"\",E52/'Combined scenario - input'!$D37),\"\")","v":0.42383004316051115},{"$f":"IFERROR(IF(OR(F52=\"\",'Combined scenario - input'!$D37=\"\"),\"\",F52/'Combined scenario - input'!$D37),\"\")","v":0.47502498916583558},{"$f":"IFERROR(IF(OR(G52=\"\",'Combined scenario - input'!$D37=\"\"),\"\",G52/'Combined scenario - input'!$D37),\"\")","v":0.5249542972137331},{"$f":"IFERROR(IF(OR(H52=\"\",'Combined scenario - input'!$D37=\"\"),\"\",H52/'Combined scenario - input'!$D37),\"\")","v":0.57223260587755986},{"$f":"IFERROR(IF(OR(I52=\"\",'Combined scenario - input'!$D37=\"\"),\"\",I52/'Combined scenario - input'!$D37),\"\")","v":0.61549956782939896},{"$f":"IFERROR(IF(OR(J52=\"\",'Combined scenario - input'!$D37=\"\"),\"\",J52/'Combined scenario - input'!$D37),\"\")","v":0.6534843674149684},{"$f":"IFERROR(IF(OR(K52=\"\",'Combined scenario - input'!$D37=\"\"),\"\",K52/'Combined scenario - input'!$D37),\"\")","v":0.68506637853965702},{"$f":"IFERROR(IF(OR(L52=\"\",'Combined scenario - input'!$D37=\"\"),\"\",L52/'Combined scenario - input'!$D37),\"\")","v":0.7093298227130258},{"$f":"IFERROR(IF(OR(M52=\"\",'Combined scenario - input'!$D37=\"\"),\"\",M52/'Combined scenario - input'!$D37),\"\")","v":0.72561107658145974},{"$f":"IFERROR(IF(OR(N52=\"\",'Combined scenario - input'!$D37=\"\"),\"\",N52/'Combined scenario - input'!$D37),\"\")","v":0.73353760736085261},{"$f":"IFERROR(IF(OR(O52=\"\",'Combined scenario - input'!$D37=\"\"),\"\",O52/'Combined scenario - input'!$D37),\"\")","v":0.73305728883659182},{"$f":"IFERROR(IF(OR(P52=\"\",'Combined scenario - input'!$D37=\"\"),\"\",P52/'Combined scenario - input'!$D37),\"\")","v":0.72445618033895121},{"$f":"IFERROR(IF(OR(Q52=\"\",'Combined scenario - input'!$D37=\"\"),\"\",Q52/'Combined scenario - input'!$D37),\"\")","v":0.70836203507971307},{"$f":"IFERROR(IF(OR(R52=\"\",'Combined scenario - input'!$D37=\"\"),\"\",R52/'Combined scenario - input'!$D37),\"\")","v":0.68573025578086522},{"$f":"IFERROR(IF(OR(S52=\"\",'Combined scenario - input'!$D37=\"\"),\"\",S52/'Combined scenario - input'!$D37),\"\")","v":0.65780914863644246},{"$f":"IFERROR(IF(OR(T52=\"\",'Combined scenario - input'!$D37=\"\"),\"\",T52/'Combined scenario - input'!$D37),\"\")","v":0.6260824319510897},{"$f":"IFERROR(IF(OR(U52=\"\",'Combined scenario - input'!$D37=\"\"),\"\",U52/'Combined scenario - input'!$D37),\"\")","v":0.59218910033783478},{"$f":"IFERROR(IF(OR(V52=\"\",'Combined scenario - input'!$D37=\"\"),\"\",V52/'Combined scenario - input'!$D37),\"\")","v":0.55782372451682583},{"$f":"IFERROR(IF(OR(W52=\"\",'Combined scenario - input'!$D37=\"\"),\"\",W52/'Combined scenario - input'!$D37),\"\")","v":0.52462362304160892}]
[{"$f":"IFERROR('Combined scenario - input'!A38,\"\")","v":5},{"$f":"IFERROR('Combined scenario - input'!B38,\"\")","v":"TRANSFORMERS"},{"$f":"IFERROR('Combined scenario - input'!C38,\"\")","v":"kiosk mounted ; < = 22 kv ; > 60 kva and < = 600 kva ; multiple phase"},{"$f":"IFERROR(repcalc('Combined scenario - input'!$CV38:$GH38,'Combined scenario - input'!$G38,'Combined scenario - input'!$E38,'Combined scenario - input'!$F38,20,TRUE,TRUE),\"\")","v":977.47239310204782},1085.94079815544,1196.9002971976729,1309.1563921699783,1421.5427091324568,1532.9929435816155,1642.6109615459538,1749.7323881033142,1853.9710102835754,1955.2441035926083,2053.772360661892,2150.0523411492986,2244.8020490296499,2338.883069020234,2433.205310534976,2528.6224803553382,2625.827663983755,2725.2586767652469,2827.022115694027,2930.8433987411795,{"$f":"IFERROR(IF(OR(D53=\"\",'Combined scenario - input'!$D38=\"\"),\"\",D53/'Combined scenario - input'!$D38),\"\")","v":17.414494602641089},{"$f":"IFERROR(IF(OR(E53=\"\",'Combined scenario - input'!$D38=\"\"),\"\",E53/'Combined scenario - input'!$D38),\"\")","v":19.346950667578955},{"$f":"IFERROR(IF(OR(F53=\"\",'Combined scenario - input'!$D38=\"\"),\"\",F53/'Combined scenario - input'!$D38),\"\")","v":21.323787671691658},{"$f":"IFERROR(IF(OR(G53=\"\",'Combined scenario - input'!$D38=\"\"),\"\",G53/'Combined scenario - input'!$D38),\"\")","v":23.323724625209984},{"$f":"IFERROR(IF(OR(H53=\"\",'Combined scenario - input'!$D38=\"\"),\"\",H53/'Combined scenario - input'!$D38),\"\")","v":25.325981593248432},{"$f":"IFERROR(IF(OR(I53=\"\",'Combined scenario - input'!$D38=\"\"),\"\",I53/'Combined scenario - input'!$D38),\"\")","v":27.31156146228043},{"$f":"IFERROR(IF(OR(J53=\"\",'Combined scenario - input'!$D38=\"\"),\"\",J53/'Combined scenario - input'!$D38),\"\")","v":29.264498850244994},{"$f":"IFERROR(IF(OR(K53=\"\",'Combined scenario - input'!$D38=\"\"),\"\",K53/'Combined scenario - input'!$D38),\"\")","v":31.172957357896792},{"$f":"IFERROR(IF(OR(L53=\"\",'Combined scenario - input'!$D38=\"\"),\"\",L53/'Combined scenario - input'!$D38),\"\")","v":33.030056275631026},{"$f":"IFERROR(IF(OR(M53=\"\",'Combined scenario - input'!$D38=\"\"),\"\",M53/'Combined scenario - input'!$D38),\"\")","v":34.834321796855619},{"$f":"IFERROR(IF(OR(N53=\"\",'Combined scenario - input'!$D38=\"\"),\"\",N53/'Combined scenario - input'!$D38),\"\")","v":36.589685746824017},{"$f":"IFERROR(IF(OR(O53=\"\",'Combined scenario - input'!$D38=\"\"),\"\",O53/'Combined scenario - input'!$D38),\"\")","v":38.304994754395437},{"$f":"IFERROR(IF(OR(P53=\"\",'Combined scenario - input'!$D38=\"\"),\"\",P53/'Combined scenario - input'!$D38),\"\")","v":39.99304066559278},{"$f":"IFERROR(IF(OR(Q53=\"\",'Combined scenario - input'!$D38=\"\"),\"\",Q53/'Combined scenario - input'!$D38),\"\")","v":41.669173338391396},{"$f":"IFERROR(IF(OR(R53=\"\",'Combined scenario - input'!$D38=\"\"),\"\",R53/'Combined scenario - input'!$D38),\"\")","v":43.349603575970498},{"$f":"IFERROR(IF(OR(S53=\"\",'Combined scenario - input'!$D38=\"\"),\"\",S53/'Combined scenario - input'!$D38),\"\")","v":45.049540884238304},{"$f":"IFERROR(IF(OR(T53=\"\",'Combined scenario - input'!$D38=\"\"),\"\",T53/'Combined scenario - input'!$D38),\"\")","v":46.781333165628162},{"$f":"IFERROR(IF(OR(U53=\"\",'Combined scenario - input'!$D38=\"\"),\"\",U53/'Combined scenario - input'!$D38),\"\")","v":48.552780469549774},{"$f":"IFERROR(IF(OR(V53=\"\",'Combined scenario - input'!$D38=\"\"),\"\",V53/'Combined scenario - input'!$D38),\"\")","v":50.365781911306527},{"$f":"IFERROR(IF(OR(W53=\"\",'Combined scenario - input'!$D38=\"\"),\"\",W53/'Combined scenario - input'!$D38),\"\")","v":52.215445580605831}]
[{"$f":"IFERROR('Combined scenario - input'!A39,\"\")","v":5},{"$f":"IFERROR('Combined scenario - input'!B39,\"\")","v":"TRANSFORMERS"},{"$f":"IFERROR('Combined scenario - input'!C39,\"\")","v":"kiosk mounted ; < = 22 kv ; > 600 kva ; multiple phase"},{"$f":"IFERROR(repcalc('Combined scenario - input'!$CV39:$GH39,'Combined scenario - input'!$G39,'Combined scenario - input'!$E39,'Combined scenario - input'!$F39,20,TRUE,TRUE),\"\")","v":359.01537133462006},390.85329330591645,422.30213444348556,453.04367466103082,482.82185639846318,511.46020141177326,538.87428187920159,565.077628991712,590.17992928034005,614.37701565828968,637.93294323987448,661.15526047876938,684.36534192688055,707.86624062188275,731.91086550425405,756.67334445894869,782.22618864253616,808.52536104298645,835.40463753067365,862.57981897887487,{"$f":"IFERROR(IF(OR(D54=\"\",'Combined scenario - input'!$D39=\"\"),\"\",D54/'Combined scenario - input'!$D39),\"\")","v":5.4975752252214294},{"$f":"IFERROR(IF(OR(E54=\"\",'Combined scenario - input'!$D39=\"\"),\"\",E54/'Combined scenario - input'!$D39),\"\")","v":5.9851069161383466},{"$f":"IFERROR(IF(OR(F54=\"\",'Combined scenario - input'!$D39=\"\"),\"\",F54/'Combined scenario - input'!$D39),\"\")","v":6.4666806416785825},{"$f":"IFERROR(IF(OR(G54=\"\",'Combined scenario - input'!$D39=\"\"),\"\",G54/'Combined scenario - input'!$D39),\"\")","v":6.9374235217309383},{"$f":"IFERROR(IF(OR(H54=\"\",'Combined scenario - input'!$D39=\"\"),\"\",H54/'Combined scenario - input'!$D39),\"\")","v":7.3934145662460375},{"$f":"IFERROR(IF(OR(I54=\"\",'Combined scenario - input'!$D39=\"\"),\"\",I54/'Combined scenario - input'!$D39),\"\")","v":7.8319513772222278},{"$f":"IFERROR(IF(OR(J54=\"\",'Combined scenario - input'!$D39=\"\"),\"\",J54/'Combined scenario - input'!$D39),\"\")","v":8.2517411178110525},{"$f":"IFERROR(IF(OR(K54=\"\",'Combined scenario - input'!$D39=\"\"),\"\",K54/'Combined scenario - input'!$D39),\"\")","v":8.652990990116237},{"$f":"IFERROR(IF(OR(L54=\"\",'Combined scenario - input'!$D39=\"\"),\"\",L54/'Combined scenario - input'!$D39),\"\")","v":9.0373806156908092},{"$f":"IFERROR(IF(OR(M54=\"\",'Combined scenario - input'!$D39=\"\"),\"\",M54/'Combined scenario - input'!$D39),\"\")","v":9.4079087691218},{"$f":"IFERROR(IF(OR(N54=\"\",'Combined scenario - input'!$D39=\"\"),\"\",N54/'Combined scenario - input'!$D39),\"\")","v":9.7686189064014943},{"$f":"IFERROR(IF(OR(O54=\"\",'Combined scenario - input'!$D39=\"\"),\"\",O54/'Combined scenario - input'!$D39),\"\")","v":10.124220493737958},{"$f":"IFERROR(IF(OR(P54=\"\",'Combined scenario - input'!$D39=\"\"),\"\",P54/'Combined scenario - input'!$D39),\"\")","v":10.479634715335671},{"$f":"IFERROR(IF(OR(Q54=\"\",'Combined scenario - input'!$D39=\"\"),\"\",Q54/'Combined scenario - input'!$D39),\"\")","v":10.839502199437524},{"$f":"IFERROR(IF(OR(R54=\"\",'Combined scenario - input'!$D39=\"\"),\"\",R54/'Combined scenario - input'!$D39),\"\")","v":11.207695721518958},{"$f":"IFERROR(IF(OR(S54=\"\",'Combined scenario - input'!$D39=\"\"),\"\",S54/'Combined scenario - input'!$D39),\"\")","v":11.586881688711189},{"$f":"IFERROR(IF(OR(T54=\"\",'Combined scenario - input'!$D39=\"\"),\"\",T54/'Combined scenario - input'!$D39),\"\")","v":11.978170458870006},{"$f":"IFERROR(IF(OR(U54=\"\",'Combined scenario - input'!$D39=\"\"),\"\",U54/'Combined scenario - input'!$D39),\"\")","v":12.38088769656116},{"$f":"IFERROR(IF(OR(V54=\"\",'Combined scenario - input'!$D39=\"\"),\"\",V54/'Combined scenario - input'!$D39),\"\")","v":12.792488024260935},{"$f":"IFERROR(IF(OR(W54=\"\",'Combined scenario - input'!$D39=\"\"),\"\",W54/'Combined scenario - input'!$D39),\"\")","v":13.208619522238726}]
[{"$f":"IFERROR('Combined scenario - input'!A40,\"\")","v":5},{"$f":"IFERROR('Combined scenario - input'!B40,\"\")","v":"TRANSFORMERS"},{"$f":"IFERROR('Combined scenario - input'!C40,\"\")","v":"pole mounted ; < = 22 kv ; < = 60 kva ; multiple phase"},{"$f":"IFERROR(repcalc('Combined scenario - input'!$CV40:$GH40,'Combined scenario - input'!$G40,'Combined scenario - input'!$E40,'Combined scenario - input'!$F40,20,TRUE,TRUE),\"\")","v":536.40163508900366},584.65011590182939,632.55200124605506,679.61202136766019,725.41710758263093,769.66562048703247,812.18989269574513,852.96923489163953,892.13122015061583,929.94006876311528,966.77220587727595,1003.0804133513993,1039.3492759835917,1076.0456624494871,1113.5686426258153,1152.2034362589986,1192.0836886628408,1233.1656196947924,1275.2164922857862,1317.8185341330941,{"$f":"IFERROR(IF(OR(D55=\"\",'Combined scenario - input'!$D40=\"\"),\"\",D55/'Combined scenario - input'!$D40),\"\")","v":46.045317903517919},{"$f":"IFERROR(IF(OR(E55=\"\",'Combined scenario - input'!$D40=\"\"),\"\",E55/'Combined scenario - input'!$D40),\"\")","v":50.187021604737474},{"$f":"IFERROR(IF(OR(F55=\"\",'Combined scenario - input'!$D40=\"\"),\"\",F55/'Combined scenario - input'!$D40),\"\")","v":54.298973162242994},{"$f":"IFERROR(IF(OR(G55=\"\",'Combined scenario - input'!$D40=\"\"),\"\",G55/'Combined scenario - input'!$D40),\"\")","v":58.338658064929227},{"$f":"IFERROR(IF(OR(H55=\"\",'Combined scenario - input'!$D40=\"\"),\"\",H55/'Combined scenario - input'!$D40),\"\")","v":62.270618033724652},{"$f":"IFERROR(IF(OR(I55=\"\",'Combined scenario - input'!$D40=\"\"),\"\",I55/'Combined scenario - input'!$D40),\"\")","v":66.068960003922072},{"$f":"IFERROR(IF(OR(J55=\"\",'Combined scenario - input'!$D40=\"\"),\"\",J55/'Combined scenario - input'!$D40),\"\")","v":69.719291219152268},{"$f":"IFERROR(IF(OR(K55=\"\",'Combined scenario - input'!$D40=\"\"),\"\",K55/'Combined scenario - input'!$D40),\"\")","v":73.219835685230819},{"$f":"IFERROR(IF(OR(L55=\"\",'Combined scenario - input'!$D40=\"\"),\"\",L55/'Combined scenario - input'!$D40),\"\")","v":76.581544418059806},{"$f":"IFERROR(IF(OR(M55=\"\",'Combined scenario - input'!$D40=\"\"),\"\",M55/'Combined scenario - input'!$D40),\"\")","v":79.827098383680465},{"$f":"IFERROR(IF(OR(N55=\"\",'Combined scenario - input'!$D40=\"\"),\"\",N55/'Combined scenario - input'!$D40),\"\")","v":82.988810338950856},{"$f":"IFERROR(IF(OR(O55=\"\",'Combined scenario - input'!$D40=\"\"),\"\",O55/'Combined scenario - input'!$D40),\"\")","v":86.105547586359677},{"$f":"IFERROR(IF(OR(P55=\"\",'Combined scenario - input'!$D40=\"\"),\"\",P55/'Combined scenario - input'!$D40),\"\")","v":89.218907428413885},{"$f":"IFERROR(IF(OR(Q55=\"\",'Combined scenario - input'!$D40=\"\"),\"\",Q55/'Combined scenario - input'!$D40),\"\")","v":92.36896639579966},{"$f":"IFERROR(IF(OR(R55=\"\",'Combined scenario - input'!$D40=\"\"),\"\",R55/'Combined scenario - input'!$D40),\"\")","v":95.589981094272289},{"$f":"IFERROR(IF(OR(S55=\"\",'Combined scenario - input'!$D40=\"\"),\"\",S55/'Combined scenario - input'!$D40),\"\")","v":98.906435106724288},{"$f":"IFERROR(IF(OR(T55=\"\",'Combined scenario - input'!$D40=\"\"),\"\",T55/'Combined scenario - input'!$D40),\"\")","v":102.32980069676906},{"$f":"IFERROR(IF(OR(U55=\"\",'Combined scenario - input'!$D40=\"\"),\"\",U55/'Combined scenario - input'!$D40),\"\")","v":105.85631972787294},{"$f":"IFERROR(IF(OR(V55=\"\",'Combined scenario - input'!$D40=\"\"),\"\",V55/'Combined scenario - input'!$D40),\"\")","v":109.46601378902426},{"$f":"IFERROR(IF(OR(W55=\"\",'Combined scenario - input'!$D40=\"\"),\"\",W55/'Combined scenario - input'!$D40),\"\")","v":113.12302083724622}]
[{"$f":"IFERROR('Combined scenario - input'!A41,\"\")","v":5},{"$f":"IFERROR('Combined scenario - input'!B41,\"\")","v":"TRANSFORMERS"},{"$f":"IFERROR('Combined scenario - input'!C41,\"\")","v":"pole mounted ; < = 22 kv ; < = 60 kva ; single phase"},{"$f":"IFERROR(repcalc('Combined scenario - input'!$CV41:$GH41,'Combined scenario - input'!$G41,'Combined scenario - input'!$E41,'Combined scenario - input'!$F41,20,TRUE,TRUE),\"\")","v":2396.6502179010317},2502.250854162904,2597.7383801884721,2683.4844927954714,2760.4299070224306,2830.0320067151465,2894.1679447389415,2954.9984006141613,3014.8017607264669,3075.7921829347351,3139.9372928880239,3208.791787586084,3283.3619126799003,3364.0128290922471,3450.4267181610371,3541.6146634840047,3635.9804991935598,3731.4304678828926,3825.5190804862614,3915.6192261021934,{"$f":"IFERROR(IF(OR(D56=\"\",'Combined scenario - input'!$D41=\"\"),\"\",D56/'Combined scenario - input'!$D41),\"\")","v":409.07570251061463},{"$f":"IFERROR(IF(OR(E56=\"\",'Combined scenario - input'!$D41=\"\"),\"\",E56/'Combined scenario - input'!$D41),\"\")","v":427.10029956767971},{"$f":"IFERROR(IF(OR(F56=\"\",'Combined scenario - input'!$D41=\"\"),\"\",F56/'Combined scenario - input'!$D41),\"\")","v":443.39872580366159},{"$f":"IFERROR(IF(OR(G56=\"\",'Combined scenario - input'!$D41=\"\"),\"\",G56/'Combined scenario - input'!$D41),\"\")","v":458.03442482651792},{"$f":"IFERROR(IF(OR(H56=\"\",'Combined scenario - input'!$D41=\"\"),\"\",H56/'Combined scenario - input'!$D41),\"\")","v":471.16796394071974},{"$f":"IFERROR(IF(OR(I56=\"\",'Combined scenario - input'!$D41=\"\"),\"\",I56/'Combined scenario - input'!$D41),\"\")","v":483.04809881202675},{"$f":"IFERROR(IF(OR(J56=\"\",'Combined scenario - input'!$D41=\"\"),\"\",J56/'Combined scenario - input'!$D41),\"\")","v":493.99523398732111},{"$f":"IFERROR(IF(OR(K56=\"\",'Combined scenario - input'!$D41=\"\"),\"\",K56/'Combined scenario - input'!$D41),\"\")","v":504.37816816992779},{"$f":"IFERROR(IF(OR(L56=\"\",'Combined scenario - input'!$D41=\"\"),\"\",L56/'Combined scenario - input'!$D41),\"\")","v":514.58579102941303},{"$f":"IFERROR(IF(OR(M56=\"\",'Combined scenario - input'!$D41=\"\"),\"\",M56/'Combined scenario - input'!$D41),\"\")","v":524.9960292965211},{"$f":"IFERROR(IF(OR(N56=\"\",'Combined scenario - input'!$D41=\"\"),\"\",N56/'Combined scenario - input'!$D41),\"\")","v":535.94472999584264},{"$f":"IFERROR(IF(OR(O56=\"\",'Combined scenario - input'!$D41=\"\"),\"\",O56/'Combined scenario - input'!$D41),\"\")","v":547.69725882931198},{"$f":"IFERROR(IF(OR(P56=\"\",'Combined scenario - input'!$D41=\"\"),\"\",P56/'Combined scenario - input'!$D41),\"\")","v":560.42536828859431},{"$f":"IFERROR(IF(OR(Q56=\"\",'Combined scenario - input'!$D41=\"\"),\"\",Q56/'Combined scenario - input'!$D41),\"\")","v":574.19138639298012},{"$f":"IFERROR(IF(OR(R56=\"\",'Combined scenario - input'!$D41=\"\"),\"\",R56/'Combined scenario - input'!$D41),\"\")","v":588.94106580529285},{"$f":"IFERROR(IF(OR(S56=\"\",'Combined scenario - input'!$D41=\"\"),\"\",S56/'Combined scenario - input'!$D41),\"\")","v":604.50561190170311},{"$f":"IFERROR(IF(OR(T56=\"\",'Combined scenario - input'!$D41=\"\"),\"\",T56/'Combined scenario - input'!$D41),\"\")","v":620.61258080670063},{"$f":"IFERROR(IF(OR(U56=\"\",'Combined scenario - input'!$D41=\"\"),\"\",U56/'Combined scenario - input'!$D41),\"\")","v":636.90459651452534},{"$f":"IFERROR(IF(OR(V56=\"\",'Combined scenario - input'!$D41=\"\"),\"\",V56/'Combined scenario - input'!$D41),\"\")","v":652.9642471934136},{"$f":"IFERROR(IF(OR(W56=\"\",'Combined scenario - input'!$D41=\"\"),\"\",W56/'Combined scenario - input'!$D41),\"\")","v":668.34312062636116}]
[{"$f":"IFERROR('Combined scenario - input'!A42,\"\")","v":5},{"$f":"IFERROR('Combined scenario - input'!B42,\"\")","v":"TRANSFORMERS"},{"$f":"IFERROR('Combined scenario - input'!C42,\"\")","v":"pole mounted ; < = 22 kv ; > 60 kva and < = 600 kva ; multiple phase"},{"$f":"IFERROR(repcalc('Combined scenario - input'!$CV42:$GH42,'Combined scenario - input'!$G42,'Combined scenario - input'!$E42,'Combined scenario - input'!$F42,20,TRUE,TRUE),\"\")","v":1977.4145920894978},2171.9903181419954,2367.6290347455542,2562.2345407438793,2753.922964157121,2941.1486516590239,3122.8133506960553,3298.3465844974958,3467.7466121536413,3631.5743177733552,3790.8965637324604,3947.1805437403264,4102.1458957767554,4257.5861246289487,4415.1746106144701,4576.2726475854879,4741.7572717264684,4911.8850771204879,5086.2049779818499,5263.5283882378444,{"$f":"IFERROR(IF(OR(D57=\"\",'Combined scenario - input'!$D42=\"\"),\"\",D57/'Combined scenario - input'!$D42),\"\")","v":95.042046744764065},{"$f":"IFERROR(IF(OR(E57=\"\",'Combined scenario - input'!$D42=\"\"),\"\",E57/'Combined scenario - input'!$D42),\"\")","v":104.39409427432983},{"$f":"IFERROR(IF(OR(F57=\"\",'Combined scenario - input'!$D42=\"\"),\"\",F57/'Combined scenario - input'!$D42),\"\")","v":113.79723316230235},{"$f":"IFERROR(IF(OR(G57=\"\",'Combined scenario - input'!$D42=\"\"),\"\",G57/'Combined scenario - input'!$D42),\"\")","v":123.15071202903671},{"$f":"IFERROR(IF(OR(H57=\"\",'Combined scenario - input'!$D42=\"\"),\"\",H57/'Combined scenario - input'!$D42),\"\")","v":132.36398484059231},{"$f":"IFERROR(IF(OR(I57=\"\",'Combined scenario - input'!$D42=\"\"),\"\",I57/'Combined scenario - input'!$D42),\"\")","v":141.36276163457435},{"$f":"IFERROR(IF(OR(J57=\"\",'Combined scenario - input'!$D42=\"\"),\"\",J57/'Combined scenario - input'!$D42),\"\")","v":150.09425622696864},{"$f":"IFERROR(IF(OR(K57=\"\",'Combined scenario - input'!$D42=\"\"),\"\",K57/'Combined scenario - input'!$D42),\"\")","v":158.53104934003426},{"$f":"IFERROR(IF(OR(L57=\"\",'Combined scenario - input'!$D42=\"\"),\"\",L57/'Combined scenario - input'!$D42),\"\")","v":166.67305729904652},{"$f":"IFERROR(IF(OR(M57=\"\",'Combined scenario - input'!$D42=\"\"),\"\",M57/'Combined scenario - input'!$D42),\"\")","v":174.54723832202725},{"$f":"IFERROR(IF(OR(N57=\"\",'Combined scenario - input'!$D42=\"\"),\"\",N57/'Combined scenario - input'!$D42),\"\")","v":182.20486986196926},{"$f":"IFERROR(IF(OR(O57=\"\",'Combined scenario - input'!$D42=\"\"),\"\",O57/'Combined scenario - input'!$D42),\"\")","v":189.71647081443814},{"$f":"IFERROR(IF(OR(P57=\"\",'Combined scenario - input'!$D42=\"\"),\"\",P57/'Combined scenario - input'!$D42),\"\")","v":197.16469350430009},{"$f":"IFERROR(IF(OR(Q57=\"\",'Combined scenario - input'!$D42=\"\"),\"\",Q57/'Combined scenario - input'!$D42),\"\")","v":204.6357405754033},{"$f":"IFERROR(IF(OR(R57=\"\",'Combined scenario - input'!$D42=\"\"),\"\",R57/'Combined scenario - input'!$D42),\"\")","v":212.21004103388532},{"$f":"IFERROR(IF(OR(S57=\"\",'Combined scenario - input'!$D42=\"\"),\"\",S57/'Combined scenario - input'!$D42),\"\")","v":219.95302382643681},{"$f":"IFERROR(IF(OR(T57=\"\",'Combined scenario - input'!$D42=\"\"),\"\",T57/'Combined scenario - input'!$D42),\"\")","v":227.90684263917618},{"$f":"IFERROR(IF(OR(U57=\"\",'Combined scenario - input'!$D42=\"\"),\"\",U57/'Combined scenario - input'!$D42),\"\")","v":236.08383035714215},{"$f":"IFERROR(IF(OR(V57=\"\",'Combined scenario - input'!$D42=\"\"),\"\",V57/'Combined scenario - input'!$D42),\"\")","v":244.46230608625135},{"$f":"IFERROR(IF(OR(W57=\"\",'Combined scenario - input'!$D42=\"\"),\"\",W57/'Combined scenario - input'!$D42),\"\")","v":252.98514187087187}]
[{"$f":"IFERROR('Combined scenario - input'!A43,\"\")","v":5},{"$f":"IFERROR('Combined scenario - input'!B43,\"\")","v":"TRANSFORMERS"},{"$f":"IFERROR('Combined scenario - input'!C43,\"\")","v":"pole mounted ; < = 22 kv ; > 60 kva and < = 600 kva ; single phase"},{"$f":"IFERROR(repcalc('Combined scenario - input'!$CV43:$GH43,'Combined scenario - input'!$G43,'Combined scenario - input'!$E43,'Combined scenario - input'!$F43,20,TRUE,TRUE),\"\")","v":359.28372799315099},362.15453030262159,363.74677843867909,364.40081956170178,364.49093697930653,364.40194637587979,364.50404588205436,365.12804742018346,366.54317271101417,368.93938423016726,372.41577272146208,376.97590917372321,382.53038265215974,388.90608105364532,395.86120986789217,403.10463709195341,410.3179208376701,417.1783105598202,423.38108328190401,428.65974419600508,{"$f":"IFERROR(IF(OR(D58=\"\",'Combined scenario - input'!$D43=\"\"),\"\",D58/'Combined scenario - input'!$D43),\"\")","v":15.915943846048688},{"$f":"IFERROR(IF(OR(E58=\"\",'Combined scenario - input'!$D43=\"\"),\"\",E58/'Combined scenario - input'!$D43),\"\")","v":16.043117789065423},{"$f":"IFERROR(IF(OR(F58=\"\",'Combined scenario - input'!$D43=\"\"),\"\",F58/'Combined scenario - input'!$D43),\"\")","v":16.113652939833369},{"$f":"IFERROR(IF(OR(G58=\"\",'Combined scenario - input'!$D43=\"\"),\"\",G58/'Combined scenario - input'!$D43),\"\")","v":16.142626369398858},{"$f":"IFERROR(IF(OR(H58=\"\",'Combined scenario - input'!$D43=\"\"),\"\",H58/'Combined scenario - input'!$D43),\"\")","v":16.14661848940429},{"$f":"IFERROR(IF(OR(I58=\"\",'Combined scenario - input'!$D43=\"\"),\"\",I58/'Combined scenario - input'!$D43),\"\")","v":16.142676286246701},{"$f":"IFERROR(IF(OR(J58=\"\",'Combined scenario - input'!$D43=\"\"),\"\",J58/'Combined scenario - input'!$D43),\"\")","v":16.147199201926906},{"$f":"IFERROR(IF(OR(K58=\"\",'Combined scenario - input'!$D43=\"\"),\"\",K58/'Combined scenario - input'!$D43),\"\")","v":16.174841905080168},{"$f":"IFERROR(IF(OR(L58=\"\",'Combined scenario - input'!$D43=\"\"),\"\",L58/'Combined scenario - input'!$D43),\"\")","v":16.237530674175812},{"$f":"IFERROR(IF(OR(M58=\"\",'Combined scenario - input'!$D43=\"\"),\"\",M58/'Combined scenario - input'!$D43),\"\")","v":16.343680674887288},{"$f":"IFERROR(IF(OR(N58=\"\",'Combined scenario - input'!$D43=\"\"),\"\",N58/'Combined scenario - input'!$D43),\"\")","v":16.497681537446677},{"$f":"IFERROR(IF(OR(O58=\"\",'Combined scenario - input'!$D43=\"\"),\"\",O58/'Combined scenario - input'!$D43),\"\")","v":16.69969145342565},{"$f":"IFERROR(IF(OR(P58=\"\",'Combined scenario - input'!$D43=\"\"),\"\",P58/'Combined scenario - input'!$D43),\"\")","v":16.945749599367755},{"$f":"IFERROR(IF(OR(Q58=\"\",'Combined scenario - input'!$D43=\"\"),\"\",Q58/'Combined scenario - input'!$D43),\"\")","v":17.228187265844323},{"$f":"IFERROR(IF(OR(R58=\"\",'Combined scenario - input'!$D43=\"\"),\"\",R58/'Combined scenario - input'!$D43),\"\")","v":17.536293174976109},{"$f":"IFERROR(IF(OR(S58=\"\",'Combined scenario - input'!$D43=\"\"),\"\",S58/'Combined scenario - input'!$D43),\"\")","v":17.857170442630427},{"$f":"IFERROR(IF(OR(T58=\"\",'Combined scenario - input'!$D43=\"\"),\"\",T58/'Combined scenario - input'!$D43),\"\")","v":18.176712381486702},{"$f":"IFERROR(IF(OR(U58=\"\",'Combined scenario - input'!$D43=\"\"),\"\",U58/'Combined scenario - input'!$D43),\"\")","v":18.480621434617635},{"$f":"IFERROR(IF(OR(V58=\"\",'Combined scenario - input'!$D43=\"\"),\"\",V58/'Combined scenario - input'!$D43),\"\")","v":18.755398650067736},{"$f":"IFERROR(IF(OR(W58=\"\",'Combined scenario - input'!$D43=\"\"),\"\",W58/'Combined scenario - input'!$D43),\"\")","v":18.989238549137045}]
[{"$f":"IFERROR('Combined scenario - input'!A44,\"\")","v":5},{"$f":"IFERROR('Combined scenario - input'!B44,\"\")","v":"TRANSFORMERS"},{"$f":"IFERROR('Combined scenario - input'!C44,\"\")","v":"pole mounted ; < = 22 kv ; > 600 kva ; multiple phase"},{"$f":"IFERROR(repcalc('Combined scenario - input'!$CV44:$GH44,'Combined scenario - input'!$G44,'Combined scenario - input'!$E44,'Combined scenario - input'!$F44,20,TRUE,TRUE),\"\")","v":0.24121135948412936},0.35310562426269437,0.50793952187898517,0.71799872631783801,0.99734036311152963,1.3613659609161703,1.8260885830638096,2.407065735789315,3.1180060530784122,3.9691059794659322,4.9652282631570657,6.1040896589708655,7.3746711530557487,8.7560896413185052,10.217165708763336,11.716881602578052,13.20584561089462,14.628769445136594,15.927836275167872,17.046706692914782,{"$f":"IFERROR(IF(OR(D59=\"\",'Combined scenario - input'!$D44=\"\"),\"\",D59/'Combined scenario - input'!$D44),\"\")","v":3.3873350882188259E-3},{"$f":"IFERROR(IF(OR(E59=\"\",'Combined scenario - input'!$D44=\"\"),\"\",E59/'Combined scenario - input'!$D44),\"\")","v":4.9586680887271171E-3},{"$f":"IFERROR(IF(OR(F59=\"\",'Combined scenario - input'!$D44=\"\"),\"\",F59/'Combined scenario - input'!$D44),\"\")","v":7.1330030593645642E-3},{"$f":"IFERROR(IF(OR(G59=\"\",'Combined scenario - input'!$D44=\"\"),\"\",G59/'Combined scenario - input'!$D44),\"\")","v":1.0082867921951495E-2},{"$f":"IFERROR(IF(OR(H59=\"\",'Combined scenario - input'!$D44=\"\"),\"\",H59/'Combined scenario - input'!$D44),\"\")","v":1.4005667121522392E-2},{"$f":"IFERROR(IF(OR(I59=\"\",'Combined scenario - input'!$D44=\"\"),\"\",I59/'Combined scenario - input'!$D44),\"\")","v":1.9117684578289905E-2},{"$f":"IFERROR(IF(OR(J59=\"\",'Combined scenario - input'!$D44=\"\"),\"\",J59/'Combined scenario - input'!$D44),\"\")","v":2.564379200397825E-2},{"$f":"IFERROR(IF(OR(K59=\"\",'Combined scenario - input'!$D44=\"\"),\"\",K59/'Combined scenario - input'!$D44),\"\")","v":3.3802463714503787E-2},{"$f":"IFERROR(IF(OR(L59=\"\",'Combined scenario - input'!$D44=\"\"),\"\",L59/'Combined scenario - input'!$D44),\"\")","v":4.3786210282381464E-2},{"$f":"IFERROR(IF(OR(M59=\"\",'Combined scenario - input'!$D44=\"\"),\"\",M59/'Combined scenario - input'!$D44),\"\")","v":5.5738220545905527E-2},{"$f":"IFERROR(IF(OR(N59=\"\",'Combined scenario - input'!$D44=\"\"),\"\",N59/'Combined scenario - input'!$D44),\"\")","v":6.972678215809465E-2},{"$f":"IFERROR(IF(OR(O59=\"\",'Combined scenario - input'!$D44=\"\"),\"\",O59/'Combined scenario - input'!$D44),\"\")","v":8.5719831469322355E-2},{"$f":"IFERROR(IF(OR(P59=\"\",'Combined scenario - input'!$D44=\"\"),\"\",P59/'Combined scenario - input'!$D44),\"\")","v":0.10356262828685119},{"$f":"IFERROR(IF(OR(Q59=\"\",'Combined scenario - input'!$D44=\"\"),\"\",Q59/'Combined scenario - input'!$D44),\"\")","v":0.12296191083645482},{"$f":"IFERROR(IF(OR(R59=\"\",'Combined scenario - input'!$D44=\"\"),\"\",R59/'Combined scenario - input'!$D44),\"\")","v":0.14347982608056786},{"$f":"IFERROR(IF(OR(S59=\"\",'Combined scenario - input'!$D44=\"\"),\"\",S59/'Combined scenario - input'!$D44),\"\")","v":0.1645403610418672},{"$f":"IFERROR(IF(OR(T59=\"\",'Combined scenario - input'!$D44=\"\"),\"\",T59/'Combined scenario - input'!$D44),\"\")","v":0.1854499070982896},{"$f":"IFERROR(IF(OR(U59=\"\",'Combined scenario - input'!$D44=\"\"),\"\",U59/'Combined scenario - input'!$D44),\"\")","v":0.20543204990407993},{"$f":"IFERROR(IF(OR(V59=\"\",'Combined scenario - input'!$D44=\"\"),\"\",V59/'Combined scenario - input'!$D44),\"\")","v":0.22367486676277631},{"$f":"IFERROR(IF(OR(W59=\"\",'Combined scenario - input'!$D44=\"\"),\"\",W59/'Combined scenario - input'!$D44),\"\")","v":0.23938718244023729}]
[{"$f":"IFERROR('Combined scenario - input'!A45,\"\")","v":6},{"$f":"IFERROR('Combined scenario - input'!B45,\"\")","v":"UNDERGROUND CABLES"},{"$f":"IFERROR('Combined scenario - input'!C45,\"\")","v":"˂ = 1 kv"},{"$f":"IFERROR(repcalc('Combined scenario - input'!$CV45:$GH45,'Combined scenario - input'!$G45,'Combined scenario - input'!$E45,'Combined scenario - input'!$F45,20,TRUE,TRUE),\"\")","v":1.3503640028541666},1.7343216013532872,2.225680022369775,2.8546065712281603,3.6591314938356412,4.6866372656927613,5.9953806753235153,7.6559562534056766,9.7525878039115916,12.384118940590454,15.664567724478532,19.723118813026652,24.703452353126917,30.762354078979342,38.067615319406499,46.795311521347045,57.126636778824199,69.24455985481589,83.330642000466511,99.562405195435943,{"$f":"IFERROR(IF(OR(D60=\"\",'Combined scenario - input'!$D45=\"\"),\"\",D60/'Combined scenario - input'!$D45),\"\")","v":4.5046749683523464E-2},{"$f":"IFERROR(IF(OR(E60=\"\",'Combined scenario - input'!$D45=\"\"),\"\",E60/'Combined scenario - input'!$D45),\"\")","v":5.7855178960458643E-2},{"$f":"IFERROR(IF(OR(F60=\"\",'Combined scenario - input'!$D45=\"\"),\"\",F60/'Combined scenario - input'!$D45),\"\")","v":7.4246388848783429E-2},{"$f":"IFERROR(IF(OR(G60=\"\",'Combined scenario - input'!$D45=\"\"),\"\",G60/'Combined scenario - input'!$D45),\"\")","v":9.5226729524234333E-2},{"$f":"IFERROR(IF(OR(H60=\"\",'Combined scenario - input'!$D45=\"\"),\"\",H60/'Combined scenario - input'!$D45),\"\")","v":0.12206485074655277},{"$f":"IFERROR(IF(OR(I60=\"\",'Combined scenario - input'!$D45=\"\"),\"\",I60/'Combined scenario - input'!$D45),\"\")","v":0.15634138300407172},{"$f":"IFERROR(IF(OR(J60=\"\",'Combined scenario - input'!$D45=\"\"),\"\",J60/'Combined scenario - input'!$D45),\"\")","v":0.19999971264629371},{"$f":"IFERROR(IF(OR(K60=\"\",'Combined scenario - input'!$D45=\"\"),\"\",K60/'Combined scenario - input'!$D45),\"\")","v":0.25539480036955392},{"$f":"IFERROR(IF(OR(L60=\"\",'Combined scenario - input'!$D45=\"\"),\"\",L60/'Combined scenario - input'!$D45),\"\")","v":0.3253362653631357},{"$f":"IFERROR(IF(OR(M60=\"\",'Combined scenario - input'!$D45=\"\"),\"\",M60/'Combined scenario - input'!$D45),\"\")","v":0.41312142858417628},{"$f":"IFERROR(IF(OR(N60=\"\",'Combined scenario - input'!$D45=\"\"),\"\",N60/'Combined scenario - input'!$D45),\"\")","v":0.52255381489267305},{"$f":"IFERROR(IF(OR(O60=\"\",'Combined scenario - input'!$D45=\"\"),\"\",O60/'Combined scenario - input'!$D45),\"\")","v":0.6579428911544779},{"$f":"IFERROR(IF(OR(P60=\"\",'Combined scenario - input'!$D45=\"\"),\"\",P60/'Combined scenario - input'!$D45),\"\")","v":0.82408167880518912},{"$f":"IFERROR(IF(OR(Q60=\"\",'Combined scenario - input'!$D45=\"\"),\"\",Q60/'Combined scenario - input'!$D45),\"\")","v":1.0262003881492343},{"$f":"IFERROR(IF(OR(R60=\"\",'Combined scenario - input'!$D45=\"\"),\"\",R60/'Combined scenario - input'!$D45),\"\")","v":1.2698963647708854},{"$f":"IFERROR(IF(OR(S60=\"\",'Combined scenario - input'!$D45=\"\"),\"\",S60/'Combined scenario - input'!$D45),\"\")","v":1.5610433038863183},{"$f":"IFERROR(IF(OR(T60=\"\",'Combined scenario - input'!$D45=\"\"),\"\",T60/'Combined scenario - input'!$D45),\"\")","v":1.9056856534964755},{"$f":"IFERROR(IF(OR(U60=\"\",'Combined scenario - input'!$D45=\"\"),\"\",U60/'Combined scenario - input'!$D45),\"\")","v":2.3099270627273332},{"$f":"IFERROR(IF(OR(V60=\"\",'Combined scenario - input'!$D45=\"\"),\"\",V60/'Combined scenario - input'!$D45),\"\")","v":2.779824227562524},{"$f":"IFERROR(IF(OR(W60=\"\",'Combined scenario - input'!$D45=\"\"),\"\",W60/'Combined scenario - input'!$D45),\"\")","v":3.3212990980571151}]
[{"$f":"IFERROR('Combined scenario - input'!A46,\"\")","v":6},{"$f":"IFERROR('Combined scenario - input'!B46,\"\")","v":"UNDERGROUND CABLES"},{"$f":"IFERROR('Combined scenario - input'!C46,\"\")","v":"> 1 kv & < = 11 kv"},{"$f":"IFERROR(repcalc('Combined scenario - input'!$CV46:$GH46,'Combined scenario - input'!$G46,'Combined scenario - input'!$E46,'Combined scenario - input'!$F46,20,TRUE,TRUE),\"\")","v":0.12391773900754766},0.18253876888885825,0.26575221859750431,0.38239822987312744,0.5438615297387942,0.76455730587623283,1.0624204349848656,1.4593615012502701,1.9816421583435704,2.6601125979385456,3.5302468741358646,4.6319095442958691,6.0087915337764439,7.707466101810355,9.776038487026927,12.262395495356854,15.212102908428843,18.666046540341547,22.657962847478011,27.212051550345997,{"$f":"IFERROR(IF(OR(D61=\"\",'Combined scenario - input'!$D46=\"\"),\"\",D61/'Combined scenario - input'!$D46),\"\")","v":1.9671439927559727E-4},{"$f":"IFERROR(IF(OR(E61=\"\",'Combined scenario - input'!$D46=\"\"),\"\",E61/'Combined scenario - input'!$D46),\"\")","v":2.8977291349942827E-4},{"$f":"IFERROR(IF(OR(F61=\"\",'Combined scenario - input'!$D46=\"\"),\"\",F61/'Combined scenario - input'!$D46),\"\")","v":4.2187089964884796E-4},{"$f":"IFERROR(IF(OR(G61=\"\",'Combined scenario - input'!$D46=\"\"),\"\",G61/'Combined scenario - input'!$D46),\"\")","v":6.0704172522839752E-4},{"$f":"IFERROR(IF(OR(H61=\"\",'Combined scenario - input'!$D46=\"\"),\"\",H61/'Combined scenario - input'!$D46),\"\")","v":8.6335818397362751E-4},{"$f":"IFERROR(IF(OR(I61=\"\",'Combined scenario - input'!$D46=\"\"),\"\",I61/'Combined scenario - input'!$D46),\"\")","v":1.213703803359837E-3},{"$f":"IFERROR(IF(OR(J61=\"\",'Combined scenario - input'!$D46=\"\"),\"\",J61/'Combined scenario - input'!$D46),\"\")","v":1.6865494748369893E-3},{"$f":"IFERROR(IF(OR(K61=\"\",'Combined scenario - input'!$D46=\"\"),\"\",K61/'Combined scenario - input'!$D46),\"\")","v":2.3166773647063975E-3},{"$f":"IFERROR(IF(OR(L61=\"\",'Combined scenario - input'!$D46=\"\"),\"\",L61/'Combined scenario - input'!$D46),\"\")","v":3.1457767861146194E-3},{"$f":"IFERROR(IF(OR(M61=\"\",'Combined scenario - input'!$D46=\"\"),\"\",M61/'Combined scenario - input'!$D46),\"\")","v":4.2228211707208202E-3},{"$f":"IFERROR(IF(OR(N61=\"\",'Combined scenario - input'!$D46=\"\"),\"\",N61/'Combined scenario - input'!$D46),\"\")","v":5.6041241447916806E-3},{"$f":"IFERROR(IF(OR(O61=\"\",'Combined scenario - input'!$D46=\"\"),\"\",O61/'Combined scenario - input'!$D46),\"\")","v":7.3529690809607954E-3},{"$f":"IFERROR(IF(OR(P61=\"\",'Combined scenario - input'!$D46=\"\"),\"\",P61/'Combined scenario - input'!$D46),\"\")","v":9.5387135563144276E-3},{"$f":"IFERROR(IF(OR(Q61=\"\",'Combined scenario - input'!$D46=\"\"),\"\",Q61/'Combined scenario - input'!$D46),\"\")","v":1.2235290736399779E-2},{"$f":"IFERROR(IF(OR(R61=\"\",'Combined scenario - input'!$D46=\"\"),\"\",R61/'Combined scenario - input'!$D46),\"\")","v":1.55190657421008E-2},{"$f":"IFERROR(IF(OR(S61=\"\",'Combined scenario - input'!$D46=\"\"),\"\",S61/'Combined scenario - input'!$D46),\"\")","v":1.9466056941226072E-2},{"$f":"IFERROR(IF(OR(T61=\"\",'Combined scenario - input'!$D46=\"\"),\"\",T61/'Combined scenario - input'!$D46),\"\")","v":2.4148598169370091E-2},{"$f":"IFERROR(IF(OR(U61=\"\",'Combined scenario - input'!$D46=\"\"),\"\",U61/'Combined scenario - input'!$D46),\"\")","v":2.963159400293754E-2},{"$f":"IFERROR(IF(OR(V61=\"\",'Combined scenario - input'!$D46=\"\"),\"\",V61/'Combined scenario - input'!$D46),\"\")","v":3.5968599702089141E-2},{"$f":"IFERROR(IF(OR(W61=\"\",'Combined scenario - input'!$D46=\"\"),\"\",W61/'Combined scenario - input'!$D46),\"\")","v":4.3198031344461943E-2}]
[{"$f":"IFERROR('Combined scenario - input'!A47,\"\")","v":6},{"$f":"IFERROR('Combined scenario - input'!B47,\"\")","v":"UNDERGROUND CABLES"},{"$f":"IFERROR('Combined scenario - input'!C47,\"\")","v":"> 11 kv & < = 22 kv"},{"$f":"IFERROR(repcalc('Combined scenario - input'!$CV47:$GH47,'Combined scenario - input'!$G47,'Combined scenario - input'!$E47,'Combined scenario - input'!$F47,20,TRUE,TRUE),\"\")","v":72.828067755973436},87.691047983230604,105.29099333783307,126.05090348917697,150.43316948032313,178.93815646067276,212.10287067101285,250.50026209742757,294.73973875676097,345.46942593256949,403.38059932385784,469.21457305332433,543.77215952660515,627.92566986583984,722.63331900268099,828.9558550155906,948.07524707976143,1081.315319936996,1230.1642772610053,1396.2990635866674,{"$f":"IFERROR(IF(OR(D62=\"\",'Combined scenario - input'!$D47=\"\"),\"\",D62/'Combined scenario - input'!$D47),\"\")","v":0.12819317723575652},{"$f":"IFERROR(IF(OR(E62=\"\",'Combined scenario - input'!$D47=\"\"),\"\",E62/'Combined scenario - input'!$D47),\"\")","v":0.15435524245638768},{"$f":"IFERROR(IF(OR(F62=\"\",'Combined scenario - input'!$D47=\"\"),\"\",F62/'Combined scenario - input'!$D47),\"\")","v":0.18533495925653756},{"$f":"IFERROR(IF(OR(G62=\"\",'Combined scenario - input'!$D47=\"\"),\"\",G62/'Combined scenario - input'!$D47),\"\")","v":0.22187689869596927},{"$f":"IFERROR(IF(OR(H62=\"\",'Combined scenario - input'!$D47=\"\"),\"\",H62/'Combined scenario - input'!$D47),\"\")","v":0.26479496918612022},{"$f":"IFERROR(IF(OR(I62=\"\",'Combined scenario - input'!$D47=\"\"),\"\",I62/'Combined scenario - input'!$D47),\"\")","v":0.31496992179256467},{"$f":"IFERROR(IF(OR(J62=\"\",'Combined scenario - input'!$D47=\"\"),\"\",J62/'Combined scenario - input'!$D47),\"\")","v":0.37334700383989977},{"$f":"IFERROR(IF(OR(K62=\"\",'Combined scenario - input'!$D47=\"\"),\"\",K62/'Combined scenario - input'!$D47),\"\")","v":0.44093473143155165},{"$f":"IFERROR(IF(OR(L62=\"\",'Combined scenario - input'!$D47=\"\"),\"\",L62/'Combined scenario - input'!$D47),\"\")","v":0.51880579470360833},{"$f":"IFERROR(IF(OR(M62=\"\",'Combined scenario - input'!$D47=\"\"),\"\",M62/'Combined scenario - input'!$D47),\"\")","v":0.60810103456955289},{"$f":"IFERROR(IF(OR(N62=\"\",'Combined scenario - input'!$D47=\"\"),\"\",N62/'Combined scenario - input'!$D47),\"\")","v":0.71003724602246687},{"$f":"IFERROR(IF(OR(O62=\"\",'Combined scenario - input'!$D47=\"\"),\"\",O62/'Combined scenario - input'!$D47),\"\")","v":0.82591930252180901},{"$f":"IFERROR(IF(OR(P62=\"\",'Combined scenario - input'!$D47=\"\"),\"\",P62/'Combined scenario - input'!$D47),\"\")","v":0.95715680739513576},{"$f":"IFERROR(IF(OR(Q62=\"\",'Combined scenario - input'!$D47=\"\"),\"\",Q62/'Combined scenario - input'!$D47),\"\")","v":1.1052852172010343},{"$f":"IFERROR(IF(OR(R62=\"\",'Combined scenario - input'!$D47=\"\"),\"\",R62/'Combined scenario - input'!$D47),\"\")","v":1.2719911978136411},{"$f":"IFERROR(IF(OR(S62=\"\",'Combined scenario - input'!$D47=\"\"),\"\",S62/'Combined scenario - input'!$D47),\"\")","v":1.4591418956589797},{"$f":"IFERROR(IF(OR(T62=\"\",'Combined scenario - input'!$D47=\"\"),\"\",T62/'Combined scenario - input'!$D47),\"\")","v":1.6688178325555114},{"$f":"IFERROR(IF(OR(U62=\"\",'Combined scenario - input'!$D47=\"\"),\"\",U62/'Combined scenario - input'!$D47),\"\")","v":1.9033492268515193},{"$f":"IFERROR(IF(OR(V62=\"\",'Combined scenario - input'!$D47=\"\"),\"\",V62/'Combined scenario - input'!$D47),\"\")","v":2.1653556394276543},{"$f":"IFERROR(IF(OR(W62=\"\",'Combined scenario - input'!$D47=\"\"),\"\",W62/'Combined scenario - input'!$D47),\"\")","v":2.4577888559703696}]
[{"$f":"IFERROR('Combined scenario - input'!A48,\"\")","v":6},{"$f":"IFERROR('Combined scenario - input'!B48,\"\")","v":"UNDERGROUND CABLES"},{"$f":"IFERROR('Combined scenario - input'!C48,\"\")","v":"> 33 kv & < = 66 kv"},{"$f":"IFERROR(repcalc('Combined scenario - input'!$CV48:$GH48,'Combined scenario - input'!$G48,'Combined scenario - input'!$E48,'Combined scenario - input'!$F48,20,TRUE,TRUE),\"\")","v":3.6213872845343285},4.6211968451110046,5.7732529319614354,7.063440595373673,8.4674210877310543,9.9524670504784254,11.481465609418573,13.019186677577403,14.540568562945577,16.040372777602748,17.543157543379916,19.112177807714453,20.85560413414672,22.92842428261693,25.528598635840272,28.886514318931688,33.247526649859282,38.848357169851802,45.889253257713499,54.504966629072754,{"$f":"IFERROR(IF(OR(D63=\"\",'Combined scenario - input'!$D48=\"\"),\"\",D63/'Combined scenario - input'!$D48),\"\")","v":2.8443149198376159E-3},{"$f":"IFERROR(IF(OR(E63=\"\",'Combined scenario - input'!$D48=\"\"),\"\",E63/'Combined scenario - input'!$D48),\"\")","v":3.6295867029162406E-3},{"$f":"IFERROR(IF(OR(F63=\"\",'Combined scenario - input'!$D48=\"\"),\"\",F63/'Combined scenario - input'!$D48),\"\")","v":4.534436159452559E-3},{"$f":"IFERROR(IF(OR(G63=\"\",'Combined scenario - input'!$D48=\"\"),\"\",G63/'Combined scenario - input'!$D48),\"\")","v":5.5477771064719114E-3},{"$f":"IFERROR(IF(OR(H63=\"\",'Combined scenario - input'!$D48=\"\"),\"\",H63/'Combined scenario - input'!$D48),\"\")","v":6.6504933717626497E-3},{"$f":"IFERROR(IF(OR(I63=\"\",'Combined scenario - input'!$D48=\"\"),\"\",I63/'Combined scenario - input'!$D48),\"\")","v":7.8168801889158222E-3},{"$f":"IFERROR(IF(OR(J63=\"\",'Combined scenario - input'!$D48=\"\"),\"\",J63/'Combined scenario - input'!$D48),\"\")","v":9.0177883138701787E-3},{"$f":"IFERROR(IF(OR(K63=\"\",'Combined scenario - input'!$D48=\"\"),\"\",K63/'Combined scenario - input'!$D48),\"\")","v":1.0225547283862591E-2},{"$f":"IFERROR(IF(OR(L63=\"\",'Combined scenario - input'!$D48=\"\"),\"\",L63/'Combined scenario - input'!$D48),\"\")","v":1.1420473110714558E-2},{"$f":"IFERROR(IF(OR(M63=\"\",'Combined scenario - input'!$D48=\"\"),\"\",M63/'Combined scenario - input'!$D48),\"\")","v":1.2598451374128402E-2},{"$f":"IFERROR(IF(OR(N63=\"\",'Combined scenario - input'!$D48=\"\"),\"\",N63/'Combined scenario - input'!$D48),\"\")","v":1.3778770626051307E-2},{"$f":"IFERROR(IF(OR(O63=\"\",'Combined scenario - input'!$D48=\"\"),\"\",O63/'Combined scenario - input'!$D48),\"\")","v":1.5011112653216774E-2},{"$f":"IFERROR(IF(OR(P63=\"\",'Combined scenario - input'!$D48=\"\"),\"\",P63/'Combined scenario - input'!$D48),\"\")","v":1.6380436926565416E-2},{"$f":"IFERROR(IF(OR(Q63=\"\",'Combined scenario - input'!$D48=\"\"),\"\",Q63/'Combined scenario - input'!$D48),\"\")","v":1.8008474143024571E-2},{"$f":"IFERROR(IF(OR(R63=\"\",'Combined scenario - input'!$D48=\"\"),\"\",R63/'Combined scenario - input'!$D48),\"\")","v":2.0050706615269882E-2},{"$f":"IFERROR(IF(OR(S63=\"\",'Combined scenario - input'!$D48=\"\"),\"\",S63/'Combined scenario - input'!$D48),\"\")","v":2.2688085312036855E-2},{"$f":"IFERROR(IF(OR(T63=\"\",'Combined scenario - input'!$D48=\"\"),\"\",T63/'Combined scenario - input'!$D48),\"\")","v":2.6113317540422558E-2},{"$f":"IFERROR(IF(OR(U63=\"\",'Combined scenario - input'!$D48=\"\"),\"\",U63/'Combined scenario - input'!$D48),\"\")","v":3.0512329454870448E-2},{"$f":"IFERROR(IF(OR(V63=\"\",'Combined scenario - input'!$D48=\"\"),\"\",V63/'Combined scenario - input'!$D48),\"\")","v":3.6042399623630796E-2},{"$f":"IFERROR(IF(OR(W63=\"\",'Combined scenario - input'!$D48=\"\"),\"\",W63/'Combined scenario - input'!$D48),\"\")","v":4.2809364922221538E-2}]
[{"$f":"IFERROR('Combined scenario - input'!A49,\"\")","v":3},{"$f":"IFERROR('Combined scenario - input'!B49,\"\")","v":"SERVICE LINES"},{"$f":"IFERROR('Combined scenario - input'!C49,\"\")","v":"˂ = 11 kv ; residential ; simple type"},{"$f":"IFERROR(repcalc('Combined scenario - input'!$CV49:$GH49,'Combined scenario - input'!$G49,'Combined scenario - input'!$E49,'Combined scenario - input'!$F49,20,TRUE,TRUE),\"\")","v":5011.9000987269046},5255.1392015469746,5493.5527463556,5725.104672090737,5947.7948854050683,6159.7875332793092,6359.525837455365,6545.8212694685826,6717.9080508194556,6875.4579497237746,7018.5546234156,7147.6308878346636,7263.3759483705007,7366.6225700001078,7458.2262685889391,7538.9497888142478,7609.3663356951411,7669.7941737369092,7720.2732178982651,7760.5910522557087,{"$f":"IFERROR(IF(OR(D64=\"\",'Combined scenario - input'!$D49=\"\"),\"\",D64/'Combined scenario - input'!$D49),\"\")","v":5432.2558005316296},{"$f":"IFERROR(IF(OR(E64=\"\",'Combined scenario - input'!$D49=\"\"),\"\",E64/'Combined scenario - input'!$D49),\"\")","v":5695.8957377175429},{"$f":"IFERROR(IF(OR(F64=\"\",'Combined scenario - input'!$D49=\"\"),\"\",F64/'Combined scenario - input'!$D49),\"\")","v":5954.3053899851411},{"$f":"IFERROR(IF(OR(G64=\"\",'Combined scenario - input'!$D49=\"\"),\"\",G64/'Combined scenario - input'!$D49),\"\")","v":6205.2779287271806},{"$f":"IFERROR(IF(OR(H64=\"\",'Combined scenario - input'!$D49=\"\"),\"\",H64/'Combined scenario - input'!$D49),\"\")","v":6446.645509718207},{"$f":"IFERROR(IF(OR(I64=\"\",'Combined scenario - input'!$D49=\"\"),\"\",I64/'Combined scenario - input'!$D49),\"\")","v":6676.4183041474953},{"$f":"IFERROR(IF(OR(J64=\"\",'Combined scenario - input'!$D49=\"\"),\"\",J64/'Combined scenario - input'!$D49),\"\")","v":6892.9089643911711},{"$f":"IFERROR(IF(OR(K64=\"\",'Combined scenario - input'!$D49=\"\"),\"\",K64/'Combined scenario - input'!$D49),\"\")","v":7094.8292782903663},{"$f":"IFERROR(IF(OR(L64=\"\",'Combined scenario - input'!$D49=\"\"),\"\",L64/'Combined scenario - input'!$D49),\"\")","v":7281.3492403354112},{"$f":"IFERROR(IF(OR(M64=\"\",'Combined scenario - input'!$D49=\"\"),\"\",M64/'Combined scenario - input'!$D49),\"\")","v":7452.1130894419721},{"$f":"IFERROR(IF(OR(N64=\"\",'Combined scenario - input'!$D49=\"\"),\"\",N64/'Combined scenario - input'!$D49),\"\")","v":7607.211499303864},{"$f":"IFERROR(IF(OR(O64=\"\",'Combined scenario - input'!$D49=\"\"),\"\",O64/'Combined scenario - input'!$D49),\"\")","v":7747.1135867935009},{"$f":"IFERROR(IF(OR(P64=\"\",'Combined scenario - input'!$D49=\"\"),\"\",P64/'Combined scenario - input'!$D49),\"\")","v":7872.5663620071164},{"$f":"IFERROR(IF(OR(Q64=\"\",'Combined scenario - input'!$D49=\"\"),\"\",Q64/'Combined scenario - input'!$D49),\"\")","v":7984.4724351898594},{"$f":"IFERROR(IF(OR(R64=\"\",'Combined scenario - input'!$D49=\"\"),\"\",R64/'Combined scenario - input'!$D49),\"\")","v":8083.759075627032},{"$f":"IFERROR(IF(OR(S64=\"\",'Combined scenario - input'!$D49=\"\"),\"\",S64/'Combined scenario - input'!$D49),\"\")","v":8171.2530005547569},{"$f":"IFERROR(IF(OR(T64=\"\",'Combined scenario - input'!$D49=\"\"),\"\",T64/'Combined scenario - input'!$D49),\"\")","v":8247.5754905709291},{"$f":"IFERROR(IF(OR(U64=\"\",'Combined scenario - input'!$D49=\"\"),\"\",U64/'Combined scenario - input'!$D49),\"\")","v":8313.0715035100875},{"$f":"IFERROR(IF(OR(V64=\"\",'Combined scenario - input'!$D49=\"\"),\"\",V64/'Combined scenario - input'!$D49),\"\")","v":8367.7843020593773},{"$f":"IFERROR(IF(OR(W64=\"\",'Combined scenario - input'!$D49=\"\"),\"\",W64/'Combined scenario - input'!$D49),\"\")","v":8411.4836546479764}]
[{"$f":"IFERROR('Combined scenario - input'!A50,\"\")","v":""},{"$f":"IFERROR('Combined scenario - input'!B50,\"\")","v":""},{"$f":"IFERROR('Combined scenario - input'!C50,\"\")","v":""},{"$f":"IFERROR(repcalc('Combined scenario - input'!$CV50:$GH50,'Combined scenario - input'!$G50,'Combined scenario - input'!$E50,'Combined scenario - input'!$F50,20,TRUE,TRUE),\"\")","v":""},"","","","","","","","","","","","","","","","","","","",{"$f":"IFERROR(IF(OR(D65=\"\",'Combined scenario - input'!$D50=\"\"),\"\",D65/'Combined scenario - input'!$D50),\"\")","v":""},{"$f":"IFERROR(IF(OR(E65=\"\",'Combined scenario - input'!$D50=\"\"),\"\",E65/'Combined scenario - input'!$D50),\"\")","v":""},{"$f":"IFERROR(IF(OR(F65=\"\",'Combined scenario - input'!$D50=\"\"),\"\",F65/'Combined scenario - input'!$D50),\"\")","v":""},{"$f":"IFERROR(IF(OR(G65=\"\",'Combined scenario - input'!$D50=\"\"),\"\",G65/'Combined scenario - input'!$D50),\"\")","v":""},{"$f":"IFERROR(IF(OR(H65=\"\",'Combined scenario - input'!$D50=\"\"),\"\",H65/'Combined scenario - input'!$D50),\"\")","v":""},{"$f":"IFERROR(IF(OR(I65=\"\",'Combined scenario - input'!$D50=\"\"),\"\",I65/'Combined scenario - input'!$D50),\"\")","v":""},{"$f":"IFERROR(IF(OR(J65=\"\",'Combined scenario - input'!$D50=\"\"),\"\",J65/'Combined scenario - input'!$D50),\"\")","v":""},{"$f":"IFERROR(IF(OR(K65=\"\",'Combined scenario - input'!$D50=\"\"),\"\",K65/'Combined scenario - input'!$D50),\"\")","v":""},{"$f":"IFERROR(IF(OR(L65=\"\",'Combined scenario - input'!$D50=\"\"),\"\",L65/'Combined scenario - input'!$D50),\"\")","v":""},{"$f":"IFERROR(IF(OR(M65=\"\",'Combined scenario - input'!$D50=\"\"),\"\",M65/'Combined scenario - input'!$D50),\"\")","v":""},{"$f":"IFERROR(IF(OR(N65=\"\",'Combined scenario - input'!$D50=\"\"),\"\",N65/'Combined scenario - input'!$D50),\"\")","v":""},{"$f":"IFERROR(IF(OR(O65=\"\",'Combined scenario - input'!$D50=\"\"),\"\",O65/'Combined scenario - input'!$D50),\"\")","v":""},{"$f":"IFERROR(IF(OR(P65=\"\",'Combined scenario - input'!$D50=\"\"),\"\",P65/'Combined scenario - input'!$D50),\"\")","v":""},{"$f":"IFERROR(IF(OR(Q65=\"\",'Combined scenario - input'!$D50=\"\"),\"\",Q65/'Combined scenario - input'!$D50),\"\")","v":""},{"$f":"IFERROR(IF(OR(R65=\"\",'Combined scenario - input'!$D50=\"\"),\"\",R65/'Combined scenario - input'!$D50),\"\")","v":""},{"$f":"IFERROR(IF(OR(S65=\"\",'Combined scenario - input'!$D50=\"\"),\"\",S65/'Combined scenario - input'!$D50),\"\")","v":""},{"$f":"IFERROR(IF(OR(T65=\"\",'Combined scenario - input'!$D50=\"\"),\"\",T65/'Combined scenario - input'!$D50),\"\")","v":""},{"$f":"IFERROR(IF(OR(U65=\"\",'Combined scenario - input'!$D50=\"\"),\"\",U65/'Combined scenario - input'!$D50),\"\")","v":""},{"$f":"IFERROR(IF(OR(V65=\"\",'Combined scenario - input'!$D50=\"\"),\"\",V65/'Combined scenario - input'!$D50),\"\")","v":""},{"$f":"IFERROR(IF(OR(W65=\"\",'Combined scenario - input'!$D50=\"\"),\"\",W65/'Combined scenario - input'!$D50),\"\")","v":""}]
[{"$f":"IFERROR('Combined scenario - input'!A51,\"\")","v":""},{"$f":"IFERROR('Combined scenario - input'!B51,\"\")","v":""},{"$f":"IFERROR('Combined scenario - input'!C51,\"\")","v":""},{"$f":"IFERROR(repcalc('Combined scenario - input'!$CV51:$GH51,'Combined scenario - input'!$G51,'Combined scenario - input'!$E51,'Combined scenario - input'!$F51,20,TRUE,TRUE),\"\")","v":""},"","","","","","","","","","","","","","","","","","","",{"$f":"IFERROR(IF(OR(D66=\"\",'Combined scenario - input'!$D51=\"\"),\"\",D66/'Combined scenario - input'!$D51),\"\")","v":""},{"$f":"IFERROR(IF(OR(E66=\"\",'Combined scenario - input'!$D51=\"\"),\"\",E66/'Combined scenario - input'!$D51),\"\")","v":""},{"$f":"IFERROR(IF(OR(F66=\"\",'Combined scenario - input'!$D51=\"\"),\"\",F66/'Combined scenario - input'!$D51),\"\")","v":""},{"$f":"IFERROR(IF(OR(G66=\"\",'Combined scenario - input'!$D51=\"\"),\"\",G66/'Combined scenario - input'!$D51),\"\")","v":""},{"$f":"IFERROR(IF(OR(H66=\"\",'Combined scenario - input'!$D51=\"\"),\"\",H66/'Combined scenario - input'!$D51),\"\")","v":""},{"$f":"IFERROR(IF(OR(I66=\"\",'Combined scenario - input'!$D51=\"\"),\"\",I66/'Combined scenario - input'!$D51),\"\")","v":""},{"$f":"IFERROR(IF(OR(J66=\"\",'Combined scenario - input'!$D51=\"\"),\"\",J66/'Combined scenario - input'!$D51),\"\")","v":""},{"$f":"IFERROR(IF(OR(K66=\"\",'Combined scenario - input'!$D51=\"\"),\"\",K66/'Combined scenario - input'!$D51),\"\")","v":""},{"$f":"IFERROR(IF(OR(L66=\"\",'Combined scenario - input'!$D51=\"\"),\"\",L66/'Combined scenario - input'!$D51),\"\")","v":""},{"$f":"IFERROR(IF(OR(M66=\"\",'Combined scenario - input'!$D51=\"\"),\"\",M66/'Combined scenario - input'!$D51),\"\")","v":""},{"$f":"IFERROR(IF(OR(N66=\"\",'Combined scenario - input'!$D51=\"\"),\"\",N66/'Combined scenario - input'!$D51),\"\")","v":""},{"$f":"IFERROR(IF(OR(O66=\"\",'Combined scenario - input'!$D51=\"\"),\"\",O66/'Combined scenario - input'!$D51),\"\")","v":""},{"$f":"IFERROR(IF(OR(P66=\"\",'Combined scenario - input'!$D51=\"\"),\"\",P66/'Combined scenario - input'!$D51),\"\")","v":""},{"$f":"IFERROR(IF(OR(Q66=\"\",'Combined scenario - input'!$D51=\"\"),\"\",Q66/'Combined scenario - input'!$D51),\"\")","v":""},{"$f":"IFERROR(IF(OR(R66=\"\",'Combined scenario - input'!$D51=\"\"),\"\",R66/'Combined scenario - input'!$D51),\"\")","v":""},{"$f":"IFERROR(IF(OR(S66=\"\",'Combined scenario - input'!$D51=\"\"),\"\",S66/'Combined scenario - input'!$D51),\"\")","v":""},{"$f":"IFERROR(IF(OR(T66=\"\",'Combined scenario - input'!$D51=\"\"),\"\",T66/'Combined scenario - input'!$D51),\"\")","v":""},{"$f":"IFERROR(IF(OR(U66=\"\",'Combined scenario - input'!$D51=\"\"),\"\",U66/'Combined scenario - input'!$D51),\"\")","v":""},{"$f":"IFERROR(IF(OR(V66=\"\",'Combined scenario - input'!$D51=\"\"),\"\",V66/'Combined scenario - input'!$D51),\"\")","v":""},{"$f":"IFERROR(IF(OR(W66=\"\",'Combined scenario - input'!$D51=\"\"),\"\",W66/'Combined scenario - input'!$D51),\"\")","v":""}]
[{"$f":"IFERROR('Combined scenario - input'!A52,\"\")","v":""},{"$f":"IFERROR('Combined scenario - input'!B52,\"\")","v":""},{"$f":"IFERROR('Combined scenario - input'!C52,\"\")","v":""},{"$f":"IFERROR(repcalc('Combined scenario - input'!$CV52:$GH52,'Combined scenario - input'!$G52,'Combined scenario - input'!$E52,'Combined scenario - input'!$F52,20,TRUE,TRUE),\"\")","v":""},"","","","","","","","","","","","","","","","","","","",{"$f":"IFERROR(IF(OR(D67=\"\",'Combined scenario - input'!$D52=\"\"),\"\",D67/'Combined scenario - input'!$D52),\"\")","v":""},{"$f":"IFERROR(IF(OR(E67=\"\",'Combined scenario - input'!$D52=\"\"),\"\",E67/'Combined scenario - input'!$D52),\"\")","v":""},{"$f":"IFERROR(IF(OR(F67=\"\",'Combined scenario - input'!$D52=\"\"),\"\",F67/'Combined scenario - input'!$D52),\"\")","v":""},{"$f":"IFERROR(IF(OR(G67=\"\",'Combined scenario - input'!$D52=\"\"),\"\",G67/'Combined scenario - input'!$D52),\"\")","v":""},{"$f":"IFERROR(IF(OR(H67=\"\",'Combined scenario - input'!$D52=\"\"),\"\",H67/'Combined scenario - input'!$D52),\"\")","v":""},{"$f":"IFERROR(IF(OR(I67=\"\",'Combined scenario - input'!$D52=\"\"),\"\",I67/'Combined scenario - input'!$D52),\"\")","v":""},{"$f":"IFERROR(IF(OR(J67=\"\",'Combined scenario - input'!$D52=\"\"),\"\",J67/'Combined scenario - input'!$D52),\"\")","v":""},{"$f":"IFERROR(IF(OR(K67=\"\",'Combined scenario - input'!$D52=\"\"),\"\",K67/'Combined scenario - input'!$D52),\"\")","v":""},{"$f":"IFERROR(IF(OR(L67=\"\",'Combined scenario - input'!$D52=\"\"),\"\",L67/'Combined scenario - input'!$D52),\"\")","v":""},{"$f":"IFERROR(IF(OR(M67=\"\",'Combined scenario - input'!$D52=\"\"),\"\",M67/'Combined scenario - input'!$D52),\"\")","v":""},{"$f":"IFERROR(IF(OR(N67=\"\",'Combined scenario - input'!$D52=\"\"),\"\",N67/'Combined scenario - input'!$D52),\"\")","v":""},{"$f":"IFERROR(IF(OR(O67=\"\",'Combined scenario - input'!$D52=\"\"),\"\",O67/'Combined scenario - input'!$D52),\"\")","v":""},{"$f":"IFERROR(IF(OR(P67=\"\",'Combined scenario - input'!$D52=\"\"),\"\",P67/'Combined scenario - input'!$D52),\"\")","v":""},{"$f":"IFERROR(IF(OR(Q67=\"\",'Combined scenario - input'!$D52=\"\"),\"\",Q67/'Combined scenario - input'!$D52),\"\")","v":""},{"$f":"IFERROR(IF(OR(R67=\"\",'Combined scenario - input'!$D52=\"\"),\"\",R67/'Combined scenario - input'!$D52),\"\")","v":""},{"$f":"IFERROR(IF(OR(S67=\"\",'Combined scenario - input'!$D52=\"\"),\"\",S67/'Combined scenario - input'!$D52),\"\")","v":""},{"$f":"IFERROR(IF(OR(T67=\"\",'Combined scenario - input'!$D52=\"\"),\"\",T67/'Combined scenario - input'!$D52),\"\")","v":""},{"$f":"IFERROR(IF(OR(U67=\"\",'Combined scenario - input'!$D52=\"\"),\"\",U67/'Combined scenario - input'!$D52),\"\")","v":""},{"$f":"IFERROR(IF(OR(V67=\"\",'Combined scenario - input'!$D52=\"\"),\"\",V67/'Combined scenario - input'!$D52),\"\")","v":""},{"$f":"IFERROR(IF(OR(W67=\"\",'Combined scenario - input'!$D52=\"\"),\"\",W67/'Combined scenario - input'!$D52),\"\")","v":""}]
[{"$f":"IFERROR('Combined scenario - input'!A53,\"\")","v":""},{"$f":"IFERROR('Combined scenario - input'!B53,\"\")","v":""},{"$f":"IFERROR('Combined scenario - input'!C53,\"\")","v":""},{"$f":"IFERROR(repcalc('Combined scenario - input'!$CV53:$GH53,'Combined scenario - input'!$G53,'Combined scenario - input'!$E53,'Combined scenario - input'!$F53,20,TRUE,TRUE),\"\")","v":""},"","","","","","","","","","","","","","","","","","","",{"$f":"IFERROR(IF(OR(D68=\"\",'Combined scenario - input'!$D53=\"\"),\"\",D68/'Combined scenario - input'!$D53),\"\")","v":""},{"$f":"IFERROR(IF(OR(E68=\"\",'Combined scenario - input'!$D53=\"\"),\"\",E68/'Combined scenario - input'!$D53),\"\")","v":""},{"$f":"IFERROR(IF(OR(F68=\"\",'Combined scenario - input'!$D53=\"\"),\"\",F68/'Combined scenario - input'!$D53),\"\")","v":""},{"$f":"IFERROR(IF(OR(G68=\"\",'Combined scenario - input'!$D53=\"\"),\"\",G68/'Combined scenario - input'!$D53),\"\")","v":""},{"$f":"IFERROR(IF(OR(H68=\"\",'Combined scenario - input'!$D53=\"\"),\"\",H68/'Combined scenario - input'!$D53),\"\")","v":""},{"$f":"IFERROR(IF(OR(I68=\"\",'Combined scenario - input'!$D53=\"\"),\"\",I68/'Combined scenario - input'!$D53),\"\")","v":""},{"$f":"IFERROR(IF(OR(J68=\"\",'Combined scenario - input'!$D53=\"\"),\"\",J68/'Combined scenario - input'!$D53),\"\")","v":""},{"$f":"IFERROR(IF(OR(K68=\"\",'Combined scenario - input'!$D53=\"\"),\"\",K68/'Combined scenario - input'!$D53),\"\")","v":""},{"$f":"IFERROR(IF(OR(L68=\"\",'Combined scenario - input'!$D53=\"\"),\"\",L68/'Combined scenario - input'!$D53),\"\")","v":""},{"$f":"IFERROR(IF(OR(M68=\"\",'Combined scenario - input'!$D53=\"\"),\"\",M68/'Combined scenario - input'!$D53),\"\")","v":""},{"$f":"IFERROR(IF(OR(N68=\"\",'Combined scenario - input'!$D53=\"\"),\"\",N68/'Combined scenario - input'!$D53),\"\")","v":""},{"$f":"IFERROR(IF(OR(O68=\"\",'Combined scenario - input'!$D53=\"\"),\"\",O68/'Combined scenario - input'!$D53),\"\")","v":""},{"$f":"IFERROR(IF(OR(P68=\"\",'Combined scenario - input'!$D53=\"\"),\"\",P68/'Combined scenario - input'!$D53),\"\")","v":""},{"$f":"IFERROR(IF(OR(Q68=\"\",'Combined scenario - input'!$D53=\"\"),\"\",Q68/'Combined scenario - input'!$D53),\"\")","v":""},{"$f":"IFERROR(IF(OR(R68=\"\",'Combined scenario - input'!$D53=\"\"),\"\",R68/'Combined scenario - input'!$D53),\"\")","v":""},{"$f":"IFERROR(IF(OR(S68=\"\",'Combined scenario - input'!$D53=\"\"),\"\",S68/'Combined scenario - input'!$D53),\"\")","v":""},{"$f":"IFERROR(IF(OR(T68=\"\",'Combined scenario - input'!$D53=\"\"),\"\",T68/'Combined scenario - input'!$D53),\"\")","v":""},{"$f":"IFERROR(IF(OR(U68=\"\",'Combined scenario - input'!$D53=\"\"),\"\",U68/'Combined scenario - input'!$D53),\"\")","v":""},{"$f":"IFERROR(IF(OR(V68=\"\",'Combined scenario - input'!$D53=\"\"),\"\",V68/'Combined scenario - input'!$D53),\"\")","v":""},{"$f":"IFERROR(IF(OR(W68=\"\",'Combined scenario - input'!$D53=\"\"),\"\",W68/'Combined scenario - input'!$D53),\"\")","v":""}]
[{"$f":"IFERROR('Combined scenario - input'!A54,\"\")","v":""},{"$f":"IFERROR('Combined scenario - input'!B54,\"\")","v":""},{"$f":"IFERROR('Combined scenario - input'!C54,\"\")","v":""},{"$f":"IFERROR(repcalc('Combined scenario - input'!$CV54:$GH54,'Combined scenario - input'!$G54,'Combined scenario - input'!$E54,'Combined scenario - input'!$F54,20,TRUE,TRUE),\"\")","v":""},"","","","","","","","","","","","","","","","","","","",{"$f":"IFERROR(IF(OR(D69=\"\",'Combined scenario - input'!$D54=\"\"),\"\",D69/'Combined scenario - input'!$D54),\"\")","v":""},{"$f":"IFERROR(IF(OR(E69=\"\",'Combined scenario - input'!$D54=\"\"),\"\",E69/'Combined scenario - input'!$D54),\"\")","v":""},{"$f":"IFERROR(IF(OR(F69=\"\",'Combined scenario - input'!$D54=\"\"),\"\",F69/'Combined scenario - input'!$D54),\"\")","v":""},{"$f":"IFERROR(IF(OR(G69=\"\",'Combined scenario - input'!$D54=\"\"),\"\",G69/'Combined scenario - input'!$D54),\"\")","v":""},{"$f":"IFERROR(IF(OR(H69=\"\",'Combined scenario - input'!$D54=\"\"),\"\",H69/'Combined scenario - input'!$D54),\"\")","v":""},{"$f":"IFERROR(IF(OR(I69=\"\",'Combined scenario - input'!$D54=\"\"),\"\",I69/'Combined scenario - input'!$D54),\"\")","v":""},{"$f":"IFERROR(IF(OR(J69=\"\",'Combined scenario - input'!$D54=\"\"),\"\",J69/'Combined scenario - input'!$D54),\"\")","v":""},{"$f":"IFERROR(IF(OR(K69=\"\",'Combined scenario - input'!$D54=\"\"),\"\",K69/'Combined scenario - input'!$D54),\"\")","v":""},{"$f":"IFERROR(IF(OR(L69=\"\",'Combined scenario - input'!$D54=\"\"),\"\",L69/'Combined scenario - input'!$D54),\"\")","v":""},{"$f":"IFERROR(IF(OR(M69=\"\",'Combined scenario - input'!$D54=\"\"),\"\",M69/'Combined scenario - input'!$D54),\"\")","v":""},{"$f":"IFERROR(IF(OR(N69=\"\",'Combined scenario - input'!$D54=\"\"),\"\",N69/'Combined scenario - input'!$D54),\"\")","v":""},{"$f":"IFERROR(IF(OR(O69=\"\",'Combined scenario - input'!$D54=\"\"),\"\",O69/'Combined scenario - input'!$D54),\"\")","v":""},{"$f":"IFERROR(IF(OR(P69=\"\",'Combined scenario - input'!$D54=\"\"),\"\",P69/'Combined scenario - input'!$D54),\"\")","v":""},{"$f":"IFERROR(IF(OR(Q69=\"\",'Combined scenario - input'!$D54=\"\"),\"\",Q69/'Combined scenario - input'!$D54),\"\")","v":""},{"$f":"IFERROR(IF(OR(R69=\"\",'Combined scenario - input'!$D54=\"\"),\"\",R69/'Combined scenario - input'!$D54),\"\")","v":""},{"$f":"IFERROR(IF(OR(S69=\"\",'Combined scenario - input'!$D54=\"\"),\"\",S69/'Combined scenario - input'!$D54),\"\")","v":""},{"$f":"IFERROR(IF(OR(T69=\"\",'Combined scenario - input'!$D54=\"\"),\"\",T69/'Combined scenario - input'!$D54),\"\")","v":""},{"$f":"IFERROR(IF(OR(U69=\"\",'Combined scenario - input'!$D54=\"\"),\"\",U69/'Combined scenario - input'!$D54),\"\")","v":""},{"$f":"IFERROR(IF(OR(V69=\"\",'Combined scenario - input'!$D54=\"\"),\"\",V69/'Combined scenario - input'!$D54),\"\")","v":""},{"$f":"IFERROR(IF(OR(W69=\"\",'Combined scenario - input'!$D54=\"\"),\"\",W69/'Combined scenario - input'!$D54),\"\")","v":""}]
[{"$f":"IFERROR('Combined scenario - input'!A55,\"\")","v":""},{"$f":"IFERROR('Combined scenario - input'!B55,\"\")","v":""},{"$f":"IFERROR('Combined scenario - input'!C55,\"\")","v":""},{"$f":"IFERROR(repcalc('Combined scenario - input'!$CV55:$GH55,'Combined scenario - input'!$G55,'Combined scenario - input'!$E55,'Combined scenario - input'!$F55,20,TRUE,TRUE),\"\")","v":""},"","","","","","","","","","","","","","","","","","","",{"$f":"IFERROR(IF(OR(D70=\"\",'Combined scenario - input'!$D55=\"\"),\"\",D70/'Combined scenario - input'!$D55),\"\")","v":""},{"$f":"IFERROR(IF(OR(E70=\"\",'Combined scenario - input'!$D55=\"\"),\"\",E70/'Combined scenario - input'!$D55),\"\")","v":""},{"$f":"IFERROR(IF(OR(F70=\"\",'Combined scenario - input'!$D55=\"\"),\"\",F70/'Combined scenario - input'!$D55),\"\")","v":""},{"$f":"IFERROR(IF(OR(G70=\"\",'Combined scenario - input'!$D55=\"\"),\"\",G70/'Combined scenario - input'!$D55),\"\")","v":""},{"$f":"IFERROR(IF(OR(H70=\"\",'Combined scenario - input'!$D55=\"\"),\"\",H70/'Combined scenario - input'!$D55),\"\")","v":""},{"$f":"IFERROR(IF(OR(I70=\"\",'Combined scenario - input'!$D55=\"\"),\"\",I70/'Combined scenario - input'!$D55),\"\")","v":""},{"$f":"IFERROR(IF(OR(J70=\"\",'Combined scenario - input'!$D55=\"\"),\"\",J70/'Combined scenario - input'!$D55),\"\")","v":""},{"$f":"IFERROR(IF(OR(K70=\"\",'Combined scenario - input'!$D55=\"\"),\"\",K70/'Combined scenario - input'!$D55),\"\")","v":""},{"$f":"IFERROR(IF(OR(L70=\"\",'Combined scenario - input'!$D55=\"\"),\"\",L70/'Combined scenario - input'!$D55),\"\")","v":""},{"$f":"IFERROR(IF(OR(M70=\"\",'Combined scenario - input'!$D55=\"\"),\"\",M70/'Combined scenario - input'!$D55),\"\")","v":""},{"$f":"IFERROR(IF(OR(N70=\"\",'Combined scenario - input'!$D55=\"\"),\"\",N70/'Combined scenario - input'!$D55),\"\")","v":""},{"$f":"IFERROR(IF(OR(O70=\"\",'Combined scenario - input'!$D55=\"\"),\"\",O70/'Combined scenario - input'!$D55),\"\")","v":""},{"$f":"IFERROR(IF(OR(P70=\"\",'Combined scenario - input'!$D55=\"\"),\"\",P70/'Combined scenario - input'!$D55),\"\")","v":""},{"$f":"IFERROR(IF(OR(Q70=\"\",'Combined scenario - input'!$D55=\"\"),\"\",Q70/'Combined scenario - input'!$D55),\"\")","v":""},{"$f":"IFERROR(IF(OR(R70=\"\",'Combined scenario - input'!$D55=\"\"),\"\",R70/'Combined scenario - input'!$D55),\"\")","v":""},{"$f":"IFERROR(IF(OR(S70=\"\",'Combined scenario - input'!$D55=\"\"),\"\",S70/'Combined scenario - input'!$D55),\"\")","v":""},{"$f":"IFERROR(IF(OR(T70=\"\",'Combined scenario - input'!$D55=\"\"),\"\",T70/'Combined scenario - input'!$D55),\"\")","v":""},{"$f":"IFERROR(IF(OR(U70=\"\",'Combined scenario - input'!$D55=\"\"),\"\",U70/'Combined scenario - input'!$D55),\"\")","v":""},{"$f":"IFERROR(IF(OR(V70=\"\",'Combined scenario - input'!$D55=\"\"),\"\",V70/'Combined scenario - input'!$D55),\"\")","v":""},{"$f":"IFERROR(IF(OR(W70=\"\",'Combined scenario - input'!$D55=\"\"),\"\",W70/'Combined scenario - input'!$D55),\"\")","v":""}]
[{"$f":"IFERROR('Combined scenario - input'!A56,\"\")","v":""},{"$f":"IFERROR('Combined scenario - input'!B56,\"\")","v":""},{"$f":"IFERROR('Combined scenario - input'!C56,\"\")","v":""},{"$f":"IFERROR(repcalc('Combined scenario - input'!$CV56:$GH56,'Combined scenario - input'!$G56,'Combined scenario - input'!$E56,'Combined scenario - input'!$F56,20,TRUE,TRUE),\"\")","v":""},"","","","","","","","","","","","","","","","","","","",{"$f":"IFERROR(IF(OR(D71=\"\",'Combined scenario - input'!$D56=\"\"),\"\",D71/'Combined scenario - input'!$D56),\"\")","v":""},{"$f":"IFERROR(IF(OR(E71=\"\",'Combined scenario - input'!$D56=\"\"),\"\",E71/'Combined scenario - input'!$D56),\"\")","v":""},{"$f":"IFERROR(IF(OR(F71=\"\",'Combined scenario - input'!$D56=\"\"),\"\",F71/'Combined scenario - input'!$D56),\"\")","v":""},{"$f":"IFERROR(IF(OR(G71=\"\",'Combined scenario - input'!$D56=\"\"),\"\",G71/'Combined scenario - input'!$D56),\"\")","v":""},{"$f":"IFERROR(IF(OR(H71=\"\",'Combined scenario - input'!$D56=\"\"),\"\",H71/'Combined scenario - input'!$D56),\"\")","v":""},{"$f":"IFERROR(IF(OR(I71=\"\",'Combined scenario - input'!$D56=\"\"),\"\",I71/'Combined scenario - input'!$D56),\"\")","v":""},{"$f":"IFERROR(IF(OR(J71=\"\",'Combined scenario - input'!$D56=\"\"),\"\",J71/'Combined scenario - input'!$D56),\"\")","v":""},{"$f":"IFERROR(IF(OR(K71=\"\",'Combined scenario - input'!$D56=\"\"),\"\",K71/'Combined scenario - input'!$D56),\"\")","v":""},{"$f":"IFERROR(IF(OR(L71=\"\",'Combined scenario - input'!$D56=\"\"),\"\",L71/'Combined scenario - input'!$D56),\"\")","v":""},{"$f":"IFERROR(IF(OR(M71=\"\",'Combined scenario - input'!$D56=\"\"),\"\",M71/'Combined scenario - input'!$D56),\"\")","v":""},{"$f":"IFERROR(IF(OR(N71=\"\",'Combined scenario - input'!$D56=\"\"),\"\",N71/'Combined scenario - input'!$D56),\"\")","v":""},{"$f":"IFERROR(IF(OR(O71=\"\",'Combined scenario - input'!$D56=\"\"),\"\",O71/'Combined scenario - input'!$D56),\"\")","v":""},{"$f":"IFERROR(IF(OR(P71=\"\",'Combined scenario - input'!$D56=\"\"),\"\",P71/'Combined scenario - input'!$D56),\"\")","v":""},{"$f":"IFERROR(IF(OR(Q71=\"\",'Combined scenario - input'!$D56=\"\"),\"\",Q71/'Combined scenario - input'!$D56),\"\")","v":""},{"$f":"IFERROR(IF(OR(R71=\"\",'Combined scenario - input'!$D56=\"\"),\"\",R71/'Combined scenario - input'!$D56),\"\")","v":""},{"$f":"IFERROR(IF(OR(S71=\"\",'Combined scenario - input'!$D56=\"\"),\"\",S71/'Combined scenario - input'!$D56),\"\")","v":""},{"$f":"IFERROR(IF(OR(T71=\"\",'Combined scenario - input'!$D56=\"\"),\"\",T71/'Combined scenario - input'!$D56),\"\")","v":""},{"$f":"IFERROR(IF(OR(U71=\"\",'Combined scenario - input'!$D56=\"\"),\"\",U71/'Combined scenario - input'!$D56),\"\")","v":""},{"$f":"IFERROR(IF(OR(V71=\"\",'Combined scenario - input'!$D56=\"\"),\"\",V71/'Combined scenario - input'!$D56),\"\")","v":""},{"$f":"IFERROR(IF(OR(W71=\"\",'Combined scenario - input'!$D56=\"\"),\"\",W71/'Combined scenario - input'!$D56),\"\")","v":""}]
[{"$f":"IFERROR('Combined scenario - input'!A57,\"\")","v":""},{"$f":"IFERROR('Combined scenario - input'!B57,\"\")","v":""},{"$f":"IFERROR('Combined scenario - input'!C57,\"\")","v":""},{"$f":"IFERROR(repcalc('Combined scenario - input'!$CV57:$GH57,'Combined scenario - input'!$G57,'Combined scenario - input'!$E57,'Combined scenario - input'!$F57,20,TRUE,TRUE),\"\")","v":""},"","","","","","","","","","","","","","","","","","","",{"$f":"IFERROR(IF(OR(D72=\"\",'Combined scenario - input'!$D57=\"\"),\"\",D72/'Combined scenario - input'!$D57),\"\")","v":""},{"$f":"IFERROR(IF(OR(E72=\"\",'Combined scenario - input'!$D57=\"\"),\"\",E72/'Combined scenario - input'!$D57),\"\")","v":""},{"$f":"IFERROR(IF(OR(F72=\"\",'Combined scenario - input'!$D57=\"\"),\"\",F72/'Combined scenario - input'!$D57),\"\")","v":""},{"$f":"IFERROR(IF(OR(G72=\"\",'Combined scenario - input'!$D57=\"\"),\"\",G72/'Combined scenario - input'!$D57),\"\")","v":""},{"$f":"IFERROR(IF(OR(H72=\"\",'Combined scenario - input'!$D57=\"\"),\"\",H72/'Combined scenario - input'!$D57),\"\")","v":""},{"$f":"IFERROR(IF(OR(I72=\"\",'Combined scenario - input'!$D57=\"\"),\"\",I72/'Combined scenario - input'!$D57),\"\")","v":""},{"$f":"IFERROR(IF(OR(J72=\"\",'Combined scenario - input'!$D57=\"\"),\"\",J72/'Combined scenario - input'!$D57),\"\")","v":""},{"$f":"IFERROR(IF(OR(K72=\"\",'Combined scenario - input'!$D57=\"\"),\"\",K72/'Combined scenario - input'!$D57),\"\")","v":""},{"$f":"IFERROR(IF(OR(L72=\"\",'Combined scenario - input'!$D57=\"\"),\"\",L72/'Combined scenario - input'!$D57),\"\")","v":""},{"$f":"IFERROR(IF(OR(M72=\"\",'Combined scenario - input'!$D57=\"\"),\"\",M72/'Combined scenario - input'!$D57),\"\")","v":""},{"$f":"IFERROR(IF(OR(N72=\"\",'Combined scenario - input'!$D57=\"\"),\"\",N72/'Combined scenario - input'!$D57),\"\")","v":""},{"$f":"IFERROR(IF(OR(O72=\"\",'Combined scenario - input'!$D57=\"\"),\"\",O72/'Combined scenario - input'!$D57),\"\")","v":""},{"$f":"IFERROR(IF(OR(P72=\"\",'Combined scenario - input'!$D57=\"\"),\"\",P72/'Combined scenario - input'!$D57),\"\")","v":""},{"$f":"IFERROR(IF(OR(Q72=\"\",'Combined scenario - input'!$D57=\"\"),\"\",Q72/'Combined scenario - input'!$D57),\"\")","v":""},{"$f":"IFERROR(IF(OR(R72=\"\",'Combined scenario - input'!$D57=\"\"),\"\",R72/'Combined scenario - input'!$D57),\"\")","v":""},{"$f":"IFERROR(IF(OR(S72=\"\",'Combined scenario - input'!$D57=\"\"),\"\",S72/'Combined scenario - input'!$D57),\"\")","v":""},{"$f":"IFERROR(IF(OR(T72=\"\",'Combined scenario - input'!$D57=\"\"),\"\",T72/'Combined scenario - input'!$D57),\"\")","v":""},{"$f":"IFERROR(IF(OR(U72=\"\",'Combined scenario - input'!$D57=\"\"),\"\",U72/'Combined scenario - input'!$D57),\"\")","v":""},{"$f":"IFERROR(IF(OR(V72=\"\",'Combined scenario - input'!$D57=\"\"),\"\",V72/'Combined scenario - input'!$D57),\"\")","v":""},{"$f":"IFERROR(IF(OR(W72=\"\",'Combined scenario - input'!$D57=\"\"),\"\",W72/'Combined scenario - input'!$D57),\"\")","v":""}]
[{"$f":"IFERROR('Combined scenario - input'!A58,\"\")","v":""},{"$f":"IFERROR('Combined scenario - input'!B58,\"\")","v":""},{"$f":"IFERROR('Combined scenario - input'!C58,\"\")","v":""},{"$f":"IFERROR(repcalc('Combined scenario - input'!$CV58:$GH58,'Combined scenario - input'!$G58,'Combined scenario - input'!$E58,'Combined scenario - input'!$F58,20,TRUE,TRUE),\"\")","v":""},"","","","","","","","","","","","","","","","","","","",{"$f":"IFERROR(IF(OR(D73=\"\",'Combined scenario - input'!$D58=\"\"),\"\",D73/'Combined scenario - input'!$D58),\"\")","v":""},{"$f":"IFERROR(IF(OR(E73=\"\",'Combined scenario - input'!$D58=\"\"),\"\",E73/'Combined scenario - input'!$D58),\"\")","v":""},{"$f":"IFERROR(IF(OR(F73=\"\",'Combined scenario - input'!$D58=\"\"),\"\",F73/'Combined scenario - input'!$D58),\"\")","v":""},{"$f":"IFERROR(IF(OR(G73=\"\",'Combined scenario - input'!$D58=\"\"),\"\",G73/'Combined scenario - input'!$D58),\"\")","v":""},{"$f":"IFERROR(IF(OR(H73=\"\",'Combined scenario - input'!$D58=\"\"),\"\",H73/'Combined scenario - input'!$D58),\"\")","v":""},{"$f":"IFERROR(IF(OR(I73=\"\",'Combined scenario - input'!$D58=\"\"),\"\",I73/'Combined scenario - input'!$D58),\"\")","v":""},{"$f":"IFERROR(IF(OR(J73=\"\",'Combined scenario - input'!$D58=\"\"),\"\",J73/'Combined scenario - input'!$D58),\"\")","v":""},{"$f":"IFERROR(IF(OR(K73=\"\",'Combined scenario - input'!$D58=\"\"),\"\",K73/'Combined scenario - input'!$D58),\"\")","v":""},{"$f":"IFERROR(IF(OR(L73=\"\",'Combined scenario - input'!$D58=\"\"),\"\",L73/'Combined scenario - input'!$D58),\"\")","v":""},{"$f":"IFERROR(IF(OR(M73=\"\",'Combined scenario - input'!$D58=\"\"),\"\",M73/'Combined scenario - input'!$D58),\"\")","v":""},{"$f":"IFERROR(IF(OR(N73=\"\",'Combined scenario - input'!$D58=\"\"),\"\",N73/'Combined scenario - input'!$D58),\"\")","v":""},{"$f":"IFERROR(IF(OR(O73=\"\",'Combined scenario - input'!$D58=\"\"),\"\",O73/'Combined scenario - input'!$D58),\"\")","v":""},{"$f":"IFERROR(IF(OR(P73=\"\",'Combined scenario - input'!$D58=\"\"),\"\",P73/'Combined scenario - input'!$D58),\"\")","v":""},{"$f":"IFERROR(IF(OR(Q73=\"\",'Combined scenario - input'!$D58=\"\"),\"\",Q73/'Combined scenario - input'!$D58),\"\")","v":""},{"$f":"IFERROR(IF(OR(R73=\"\",'Combined scenario - input'!$D58=\"\"),\"\",R73/'Combined scenario - input'!$D58),\"\")","v":""},{"$f":"IFERROR(IF(OR(S73=\"\",'Combined scenario - input'!$D58=\"\"),\"\",S73/'Combined scenario - input'!$D58),\"\")","v":""},{"$f":"IFERROR(IF(OR(T73=\"\",'Combined scenario - input'!$D58=\"\"),\"\",T73/'Combined scenario - input'!$D58),\"\")","v":""},{"$f":"IFERROR(IF(OR(U73=\"\",'Combined scenario - input'!$D58=\"\"),\"\",U73/'Combined scenario - input'!$D58),\"\")","v":""},{"$f":"IFERROR(IF(OR(V73=\"\",'Combined scenario - input'!$D58=\"\"),\"\",V73/'Combined scenario - input'!$D58),\"\")","v":""},{"$f":"IFERROR(IF(OR(W73=\"\",'Combined scenario - input'!$D58=\"\"),\"\",W73/'Combined scenario - input'!$D58),\"\")","v":""}]
[{"$f":"IFERROR('Combined scenario - input'!A59,\"\")","v":""},{"$f":"IFERROR('Combined scenario - input'!B59,\"\")","v":""},{"$f":"IFERROR('Combined scenario - input'!C59,\"\")","v":""},{"$f":"IFERROR(repcalc('Combined scenario - input'!$CV59:$GH59,'Combined scenario - input'!$G59,'Combined scenario - input'!$E59,'Combined scenario - input'!$F59,20,TRUE,TRUE),\"\")","v":""},"","","","","","","","","","","","","","","","","","","",{"$f":"IFERROR(IF(OR(D74=\"\",'Combined scenario - input'!$D59=\"\"),\"\",D74/'Combined scenario - input'!$D59),\"\")","v":""},{"$f":"IFERROR(IF(OR(E74=\"\",'Combined scenario - input'!$D59=\"\"),\"\",E74/'Combined scenario - input'!$D59),\"\")","v":""},{"$f":"IFERROR(IF(OR(F74=\"\",'Combined scenario - input'!$D59=\"\"),\"\",F74/'Combined scenario - input'!$D59),\"\")","v":""},{"$f":"IFERROR(IF(OR(G74=\"\",'Combined scenario - input'!$D59=\"\"),\"\",G74/'Combined scenario - input'!$D59),\"\")","v":""},{"$f":"IFERROR(IF(OR(H74=\"\",'Combined scenario - input'!$D59=\"\"),\"\",H74/'Combined scenario - input'!$D59),\"\")","v":""},{"$f":"IFERROR(IF(OR(I74=\"\",'Combined scenario - input'!$D59=\"\"),\"\",I74/'Combined scenario - input'!$D59),\"\")","v":""},{"$f":"IFERROR(IF(OR(J74=\"\",'Combined scenario - input'!$D59=\"\"),\"\",J74/'Combined scenario - input'!$D59),\"\")","v":""},{"$f":"IFERROR(IF(OR(K74=\"\",'Combined scenario - input'!$D59=\"\"),\"\",K74/'Combined scenario - input'!$D59),\"\")","v":""},{"$f":"IFERROR(IF(OR(L74=\"\",'Combined scenario - input'!$D59=\"\"),\"\",L74/'Combined scenario - input'!$D59),\"\")","v":""},{"$f":"IFERROR(IF(OR(M74=\"\",'Combined scenario - input'!$D59=\"\"),\"\",M74/'Combined scenario - input'!$D59),\"\")","v":""},{"$f":"IFERROR(IF(OR(N74=\"\",'Combined scenario - input'!$D59=\"\"),\"\",N74/'Combined scenario - input'!$D59),\"\")","v":""},{"$f":"IFERROR(IF(OR(O74=\"\",'Combined scenario - input'!$D59=\"\"),\"\",O74/'Combined scenario - input'!$D59),\"\")","v":""},{"$f":"IFERROR(IF(OR(P74=\"\",'Combined scenario - input'!$D59=\"\"),\"\",P74/'Combined scenario - input'!$D59),\"\")","v":""},{"$f":"IFERROR(IF(OR(Q74=\"\",'Combined scenario - input'!$D59=\"\"),\"\",Q74/'Combined scenario - input'!$D59),\"\")","v":""},{"$f":"IFERROR(IF(OR(R74=\"\",'Combined scenario - input'!$D59=\"\"),\"\",R74/'Combined scenario - input'!$D59),\"\")","v":""},{"$f":"IFERROR(IF(OR(S74=\"\",'Combined scenario - input'!$D59=\"\"),\"\",S74/'Combined scenario - input'!$D59),\"\")","v":""},{"$f":"IFERROR(IF(OR(T74=\"\",'Combined scenario - input'!$D59=\"\"),\"\",T74/'Combined scenario - input'!$D59),\"\")","v":""},{"$f":"IFERROR(IF(OR(U74=\"\",'Combined scenario - input'!$D59=\"\"),\"\",U74/'Combined scenario - input'!$D59),\"\")","v":""},{"$f":"IFERROR(IF(OR(V74=\"\",'Combined scenario - input'!$D59=\"\"),\"\",V74/'Combined scenario - input'!$D59),\"\")","v":""},{"$f":"IFERROR(IF(OR(W74=\"\",'Combined scenario - input'!$D59=\"\"),\"\",W74/'Combined scenario - input'!$D59),\"\")","v":""}]
[{"$f":"IFERROR('Combined scenario - input'!A60,\"\")","v":""},{"$f":"IFERROR('Combined scenario - input'!B60,\"\")","v":""},{"$f":"IFERROR('Combined scenario - input'!C60,\"\")","v":""},{"$f":"IFERROR(repcalc('Combined scenario - input'!$CV60:$GH60,'Combined scenario - input'!$G60,'Combined scenario - input'!$E60,'Combined scenario - input'!$F60,20,TRUE,TRUE),\"\")","v":""},"","","","","","","","","","","","","","","","","","","",{"$f":"IFERROR(IF(OR(D75=\"\",'Combined scenario - input'!$D60=\"\"),\"\",D75/'Combined scenario - input'!$D60),\"\")","v":""},{"$f":"IFERROR(IF(OR(E75=\"\",'Combined scenario - input'!$D60=\"\"),\"\",E75/'Combined scenario - input'!$D60),\"\")","v":""},{"$f":"IFERROR(IF(OR(F75=\"\",'Combined scenario - input'!$D60=\"\"),\"\",F75/'Combined scenario - input'!$D60),\"\")","v":""},{"$f":"IFERROR(IF(OR(G75=\"\",'Combined scenario - input'!$D60=\"\"),\"\",G75/'Combined scenario - input'!$D60),\"\")","v":""},{"$f":"IFERROR(IF(OR(H75=\"\",'Combined scenario - input'!$D60=\"\"),\"\",H75/'Combined scenario - input'!$D60),\"\")","v":""},{"$f":"IFERROR(IF(OR(I75=\"\",'Combined scenario - input'!$D60=\"\"),\"\",I75/'Combined scenario - input'!$D60),\"\")","v":""},{"$f":"IFERROR(IF(OR(J75=\"\",'Combined scenario - input'!$D60=\"\"),\"\",J75/'Combined scenario - input'!$D60),\"\")","v":""},{"$f":"IFERROR(IF(OR(K75=\"\",'Combined scenario - input'!$D60=\"\"),\"\",K75/'Combined scenario - input'!$D60),\"\")","v":""},{"$f":"IFERROR(IF(OR(L75=\"\",'Combined scenario - input'!$D60=\"\"),\"\",L75/'Combined scenario - input'!$D60),\"\")","v":""},{"$f":"IFERROR(IF(OR(M75=\"\",'Combined scenario - input'!$D60=\"\"),\"\",M75/'Combined scenario - input'!$D60),\"\")","v":""},{"$f":"IFERROR(IF(OR(N75=\"\",'Combined scenario - input'!$D60=\"\"),\"\",N75/'Combined scenario - input'!$D60),\"\")","v":""},{"$f":"IFERROR(IF(OR(O75=\"\",'Combined scenario - input'!$D60=\"\"),\"\",O75/'Combined scenario - input'!$D60),\"\")","v":""},{"$f":"IFERROR(IF(OR(P75=\"\",'Combined scenario - input'!$D60=\"\"),\"\",P75/'Combined scenario - input'!$D60),\"\")","v":""},{"$f":"IFERROR(IF(OR(Q75=\"\",'Combined scenario - input'!$D60=\"\"),\"\",Q75/'Combined scenario - input'!$D60),\"\")","v":""},{"$f":"IFERROR(IF(OR(R75=\"\",'Combined scenario - input'!$D60=\"\"),\"\",R75/'Combined scenario - input'!$D60),\"\")","v":""},{"$f":"IFERROR(IF(OR(S75=\"\",'Combined scenario - input'!$D60=\"\"),\"\",S75/'Combined scenario - input'!$D60),\"\")","v":""},{"$f":"IFERROR(IF(OR(T75=\"\",'Combined scenario - input'!$D60=\"\"),\"\",T75/'Combined scenario - input'!$D60),\"\")","v":""},{"$f":"IFERROR(IF(OR(U75=\"\",'Combined scenario - input'!$D60=\"\"),\"\",U75/'Combined scenario - input'!$D60),\"\")","v":""},{"$f":"IFERROR(IF(OR(V75=\"\",'Combined scenario - input'!$D60=\"\"),\"\",V75/'Combined scenario - input'!$D60),\"\")","v":""},{"$f":"IFERROR(IF(OR(W75=\"\",'Combined scenario - input'!$D60=\"\"),\"\",W75/'Combined scenario - input'!$D60),\"\")","v":""}]
[{"$f":"IFERROR('Combined scenario - input'!A61,\"\")","v":""},{"$f":"IFERROR('Combined scenario - input'!B61,\"\")","v":""},{"$f":"IFERROR('Combined scenario - input'!C61,\"\")","v":""},{"$f":"IFERROR(repcalc('Combined scenario - input'!$CV61:$GH61,'Combined scenario - input'!$G61,'Combined scenario - input'!$E61,'Combined scenario - input'!$F61,20,TRUE,TRUE),\"\")","v":""},"","","","","","","","","","","","","","","","","","","",{"$f":"IFERROR(IF(OR(D76=\"\",'Combined scenario - input'!$D61=\"\"),\"\",D76/'Combined scenario - input'!$D61),\"\")","v":""},{"$f":"IFERROR(IF(OR(E76=\"\",'Combined scenario - input'!$D61=\"\"),\"\",E76/'Combined scenario - input'!$D61),\"\")","v":""},{"$f":"IFERROR(IF(OR(F76=\"\",'Combined scenario - input'!$D61=\"\"),\"\",F76/'Combined scenario - input'!$D61),\"\")","v":""},{"$f":"IFERROR(IF(OR(G76=\"\",'Combined scenario - input'!$D61=\"\"),\"\",G76/'Combined scenario - input'!$D61),\"\")","v":""},{"$f":"IFERROR(IF(OR(H76=\"\",'Combined scenario - input'!$D61=\"\"),\"\",H76/'Combined scenario - input'!$D61),\"\")","v":""},{"$f":"IFERROR(IF(OR(I76=\"\",'Combined scenario - input'!$D61=\"\"),\"\",I76/'Combined scenario - input'!$D61),\"\")","v":""},{"$f":"IFERROR(IF(OR(J76=\"\",'Combined scenario - input'!$D61=\"\"),\"\",J76/'Combined scenario - input'!$D61),\"\")","v":""},{"$f":"IFERROR(IF(OR(K76=\"\",'Combined scenario - input'!$D61=\"\"),\"\",K76/'Combined scenario - input'!$D61),\"\")","v":""},{"$f":"IFERROR(IF(OR(L76=\"\",'Combined scenario - input'!$D61=\"\"),\"\",L76/'Combined scenario - input'!$D61),\"\")","v":""},{"$f":"IFERROR(IF(OR(M76=\"\",'Combined scenario - input'!$D61=\"\"),\"\",M76/'Combined scenario - input'!$D61),\"\")","v":""},{"$f":"IFERROR(IF(OR(N76=\"\",'Combined scenario - input'!$D61=\"\"),\"\",N76/'Combined scenario - input'!$D61),\"\")","v":""},{"$f":"IFERROR(IF(OR(O76=\"\",'Combined scenario - input'!$D61=\"\"),\"\",O76/'Combined scenario - input'!$D61),\"\")","v":""},{"$f":"IFERROR(IF(OR(P76=\"\",'Combined scenario - input'!$D61=\"\"),\"\",P76/'Combined scenario - input'!$D61),\"\")","v":""},{"$f":"IFERROR(IF(OR(Q76=\"\",'Combined scenario - input'!$D61=\"\"),\"\",Q76/'Combined scenario - input'!$D61),\"\")","v":""},{"$f":"IFERROR(IF(OR(R76=\"\",'Combined scenario - input'!$D61=\"\"),\"\",R76/'Combined scenario - input'!$D61),\"\")","v":""},{"$f":"IFERROR(IF(OR(S76=\"\",'Combined scenario - input'!$D61=\"\"),\"\",S76/'Combined scenario - input'!$D61),\"\")","v":""},{"$f":"IFERROR(IF(OR(T76=\"\",'Combined scenario - input'!$D61=\"\"),\"\",T76/'Combined scenario - input'!$D61),\"\")","v":""},{"$f":"IFERROR(IF(OR(U76=\"\",'Combined scenario - input'!$D61=\"\"),\"\",U76/'Combined scenario - input'!$D61),\"\")","v":""},{"$f":"IFERROR(IF(OR(V76=\"\",'Combined scenario - input'!$D61=\"\"),\"\",V76/'Combined scenario - input'!$D61),\"\")","v":""},{"$f":"IFERROR(IF(OR(W76=\"\",'Combined scenario - input'!$D61=\"\"),\"\",W76/'Combined scenario - input'!$D61),\"\")","v":""}]
[{"$f":"IFERROR('Combined scenario - input'!A62,\"\")","v":""},{"$f":"IFERROR('Combined scenario - input'!B62,\"\")","v":""},{"$f":"IFERROR('Combined scenario - input'!C62,\"\")","v":""},{"$f":"IFERROR(repcalc('Combined scenario - input'!$CV62:$GH62,'Combined scenario - input'!$G62,'Combined scenario - input'!$E62,'Combined scenario - input'!$F62,20,TRUE,TRUE),\"\")","v":""},"","","","","","","","","","","","","","","","","","","",{"$f":"IFERROR(IF(OR(D77=\"\",'Combined scenario - input'!$D62=\"\"),\"\",D77/'Combined scenario - input'!$D62),\"\")","v":""},{"$f":"IFERROR(IF(OR(E77=\"\",'Combined scenario - input'!$D62=\"\"),\"\",E77/'Combined scenario - input'!$D62),\"\")","v":""},{"$f":"IFERROR(IF(OR(F77=\"\",'Combined scenario - input'!$D62=\"\"),\"\",F77/'Combined scenario - input'!$D62),\"\")","v":""},{"$f":"IFERROR(IF(OR(G77=\"\",'Combined scenario - input'!$D62=\"\"),\"\",G77/'Combined scenario - input'!$D62),\"\")","v":""},{"$f":"IFERROR(IF(OR(H77=\"\",'Combined scenario - input'!$D62=\"\"),\"\",H77/'Combined scenario - input'!$D62),\"\")","v":""},{"$f":"IFERROR(IF(OR(I77=\"\",'Combined scenario - input'!$D62=\"\"),\"\",I77/'Combined scenario - input'!$D62),\"\")","v":""},{"$f":"IFERROR(IF(OR(J77=\"\",'Combined scenario - input'!$D62=\"\"),\"\",J77/'Combined scenario - input'!$D62),\"\")","v":""},{"$f":"IFERROR(IF(OR(K77=\"\",'Combined scenario - input'!$D62=\"\"),\"\",K77/'Combined scenario - input'!$D62),\"\")","v":""},{"$f":"IFERROR(IF(OR(L77=\"\",'Combined scenario - input'!$D62=\"\"),\"\",L77/'Combined scenario - input'!$D62),\"\")","v":""},{"$f":"IFERROR(IF(OR(M77=\"\",'Combined scenario - input'!$D62=\"\"),\"\",M77/'Combined scenario - input'!$D62),\"\")","v":""},{"$f":"IFERROR(IF(OR(N77=\"\",'Combined scenario - input'!$D62=\"\"),\"\",N77/'Combined scenario - input'!$D62),\"\")","v":""},{"$f":"IFERROR(IF(OR(O77=\"\",'Combined scenario - input'!$D62=\"\"),\"\",O77/'Combined scenario - input'!$D62),\"\")","v":""},{"$f":"IFERROR(IF(OR(P77=\"\",'Combined scenario - input'!$D62=\"\"),\"\",P77/'Combined scenario - input'!$D62),\"\")","v":""},{"$f":"IFERROR(IF(OR(Q77=\"\",'Combined scenario - input'!$D62=\"\"),\"\",Q77/'Combined scenario - input'!$D62),\"\")","v":""},{"$f":"IFERROR(IF(OR(R77=\"\",'Combined scenario - input'!$D62=\"\"),\"\",R77/'Combined scenario - input'!$D62),\"\")","v":""},{"$f":"IFERROR(IF(OR(S77=\"\",'Combined scenario - input'!$D62=\"\"),\"\",S77/'Combined scenario - input'!$D62),\"\")","v":""},{"$f":"IFERROR(IF(OR(T77=\"\",'Combined scenario - input'!$D62=\"\"),\"\",T77/'Combined scenario - input'!$D62),\"\")","v":""},{"$f":"IFERROR(IF(OR(U77=\"\",'Combined scenario - input'!$D62=\"\"),\"\",U77/'Combined scenario - input'!$D62),\"\")","v":""},{"$f":"IFERROR(IF(OR(V77=\"\",'Combined scenario - input'!$D62=\"\"),\"\",V77/'Combined scenario - input'!$D62),\"\")","v":""},{"$f":"IFERROR(IF(OR(W77=\"\",'Combined scenario - input'!$D62=\"\"),\"\",W77/'Combined scenario - input'!$D62),\"\")","v":""}]
[{"$f":"IFERROR('Combined scenario - input'!A63,\"\")","v":""},{"$f":"IFERROR('Combined scenario - input'!B63,\"\")","v":""},{"$f":"IFERROR('Combined scenario - input'!C63,\"\")","v":""},{"$f":"IFERROR(repcalc('Combined scenario - input'!$CV63:$GH63,'Combined scenario - input'!$G63,'Combined scenario - input'!$E63,'Combined scenario - input'!$F63,20,TRUE,TRUE),\"\")","v":""},"","","","","","","","","","","","","","","","","","","",{"$f":"IFERROR(IF(OR(D78=\"\",'Combined scenario - input'!$D63=\"\"),\"\",D78/'Combined scenario - input'!$D63),\"\")","v":""},{"$f":"IFERROR(IF(OR(E78=\"\",'Combined scenario - input'!$D63=\"\"),\"\",E78/'Combined scenario - input'!$D63),\"\")","v":""},{"$f":"IFERROR(IF(OR(F78=\"\",'Combined scenario - input'!$D63=\"\"),\"\",F78/'Combined scenario - input'!$D63),\"\")","v":""},{"$f":"IFERROR(IF(OR(G78=\"\",'Combined scenario - input'!$D63=\"\"),\"\",G78/'Combined scenario - input'!$D63),\"\")","v":""},{"$f":"IFERROR(IF(OR(H78=\"\",'Combined scenario - input'!$D63=\"\"),\"\",H78/'Combined scenario - input'!$D63),\"\")","v":""},{"$f":"IFERROR(IF(OR(I78=\"\",'Combined scenario - input'!$D63=\"\"),\"\",I78/'Combined scenario - input'!$D63),\"\")","v":""},{"$f":"IFERROR(IF(OR(J78=\"\",'Combined scenario - input'!$D63=\"\"),\"\",J78/'Combined scenario - input'!$D63),\"\")","v":""},{"$f":"IFERROR(IF(OR(K78=\"\",'Combined scenario - input'!$D63=\"\"),\"\",K78/'Combined scenario - input'!$D63),\"\")","v":""},{"$f":"IFERROR(IF(OR(L78=\"\",'Combined scenario - input'!$D63=\"\"),\"\",L78/'Combined scenario - input'!$D63),\"\")","v":""},{"$f":"IFERROR(IF(OR(M78=\"\",'Combined scenario - input'!$D63=\"\"),\"\",M78/'Combined scenario - input'!$D63),\"\")","v":""},{"$f":"IFERROR(IF(OR(N78=\"\",'Combined scenario - input'!$D63=\"\"),\"\",N78/'Combined scenario - input'!$D63),\"\")","v":""},{"$f":"IFERROR(IF(OR(O78=\"\",'Combined scenario - input'!$D63=\"\"),\"\",O78/'Combined scenario - input'!$D63),\"\")","v":""},{"$f":"IFERROR(IF(OR(P78=\"\",'Combined scenario - input'!$D63=\"\"),\"\",P78/'Combined scenario - input'!$D63),\"\")","v":""},{"$f":"IFERROR(IF(OR(Q78=\"\",'Combined scenario - input'!$D63=\"\"),\"\",Q78/'Combined scenario - input'!$D63),\"\")","v":""},{"$f":"IFERROR(IF(OR(R78=\"\",'Combined scenario - input'!$D63=\"\"),\"\",R78/'Combined scenario - input'!$D63),\"\")","v":""},{"$f":"IFERROR(IF(OR(S78=\"\",'Combined scenario - input'!$D63=\"\"),\"\",S78/'Combined scenario - input'!$D63),\"\")","v":""},{"$f":"IFERROR(IF(OR(T78=\"\",'Combined scenario - input'!$D63=\"\"),\"\",T78/'Combined scenario - input'!$D63),\"\")","v":""},{"$f":"IFERROR(IF(OR(U78=\"\",'Combined scenario - input'!$D63=\"\"),\"\",U78/'Combined scenario - input'!$D63),\"\")","v":""},{"$f":"IFERROR(IF(OR(V78=\"\",'Combined scenario - input'!$D63=\"\"),\"\",V78/'Combined scenario - input'!$D63),\"\")","v":""},{"$f":"IFERROR(IF(OR(W78=\"\",'Combined scenario - input'!$D63=\"\"),\"\",W78/'Combined scenario - input'!$D63),\"\")","v":""}]
[{"$f":"IFERROR('Combined scenario - input'!A64,\"\")","v":""},{"$f":"IFERROR('Combined scenario - input'!B64,\"\")","v":""},{"$f":"IFERROR('Combined scenario - input'!C64,\"\")","v":""},{"$f":"IFERROR(repcalc('Combined scenario - input'!$CV64:$GH64,'Combined scenario - input'!$G64,'Combined scenario - input'!$E64,'Combined scenario - input'!$F64,20,TRUE,TRUE),\"\")","v":""},"","","","","","","","","","","","","","","","","","","",{"$f":"IFERROR(IF(OR(D79=\"\",'Combined scenario - input'!$D64=\"\"),\"\",D79/'Combined scenario - input'!$D64),\"\")","v":""},{"$f":"IFERROR(IF(OR(E79=\"\",'Combined scenario - input'!$D64=\"\"),\"\",E79/'Combined scenario - input'!$D64),\"\")","v":""},{"$f":"IFERROR(IF(OR(F79=\"\",'Combined scenario - input'!$D64=\"\"),\"\",F79/'Combined scenario - input'!$D64),\"\")","v":""},{"$f":"IFERROR(IF(OR(G79=\"\",'Combined scenario - input'!$D64=\"\"),\"\",G79/'Combined scenario - input'!$D64),\"\")","v":""},{"$f":"IFERROR(IF(OR(H79=\"\",'Combined scenario - input'!$D64=\"\"),\"\",H79/'Combined scenario - input'!$D64),\"\")","v":""},{"$f":"IFERROR(IF(OR(I79=\"\",'Combined scenario - input'!$D64=\"\"),\"\",I79/'Combined scenario - input'!$D64),\"\")","v":""},{"$f":"IFERROR(IF(OR(J79=\"\",'Combined scenario - input'!$D64=\"\"),\"\",J79/'Combined scenario - input'!$D64),\"\")","v":""},{"$f":"IFERROR(IF(OR(K79=\"\",'Combined scenario - input'!$D64=\"\"),\"\",K79/'Combined scenario - input'!$D64),\"\")","v":""},{"$f":"IFERROR(IF(OR(L79=\"\",'Combined scenario - input'!$D64=\"\"),\"\",L79/'Combined scenario - input'!$D64),\"\")","v":""},{"$f":"IFERROR(IF(OR(M79=\"\",'Combined scenario - input'!$D64=\"\"),\"\",M79/'Combined scenario - input'!$D64),\"\")","v":""},{"$f":"IFERROR(IF(OR(N79=\"\",'Combined scenario - input'!$D64=\"\"),\"\",N79/'Combined scenario - input'!$D64),\"\")","v":""},{"$f":"IFERROR(IF(OR(O79=\"\",'Combined scenario - input'!$D64=\"\"),\"\",O79/'Combined scenario - input'!$D64),\"\")","v":""},{"$f":"IFERROR(IF(OR(P79=\"\",'Combined scenario - input'!$D64=\"\"),\"\",P79/'Combined scenario - input'!$D64),\"\")","v":""},{"$f":"IFERROR(IF(OR(Q79=\"\",'Combined scenario - input'!$D64=\"\"),\"\",Q79/'Combined scenario - input'!$D64),\"\")","v":""},{"$f":"IFERROR(IF(OR(R79=\"\",'Combined scenario - input'!$D64=\"\"),\"\",R79/'Combined scenario - input'!$D64),\"\")","v":""},{"$f":"IFERROR(IF(OR(S79=\"\",'Combined scenario - input'!$D64=\"\"),\"\",S79/'Combined scenario - input'!$D64),\"\")","v":""},{"$f":"IFERROR(IF(OR(T79=\"\",'Combined scenario - input'!$D64=\"\"),\"\",T79/'Combined scenario - input'!$D64),\"\")","v":""},{"$f":"IFERROR(IF(OR(U79=\"\",'Combined scenario - input'!$D64=\"\"),\"\",U79/'Combined scenario - input'!$D64),\"\")","v":""},{"$f":"IFERROR(IF(OR(V79=\"\",'Combined scenario - input'!$D64=\"\"),\"\",V79/'Combined scenario - input'!$D64),\"\")","v":""},{"$f":"IFERROR(IF(OR(W79=\"\",'Combined scenario - input'!$D64=\"\"),\"\",W79/'Combined scenario - input'!$D64),\"\")","v":""}]
[{"$f":"IFERROR('Combined scenario - input'!A65,\"\")","v":""},{"$f":"IFERROR('Combined scenario - input'!B65,\"\")","v":""},{"$f":"IFERROR('Combined scenario - input'!C65,\"\")","v":""},{"$f":"IFERROR(repcalc('Combined scenario - input'!$CV65:$GH65,'Combined scenario - input'!$G65,'Combined scenario - input'!$E65,'Combined scenario - input'!$F65,20,TRUE,TRUE),\"\")","v":""},"","","","","","","","","","","","","","","","","","","",{"$f":"IFERROR(IF(OR(D80=\"\",'Combined scenario - input'!$D65=\"\"),\"\",D80/'Combined scenario - input'!$D65),\"\")","v":""},{"$f":"IFERROR(IF(OR(E80=\"\",'Combined scenario - input'!$D65=\"\"),\"\",E80/'Combined scenario - input'!$D65),\"\")","v":""},{"$f":"IFERROR(IF(OR(F80=\"\",'Combined scenario - input'!$D65=\"\"),\"\",F80/'Combined scenario - input'!$D65),\"\")","v":""},{"$f":"IFERROR(IF(OR(G80=\"\",'Combined scenario - input'!$D65=\"\"),\"\",G80/'Combined scenario - input'!$D65),\"\")","v":""},{"$f":"IFERROR(IF(OR(H80=\"\",'Combined scenario - input'!$D65=\"\"),\"\",H80/'Combined scenario - input'!$D65),\"\")","v":""},{"$f":"IFERROR(IF(OR(I80=\"\",'Combined scenario - input'!$D65=\"\"),\"\",I80/'Combined scenario - input'!$D65),\"\")","v":""},{"$f":"IFERROR(IF(OR(J80=\"\",'Combined scenario - input'!$D65=\"\"),\"\",J80/'Combined scenario - input'!$D65),\"\")","v":""},{"$f":"IFERROR(IF(OR(K80=\"\",'Combined scenario - input'!$D65=\"\"),\"\",K80/'Combined scenario - input'!$D65),\"\")","v":""},{"$f":"IFERROR(IF(OR(L80=\"\",'Combined scenario - input'!$D65=\"\"),\"\",L80/'Combined scenario - input'!$D65),\"\")","v":""},{"$f":"IFERROR(IF(OR(M80=\"\",'Combined scenario - input'!$D65=\"\"),\"\",M80/'Combined scenario - input'!$D65),\"\")","v":""},{"$f":"IFERROR(IF(OR(N80=\"\",'Combined scenario - input'!$D65=\"\"),\"\",N80/'Combined scenario - input'!$D65),\"\")","v":""},{"$f":"IFERROR(IF(OR(O80=\"\",'Combined scenario - input'!$D65=\"\"),\"\",O80/'Combined scenario - input'!$D65),\"\")","v":""},{"$f":"IFERROR(IF(OR(P80=\"\",'Combined scenario - input'!$D65=\"\"),\"\",P80/'Combined scenario - input'!$D65),\"\")","v":""},{"$f":"IFERROR(IF(OR(Q80=\"\",'Combined scenario - input'!$D65=\"\"),\"\",Q80/'Combined scenario - input'!$D65),\"\")","v":""},{"$f":"IFERROR(IF(OR(R80=\"\",'Combined scenario - input'!$D65=\"\"),\"\",R80/'Combined scenario - input'!$D65),\"\")","v":""},{"$f":"IFERROR(IF(OR(S80=\"\",'Combined scenario - input'!$D65=\"\"),\"\",S80/'Combined scenario - input'!$D65),\"\")","v":""},{"$f":"IFERROR(IF(OR(T80=\"\",'Combined scenario - input'!$D65=\"\"),\"\",T80/'Combined scenario - input'!$D65),\"\")","v":""},{"$f":"IFERROR(IF(OR(U80=\"\",'Combined scenario - input'!$D65=\"\"),\"\",U80/'Combined scenario - input'!$D65),\"\")","v":""},{"$f":"IFERROR(IF(OR(V80=\"\",'Combined scenario - input'!$D65=\"\"),\"\",V80/'Combined scenario - input'!$D65),\"\")","v":""},{"$f":"IFERROR(IF(OR(W80=\"\",'Combined scenario - input'!$D65=\"\"),\"\",W80/'Combined scenario - input'!$D65),\"\")","v":""}]
[{"$f":"IFERROR('Combined scenario - input'!A66,\"\")","v":""},{"$f":"IFERROR('Combined scenario - input'!B66,\"\")","v":""},{"$f":"IFERROR('Combined scenario - input'!C66,\"\")","v":""},{"$f":"IFERROR(repcalc('Combined scenario - input'!$CV66:$GH66,'Combined scenario - input'!$G66,'Combined scenario - input'!$E66,'Combined scenario - input'!$F66,20,TRUE,TRUE),\"\")","v":""},"","","","","","","","","","","","","","","","","","","",{"$f":"IFERROR(IF(OR(D81=\"\",'Combined scenario - input'!$D66=\"\"),\"\",D81/'Combined scenario - input'!$D66),\"\")","v":""},{"$f":"IFERROR(IF(OR(E81=\"\",'Combined scenario - input'!$D66=\"\"),\"\",E81/'Combined scenario - input'!$D66),\"\")","v":""},{"$f":"IFERROR(IF(OR(F81=\"\",'Combined scenario - input'!$D66=\"\"),\"\",F81/'Combined scenario - input'!$D66),\"\")","v":""},{"$f":"IFERROR(IF(OR(G81=\"\",'Combined scenario - input'!$D66=\"\"),\"\",G81/'Combined scenario - input'!$D66),\"\")","v":""},{"$f":"IFERROR(IF(OR(H81=\"\",'Combined scenario - input'!$D66=\"\"),\"\",H81/'Combined scenario - input'!$D66),\"\")","v":""},{"$f":"IFERROR(IF(OR(I81=\"\",'Combined scenario - input'!$D66=\"\"),\"\",I81/'Combined scenario - input'!$D66),\"\")","v":""},{"$f":"IFERROR(IF(OR(J81=\"\",'Combined scenario - input'!$D66=\"\"),\"\",J81/'Combined scenario - input'!$D66),\"\")","v":""},{"$f":"IFERROR(IF(OR(K81=\"\",'Combined scenario - input'!$D66=\"\"),\"\",K81/'Combined scenario - input'!$D66),\"\")","v":""},{"$f":"IFERROR(IF(OR(L81=\"\",'Combined scenario - input'!$D66=\"\"),\"\",L81/'Combined scenario - input'!$D66),\"\")","v":""},{"$f":"IFERROR(IF(OR(M81=\"\",'Combined scenario - input'!$D66=\"\"),\"\",M81/'Combined scenario - input'!$D66),\"\")","v":""},{"$f":"IFERROR(IF(OR(N81=\"\",'Combined scenario - input'!$D66=\"\"),\"\",N81/'Combined scenario - input'!$D66),\"\")","v":""},{"$f":"IFERROR(IF(OR(O81=\"\",'Combined scenario - input'!$D66=\"\"),\"\",O81/'Combined scenario - input'!$D66),\"\")","v":""},{"$f":"IFERROR(IF(OR(P81=\"\",'Combined scenario - input'!$D66=\"\"),\"\",P81/'Combined scenario - input'!$D66),\"\")","v":""},{"$f":"IFERROR(IF(OR(Q81=\"\",'Combined scenario - input'!$D66=\"\"),\"\",Q81/'Combined scenario - input'!$D66),\"\")","v":""},{"$f":"IFERROR(IF(OR(R81=\"\",'Combined scenario - input'!$D66=\"\"),\"\",R81/'Combined scenario - input'!$D66),\"\")","v":""},{"$f":"IFERROR(IF(OR(S81=\"\",'Combined scenario - input'!$D66=\"\"),\"\",S81/'Combined scenario - input'!$D66),\"\")","v":""},{"$f":"IFERROR(IF(OR(T81=\"\",'Combined scenario - input'!$D66=\"\"),\"\",T81/'Combined scenario - input'!$D66),\"\")","v":""},{"$f":"IFERROR(IF(OR(U81=\"\",'Combined scenario - input'!$D66=\"\"),\"\",U81/'Combined scenario - input'!$D66),\"\")","v":""},{"$f":"IFERROR(IF(OR(V81=\"\",'Combined scenario - input'!$D66=\"\"),\"\",V81/'Combined scenario - input'!$D66),\"\")","v":""},{"$f":"IFERROR(IF(OR(W81=\"\",'Combined scenario - input'!$D66=\"\"),\"\",W81/'Combined scenario - input'!$D66),\"\")","v":""}]
[{"$f":"IFERROR('Combined scenario - input'!A67,\"\")","v":""},{"$f":"IFERROR('Combined scenario - input'!B67,\"\")","v":""},{"$f":"IFERROR('Combined scenario - input'!C67,\"\")","v":""},{"$f":"IFERROR(repcalc('Combined scenario - input'!$CV67:$GH67,'Combined scenario - input'!$G67,'Combined scenario - input'!$E67,'Combined scenario - input'!$F67,20,TRUE,TRUE),\"\")","v":""},"","","","","","","","","","","","","","","","","","","",{"$f":"IFERROR(IF(OR(D82=\"\",'Combined scenario - input'!$D67=\"\"),\"\",D82/'Combined scenario - input'!$D67),\"\")","v":""},{"$f":"IFERROR(IF(OR(E82=\"\",'Combined scenario - input'!$D67=\"\"),\"\",E82/'Combined scenario - input'!$D67),\"\")","v":""},{"$f":"IFERROR(IF(OR(F82=\"\",'Combined scenario - input'!$D67=\"\"),\"\",F82/'Combined scenario - input'!$D67),\"\")","v":""},{"$f":"IFERROR(IF(OR(G82=\"\",'Combined scenario - input'!$D67=\"\"),\"\",G82/'Combined scenario - input'!$D67),\"\")","v":""},{"$f":"IFERROR(IF(OR(H82=\"\",'Combined scenario - input'!$D67=\"\"),\"\",H82/'Combined scenario - input'!$D67),\"\")","v":""},{"$f":"IFERROR(IF(OR(I82=\"\",'Combined scenario - input'!$D67=\"\"),\"\",I82/'Combined scenario - input'!$D67),\"\")","v":""},{"$f":"IFERROR(IF(OR(J82=\"\",'Combined scenario - input'!$D67=\"\"),\"\",J82/'Combined scenario - input'!$D67),\"\")","v":""},{"$f":"IFERROR(IF(OR(K82=\"\",'Combined scenario - input'!$D67=\"\"),\"\",K82/'Combined scenario - input'!$D67),\"\")","v":""},{"$f":"IFERROR(IF(OR(L82=\"\",'Combined scenario - input'!$D67=\"\"),\"\",L82/'Combined scenario - input'!$D67),\"\")","v":""},{"$f":"IFERROR(IF(OR(M82=\"\",'Combined scenario - input'!$D67=\"\"),\"\",M82/'Combined scenario - input'!$D67),\"\")","v":""},{"$f":"IFERROR(IF(OR(N82=\"\",'Combined scenario - input'!$D67=\"\"),\"\",N82/'Combined scenario - input'!$D67),\"\")","v":""},{"$f":"IFERROR(IF(OR(O82=\"\",'Combined scenario - input'!$D67=\"\"),\"\",O82/'Combined scenario - input'!$D67),\"\")","v":""},{"$f":"IFERROR(IF(OR(P82=\"\",'Combined scenario - input'!$D67=\"\"),\"\",P82/'Combined scenario - input'!$D67),\"\")","v":""},{"$f":"IFERROR(IF(OR(Q82=\"\",'Combined scenario - input'!$D67=\"\"),\"\",Q82/'Combined scenario - input'!$D67),\"\")","v":""},{"$f":"IFERROR(IF(OR(R82=\"\",'Combined scenario - input'!$D67=\"\"),\"\",R82/'Combined scenario - input'!$D67),\"\")","v":""},{"$f":"IFERROR(IF(OR(S82=\"\",'Combined scenario - input'!$D67=\"\"),\"\",S82/'Combined scenario - input'!$D67),\"\")","v":""},{"$f":"IFERROR(IF(OR(T82=\"\",'Combined scenario - input'!$D67=\"\"),\"\",T82/'Combined scenario - input'!$D67),\"\")","v":""},{"$f":"IFERROR(IF(OR(U82=\"\",'Combined scenario - input'!$D67=\"\"),\"\",U82/'Combined scenario - input'!$D67),\"\")","v":""},{"$f":"IFERROR(IF(OR(V82=\"\",'Combined scenario - input'!$D67=\"\"),\"\",V82/'Combined scenario - input'!$D67),\"\")","v":""},{"$f":"IFERROR(IF(OR(W82=\"\",'Combined scenario - input'!$D67=\"\"),\"\",W82/'Combined scenario - input'!$D67),\"\")","v":""}]
[{"$f":"IFERROR('Combined scenario - input'!A68,\"\")","v":""},{"$f":"IFERROR('Combined scenario - input'!B68,\"\")","v":""},{"$f":"IFERROR('Combined scenario - input'!C68,\"\")","v":""},{"$f":"IFERROR(repcalc('Combined scenario - input'!$CV68:$GH68,'Combined scenario - input'!$G68,'Combined scenario - input'!$E68,'Combined scenario - input'!$F68,20,TRUE,TRUE),\"\")","v":""},"","","","","","","","","","","","","","","","","","","",{"$f":"IFERROR(IF(OR(D83=\"\",'Combined scenario - input'!$D68=\"\"),\"\",D83/'Combined scenario - input'!$D68),\"\")","v":""},{"$f":"IFERROR(IF(OR(E83=\"\",'Combined scenario - input'!$D68=\"\"),\"\",E83/'Combined scenario - input'!$D68),\"\")","v":""},{"$f":"IFERROR(IF(OR(F83=\"\",'Combined scenario - input'!$D68=\"\"),\"\",F83/'Combined scenario - input'!$D68),\"\")","v":""},{"$f":"IFERROR(IF(OR(G83=\"\",'Combined scenario - input'!$D68=\"\"),\"\",G83/'Combined scenario - input'!$D68),\"\")","v":""},{"$f":"IFERROR(IF(OR(H83=\"\",'Combined scenario - input'!$D68=\"\"),\"\",H83/'Combined scenario - input'!$D68),\"\")","v":""},{"$f":"IFERROR(IF(OR(I83=\"\",'Combined scenario - input'!$D68=\"\"),\"\",I83/'Combined scenario - input'!$D68),\"\")","v":""},{"$f":"IFERROR(IF(OR(J83=\"\",'Combined scenario - input'!$D68=\"\"),\"\",J83/'Combined scenario - input'!$D68),\"\")","v":""},{"$f":"IFERROR(IF(OR(K83=\"\",'Combined scenario - input'!$D68=\"\"),\"\",K83/'Combined scenario - input'!$D68),\"\")","v":""},{"$f":"IFERROR(IF(OR(L83=\"\",'Combined scenario - input'!$D68=\"\"),\"\",L83/'Combined scenario - input'!$D68),\"\")","v":""},{"$f":"IFERROR(IF(OR(M83=\"\",'Combined scenario - input'!$D68=\"\"),\"\",M83/'Combined scenario - input'!$D68),\"\")","v":""},{"$f":"IFERROR(IF(OR(N83=\"\",'Combined scenario - input'!$D68=\"\"),\"\",N83/'Combined scenario - input'!$D68),\"\")","v":""},{"$f":"IFERROR(IF(OR(O83=\"\",'Combined scenario - input'!$D68=\"\"),\"\",O83/'Combined scenario - input'!$D68),\"\")","v":""},{"$f":"IFERROR(IF(OR(P83=\"\",'Combined scenario - input'!$D68=\"\"),\"\",P83/'Combined scenario - input'!$D68),\"\")","v":""},{"$f":"IFERROR(IF(OR(Q83=\"\",'Combined scenario - input'!$D68=\"\"),\"\",Q83/'Combined scenario - input'!$D68),\"\")","v":""},{"$f":"IFERROR(IF(OR(R83=\"\",'Combined scenario - input'!$D68=\"\"),\"\",R83/'Combined scenario - input'!$D68),\"\")","v":""},{"$f":"IFERROR(IF(OR(S83=\"\",'Combined scenario - input'!$D68=\"\"),\"\",S83/'Combined scenario - input'!$D68),\"\")","v":""},{"$f":"IFERROR(IF(OR(T83=\"\",'Combined scenario - input'!$D68=\"\"),\"\",T83/'Combined scenario - input'!$D68),\"\")","v":""},{"$f":"IFERROR(IF(OR(U83=\"\",'Combined scenario - input'!$D68=\"\"),\"\",U83/'Combined scenario - input'!$D68),\"\")","v":""},{"$f":"IFERROR(IF(OR(V83=\"\",'Combined scenario - input'!$D68=\"\"),\"\",V83/'Combined scenario - input'!$D68),\"\")","v":""},{"$f":"IFERROR(IF(OR(W83=\"\",'Combined scenario - input'!$D68=\"\"),\"\",W83/'Combined scenario - input'!$D68),\"\")","v":""}]
[{"$f":"IFERROR('Combined scenario - input'!A69,\"\")","v":""},{"$f":"IFERROR('Combined scenario - input'!B69,\"\")","v":""},{"$f":"IFERROR('Combined scenario - input'!C69,\"\")","v":""},{"$f":"IFERROR(repcalc('Combined scenario - input'!$CV69:$GH69,'Combined scenario - input'!$G69,'Combined scenario - input'!$E69,'Combined scenario - input'!$F69,20,TRUE,TRUE),\"\")","v":""},"","","","","","","","","","","","","","","","","","","",{"$f":"IFERROR(IF(OR(D84=\"\",'Combined scenario - input'!$D69=\"\"),\"\",D84/'Combined scenario - input'!$D69),\"\")","v":""},{"$f":"IFERROR(IF(OR(E84=\"\",'Combined scenario - input'!$D69=\"\"),\"\",E84/'Combined scenario - input'!$D69),\"\")","v":""},{"$f":"IFERROR(IF(OR(F84=\"\",'Combined scenario - input'!$D69=\"\"),\"\",F84/'Combined scenario - input'!$D69),\"\")","v":""},{"$f":"IFERROR(IF(OR(G84=\"\",'Combined scenario - input'!$D69=\"\"),\"\",G84/'Combined scenario - input'!$D69),\"\")","v":""},{"$f":"IFERROR(IF(OR(H84=\"\",'Combined scenario - input'!$D69=\"\"),\"\",H84/'Combined scenario - input'!$D69),\"\")","v":""},{"$f":"IFERROR(IF(OR(I84=\"\",'Combined scenario - input'!$D69=\"\"),\"\",I84/'Combined scenario - input'!$D69),\"\")","v":""},{"$f":"IFERROR(IF(OR(J84=\"\",'Combined scenario - input'!$D69=\"\"),\"\",J84/'Combined scenario - input'!$D69),\"\")","v":""},{"$f":"IFERROR(IF(OR(K84=\"\",'Combined scenario - input'!$D69=\"\"),\"\",K84/'Combined scenario - input'!$D69),\"\")","v":""},{"$f":"IFERROR(IF(OR(L84=\"\",'Combined scenario - input'!$D69=\"\"),\"\",L84/'Combined scenario - input'!$D69),\"\")","v":""},{"$f":"IFERROR(IF(OR(M84=\"\",'Combined scenario - input'!$D69=\"\"),\"\",M84/'Combined scenario - input'!$D69),\"\")","v":""},{"$f":"IFERROR(IF(OR(N84=\"\",'Combined scenario - input'!$D69=\"\"),\"\",N84/'Combined scenario - input'!$D69),\"\")","v":""},{"$f":"IFERROR(IF(OR(O84=\"\",'Combined scenario - input'!$D69=\"\"),\"\",O84/'Combined scenario - input'!$D69),\"\")","v":""},{"$f":"IFERROR(IF(OR(P84=\"\",'Combined scenario - input'!$D69=\"\"),\"\",P84/'Combined scenario - input'!$D69),\"\")","v":""},{"$f":"IFERROR(IF(OR(Q84=\"\",'Combined scenario - input'!$D69=\"\"),\"\",Q84/'Combined scenario - input'!$D69),\"\")","v":""},{"$f":"IFERROR(IF(OR(R84=\"\",'Combined scenario - input'!$D69=\"\"),\"\",R84/'Combined scenario - input'!$D69),\"\")","v":""},{"$f":"IFERROR(IF(OR(S84=\"\",'Combined scenario - input'!$D69=\"\"),\"\",S84/'Combined scenario - input'!$D69),\"\")","v":""},{"$f":"IFERROR(IF(OR(T84=\"\",'Combined scenario - input'!$D69=\"\"),\"\",T84/'Combined scenario - input'!$D69),\"\")","v":""},{"$f":"IFERROR(IF(OR(U84=\"\",'Combined scenario - input'!$D69=\"\"),\"\",U84/'Combined scenario - input'!$D69),\"\")","v":""},{"$f":"IFERROR(IF(OR(V84=\"\",'Combined scenario - input'!$D69=\"\"),\"\",V84/'Combined scenario - input'!$D69),\"\")","v":""},{"$f":"IFERROR(IF(OR(W84=\"\",'Combined scenario - input'!$D69=\"\"),\"\",W84/'Combined scenario - input'!$D69),\"\")","v":""}]
[{"$f":"IFERROR('Combined scenario - input'!A70,\"\")","v":""},{"$f":"IFERROR('Combined scenario - input'!B70,\"\")","v":""},{"$f":"IFERROR('Combined scenario - input'!C70,\"\")","v":""},{"$f":"IFERROR(repcalc('Combined scenario - input'!$CV70:$GH70,'Combined scenario - input'!$G70,'Combined scenario - input'!$E70,'Combined scenario - input'!$F70,20,TRUE,TRUE),\"\")","v":""},"","","","","","","","","","","","","","","","","","","",{"$f":"IFERROR(IF(OR(D85=\"\",'Combined scenario - input'!$D70=\"\"),\"\",D85/'Combined scenario - input'!$D70),\"\")","v":""},{"$f":"IFERROR(IF(OR(E85=\"\",'Combined scenario - input'!$D70=\"\"),\"\",E85/'Combined scenario - input'!$D70),\"\")","v":""},{"$f":"IFERROR(IF(OR(F85=\"\",'Combined scenario - input'!$D70=\"\"),\"\",F85/'Combined scenario - input'!$D70),\"\")","v":""},{"$f":"IFERROR(IF(OR(G85=\"\",'Combined scenario - input'!$D70=\"\"),\"\",G85/'Combined scenario - input'!$D70),\"\")","v":""},{"$f":"IFERROR(IF(OR(H85=\"\",'Combined scenario - input'!$D70=\"\"),\"\",H85/'Combined scenario - input'!$D70),\"\")","v":""},{"$f":"IFERROR(IF(OR(I85=\"\",'Combined scenario - input'!$D70=\"\"),\"\",I85/'Combined scenario - input'!$D70),\"\")","v":""},{"$f":"IFERROR(IF(OR(J85=\"\",'Combined scenario - input'!$D70=\"\"),\"\",J85/'Combined scenario - input'!$D70),\"\")","v":""},{"$f":"IFERROR(IF(OR(K85=\"\",'Combined scenario - input'!$D70=\"\"),\"\",K85/'Combined scenario - input'!$D70),\"\")","v":""},{"$f":"IFERROR(IF(OR(L85=\"\",'Combined scenario - input'!$D70=\"\"),\"\",L85/'Combined scenario - input'!$D70),\"\")","v":""},{"$f":"IFERROR(IF(OR(M85=\"\",'Combined scenario - input'!$D70=\"\"),\"\",M85/'Combined scenario - input'!$D70),\"\")","v":""},{"$f":"IFERROR(IF(OR(N85=\"\",'Combined scenario - input'!$D70=\"\"),\"\",N85/'Combined scenario - input'!$D70),\"\")","v":""},{"$f":"IFERROR(IF(OR(O85=\"\",'Combined scenario - input'!$D70=\"\"),\"\",O85/'Combined scenario - input'!$D70),\"\")","v":""},{"$f":"IFERROR(IF(OR(P85=\"\",'Combined scenario - input'!$D70=\"\"),\"\",P85/'Combined scenario - input'!$D70),\"\")","v":""},{"$f":"IFERROR(IF(OR(Q85=\"\",'Combined scenario - input'!$D70=\"\"),\"\",Q85/'Combined scenario - input'!$D70),\"\")","v":""},{"$f":"IFERROR(IF(OR(R85=\"\",'Combined scenario - input'!$D70=\"\"),\"\",R85/'Combined scenario - input'!$D70),\"\")","v":""},{"$f":"IFERROR(IF(OR(S85=\"\",'Combined scenario - input'!$D70=\"\"),\"\",S85/'Combined scenario - input'!$D70),\"\")","v":""},{"$f":"IFERROR(IF(OR(T85=\"\",'Combined scenario - input'!$D70=\"\"),\"\",T85/'Combined scenario - input'!$D70),\"\")","v":""},{"$f":"IFERROR(IF(OR(U85=\"\",'Combined scenario - input'!$D70=\"\"),\"\",U85/'Combined scenario - input'!$D70),\"\")","v":""},{"$f":"IFERROR(IF(OR(V85=\"\",'Combined scenario - input'!$D70=\"\"),\"\",V85/'Combined scenario - input'!$D70),\"\")","v":""},{"$f":"IFERROR(IF(OR(W85=\"\",'Combined scenario - input'!$D70=\"\"),\"\",W85/'Combined scenario - input'!$D70),\"\")","v":""}]
[{"$f":"IFERROR('Combined scenario - input'!A71,\"\")","v":""},{"$f":"IFERROR('Combined scenario - input'!B71,\"\")","v":""},{"$f":"IFERROR('Combined scenario - input'!C71,\"\")","v":""},{"$f":"IFERROR(repcalc('Combined scenario - input'!$CV71:$GH71,'Combined scenario - input'!$G71,'Combined scenario - input'!$E71,'Combined scenario - input'!$F71,20,TRUE,TRUE),\"\")","v":""},"","","","","","","","","","","","","","","","","","","",{"$f":"IFERROR(IF(OR(D86=\"\",'Combined scenario - input'!$D71=\"\"),\"\",D86/'Combined scenario - input'!$D71),\"\")","v":""},{"$f":"IFERROR(IF(OR(E86=\"\",'Combined scenario - input'!$D71=\"\"),\"\",E86/'Combined scenario - input'!$D71),\"\")","v":""},{"$f":"IFERROR(IF(OR(F86=\"\",'Combined scenario - input'!$D71=\"\"),\"\",F86/'Combined scenario - input'!$D71),\"\")","v":""},{"$f":"IFERROR(IF(OR(G86=\"\",'Combined scenario - input'!$D71=\"\"),\"\",G86/'Combined scenario - input'!$D71),\"\")","v":""},{"$f":"IFERROR(IF(OR(H86=\"\",'Combined scenario - input'!$D71=\"\"),\"\",H86/'Combined scenario - input'!$D71),\"\")","v":""},{"$f":"IFERROR(IF(OR(I86=\"\",'Combined scenario - input'!$D71=\"\"),\"\",I86/'Combined scenario - input'!$D71),\"\")","v":""},{"$f":"IFERROR(IF(OR(J86=\"\",'Combined scenario - input'!$D71=\"\"),\"\",J86/'Combined scenario - input'!$D71),\"\")","v":""},{"$f":"IFERROR(IF(OR(K86=\"\",'Combined scenario - input'!$D71=\"\"),\"\",K86/'Combined scenario - input'!$D71),\"\")","v":""},{"$f":"IFERROR(IF(OR(L86=\"\",'Combined scenario - input'!$D71=\"\"),\"\",L86/'Combined scenario - input'!$D71),\"\")","v":""},{"$f":"IFERROR(IF(OR(M86=\"\",'Combined scenario - input'!$D71=\"\"),\"\",M86/'Combined scenario - input'!$D71),\"\")","v":""},{"$f":"IFERROR(IF(OR(N86=\"\",'Combined scenario - input'!$D71=\"\"),\"\",N86/'Combined scenario - input'!$D71),\"\")","v":""},{"$f":"IFERROR(IF(OR(O86=\"\",'Combined scenario - input'!$D71=\"\"),\"\",O86/'Combined scenario - input'!$D71),\"\")","v":""},{"$f":"IFERROR(IF(OR(P86=\"\",'Combined scenario - input'!$D71=\"\"),\"\",P86/'Combined scenario - input'!$D71),\"\")","v":""},{"$f":"IFERROR(IF(OR(Q86=\"\",'Combined scenario - input'!$D71=\"\"),\"\",Q86/'Combined scenario - input'!$D71),\"\")","v":""},{"$f":"IFERROR(IF(OR(R86=\"\",'Combined scenario - input'!$D71=\"\"),\"\",R86/'Combined scenario - input'!$D71),\"\")","v":""},{"$f":"IFERROR(IF(OR(S86=\"\",'Combined scenario - input'!$D71=\"\"),\"\",S86/'Combined scenario - input'!$D71),\"\")","v":""},{"$f":"IFERROR(IF(OR(T86=\"\",'Combined scenario - input'!$D71=\"\"),\"\",T86/'Combined scenario - input'!$D71),\"\")","v":""},{"$f":"IFERROR(IF(OR(U86=\"\",'Combined scenario - input'!$D71=\"\"),\"\",U86/'Combined scenario - input'!$D71),\"\")","v":""},{"$f":"IFERROR(IF(OR(V86=\"\",'Combined scenario - input'!$D71=\"\"),\"\",V86/'Combined scenario - input'!$D71),\"\")","v":""},{"$f":"IFERROR(IF(OR(W86=\"\",'Combined scenario - input'!$D71=\"\"),\"\",W86/'Combined scenario - input'!$D71),\"\")","v":""}]
[{"$f":"IFERROR('Combined scenario - input'!A72,\"\")","v":""},{"$f":"IFERROR('Combined scenario - input'!B72,\"\")","v":""},{"$f":"IFERROR('Combined scenario - input'!C72,\"\")","v":""},{"$f":"IFERROR(repcalc('Combined scenario - input'!$CV72:$GH72,'Combined scenario - input'!$G72,'Combined scenario - input'!$E72,'Combined scenario - input'!$F72,20,TRUE,TRUE),\"\")","v":""},"","","","","","","","","","","","","","","","","","","",{"$f":"IFERROR(IF(OR(D87=\"\",'Combined scenario - input'!$D72=\"\"),\"\",D87/'Combined scenario - input'!$D72),\"\")","v":""},{"$f":"IFERROR(IF(OR(E87=\"\",'Combined scenario - input'!$D72=\"\"),\"\",E87/'Combined scenario - input'!$D72),\"\")","v":""},{"$f":"IFERROR(IF(OR(F87=\"\",'Combined scenario - input'!$D72=\"\"),\"\",F87/'Combined scenario - input'!$D72),\"\")","v":""},{"$f":"IFERROR(IF(OR(G87=\"\",'Combined scenario - input'!$D72=\"\"),\"\",G87/'Combined scenario - input'!$D72),\"\")","v":""},{"$f":"IFERROR(IF(OR(H87=\"\",'Combined scenario - input'!$D72=\"\"),\"\",H87/'Combined scenario - input'!$D72),\"\")","v":""},{"$f":"IFERROR(IF(OR(I87=\"\",'Combined scenario - input'!$D72=\"\"),\"\",I87/'Combined scenario - input'!$D72),\"\")","v":""},{"$f":"IFERROR(IF(OR(J87=\"\",'Combined scenario - input'!$D72=\"\"),\"\",J87/'Combined scenario - input'!$D72),\"\")","v":""},{"$f":"IFERROR(IF(OR(K87=\"\",'Combined scenario - input'!$D72=\"\"),\"\",K87/'Combined scenario - input'!$D72),\"\")","v":""},{"$f":"IFERROR(IF(OR(L87=\"\",'Combined scenario - input'!$D72=\"\"),\"\",L87/'Combined scenario - input'!$D72),\"\")","v":""},{"$f":"IFERROR(IF(OR(M87=\"\",'Combined scenario - input'!$D72=\"\"),\"\",M87/'Combined scenario - input'!$D72),\"\")","v":""},{"$f":"IFERROR(IF(OR(N87=\"\",'Combined scenario - input'!$D72=\"\"),\"\",N87/'Combined scenario - input'!$D72),\"\")","v":""},{"$f":"IFERROR(IF(OR(O87=\"\",'Combined scenario - input'!$D72=\"\"),\"\",O87/'Combined scenario - input'!$D72),\"\")","v":""},{"$f":"IFERROR(IF(OR(P87=\"\",'Combined scenario - input'!$D72=\"\"),\"\",P87/'Combined scenario - input'!$D72),\"\")","v":""},{"$f":"IFERROR(IF(OR(Q87=\"\",'Combined scenario - input'!$D72=\"\"),\"\",Q87/'Combined scenario - input'!$D72),\"\")","v":""},{"$f":"IFERROR(IF(OR(R87=\"\",'Combined scenario - input'!$D72=\"\"),\"\",R87/'Combined scenario - input'!$D72),\"\")","v":""},{"$f":"IFERROR(IF(OR(S87=\"\",'Combined scenario - input'!$D72=\"\"),\"\",S87/'Combined scenario - input'!$D72),\"\")","v":""},{"$f":"IFERROR(IF(OR(T87=\"\",'Combined scenario - input'!$D72=\"\"),\"\",T87/'Combined scenario - input'!$D72),\"\")","v":""},{"$f":"IFERROR(IF(OR(U87=\"\",'Combined scenario - input'!$D72=\"\"),\"\",U87/'Combined scenario - input'!$D72),\"\")","v":""},{"$f":"IFERROR(IF(OR(V87=\"\",'Combined scenario - input'!$D72=\"\"),\"\",V87/'Combined scenario - input'!$D72),\"\")","v":""},{"$f":"IFERROR(IF(OR(W87=\"\",'Combined scenario - input'!$D72=\"\"),\"\",W87/'Combined scenario - input'!$D72),\"\")","v":""}]
[{"$f":"IFERROR('Combined scenario - input'!A73,\"\")","v":""},{"$f":"IFERROR('Combined scenario - input'!B73,\"\")","v":""},{"$f":"IFERROR('Combined scenario - input'!C73,\"\")","v":""},{"$f":"IFERROR(repcalc('Combined scenario - input'!$CV73:$GH73,'Combined scenario - input'!$G73,'Combined scenario - input'!$E73,'Combined scenario - input'!$F73,20,TRUE,TRUE),\"\")","v":""},"","","","","","","","","","","","","","","","","","","",{"$f":"IFERROR(IF(OR(D88=\"\",'Combined scenario - input'!$D73=\"\"),\"\",D88/'Combined scenario - input'!$D73),\"\")","v":""},{"$f":"IFERROR(IF(OR(E88=\"\",'Combined scenario - input'!$D73=\"\"),\"\",E88/'Combined scenario - input'!$D73),\"\")","v":""},{"$f":"IFERROR(IF(OR(F88=\"\",'Combined scenario - input'!$D73=\"\"),\"\",F88/'Combined scenario - input'!$D73),\"\")","v":""},{"$f":"IFERROR(IF(OR(G88=\"\",'Combined scenario - input'!$D73=\"\"),\"\",G88/'Combined scenario - input'!$D73),\"\")","v":""},{"$f":"IFERROR(IF(OR(H88=\"\",'Combined scenario - input'!$D73=\"\"),\"\",H88/'Combined scenario - input'!$D73),\"\")","v":""},{"$f":"IFERROR(IF(OR(I88=\"\",'Combined scenario - input'!$D73=\"\"),\"\",I88/'Combined scenario - input'!$D73),\"\")","v":""},{"$f":"IFERROR(IF(OR(J88=\"\",'Combined scenario - input'!$D73=\"\"),\"\",J88/'Combined scenario - input'!$D73),\"\")","v":""},{"$f":"IFERROR(IF(OR(K88=\"\",'Combined scenario - input'!$D73=\"\"),\"\",K88/'Combined scenario - input'!$D73),\"\")","v":""},{"$f":"IFERROR(IF(OR(L88=\"\",'Combined scenario - input'!$D73=\"\"),\"\",L88/'Combined scenario - input'!$D73),\"\")","v":""},{"$f":"IFERROR(IF(OR(M88=\"\",'Combined scenario - input'!$D73=\"\"),\"\",M88/'Combined scenario - input'!$D73),\"\")","v":""},{"$f":"IFERROR(IF(OR(N88=\"\",'Combined scenario - input'!$D73=\"\"),\"\",N88/'Combined scenario - input'!$D73),\"\")","v":""},{"$f":"IFERROR(IF(OR(O88=\"\",'Combined scenario - input'!$D73=\"\"),\"\",O88/'Combined scenario - input'!$D73),\"\")","v":""},{"$f":"IFERROR(IF(OR(P88=\"\",'Combined scenario - input'!$D73=\"\"),\"\",P88/'Combined scenario - input'!$D73),\"\")","v":""},{"$f":"IFERROR(IF(OR(Q88=\"\",'Combined scenario - input'!$D73=\"\"),\"\",Q88/'Combined scenario - input'!$D73),\"\")","v":""},{"$f":"IFERROR(IF(OR(R88=\"\",'Combined scenario - input'!$D73=\"\"),\"\",R88/'Combined scenario - input'!$D73),\"\")","v":""},{"$f":"IFERROR(IF(OR(S88=\"\",'Combined scenario - input'!$D73=\"\"),\"\",S88/'Combined scenario - input'!$D73),\"\")","v":""},{"$f":"IFERROR(IF(OR(T88=\"\",'Combined scenario - input'!$D73=\"\"),\"\",T88/'Combined scenario - input'!$D73),\"\")","v":""},{"$f":"IFERROR(IF(OR(U88=\"\",'Combined scenario - input'!$D73=\"\"),\"\",U88/'Combined scenario - input'!$D73),\"\")","v":""},{"$f":"IFERROR(IF(OR(V88=\"\",'Combined scenario - input'!$D73=\"\"),\"\",V88/'Combined scenario - input'!$D73),\"\")","v":""},{"$f":"IFERROR(IF(OR(W88=\"\",'Combined scenario - input'!$D73=\"\"),\"\",W88/'Combined scenario - input'!$D73),\"\")","v":""}]
[{"$f":"IFERROR('Combined scenario - input'!A74,\"\")","v":""},{"$f":"IFERROR('Combined scenario - input'!B74,\"\")","v":""},{"$f":"IFERROR('Combined scenario - input'!C74,\"\")","v":""},{"$f":"IFERROR(repcalc('Combined scenario - input'!$CV74:$GH74,'Combined scenario - input'!$G74,'Combined scenario - input'!$E74,'Combined scenario - input'!$F74,20,TRUE,TRUE),\"\")","v":""},"","","","","","","","","","","","","","","","","","","",{"$f":"IFERROR(IF(OR(D89=\"\",'Combined scenario - input'!$D74=\"\"),\"\",D89/'Combined scenario - input'!$D74),\"\")","v":""},{"$f":"IFERROR(IF(OR(E89=\"\",'Combined scenario - input'!$D74=\"\"),\"\",E89/'Combined scenario - input'!$D74),\"\")","v":""},{"$f":"IFERROR(IF(OR(F89=\"\",'Combined scenario - input'!$D74=\"\"),\"\",F89/'Combined scenario - input'!$D74),\"\")","v":""},{"$f":"IFERROR(IF(OR(G89=\"\",'Combined scenario - input'!$D74=\"\"),\"\",G89/'Combined scenario - input'!$D74),\"\")","v":""},{"$f":"IFERROR(IF(OR(H89=\"\",'Combined scenario - input'!$D74=\"\"),\"\",H89/'Combined scenario - input'!$D74),\"\")","v":""},{"$f":"IFERROR(IF(OR(I89=\"\",'Combined scenario - input'!$D74=\"\"),\"\",I89/'Combined scenario - input'!$D74),\"\")","v":""},{"$f":"IFERROR(IF(OR(J89=\"\",'Combined scenario - input'!$D74=\"\"),\"\",J89/'Combined scenario - input'!$D74),\"\")","v":""},{"$f":"IFERROR(IF(OR(K89=\"\",'Combined scenario - input'!$D74=\"\"),\"\",K89/'Combined scenario - input'!$D74),\"\")","v":""},{"$f":"IFERROR(IF(OR(L89=\"\",'Combined scenario - input'!$D74=\"\"),\"\",L89/'Combined scenario - input'!$D74),\"\")","v":""},{"$f":"IFERROR(IF(OR(M89=\"\",'Combined scenario - input'!$D74=\"\"),\"\",M89/'Combined scenario - input'!$D74),\"\")","v":""},{"$f":"IFERROR(IF(OR(N89=\"\",'Combined scenario - input'!$D74=\"\"),\"\",N89/'Combined scenario - input'!$D74),\"\")","v":""},{"$f":"IFERROR(IF(OR(O89=\"\",'Combined scenario - input'!$D74=\"\"),\"\",O89/'Combined scenario - input'!$D74),\"\")","v":""},{"$f":"IFERROR(IF(OR(P89=\"\",'Combined scenario - input'!$D74=\"\"),\"\",P89/'Combined scenario - input'!$D74),\"\")","v":""},{"$f":"IFERROR(IF(OR(Q89=\"\",'Combined scenario - input'!$D74=\"\"),\"\",Q89/'Combined scenario - input'!$D74),\"\")","v":""},{"$f":"IFERROR(IF(OR(R89=\"\",'Combined scenario - input'!$D74=\"\"),\"\",R89/'Combined scenario - input'!$D74),\"\")","v":""},{"$f":"IFERROR(IF(OR(S89=\"\",'Combined scenario - input'!$D74=\"\"),\"\",S89/'Combined scenario - input'!$D74),\"\")","v":""},{"$f":"IFERROR(IF(OR(T89=\"\",'Combined scenario - input'!$D74=\"\"),\"\",T89/'Combined scenario - input'!$D74),\"\")","v":""},{"$f":"IFERROR(IF(OR(U89=\"\",'Combined scenario - input'!$D74=\"\"),\"\",U89/'Combined scenario - input'!$D74),\"\")","v":""},{"$f":"IFERROR(IF(OR(V89=\"\",'Combined scenario - input'!$D74=\"\"),\"\",V89/'Combined scenario - input'!$D74),\"\")","v":""},{"$f":"IFERROR(IF(OR(W89=\"\",'Combined scenario - input'!$D74=\"\"),\"\",W89/'Combined scenario - input'!$D74),\"\")","v":""}]
[{"$f":"IFERROR('Combined scenario - input'!A75,\"\")","v":""},{"$f":"IFERROR('Combined scenario - input'!B75,\"\")","v":""},{"$f":"IFERROR('Combined scenario - input'!C75,\"\")","v":""},{"$f":"IFERROR(repcalc('Combined scenario - input'!$CV75:$GH75,'Combined scenario - input'!$G75,'Combined scenario - input'!$E75,'Combined scenario - input'!$F75,20,TRUE,TRUE),\"\")","v":""},"","","","","","","","","","","","","","","","","","","",{"$f":"IFERROR(IF(OR(D90=\"\",'Combined scenario - input'!$D75=\"\"),\"\",D90/'Combined scenario - input'!$D75),\"\")","v":""},{"$f":"IFERROR(IF(OR(E90=\"\",'Combined scenario - input'!$D75=\"\"),\"\",E90/'Combined scenario - input'!$D75),\"\")","v":""},{"$f":"IFERROR(IF(OR(F90=\"\",'Combined scenario - input'!$D75=\"\"),\"\",F90/'Combined scenario - input'!$D75),\"\")","v":""},{"$f":"IFERROR(IF(OR(G90=\"\",'Combined scenario - input'!$D75=\"\"),\"\",G90/'Combined scenario - input'!$D75),\"\")","v":""},{"$f":"IFERROR(IF(OR(H90=\"\",'Combined scenario - input'!$D75=\"\"),\"\",H90/'Combined scenario - input'!$D75),\"\")","v":""},{"$f":"IFERROR(IF(OR(I90=\"\",'Combined scenario - input'!$D75=\"\"),\"\",I90/'Combined scenario - input'!$D75),\"\")","v":""},{"$f":"IFERROR(IF(OR(J90=\"\",'Combined scenario - input'!$D75=\"\"),\"\",J90/'Combined scenario - input'!$D75),\"\")","v":""},{"$f":"IFERROR(IF(OR(K90=\"\",'Combined scenario - input'!$D75=\"\"),\"\",K90/'Combined scenario - input'!$D75),\"\")","v":""},{"$f":"IFERROR(IF(OR(L90=\"\",'Combined scenario - input'!$D75=\"\"),\"\",L90/'Combined scenario - input'!$D75),\"\")","v":""},{"$f":"IFERROR(IF(OR(M90=\"\",'Combined scenario - input'!$D75=\"\"),\"\",M90/'Combined scenario - input'!$D75),\"\")","v":""},{"$f":"IFERROR(IF(OR(N90=\"\",'Combined scenario - input'!$D75=\"\"),\"\",N90/'Combined scenario - input'!$D75),\"\")","v":""},{"$f":"IFERROR(IF(OR(O90=\"\",'Combined scenario - input'!$D75=\"\"),\"\",O90/'Combined scenario - input'!$D75),\"\")","v":""},{"$f":"IFERROR(IF(OR(P90=\"\",'Combined scenario - input'!$D75=\"\"),\"\",P90/'Combined scenario - input'!$D75),\"\")","v":""},{"$f":"IFERROR(IF(OR(Q90=\"\",'Combined scenario - input'!$D75=\"\"),\"\",Q90/'Combined scenario - input'!$D75),\"\")","v":""},{"$f":"IFERROR(IF(OR(R90=\"\",'Combined scenario - input'!$D75=\"\"),\"\",R90/'Combined scenario - input'!$D75),\"\")","v":""},{"$f":"IFERROR(IF(OR(S90=\"\",'Combined scenario - input'!$D75=\"\"),\"\",S90/'Combined scenario - input'!$D75),\"\")","v":""},{"$f":"IFERROR(IF(OR(T90=\"\",'Combined scenario - input'!$D75=\"\"),\"\",T90/'Combined scenario - input'!$D75),\"\")","v":""},{"$f":"IFERROR(IF(OR(U90=\"\",'Combined scenario - input'!$D75=\"\"),\"\",U90/'Combined scenario - input'!$D75),\"\")","v":""},{"$f":"IFERROR(IF(OR(V90=\"\",'Combined scenario - input'!$D75=\"\"),\"\",V90/'Combined scenario - input'!$D75),\"\")","v":""},{"$f":"IFERROR(IF(OR(W90=\"\",'Combined scenario - input'!$D75=\"\"),\"\",W90/'Combined scenario - input'!$D75),\"\")","v":""}]
[{"$f":"IFERROR('Combined scenario - input'!A76,\"\")","v":""},{"$f":"IFERROR('Combined scenario - input'!B76,\"\")","v":""},{"$f":"IFERROR('Combined scenario - input'!C76,\"\")","v":""},{"$f":"IFERROR(repcalc('Combined scenario - input'!$CV76:$GH76,'Combined scenario - input'!$G76,'Combined scenario - input'!$E76,'Combined scenario - input'!$F76,20,TRUE,TRUE),\"\")","v":""},"","","","","","","","","","","","","","","","","","","",{"$f":"IFERROR(IF(OR(D91=\"\",'Combined scenario - input'!$D76=\"\"),\"\",D91/'Combined scenario - input'!$D76),\"\")","v":""},{"$f":"IFERROR(IF(OR(E91=\"\",'Combined scenario - input'!$D76=\"\"),\"\",E91/'Combined scenario - input'!$D76),\"\")","v":""},{"$f":"IFERROR(IF(OR(F91=\"\",'Combined scenario - input'!$D76=\"\"),\"\",F91/'Combined scenario - input'!$D76),\"\")","v":""},{"$f":"IFERROR(IF(OR(G91=\"\",'Combined scenario - input'!$D76=\"\"),\"\",G91/'Combined scenario - input'!$D76),\"\")","v":""},{"$f":"IFERROR(IF(OR(H91=\"\",'Combined scenario - input'!$D76=\"\"),\"\",H91/'Combined scenario - input'!$D76),\"\")","v":""},{"$f":"IFERROR(IF(OR(I91=\"\",'Combined scenario - input'!$D76=\"\"),\"\",I91/'Combined scenario - input'!$D76),\"\")","v":""},{"$f":"IFERROR(IF(OR(J91=\"\",'Combined scenario - input'!$D76=\"\"),\"\",J91/'Combined scenario - input'!$D76),\"\")","v":""},{"$f":"IFERROR(IF(OR(K91=\"\",'Combined scenario - input'!$D76=\"\"),\"\",K91/'Combined scenario - input'!$D76),\"\")","v":""},{"$f":"IFERROR(IF(OR(L91=\"\",'Combined scenario - input'!$D76=\"\"),\"\",L91/'Combined scenario - input'!$D76),\"\")","v":""},{"$f":"IFERROR(IF(OR(M91=\"\",'Combined scenario - input'!$D76=\"\"),\"\",M91/'Combined scenario - input'!$D76),\"\")","v":""},{"$f":"IFERROR(IF(OR(N91=\"\",'Combined scenario - input'!$D76=\"\"),\"\",N91/'Combined scenario - input'!$D76),\"\")","v":""},{"$f":"IFERROR(IF(OR(O91=\"\",'Combined scenario - input'!$D76=\"\"),\"\",O91/'Combined scenario - input'!$D76),\"\")","v":""},{"$f":"IFERROR(IF(OR(P91=\"\",'Combined scenario - input'!$D76=\"\"),\"\",P91/'Combined scenario - input'!$D76),\"\")","v":""},{"$f":"IFERROR(IF(OR(Q91=\"\",'Combined scenario - input'!$D76=\"\"),\"\",Q91/'Combined scenario - input'!$D76),\"\")","v":""},{"$f":"IFERROR(IF(OR(R91=\"\",'Combined scenario - input'!$D76=\"\"),\"\",R91/'Combined scenario - input'!$D76),\"\")","v":""},{"$f":"IFERROR(IF(OR(S91=\"\",'Combined scenario - input'!$D76=\"\"),\"\",S91/'Combined scenario - input'!$D76),\"\")","v":""},{"$f":"IFERROR(IF(OR(T91=\"\",'Combined scenario - input'!$D76=\"\"),\"\",T91/'Combined scenario - input'!$D76),\"\")","v":""},{"$f":"IFERROR(IF(OR(U91=\"\",'Combined scenario - input'!$D76=\"\"),\"\",U91/'Combined scenario - input'!$D76),\"\")","v":""},{"$f":"IFERROR(IF(OR(V91=\"\",'Combined scenario - input'!$D76=\"\"),\"\",V91/'Combined scenario - input'!$D76),\"\")","v":""},{"$f":"IFERROR(IF(OR(W91=\"\",'Combined scenario - input'!$D76=\"\"),\"\",W91/'Combined scenario - input'!$D76),\"\")","v":""}]
[{"$f":"IFERROR('Combined scenario - input'!A77,\"\")","v":""},{"$f":"IFERROR('Combined scenario - input'!B77,\"\")","v":""},{"$f":"IFERROR('Combined scenario - input'!C77,\"\")","v":""},{"$f":"IFERROR(repcalc('Combined scenario - input'!$CV77:$GH77,'Combined scenario - input'!$G77,'Combined scenario - input'!$E77,'Combined scenario - input'!$F77,20,TRUE,TRUE),\"\")","v":""},"","","","","","","","","","","","","","","","","","","",{"$f":"IFERROR(IF(OR(D92=\"\",'Combined scenario - input'!$D77=\"\"),\"\",D92/'Combined scenario - input'!$D77),\"\")","v":""},{"$f":"IFERROR(IF(OR(E92=\"\",'Combined scenario - input'!$D77=\"\"),\"\",E92/'Combined scenario - input'!$D77),\"\")","v":""},{"$f":"IFERROR(IF(OR(F92=\"\",'Combined scenario - input'!$D77=\"\"),\"\",F92/'Combined scenario - input'!$D77),\"\")","v":""},{"$f":"IFERROR(IF(OR(G92=\"\",'Combined scenario - input'!$D77=\"\"),\"\",G92/'Combined scenario - input'!$D77),\"\")","v":""},{"$f":"IFERROR(IF(OR(H92=\"\",'Combined scenario - input'!$D77=\"\"),\"\",H92/'Combined scenario - input'!$D77),\"\")","v":""},{"$f":"IFERROR(IF(OR(I92=\"\",'Combined scenario - input'!$D77=\"\"),\"\",I92/'Combined scenario - input'!$D77),\"\")","v":""},{"$f":"IFERROR(IF(OR(J92=\"\",'Combined scenario - input'!$D77=\"\"),\"\",J92/'Combined scenario - input'!$D77),\"\")","v":""},{"$f":"IFERROR(IF(OR(K92=\"\",'Combined scenario - input'!$D77=\"\"),\"\",K92/'Combined scenario - input'!$D77),\"\")","v":""},{"$f":"IFERROR(IF(OR(L92=\"\",'Combined scenario - input'!$D77=\"\"),\"\",L92/'Combined scenario - input'!$D77),\"\")","v":""},{"$f":"IFERROR(IF(OR(M92=\"\",'Combined scenario - input'!$D77=\"\"),\"\",M92/'Combined scenario - input'!$D77),\"\")","v":""},{"$f":"IFERROR(IF(OR(N92=\"\",'Combined scenario - input'!$D77=\"\"),\"\",N92/'Combined scenario - input'!$D77),\"\")","v":""},{"$f":"IFERROR(IF(OR(O92=\"\",'Combined scenario - input'!$D77=\"\"),\"\",O92/'Combined scenario - input'!$D77),\"\")","v":""},{"$f":"IFERROR(IF(OR(P92=\"\",'Combined scenario - input'!$D77=\"\"),\"\",P92/'Combined scenario - input'!$D77),\"\")","v":""},{"$f":"IFERROR(IF(OR(Q92=\"\",'Combined scenario - input'!$D77=\"\"),\"\",Q92/'Combined scenario - input'!$D77),\"\")","v":""},{"$f":"IFERROR(IF(OR(R92=\"\",'Combined scenario - input'!$D77=\"\"),\"\",R92/'Combined scenario - input'!$D77),\"\")","v":""},{"$f":"IFERROR(IF(OR(S92=\"\",'Combined scenario - input'!$D77=\"\"),\"\",S92/'Combined scenario - input'!$D77),\"\")","v":""},{"$f":"IFERROR(IF(OR(T92=\"\",'Combined scenario - input'!$D77=\"\"),\"\",T92/'Combined scenario - input'!$D77),\"\")","v":""},{"$f":"IFERROR(IF(OR(U92=\"\",'Combined scenario - input'!$D77=\"\"),\"\",U92/'Combined scenario - input'!$D77),\"\")","v":""},{"$f":"IFERROR(IF(OR(V92=\"\",'Combined scenario - input'!$D77=\"\"),\"\",V92/'Combined scenario - input'!$D77),\"\")","v":""},{"$f":"IFERROR(IF(OR(W92=\"\",'Combined scenario - input'!$D77=\"\"),\"\",W92/'Combined scenario - input'!$D77),\"\")","v":""}]
[{"$f":"IFERROR('Combined scenario - input'!A78,\"\")","v":""},{"$f":"IFERROR('Combined scenario - input'!B78,\"\")","v":""},{"$f":"IFERROR('Combined scenario - input'!C78,\"\")","v":""},{"$f":"IFERROR(repcalc('Combined scenario - input'!$CV78:$GH78,'Combined scenario - input'!$G78,'Combined scenario - input'!$E78,'Combined scenario - input'!$F78,20,TRUE,TRUE),\"\")","v":""},"","","","","","","","","","","","","","","","","","","",{"$f":"IFERROR(IF(OR(D93=\"\",'Combined scenario - input'!$D78=\"\"),\"\",D93/'Combined scenario - input'!$D78),\"\")","v":""},{"$f":"IFERROR(IF(OR(E93=\"\",'Combined scenario - input'!$D78=\"\"),\"\",E93/'Combined scenario - input'!$D78),\"\")","v":""},{"$f":"IFERROR(IF(OR(F93=\"\",'Combined scenario - input'!$D78=\"\"),\"\",F93/'Combined scenario - input'!$D78),\"\")","v":""},{"$f":"IFERROR(IF(OR(G93=\"\",'Combined scenario - input'!$D78=\"\"),\"\",G93/'Combined scenario - input'!$D78),\"\")","v":""},{"$f":"IFERROR(IF(OR(H93=\"\",'Combined scenario - input'!$D78=\"\"),\"\",H93/'Combined scenario - input'!$D78),\"\")","v":""},{"$f":"IFERROR(IF(OR(I93=\"\",'Combined scenario - input'!$D78=\"\"),\"\",I93/'Combined scenario - input'!$D78),\"\")","v":""},{"$f":"IFERROR(IF(OR(J93=\"\",'Combined scenario - input'!$D78=\"\"),\"\",J93/'Combined scenario - input'!$D78),\"\")","v":""},{"$f":"IFERROR(IF(OR(K93=\"\",'Combined scenario - input'!$D78=\"\"),\"\",K93/'Combined scenario - input'!$D78),\"\")","v":""},{"$f":"IFERROR(IF(OR(L93=\"\",'Combined scenario - input'!$D78=\"\"),\"\",L93/'Combined scenario - input'!$D78),\"\")","v":""},{"$f":"IFERROR(IF(OR(M93=\"\",'Combined scenario - input'!$D78=\"\"),\"\",M93/'Combined scenario - input'!$D78),\"\")","v":""},{"$f":"IFERROR(IF(OR(N93=\"\",'Combined scenario - input'!$D78=\"\"),\"\",N93/'Combined scenario - input'!$D78),\"\")","v":""},{"$f":"IFERROR(IF(OR(O93=\"\",'Combined scenario - input'!$D78=\"\"),\"\",O93/'Combined scenario - input'!$D78),\"\")","v":""},{"$f":"IFERROR(IF(OR(P93=\"\",'Combined scenario - input'!$D78=\"\"),\"\",P93/'Combined scenario - input'!$D78),\"\")","v":""},{"$f":"IFERROR(IF(OR(Q93=\"\",'Combined scenario - input'!$D78=\"\"),\"\",Q93/'Combined scenario - input'!$D78),\"\")","v":""},{"$f":"IFERROR(IF(OR(R93=\"\",'Combined scenario - input'!$D78=\"\"),\"\",R93/'Combined scenario - input'!$D78),\"\")","v":""},{"$f":"IFERROR(IF(OR(S93=\"\",'Combined scenario - input'!$D78=\"\"),\"\",S93/'Combined scenario - input'!$D78),\"\")","v":""},{"$f":"IFERROR(IF(OR(T93=\"\",'Combined scenario - input'!$D78=\"\"),\"\",T93/'Combined scenario - input'!$D78),\"\")","v":""},{"$f":"IFERROR(IF(OR(U93=\"\",'Combined scenario - input'!$D78=\"\"),\"\",U93/'Combined scenario - input'!$D78),\"\")","v":""},{"$f":"IFERROR(IF(OR(V93=\"\",'Combined scenario - input'!$D78=\"\"),\"\",V93/'Combined scenario - input'!$D78),\"\")","v":""},{"$f":"IFERROR(IF(OR(W93=\"\",'Combined scenario - input'!$D78=\"\"),\"\",W93/'Combined scenario - input'!$D78),\"\")","v":""}]
[{"$f":"IFERROR('Combined scenario - input'!A79,\"\")","v":""},{"$f":"IFERROR('Combined scenario - input'!B79,\"\")","v":""},{"$f":"IFERROR('Combined scenario - input'!C79,\"\")","v":""},{"$f":"IFERROR(repcalc('Combined scenario - input'!$CV79:$GH79,'Combined scenario - input'!$G79,'Combined scenario - input'!$E79,'Combined scenario - input'!$F79,20,TRUE,TRUE),\"\")","v":""},"","","","","","","","","","","","","","","","","","","",{"$f":"IFERROR(IF(OR(D94=\"\",'Combined scenario - input'!$D79=\"\"),\"\",D94/'Combined scenario - input'!$D79),\"\")","v":""},{"$f":"IFERROR(IF(OR(E94=\"\",'Combined scenario - input'!$D79=\"\"),\"\",E94/'Combined scenario - input'!$D79),\"\")","v":""},{"$f":"IFERROR(IF(OR(F94=\"\",'Combined scenario - input'!$D79=\"\"),\"\",F94/'Combined scenario - input'!$D79),\"\")","v":""},{"$f":"IFERROR(IF(OR(G94=\"\",'Combined scenario - input'!$D79=\"\"),\"\",G94/'Combined scenario - input'!$D79),\"\")","v":""},{"$f":"IFERROR(IF(OR(H94=\"\",'Combined scenario - input'!$D79=\"\"),\"\",H94/'Combined scenario - input'!$D79),\"\")","v":""},{"$f":"IFERROR(IF(OR(I94=\"\",'Combined scenario - input'!$D79=\"\"),\"\",I94/'Combined scenario - input'!$D79),\"\")","v":""},{"$f":"IFERROR(IF(OR(J94=\"\",'Combined scenario - input'!$D79=\"\"),\"\",J94/'Combined scenario - input'!$D79),\"\")","v":""},{"$f":"IFERROR(IF(OR(K94=\"\",'Combined scenario - input'!$D79=\"\"),\"\",K94/'Combined scenario - input'!$D79),\"\")","v":""},{"$f":"IFERROR(IF(OR(L94=\"\",'Combined scenario - input'!$D79=\"\"),\"\",L94/'Combined scenario - input'!$D79),\"\")","v":""},{"$f":"IFERROR(IF(OR(M94=\"\",'Combined scenario - input'!$D79=\"\"),\"\",M94/'Combined scenario - input'!$D79),\"\")","v":""},{"$f":"IFERROR(IF(OR(N94=\"\",'Combined scenario - input'!$D79=\"\"),\"\",N94/'Combined scenario - input'!$D79),\"\")","v":""},{"$f":"IFERROR(IF(OR(O94=\"\",'Combined scenario - input'!$D79=\"\"),\"\",O94/'Combined scenario - input'!$D79),\"\")","v":""},{"$f":"IFERROR(IF(OR(P94=\"\",'Combined scenario - input'!$D79=\"\"),\"\",P94/'Combined scenario - input'!$D79),\"\")","v":""},{"$f":"IFERROR(IF(OR(Q94=\"\",'Combined scenario - input'!$D79=\"\"),\"\",Q94/'Combined scenario - input'!$D79),\"\")","v":""},{"$f":"IFERROR(IF(OR(R94=\"\",'Combined scenario - input'!$D79=\"\"),\"\",R94/'Combined scenario - input'!$D79),\"\")","v":""},{"$f":"IFERROR(IF(OR(S94=\"\",'Combined scenario - input'!$D79=\"\"),\"\",S94/'Combined scenario - input'!$D79),\"\")","v":""},{"$f":"IFERROR(IF(OR(T94=\"\",'Combined scenario - input'!$D79=\"\"),\"\",T94/'Combined scenario - input'!$D79),\"\")","v":""},{"$f":"IFERROR(IF(OR(U94=\"\",'Combined scenario - input'!$D79=\"\"),\"\",U94/'Combined scenario - input'!$D79),\"\")","v":""},{"$f":"IFERROR(IF(OR(V94=\"\",'Combined scenario - input'!$D79=\"\"),\"\",V94/'Combined scenario - input'!$D79),\"\")","v":""},{"$f":"IFERROR(IF(OR(W94=\"\",'Combined scenario - input'!$D79=\"\"),\"\",W94/'Combined scenario - input'!$D79),\"\")","v":""}]
[{"$f":"IFERROR('Combined scenario - input'!A80,\"\")","v":""},{"$f":"IFERROR('Combined scenario - input'!B80,\"\")","v":""},{"$f":"IFERROR('Combined scenario - input'!C80,\"\")","v":""},{"$f":"IFERROR(repcalc('Combined scenario - input'!$CV80:$GH80,'Combined scenario - input'!$G80,'Combined scenario - input'!$E80,'Combined scenario - input'!$F80,20,TRUE,TRUE),\"\")","v":""},"","","","","","","","","","","","","","","","","","","",{"$f":"IFERROR(IF(OR(D95=\"\",'Combined scenario - input'!$D80=\"\"),\"\",D95/'Combined scenario - input'!$D80),\"\")","v":""},{"$f":"IFERROR(IF(OR(E95=\"\",'Combined scenario - input'!$D80=\"\"),\"\",E95/'Combined scenario - input'!$D80),\"\")","v":""},{"$f":"IFERROR(IF(OR(F95=\"\",'Combined scenario - input'!$D80=\"\"),\"\",F95/'Combined scenario - input'!$D80),\"\")","v":""},{"$f":"IFERROR(IF(OR(G95=\"\",'Combined scenario - input'!$D80=\"\"),\"\",G95/'Combined scenario - input'!$D80),\"\")","v":""},{"$f":"IFERROR(IF(OR(H95=\"\",'Combined scenario - input'!$D80=\"\"),\"\",H95/'Combined scenario - input'!$D80),\"\")","v":""},{"$f":"IFERROR(IF(OR(I95=\"\",'Combined scenario - input'!$D80=\"\"),\"\",I95/'Combined scenario - input'!$D80),\"\")","v":""},{"$f":"IFERROR(IF(OR(J95=\"\",'Combined scenario - input'!$D80=\"\"),\"\",J95/'Combined scenario - input'!$D80),\"\")","v":""},{"$f":"IFERROR(IF(OR(K95=\"\",'Combined scenario - input'!$D80=\"\"),\"\",K95/'Combined scenario - input'!$D80),\"\")","v":""},{"$f":"IFERROR(IF(OR(L95=\"\",'Combined scenario - input'!$D80=\"\"),\"\",L95/'Combined scenario - input'!$D80),\"\")","v":""},{"$f":"IFERROR(IF(OR(M95=\"\",'Combined scenario - input'!$D80=\"\"),\"\",M95/'Combined scenario - input'!$D80),\"\")","v":""},{"$f":"IFERROR(IF(OR(N95=\"\",'Combined scenario - input'!$D80=\"\"),\"\",N95/'Combined scenario - input'!$D80),\"\")","v":""},{"$f":"IFERROR(IF(OR(O95=\"\",'Combined scenario - input'!$D80=\"\"),\"\",O95/'Combined scenario - input'!$D80),\"\")","v":""},{"$f":"IFERROR(IF(OR(P95=\"\",'Combined scenario - input'!$D80=\"\"),\"\",P95/'Combined scenario - input'!$D80),\"\")","v":""},{"$f":"IFERROR(IF(OR(Q95=\"\",'Combined scenario - input'!$D80=\"\"),\"\",Q95/'Combined scenario - input'!$D80),\"\")","v":""},{"$f":"IFERROR(IF(OR(R95=\"\",'Combined scenario - input'!$D80=\"\"),\"\",R95/'Combined scenario - input'!$D80),\"\")","v":""},{"$f":"IFERROR(IF(OR(S95=\"\",'Combined scenario - input'!$D80=\"\"),\"\",S95/'Combined scenario - input'!$D80),\"\")","v":""},{"$f":"IFERROR(IF(OR(T95=\"\",'Combined scenario - input'!$D80=\"\"),\"\",T95/'Combined scenario - input'!$D80),\"\")","v":""},{"$f":"IFERROR(IF(OR(U95=\"\",'Combined scenario - input'!$D80=\"\"),\"\",U95/'Combined scenario - input'!$D80),\"\")","v":""},{"$f":"IFERROR(IF(OR(V95=\"\",'Combined scenario - input'!$D80=\"\"),\"\",V95/'Combined scenario - input'!$D80),\"\")","v":""},{"$f":"IFERROR(IF(OR(W95=\"\",'Combined scenario - input'!$D80=\"\"),\"\",W95/'Combined scenario - input'!$D80),\"\")","v":""}]
[{"$f":"IFERROR('Combined scenario - input'!A81,\"\")","v":""},{"$f":"IFERROR('Combined scenario - input'!B81,\"\")","v":""},{"$f":"IFERROR('Combined scenario - input'!C81,\"\")","v":""},{"$f":"IFERROR(repcalc('Combined scenario - input'!$CV81:$GH81,'Combined scenario - input'!$G81,'Combined scenario - input'!$E81,'Combined scenario - input'!$F81,20,TRUE,TRUE),\"\")","v":""},"","","","","","","","","","","","","","","","","","","",{"$f":"IFERROR(IF(OR(D96=\"\",'Combined scenario - input'!$D81=\"\"),\"\",D96/'Combined scenario - input'!$D81),\"\")","v":""},{"$f":"IFERROR(IF(OR(E96=\"\",'Combined scenario - input'!$D81=\"\"),\"\",E96/'Combined scenario - input'!$D81),\"\")","v":""},{"$f":"IFERROR(IF(OR(F96=\"\",'Combined scenario - input'!$D81=\"\"),\"\",F96/'Combined scenario - input'!$D81),\"\")","v":""},{"$f":"IFERROR(IF(OR(G96=\"\",'Combined scenario - input'!$D81=\"\"),\"\",G96/'Combined scenario - input'!$D81),\"\")","v":""},{"$f":"IFERROR(IF(OR(H96=\"\",'Combined scenario - input'!$D81=\"\"),\"\",H96/'Combined scenario - input'!$D81),\"\")","v":""},{"$f":"IFERROR(IF(OR(I96=\"\",'Combined scenario - input'!$D81=\"\"),\"\",I96/'Combined scenario - input'!$D81),\"\")","v":""},{"$f":"IFERROR(IF(OR(J96=\"\",'Combined scenario - input'!$D81=\"\"),\"\",J96/'Combined scenario - input'!$D81),\"\")","v":""},{"$f":"IFERROR(IF(OR(K96=\"\",'Combined scenario - input'!$D81=\"\"),\"\",K96/'Combined scenario - input'!$D81),\"\")","v":""},{"$f":"IFERROR(IF(OR(L96=\"\",'Combined scenario - input'!$D81=\"\"),\"\",L96/'Combined scenario - input'!$D81),\"\")","v":""},{"$f":"IFERROR(IF(OR(M96=\"\",'Combined scenario - input'!$D81=\"\"),\"\",M96/'Combined scenario - input'!$D81),\"\")","v":""},{"$f":"IFERROR(IF(OR(N96=\"\",'Combined scenario - input'!$D81=\"\"),\"\",N96/'Combined scenario - input'!$D81),\"\")","v":""},{"$f":"IFERROR(IF(OR(O96=\"\",'Combined scenario - input'!$D81=\"\"),\"\",O96/'Combined scenario - input'!$D81),\"\")","v":""},{"$f":"IFERROR(IF(OR(P96=\"\",'Combined scenario - input'!$D81=\"\"),\"\",P96/'Combined scenario - input'!$D81),\"\")","v":""},{"$f":"IFERROR(IF(OR(Q96=\"\",'Combined scenario - input'!$D81=\"\"),\"\",Q96/'Combined scenario - input'!$D81),\"\")","v":""},{"$f":"IFERROR(IF(OR(R96=\"\",'Combined scenario - input'!$D81=\"\"),\"\",R96/'Combined scenario - input'!$D81),\"\")","v":""},{"$f":"IFERROR(IF(OR(S96=\"\",'Combined scenario - input'!$D81=\"\"),\"\",S96/'Combined scenario - input'!$D81),\"\")","v":""},{"$f":"IFERROR(IF(OR(T96=\"\",'Combined scenario - input'!$D81=\"\"),\"\",T96/'Combined scenario - input'!$D81),\"\")","v":""},{"$f":"IFERROR(IF(OR(U96=\"\",'Combined scenario - input'!$D81=\"\"),\"\",U96/'Combined scenario - input'!$D81),\"\")","v":""},{"$f":"IFERROR(IF(OR(V96=\"\",'Combined scenario - input'!$D81=\"\"),\"\",V96/'Combined scenario - input'!$D81),\"\")","v":""},{"$f":"IFERROR(IF(OR(W96=\"\",'Combined scenario - input'!$D81=\"\"),\"\",W96/'Combined scenario - input'!$D81),\"\")","v":""}]
[{"$f":"IFERROR('Combined scenario - input'!A82,\"\")","v":""},{"$f":"IFERROR('Combined scenario - input'!B82,\"\")","v":""},{"$f":"IFERROR('Combined scenario - input'!C82,\"\")","v":""},{"$f":"IFERROR(repcalc('Combined scenario - input'!$CV82:$GH82,'Combined scenario - input'!$G82,'Combined scenario - input'!$E82,'Combined scenario - input'!$F82,20,TRUE,TRUE),\"\")","v":""},"","","","","","","","","","","","","","","","","","","",{"$f":"IFERROR(IF(OR(D97=\"\",'Combined scenario - input'!$D82=\"\"),\"\",D97/'Combined scenario - input'!$D82),\"\")","v":""},{"$f":"IFERROR(IF(OR(E97=\"\",'Combined scenario - input'!$D82=\"\"),\"\",E97/'Combined scenario - input'!$D82),\"\")","v":""},{"$f":"IFERROR(IF(OR(F97=\"\",'Combined scenario - input'!$D82=\"\"),\"\",F97/'Combined scenario - input'!$D82),\"\")","v":""},{"$f":"IFERROR(IF(OR(G97=\"\",'Combined scenario - input'!$D82=\"\"),\"\",G97/'Combined scenario - input'!$D82),\"\")","v":""},{"$f":"IFERROR(IF(OR(H97=\"\",'Combined scenario - input'!$D82=\"\"),\"\",H97/'Combined scenario - input'!$D82),\"\")","v":""},{"$f":"IFERROR(IF(OR(I97=\"\",'Combined scenario - input'!$D82=\"\"),\"\",I97/'Combined scenario - input'!$D82),\"\")","v":""},{"$f":"IFERROR(IF(OR(J97=\"\",'Combined scenario - input'!$D82=\"\"),\"\",J97/'Combined scenario - input'!$D82),\"\")","v":""},{"$f":"IFERROR(IF(OR(K97=\"\",'Combined scenario - input'!$D82=\"\"),\"\",K97/'Combined scenario - input'!$D82),\"\")","v":""},{"$f":"IFERROR(IF(OR(L97=\"\",'Combined scenario - input'!$D82=\"\"),\"\",L97/'Combined scenario - input'!$D82),\"\")","v":""},{"$f":"IFERROR(IF(OR(M97=\"\",'Combined scenario - input'!$D82=\"\"),\"\",M97/'Combined scenario - input'!$D82),\"\")","v":""},{"$f":"IFERROR(IF(OR(N97=\"\",'Combined scenario - input'!$D82=\"\"),\"\",N97/'Combined scenario - input'!$D82),\"\")","v":""},{"$f":"IFERROR(IF(OR(O97=\"\",'Combined scenario - input'!$D82=\"\"),\"\",O97/'Combined scenario - input'!$D82),\"\")","v":""},{"$f":"IFERROR(IF(OR(P97=\"\",'Combined scenario - input'!$D82=\"\"),\"\",P97/'Combined scenario - input'!$D82),\"\")","v":""},{"$f":"IFERROR(IF(OR(Q97=\"\",'Combined scenario - input'!$D82=\"\"),\"\",Q97/'Combined scenario - input'!$D82),\"\")","v":""},{"$f":"IFERROR(IF(OR(R97=\"\",'Combined scenario - input'!$D82=\"\"),\"\",R97/'Combined scenario - input'!$D82),\"\")","v":""},{"$f":"IFERROR(IF(OR(S97=\"\",'Combined scenario - input'!$D82=\"\"),\"\",S97/'Combined scenario - input'!$D82),\"\")","v":""},{"$f":"IFERROR(IF(OR(T97=\"\",'Combined scenario - input'!$D82=\"\"),\"\",T97/'Combined scenario - input'!$D82),\"\")","v":""},{"$f":"IFERROR(IF(OR(U97=\"\",'Combined scenario - input'!$D82=\"\"),\"\",U97/'Combined scenario - input'!$D82),\"\")","v":""},{"$f":"IFERROR(IF(OR(V97=\"\",'Combined scenario - input'!$D82=\"\"),\"\",V97/'Combined scenario - input'!$D82),\"\")","v":""},{"$f":"IFERROR(IF(OR(W97=\"\",'Combined scenario - input'!$D82=\"\"),\"\",W97/'Combined scenario - input'!$D82),\"\")","v":""}]
[{"$f":"IFERROR('Combined scenario - input'!A83,\"\")","v":""},{"$f":"IFERROR('Combined scenario - input'!B83,\"\")","v":""},{"$f":"IFERROR('Combined scenario - input'!C83,\"\")","v":""},{"$f":"IFERROR(repcalc('Combined scenario - input'!$CV83:$GH83,'Combined scenario - input'!$G83,'Combined scenario - input'!$E83,'Combined scenario - input'!$F83,20,TRUE,TRUE),\"\")","v":""},"","","","","","","","","","","","","","","","","","","",{"$f":"IFERROR(IF(OR(D98=\"\",'Combined scenario - input'!$D83=\"\"),\"\",D98/'Combined scenario - input'!$D83),\"\")","v":""},{"$f":"IFERROR(IF(OR(E98=\"\",'Combined scenario - input'!$D83=\"\"),\"\",E98/'Combined scenario - input'!$D83),\"\")","v":""},{"$f":"IFERROR(IF(OR(F98=\"\",'Combined scenario - input'!$D83=\"\"),\"\",F98/'Combined scenario - input'!$D83),\"\")","v":""},{"$f":"IFERROR(IF(OR(G98=\"\",'Combined scenario - input'!$D83=\"\"),\"\",G98/'Combined scenario - input'!$D83),\"\")","v":""},{"$f":"IFERROR(IF(OR(H98=\"\",'Combined scenario - input'!$D83=\"\"),\"\",H98/'Combined scenario - input'!$D83),\"\")","v":""},{"$f":"IFERROR(IF(OR(I98=\"\",'Combined scenario - input'!$D83=\"\"),\"\",I98/'Combined scenario - input'!$D83),\"\")","v":""},{"$f":"IFERROR(IF(OR(J98=\"\",'Combined scenario - input'!$D83=\"\"),\"\",J98/'Combined scenario - input'!$D83),\"\")","v":""},{"$f":"IFERROR(IF(OR(K98=\"\",'Combined scenario - input'!$D83=\"\"),\"\",K98/'Combined scenario - input'!$D83),\"\")","v":""},{"$f":"IFERROR(IF(OR(L98=\"\",'Combined scenario - input'!$D83=\"\"),\"\",L98/'Combined scenario - input'!$D83),\"\")","v":""},{"$f":"IFERROR(IF(OR(M98=\"\",'Combined scenario - input'!$D83=\"\"),\"\",M98/'Combined scenario - input'!$D83),\"\")","v":""},{"$f":"IFERROR(IF(OR(N98=\"\",'Combined scenario - input'!$D83=\"\"),\"\",N98/'Combined scenario - input'!$D83),\"\")","v":""},{"$f":"IFERROR(IF(OR(O98=\"\",'Combined scenario - input'!$D83=\"\"),\"\",O98/'Combined scenario - input'!$D83),\"\")","v":""},{"$f":"IFERROR(IF(OR(P98=\"\",'Combined scenario - input'!$D83=\"\"),\"\",P98/'Combined scenario - input'!$D83),\"\")","v":""},{"$f":"IFERROR(IF(OR(Q98=\"\",'Combined scenario - input'!$D83=\"\"),\"\",Q98/'Combined scenario - input'!$D83),\"\")","v":""},{"$f":"IFERROR(IF(OR(R98=\"\",'Combined scenario - input'!$D83=\"\"),\"\",R98/'Combined scenario - input'!$D83),\"\")","v":""},{"$f":"IFERROR(IF(OR(S98=\"\",'Combined scenario - input'!$D83=\"\"),\"\",S98/'Combined scenario - input'!$D83),\"\")","v":""},{"$f":"IFERROR(IF(OR(T98=\"\",'Combined scenario - input'!$D83=\"\"),\"\",T98/'Combined scenario - input'!$D83),\"\")","v":""},{"$f":"IFERROR(IF(OR(U98=\"\",'Combined scenario - input'!$D83=\"\"),\"\",U98/'Combined scenario - input'!$D83),\"\")","v":""},{"$f":"IFERROR(IF(OR(V98=\"\",'Combined scenario - input'!$D83=\"\"),\"\",V98/'Combined scenario - input'!$D83),\"\")","v":""},{"$f":"IFERROR(IF(OR(W98=\"\",'Combined scenario - input'!$D83=\"\"),\"\",W98/'Combined scenario - input'!$D83),\"\")","v":""}]
[{"$f":"IFERROR('Combined scenario - input'!A84,\"\")","v":""},{"$f":"IFERROR('Combined scenario - input'!B84,\"\")","v":""},{"$f":"IFERROR('Combined scenario - input'!C84,\"\")","v":""},{"$f":"IFERROR(repcalc('Combined scenario - input'!$CV84:$GH84,'Combined scenario - input'!$G84,'Combined scenario - input'!$E84,'Combined scenario - input'!$F84,20,TRUE,TRUE),\"\")","v":""},"","","","","","","","","","","","","","","","","","","",{"$f":"IFERROR(IF(OR(D99=\"\",'Combined scenario - input'!$D84=\"\"),\"\",D99/'Combined scenario - input'!$D84),\"\")","v":""},{"$f":"IFERROR(IF(OR(E99=\"\",'Combined scenario - input'!$D84=\"\"),\"\",E99/'Combined scenario - input'!$D84),\"\")","v":""},{"$f":"IFERROR(IF(OR(F99=\"\",'Combined scenario - input'!$D84=\"\"),\"\",F99/'Combined scenario - input'!$D84),\"\")","v":""},{"$f":"IFERROR(IF(OR(G99=\"\",'Combined scenario - input'!$D84=\"\"),\"\",G99/'Combined scenario - input'!$D84),\"\")","v":""},{"$f":"IFERROR(IF(OR(H99=\"\",'Combined scenario - input'!$D84=\"\"),\"\",H99/'Combined scenario - input'!$D84),\"\")","v":""},{"$f":"IFERROR(IF(OR(I99=\"\",'Combined scenario - input'!$D84=\"\"),\"\",I99/'Combined scenario - input'!$D84),\"\")","v":""},{"$f":"IFERROR(IF(OR(J99=\"\",'Combined scenario - input'!$D84=\"\"),\"\",J99/'Combined scenario - input'!$D84),\"\")","v":""},{"$f":"IFERROR(IF(OR(K99=\"\",'Combined scenario - input'!$D84=\"\"),\"\",K99/'Combined scenario - input'!$D84),\"\")","v":""},{"$f":"IFERROR(IF(OR(L99=\"\",'Combined scenario - input'!$D84=\"\"),\"\",L99/'Combined scenario - input'!$D84),\"\")","v":""},{"$f":"IFERROR(IF(OR(M99=\"\",'Combined scenario - input'!$D84=\"\"),\"\",M99/'Combined scenario - input'!$D84),\"\")","v":""},{"$f":"IFERROR(IF(OR(N99=\"\",'Combined scenario - input'!$D84=\"\"),\"\",N99/'Combined scenario - input'!$D84),\"\")","v":""},{"$f":"IFERROR(IF(OR(O99=\"\",'Combined scenario - input'!$D84=\"\"),\"\",O99/'Combined scenario - input'!$D84),\"\")","v":""},{"$f":"IFERROR(IF(OR(P99=\"\",'Combined scenario - input'!$D84=\"\"),\"\",P99/'Combined scenario - input'!$D84),\"\")","v":""},{"$f":"IFERROR(IF(OR(Q99=\"\",'Combined scenario - input'!$D84=\"\"),\"\",Q99/'Combined scenario - input'!$D84),\"\")","v":""},{"$f":"IFERROR(IF(OR(R99=\"\",'Combined scenario - input'!$D84=\"\"),\"\",R99/'Combined scenario - input'!$D84),\"\")","v":""},{"$f":"IFERROR(IF(OR(S99=\"\",'Combined scenario - input'!$D84=\"\"),\"\",S99/'Combined scenario - input'!$D84),\"\")","v":""},{"$f":"IFERROR(IF(OR(T99=\"\",'Combined scenario - input'!$D84=\"\"),\"\",T99/'Combined scenario - input'!$D84),\"\")","v":""},{"$f":"IFERROR(IF(OR(U99=\"\",'Combined scenario - input'!$D84=\"\"),\"\",U99/'Combined scenario - input'!$D84),\"\")","v":""},{"$f":"IFERROR(IF(OR(V99=\"\",'Combined scenario - input'!$D84=\"\"),\"\",V99/'Combined scenario - input'!$D84),\"\")","v":""},{"$f":"IFERROR(IF(OR(W99=\"\",'Combined scenario - input'!$D84=\"\"),\"\",W99/'Combined scenario - input'!$D84),\"\")","v":""}]
[{"$f":"IFERROR('Combined scenario - input'!A85,\"\")","v":""},{"$f":"IFERROR('Combined scenario - input'!B85,\"\")","v":""},{"$f":"IFERROR('Combined scenario - input'!C85,\"\")","v":""},{"$f":"IFERROR(repcalc('Combined scenario - input'!$CV85:$GH85,'Combined scenario - input'!$G85,'Combined scenario - input'!$E85,'Combined scenario - input'!$F85,20,TRUE,TRUE),\"\")","v":""},"","","","","","","","","","","","","","","","","","","",{"$f":"IFERROR(IF(OR(D100=\"\",'Combined scenario - input'!$D85=\"\"),\"\",D100/'Combined scenario - input'!$D85),\"\")","v":""},{"$f":"IFERROR(IF(OR(E100=\"\",'Combined scenario - input'!$D85=\"\"),\"\",E100/'Combined scenario - input'!$D85),\"\")","v":""},{"$f":"IFERROR(IF(OR(F100=\"\",'Combined scenario - input'!$D85=\"\"),\"\",F100/'Combined scenario - input'!$D85),\"\")","v":""},{"$f":"IFERROR(IF(OR(G100=\"\",'Combined scenario - input'!$D85=\"\"),\"\",G100/'Combined scenario - input'!$D85),\"\")","v":""},{"$f":"IFERROR(IF(OR(H100=\"\",'Combined scenario - input'!$D85=\"\"),\"\",H100/'Combined scenario - input'!$D85),\"\")","v":""},{"$f":"IFERROR(IF(OR(I100=\"\",'Combined scenario - input'!$D85=\"\"),\"\",I100/'Combined scenario - input'!$D85),\"\")","v":""},{"$f":"IFERROR(IF(OR(J100=\"\",'Combined scenario - input'!$D85=\"\"),\"\",J100/'Combined scenario - input'!$D85),\"\")","v":""},{"$f":"IFERROR(IF(OR(K100=\"\",'Combined scenario - input'!$D85=\"\"),\"\",K100/'Combined scenario - input'!$D85),\"\")","v":""},{"$f":"IFERROR(IF(OR(L100=\"\",'Combined scenario - input'!$D85=\"\"),\"\",L100/'Combined scenario - input'!$D85),\"\")","v":""},{"$f":"IFERROR(IF(OR(M100=\"\",'Combined scenario - input'!$D85=\"\"),\"\",M100/'Combined scenario - input'!$D85),\"\")","v":""},{"$f":"IFERROR(IF(OR(N100=\"\",'Combined scenario - input'!$D85=\"\"),\"\",N100/'Combined scenario - input'!$D85),\"\")","v":""},{"$f":"IFERROR(IF(OR(O100=\"\",'Combined scenario - input'!$D85=\"\"),\"\",O100/'Combined scenario - input'!$D85),\"\")","v":""},{"$f":"IFERROR(IF(OR(P100=\"\",'Combined scenario - input'!$D85=\"\"),\"\",P100/'Combined scenario - input'!$D85),\"\")","v":""},{"$f":"IFERROR(IF(OR(Q100=\"\",'Combined scenario - input'!$D85=\"\"),\"\",Q100/'Combined scenario - input'!$D85),\"\")","v":""},{"$f":"IFERROR(IF(OR(R100=\"\",'Combined scenario - input'!$D85=\"\"),\"\",R100/'Combined scenario - input'!$D85),\"\")","v":""},{"$f":"IFERROR(IF(OR(S100=\"\",'Combined scenario - input'!$D85=\"\"),\"\",S100/'Combined scenario - input'!$D85),\"\")","v":""},{"$f":"IFERROR(IF(OR(T100=\"\",'Combined scenario - input'!$D85=\"\"),\"\",T100/'Combined scenario - input'!$D85),\"\")","v":""},{"$f":"IFERROR(IF(OR(U100=\"\",'Combined scenario - input'!$D85=\"\"),\"\",U100/'Combined scenario - input'!$D85),\"\")","v":""},{"$f":"IFERROR(IF(OR(V100=\"\",'Combined scenario - input'!$D85=\"\"),\"\",V100/'Combined scenario - input'!$D85),\"\")","v":""},{"$f":"IFERROR(IF(OR(W100=\"\",'Combined scenario - input'!$D85=\"\"),\"\",W100/'Combined scenario - input'!$D85),\"\")","v":""}]
[{"$f":"IFERROR('Combined scenario - input'!A86,\"\")","v":""},{"$f":"IFERROR('Combined scenario - input'!B86,\"\")","v":""},{"$f":"IFERROR('Combined scenario - input'!C86,\"\")","v":""},{"$f":"IFERROR(repcalc('Combined scenario - input'!$CV86:$GH86,'Combined scenario - input'!$G86,'Combined scenario - input'!$E86,'Combined scenario - input'!$F86,20,TRUE,TRUE),\"\")","v":""},"","","","","","","","","","","","","","","","","","","",{"$f":"IFERROR(IF(OR(D101=\"\",'Combined scenario - input'!$D86=\"\"),\"\",D101/'Combined scenario - input'!$D86),\"\")","v":""},{"$f":"IFERROR(IF(OR(E101=\"\",'Combined scenario - input'!$D86=\"\"),\"\",E101/'Combined scenario - input'!$D86),\"\")","v":""},{"$f":"IFERROR(IF(OR(F101=\"\",'Combined scenario - input'!$D86=\"\"),\"\",F101/'Combined scenario - input'!$D86),\"\")","v":""},{"$f":"IFERROR(IF(OR(G101=\"\",'Combined scenario - input'!$D86=\"\"),\"\",G101/'Combined scenario - input'!$D86),\"\")","v":""},{"$f":"IFERROR(IF(OR(H101=\"\",'Combined scenario - input'!$D86=\"\"),\"\",H101/'Combined scenario - input'!$D86),\"\")","v":""},{"$f":"IFERROR(IF(OR(I101=\"\",'Combined scenario - input'!$D86=\"\"),\"\",I101/'Combined scenario - input'!$D86),\"\")","v":""},{"$f":"IFERROR(IF(OR(J101=\"\",'Combined scenario - input'!$D86=\"\"),\"\",J101/'Combined scenario - input'!$D86),\"\")","v":""},{"$f":"IFERROR(IF(OR(K101=\"\",'Combined scenario - input'!$D86=\"\"),\"\",K101/'Combined scenario - input'!$D86),\"\")","v":""},{"$f":"IFERROR(IF(OR(L101=\"\",'Combined scenario - input'!$D86=\"\"),\"\",L101/'Combined scenario - input'!$D86),\"\")","v":""},{"$f":"IFERROR(IF(OR(M101=\"\",'Combined scenario - input'!$D86=\"\"),\"\",M101/'Combined scenario - input'!$D86),\"\")","v":""},{"$f":"IFERROR(IF(OR(N101=\"\",'Combined scenario - input'!$D86=\"\"),\"\",N101/'Combined scenario - input'!$D86),\"\")","v":""},{"$f":"IFERROR(IF(OR(O101=\"\",'Combined scenario - input'!$D86=\"\"),\"\",O101/'Combined scenario - input'!$D86),\"\")","v":""},{"$f":"IFERROR(IF(OR(P101=\"\",'Combined scenario - input'!$D86=\"\"),\"\",P101/'Combined scenario - input'!$D86),\"\")","v":""},{"$f":"IFERROR(IF(OR(Q101=\"\",'Combined scenario - input'!$D86=\"\"),\"\",Q101/'Combined scenario - input'!$D86),\"\")","v":""},{"$f":"IFERROR(IF(OR(R101=\"\",'Combined scenario - input'!$D86=\"\"),\"\",R101/'Combined scenario - input'!$D86),\"\")","v":""},{"$f":"IFERROR(IF(OR(S101=\"\",'Combined scenario - input'!$D86=\"\"),\"\",S101/'Combined scenario - input'!$D86),\"\")","v":""},{"$f":"IFERROR(IF(OR(T101=\"\",'Combined scenario - input'!$D86=\"\"),\"\",T101/'Combined scenario - input'!$D86),\"\")","v":""},{"$f":"IFERROR(IF(OR(U101=\"\",'Combined scenario - input'!$D86=\"\"),\"\",U101/'Combined scenario - input'!$D86),\"\")","v":""},{"$f":"IFERROR(IF(OR(V101=\"\",'Combined scenario - input'!$D86=\"\"),\"\",V101/'Combined scenario - input'!$D86),\"\")","v":""},{"$f":"IFERROR(IF(OR(W101=\"\",'Combined scenario - input'!$D86=\"\"),\"\",W101/'Combined scenario - input'!$D86),\"\")","v":""}]
[{"$f":"IFERROR('Combined scenario - input'!A87,\"\")","v":""},{"$f":"IFERROR('Combined scenario - input'!B87,\"\")","v":""},{"$f":"IFERROR('Combined scenario - input'!C87,\"\")","v":""},{"$f":"IFERROR(repcalc('Combined scenario - input'!$CV87:$GH87,'Combined scenario - input'!$G87,'Combined scenario - input'!$E87,'Combined scenario - input'!$F87,20,TRUE,TRUE),\"\")","v":""},"","","","","","","","","","","","","","","","","","","",{"$f":"IFERROR(IF(OR(D102=\"\",'Combined scenario - input'!$D87=\"\"),\"\",D102/'Combined scenario - input'!$D87),\"\")","v":""},{"$f":"IFERROR(IF(OR(E102=\"\",'Combined scenario - input'!$D87=\"\"),\"\",E102/'Combined scenario - input'!$D87),\"\")","v":""},{"$f":"IFERROR(IF(OR(F102=\"\",'Combined scenario - input'!$D87=\"\"),\"\",F102/'Combined scenario - input'!$D87),\"\")","v":""},{"$f":"IFERROR(IF(OR(G102=\"\",'Combined scenario - input'!$D87=\"\"),\"\",G102/'Combined scenario - input'!$D87),\"\")","v":""},{"$f":"IFERROR(IF(OR(H102=\"\",'Combined scenario - input'!$D87=\"\"),\"\",H102/'Combined scenario - input'!$D87),\"\")","v":""},{"$f":"IFERROR(IF(OR(I102=\"\",'Combined scenario - input'!$D87=\"\"),\"\",I102/'Combined scenario - input'!$D87),\"\")","v":""},{"$f":"IFERROR(IF(OR(J102=\"\",'Combined scenario - input'!$D87=\"\"),\"\",J102/'Combined scenario - input'!$D87),\"\")","v":""},{"$f":"IFERROR(IF(OR(K102=\"\",'Combined scenario - input'!$D87=\"\"),\"\",K102/'Combined scenario - input'!$D87),\"\")","v":""},{"$f":"IFERROR(IF(OR(L102=\"\",'Combined scenario - input'!$D87=\"\"),\"\",L102/'Combined scenario - input'!$D87),\"\")","v":""},{"$f":"IFERROR(IF(OR(M102=\"\",'Combined scenario - input'!$D87=\"\"),\"\",M102/'Combined scenario - input'!$D87),\"\")","v":""},{"$f":"IFERROR(IF(OR(N102=\"\",'Combined scenario - input'!$D87=\"\"),\"\",N102/'Combined scenario - input'!$D87),\"\")","v":""},{"$f":"IFERROR(IF(OR(O102=\"\",'Combined scenario - input'!$D87=\"\"),\"\",O102/'Combined scenario - input'!$D87),\"\")","v":""},{"$f":"IFERROR(IF(OR(P102=\"\",'Combined scenario - input'!$D87=\"\"),\"\",P102/'Combined scenario - input'!$D87),\"\")","v":""},{"$f":"IFERROR(IF(OR(Q102=\"\",'Combined scenario - input'!$D87=\"\"),\"\",Q102/'Combined scenario - input'!$D87),\"\")","v":""},{"$f":"IFERROR(IF(OR(R102=\"\",'Combined scenario - input'!$D87=\"\"),\"\",R102/'Combined scenario - input'!$D87),\"\")","v":""},{"$f":"IFERROR(IF(OR(S102=\"\",'Combined scenario - input'!$D87=\"\"),\"\",S102/'Combined scenario - input'!$D87),\"\")","v":""},{"$f":"IFERROR(IF(OR(T102=\"\",'Combined scenario - input'!$D87=\"\"),\"\",T102/'Combined scenario - input'!$D87),\"\")","v":""},{"$f":"IFERROR(IF(OR(U102=\"\",'Combined scenario - input'!$D87=\"\"),\"\",U102/'Combined scenario - input'!$D87),\"\")","v":""},{"$f":"IFERROR(IF(OR(V102=\"\",'Combined scenario - input'!$D87=\"\"),\"\",V102/'Combined scenario - input'!$D87),\"\")","v":""},{"$f":"IFERROR(IF(OR(W102=\"\",'Combined scenario - input'!$D87=\"\"),\"\",W102/'Combined scenario - input'!$D87),\"\")","v":""}]
[{"$f":"IFERROR('Combined scenario - input'!A88,\"\")","v":""},{"$f":"IFERROR('Combined scenario - input'!B88,\"\")","v":""},{"$f":"IFERROR('Combined scenario - input'!C88,\"\")","v":""},{"$f":"IFERROR(repcalc('Combined scenario - input'!$CV88:$GH88,'Combined scenario - input'!$G88,'Combined scenario - input'!$E88,'Combined scenario - input'!$F88,20,TRUE,TRUE),\"\")","v":""},"","","","","","","","","","","","","","","","","","","",{"$f":"IFERROR(IF(OR(D103=\"\",'Combined scenario - input'!$D88=\"\"),\"\",D103/'Combined scenario - input'!$D88),\"\")","v":""},{"$f":"IFERROR(IF(OR(E103=\"\",'Combined scenario - input'!$D88=\"\"),\"\",E103/'Combined scenario - input'!$D88),\"\")","v":""},{"$f":"IFERROR(IF(OR(F103=\"\",'Combined scenario - input'!$D88=\"\"),\"\",F103/'Combined scenario - input'!$D88),\"\")","v":""},{"$f":"IFERROR(IF(OR(G103=\"\",'Combined scenario - input'!$D88=\"\"),\"\",G103/'Combined scenario - input'!$D88),\"\")","v":""},{"$f":"IFERROR(IF(OR(H103=\"\",'Combined scenario - input'!$D88=\"\"),\"\",H103/'Combined scenario - input'!$D88),\"\")","v":""},{"$f":"IFERROR(IF(OR(I103=\"\",'Combined scenario - input'!$D88=\"\"),\"\",I103/'Combined scenario - input'!$D88),\"\")","v":""},{"$f":"IFERROR(IF(OR(J103=\"\",'Combined scenario - input'!$D88=\"\"),\"\",J103/'Combined scenario - input'!$D88),\"\")","v":""},{"$f":"IFERROR(IF(OR(K103=\"\",'Combined scenario - input'!$D88=\"\"),\"\",K103/'Combined scenario - input'!$D88),\"\")","v":""},{"$f":"IFERROR(IF(OR(L103=\"\",'Combined scenario - input'!$D88=\"\"),\"\",L103/'Combined scenario - input'!$D88),\"\")","v":""},{"$f":"IFERROR(IF(OR(M103=\"\",'Combined scenario - input'!$D88=\"\"),\"\",M103/'Combined scenario - input'!$D88),\"\")","v":""},{"$f":"IFERROR(IF(OR(N103=\"\",'Combined scenario - input'!$D88=\"\"),\"\",N103/'Combined scenario - input'!$D88),\"\")","v":""},{"$f":"IFERROR(IF(OR(O103=\"\",'Combined scenario - input'!$D88=\"\"),\"\",O103/'Combined scenario - input'!$D88),\"\")","v":""},{"$f":"IFERROR(IF(OR(P103=\"\",'Combined scenario - input'!$D88=\"\"),\"\",P103/'Combined scenario - input'!$D88),\"\")","v":""},{"$f":"IFERROR(IF(OR(Q103=\"\",'Combined scenario - input'!$D88=\"\"),\"\",Q103/'Combined scenario - input'!$D88),\"\")","v":""},{"$f":"IFERROR(IF(OR(R103=\"\",'Combined scenario - input'!$D88=\"\"),\"\",R103/'Combined scenario - input'!$D88),\"\")","v":""},{"$f":"IFERROR(IF(OR(S103=\"\",'Combined scenario - input'!$D88=\"\"),\"\",S103/'Combined scenario - input'!$D88),\"\")","v":""},{"$f":"IFERROR(IF(OR(T103=\"\",'Combined scenario - input'!$D88=\"\"),\"\",T103/'Combined scenario - input'!$D88),\"\")","v":""},{"$f":"IFERROR(IF(OR(U103=\"\",'Combined scenario - input'!$D88=\"\"),\"\",U103/'Combined scenario - input'!$D88),\"\")","v":""},{"$f":"IFERROR(IF(OR(V103=\"\",'Combined scenario - input'!$D88=\"\"),\"\",V103/'Combined scenario - input'!$D88),\"\")","v":""},{"$f":"IFERROR(IF(OR(W103=\"\",'Combined scenario - input'!$D88=\"\"),\"\",W103/'Combined scenario - input'!$D88),\"\")","v":""}]
[{"$f":"IFERROR('Combined scenario - input'!A89,\"\")","v":""},{"$f":"IFERROR('Combined scenario - input'!B89,\"\")","v":""},{"$f":"IFERROR('Combined scenario - input'!C89,\"\")","v":""},{"$f":"IFERROR(repcalc('Combined scenario - input'!$CV89:$GH89,'Combined scenario - input'!$G89,'Combined scenario - input'!$E89,'Combined scenario - input'!$F89,20,TRUE,TRUE),\"\")","v":""},"","","","","","","","","","","","","","","","","","","",{"$f":"IFERROR(IF(OR(D104=\"\",'Combined scenario - input'!$D89=\"\"),\"\",D104/'Combined scenario - input'!$D89),\"\")","v":""},{"$f":"IFERROR(IF(OR(E104=\"\",'Combined scenario - input'!$D89=\"\"),\"\",E104/'Combined scenario - input'!$D89),\"\")","v":""},{"$f":"IFERROR(IF(OR(F104=\"\",'Combined scenario - input'!$D89=\"\"),\"\",F104/'Combined scenario - input'!$D89),\"\")","v":""},{"$f":"IFERROR(IF(OR(G104=\"\",'Combined scenario - input'!$D89=\"\"),\"\",G104/'Combined scenario - input'!$D89),\"\")","v":""},{"$f":"IFERROR(IF(OR(H104=\"\",'Combined scenario - input'!$D89=\"\"),\"\",H104/'Combined scenario - input'!$D89),\"\")","v":""},{"$f":"IFERROR(IF(OR(I104=\"\",'Combined scenario - input'!$D89=\"\"),\"\",I104/'Combined scenario - input'!$D89),\"\")","v":""},{"$f":"IFERROR(IF(OR(J104=\"\",'Combined scenario - input'!$D89=\"\"),\"\",J104/'Combined scenario - input'!$D89),\"\")","v":""},{"$f":"IFERROR(IF(OR(K104=\"\",'Combined scenario - input'!$D89=\"\"),\"\",K104/'Combined scenario - input'!$D89),\"\")","v":""},{"$f":"IFERROR(IF(OR(L104=\"\",'Combined scenario - input'!$D89=\"\"),\"\",L104/'Combined scenario - input'!$D89),\"\")","v":""},{"$f":"IFERROR(IF(OR(M104=\"\",'Combined scenario - input'!$D89=\"\"),\"\",M104/'Combined scenario - input'!$D89),\"\")","v":""},{"$f":"IFERROR(IF(OR(N104=\"\",'Combined scenario - input'!$D89=\"\"),\"\",N104/'Combined scenario - input'!$D89),\"\")","v":""},{"$f":"IFERROR(IF(OR(O104=\"\",'Combined scenario - input'!$D89=\"\"),\"\",O104/'Combined scenario - input'!$D89),\"\")","v":""},{"$f":"IFERROR(IF(OR(P104=\"\",'Combined scenario - input'!$D89=\"\"),\"\",P104/'Combined scenario - input'!$D89),\"\")","v":""},{"$f":"IFERROR(IF(OR(Q104=\"\",'Combined scenario - input'!$D89=\"\"),\"\",Q104/'Combined scenario - input'!$D89),\"\")","v":""},{"$f":"IFERROR(IF(OR(R104=\"\",'Combined scenario - input'!$D89=\"\"),\"\",R104/'Combined scenario - input'!$D89),\"\")","v":""},{"$f":"IFERROR(IF(OR(S104=\"\",'Combined scenario - input'!$D89=\"\"),\"\",S104/'Combined scenario - input'!$D89),\"\")","v":""},{"$f":"IFERROR(IF(OR(T104=\"\",'Combined scenario - input'!$D89=\"\"),\"\",T104/'Combined scenario - input'!$D89),\"\")","v":""},{"$f":"IFERROR(IF(OR(U104=\"\",'Combined scenario - input'!$D89=\"\"),\"\",U104/'Combined scenario - input'!$D89),\"\")","v":""},{"$f":"IFERROR(IF(OR(V104=\"\",'Combined scenario - input'!$D89=\"\"),\"\",V104/'Combined scenario - input'!$D89),\"\")","v":""},{"$f":"IFERROR(IF(OR(W104=\"\",'Combined scenario - input'!$D89=\"\"),\"\",W104/'Combined scenario - input'!$D89),\"\")","v":""}]
[{"$f":"IFERROR('Combined scenario - input'!A90,\"\")","v":""},{"$f":"IFERROR('Combined scenario - input'!B90,\"\")","v":""},{"$f":"IFERROR('Combined scenario - input'!C90,\"\")","v":""},{"$f":"IFERROR(repcalc('Combined scenario - input'!$CV90:$GH90,'Combined scenario - input'!$G90,'Combined scenario - input'!$E90,'Combined scenario - input'!$F90,20,TRUE,TRUE),\"\")","v":""},"","","","","","","","","","","","","","","","","","","",{"$f":"IFERROR(IF(OR(D105=\"\",'Combined scenario - input'!$D90=\"\"),\"\",D105/'Combined scenario - input'!$D90),\"\")","v":""},{"$f":"IFERROR(IF(OR(E105=\"\",'Combined scenario - input'!$D90=\"\"),\"\",E105/'Combined scenario - input'!$D90),\"\")","v":""},{"$f":"IFERROR(IF(OR(F105=\"\",'Combined scenario - input'!$D90=\"\"),\"\",F105/'Combined scenario - input'!$D90),\"\")","v":""},{"$f":"IFERROR(IF(OR(G105=\"\",'Combined scenario - input'!$D90=\"\"),\"\",G105/'Combined scenario - input'!$D90),\"\")","v":""},{"$f":"IFERROR(IF(OR(H105=\"\",'Combined scenario - input'!$D90=\"\"),\"\",H105/'Combined scenario - input'!$D90),\"\")","v":""},{"$f":"IFERROR(IF(OR(I105=\"\",'Combined scenario - input'!$D90=\"\"),\"\",I105/'Combined scenario - input'!$D90),\"\")","v":""},{"$f":"IFERROR(IF(OR(J105=\"\",'Combined scenario - input'!$D90=\"\"),\"\",J105/'Combined scenario - input'!$D90),\"\")","v":""},{"$f":"IFERROR(IF(OR(K105=\"\",'Combined scenario - input'!$D90=\"\"),\"\",K105/'Combined scenario - input'!$D90),\"\")","v":""},{"$f":"IFERROR(IF(OR(L105=\"\",'Combined scenario - input'!$D90=\"\"),\"\",L105/'Combined scenario - input'!$D90),\"\")","v":""},{"$f":"IFERROR(IF(OR(M105=\"\",'Combined scenario - input'!$D90=\"\"),\"\",M105/'Combined scenario - input'!$D90),\"\")","v":""},{"$f":"IFERROR(IF(OR(N105=\"\",'Combined scenario - input'!$D90=\"\"),\"\",N105/'Combined scenario - input'!$D90),\"\")","v":""},{"$f":"IFERROR(IF(OR(O105=\"\",'Combined scenario - input'!$D90=\"\"),\"\",O105/'Combined scenario - input'!$D90),\"\")","v":""},{"$f":"IFERROR(IF(OR(P105=\"\",'Combined scenario - input'!$D90=\"\"),\"\",P105/'Combined scenario - input'!$D90),\"\")","v":""},{"$f":"IFERROR(IF(OR(Q105=\"\",'Combined scenario - input'!$D90=\"\"),\"\",Q105/'Combined scenario - input'!$D90),\"\")","v":""},{"$f":"IFERROR(IF(OR(R105=\"\",'Combined scenario - input'!$D90=\"\"),\"\",R105/'Combined scenario - input'!$D90),\"\")","v":""},{"$f":"IFERROR(IF(OR(S105=\"\",'Combined scenario - input'!$D90=\"\"),\"\",S105/'Combined scenario - input'!$D90),\"\")","v":""},{"$f":"IFERROR(IF(OR(T105=\"\",'Combined scenario - input'!$D90=\"\"),\"\",T105/'Combined scenario - input'!$D90),\"\")","v":""},{"$f":"IFERROR(IF(OR(U105=\"\",'Combined scenario - input'!$D90=\"\"),\"\",U105/'Combined scenario - input'!$D90),\"\")","v":""},{"$f":"IFERROR(IF(OR(V105=\"\",'Combined scenario - input'!$D90=\"\"),\"\",V105/'Combined scenario - input'!$D90),\"\")","v":""},{"$f":"IFERROR(IF(OR(W105=\"\",'Combined scenario - input'!$D90=\"\"),\"\",W105/'Combined scenario - input'!$D90),\"\")","v":""}]
[{"$f":"IFERROR('Combined scenario - input'!A91,\"\")","v":""},{"$f":"IFERROR('Combined scenario - input'!B91,\"\")","v":""},{"$f":"IFERROR('Combined scenario - input'!C91,\"\")","v":""},{"$f":"IFERROR(repcalc('Combined scenario - input'!$CV91:$GH91,'Combined scenario - input'!$G91,'Combined scenario - input'!$E91,'Combined scenario - input'!$F91,20,TRUE,TRUE),\"\")","v":""},"","","","","","","","","","","","","","","","","","","",{"$f":"IFERROR(IF(OR(D106=\"\",'Combined scenario - input'!$D91=\"\"),\"\",D106/'Combined scenario - input'!$D91),\"\")","v":""},{"$f":"IFERROR(IF(OR(E106=\"\",'Combined scenario - input'!$D91=\"\"),\"\",E106/'Combined scenario - input'!$D91),\"\")","v":""},{"$f":"IFERROR(IF(OR(F106=\"\",'Combined scenario - input'!$D91=\"\"),\"\",F106/'Combined scenario - input'!$D91),\"\")","v":""},{"$f":"IFERROR(IF(OR(G106=\"\",'Combined scenario - input'!$D91=\"\"),\"\",G106/'Combined scenario - input'!$D91),\"\")","v":""},{"$f":"IFERROR(IF(OR(H106=\"\",'Combined scenario - input'!$D91=\"\"),\"\",H106/'Combined scenario - input'!$D91),\"\")","v":""},{"$f":"IFERROR(IF(OR(I106=\"\",'Combined scenario - input'!$D91=\"\"),\"\",I106/'Combined scenario - input'!$D91),\"\")","v":""},{"$f":"IFERROR(IF(OR(J106=\"\",'Combined scenario - input'!$D91=\"\"),\"\",J106/'Combined scenario - input'!$D91),\"\")","v":""},{"$f":"IFERROR(IF(OR(K106=\"\",'Combined scenario - input'!$D91=\"\"),\"\",K106/'Combined scenario - input'!$D91),\"\")","v":""},{"$f":"IFERROR(IF(OR(L106=\"\",'Combined scenario - input'!$D91=\"\"),\"\",L106/'Combined scenario - input'!$D91),\"\")","v":""},{"$f":"IFERROR(IF(OR(M106=\"\",'Combined scenario - input'!$D91=\"\"),\"\",M106/'Combined scenario - input'!$D91),\"\")","v":""},{"$f":"IFERROR(IF(OR(N106=\"\",'Combined scenario - input'!$D91=\"\"),\"\",N106/'Combined scenario - input'!$D91),\"\")","v":""},{"$f":"IFERROR(IF(OR(O106=\"\",'Combined scenario - input'!$D91=\"\"),\"\",O106/'Combined scenario - input'!$D91),\"\")","v":""},{"$f":"IFERROR(IF(OR(P106=\"\",'Combined scenario - input'!$D91=\"\"),\"\",P106/'Combined scenario - input'!$D91),\"\")","v":""},{"$f":"IFERROR(IF(OR(Q106=\"\",'Combined scenario - input'!$D91=\"\"),\"\",Q106/'Combined scenario - input'!$D91),\"\")","v":""},{"$f":"IFERROR(IF(OR(R106=\"\",'Combined scenario - input'!$D91=\"\"),\"\",R106/'Combined scenario - input'!$D91),\"\")","v":""},{"$f":"IFERROR(IF(OR(S106=\"\",'Combined scenario - input'!$D91=\"\"),\"\",S106/'Combined scenario - input'!$D91),\"\")","v":""},{"$f":"IFERROR(IF(OR(T106=\"\",'Combined scenario - input'!$D91=\"\"),\"\",T106/'Combined scenario - input'!$D91),\"\")","v":""},{"$f":"IFERROR(IF(OR(U106=\"\",'Combined scenario - input'!$D91=\"\"),\"\",U106/'Combined scenario - input'!$D91),\"\")","v":""},{"$f":"IFERROR(IF(OR(V106=\"\",'Combined scenario - input'!$D91=\"\"),\"\",V106/'Combined scenario - input'!$D91),\"\")","v":""},{"$f":"IFERROR(IF(OR(W106=\"\",'Combined scenario - input'!$D91=\"\"),\"\",W106/'Combined scenario - input'!$D91),\"\")","v":""}]
[{"$f":"IFERROR('Combined scenario - input'!A92,\"\")","v":""},{"$f":"IFERROR('Combined scenario - input'!B92,\"\")","v":""},{"$f":"IFERROR('Combined scenario - input'!C92,\"\")","v":""},{"$f":"IFERROR(repcalc('Combined scenario - input'!$CV92:$GH92,'Combined scenario - input'!$G92,'Combined scenario - input'!$E92,'Combined scenario - input'!$F92,20,TRUE,TRUE),\"\")","v":""},"","","","","","","","","","","","","","","","","","","",{"$f":"IFERROR(IF(OR(D107=\"\",'Combined scenario - input'!$D92=\"\"),\"\",D107/'Combined scenario - input'!$D92),\"\")","v":""},{"$f":"IFERROR(IF(OR(E107=\"\",'Combined scenario - input'!$D92=\"\"),\"\",E107/'Combined scenario - input'!$D92),\"\")","v":""},{"$f":"IFERROR(IF(OR(F107=\"\",'Combined scenario - input'!$D92=\"\"),\"\",F107/'Combined scenario - input'!$D92),\"\")","v":""},{"$f":"IFERROR(IF(OR(G107=\"\",'Combined scenario - input'!$D92=\"\"),\"\",G107/'Combined scenario - input'!$D92),\"\")","v":""},{"$f":"IFERROR(IF(OR(H107=\"\",'Combined scenario - input'!$D92=\"\"),\"\",H107/'Combined scenario - input'!$D92),\"\")","v":""},{"$f":"IFERROR(IF(OR(I107=\"\",'Combined scenario - input'!$D92=\"\"),\"\",I107/'Combined scenario - input'!$D92),\"\")","v":""},{"$f":"IFERROR(IF(OR(J107=\"\",'Combined scenario - input'!$D92=\"\"),\"\",J107/'Combined scenario - input'!$D92),\"\")","v":""},{"$f":"IFERROR(IF(OR(K107=\"\",'Combined scenario - input'!$D92=\"\"),\"\",K107/'Combined scenario - input'!$D92),\"\")","v":""},{"$f":"IFERROR(IF(OR(L107=\"\",'Combined scenario - input'!$D92=\"\"),\"\",L107/'Combined scenario - input'!$D92),\"\")","v":""},{"$f":"IFERROR(IF(OR(M107=\"\",'Combined scenario - input'!$D92=\"\"),\"\",M107/'Combined scenario - input'!$D92),\"\")","v":""},{"$f":"IFERROR(IF(OR(N107=\"\",'Combined scenario - input'!$D92=\"\"),\"\",N107/'Combined scenario - input'!$D92),\"\")","v":""},{"$f":"IFERROR(IF(OR(O107=\"\",'Combined scenario - input'!$D92=\"\"),\"\",O107/'Combined scenario - input'!$D92),\"\")","v":""},{"$f":"IFERROR(IF(OR(P107=\"\",'Combined scenario - input'!$D92=\"\"),\"\",P107/'Combined scenario - input'!$D92),\"\")","v":""},{"$f":"IFERROR(IF(OR(Q107=\"\",'Combined scenario - input'!$D92=\"\"),\"\",Q107/'Combined scenario - input'!$D92),\"\")","v":""},{"$f":"IFERROR(IF(OR(R107=\"\",'Combined scenario - input'!$D92=\"\"),\"\",R107/'Combined scenario - input'!$D92),\"\")","v":""},{"$f":"IFERROR(IF(OR(S107=\"\",'Combined scenario - input'!$D92=\"\"),\"\",S107/'Combined scenario - input'!$D92),\"\")","v":""},{"$f":"IFERROR(IF(OR(T107=\"\",'Combined scenario - input'!$D92=\"\"),\"\",T107/'Combined scenario - input'!$D92),\"\")","v":""},{"$f":"IFERROR(IF(OR(U107=\"\",'Combined scenario - input'!$D92=\"\"),\"\",U107/'Combined scenario - input'!$D92),\"\")","v":""},{"$f":"IFERROR(IF(OR(V107=\"\",'Combined scenario - input'!$D92=\"\"),\"\",V107/'Combined scenario - input'!$D92),\"\")","v":""},{"$f":"IFERROR(IF(OR(W107=\"\",'Combined scenario - input'!$D92=\"\"),\"\",W107/'Combined scenario - input'!$D92),\"\")","v":""}]
[{"$f":"IFERROR('Combined scenario - input'!A93,\"\")","v":""},{"$f":"IFERROR('Combined scenario - input'!B93,\"\")","v":""},{"$f":"IFERROR('Combined scenario - input'!C93,\"\")","v":""},{"$f":"IFERROR(repcalc('Combined scenario - input'!$CV93:$GH93,'Combined scenario - input'!$G93,'Combined scenario - input'!$E93,'Combined scenario - input'!$F93,20,TRUE,TRUE),\"\")","v":""},"","","","","","","","","","","","","","","","","","","",{"$f":"IFERROR(IF(OR(D108=\"\",'Combined scenario - input'!$D93=\"\"),\"\",D108/'Combined scenario - input'!$D93),\"\")","v":""},{"$f":"IFERROR(IF(OR(E108=\"\",'Combined scenario - input'!$D93=\"\"),\"\",E108/'Combined scenario - input'!$D93),\"\")","v":""},{"$f":"IFERROR(IF(OR(F108=\"\",'Combined scenario - input'!$D93=\"\"),\"\",F108/'Combined scenario - input'!$D93),\"\")","v":""},{"$f":"IFERROR(IF(OR(G108=\"\",'Combined scenario - input'!$D93=\"\"),\"\",G108/'Combined scenario - input'!$D93),\"\")","v":""},{"$f":"IFERROR(IF(OR(H108=\"\",'Combined scenario - input'!$D93=\"\"),\"\",H108/'Combined scenario - input'!$D93),\"\")","v":""},{"$f":"IFERROR(IF(OR(I108=\"\",'Combined scenario - input'!$D93=\"\"),\"\",I108/'Combined scenario - input'!$D93),\"\")","v":""},{"$f":"IFERROR(IF(OR(J108=\"\",'Combined scenario - input'!$D93=\"\"),\"\",J108/'Combined scenario - input'!$D93),\"\")","v":""},{"$f":"IFERROR(IF(OR(K108=\"\",'Combined scenario - input'!$D93=\"\"),\"\",K108/'Combined scenario - input'!$D93),\"\")","v":""},{"$f":"IFERROR(IF(OR(L108=\"\",'Combined scenario - input'!$D93=\"\"),\"\",L108/'Combined scenario - input'!$D93),\"\")","v":""},{"$f":"IFERROR(IF(OR(M108=\"\",'Combined scenario - input'!$D93=\"\"),\"\",M108/'Combined scenario - input'!$D93),\"\")","v":""},{"$f":"IFERROR(IF(OR(N108=\"\",'Combined scenario - input'!$D93=\"\"),\"\",N108/'Combined scenario - input'!$D93),\"\")","v":""},{"$f":"IFERROR(IF(OR(O108=\"\",'Combined scenario - input'!$D93=\"\"),\"\",O108/'Combined scenario - input'!$D93),\"\")","v":""},{"$f":"IFERROR(IF(OR(P108=\"\",'Combined scenario - input'!$D93=\"\"),\"\",P108/'Combined scenario - input'!$D93),\"\")","v":""},{"$f":"IFERROR(IF(OR(Q108=\"\",'Combined scenario - input'!$D93=\"\"),\"\",Q108/'Combined scenario - input'!$D93),\"\")","v":""},{"$f":"IFERROR(IF(OR(R108=\"\",'Combined scenario - input'!$D93=\"\"),\"\",R108/'Combined scenario - input'!$D93),\"\")","v":""},{"$f":"IFERROR(IF(OR(S108=\"\",'Combined scenario - input'!$D93=\"\"),\"\",S108/'Combined scenario - input'!$D93),\"\")","v":""},{"$f":"IFERROR(IF(OR(T108=\"\",'Combined scenario - input'!$D93=\"\"),\"\",T108/'Combined scenario - input'!$D93),\"\")","v":""},{"$f":"IFERROR(IF(OR(U108=\"\",'Combined scenario - input'!$D93=\"\"),\"\",U108/'Combined scenario - input'!$D93),\"\")","v":""},{"$f":"IFERROR(IF(OR(V108=\"\",'Combined scenario - input'!$D93=\"\"),\"\",V108/'Combined scenario - input'!$D93),\"\")","v":""},{"$f":"IFERROR(IF(OR(W108=\"\",'Combined scenario - input'!$D93=\"\"),\"\",W108/'Combined scenario - input'!$D93),\"\")","v":""}]
[{"$f":"IFERROR('Combined scenario - input'!A94,\"\")","v":""},{"$f":"IFERROR('Combined scenario - input'!B94,\"\")","v":""},{"$f":"IFERROR('Combined scenario - input'!C94,\"\")","v":""},{"$f":"IFERROR(repcalc('Combined scenario - input'!$CV94:$GH94,'Combined scenario - input'!$G94,'Combined scenario - input'!$E94,'Combined scenario - input'!$F94,20,TRUE,TRUE),\"\")","v":""},"","","","","","","","","","","","","","","","","","","",{"$f":"IFERROR(IF(OR(D109=\"\",'Combined scenario - input'!$D94=\"\"),\"\",D109/'Combined scenario - input'!$D94),\"\")","v":""},{"$f":"IFERROR(IF(OR(E109=\"\",'Combined scenario - input'!$D94=\"\"),\"\",E109/'Combined scenario - input'!$D94),\"\")","v":""},{"$f":"IFERROR(IF(OR(F109=\"\",'Combined scenario - input'!$D94=\"\"),\"\",F109/'Combined scenario - input'!$D94),\"\")","v":""},{"$f":"IFERROR(IF(OR(G109=\"\",'Combined scenario - input'!$D94=\"\"),\"\",G109/'Combined scenario - input'!$D94),\"\")","v":""},{"$f":"IFERROR(IF(OR(H109=\"\",'Combined scenario - input'!$D94=\"\"),\"\",H109/'Combined scenario - input'!$D94),\"\")","v":""},{"$f":"IFERROR(IF(OR(I109=\"\",'Combined scenario - input'!$D94=\"\"),\"\",I109/'Combined scenario - input'!$D94),\"\")","v":""},{"$f":"IFERROR(IF(OR(J109=\"\",'Combined scenario - input'!$D94=\"\"),\"\",J109/'Combined scenario - input'!$D94),\"\")","v":""},{"$f":"IFERROR(IF(OR(K109=\"\",'Combined scenario - input'!$D94=\"\"),\"\",K109/'Combined scenario - input'!$D94),\"\")","v":""},{"$f":"IFERROR(IF(OR(L109=\"\",'Combined scenario - input'!$D94=\"\"),\"\",L109/'Combined scenario - input'!$D94),\"\")","v":""},{"$f":"IFERROR(IF(OR(M109=\"\",'Combined scenario - input'!$D94=\"\"),\"\",M109/'Combined scenario - input'!$D94),\"\")","v":""},{"$f":"IFERROR(IF(OR(N109=\"\",'Combined scenario - input'!$D94=\"\"),\"\",N109/'Combined scenario - input'!$D94),\"\")","v":""},{"$f":"IFERROR(IF(OR(O109=\"\",'Combined scenario - input'!$D94=\"\"),\"\",O109/'Combined scenario - input'!$D94),\"\")","v":""},{"$f":"IFERROR(IF(OR(P109=\"\",'Combined scenario - input'!$D94=\"\"),\"\",P109/'Combined scenario - input'!$D94),\"\")","v":""},{"$f":"IFERROR(IF(OR(Q109=\"\",'Combined scenario - input'!$D94=\"\"),\"\",Q109/'Combined scenario - input'!$D94),\"\")","v":""},{"$f":"IFERROR(IF(OR(R109=\"\",'Combined scenario - input'!$D94=\"\"),\"\",R109/'Combined scenario - input'!$D94),\"\")","v":""},{"$f":"IFERROR(IF(OR(S109=\"\",'Combined scenario - input'!$D94=\"\"),\"\",S109/'Combined scenario - input'!$D94),\"\")","v":""},{"$f":"IFERROR(IF(OR(T109=\"\",'Combined scenario - input'!$D94=\"\"),\"\",T109/'Combined scenario - input'!$D94),\"\")","v":""},{"$f":"IFERROR(IF(OR(U109=\"\",'Combined scenario - input'!$D94=\"\"),\"\",U109/'Combined scenario - input'!$D94),\"\")","v":""},{"$f":"IFERROR(IF(OR(V109=\"\",'Combined scenario - input'!$D94=\"\"),\"\",V109/'Combined scenario - input'!$D94),\"\")","v":""},{"$f":"IFERROR(IF(OR(W109=\"\",'Combined scenario - input'!$D94=\"\"),\"\",W109/'Combined scenario - input'!$D94),\"\")","v":""}]
[{"$f":"IFERROR('Combined scenario - input'!A95,\"\")","v":""},{"$f":"IFERROR('Combined scenario - input'!B95,\"\")","v":""},{"$f":"IFERROR('Combined scenario - input'!C95,\"\")","v":""},{"$f":"IFERROR(repcalc('Combined scenario - input'!$CV95:$GH95,'Combined scenario - input'!$G95,'Combined scenario - input'!$E95,'Combined scenario - input'!$F95,20,TRUE,TRUE),\"\")","v":""},"","","","","","","","","","","","","","","","","","","",{"$f":"IFERROR(IF(OR(D110=\"\",'Combined scenario - input'!$D95=\"\"),\"\",D110/'Combined scenario - input'!$D95),\"\")","v":""},{"$f":"IFERROR(IF(OR(E110=\"\",'Combined scenario - input'!$D95=\"\"),\"\",E110/'Combined scenario - input'!$D95),\"\")","v":""},{"$f":"IFERROR(IF(OR(F110=\"\",'Combined scenario - input'!$D95=\"\"),\"\",F110/'Combined scenario - input'!$D95),\"\")","v":""},{"$f":"IFERROR(IF(OR(G110=\"\",'Combined scenario - input'!$D95=\"\"),\"\",G110/'Combined scenario - input'!$D95),\"\")","v":""},{"$f":"IFERROR(IF(OR(H110=\"\",'Combined scenario - input'!$D95=\"\"),\"\",H110/'Combined scenario - input'!$D95),\"\")","v":""},{"$f":"IFERROR(IF(OR(I110=\"\",'Combined scenario - input'!$D95=\"\"),\"\",I110/'Combined scenario - input'!$D95),\"\")","v":""},{"$f":"IFERROR(IF(OR(J110=\"\",'Combined scenario - input'!$D95=\"\"),\"\",J110/'Combined scenario - input'!$D95),\"\")","v":""},{"$f":"IFERROR(IF(OR(K110=\"\",'Combined scenario - input'!$D95=\"\"),\"\",K110/'Combined scenario - input'!$D95),\"\")","v":""},{"$f":"IFERROR(IF(OR(L110=\"\",'Combined scenario - input'!$D95=\"\"),\"\",L110/'Combined scenario - input'!$D95),\"\")","v":""},{"$f":"IFERROR(IF(OR(M110=\"\",'Combined scenario - input'!$D95=\"\"),\"\",M110/'Combined scenario - input'!$D95),\"\")","v":""},{"$f":"IFERROR(IF(OR(N110=\"\",'Combined scenario - input'!$D95=\"\"),\"\",N110/'Combined scenario - input'!$D95),\"\")","v":""},{"$f":"IFERROR(IF(OR(O110=\"\",'Combined scenario - input'!$D95=\"\"),\"\",O110/'Combined scenario - input'!$D95),\"\")","v":""},{"$f":"IFERROR(IF(OR(P110=\"\",'Combined scenario - input'!$D95=\"\"),\"\",P110/'Combined scenario - input'!$D95),\"\")","v":""},{"$f":"IFERROR(IF(OR(Q110=\"\",'Combined scenario - input'!$D95=\"\"),\"\",Q110/'Combined scenario - input'!$D95),\"\")","v":""},{"$f":"IFERROR(IF(OR(R110=\"\",'Combined scenario - input'!$D95=\"\"),\"\",R110/'Combined scenario - input'!$D95),\"\")","v":""},{"$f":"IFERROR(IF(OR(S110=\"\",'Combined scenario - input'!$D95=\"\"),\"\",S110/'Combined scenario - input'!$D95),\"\")","v":""},{"$f":"IFERROR(IF(OR(T110=\"\",'Combined scenario - input'!$D95=\"\"),\"\",T110/'Combined scenario - input'!$D95),\"\")","v":""},{"$f":"IFERROR(IF(OR(U110=\"\",'Combined scenario - input'!$D95=\"\"),\"\",U110/'Combined scenario - input'!$D95),\"\")","v":""},{"$f":"IFERROR(IF(OR(V110=\"\",'Combined scenario - input'!$D95=\"\"),\"\",V110/'Combined scenario - input'!$D95),\"\")","v":""},{"$f":"IFERROR(IF(OR(W110=\"\",'Combined scenario - input'!$D95=\"\"),\"\",W110/'Combined scenario - input'!$D95),\"\")","v":""}]
[{"$f":"IFERROR('Combined scenario - input'!A96,\"\")","v":""},{"$f":"IFERROR('Combined scenario - input'!B96,\"\")","v":""},{"$f":"IFERROR('Combined scenario - input'!C96,\"\")","v":""},{"$f":"IFERROR(repcalc('Combined scenario - input'!$CV96:$GH96,'Combined scenario - input'!$G96,'Combined scenario - input'!$E96,'Combined scenario - input'!$F96,20,TRUE,TRUE),\"\")","v":""},"","","","","","","","","","","","","","","","","","","",{"$f":"IFERROR(IF(OR(D111=\"\",'Combined scenario - input'!$D96=\"\"),\"\",D111/'Combined scenario - input'!$D96),\"\")","v":""},{"$f":"IFERROR(IF(OR(E111=\"\",'Combined scenario - input'!$D96=\"\"),\"\",E111/'Combined scenario - input'!$D96),\"\")","v":""},{"$f":"IFERROR(IF(OR(F111=\"\",'Combined scenario - input'!$D96=\"\"),\"\",F111/'Combined scenario - input'!$D96),\"\")","v":""},{"$f":"IFERROR(IF(OR(G111=\"\",'Combined scenario - input'!$D96=\"\"),\"\",G111/'Combined scenario - input'!$D96),\"\")","v":""},{"$f":"IFERROR(IF(OR(H111=\"\",'Combined scenario - input'!$D96=\"\"),\"\",H111/'Combined scenario - input'!$D96),\"\")","v":""},{"$f":"IFERROR(IF(OR(I111=\"\",'Combined scenario - input'!$D96=\"\"),\"\",I111/'Combined scenario - input'!$D96),\"\")","v":""},{"$f":"IFERROR(IF(OR(J111=\"\",'Combined scenario - input'!$D96=\"\"),\"\",J111/'Combined scenario - input'!$D96),\"\")","v":""},{"$f":"IFERROR(IF(OR(K111=\"\",'Combined scenario - input'!$D96=\"\"),\"\",K111/'Combined scenario - input'!$D96),\"\")","v":""},{"$f":"IFERROR(IF(OR(L111=\"\",'Combined scenario - input'!$D96=\"\"),\"\",L111/'Combined scenario - input'!$D96),\"\")","v":""},{"$f":"IFERROR(IF(OR(M111=\"\",'Combined scenario - input'!$D96=\"\"),\"\",M111/'Combined scenario - input'!$D96),\"\")","v":""},{"$f":"IFERROR(IF(OR(N111=\"\",'Combined scenario - input'!$D96=\"\"),\"\",N111/'Combined scenario - input'!$D96),\"\")","v":""},{"$f":"IFERROR(IF(OR(O111=\"\",'Combined scenario - input'!$D96=\"\"),\"\",O111/'Combined scenario - input'!$D96),\"\")","v":""},{"$f":"IFERROR(IF(OR(P111=\"\",'Combined scenario - input'!$D96=\"\"),\"\",P111/'Combined scenario - input'!$D96),\"\")","v":""},{"$f":"IFERROR(IF(OR(Q111=\"\",'Combined scenario - input'!$D96=\"\"),\"\",Q111/'Combined scenario - input'!$D96),\"\")","v":""},{"$f":"IFERROR(IF(OR(R111=\"\",'Combined scenario - input'!$D96=\"\"),\"\",R111/'Combined scenario - input'!$D96),\"\")","v":""},{"$f":"IFERROR(IF(OR(S111=\"\",'Combined scenario - input'!$D96=\"\"),\"\",S111/'Combined scenario - input'!$D96),\"\")","v":""},{"$f":"IFERROR(IF(OR(T111=\"\",'Combined scenario - input'!$D96=\"\"),\"\",T111/'Combined scenario - input'!$D96),\"\")","v":""},{"$f":"IFERROR(IF(OR(U111=\"\",'Combined scenario - input'!$D96=\"\"),\"\",U111/'Combined scenario - input'!$D96),\"\")","v":""},{"$f":"IFERROR(IF(OR(V111=\"\",'Combined scenario - input'!$D96=\"\"),\"\",V111/'Combined scenario - input'!$D96),\"\")","v":""},{"$f":"IFERROR(IF(OR(W111=\"\",'Combined scenario - input'!$D96=\"\"),\"\",W111/'Combined scenario - input'!$D96),\"\")","v":""}]
[{"$f":"IFERROR('Combined scenario - input'!A97,\"\")","v":""},{"$f":"IFERROR('Combined scenario - input'!B97,\"\")","v":""},{"$f":"IFERROR('Combined scenario - input'!C97,\"\")","v":""},{"$f":"IFERROR(repcalc('Combined scenario - input'!$CV97:$GH97,'Combined scenario - input'!$G97,'Combined scenario - input'!$E97,'Combined scenario - input'!$F97,20,TRUE,TRUE),\"\")","v":""},"","","","","","","","","","","","","","","","","","","",{"$f":"IFERROR(IF(OR(D112=\"\",'Combined scenario - input'!$D97=\"\"),\"\",D112/'Combined scenario - input'!$D97),\"\")","v":""},{"$f":"IFERROR(IF(OR(E112=\"\",'Combined scenario - input'!$D97=\"\"),\"\",E112/'Combined scenario - input'!$D97),\"\")","v":""},{"$f":"IFERROR(IF(OR(F112=\"\",'Combined scenario - input'!$D97=\"\"),\"\",F112/'Combined scenario - input'!$D97),\"\")","v":""},{"$f":"IFERROR(IF(OR(G112=\"\",'Combined scenario - input'!$D97=\"\"),\"\",G112/'Combined scenario - input'!$D97),\"\")","v":""},{"$f":"IFERROR(IF(OR(H112=\"\",'Combined scenario - input'!$D97=\"\"),\"\",H112/'Combined scenario - input'!$D97),\"\")","v":""},{"$f":"IFERROR(IF(OR(I112=\"\",'Combined scenario - input'!$D97=\"\"),\"\",I112/'Combined scenario - input'!$D97),\"\")","v":""},{"$f":"IFERROR(IF(OR(J112=\"\",'Combined scenario - input'!$D97=\"\"),\"\",J112/'Combined scenario - input'!$D97),\"\")","v":""},{"$f":"IFERROR(IF(OR(K112=\"\",'Combined scenario - input'!$D97=\"\"),\"\",K112/'Combined scenario - input'!$D97),\"\")","v":""},{"$f":"IFERROR(IF(OR(L112=\"\",'Combined scenario - input'!$D97=\"\"),\"\",L112/'Combined scenario - input'!$D97),\"\")","v":""},{"$f":"IFERROR(IF(OR(M112=\"\",'Combined scenario - input'!$D97=\"\"),\"\",M112/'Combined scenario - input'!$D97),\"\")","v":""},{"$f":"IFERROR(IF(OR(N112=\"\",'Combined scenario - input'!$D97=\"\"),\"\",N112/'Combined scenario - input'!$D97),\"\")","v":""},{"$f":"IFERROR(IF(OR(O112=\"\",'Combined scenario - input'!$D97=\"\"),\"\",O112/'Combined scenario - input'!$D97),\"\")","v":""},{"$f":"IFERROR(IF(OR(P112=\"\",'Combined scenario - input'!$D97=\"\"),\"\",P112/'Combined scenario - input'!$D97),\"\")","v":""},{"$f":"IFERROR(IF(OR(Q112=\"\",'Combined scenario - input'!$D97=\"\"),\"\",Q112/'Combined scenario - input'!$D97),\"\")","v":""},{"$f":"IFERROR(IF(OR(R112=\"\",'Combined scenario - input'!$D97=\"\"),\"\",R112/'Combined scenario - input'!$D97),\"\")","v":""},{"$f":"IFERROR(IF(OR(S112=\"\",'Combined scenario - input'!$D97=\"\"),\"\",S112/'Combined scenario - input'!$D97),\"\")","v":""},{"$f":"IFERROR(IF(OR(T112=\"\",'Combined scenario - input'!$D97=\"\"),\"\",T112/'Combined scenario - input'!$D97),\"\")","v":""},{"$f":"IFERROR(IF(OR(U112=\"\",'Combined scenario - input'!$D97=\"\"),\"\",U112/'Combined scenario - input'!$D97),\"\")","v":""},{"$f":"IFERROR(IF(OR(V112=\"\",'Combined scenario - input'!$D97=\"\"),\"\",V112/'Combined scenario - input'!$D97),\"\")","v":""},{"$f":"IFERROR(IF(OR(W112=\"\",'Combined scenario - input'!$D97=\"\"),\"\",W112/'Combined scenario - input'!$D97),\"\")","v":""}]
[{"$f":"IFERROR('Combined scenario - input'!A98,\"\")","v":""},{"$f":"IFERROR('Combined scenario - input'!B98,\"\")","v":""},{"$f":"IFERROR('Combined scenario - input'!C98,\"\")","v":""},{"$f":"IFERROR(repcalc('Combined scenario - input'!$CV98:$GH98,'Combined scenario - input'!$G98,'Combined scenario - input'!$E98,'Combined scenario - input'!$F98,20,TRUE,TRUE),\"\")","v":""},"","","","","","","","","","","","","","","","","","","",{"$f":"IFERROR(IF(OR(D113=\"\",'Combined scenario - input'!$D98=\"\"),\"\",D113/'Combined scenario - input'!$D98),\"\")","v":""},{"$f":"IFERROR(IF(OR(E113=\"\",'Combined scenario - input'!$D98=\"\"),\"\",E113/'Combined scenario - input'!$D98),\"\")","v":""},{"$f":"IFERROR(IF(OR(F113=\"\",'Combined scenario - input'!$D98=\"\"),\"\",F113/'Combined scenario - input'!$D98),\"\")","v":""},{"$f":"IFERROR(IF(OR(G113=\"\",'Combined scenario - input'!$D98=\"\"),\"\",G113/'Combined scenario - input'!$D98),\"\")","v":""},{"$f":"IFERROR(IF(OR(H113=\"\",'Combined scenario - input'!$D98=\"\"),\"\",H113/'Combined scenario - input'!$D98),\"\")","v":""},{"$f":"IFERROR(IF(OR(I113=\"\",'Combined scenario - input'!$D98=\"\"),\"\",I113/'Combined scenario - input'!$D98),\"\")","v":""},{"$f":"IFERROR(IF(OR(J113=\"\",'Combined scenario - input'!$D98=\"\"),\"\",J113/'Combined scenario - input'!$D98),\"\")","v":""},{"$f":"IFERROR(IF(OR(K113=\"\",'Combined scenario - input'!$D98=\"\"),\"\",K113/'Combined scenario - input'!$D98),\"\")","v":""},{"$f":"IFERROR(IF(OR(L113=\"\",'Combined scenario - input'!$D98=\"\"),\"\",L113/'Combined scenario - input'!$D98),\"\")","v":""},{"$f":"IFERROR(IF(OR(M113=\"\",'Combined scenario - input'!$D98=\"\"),\"\",M113/'Combined scenario - input'!$D98),\"\")","v":""},{"$f":"IFERROR(IF(OR(N113=\"\",'Combined scenario - input'!$D98=\"\"),\"\",N113/'Combined scenario - input'!$D98),\"\")","v":""},{"$f":"IFERROR(IF(OR(O113=\"\",'Combined scenario - input'!$D98=\"\"),\"\",O113/'Combined scenario - input'!$D98),\"\")","v":""},{"$f":"IFERROR(IF(OR(P113=\"\",'Combined scenario - input'!$D98=\"\"),\"\",P113/'Combined scenario - input'!$D98),\"\")","v":""},{"$f":"IFERROR(IF(OR(Q113=\"\",'Combined scenario - input'!$D98=\"\"),\"\",Q113/'Combined scenario - input'!$D98),\"\")","v":""},{"$f":"IFERROR(IF(OR(R113=\"\",'Combined scenario - input'!$D98=\"\"),\"\",R113/'Combined scenario - input'!$D98),\"\")","v":""},{"$f":"IFERROR(IF(OR(S113=\"\",'Combined scenario - input'!$D98=\"\"),\"\",S113/'Combined scenario - input'!$D98),\"\")","v":""},{"$f":"IFERROR(IF(OR(T113=\"\",'Combined scenario - input'!$D98=\"\"),\"\",T113/'Combined scenario - input'!$D98),\"\")","v":""},{"$f":"IFERROR(IF(OR(U113=\"\",'Combined scenario - input'!$D98=\"\"),\"\",U113/'Combined scenario - input'!$D98),\"\")","v":""},{"$f":"IFERROR(IF(OR(V113=\"\",'Combined scenario - input'!$D98=\"\"),\"\",V113/'Combined scenario - input'!$D98),\"\")","v":""},{"$f":"IFERROR(IF(OR(W113=\"\",'Combined scenario - input'!$D98=\"\"),\"\",W113/'Combined scenario - input'!$D98),\"\")","v":""}]
[{"$f":"IFERROR('Combined scenario - input'!A99,\"\")","v":""},{"$f":"IFERROR('Combined scenario - input'!B99,\"\")","v":""},{"$f":"IFERROR('Combined scenario - input'!C99,\"\")","v":""},{"$f":"IFERROR(repcalc('Combined scenario - input'!$CV99:$GH99,'Combined scenario - input'!$G99,'Combined scenario - input'!$E99,'Combined scenario - input'!$F99,20,TRUE,TRUE),\"\")","v":""},"","","","","","","","","","","","","","","","","","","",{"$f":"IFERROR(IF(OR(D114=\"\",'Combined scenario - input'!$D99=\"\"),\"\",D114/'Combined scenario - input'!$D99),\"\")","v":""},{"$f":"IFERROR(IF(OR(E114=\"\",'Combined scenario - input'!$D99=\"\"),\"\",E114/'Combined scenario - input'!$D99),\"\")","v":""},{"$f":"IFERROR(IF(OR(F114=\"\",'Combined scenario - input'!$D99=\"\"),\"\",F114/'Combined scenario - input'!$D99),\"\")","v":""},{"$f":"IFERROR(IF(OR(G114=\"\",'Combined scenario - input'!$D99=\"\"),\"\",G114/'Combined scenario - input'!$D99),\"\")","v":""},{"$f":"IFERROR(IF(OR(H114=\"\",'Combined scenario - input'!$D99=\"\"),\"\",H114/'Combined scenario - input'!$D99),\"\")","v":""},{"$f":"IFERROR(IF(OR(I114=\"\",'Combined scenario - input'!$D99=\"\"),\"\",I114/'Combined scenario - input'!$D99),\"\")","v":""},{"$f":"IFERROR(IF(OR(J114=\"\",'Combined scenario - input'!$D99=\"\"),\"\",J114/'Combined scenario - input'!$D99),\"\")","v":""},{"$f":"IFERROR(IF(OR(K114=\"\",'Combined scenario - input'!$D99=\"\"),\"\",K114/'Combined scenario - input'!$D99),\"\")","v":""},{"$f":"IFERROR(IF(OR(L114=\"\",'Combined scenario - input'!$D99=\"\"),\"\",L114/'Combined scenario - input'!$D99),\"\")","v":""},{"$f":"IFERROR(IF(OR(M114=\"\",'Combined scenario - input'!$D99=\"\"),\"\",M114/'Combined scenario - input'!$D99),\"\")","v":""},{"$f":"IFERROR(IF(OR(N114=\"\",'Combined scenario - input'!$D99=\"\"),\"\",N114/'Combined scenario - input'!$D99),\"\")","v":""},{"$f":"IFERROR(IF(OR(O114=\"\",'Combined scenario - input'!$D99=\"\"),\"\",O114/'Combined scenario - input'!$D99),\"\")","v":""},{"$f":"IFERROR(IF(OR(P114=\"\",'Combined scenario - input'!$D99=\"\"),\"\",P114/'Combined scenario - input'!$D99),\"\")","v":""},{"$f":"IFERROR(IF(OR(Q114=\"\",'Combined scenario - input'!$D99=\"\"),\"\",Q114/'Combined scenario - input'!$D99),\"\")","v":""},{"$f":"IFERROR(IF(OR(R114=\"\",'Combined scenario - input'!$D99=\"\"),\"\",R114/'Combined scenario - input'!$D99),\"\")","v":""},{"$f":"IFERROR(IF(OR(S114=\"\",'Combined scenario - input'!$D99=\"\"),\"\",S114/'Combined scenario - input'!$D99),\"\")","v":""},{"$f":"IFERROR(IF(OR(T114=\"\",'Combined scenario - input'!$D99=\"\"),\"\",T114/'Combined scenario - input'!$D99),\"\")","v":""},{"$f":"IFERROR(IF(OR(U114=\"\",'Combined scenario - input'!$D99=\"\"),\"\",U114/'Combined scenario - input'!$D99),\"\")","v":""},{"$f":"IFERROR(IF(OR(V114=\"\",'Combined scenario - input'!$D99=\"\"),\"\",V114/'Combined scenario - input'!$D99),\"\")","v":""},{"$f":"IFERROR(IF(OR(W114=\"\",'Combined scenario - input'!$D99=\"\"),\"\",W114/'Combined scenario - input'!$D99),\"\")","v":""}]
[{"$f":"IFERROR('Combined scenario - input'!A100,\"\")","v":""},{"$f":"IFERROR('Combined scenario - input'!B100,\"\")","v":""},{"$f":"IFERROR('Combined scenario - input'!C100,\"\")","v":""},{"$f":"IFERROR(repcalc('Combined scenario - input'!$CV100:$GH100,'Combined scenario - input'!$G100,'Combined scenario - input'!$E100,'Combined scenario - input'!$F100,20,TRUE,TRUE),\"\")","v":""},"","","","","","","","","","","","","","","","","","","",{"$f":"IFERROR(IF(OR(D115=\"\",'Combined scenario - input'!$D100=\"\"),\"\",D115/'Combined scenario - input'!$D100),\"\")","v":""},{"$f":"IFERROR(IF(OR(E115=\"\",'Combined scenario - input'!$D100=\"\"),\"\",E115/'Combined scenario - input'!$D100),\"\")","v":""},{"$f":"IFERROR(IF(OR(F115=\"\",'Combined scenario - input'!$D100=\"\"),\"\",F115/'Combined scenario - input'!$D100),\"\")","v":""},{"$f":"IFERROR(IF(OR(G115=\"\",'Combined scenario - input'!$D100=\"\"),\"\",G115/'Combined scenario - input'!$D100),\"\")","v":""},{"$f":"IFERROR(IF(OR(H115=\"\",'Combined scenario - input'!$D100=\"\"),\"\",H115/'Combined scenario - input'!$D100),\"\")","v":""},{"$f":"IFERROR(IF(OR(I115=\"\",'Combined scenario - input'!$D100=\"\"),\"\",I115/'Combined scenario - input'!$D100),\"\")","v":""},{"$f":"IFERROR(IF(OR(J115=\"\",'Combined scenario - input'!$D100=\"\"),\"\",J115/'Combined scenario - input'!$D100),\"\")","v":""},{"$f":"IFERROR(IF(OR(K115=\"\",'Combined scenario - input'!$D100=\"\"),\"\",K115/'Combined scenario - input'!$D100),\"\")","v":""},{"$f":"IFERROR(IF(OR(L115=\"\",'Combined scenario - input'!$D100=\"\"),\"\",L115/'Combined scenario - input'!$D100),\"\")","v":""},{"$f":"IFERROR(IF(OR(M115=\"\",'Combined scenario - input'!$D100=\"\"),\"\",M115/'Combined scenario - input'!$D100),\"\")","v":""},{"$f":"IFERROR(IF(OR(N115=\"\",'Combined scenario - input'!$D100=\"\"),\"\",N115/'Combined scenario - input'!$D100),\"\")","v":""},{"$f":"IFERROR(IF(OR(O115=\"\",'Combined scenario - input'!$D100=\"\"),\"\",O115/'Combined scenario - input'!$D100),\"\")","v":""},{"$f":"IFERROR(IF(OR(P115=\"\",'Combined scenario - input'!$D100=\"\"),\"\",P115/'Combined scenario - input'!$D100),\"\")","v":""},{"$f":"IFERROR(IF(OR(Q115=\"\",'Combined scenario - input'!$D100=\"\"),\"\",Q115/'Combined scenario - input'!$D100),\"\")","v":""},{"$f":"IFERROR(IF(OR(R115=\"\",'Combined scenario - input'!$D100=\"\"),\"\",R115/'Combined scenario - input'!$D100),\"\")","v":""},{"$f":"IFERROR(IF(OR(S115=\"\",'Combined scenario - input'!$D100=\"\"),\"\",S115/'Combined scenario - input'!$D100),\"\")","v":""},{"$f":"IFERROR(IF(OR(T115=\"\",'Combined scenario - input'!$D100=\"\"),\"\",T115/'Combined scenario - input'!$D100),\"\")","v":""},{"$f":"IFERROR(IF(OR(U115=\"\",'Combined scenario - input'!$D100=\"\"),\"\",U115/'Combined scenario - input'!$D100),\"\")","v":""},{"$f":"IFERROR(IF(OR(V115=\"\",'Combined scenario - input'!$D100=\"\"),\"\",V115/'Combined scenario - input'!$D100),\"\")","v":""},{"$f":"IFERROR(IF(OR(W115=\"\",'Combined scenario - input'!$D100=\"\"),\"\",W115/'Combined scenario - input'!$D100),\"\")","v":""}]
[{"$f":"IFERROR('Combined scenario - input'!A101,\"\")","v":""},{"$f":"IFERROR('Combined scenario - input'!B101,\"\")","v":""},{"$f":"IFERROR('Combined scenario - input'!C101,\"\")","v":""},{"$f":"IFERROR(repcalc('Combined scenario - input'!$CV101:$GH101,'Combined scenario - input'!$G101,'Combined scenario - input'!$E101,'Combined scenario - input'!$F101,20,TRUE,TRUE),\"\")","v":""},"","","","","","","","","","","","","","","","","","","",{"$f":"IFERROR(IF(OR(D116=\"\",'Combined scenario - input'!$D101=\"\"),\"\",D116/'Combined scenario - input'!$D101),\"\")","v":""},{"$f":"IFERROR(IF(OR(E116=\"\",'Combined scenario - input'!$D101=\"\"),\"\",E116/'Combined scenario - input'!$D101),\"\")","v":""},{"$f":"IFERROR(IF(OR(F116=\"\",'Combined scenario - input'!$D101=\"\"),\"\",F116/'Combined scenario - input'!$D101),\"\")","v":""},{"$f":"IFERROR(IF(OR(G116=\"\",'Combined scenario - input'!$D101=\"\"),\"\",G116/'Combined scenario - input'!$D101),\"\")","v":""},{"$f":"IFERROR(IF(OR(H116=\"\",'Combined scenario - input'!$D101=\"\"),\"\",H116/'Combined scenario - input'!$D101),\"\")","v":""},{"$f":"IFERROR(IF(OR(I116=\"\",'Combined scenario - input'!$D101=\"\"),\"\",I116/'Combined scenario - input'!$D101),\"\")","v":""},{"$f":"IFERROR(IF(OR(J116=\"\",'Combined scenario - input'!$D101=\"\"),\"\",J116/'Combined scenario - input'!$D101),\"\")","v":""},{"$f":"IFERROR(IF(OR(K116=\"\",'Combined scenario - input'!$D101=\"\"),\"\",K116/'Combined scenario - input'!$D101),\"\")","v":""},{"$f":"IFERROR(IF(OR(L116=\"\",'Combined scenario - input'!$D101=\"\"),\"\",L116/'Combined scenario - input'!$D101),\"\")","v":""},{"$f":"IFERROR(IF(OR(M116=\"\",'Combined scenario - input'!$D101=\"\"),\"\",M116/'Combined scenario - input'!$D101),\"\")","v":""},{"$f":"IFERROR(IF(OR(N116=\"\",'Combined scenario - input'!$D101=\"\"),\"\",N116/'Combined scenario - input'!$D101),\"\")","v":""},{"$f":"IFERROR(IF(OR(O116=\"\",'Combined scenario - input'!$D101=\"\"),\"\",O116/'Combined scenario - input'!$D101),\"\")","v":""},{"$f":"IFERROR(IF(OR(P116=\"\",'Combined scenario - input'!$D101=\"\"),\"\",P116/'Combined scenario - input'!$D101),\"\")","v":""},{"$f":"IFERROR(IF(OR(Q116=\"\",'Combined scenario - input'!$D101=\"\"),\"\",Q116/'Combined scenario - input'!$D101),\"\")","v":""},{"$f":"IFERROR(IF(OR(R116=\"\",'Combined scenario - input'!$D101=\"\"),\"\",R116/'Combined scenario - input'!$D101),\"\")","v":""},{"$f":"IFERROR(IF(OR(S116=\"\",'Combined scenario - input'!$D101=\"\"),\"\",S116/'Combined scenario - input'!$D101),\"\")","v":""},{"$f":"IFERROR(IF(OR(T116=\"\",'Combined scenario - input'!$D101=\"\"),\"\",T116/'Combined scenario - input'!$D101),\"\")","v":""},{"$f":"IFERROR(IF(OR(U116=\"\",'Combined scenario - input'!$D101=\"\"),\"\",U116/'Combined scenario - input'!$D101),\"\")","v":""},{"$f":"IFERROR(IF(OR(V116=\"\",'Combined scenario - input'!$D101=\"\"),\"\",V116/'Combined scenario - input'!$D101),\"\")","v":""},{"$f":"IFERROR(IF(OR(W116=\"\",'Combined scenario - input'!$D101=\"\"),\"\",W116/'Combined scenario - input'!$D101),\"\")","v":""}]
[{"$f":"IFERROR('Combined scenario - input'!A102,\"\")","v":""},{"$f":"IFERROR('Combined scenario - input'!B102,\"\")","v":""},{"$f":"IFERROR('Combined scenario - input'!C102,\"\")","v":""},{"$f":"IFERROR(repcalc('Combined scenario - input'!$CV102:$GH102,'Combined scenario - input'!$G102,'Combined scenario - input'!$E102,'Combined scenario - input'!$F102,20,TRUE,TRUE),\"\")","v":""},"","","","","","","","","","","","","","","","","","","",{"$f":"IFERROR(IF(OR(D117=\"\",'Combined scenario - input'!$D102=\"\"),\"\",D117/'Combined scenario - input'!$D102),\"\")","v":""},{"$f":"IFERROR(IF(OR(E117=\"\",'Combined scenario - input'!$D102=\"\"),\"\",E117/'Combined scenario - input'!$D102),\"\")","v":""},{"$f":"IFERROR(IF(OR(F117=\"\",'Combined scenario - input'!$D102=\"\"),\"\",F117/'Combined scenario - input'!$D102),\"\")","v":""},{"$f":"IFERROR(IF(OR(G117=\"\",'Combined scenario - input'!$D102=\"\"),\"\",G117/'Combined scenario - input'!$D102),\"\")","v":""},{"$f":"IFERROR(IF(OR(H117=\"\",'Combined scenario - input'!$D102=\"\"),\"\",H117/'Combined scenario - input'!$D102),\"\")","v":""},{"$f":"IFERROR(IF(OR(I117=\"\",'Combined scenario - input'!$D102=\"\"),\"\",I117/'Combined scenario - input'!$D102),\"\")","v":""},{"$f":"IFERROR(IF(OR(J117=\"\",'Combined scenario - input'!$D102=\"\"),\"\",J117/'Combined scenario - input'!$D102),\"\")","v":""},{"$f":"IFERROR(IF(OR(K117=\"\",'Combined scenario - input'!$D102=\"\"),\"\",K117/'Combined scenario - input'!$D102),\"\")","v":""},{"$f":"IFERROR(IF(OR(L117=\"\",'Combined scenario - input'!$D102=\"\"),\"\",L117/'Combined scenario - input'!$D102),\"\")","v":""},{"$f":"IFERROR(IF(OR(M117=\"\",'Combined scenario - input'!$D102=\"\"),\"\",M117/'Combined scenario - input'!$D102),\"\")","v":""},{"$f":"IFERROR(IF(OR(N117=\"\",'Combined scenario - input'!$D102=\"\"),\"\",N117/'Combined scenario - input'!$D102),\"\")","v":""},{"$f":"IFERROR(IF(OR(O117=\"\",'Combined scenario - input'!$D102=\"\"),\"\",O117/'Combined scenario - input'!$D102),\"\")","v":""},{"$f":"IFERROR(IF(OR(P117=\"\",'Combined scenario - input'!$D102=\"\"),\"\",P117/'Combined scenario - input'!$D102),\"\")","v":""},{"$f":"IFERROR(IF(OR(Q117=\"\",'Combined scenario - input'!$D102=\"\"),\"\",Q117/'Combined scenario - input'!$D102),\"\")","v":""},{"$f":"IFERROR(IF(OR(R117=\"\",'Combined scenario - input'!$D102=\"\"),\"\",R117/'Combined scenario - input'!$D102),\"\")","v":""},{"$f":"IFERROR(IF(OR(S117=\"\",'Combined scenario - input'!$D102=\"\"),\"\",S117/'Combined scenario - input'!$D102),\"\")","v":""},{"$f":"IFERROR(IF(OR(T117=\"\",'Combined scenario - input'!$D102=\"\"),\"\",T117/'Combined scenario - input'!$D102),\"\")","v":""},{"$f":"IFERROR(IF(OR(U117=\"\",'Combined scenario - input'!$D102=\"\"),\"\",U117/'Combined scenario - input'!$D102),\"\")","v":""},{"$f":"IFERROR(IF(OR(V117=\"\",'Combined scenario - input'!$D102=\"\"),\"\",V117/'Combined scenario - input'!$D102),\"\")","v":""},{"$f":"IFERROR(IF(OR(W117=\"\",'Combined scenario - input'!$D102=\"\"),\"\",W117/'Combined scenario - input'!$D102),\"\")","v":""}]
[{"$f":"IFERROR('Combined scenario - input'!A103,\"\")","v":""},{"$f":"IFERROR('Combined scenario - input'!B103,\"\")","v":""},{"$f":"IFERROR('Combined scenario - input'!C103,\"\")","v":""},{"$f":"IFERROR(repcalc('Combined scenario - input'!$CV103:$GH103,'Combined scenario - input'!$G103,'Combined scenario - input'!$E103,'Combined scenario - input'!$F103,20,TRUE,TRUE),\"\")","v":""},"","","","","","","","","","","","","","","","","","","",{"$f":"IFERROR(IF(OR(D118=\"\",'Combined scenario - input'!$D103=\"\"),\"\",D118/'Combined scenario - input'!$D103),\"\")","v":""},{"$f":"IFERROR(IF(OR(E118=\"\",'Combined scenario - input'!$D103=\"\"),\"\",E118/'Combined scenario - input'!$D103),\"\")","v":""},{"$f":"IFERROR(IF(OR(F118=\"\",'Combined scenario - input'!$D103=\"\"),\"\",F118/'Combined scenario - input'!$D103),\"\")","v":""},{"$f":"IFERROR(IF(OR(G118=\"\",'Combined scenario - input'!$D103=\"\"),\"\",G118/'Combined scenario - input'!$D103),\"\")","v":""},{"$f":"IFERROR(IF(OR(H118=\"\",'Combined scenario - input'!$D103=\"\"),\"\",H118/'Combined scenario - input'!$D103),\"\")","v":""},{"$f":"IFERROR(IF(OR(I118=\"\",'Combined scenario - input'!$D103=\"\"),\"\",I118/'Combined scenario - input'!$D103),\"\")","v":""},{"$f":"IFERROR(IF(OR(J118=\"\",'Combined scenario - input'!$D103=\"\"),\"\",J118/'Combined scenario - input'!$D103),\"\")","v":""},{"$f":"IFERROR(IF(OR(K118=\"\",'Combined scenario - input'!$D103=\"\"),\"\",K118/'Combined scenario - input'!$D103),\"\")","v":""},{"$f":"IFERROR(IF(OR(L118=\"\",'Combined scenario - input'!$D103=\"\"),\"\",L118/'Combined scenario - input'!$D103),\"\")","v":""},{"$f":"IFERROR(IF(OR(M118=\"\",'Combined scenario - input'!$D103=\"\"),\"\",M118/'Combined scenario - input'!$D103),\"\")","v":""},{"$f":"IFERROR(IF(OR(N118=\"\",'Combined scenario - input'!$D103=\"\"),\"\",N118/'Combined scenario - input'!$D103),\"\")","v":""},{"$f":"IFERROR(IF(OR(O118=\"\",'Combined scenario - input'!$D103=\"\"),\"\",O118/'Combined scenario - input'!$D103),\"\")","v":""},{"$f":"IFERROR(IF(OR(P118=\"\",'Combined scenario - input'!$D103=\"\"),\"\",P118/'Combined scenario - input'!$D103),\"\")","v":""},{"$f":"IFERROR(IF(OR(Q118=\"\",'Combined scenario - input'!$D103=\"\"),\"\",Q118/'Combined scenario - input'!$D103),\"\")","v":""},{"$f":"IFERROR(IF(OR(R118=\"\",'Combined scenario - input'!$D103=\"\"),\"\",R118/'Combined scenario - input'!$D103),\"\")","v":""},{"$f":"IFERROR(IF(OR(S118=\"\",'Combined scenario - input'!$D103=\"\"),\"\",S118/'Combined scenario - input'!$D103),\"\")","v":""},{"$f":"IFERROR(IF(OR(T118=\"\",'Combined scenario - input'!$D103=\"\"),\"\",T118/'Combined scenario - input'!$D103),\"\")","v":""},{"$f":"IFERROR(IF(OR(U118=\"\",'Combined scenario - input'!$D103=\"\"),\"\",U118/'Combined scenario - input'!$D103),\"\")","v":""},{"$f":"IFERROR(IF(OR(V118=\"\",'Combined scenario - input'!$D103=\"\"),\"\",V118/'Combined scenario - input'!$D103),\"\")","v":""},{"$f":"IFERROR(IF(OR(W118=\"\",'Combined scenario - input'!$D103=\"\"),\"\",W118/'Combined scenario - input'!$D103),\"\")","v":""}]
[{"$f":"IFERROR('Combined scenario - input'!A104,\"\")","v":""},{"$f":"IFERROR('Combined scenario - input'!B104,\"\")","v":""},{"$f":"IFERROR('Combined scenario - input'!C104,\"\")","v":""},{"$f":"IFERROR(repcalc('Combined scenario - input'!$CV104:$GH104,'Combined scenario - input'!$G104,'Combined scenario - input'!$E104,'Combined scenario - input'!$F104,20,TRUE,TRUE),\"\")","v":""},"","","","","","","","","","","","","","","","","","","",{"$f":"IFERROR(IF(OR(D119=\"\",'Combined scenario - input'!$D104=\"\"),\"\",D119/'Combined scenario - input'!$D104),\"\")","v":""},{"$f":"IFERROR(IF(OR(E119=\"\",'Combined scenario - input'!$D104=\"\"),\"\",E119/'Combined scenario - input'!$D104),\"\")","v":""},{"$f":"IFERROR(IF(OR(F119=\"\",'Combined scenario - input'!$D104=\"\"),\"\",F119/'Combined scenario - input'!$D104),\"\")","v":""},{"$f":"IFERROR(IF(OR(G119=\"\",'Combined scenario - input'!$D104=\"\"),\"\",G119/'Combined scenario - input'!$D104),\"\")","v":""},{"$f":"IFERROR(IF(OR(H119=\"\",'Combined scenario - input'!$D104=\"\"),\"\",H119/'Combined scenario - input'!$D104),\"\")","v":""},{"$f":"IFERROR(IF(OR(I119=\"\",'Combined scenario - input'!$D104=\"\"),\"\",I119/'Combined scenario - input'!$D104),\"\")","v":""},{"$f":"IFERROR(IF(OR(J119=\"\",'Combined scenario - input'!$D104=\"\"),\"\",J119/'Combined scenario - input'!$D104),\"\")","v":""},{"$f":"IFERROR(IF(OR(K119=\"\",'Combined scenario - input'!$D104=\"\"),\"\",K119/'Combined scenario - input'!$D104),\"\")","v":""},{"$f":"IFERROR(IF(OR(L119=\"\",'Combined scenario - input'!$D104=\"\"),\"\",L119/'Combined scenario - input'!$D104),\"\")","v":""},{"$f":"IFERROR(IF(OR(M119=\"\",'Combined scenario - input'!$D104=\"\"),\"\",M119/'Combined scenario - input'!$D104),\"\")","v":""},{"$f":"IFERROR(IF(OR(N119=\"\",'Combined scenario - input'!$D104=\"\"),\"\",N119/'Combined scenario - input'!$D104),\"\")","v":""},{"$f":"IFERROR(IF(OR(O119=\"\",'Combined scenario - input'!$D104=\"\"),\"\",O119/'Combined scenario - input'!$D104),\"\")","v":""},{"$f":"IFERROR(IF(OR(P119=\"\",'Combined scenario - input'!$D104=\"\"),\"\",P119/'Combined scenario - input'!$D104),\"\")","v":""},{"$f":"IFERROR(IF(OR(Q119=\"\",'Combined scenario - input'!$D104=\"\"),\"\",Q119/'Combined scenario - input'!$D104),\"\")","v":""},{"$f":"IFERROR(IF(OR(R119=\"\",'Combined scenario - input'!$D104=\"\"),\"\",R119/'Combined scenario - input'!$D104),\"\")","v":""},{"$f":"IFERROR(IF(OR(S119=\"\",'Combined scenario - input'!$D104=\"\"),\"\",S119/'Combined scenario - input'!$D104),\"\")","v":""},{"$f":"IFERROR(IF(OR(T119=\"\",'Combined scenario - input'!$D104=\"\"),\"\",T119/'Combined scenario - input'!$D104),\"\")","v":""},{"$f":"IFERROR(IF(OR(U119=\"\",'Combined scenario - input'!$D104=\"\"),\"\",U119/'Combined scenario - input'!$D104),\"\")","v":""},{"$f":"IFERROR(IF(OR(V119=\"\",'Combined scenario - input'!$D104=\"\"),\"\",V119/'Combined scenario - input'!$D104),\"\")","v":""},{"$f":"IFERROR(IF(OR(W119=\"\",'Combined scenario - input'!$D104=\"\"),\"\",W119/'Combined scenario - input'!$D104),\"\")","v":""}]
[{"$f":"IFERROR('Combined scenario - input'!A105,\"\")","v":""},{"$f":"IFERROR('Combined scenario - input'!B105,\"\")","v":""},{"$f":"IFERROR('Combined scenario - input'!C105,\"\")","v":""},{"$f":"IFERROR(repcalc('Combined scenario - input'!$CV105:$GH105,'Combined scenario - input'!$G105,'Combined scenario - input'!$E105,'Combined scenario - input'!$F105,20,TRUE,TRUE),\"\")","v":""},"","","","","","","","","","","","","","","","","","","",{"$f":"IFERROR(IF(OR(D120=\"\",'Combined scenario - input'!$D105=\"\"),\"\",D120/'Combined scenario - input'!$D105),\"\")","v":""},{"$f":"IFERROR(IF(OR(E120=\"\",'Combined scenario - input'!$D105=\"\"),\"\",E120/'Combined scenario - input'!$D105),\"\")","v":""},{"$f":"IFERROR(IF(OR(F120=\"\",'Combined scenario - input'!$D105=\"\"),\"\",F120/'Combined scenario - input'!$D105),\"\")","v":""},{"$f":"IFERROR(IF(OR(G120=\"\",'Combined scenario - input'!$D105=\"\"),\"\",G120/'Combined scenario - input'!$D105),\"\")","v":""},{"$f":"IFERROR(IF(OR(H120=\"\",'Combined scenario - input'!$D105=\"\"),\"\",H120/'Combined scenario - input'!$D105),\"\")","v":""},{"$f":"IFERROR(IF(OR(I120=\"\",'Combined scenario - input'!$D105=\"\"),\"\",I120/'Combined scenario - input'!$D105),\"\")","v":""},{"$f":"IFERROR(IF(OR(J120=\"\",'Combined scenario - input'!$D105=\"\"),\"\",J120/'Combined scenario - input'!$D105),\"\")","v":""},{"$f":"IFERROR(IF(OR(K120=\"\",'Combined scenario - input'!$D105=\"\"),\"\",K120/'Combined scenario - input'!$D105),\"\")","v":""},{"$f":"IFERROR(IF(OR(L120=\"\",'Combined scenario - input'!$D105=\"\"),\"\",L120/'Combined scenario - input'!$D105),\"\")","v":""},{"$f":"IFERROR(IF(OR(M120=\"\",'Combined scenario - input'!$D105=\"\"),\"\",M120/'Combined scenario - input'!$D105),\"\")","v":""},{"$f":"IFERROR(IF(OR(N120=\"\",'Combined scenario - input'!$D105=\"\"),\"\",N120/'Combined scenario - input'!$D105),\"\")","v":""},{"$f":"IFERROR(IF(OR(O120=\"\",'Combined scenario - input'!$D105=\"\"),\"\",O120/'Combined scenario - input'!$D105),\"\")","v":""},{"$f":"IFERROR(IF(OR(P120=\"\",'Combined scenario - input'!$D105=\"\"),\"\",P120/'Combined scenario - input'!$D105),\"\")","v":""},{"$f":"IFERROR(IF(OR(Q120=\"\",'Combined scenario - input'!$D105=\"\"),\"\",Q120/'Combined scenario - input'!$D105),\"\")","v":""},{"$f":"IFERROR(IF(OR(R120=\"\",'Combined scenario - input'!$D105=\"\"),\"\",R120/'Combined scenario - input'!$D105),\"\")","v":""},{"$f":"IFERROR(IF(OR(S120=\"\",'Combined scenario - input'!$D105=\"\"),\"\",S120/'Combined scenario - input'!$D105),\"\")","v":""},{"$f":"IFERROR(IF(OR(T120=\"\",'Combined scenario - input'!$D105=\"\"),\"\",T120/'Combined scenario - input'!$D105),\"\")","v":""},{"$f":"IFERROR(IF(OR(U120=\"\",'Combined scenario - input'!$D105=\"\"),\"\",U120/'Combined scenario - input'!$D105),\"\")","v":""},{"$f":"IFERROR(IF(OR(V120=\"\",'Combined scenario - input'!$D105=\"\"),\"\",V120/'Combined scenario - input'!$D105),\"\")","v":""},{"$f":"IFERROR(IF(OR(W120=\"\",'Combined scenario - input'!$D105=\"\"),\"\",W120/'Combined scenario - input'!$D105),\"\")","v":""}]
[{"$f":"IFERROR('Combined scenario - input'!A106,\"\")","v":""},{"$f":"IFERROR('Combined scenario - input'!B106,\"\")","v":""},{"$f":"IFERROR('Combined scenario - input'!C106,\"\")","v":""},{"$f":"IFERROR(repcalc('Combined scenario - input'!$CV106:$GH106,'Combined scenario - input'!$G106,'Combined scenario - input'!$E106,'Combined scenario - input'!$F106,20,TRUE,TRUE),\"\")","v":""},"","","","","","","","","","","","","","","","","","","",{"$f":"IFERROR(IF(OR(D121=\"\",'Combined scenario - input'!$D106=\"\"),\"\",D121/'Combined scenario - input'!$D106),\"\")","v":""},{"$f":"IFERROR(IF(OR(E121=\"\",'Combined scenario - input'!$D106=\"\"),\"\",E121/'Combined scenario - input'!$D106),\"\")","v":""},{"$f":"IFERROR(IF(OR(F121=\"\",'Combined scenario - input'!$D106=\"\"),\"\",F121/'Combined scenario - input'!$D106),\"\")","v":""},{"$f":"IFERROR(IF(OR(G121=\"\",'Combined scenario - input'!$D106=\"\"),\"\",G121/'Combined scenario - input'!$D106),\"\")","v":""},{"$f":"IFERROR(IF(OR(H121=\"\",'Combined scenario - input'!$D106=\"\"),\"\",H121/'Combined scenario - input'!$D106),\"\")","v":""},{"$f":"IFERROR(IF(OR(I121=\"\",'Combined scenario - input'!$D106=\"\"),\"\",I121/'Combined scenario - input'!$D106),\"\")","v":""},{"$f":"IFERROR(IF(OR(J121=\"\",'Combined scenario - input'!$D106=\"\"),\"\",J121/'Combined scenario - input'!$D106),\"\")","v":""},{"$f":"IFERROR(IF(OR(K121=\"\",'Combined scenario - input'!$D106=\"\"),\"\",K121/'Combined scenario - input'!$D106),\"\")","v":""},{"$f":"IFERROR(IF(OR(L121=\"\",'Combined scenario - input'!$D106=\"\"),\"\",L121/'Combined scenario - input'!$D106),\"\")","v":""},{"$f":"IFERROR(IF(OR(M121=\"\",'Combined scenario - input'!$D106=\"\"),\"\",M121/'Combined scenario - input'!$D106),\"\")","v":""},{"$f":"IFERROR(IF(OR(N121=\"\",'Combined scenario - input'!$D106=\"\"),\"\",N121/'Combined scenario - input'!$D106),\"\")","v":""},{"$f":"IFERROR(IF(OR(O121=\"\",'Combined scenario - input'!$D106=\"\"),\"\",O121/'Combined scenario - input'!$D106),\"\")","v":""},{"$f":"IFERROR(IF(OR(P121=\"\",'Combined scenario - input'!$D106=\"\"),\"\",P121/'Combined scenario - input'!$D106),\"\")","v":""},{"$f":"IFERROR(IF(OR(Q121=\"\",'Combined scenario - input'!$D106=\"\"),\"\",Q121/'Combined scenario - input'!$D106),\"\")","v":""},{"$f":"IFERROR(IF(OR(R121=\"\",'Combined scenario - input'!$D106=\"\"),\"\",R121/'Combined scenario - input'!$D106),\"\")","v":""},{"$f":"IFERROR(IF(OR(S121=\"\",'Combined scenario - input'!$D106=\"\"),\"\",S121/'Combined scenario - input'!$D106),\"\")","v":""},{"$f":"IFERROR(IF(OR(T121=\"\",'Combined scenario - input'!$D106=\"\"),\"\",T121/'Combined scenario - input'!$D106),\"\")","v":""},{"$f":"IFERROR(IF(OR(U121=\"\",'Combined scenario - input'!$D106=\"\"),\"\",U121/'Combined scenario - input'!$D106),\"\")","v":""},{"$f":"IFERROR(IF(OR(V121=\"\",'Combined scenario - input'!$D106=\"\"),\"\",V121/'Combined scenario - input'!$D106),\"\")","v":""},{"$f":"IFERROR(IF(OR(W121=\"\",'Combined scenario - input'!$D106=\"\"),\"\",W121/'Combined scenario - input'!$D106),\"\")","v":""}]
[{"$f":"IFERROR('Combined scenario - input'!A107,\"\")","v":""},{"$f":"IFERROR('Combined scenario - input'!B107,\"\")","v":""},{"$f":"IFERROR('Combined scenario - input'!C107,\"\")","v":""},{"$f":"IFERROR(repcalc('Combined scenario - input'!$CV107:$GH107,'Combined scenario - input'!$G107,'Combined scenario - input'!$E107,'Combined scenario - input'!$F107,20,TRUE,TRUE),\"\")","v":""},"","","","","","","","","","","","","","","","","","","",{"$f":"IFERROR(IF(OR(D122=\"\",'Combined scenario - input'!$D107=\"\"),\"\",D122/'Combined scenario - input'!$D107),\"\")","v":""},{"$f":"IFERROR(IF(OR(E122=\"\",'Combined scenario - input'!$D107=\"\"),\"\",E122/'Combined scenario - input'!$D107),\"\")","v":""},{"$f":"IFERROR(IF(OR(F122=\"\",'Combined scenario - input'!$D107=\"\"),\"\",F122/'Combined scenario - input'!$D107),\"\")","v":""},{"$f":"IFERROR(IF(OR(G122=\"\",'Combined scenario - input'!$D107=\"\"),\"\",G122/'Combined scenario - input'!$D107),\"\")","v":""},{"$f":"IFERROR(IF(OR(H122=\"\",'Combined scenario - input'!$D107=\"\"),\"\",H122/'Combined scenario - input'!$D107),\"\")","v":""},{"$f":"IFERROR(IF(OR(I122=\"\",'Combined scenario - input'!$D107=\"\"),\"\",I122/'Combined scenario - input'!$D107),\"\")","v":""},{"$f":"IFERROR(IF(OR(J122=\"\",'Combined scenario - input'!$D107=\"\"),\"\",J122/'Combined scenario - input'!$D107),\"\")","v":""},{"$f":"IFERROR(IF(OR(K122=\"\",'Combined scenario - input'!$D107=\"\"),\"\",K122/'Combined scenario - input'!$D107),\"\")","v":""},{"$f":"IFERROR(IF(OR(L122=\"\",'Combined scenario - input'!$D107=\"\"),\"\",L122/'Combined scenario - input'!$D107),\"\")","v":""},{"$f":"IFERROR(IF(OR(M122=\"\",'Combined scenario - input'!$D107=\"\"),\"\",M122/'Combined scenario - input'!$D107),\"\")","v":""},{"$f":"IFERROR(IF(OR(N122=\"\",'Combined scenario - input'!$D107=\"\"),\"\",N122/'Combined scenario - input'!$D107),\"\")","v":""},{"$f":"IFERROR(IF(OR(O122=\"\",'Combined scenario - input'!$D107=\"\"),\"\",O122/'Combined scenario - input'!$D107),\"\")","v":""},{"$f":"IFERROR(IF(OR(P122=\"\",'Combined scenario - input'!$D107=\"\"),\"\",P122/'Combined scenario - input'!$D107),\"\")","v":""},{"$f":"IFERROR(IF(OR(Q122=\"\",'Combined scenario - input'!$D107=\"\"),\"\",Q122/'Combined scenario - input'!$D107),\"\")","v":""},{"$f":"IFERROR(IF(OR(R122=\"\",'Combined scenario - input'!$D107=\"\"),\"\",R122/'Combined scenario - input'!$D107),\"\")","v":""},{"$f":"IFERROR(IF(OR(S122=\"\",'Combined scenario - input'!$D107=\"\"),\"\",S122/'Combined scenario - input'!$D107),\"\")","v":""},{"$f":"IFERROR(IF(OR(T122=\"\",'Combined scenario - input'!$D107=\"\"),\"\",T122/'Combined scenario - input'!$D107),\"\")","v":""},{"$f":"IFERROR(IF(OR(U122=\"\",'Combined scenario - input'!$D107=\"\"),\"\",U122/'Combined scenario - input'!$D107),\"\")","v":""},{"$f":"IFERROR(IF(OR(V122=\"\",'Combined scenario - input'!$D107=\"\"),\"\",V122/'Combined scenario - input'!$D107),\"\")","v":""},{"$f":"IFERROR(IF(OR(W122=\"\",'Combined scenario - input'!$D107=\"\"),\"\",W122/'Combined scenario - input'!$D107),\"\")","v":""}]
[{"$f":"IFERROR('Combined scenario - input'!A108,\"\")","v":""},{"$f":"IFERROR('Combined scenario - input'!B108,\"\")","v":""},{"$f":"IFERROR('Combined scenario - input'!C108,\"\")","v":""},{"$f":"IFERROR(repcalc('Combined scenario - input'!$CV108:$GH108,'Combined scenario - input'!$G108,'Combined scenario - input'!$E108,'Combined scenario - input'!$F108,20,TRUE,TRUE),\"\")","v":""},"","","","","","","","","","","","","","","","","","","",{"$f":"IFERROR(IF(OR(D123=\"\",'Combined scenario - input'!$D108=\"\"),\"\",D123/'Combined scenario - input'!$D108),\"\")","v":""},{"$f":"IFERROR(IF(OR(E123=\"\",'Combined scenario - input'!$D108=\"\"),\"\",E123/'Combined scenario - input'!$D108),\"\")","v":""},{"$f":"IFERROR(IF(OR(F123=\"\",'Combined scenario - input'!$D108=\"\"),\"\",F123/'Combined scenario - input'!$D108),\"\")","v":""},{"$f":"IFERROR(IF(OR(G123=\"\",'Combined scenario - input'!$D108=\"\"),\"\",G123/'Combined scenario - input'!$D108),\"\")","v":""},{"$f":"IFERROR(IF(OR(H123=\"\",'Combined scenario - input'!$D108=\"\"),\"\",H123/'Combined scenario - input'!$D108),\"\")","v":""},{"$f":"IFERROR(IF(OR(I123=\"\",'Combined scenario - input'!$D108=\"\"),\"\",I123/'Combined scenario - input'!$D108),\"\")","v":""},{"$f":"IFERROR(IF(OR(J123=\"\",'Combined scenario - input'!$D108=\"\"),\"\",J123/'Combined scenario - input'!$D108),\"\")","v":""},{"$f":"IFERROR(IF(OR(K123=\"\",'Combined scenario - input'!$D108=\"\"),\"\",K123/'Combined scenario - input'!$D108),\"\")","v":""},{"$f":"IFERROR(IF(OR(L123=\"\",'Combined scenario - input'!$D108=\"\"),\"\",L123/'Combined scenario - input'!$D108),\"\")","v":""},{"$f":"IFERROR(IF(OR(M123=\"\",'Combined scenario - input'!$D108=\"\"),\"\",M123/'Combined scenario - input'!$D108),\"\")","v":""},{"$f":"IFERROR(IF(OR(N123=\"\",'Combined scenario - input'!$D108=\"\"),\"\",N123/'Combined scenario - input'!$D108),\"\")","v":""},{"$f":"IFERROR(IF(OR(O123=\"\",'Combined scenario - input'!$D108=\"\"),\"\",O123/'Combined scenario - input'!$D108),\"\")","v":""},{"$f":"IFERROR(IF(OR(P123=\"\",'Combined scenario - input'!$D108=\"\"),\"\",P123/'Combined scenario - input'!$D108),\"\")","v":""},{"$f":"IFERROR(IF(OR(Q123=\"\",'Combined scenario - input'!$D108=\"\"),\"\",Q123/'Combined scenario - input'!$D108),\"\")","v":""},{"$f":"IFERROR(IF(OR(R123=\"\",'Combined scenario - input'!$D108=\"\"),\"\",R123/'Combined scenario - input'!$D108),\"\")","v":""},{"$f":"IFERROR(IF(OR(S123=\"\",'Combined scenario - input'!$D108=\"\"),\"\",S123/'Combined scenario - input'!$D108),\"\")","v":""},{"$f":"IFERROR(IF(OR(T123=\"\",'Combined scenario - input'!$D108=\"\"),\"\",T123/'Combined scenario - input'!$D108),\"\")","v":""},{"$f":"IFERROR(IF(OR(U123=\"\",'Combined scenario - input'!$D108=\"\"),\"\",U123/'Combined scenario - input'!$D108),\"\")","v":""},{"$f":"IFERROR(IF(OR(V123=\"\",'Combined scenario - input'!$D108=\"\"),\"\",V123/'Combined scenario - input'!$D108),\"\")","v":""},{"$f":"IFERROR(IF(OR(W123=\"\",'Combined scenario - input'!$D108=\"\"),\"\",W123/'Combined scenario - input'!$D108),\"\")","v":""}]
[{"$f":"IFERROR('Combined scenario - input'!A109,\"\")","v":""},{"$f":"IFERROR('Combined scenario - input'!B109,\"\")","v":""},{"$f":"IFERROR('Combined scenario - input'!C109,\"\")","v":""},{"$f":"IFERROR(repcalc('Combined scenario - input'!$CV109:$GH109,'Combined scenario - input'!$G109,'Combined scenario - input'!$E109,'Combined scenario - input'!$F109,20,TRUE,TRUE),\"\")","v":""},"","","","","","","","","","","","","","","","","","","",{"$f":"IFERROR(IF(OR(D124=\"\",'Combined scenario - input'!$D109=\"\"),\"\",D124/'Combined scenario - input'!$D109),\"\")","v":""},{"$f":"IFERROR(IF(OR(E124=\"\",'Combined scenario - input'!$D109=\"\"),\"\",E124/'Combined scenario - input'!$D109),\"\")","v":""},{"$f":"IFERROR(IF(OR(F124=\"\",'Combined scenario - input'!$D109=\"\"),\"\",F124/'Combined scenario - input'!$D109),\"\")","v":""},{"$f":"IFERROR(IF(OR(G124=\"\",'Combined scenario - input'!$D109=\"\"),\"\",G124/'Combined scenario - input'!$D109),\"\")","v":""},{"$f":"IFERROR(IF(OR(H124=\"\",'Combined scenario - input'!$D109=\"\"),\"\",H124/'Combined scenario - input'!$D109),\"\")","v":""},{"$f":"IFERROR(IF(OR(I124=\"\",'Combined scenario - input'!$D109=\"\"),\"\",I124/'Combined scenario - input'!$D109),\"\")","v":""},{"$f":"IFERROR(IF(OR(J124=\"\",'Combined scenario - input'!$D109=\"\"),\"\",J124/'Combined scenario - input'!$D109),\"\")","v":""},{"$f":"IFERROR(IF(OR(K124=\"\",'Combined scenario - input'!$D109=\"\"),\"\",K124/'Combined scenario - input'!$D109),\"\")","v":""},{"$f":"IFERROR(IF(OR(L124=\"\",'Combined scenario - input'!$D109=\"\"),\"\",L124/'Combined scenario - input'!$D109),\"\")","v":""},{"$f":"IFERROR(IF(OR(M124=\"\",'Combined scenario - input'!$D109=\"\"),\"\",M124/'Combined scenario - input'!$D109),\"\")","v":""},{"$f":"IFERROR(IF(OR(N124=\"\",'Combined scenario - input'!$D109=\"\"),\"\",N124/'Combined scenario - input'!$D109),\"\")","v":""},{"$f":"IFERROR(IF(OR(O124=\"\",'Combined scenario - input'!$D109=\"\"),\"\",O124/'Combined scenario - input'!$D109),\"\")","v":""},{"$f":"IFERROR(IF(OR(P124=\"\",'Combined scenario - input'!$D109=\"\"),\"\",P124/'Combined scenario - input'!$D109),\"\")","v":""},{"$f":"IFERROR(IF(OR(Q124=\"\",'Combined scenario - input'!$D109=\"\"),\"\",Q124/'Combined scenario - input'!$D109),\"\")","v":""},{"$f":"IFERROR(IF(OR(R124=\"\",'Combined scenario - input'!$D109=\"\"),\"\",R124/'Combined scenario - input'!$D109),\"\")","v":""},{"$f":"IFERROR(IF(OR(S124=\"\",'Combined scenario - input'!$D109=\"\"),\"\",S124/'Combined scenario - input'!$D109),\"\")","v":""},{"$f":"IFERROR(IF(OR(T124=\"\",'Combined scenario - input'!$D109=\"\"),\"\",T124/'Combined scenario - input'!$D109),\"\")","v":""},{"$f":"IFERROR(IF(OR(U124=\"\",'Combined scenario - input'!$D109=\"\"),\"\",U124/'Combined scenario - input'!$D109),\"\")","v":""},{"$f":"IFERROR(IF(OR(V124=\"\",'Combined scenario - input'!$D109=\"\"),\"\",V124/'Combined scenario - input'!$D109),\"\")","v":""},{"$f":"IFERROR(IF(OR(W124=\"\",'Combined scenario - input'!$D109=\"\"),\"\",W124/'Combined scenario - input'!$D109),\"\")","v":""}]
[{"$f":"IFERROR('Combined scenario - input'!A110,\"\")","v":""},{"$f":"IFERROR('Combined scenario - input'!B110,\"\")","v":""},{"$f":"IFERROR('Combined scenario - input'!C110,\"\")","v":""},{"$f":"IFERROR(repcalc('Combined scenario - input'!$CV110:$GH110,'Combined scenario - input'!$G110,'Combined scenario - input'!$E110,'Combined scenario - input'!$F110,20,TRUE,TRUE),\"\")","v":""},"","","","","","","","","","","","","","","","","","","",{"$f":"IFERROR(IF(OR(D125=\"\",'Combined scenario - input'!$D110=\"\"),\"\",D125/'Combined scenario - input'!$D110),\"\")","v":""},{"$f":"IFERROR(IF(OR(E125=\"\",'Combined scenario - input'!$D110=\"\"),\"\",E125/'Combined scenario - input'!$D110),\"\")","v":""},{"$f":"IFERROR(IF(OR(F125=\"\",'Combined scenario - input'!$D110=\"\"),\"\",F125/'Combined scenario - input'!$D110),\"\")","v":""},{"$f":"IFERROR(IF(OR(G125=\"\",'Combined scenario - input'!$D110=\"\"),\"\",G125/'Combined scenario - input'!$D110),\"\")","v":""},{"$f":"IFERROR(IF(OR(H125=\"\",'Combined scenario - input'!$D110=\"\"),\"\",H125/'Combined scenario - input'!$D110),\"\")","v":""},{"$f":"IFERROR(IF(OR(I125=\"\",'Combined scenario - input'!$D110=\"\"),\"\",I125/'Combined scenario - input'!$D110),\"\")","v":""},{"$f":"IFERROR(IF(OR(J125=\"\",'Combined scenario - input'!$D110=\"\"),\"\",J125/'Combined scenario - input'!$D110),\"\")","v":""},{"$f":"IFERROR(IF(OR(K125=\"\",'Combined scenario - input'!$D110=\"\"),\"\",K125/'Combined scenario - input'!$D110),\"\")","v":""},{"$f":"IFERROR(IF(OR(L125=\"\",'Combined scenario - input'!$D110=\"\"),\"\",L125/'Combined scenario - input'!$D110),\"\")","v":""},{"$f":"IFERROR(IF(OR(M125=\"\",'Combined scenario - input'!$D110=\"\"),\"\",M125/'Combined scenario - input'!$D110),\"\")","v":""},{"$f":"IFERROR(IF(OR(N125=\"\",'Combined scenario - input'!$D110=\"\"),\"\",N125/'Combined scenario - input'!$D110),\"\")","v":""},{"$f":"IFERROR(IF(OR(O125=\"\",'Combined scenario - input'!$D110=\"\"),\"\",O125/'Combined scenario - input'!$D110),\"\")","v":""},{"$f":"IFERROR(IF(OR(P125=\"\",'Combined scenario - input'!$D110=\"\"),\"\",P125/'Combined scenario - input'!$D110),\"\")","v":""},{"$f":"IFERROR(IF(OR(Q125=\"\",'Combined scenario - input'!$D110=\"\"),\"\",Q125/'Combined scenario - input'!$D110),\"\")","v":""},{"$f":"IFERROR(IF(OR(R125=\"\",'Combined scenario - input'!$D110=\"\"),\"\",R125/'Combined scenario - input'!$D110),\"\")","v":""},{"$f":"IFERROR(IF(OR(S125=\"\",'Combined scenario - input'!$D110=\"\"),\"\",S125/'Combined scenario - input'!$D110),\"\")","v":""},{"$f":"IFERROR(IF(OR(T125=\"\",'Combined scenario - input'!$D110=\"\"),\"\",T125/'Combined scenario - input'!$D110),\"\")","v":""},{"$f":"IFERROR(IF(OR(U125=\"\",'Combined scenario - input'!$D110=\"\"),\"\",U125/'Combined scenario - input'!$D110),\"\")","v":""},{"$f":"IFERROR(IF(OR(V125=\"\",'Combined scenario - input'!$D110=\"\"),\"\",V125/'Combined scenario - input'!$D110),\"\")","v":""},{"$f":"IFERROR(IF(OR(W125=\"\",'Combined scenario - input'!$D110=\"\"),\"\",W125/'Combined scenario - input'!$D110),\"\")","v":""}]
[{"$f":"IFERROR('Combined scenario - input'!A111,\"\")","v":""},{"$f":"IFERROR('Combined scenario - input'!B111,\"\")","v":""},{"$f":"IFERROR('Combined scenario - input'!C111,\"\")","v":""},{"$f":"IFERROR(repcalc('Combined scenario - input'!$CV111:$GH111,'Combined scenario - input'!$G111,'Combined scenario - input'!$E111,'Combined scenario - input'!$F111,20,TRUE,TRUE),\"\")","v":""},"","","","","","","","","","","","","","","","","","","",{"$f":"IFERROR(IF(OR(D126=\"\",'Combined scenario - input'!$D111=\"\"),\"\",D126/'Combined scenario - input'!$D111),\"\")","v":""},{"$f":"IFERROR(IF(OR(E126=\"\",'Combined scenario - input'!$D111=\"\"),\"\",E126/'Combined scenario - input'!$D111),\"\")","v":""},{"$f":"IFERROR(IF(OR(F126=\"\",'Combined scenario - input'!$D111=\"\"),\"\",F126/'Combined scenario - input'!$D111),\"\")","v":""},{"$f":"IFERROR(IF(OR(G126=\"\",'Combined scenario - input'!$D111=\"\"),\"\",G126/'Combined scenario - input'!$D111),\"\")","v":""},{"$f":"IFERROR(IF(OR(H126=\"\",'Combined scenario - input'!$D111=\"\"),\"\",H126/'Combined scenario - input'!$D111),\"\")","v":""},{"$f":"IFERROR(IF(OR(I126=\"\",'Combined scenario - input'!$D111=\"\"),\"\",I126/'Combined scenario - input'!$D111),\"\")","v":""},{"$f":"IFERROR(IF(OR(J126=\"\",'Combined scenario - input'!$D111=\"\"),\"\",J126/'Combined scenario - input'!$D111),\"\")","v":""},{"$f":"IFERROR(IF(OR(K126=\"\",'Combined scenario - input'!$D111=\"\"),\"\",K126/'Combined scenario - input'!$D111),\"\")","v":""},{"$f":"IFERROR(IF(OR(L126=\"\",'Combined scenario - input'!$D111=\"\"),\"\",L126/'Combined scenario - input'!$D111),\"\")","v":""},{"$f":"IFERROR(IF(OR(M126=\"\",'Combined scenario - input'!$D111=\"\"),\"\",M126/'Combined scenario - input'!$D111),\"\")","v":""},{"$f":"IFERROR(IF(OR(N126=\"\",'Combined scenario - input'!$D111=\"\"),\"\",N126/'Combined scenario - input'!$D111),\"\")","v":""},{"$f":"IFERROR(IF(OR(O126=\"\",'Combined scenario - input'!$D111=\"\"),\"\",O126/'Combined scenario - input'!$D111),\"\")","v":""},{"$f":"IFERROR(IF(OR(P126=\"\",'Combined scenario - input'!$D111=\"\"),\"\",P126/'Combined scenario - input'!$D111),\"\")","v":""},{"$f":"IFERROR(IF(OR(Q126=\"\",'Combined scenario - input'!$D111=\"\"),\"\",Q126/'Combined scenario - input'!$D111),\"\")","v":""},{"$f":"IFERROR(IF(OR(R126=\"\",'Combined scenario - input'!$D111=\"\"),\"\",R126/'Combined scenario - input'!$D111),\"\")","v":""},{"$f":"IFERROR(IF(OR(S126=\"\",'Combined scenario - input'!$D111=\"\"),\"\",S126/'Combined scenario - input'!$D111),\"\")","v":""},{"$f":"IFERROR(IF(OR(T126=\"\",'Combined scenario - input'!$D111=\"\"),\"\",T126/'Combined scenario - input'!$D111),\"\")","v":""},{"$f":"IFERROR(IF(OR(U126=\"\",'Combined scenario - input'!$D111=\"\"),\"\",U126/'Combined scenario - input'!$D111),\"\")","v":""},{"$f":"IFERROR(IF(OR(V126=\"\",'Combined scenario - input'!$D111=\"\"),\"\",V126/'Combined scenario - input'!$D111),\"\")","v":""},{"$f":"IFERROR(IF(OR(W126=\"\",'Combined scenario - input'!$D111=\"\"),\"\",W126/'Combined scenario - input'!$D111),\"\")","v":""}]
[{"$f":"IFERROR('Combined scenario - input'!A112,\"\")","v":""},{"$f":"IFERROR('Combined scenario - input'!B112,\"\")","v":""},{"$f":"IFERROR('Combined scenario - input'!C112,\"\")","v":""},{"$f":"IFERROR(repcalc('Combined scenario - input'!$CV112:$GH112,'Combined scenario - input'!$G112,'Combined scenario - input'!$E112,'Combined scenario - input'!$F112,20,TRUE,TRUE),\"\")","v":""},"","","","","","","","","","","","","","","","","","","",{"$f":"IFERROR(IF(OR(D127=\"\",'Combined scenario - input'!$D112=\"\"),\"\",D127/'Combined scenario - input'!$D112),\"\")","v":""},{"$f":"IFERROR(IF(OR(E127=\"\",'Combined scenario - input'!$D112=\"\"),\"\",E127/'Combined scenario - input'!$D112),\"\")","v":""},{"$f":"IFERROR(IF(OR(F127=\"\",'Combined scenario - input'!$D112=\"\"),\"\",F127/'Combined scenario - input'!$D112),\"\")","v":""},{"$f":"IFERROR(IF(OR(G127=\"\",'Combined scenario - input'!$D112=\"\"),\"\",G127/'Combined scenario - input'!$D112),\"\")","v":""},{"$f":"IFERROR(IF(OR(H127=\"\",'Combined scenario - input'!$D112=\"\"),\"\",H127/'Combined scenario - input'!$D112),\"\")","v":""},{"$f":"IFERROR(IF(OR(I127=\"\",'Combined scenario - input'!$D112=\"\"),\"\",I127/'Combined scenario - input'!$D112),\"\")","v":""},{"$f":"IFERROR(IF(OR(J127=\"\",'Combined scenario - input'!$D112=\"\"),\"\",J127/'Combined scenario - input'!$D112),\"\")","v":""},{"$f":"IFERROR(IF(OR(K127=\"\",'Combined scenario - input'!$D112=\"\"),\"\",K127/'Combined scenario - input'!$D112),\"\")","v":""},{"$f":"IFERROR(IF(OR(L127=\"\",'Combined scenario - input'!$D112=\"\"),\"\",L127/'Combined scenario - input'!$D112),\"\")","v":""},{"$f":"IFERROR(IF(OR(M127=\"\",'Combined scenario - input'!$D112=\"\"),\"\",M127/'Combined scenario - input'!$D112),\"\")","v":""},{"$f":"IFERROR(IF(OR(N127=\"\",'Combined scenario - input'!$D112=\"\"),\"\",N127/'Combined scenario - input'!$D112),\"\")","v":""},{"$f":"IFERROR(IF(OR(O127=\"\",'Combined scenario - input'!$D112=\"\"),\"\",O127/'Combined scenario - input'!$D112),\"\")","v":""},{"$f":"IFERROR(IF(OR(P127=\"\",'Combined scenario - input'!$D112=\"\"),\"\",P127/'Combined scenario - input'!$D112),\"\")","v":""},{"$f":"IFERROR(IF(OR(Q127=\"\",'Combined scenario - input'!$D112=\"\"),\"\",Q127/'Combined scenario - input'!$D112),\"\")","v":""},{"$f":"IFERROR(IF(OR(R127=\"\",'Combined scenario - input'!$D112=\"\"),\"\",R127/'Combined scenario - input'!$D112),\"\")","v":""},{"$f":"IFERROR(IF(OR(S127=\"\",'Combined scenario - input'!$D112=\"\"),\"\",S127/'Combined scenario - input'!$D112),\"\")","v":""},{"$f":"IFERROR(IF(OR(T127=\"\",'Combined scenario - input'!$D112=\"\"),\"\",T127/'Combined scenario - input'!$D112),\"\")","v":""},{"$f":"IFERROR(IF(OR(U127=\"\",'Combined scenario - input'!$D112=\"\"),\"\",U127/'Combined scenario - input'!$D112),\"\")","v":""},{"$f":"IFERROR(IF(OR(V127=\"\",'Combined scenario - input'!$D112=\"\"),\"\",V127/'Combined scenario - input'!$D112),\"\")","v":""},{"$f":"IFERROR(IF(OR(W127=\"\",'Combined scenario - input'!$D112=\"\"),\"\",W127/'Combined scenario - input'!$D112),\"\")","v":""}]
[{"$f":"IFERROR('Combined scenario - input'!A113,\"\")","v":""},{"$f":"IFERROR('Combined scenario - input'!B113,\"\")","v":""},{"$f":"IFERROR('Combined scenario - input'!C113,\"\")","v":""},{"$f":"IFERROR(repcalc('Combined scenario - input'!$CV113:$GH113,'Combined scenario - input'!$G113,'Combined scenario - input'!$E113,'Combined scenario - input'!$F113,20,TRUE,TRUE),\"\")","v":""},"","","","","","","","","","","","","","","","","","","",{"$f":"IFERROR(IF(OR(D128=\"\",'Combined scenario - input'!$D113=\"\"),\"\",D128/'Combined scenario - input'!$D113),\"\")","v":""},{"$f":"IFERROR(IF(OR(E128=\"\",'Combined scenario - input'!$D113=\"\"),\"\",E128/'Combined scenario - input'!$D113),\"\")","v":""},{"$f":"IFERROR(IF(OR(F128=\"\",'Combined scenario - input'!$D113=\"\"),\"\",F128/'Combined scenario - input'!$D113),\"\")","v":""},{"$f":"IFERROR(IF(OR(G128=\"\",'Combined scenario - input'!$D113=\"\"),\"\",G128/'Combined scenario - input'!$D113),\"\")","v":""},{"$f":"IFERROR(IF(OR(H128=\"\",'Combined scenario - input'!$D113=\"\"),\"\",H128/'Combined scenario - input'!$D113),\"\")","v":""},{"$f":"IFERROR(IF(OR(I128=\"\",'Combined scenario - input'!$D113=\"\"),\"\",I128/'Combined scenario - input'!$D113),\"\")","v":""},{"$f":"IFERROR(IF(OR(J128=\"\",'Combined scenario - input'!$D113=\"\"),\"\",J128/'Combined scenario - input'!$D113),\"\")","v":""},{"$f":"IFERROR(IF(OR(K128=\"\",'Combined scenario - input'!$D113=\"\"),\"\",K128/'Combined scenario - input'!$D113),\"\")","v":""},{"$f":"IFERROR(IF(OR(L128=\"\",'Combined scenario - input'!$D113=\"\"),\"\",L128/'Combined scenario - input'!$D113),\"\")","v":""},{"$f":"IFERROR(IF(OR(M128=\"\",'Combined scenario - input'!$D113=\"\"),\"\",M128/'Combined scenario - input'!$D113),\"\")","v":""},{"$f":"IFERROR(IF(OR(N128=\"\",'Combined scenario - input'!$D113=\"\"),\"\",N128/'Combined scenario - input'!$D113),\"\")","v":""},{"$f":"IFERROR(IF(OR(O128=\"\",'Combined scenario - input'!$D113=\"\"),\"\",O128/'Combined scenario - input'!$D113),\"\")","v":""},{"$f":"IFERROR(IF(OR(P128=\"\",'Combined scenario - input'!$D113=\"\"),\"\",P128/'Combined scenario - input'!$D113),\"\")","v":""},{"$f":"IFERROR(IF(OR(Q128=\"\",'Combined scenario - input'!$D113=\"\"),\"\",Q128/'Combined scenario - input'!$D113),\"\")","v":""},{"$f":"IFERROR(IF(OR(R128=\"\",'Combined scenario - input'!$D113=\"\"),\"\",R128/'Combined scenario - input'!$D113),\"\")","v":""},{"$f":"IFERROR(IF(OR(S128=\"\",'Combined scenario - input'!$D113=\"\"),\"\",S128/'Combined scenario - input'!$D113),\"\")","v":""},{"$f":"IFERROR(IF(OR(T128=\"\",'Combined scenario - input'!$D113=\"\"),\"\",T128/'Combined scenario - input'!$D113),\"\")","v":""},{"$f":"IFERROR(IF(OR(U128=\"\",'Combined scenario - input'!$D113=\"\"),\"\",U128/'Combined scenario - input'!$D113),\"\")","v":""},{"$f":"IFERROR(IF(OR(V128=\"\",'Combined scenario - input'!$D113=\"\"),\"\",V128/'Combined scenario - input'!$D113),\"\")","v":""},{"$f":"IFERROR(IF(OR(W128=\"\",'Combined scenario - input'!$D113=\"\"),\"\",W128/'Combined scenario - input'!$D113),\"\")","v":""}]
[{"$f":"IFERROR('Combined scenario - input'!A114,\"\")","v":""},{"$f":"IFERROR('Combined scenario - input'!B114,\"\")","v":""},{"$f":"IFERROR('Combined scenario - input'!C114,\"\")","v":""},{"$f":"IFERROR(repcalc('Combined scenario - input'!$CV114:$GH114,'Combined scenario - input'!$G114,'Combined scenario - input'!$E114,'Combined scenario - input'!$F114,20,TRUE,TRUE),\"\")","v":""},"","","","","","","","","","","","","","","","","","","",{"$f":"IFERROR(IF(OR(D129=\"\",'Combined scenario - input'!$D114=\"\"),\"\",D129/'Combined scenario - input'!$D114),\"\")","v":""},{"$f":"IFERROR(IF(OR(E129=\"\",'Combined scenario - input'!$D114=\"\"),\"\",E129/'Combined scenario - input'!$D114),\"\")","v":""},{"$f":"IFERROR(IF(OR(F129=\"\",'Combined scenario - input'!$D114=\"\"),\"\",F129/'Combined scenario - input'!$D114),\"\")","v":""},{"$f":"IFERROR(IF(OR(G129=\"\",'Combined scenario - input'!$D114=\"\"),\"\",G129/'Combined scenario - input'!$D114),\"\")","v":""},{"$f":"IFERROR(IF(OR(H129=\"\",'Combined scenario - input'!$D114=\"\"),\"\",H129/'Combined scenario - input'!$D114),\"\")","v":""},{"$f":"IFERROR(IF(OR(I129=\"\",'Combined scenario - input'!$D114=\"\"),\"\",I129/'Combined scenario - input'!$D114),\"\")","v":""},{"$f":"IFERROR(IF(OR(J129=\"\",'Combined scenario - input'!$D114=\"\"),\"\",J129/'Combined scenario - input'!$D114),\"\")","v":""},{"$f":"IFERROR(IF(OR(K129=\"\",'Combined scenario - input'!$D114=\"\"),\"\",K129/'Combined scenario - input'!$D114),\"\")","v":""},{"$f":"IFERROR(IF(OR(L129=\"\",'Combined scenario - input'!$D114=\"\"),\"\",L129/'Combined scenario - input'!$D114),\"\")","v":""},{"$f":"IFERROR(IF(OR(M129=\"\",'Combined scenario - input'!$D114=\"\"),\"\",M129/'Combined scenario - input'!$D114),\"\")","v":""},{"$f":"IFERROR(IF(OR(N129=\"\",'Combined scenario - input'!$D114=\"\"),\"\",N129/'Combined scenario - input'!$D114),\"\")","v":""},{"$f":"IFERROR(IF(OR(O129=\"\",'Combined scenario - input'!$D114=\"\"),\"\",O129/'Combined scenario - input'!$D114),\"\")","v":""},{"$f":"IFERROR(IF(OR(P129=\"\",'Combined scenario - input'!$D114=\"\"),\"\",P129/'Combined scenario - input'!$D114),\"\")","v":""},{"$f":"IFERROR(IF(OR(Q129=\"\",'Combined scenario - input'!$D114=\"\"),\"\",Q129/'Combined scenario - input'!$D114),\"\")","v":""},{"$f":"IFERROR(IF(OR(R129=\"\",'Combined scenario - input'!$D114=\"\"),\"\",R129/'Combined scenario - input'!$D114),\"\")","v":""},{"$f":"IFERROR(IF(OR(S129=\"\",'Combined scenario - input'!$D114=\"\"),\"\",S129/'Combined scenario - input'!$D114),\"\")","v":""},{"$f":"IFERROR(IF(OR(T129=\"\",'Combined scenario - input'!$D114=\"\"),\"\",T129/'Combined scenario - input'!$D114),\"\")","v":""},{"$f":"IFERROR(IF(OR(U129=\"\",'Combined scenario - input'!$D114=\"\"),\"\",U129/'Combined scenario - input'!$D114),\"\")","v":""},{"$f":"IFERROR(IF(OR(V129=\"\",'Combined scenario - input'!$D114=\"\"),\"\",V129/'Combined scenario - input'!$D114),\"\")","v":""},{"$f":"IFERROR(IF(OR(W129=\"\",'Combined scenario - input'!$D114=\"\"),\"\",W129/'Combined scenario - input'!$D114),\"\")","v":""}]
[{"$f":"IFERROR('Combined scenario - input'!A115,\"\")","v":""},{"$f":"IFERROR('Combined scenario - input'!B115,\"\")","v":""},{"$f":"IFERROR('Combined scenario - input'!C115,\"\")","v":""},{"$f":"IFERROR(repcalc('Combined scenario - input'!$CV115:$GH115,'Combined scenario - input'!$G115,'Combined scenario - input'!$E115,'Combined scenario - input'!$F115,20,TRUE,TRUE),\"\")","v":""},"","","","","","","","","","","","","","","","","","","",{"$f":"IFERROR(IF(OR(D130=\"\",'Combined scenario - input'!$D115=\"\"),\"\",D130/'Combined scenario - input'!$D115),\"\")","v":""},{"$f":"IFERROR(IF(OR(E130=\"\",'Combined scenario - input'!$D115=\"\"),\"\",E130/'Combined scenario - input'!$D115),\"\")","v":""},{"$f":"IFERROR(IF(OR(F130=\"\",'Combined scenario - input'!$D115=\"\"),\"\",F130/'Combined scenario - input'!$D115),\"\")","v":""},{"$f":"IFERROR(IF(OR(G130=\"\",'Combined scenario - input'!$D115=\"\"),\"\",G130/'Combined scenario - input'!$D115),\"\")","v":""},{"$f":"IFERROR(IF(OR(H130=\"\",'Combined scenario - input'!$D115=\"\"),\"\",H130/'Combined scenario - input'!$D115),\"\")","v":""},{"$f":"IFERROR(IF(OR(I130=\"\",'Combined scenario - input'!$D115=\"\"),\"\",I130/'Combined scenario - input'!$D115),\"\")","v":""},{"$f":"IFERROR(IF(OR(J130=\"\",'Combined scenario - input'!$D115=\"\"),\"\",J130/'Combined scenario - input'!$D115),\"\")","v":""},{"$f":"IFERROR(IF(OR(K130=\"\",'Combined scenario - input'!$D115=\"\"),\"\",K130/'Combined scenario - input'!$D115),\"\")","v":""},{"$f":"IFERROR(IF(OR(L130=\"\",'Combined scenario - input'!$D115=\"\"),\"\",L130/'Combined scenario - input'!$D115),\"\")","v":""},{"$f":"IFERROR(IF(OR(M130=\"\",'Combined scenario - input'!$D115=\"\"),\"\",M130/'Combined scenario - input'!$D115),\"\")","v":""},{"$f":"IFERROR(IF(OR(N130=\"\",'Combined scenario - input'!$D115=\"\"),\"\",N130/'Combined scenario - input'!$D115),\"\")","v":""},{"$f":"IFERROR(IF(OR(O130=\"\",'Combined scenario - input'!$D115=\"\"),\"\",O130/'Combined scenario - input'!$D115),\"\")","v":""},{"$f":"IFERROR(IF(OR(P130=\"\",'Combined scenario - input'!$D115=\"\"),\"\",P130/'Combined scenario - input'!$D115),\"\")","v":""},{"$f":"IFERROR(IF(OR(Q130=\"\",'Combined scenario - input'!$D115=\"\"),\"\",Q130/'Combined scenario - input'!$D115),\"\")","v":""},{"$f":"IFERROR(IF(OR(R130=\"\",'Combined scenario - input'!$D115=\"\"),\"\",R130/'Combined scenario - input'!$D115),\"\")","v":""},{"$f":"IFERROR(IF(OR(S130=\"\",'Combined scenario - input'!$D115=\"\"),\"\",S130/'Combined scenario - input'!$D115),\"\")","v":""},{"$f":"IFERROR(IF(OR(T130=\"\",'Combined scenario - input'!$D115=\"\"),\"\",T130/'Combined scenario - input'!$D115),\"\")","v":""},{"$f":"IFERROR(IF(OR(U130=\"\",'Combined scenario - input'!$D115=\"\"),\"\",U130/'Combined scenario - input'!$D115),\"\")","v":""},{"$f":"IFERROR(IF(OR(V130=\"\",'Combined scenario - input'!$D115=\"\"),\"\",V130/'Combined scenario - input'!$D115),\"\")","v":""},{"$f":"IFERROR(IF(OR(W130=\"\",'Combined scenario - input'!$D115=\"\"),\"\",W130/'Combined scenario - input'!$D115),\"\")","v":""}]
[{"$f":"IFERROR('Combined scenario - input'!A116,\"\")","v":""},{"$f":"IFERROR('Combined scenario - input'!B116,\"\")","v":""},{"$f":"IFERROR('Combined scenario - input'!C116,\"\")","v":""},{"$f":"IFERROR(repcalc('Combined scenario - input'!$CV116:$GH116,'Combined scenario - input'!$G116,'Combined scenario - input'!$E116,'Combined scenario - input'!$F116,20,TRUE,TRUE),\"\")","v":""},"","","","","","","","","","","","","","","","","","","",{"$f":"IFERROR(IF(OR(D131=\"\",'Combined scenario - input'!$D116=\"\"),\"\",D131/'Combined scenario - input'!$D116),\"\")","v":""},{"$f":"IFERROR(IF(OR(E131=\"\",'Combined scenario - input'!$D116=\"\"),\"\",E131/'Combined scenario - input'!$D116),\"\")","v":""},{"$f":"IFERROR(IF(OR(F131=\"\",'Combined scenario - input'!$D116=\"\"),\"\",F131/'Combined scenario - input'!$D116),\"\")","v":""},{"$f":"IFERROR(IF(OR(G131=\"\",'Combined scenario - input'!$D116=\"\"),\"\",G131/'Combined scenario - input'!$D116),\"\")","v":""},{"$f":"IFERROR(IF(OR(H131=\"\",'Combined scenario - input'!$D116=\"\"),\"\",H131/'Combined scenario - input'!$D116),\"\")","v":""},{"$f":"IFERROR(IF(OR(I131=\"\",'Combined scenario - input'!$D116=\"\"),\"\",I131/'Combined scenario - input'!$D116),\"\")","v":""},{"$f":"IFERROR(IF(OR(J131=\"\",'Combined scenario - input'!$D116=\"\"),\"\",J131/'Combined scenario - input'!$D116),\"\")","v":""},{"$f":"IFERROR(IF(OR(K131=\"\",'Combined scenario - input'!$D116=\"\"),\"\",K131/'Combined scenario - input'!$D116),\"\")","v":""},{"$f":"IFERROR(IF(OR(L131=\"\",'Combined scenario - input'!$D116=\"\"),\"\",L131/'Combined scenario - input'!$D116),\"\")","v":""},{"$f":"IFERROR(IF(OR(M131=\"\",'Combined scenario - input'!$D116=\"\"),\"\",M131/'Combined scenario - input'!$D116),\"\")","v":""},{"$f":"IFERROR(IF(OR(N131=\"\",'Combined scenario - input'!$D116=\"\"),\"\",N131/'Combined scenario - input'!$D116),\"\")","v":""},{"$f":"IFERROR(IF(OR(O131=\"\",'Combined scenario - input'!$D116=\"\"),\"\",O131/'Combined scenario - input'!$D116),\"\")","v":""},{"$f":"IFERROR(IF(OR(P131=\"\",'Combined scenario - input'!$D116=\"\"),\"\",P131/'Combined scenario - input'!$D116),\"\")","v":""},{"$f":"IFERROR(IF(OR(Q131=\"\",'Combined scenario - input'!$D116=\"\"),\"\",Q131/'Combined scenario - input'!$D116),\"\")","v":""},{"$f":"IFERROR(IF(OR(R131=\"\",'Combined scenario - input'!$D116=\"\"),\"\",R131/'Combined scenario - input'!$D116),\"\")","v":""},{"$f":"IFERROR(IF(OR(S131=\"\",'Combined scenario - input'!$D116=\"\"),\"\",S131/'Combined scenario - input'!$D116),\"\")","v":""},{"$f":"IFERROR(IF(OR(T131=\"\",'Combined scenario - input'!$D116=\"\"),\"\",T131/'Combined scenario - input'!$D116),\"\")","v":""},{"$f":"IFERROR(IF(OR(U131=\"\",'Combined scenario - input'!$D116=\"\"),\"\",U131/'Combined scenario - input'!$D116),\"\")","v":""},{"$f":"IFERROR(IF(OR(V131=\"\",'Combined scenario - input'!$D116=\"\"),\"\",V131/'Combined scenario - input'!$D116),\"\")","v":""},{"$f":"IFERROR(IF(OR(W131=\"\",'Combined scenario - input'!$D116=\"\"),\"\",W131/'Combined scenario - input'!$D116),\"\")","v":""}]
[{"$f":"IFERROR('Combined scenario - input'!A117,\"\")","v":""},{"$f":"IFERROR('Combined scenario - input'!B117,\"\")","v":""},{"$f":"IFERROR('Combined scenario - input'!C117,\"\")","v":""},{"$f":"IFERROR(repcalc('Combined scenario - input'!$CV117:$GH117,'Combined scenario - input'!$G117,'Combined scenario - input'!$E117,'Combined scenario - input'!$F117,20,TRUE,TRUE),\"\")","v":""},"","","","","","","","","","","","","","","","","","","",{"$f":"IFERROR(IF(OR(D132=\"\",'Combined scenario - input'!$D117=\"\"),\"\",D132/'Combined scenario - input'!$D117),\"\")","v":""},{"$f":"IFERROR(IF(OR(E132=\"\",'Combined scenario - input'!$D117=\"\"),\"\",E132/'Combined scenario - input'!$D117),\"\")","v":""},{"$f":"IFERROR(IF(OR(F132=\"\",'Combined scenario - input'!$D117=\"\"),\"\",F132/'Combined scenario - input'!$D117),\"\")","v":""},{"$f":"IFERROR(IF(OR(G132=\"\",'Combined scenario - input'!$D117=\"\"),\"\",G132/'Combined scenario - input'!$D117),\"\")","v":""},{"$f":"IFERROR(IF(OR(H132=\"\",'Combined scenario - input'!$D117=\"\"),\"\",H132/'Combined scenario - input'!$D117),\"\")","v":""},{"$f":"IFERROR(IF(OR(I132=\"\",'Combined scenario - input'!$D117=\"\"),\"\",I132/'Combined scenario - input'!$D117),\"\")","v":""},{"$f":"IFERROR(IF(OR(J132=\"\",'Combined scenario - input'!$D117=\"\"),\"\",J132/'Combined scenario - input'!$D117),\"\")","v":""},{"$f":"IFERROR(IF(OR(K132=\"\",'Combined scenario - input'!$D117=\"\"),\"\",K132/'Combined scenario - input'!$D117),\"\")","v":""},{"$f":"IFERROR(IF(OR(L132=\"\",'Combined scenario - input'!$D117=\"\"),\"\",L132/'Combined scenario - input'!$D117),\"\")","v":""},{"$f":"IFERROR(IF(OR(M132=\"\",'Combined scenario - input'!$D117=\"\"),\"\",M132/'Combined scenario - input'!$D117),\"\")","v":""},{"$f":"IFERROR(IF(OR(N132=\"\",'Combined scenario - input'!$D117=\"\"),\"\",N132/'Combined scenario - input'!$D117),\"\")","v":""},{"$f":"IFERROR(IF(OR(O132=\"\",'Combined scenario - input'!$D117=\"\"),\"\",O132/'Combined scenario - input'!$D117),\"\")","v":""},{"$f":"IFERROR(IF(OR(P132=\"\",'Combined scenario - input'!$D117=\"\"),\"\",P132/'Combined scenario - input'!$D117),\"\")","v":""},{"$f":"IFERROR(IF(OR(Q132=\"\",'Combined scenario - input'!$D117=\"\"),\"\",Q132/'Combined scenario - input'!$D117),\"\")","v":""},{"$f":"IFERROR(IF(OR(R132=\"\",'Combined scenario - input'!$D117=\"\"),\"\",R132/'Combined scenario - input'!$D117),\"\")","v":""},{"$f":"IFERROR(IF(OR(S132=\"\",'Combined scenario - input'!$D117=\"\"),\"\",S132/'Combined scenario - input'!$D117),\"\")","v":""},{"$f":"IFERROR(IF(OR(T132=\"\",'Combined scenario - input'!$D117=\"\"),\"\",T132/'Combined scenario - input'!$D117),\"\")","v":""},{"$f":"IFERROR(IF(OR(U132=\"\",'Combined scenario - input'!$D117=\"\"),\"\",U132/'Combined scenario - input'!$D117),\"\")","v":""},{"$f":"IFERROR(IF(OR(V132=\"\",'Combined scenario - input'!$D117=\"\"),\"\",V132/'Combined scenario - input'!$D117),\"\")","v":""},{"$f":"IFERROR(IF(OR(W132=\"\",'Combined scenario - input'!$D117=\"\"),\"\",W132/'Combined scenario - input'!$D117),\"\")","v":""}]
[{"$f":"IFERROR('Combined scenario - input'!A118,\"\")","v":""},{"$f":"IFERROR('Combined scenario - input'!B118,\"\")","v":""},{"$f":"IFERROR('Combined scenario - input'!C118,\"\")","v":""},{"$f":"IFERROR(repcalc('Combined scenario - input'!$CV118:$GH118,'Combined scenario - input'!$G118,'Combined scenario - input'!$E118,'Combined scenario - input'!$F118,20,TRUE,TRUE),\"\")","v":""},"","","","","","","","","","","","","","","","","","","",{"$f":"IFERROR(IF(OR(D133=\"\",'Combined scenario - input'!$D118=\"\"),\"\",D133/'Combined scenario - input'!$D118),\"\")","v":""},{"$f":"IFERROR(IF(OR(E133=\"\",'Combined scenario - input'!$D118=\"\"),\"\",E133/'Combined scenario - input'!$D118),\"\")","v":""},{"$f":"IFERROR(IF(OR(F133=\"\",'Combined scenario - input'!$D118=\"\"),\"\",F133/'Combined scenario - input'!$D118),\"\")","v":""},{"$f":"IFERROR(IF(OR(G133=\"\",'Combined scenario - input'!$D118=\"\"),\"\",G133/'Combined scenario - input'!$D118),\"\")","v":""},{"$f":"IFERROR(IF(OR(H133=\"\",'Combined scenario - input'!$D118=\"\"),\"\",H133/'Combined scenario - input'!$D118),\"\")","v":""},{"$f":"IFERROR(IF(OR(I133=\"\",'Combined scenario - input'!$D118=\"\"),\"\",I133/'Combined scenario - input'!$D118),\"\")","v":""},{"$f":"IFERROR(IF(OR(J133=\"\",'Combined scenario - input'!$D118=\"\"),\"\",J133/'Combined scenario - input'!$D118),\"\")","v":""},{"$f":"IFERROR(IF(OR(K133=\"\",'Combined scenario - input'!$D118=\"\"),\"\",K133/'Combined scenario - input'!$D118),\"\")","v":""},{"$f":"IFERROR(IF(OR(L133=\"\",'Combined scenario - input'!$D118=\"\"),\"\",L133/'Combined scenario - input'!$D118),\"\")","v":""},{"$f":"IFERROR(IF(OR(M133=\"\",'Combined scenario - input'!$D118=\"\"),\"\",M133/'Combined scenario - input'!$D118),\"\")","v":""},{"$f":"IFERROR(IF(OR(N133=\"\",'Combined scenario - input'!$D118=\"\"),\"\",N133/'Combined scenario - input'!$D118),\"\")","v":""},{"$f":"IFERROR(IF(OR(O133=\"\",'Combined scenario - input'!$D118=\"\"),\"\",O133/'Combined scenario - input'!$D118),\"\")","v":""},{"$f":"IFERROR(IF(OR(P133=\"\",'Combined scenario - input'!$D118=\"\"),\"\",P133/'Combined scenario - input'!$D118),\"\")","v":""},{"$f":"IFERROR(IF(OR(Q133=\"\",'Combined scenario - input'!$D118=\"\"),\"\",Q133/'Combined scenario - input'!$D118),\"\")","v":""},{"$f":"IFERROR(IF(OR(R133=\"\",'Combined scenario - input'!$D118=\"\"),\"\",R133/'Combined scenario - input'!$D118),\"\")","v":""},{"$f":"IFERROR(IF(OR(S133=\"\",'Combined scenario - input'!$D118=\"\"),\"\",S133/'Combined scenario - input'!$D118),\"\")","v":""},{"$f":"IFERROR(IF(OR(T133=\"\",'Combined scenario - input'!$D118=\"\"),\"\",T133/'Combined scenario - input'!$D118),\"\")","v":""},{"$f":"IFERROR(IF(OR(U133=\"\",'Combined scenario - input'!$D118=\"\"),\"\",U133/'Combined scenario - input'!$D118),\"\")","v":""},{"$f":"IFERROR(IF(OR(V133=\"\",'Combined scenario - input'!$D118=\"\"),\"\",V133/'Combined scenario - input'!$D118),\"\")","v":""},{"$f":"IFERROR(IF(OR(W133=\"\",'Combined scenario - input'!$D118=\"\"),\"\",W133/'Combined scenario - input'!$D118),\"\")","v":""}]
[{"$f":"IFERROR('Combined scenario - input'!A119,\"\")","v":""},{"$f":"IFERROR('Combined scenario - input'!B119,\"\")","v":""},{"$f":"IFERROR('Combined scenario - input'!C119,\"\")","v":""},{"$f":"IFERROR(repcalc('Combined scenario - input'!$CV119:$GH119,'Combined scenario - input'!$G119,'Combined scenario - input'!$E119,'Combined scenario - input'!$F119,20,TRUE,TRUE),\"\")","v":""},"","","","","","","","","","","","","","","","","","","",{"$f":"IFERROR(IF(OR(D134=\"\",'Combined scenario - input'!$D119=\"\"),\"\",D134/'Combined scenario - input'!$D119),\"\")","v":""},{"$f":"IFERROR(IF(OR(E134=\"\",'Combined scenario - input'!$D119=\"\"),\"\",E134/'Combined scenario - input'!$D119),\"\")","v":""},{"$f":"IFERROR(IF(OR(F134=\"\",'Combined scenario - input'!$D119=\"\"),\"\",F134/'Combined scenario - input'!$D119),\"\")","v":""},{"$f":"IFERROR(IF(OR(G134=\"\",'Combined scenario - input'!$D119=\"\"),\"\",G134/'Combined scenario - input'!$D119),\"\")","v":""},{"$f":"IFERROR(IF(OR(H134=\"\",'Combined scenario - input'!$D119=\"\"),\"\",H134/'Combined scenario - input'!$D119),\"\")","v":""},{"$f":"IFERROR(IF(OR(I134=\"\",'Combined scenario - input'!$D119=\"\"),\"\",I134/'Combined scenario - input'!$D119),\"\")","v":""},{"$f":"IFERROR(IF(OR(J134=\"\",'Combined scenario - input'!$D119=\"\"),\"\",J134/'Combined scenario - input'!$D119),\"\")","v":""},{"$f":"IFERROR(IF(OR(K134=\"\",'Combined scenario - input'!$D119=\"\"),\"\",K134/'Combined scenario - input'!$D119),\"\")","v":""},{"$f":"IFERROR(IF(OR(L134=\"\",'Combined scenario - input'!$D119=\"\"),\"\",L134/'Combined scenario - input'!$D119),\"\")","v":""},{"$f":"IFERROR(IF(OR(M134=\"\",'Combined scenario - input'!$D119=\"\"),\"\",M134/'Combined scenario - input'!$D119),\"\")","v":""},{"$f":"IFERROR(IF(OR(N134=\"\",'Combined scenario - input'!$D119=\"\"),\"\",N134/'Combined scenario - input'!$D119),\"\")","v":""},{"$f":"IFERROR(IF(OR(O134=\"\",'Combined scenario - input'!$D119=\"\"),\"\",O134/'Combined scenario - input'!$D119),\"\")","v":""},{"$f":"IFERROR(IF(OR(P134=\"\",'Combined scenario - input'!$D119=\"\"),\"\",P134/'Combined scenario - input'!$D119),\"\")","v":""},{"$f":"IFERROR(IF(OR(Q134=\"\",'Combined scenario - input'!$D119=\"\"),\"\",Q134/'Combined scenario - input'!$D119),\"\")","v":""},{"$f":"IFERROR(IF(OR(R134=\"\",'Combined scenario - input'!$D119=\"\"),\"\",R134/'Combined scenario - input'!$D119),\"\")","v":""},{"$f":"IFERROR(IF(OR(S134=\"\",'Combined scenario - input'!$D119=\"\"),\"\",S134/'Combined scenario - input'!$D119),\"\")","v":""},{"$f":"IFERROR(IF(OR(T134=\"\",'Combined scenario - input'!$D119=\"\"),\"\",T134/'Combined scenario - input'!$D119),\"\")","v":""},{"$f":"IFERROR(IF(OR(U134=\"\",'Combined scenario - input'!$D119=\"\"),\"\",U134/'Combined scenario - input'!$D119),\"\")","v":""},{"$f":"IFERROR(IF(OR(V134=\"\",'Combined scenario - input'!$D119=\"\"),\"\",V134/'Combined scenario - input'!$D119),\"\")","v":""},{"$f":"IFERROR(IF(OR(W134=\"\",'Combined scenario - input'!$D119=\"\"),\"\",W134/'Combined scenario - input'!$D119),\"\")","v":""}]
[{"$f":"IFERROR('Combined scenario - input'!A120,\"\")","v":""},{"$f":"IFERROR('Combined scenario - input'!B120,\"\")","v":""},{"$f":"IFERROR('Combined scenario - input'!C120,\"\")","v":""},{"$f":"IFERROR(repcalc('Combined scenario - input'!$CV120:$GH120,'Combined scenario - input'!$G120,'Combined scenario - input'!$E120,'Combined scenario - input'!$F120,20,TRUE,TRUE),\"\")","v":""},"","","","","","","","","","","","","","","","","","","",{"$f":"IFERROR(IF(OR(D135=\"\",'Combined scenario - input'!$D120=\"\"),\"\",D135/'Combined scenario - input'!$D120),\"\")","v":""},{"$f":"IFERROR(IF(OR(E135=\"\",'Combined scenario - input'!$D120=\"\"),\"\",E135/'Combined scenario - input'!$D120),\"\")","v":""},{"$f":"IFERROR(IF(OR(F135=\"\",'Combined scenario - input'!$D120=\"\"),\"\",F135/'Combined scenario - input'!$D120),\"\")","v":""},{"$f":"IFERROR(IF(OR(G135=\"\",'Combined scenario - input'!$D120=\"\"),\"\",G135/'Combined scenario - input'!$D120),\"\")","v":""},{"$f":"IFERROR(IF(OR(H135=\"\",'Combined scenario - input'!$D120=\"\"),\"\",H135/'Combined scenario - input'!$D120),\"\")","v":""},{"$f":"IFERROR(IF(OR(I135=\"\",'Combined scenario - input'!$D120=\"\"),\"\",I135/'Combined scenario - input'!$D120),\"\")","v":""},{"$f":"IFERROR(IF(OR(J135=\"\",'Combined scenario - input'!$D120=\"\"),\"\",J135/'Combined scenario - input'!$D120),\"\")","v":""},{"$f":"IFERROR(IF(OR(K135=\"\",'Combined scenario - input'!$D120=\"\"),\"\",K135/'Combined scenario - input'!$D120),\"\")","v":""},{"$f":"IFERROR(IF(OR(L135=\"\",'Combined scenario - input'!$D120=\"\"),\"\",L135/'Combined scenario - input'!$D120),\"\")","v":""},{"$f":"IFERROR(IF(OR(M135=\"\",'Combined scenario - input'!$D120=\"\"),\"\",M135/'Combined scenario - input'!$D120),\"\")","v":""},{"$f":"IFERROR(IF(OR(N135=\"\",'Combined scenario - input'!$D120=\"\"),\"\",N135/'Combined scenario - input'!$D120),\"\")","v":""},{"$f":"IFERROR(IF(OR(O135=\"\",'Combined scenario - input'!$D120=\"\"),\"\",O135/'Combined scenario - input'!$D120),\"\")","v":""},{"$f":"IFERROR(IF(OR(P135=\"\",'Combined scenario - input'!$D120=\"\"),\"\",P135/'Combined scenario - input'!$D120),\"\")","v":""},{"$f":"IFERROR(IF(OR(Q135=\"\",'Combined scenario - input'!$D120=\"\"),\"\",Q135/'Combined scenario - input'!$D120),\"\")","v":""},{"$f":"IFERROR(IF(OR(R135=\"\",'Combined scenario - input'!$D120=\"\"),\"\",R135/'Combined scenario - input'!$D120),\"\")","v":""},{"$f":"IFERROR(IF(OR(S135=\"\",'Combined scenario - input'!$D120=\"\"),\"\",S135/'Combined scenario - input'!$D120),\"\")","v":""},{"$f":"IFERROR(IF(OR(T135=\"\",'Combined scenario - input'!$D120=\"\"),\"\",T135/'Combined scenario - input'!$D120),\"\")","v":""},{"$f":"IFERROR(IF(OR(U135=\"\",'Combined scenario - input'!$D120=\"\"),\"\",U135/'Combined scenario - input'!$D120),\"\")","v":""},{"$f":"IFERROR(IF(OR(V135=\"\",'Combined scenario - input'!$D120=\"\"),\"\",V135/'Combined scenario - input'!$D120),\"\")","v":""},{"$f":"IFERROR(IF(OR(W135=\"\",'Combined scenario - input'!$D120=\"\"),\"\",W135/'Combined scenario - input'!$D120),\"\")","v":""}]
[{"$f":"IFERROR('Combined scenario - input'!A121,\"\")","v":""},{"$f":"IFERROR('Combined scenario - input'!B121,\"\")","v":""},{"$f":"IFERROR('Combined scenario - input'!C121,\"\")","v":""},{"$f":"IFERROR(repcalc('Combined scenario - input'!$CV121:$GH121,'Combined scenario - input'!$G121,'Combined scenario - input'!$E121,'Combined scenario - input'!$F121,20,TRUE,TRUE),\"\")","v":""},"","","","","","","","","","","","","","","","","","","",{"$f":"IFERROR(IF(OR(D136=\"\",'Combined scenario - input'!$D121=\"\"),\"\",D136/'Combined scenario - input'!$D121),\"\")","v":""},{"$f":"IFERROR(IF(OR(E136=\"\",'Combined scenario - input'!$D121=\"\"),\"\",E136/'Combined scenario - input'!$D121),\"\")","v":""},{"$f":"IFERROR(IF(OR(F136=\"\",'Combined scenario - input'!$D121=\"\"),\"\",F136/'Combined scenario - input'!$D121),\"\")","v":""},{"$f":"IFERROR(IF(OR(G136=\"\",'Combined scenario - input'!$D121=\"\"),\"\",G136/'Combined scenario - input'!$D121),\"\")","v":""},{"$f":"IFERROR(IF(OR(H136=\"\",'Combined scenario - input'!$D121=\"\"),\"\",H136/'Combined scenario - input'!$D121),\"\")","v":""},{"$f":"IFERROR(IF(OR(I136=\"\",'Combined scenario - input'!$D121=\"\"),\"\",I136/'Combined scenario - input'!$D121),\"\")","v":""},{"$f":"IFERROR(IF(OR(J136=\"\",'Combined scenario - input'!$D121=\"\"),\"\",J136/'Combined scenario - input'!$D121),\"\")","v":""},{"$f":"IFERROR(IF(OR(K136=\"\",'Combined scenario - input'!$D121=\"\"),\"\",K136/'Combined scenario - input'!$D121),\"\")","v":""},{"$f":"IFERROR(IF(OR(L136=\"\",'Combined scenario - input'!$D121=\"\"),\"\",L136/'Combined scenario - input'!$D121),\"\")","v":""},{"$f":"IFERROR(IF(OR(M136=\"\",'Combined scenario - input'!$D121=\"\"),\"\",M136/'Combined scenario - input'!$D121),\"\")","v":""},{"$f":"IFERROR(IF(OR(N136=\"\",'Combined scenario - input'!$D121=\"\"),\"\",N136/'Combined scenario - input'!$D121),\"\")","v":""},{"$f":"IFERROR(IF(OR(O136=\"\",'Combined scenario - input'!$D121=\"\"),\"\",O136/'Combined scenario - input'!$D121),\"\")","v":""},{"$f":"IFERROR(IF(OR(P136=\"\",'Combined scenario - input'!$D121=\"\"),\"\",P136/'Combined scenario - input'!$D121),\"\")","v":""},{"$f":"IFERROR(IF(OR(Q136=\"\",'Combined scenario - input'!$D121=\"\"),\"\",Q136/'Combined scenario - input'!$D121),\"\")","v":""},{"$f":"IFERROR(IF(OR(R136=\"\",'Combined scenario - input'!$D121=\"\"),\"\",R136/'Combined scenario - input'!$D121),\"\")","v":""},{"$f":"IFERROR(IF(OR(S136=\"\",'Combined scenario - input'!$D121=\"\"),\"\",S136/'Combined scenario - input'!$D121),\"\")","v":""},{"$f":"IFERROR(IF(OR(T136=\"\",'Combined scenario - input'!$D121=\"\"),\"\",T136/'Combined scenario - input'!$D121),\"\")","v":""},{"$f":"IFERROR(IF(OR(U136=\"\",'Combined scenario - input'!$D121=\"\"),\"\",U136/'Combined scenario - input'!$D121),\"\")","v":""},{"$f":"IFERROR(IF(OR(V136=\"\",'Combined scenario - input'!$D121=\"\"),\"\",V136/'Combined scenario - input'!$D121),\"\")","v":""},{"$f":"IFERROR(IF(OR(W136=\"\",'Combined scenario - input'!$D121=\"\"),\"\",W136/'Combined scenario - input'!$D121),\"\")","v":""}]
[{"$f":"IFERROR('Combined scenario - input'!A122,\"\")","v":""},{"$f":"IFERROR('Combined scenario - input'!B122,\"\")","v":""},{"$f":"IFERROR('Combined scenario - input'!C122,\"\")","v":""},{"$f":"IFERROR(repcalc('Combined scenario - input'!$CV122:$GH122,'Combined scenario - input'!$G122,'Combined scenario - input'!$E122,'Combined scenario - input'!$F122,20,TRUE,TRUE),\"\")","v":""},"","","","","","","","","","","","","","","","","","","",{"$f":"IFERROR(IF(OR(D137=\"\",'Combined scenario - input'!$D122=\"\"),\"\",D137/'Combined scenario - input'!$D122),\"\")","v":""},{"$f":"IFERROR(IF(OR(E137=\"\",'Combined scenario - input'!$D122=\"\"),\"\",E137/'Combined scenario - input'!$D122),\"\")","v":""},{"$f":"IFERROR(IF(OR(F137=\"\",'Combined scenario - input'!$D122=\"\"),\"\",F137/'Combined scenario - input'!$D122),\"\")","v":""},{"$f":"IFERROR(IF(OR(G137=\"\",'Combined scenario - input'!$D122=\"\"),\"\",G137/'Combined scenario - input'!$D122),\"\")","v":""},{"$f":"IFERROR(IF(OR(H137=\"\",'Combined scenario - input'!$D122=\"\"),\"\",H137/'Combined scenario - input'!$D122),\"\")","v":""},{"$f":"IFERROR(IF(OR(I137=\"\",'Combined scenario - input'!$D122=\"\"),\"\",I137/'Combined scenario - input'!$D122),\"\")","v":""},{"$f":"IFERROR(IF(OR(J137=\"\",'Combined scenario - input'!$D122=\"\"),\"\",J137/'Combined scenario - input'!$D122),\"\")","v":""},{"$f":"IFERROR(IF(OR(K137=\"\",'Combined scenario - input'!$D122=\"\"),\"\",K137/'Combined scenario - input'!$D122),\"\")","v":""},{"$f":"IFERROR(IF(OR(L137=\"\",'Combined scenario - input'!$D122=\"\"),\"\",L137/'Combined scenario - input'!$D122),\"\")","v":""},{"$f":"IFERROR(IF(OR(M137=\"\",'Combined scenario - input'!$D122=\"\"),\"\",M137/'Combined scenario - input'!$D122),\"\")","v":""},{"$f":"IFERROR(IF(OR(N137=\"\",'Combined scenario - input'!$D122=\"\"),\"\",N137/'Combined scenario - input'!$D122),\"\")","v":""},{"$f":"IFERROR(IF(OR(O137=\"\",'Combined scenario - input'!$D122=\"\"),\"\",O137/'Combined scenario - input'!$D122),\"\")","v":""},{"$f":"IFERROR(IF(OR(P137=\"\",'Combined scenario - input'!$D122=\"\"),\"\",P137/'Combined scenario - input'!$D122),\"\")","v":""},{"$f":"IFERROR(IF(OR(Q137=\"\",'Combined scenario - input'!$D122=\"\"),\"\",Q137/'Combined scenario - input'!$D122),\"\")","v":""},{"$f":"IFERROR(IF(OR(R137=\"\",'Combined scenario - input'!$D122=\"\"),\"\",R137/'Combined scenario - input'!$D122),\"\")","v":""},{"$f":"IFERROR(IF(OR(S137=\"\",'Combined scenario - input'!$D122=\"\"),\"\",S137/'Combined scenario - input'!$D122),\"\")","v":""},{"$f":"IFERROR(IF(OR(T137=\"\",'Combined scenario - input'!$D122=\"\"),\"\",T137/'Combined scenario - input'!$D122),\"\")","v":""},{"$f":"IFERROR(IF(OR(U137=\"\",'Combined scenario - input'!$D122=\"\"),\"\",U137/'Combined scenario - input'!$D122),\"\")","v":""},{"$f":"IFERROR(IF(OR(V137=\"\",'Combined scenario - input'!$D122=\"\"),\"\",V137/'Combined scenario - input'!$D122),\"\")","v":""},{"$f":"IFERROR(IF(OR(W137=\"\",'Combined scenario - input'!$D122=\"\"),\"\",W137/'Combined scenario - input'!$D122),\"\")","v":""}]
[{"$f":"IFERROR('Combined scenario - input'!A123,\"\")","v":""},{"$f":"IFERROR('Combined scenario - input'!B123,\"\")","v":""},{"$f":"IFERROR('Combined scenario - input'!C123,\"\")","v":""},{"$f":"IFERROR(repcalc('Combined scenario - input'!$CV123:$GH123,'Combined scenario - input'!$G123,'Combined scenario - input'!$E123,'Combined scenario - input'!$F123,20,TRUE,TRUE),\"\")","v":""},"","","","","","","","","","","","","","","","","","","",{"$f":"IFERROR(IF(OR(D138=\"\",'Combined scenario - input'!$D123=\"\"),\"\",D138/'Combined scenario - input'!$D123),\"\")","v":""},{"$f":"IFERROR(IF(OR(E138=\"\",'Combined scenario - input'!$D123=\"\"),\"\",E138/'Combined scenario - input'!$D123),\"\")","v":""},{"$f":"IFERROR(IF(OR(F138=\"\",'Combined scenario - input'!$D123=\"\"),\"\",F138/'Combined scenario - input'!$D123),\"\")","v":""},{"$f":"IFERROR(IF(OR(G138=\"\",'Combined scenario - input'!$D123=\"\"),\"\",G138/'Combined scenario - input'!$D123),\"\")","v":""},{"$f":"IFERROR(IF(OR(H138=\"\",'Combined scenario - input'!$D123=\"\"),\"\",H138/'Combined scenario - input'!$D123),\"\")","v":""},{"$f":"IFERROR(IF(OR(I138=\"\",'Combined scenario - input'!$D123=\"\"),\"\",I138/'Combined scenario - input'!$D123),\"\")","v":""},{"$f":"IFERROR(IF(OR(J138=\"\",'Combined scenario - input'!$D123=\"\"),\"\",J138/'Combined scenario - input'!$D123),\"\")","v":""},{"$f":"IFERROR(IF(OR(K138=\"\",'Combined scenario - input'!$D123=\"\"),\"\",K138/'Combined scenario - input'!$D123),\"\")","v":""},{"$f":"IFERROR(IF(OR(L138=\"\",'Combined scenario - input'!$D123=\"\"),\"\",L138/'Combined scenario - input'!$D123),\"\")","v":""},{"$f":"IFERROR(IF(OR(M138=\"\",'Combined scenario - input'!$D123=\"\"),\"\",M138/'Combined scenario - input'!$D123),\"\")","v":""},{"$f":"IFERROR(IF(OR(N138=\"\",'Combined scenario - input'!$D123=\"\"),\"\",N138/'Combined scenario - input'!$D123),\"\")","v":""},{"$f":"IFERROR(IF(OR(O138=\"\",'Combined scenario - input'!$D123=\"\"),\"\",O138/'Combined scenario - input'!$D123),\"\")","v":""},{"$f":"IFERROR(IF(OR(P138=\"\",'Combined scenario - input'!$D123=\"\"),\"\",P138/'Combined scenario - input'!$D123),\"\")","v":""},{"$f":"IFERROR(IF(OR(Q138=\"\",'Combined scenario - input'!$D123=\"\"),\"\",Q138/'Combined scenario - input'!$D123),\"\")","v":""},{"$f":"IFERROR(IF(OR(R138=\"\",'Combined scenario - input'!$D123=\"\"),\"\",R138/'Combined scenario - input'!$D123),\"\")","v":""},{"$f":"IFERROR(IF(OR(S138=\"\",'Combined scenario - input'!$D123=\"\"),\"\",S138/'Combined scenario - input'!$D123),\"\")","v":""},{"$f":"IFERROR(IF(OR(T138=\"\",'Combined scenario - input'!$D123=\"\"),\"\",T138/'Combined scenario - input'!$D123),\"\")","v":""},{"$f":"IFERROR(IF(OR(U138=\"\",'Combined scenario - input'!$D123=\"\"),\"\",U138/'Combined scenario - input'!$D123),\"\")","v":""},{"$f":"IFERROR(IF(OR(V138=\"\",'Combined scenario - input'!$D123=\"\"),\"\",V138/'Combined scenario - input'!$D123),\"\")","v":""},{"$f":"IFERROR(IF(OR(W138=\"\",'Combined scenario - input'!$D123=\"\"),\"\",W138/'Combined scenario - input'!$D123),\"\")","v":""}]
[{"$f":"IFERROR('Combined scenario - input'!A124,\"\")","v":""},{"$f":"IFERROR('Combined scenario - input'!B124,\"\")","v":""},{"$f":"IFERROR('Combined scenario - input'!C124,\"\")","v":""},{"$f":"IFERROR(repcalc('Combined scenario - input'!$CV124:$GH124,'Combined scenario - input'!$G124,'Combined scenario - input'!$E124,'Combined scenario - input'!$F124,20,TRUE,TRUE),\"\")","v":""},"","","","","","","","","","","","","","","","","","","",{"$f":"IFERROR(IF(OR(D139=\"\",'Combined scenario - input'!$D124=\"\"),\"\",D139/'Combined scenario - input'!$D124),\"\")","v":""},{"$f":"IFERROR(IF(OR(E139=\"\",'Combined scenario - input'!$D124=\"\"),\"\",E139/'Combined scenario - input'!$D124),\"\")","v":""},{"$f":"IFERROR(IF(OR(F139=\"\",'Combined scenario - input'!$D124=\"\"),\"\",F139/'Combined scenario - input'!$D124),\"\")","v":""},{"$f":"IFERROR(IF(OR(G139=\"\",'Combined scenario - input'!$D124=\"\"),\"\",G139/'Combined scenario - input'!$D124),\"\")","v":""},{"$f":"IFERROR(IF(OR(H139=\"\",'Combined scenario - input'!$D124=\"\"),\"\",H139/'Combined scenario - input'!$D124),\"\")","v":""},{"$f":"IFERROR(IF(OR(I139=\"\",'Combined scenario - input'!$D124=\"\"),\"\",I139/'Combined scenario - input'!$D124),\"\")","v":""},{"$f":"IFERROR(IF(OR(J139=\"\",'Combined scenario - input'!$D124=\"\"),\"\",J139/'Combined scenario - input'!$D124),\"\")","v":""},{"$f":"IFERROR(IF(OR(K139=\"\",'Combined scenario - input'!$D124=\"\"),\"\",K139/'Combined scenario - input'!$D124),\"\")","v":""},{"$f":"IFERROR(IF(OR(L139=\"\",'Combined scenario - input'!$D124=\"\"),\"\",L139/'Combined scenario - input'!$D124),\"\")","v":""},{"$f":"IFERROR(IF(OR(M139=\"\",'Combined scenario - input'!$D124=\"\"),\"\",M139/'Combined scenario - input'!$D124),\"\")","v":""},{"$f":"IFERROR(IF(OR(N139=\"\",'Combined scenario - input'!$D124=\"\"),\"\",N139/'Combined scenario - input'!$D124),\"\")","v":""},{"$f":"IFERROR(IF(OR(O139=\"\",'Combined scenario - input'!$D124=\"\"),\"\",O139/'Combined scenario - input'!$D124),\"\")","v":""},{"$f":"IFERROR(IF(OR(P139=\"\",'Combined scenario - input'!$D124=\"\"),\"\",P139/'Combined scenario - input'!$D124),\"\")","v":""},{"$f":"IFERROR(IF(OR(Q139=\"\",'Combined scenario - input'!$D124=\"\"),\"\",Q139/'Combined scenario - input'!$D124),\"\")","v":""},{"$f":"IFERROR(IF(OR(R139=\"\",'Combined scenario - input'!$D124=\"\"),\"\",R139/'Combined scenario - input'!$D124),\"\")","v":""},{"$f":"IFERROR(IF(OR(S139=\"\",'Combined scenario - input'!$D124=\"\"),\"\",S139/'Combined scenario - input'!$D124),\"\")","v":""},{"$f":"IFERROR(IF(OR(T139=\"\",'Combined scenario - input'!$D124=\"\"),\"\",T139/'Combined scenario - input'!$D124),\"\")","v":""},{"$f":"IFERROR(IF(OR(U139=\"\",'Combined scenario - input'!$D124=\"\"),\"\",U139/'Combined scenario - input'!$D124),\"\")","v":""},{"$f":"IFERROR(IF(OR(V139=\"\",'Combined scenario - input'!$D124=\"\"),\"\",V139/'Combined scenario - input'!$D124),\"\")","v":""},{"$f":"IFERROR(IF(OR(W139=\"\",'Combined scenario - input'!$D124=\"\"),\"\",W139/'Combined scenario - input'!$D124),\"\")","v":""}]
[{"$f":"IFERROR('Combined scenario - input'!A125,\"\")","v":""},{"$f":"IFERROR('Combined scenario - input'!B125,\"\")","v":""},{"$f":"IFERROR('Combined scenario - input'!C125,\"\")","v":""},{"$f":"IFERROR(repcalc('Combined scenario - input'!$CV125:$GH125,'Combined scenario - input'!$G125,'Combined scenario - input'!$E125,'Combined scenario - input'!$F125,20,TRUE,TRUE),\"\")","v":""},"","","","","","","","","","","","","","","","","","","",{"$f":"IFERROR(IF(OR(D140=\"\",'Combined scenario - input'!$D125=\"\"),\"\",D140/'Combined scenario - input'!$D125),\"\")","v":""},{"$f":"IFERROR(IF(OR(E140=\"\",'Combined scenario - input'!$D125=\"\"),\"\",E140/'Combined scenario - input'!$D125),\"\")","v":""},{"$f":"IFERROR(IF(OR(F140=\"\",'Combined scenario - input'!$D125=\"\"),\"\",F140/'Combined scenario - input'!$D125),\"\")","v":""},{"$f":"IFERROR(IF(OR(G140=\"\",'Combined scenario - input'!$D125=\"\"),\"\",G140/'Combined scenario - input'!$D125),\"\")","v":""},{"$f":"IFERROR(IF(OR(H140=\"\",'Combined scenario - input'!$D125=\"\"),\"\",H140/'Combined scenario - input'!$D125),\"\")","v":""},{"$f":"IFERROR(IF(OR(I140=\"\",'Combined scenario - input'!$D125=\"\"),\"\",I140/'Combined scenario - input'!$D125),\"\")","v":""},{"$f":"IFERROR(IF(OR(J140=\"\",'Combined scenario - input'!$D125=\"\"),\"\",J140/'Combined scenario - input'!$D125),\"\")","v":""},{"$f":"IFERROR(IF(OR(K140=\"\",'Combined scenario - input'!$D125=\"\"),\"\",K140/'Combined scenario - input'!$D125),\"\")","v":""},{"$f":"IFERROR(IF(OR(L140=\"\",'Combined scenario - input'!$D125=\"\"),\"\",L140/'Combined scenario - input'!$D125),\"\")","v":""},{"$f":"IFERROR(IF(OR(M140=\"\",'Combined scenario - input'!$D125=\"\"),\"\",M140/'Combined scenario - input'!$D125),\"\")","v":""},{"$f":"IFERROR(IF(OR(N140=\"\",'Combined scenario - input'!$D125=\"\"),\"\",N140/'Combined scenario - input'!$D125),\"\")","v":""},{"$f":"IFERROR(IF(OR(O140=\"\",'Combined scenario - input'!$D125=\"\"),\"\",O140/'Combined scenario - input'!$D125),\"\")","v":""},{"$f":"IFERROR(IF(OR(P140=\"\",'Combined scenario - input'!$D125=\"\"),\"\",P140/'Combined scenario - input'!$D125),\"\")","v":""},{"$f":"IFERROR(IF(OR(Q140=\"\",'Combined scenario - input'!$D125=\"\"),\"\",Q140/'Combined scenario - input'!$D125),\"\")","v":""},{"$f":"IFERROR(IF(OR(R140=\"\",'Combined scenario - input'!$D125=\"\"),\"\",R140/'Combined scenario - input'!$D125),\"\")","v":""},{"$f":"IFERROR(IF(OR(S140=\"\",'Combined scenario - input'!$D125=\"\"),\"\",S140/'Combined scenario - input'!$D125),\"\")","v":""},{"$f":"IFERROR(IF(OR(T140=\"\",'Combined scenario - input'!$D125=\"\"),\"\",T140/'Combined scenario - input'!$D125),\"\")","v":""},{"$f":"IFERROR(IF(OR(U140=\"\",'Combined scenario - input'!$D125=\"\"),\"\",U140/'Combined scenario - input'!$D125),\"\")","v":""},{"$f":"IFERROR(IF(OR(V140=\"\",'Combined scenario - input'!$D125=\"\"),\"\",V140/'Combined scenario - input'!$D125),\"\")","v":""},{"$f":"IFERROR(IF(OR(W140=\"\",'Combined scenario - input'!$D125=\"\"),\"\",W140/'Combined scenario - input'!$D125),\"\")","v":""}]
[{"$f":"IFERROR('Combined scenario - input'!A126,\"\")","v":""},{"$f":"IFERROR('Combined scenario - input'!B126,\"\")","v":""},{"$f":"IFERROR('Combined scenario - input'!C126,\"\")","v":""},{"$f":"IFERROR(repcalc('Combined scenario - input'!$CV126:$GH126,'Combined scenario - input'!$G126,'Combined scenario - input'!$E126,'Combined scenario - input'!$F126,20,TRUE,TRUE),\"\")","v":""},"","","","","","","","","","","","","","","","","","","",{"$f":"IFERROR(IF(OR(D141=\"\",'Combined scenario - input'!$D126=\"\"),\"\",D141/'Combined scenario - input'!$D126),\"\")","v":""},{"$f":"IFERROR(IF(OR(E141=\"\",'Combined scenario - input'!$D126=\"\"),\"\",E141/'Combined scenario - input'!$D126),\"\")","v":""},{"$f":"IFERROR(IF(OR(F141=\"\",'Combined scenario - input'!$D126=\"\"),\"\",F141/'Combined scenario - input'!$D126),\"\")","v":""},{"$f":"IFERROR(IF(OR(G141=\"\",'Combined scenario - input'!$D126=\"\"),\"\",G141/'Combined scenario - input'!$D126),\"\")","v":""},{"$f":"IFERROR(IF(OR(H141=\"\",'Combined scenario - input'!$D126=\"\"),\"\",H141/'Combined scenario - input'!$D126),\"\")","v":""},{"$f":"IFERROR(IF(OR(I141=\"\",'Combined scenario - input'!$D126=\"\"),\"\",I141/'Combined scenario - input'!$D126),\"\")","v":""},{"$f":"IFERROR(IF(OR(J141=\"\",'Combined scenario - input'!$D126=\"\"),\"\",J141/'Combined scenario - input'!$D126),\"\")","v":""},{"$f":"IFERROR(IF(OR(K141=\"\",'Combined scenario - input'!$D126=\"\"),\"\",K141/'Combined scenario - input'!$D126),\"\")","v":""},{"$f":"IFERROR(IF(OR(L141=\"\",'Combined scenario - input'!$D126=\"\"),\"\",L141/'Combined scenario - input'!$D126),\"\")","v":""},{"$f":"IFERROR(IF(OR(M141=\"\",'Combined scenario - input'!$D126=\"\"),\"\",M141/'Combined scenario - input'!$D126),\"\")","v":""},{"$f":"IFERROR(IF(OR(N141=\"\",'Combined scenario - input'!$D126=\"\"),\"\",N141/'Combined scenario - input'!$D126),\"\")","v":""},{"$f":"IFERROR(IF(OR(O141=\"\",'Combined scenario - input'!$D126=\"\"),\"\",O141/'Combined scenario - input'!$D126),\"\")","v":""},{"$f":"IFERROR(IF(OR(P141=\"\",'Combined scenario - input'!$D126=\"\"),\"\",P141/'Combined scenario - input'!$D126),\"\")","v":""},{"$f":"IFERROR(IF(OR(Q141=\"\",'Combined scenario - input'!$D126=\"\"),\"\",Q141/'Combined scenario - input'!$D126),\"\")","v":""},{"$f":"IFERROR(IF(OR(R141=\"\",'Combined scenario - input'!$D126=\"\"),\"\",R141/'Combined scenario - input'!$D126),\"\")","v":""},{"$f":"IFERROR(IF(OR(S141=\"\",'Combined scenario - input'!$D126=\"\"),\"\",S141/'Combined scenario - input'!$D126),\"\")","v":""},{"$f":"IFERROR(IF(OR(T141=\"\",'Combined scenario - input'!$D126=\"\"),\"\",T141/'Combined scenario - input'!$D126),\"\")","v":""},{"$f":"IFERROR(IF(OR(U141=\"\",'Combined scenario - input'!$D126=\"\"),\"\",U141/'Combined scenario - input'!$D126),\"\")","v":""},{"$f":"IFERROR(IF(OR(V141=\"\",'Combined scenario - input'!$D126=\"\"),\"\",V141/'Combined scenario - input'!$D126),\"\")","v":""},{"$f":"IFERROR(IF(OR(W141=\"\",'Combined scenario - input'!$D126=\"\"),\"\",W141/'Combined scenario - input'!$D126),\"\")","v":""}]
[{"$f":"IFERROR('Combined scenario - input'!A127,\"\")","v":""},{"$f":"IFERROR('Combined scenario - input'!B127,\"\")","v":""},{"$f":"IFERROR('Combined scenario - input'!C127,\"\")","v":""},{"$f":"IFERROR(repcalc('Combined scenario - input'!$CV127:$GH127,'Combined scenario - input'!$G127,'Combined scenario - input'!$E127,'Combined scenario - input'!$F127,20,TRUE,TRUE),\"\")","v":""},"","","","","","","","","","","","","","","","","","","",{"$f":"IFERROR(IF(OR(D142=\"\",'Combined scenario - input'!$D127=\"\"),\"\",D142/'Combined scenario - input'!$D127),\"\")","v":""},{"$f":"IFERROR(IF(OR(E142=\"\",'Combined scenario - input'!$D127=\"\"),\"\",E142/'Combined scenario - input'!$D127),\"\")","v":""},{"$f":"IFERROR(IF(OR(F142=\"\",'Combined scenario - input'!$D127=\"\"),\"\",F142/'Combined scenario - input'!$D127),\"\")","v":""},{"$f":"IFERROR(IF(OR(G142=\"\",'Combined scenario - input'!$D127=\"\"),\"\",G142/'Combined scenario - input'!$D127),\"\")","v":""},{"$f":"IFERROR(IF(OR(H142=\"\",'Combined scenario - input'!$D127=\"\"),\"\",H142/'Combined scenario - input'!$D127),\"\")","v":""},{"$f":"IFERROR(IF(OR(I142=\"\",'Combined scenario - input'!$D127=\"\"),\"\",I142/'Combined scenario - input'!$D127),\"\")","v":""},{"$f":"IFERROR(IF(OR(J142=\"\",'Combined scenario - input'!$D127=\"\"),\"\",J142/'Combined scenario - input'!$D127),\"\")","v":""},{"$f":"IFERROR(IF(OR(K142=\"\",'Combined scenario - input'!$D127=\"\"),\"\",K142/'Combined scenario - input'!$D127),\"\")","v":""},{"$f":"IFERROR(IF(OR(L142=\"\",'Combined scenario - input'!$D127=\"\"),\"\",L142/'Combined scenario - input'!$D127),\"\")","v":""},{"$f":"IFERROR(IF(OR(M142=\"\",'Combined scenario - input'!$D127=\"\"),\"\",M142/'Combined scenario - input'!$D127),\"\")","v":""},{"$f":"IFERROR(IF(OR(N142=\"\",'Combined scenario - input'!$D127=\"\"),\"\",N142/'Combined scenario - input'!$D127),\"\")","v":""},{"$f":"IFERROR(IF(OR(O142=\"\",'Combined scenario - input'!$D127=\"\"),\"\",O142/'Combined scenario - input'!$D127),\"\")","v":""},{"$f":"IFERROR(IF(OR(P142=\"\",'Combined scenario - input'!$D127=\"\"),\"\",P142/'Combined scenario - input'!$D127),\"\")","v":""},{"$f":"IFERROR(IF(OR(Q142=\"\",'Combined scenario - input'!$D127=\"\"),\"\",Q142/'Combined scenario - input'!$D127),\"\")","v":""},{"$f":"IFERROR(IF(OR(R142=\"\",'Combined scenario - input'!$D127=\"\"),\"\",R142/'Combined scenario - input'!$D127),\"\")","v":""},{"$f":"IFERROR(IF(OR(S142=\"\",'Combined scenario - input'!$D127=\"\"),\"\",S142/'Combined scenario - input'!$D127),\"\")","v":""},{"$f":"IFERROR(IF(OR(T142=\"\",'Combined scenario - input'!$D127=\"\"),\"\",T142/'Combined scenario - input'!$D127),\"\")","v":""},{"$f":"IFERROR(IF(OR(U142=\"\",'Combined scenario - input'!$D127=\"\"),\"\",U142/'Combined scenario - input'!$D127),\"\")","v":""},{"$f":"IFERROR(IF(OR(V142=\"\",'Combined scenario - input'!$D127=\"\"),\"\",V142/'Combined scenario - input'!$D127),\"\")","v":""},{"$f":"IFERROR(IF(OR(W142=\"\",'Combined scenario - input'!$D127=\"\"),\"\",W142/'Combined scenario - input'!$D127),\"\")","v":""}]
[{"$f":"IFERROR('Combined scenario - input'!A128,\"\")","v":""},{"$f":"IFERROR('Combined scenario - input'!B128,\"\")","v":""},{"$f":"IFERROR('Combined scenario - input'!C128,\"\")","v":""},{"$f":"IFERROR(repcalc('Combined scenario - input'!$CV128:$GH128,'Combined scenario - input'!$G128,'Combined scenario - input'!$E128,'Combined scenario - input'!$F128,20,TRUE,TRUE),\"\")","v":""},"","","","","","","","","","","","","","","","","","","",{"$f":"IFERROR(IF(OR(D143=\"\",'Combined scenario - input'!$D128=\"\"),\"\",D143/'Combined scenario - input'!$D128),\"\")","v":""},{"$f":"IFERROR(IF(OR(E143=\"\",'Combined scenario - input'!$D128=\"\"),\"\",E143/'Combined scenario - input'!$D128),\"\")","v":""},{"$f":"IFERROR(IF(OR(F143=\"\",'Combined scenario - input'!$D128=\"\"),\"\",F143/'Combined scenario - input'!$D128),\"\")","v":""},{"$f":"IFERROR(IF(OR(G143=\"\",'Combined scenario - input'!$D128=\"\"),\"\",G143/'Combined scenario - input'!$D128),\"\")","v":""},{"$f":"IFERROR(IF(OR(H143=\"\",'Combined scenario - input'!$D128=\"\"),\"\",H143/'Combined scenario - input'!$D128),\"\")","v":""},{"$f":"IFERROR(IF(OR(I143=\"\",'Combined scenario - input'!$D128=\"\"),\"\",I143/'Combined scenario - input'!$D128),\"\")","v":""},{"$f":"IFERROR(IF(OR(J143=\"\",'Combined scenario - input'!$D128=\"\"),\"\",J143/'Combined scenario - input'!$D128),\"\")","v":""},{"$f":"IFERROR(IF(OR(K143=\"\",'Combined scenario - input'!$D128=\"\"),\"\",K143/'Combined scenario - input'!$D128),\"\")","v":""},{"$f":"IFERROR(IF(OR(L143=\"\",'Combined scenario - input'!$D128=\"\"),\"\",L143/'Combined scenario - input'!$D128),\"\")","v":""},{"$f":"IFERROR(IF(OR(M143=\"\",'Combined scenario - input'!$D128=\"\"),\"\",M143/'Combined scenario - input'!$D128),\"\")","v":""},{"$f":"IFERROR(IF(OR(N143=\"\",'Combined scenario - input'!$D128=\"\"),\"\",N143/'Combined scenario - input'!$D128),\"\")","v":""},{"$f":"IFERROR(IF(OR(O143=\"\",'Combined scenario - input'!$D128=\"\"),\"\",O143/'Combined scenario - input'!$D128),\"\")","v":""},{"$f":"IFERROR(IF(OR(P143=\"\",'Combined scenario - input'!$D128=\"\"),\"\",P143/'Combined scenario - input'!$D128),\"\")","v":""},{"$f":"IFERROR(IF(OR(Q143=\"\",'Combined scenario - input'!$D128=\"\"),\"\",Q143/'Combined scenario - input'!$D128),\"\")","v":""},{"$f":"IFERROR(IF(OR(R143=\"\",'Combined scenario - input'!$D128=\"\"),\"\",R143/'Combined scenario - input'!$D128),\"\")","v":""},{"$f":"IFERROR(IF(OR(S143=\"\",'Combined scenario - input'!$D128=\"\"),\"\",S143/'Combined scenario - input'!$D128),\"\")","v":""},{"$f":"IFERROR(IF(OR(T143=\"\",'Combined scenario - input'!$D128=\"\"),\"\",T143/'Combined scenario - input'!$D128),\"\")","v":""},{"$f":"IFERROR(IF(OR(U143=\"\",'Combined scenario - input'!$D128=\"\"),\"\",U143/'Combined scenario - input'!$D128),\"\")","v":""},{"$f":"IFERROR(IF(OR(V143=\"\",'Combined scenario - input'!$D128=\"\"),\"\",V143/'Combined scenario - input'!$D128),\"\")","v":""},{"$f":"IFERROR(IF(OR(W143=\"\",'Combined scenario - input'!$D128=\"\"),\"\",W143/'Combined scenario - input'!$D128),\"\")","v":""}]
[{"$f":"IFERROR('Combined scenario - input'!A129,\"\")","v":""},{"$f":"IFERROR('Combined scenario - input'!B129,\"\")","v":""},{"$f":"IFERROR('Combined scenario - input'!C129,\"\")","v":""},{"$f":"IFERROR(repcalc('Combined scenario - input'!$CV129:$GH129,'Combined scenario - input'!$G129,'Combined scenario - input'!$E129,'Combined scenario - input'!$F129,20,TRUE,TRUE),\"\")","v":""},"","","","","","","","","","","","","","","","","","","",{"$f":"IFERROR(IF(OR(D144=\"\",'Combined scenario - input'!$D129=\"\"),\"\",D144/'Combined scenario - input'!$D129),\"\")","v":""},{"$f":"IFERROR(IF(OR(E144=\"\",'Combined scenario - input'!$D129=\"\"),\"\",E144/'Combined scenario - input'!$D129),\"\")","v":""},{"$f":"IFERROR(IF(OR(F144=\"\",'Combined scenario - input'!$D129=\"\"),\"\",F144/'Combined scenario - input'!$D129),\"\")","v":""},{"$f":"IFERROR(IF(OR(G144=\"\",'Combined scenario - input'!$D129=\"\"),\"\",G144/'Combined scenario - input'!$D129),\"\")","v":""},{"$f":"IFERROR(IF(OR(H144=\"\",'Combined scenario - input'!$D129=\"\"),\"\",H144/'Combined scenario - input'!$D129),\"\")","v":""},{"$f":"IFERROR(IF(OR(I144=\"\",'Combined scenario - input'!$D129=\"\"),\"\",I144/'Combined scenario - input'!$D129),\"\")","v":""},{"$f":"IFERROR(IF(OR(J144=\"\",'Combined scenario - input'!$D129=\"\"),\"\",J144/'Combined scenario - input'!$D129),\"\")","v":""},{"$f":"IFERROR(IF(OR(K144=\"\",'Combined scenario - input'!$D129=\"\"),\"\",K144/'Combined scenario - input'!$D129),\"\")","v":""},{"$f":"IFERROR(IF(OR(L144=\"\",'Combined scenario - input'!$D129=\"\"),\"\",L144/'Combined scenario - input'!$D129),\"\")","v":""},{"$f":"IFERROR(IF(OR(M144=\"\",'Combined scenario - input'!$D129=\"\"),\"\",M144/'Combined scenario - input'!$D129),\"\")","v":""},{"$f":"IFERROR(IF(OR(N144=\"\",'Combined scenario - input'!$D129=\"\"),\"\",N144/'Combined scenario - input'!$D129),\"\")","v":""},{"$f":"IFERROR(IF(OR(O144=\"\",'Combined scenario - input'!$D129=\"\"),\"\",O144/'Combined scenario - input'!$D129),\"\")","v":""},{"$f":"IFERROR(IF(OR(P144=\"\",'Combined scenario - input'!$D129=\"\"),\"\",P144/'Combined scenario - input'!$D129),\"\")","v":""},{"$f":"IFERROR(IF(OR(Q144=\"\",'Combined scenario - input'!$D129=\"\"),\"\",Q144/'Combined scenario - input'!$D129),\"\")","v":""},{"$f":"IFERROR(IF(OR(R144=\"\",'Combined scenario - input'!$D129=\"\"),\"\",R144/'Combined scenario - input'!$D129),\"\")","v":""},{"$f":"IFERROR(IF(OR(S144=\"\",'Combined scenario - input'!$D129=\"\"),\"\",S144/'Combined scenario - input'!$D129),\"\")","v":""},{"$f":"IFERROR(IF(OR(T144=\"\",'Combined scenario - input'!$D129=\"\"),\"\",T144/'Combined scenario - input'!$D129),\"\")","v":""},{"$f":"IFERROR(IF(OR(U144=\"\",'Combined scenario - input'!$D129=\"\"),\"\",U144/'Combined scenario - input'!$D129),\"\")","v":""},{"$f":"IFERROR(IF(OR(V144=\"\",'Combined scenario - input'!$D129=\"\"),\"\",V144/'Combined scenario - input'!$D129),\"\")","v":""},{"$f":"IFERROR(IF(OR(W144=\"\",'Combined scenario - input'!$D129=\"\"),\"\",W144/'Combined scenario - input'!$D129),\"\")","v":""}]
[{"$f":"IFERROR('Combined scenario - input'!A130,\"\")","v":""},{"$f":"IFERROR('Combined scenario - input'!B130,\"\")","v":""},{"$f":"IFERROR('Combined scenario - input'!C130,\"\")","v":""},{"$f":"IFERROR(repcalc('Combined scenario - input'!$CV130:$GH130,'Combined scenario - input'!$G130,'Combined scenario - input'!$E130,'Combined scenario - input'!$F130,20,TRUE,TRUE),\"\")","v":""},"","","","","","","","","","","","","","","","","","","",{"$f":"IFERROR(IF(OR(D145=\"\",'Combined scenario - input'!$D130=\"\"),\"\",D145/'Combined scenario - input'!$D130),\"\")","v":""},{"$f":"IFERROR(IF(OR(E145=\"\",'Combined scenario - input'!$D130=\"\"),\"\",E145/'Combined scenario - input'!$D130),\"\")","v":""},{"$f":"IFERROR(IF(OR(F145=\"\",'Combined scenario - input'!$D130=\"\"),\"\",F145/'Combined scenario - input'!$D130),\"\")","v":""},{"$f":"IFERROR(IF(OR(G145=\"\",'Combined scenario - input'!$D130=\"\"),\"\",G145/'Combined scenario - input'!$D130),\"\")","v":""},{"$f":"IFERROR(IF(OR(H145=\"\",'Combined scenario - input'!$D130=\"\"),\"\",H145/'Combined scenario - input'!$D130),\"\")","v":""},{"$f":"IFERROR(IF(OR(I145=\"\",'Combined scenario - input'!$D130=\"\"),\"\",I145/'Combined scenario - input'!$D130),\"\")","v":""},{"$f":"IFERROR(IF(OR(J145=\"\",'Combined scenario - input'!$D130=\"\"),\"\",J145/'Combined scenario - input'!$D130),\"\")","v":""},{"$f":"IFERROR(IF(OR(K145=\"\",'Combined scenario - input'!$D130=\"\"),\"\",K145/'Combined scenario - input'!$D130),\"\")","v":""},{"$f":"IFERROR(IF(OR(L145=\"\",'Combined scenario - input'!$D130=\"\"),\"\",L145/'Combined scenario - input'!$D130),\"\")","v":""},{"$f":"IFERROR(IF(OR(M145=\"\",'Combined scenario - input'!$D130=\"\"),\"\",M145/'Combined scenario - input'!$D130),\"\")","v":""},{"$f":"IFERROR(IF(OR(N145=\"\",'Combined scenario - input'!$D130=\"\"),\"\",N145/'Combined scenario - input'!$D130),\"\")","v":""},{"$f":"IFERROR(IF(OR(O145=\"\",'Combined scenario - input'!$D130=\"\"),\"\",O145/'Combined scenario - input'!$D130),\"\")","v":""},{"$f":"IFERROR(IF(OR(P145=\"\",'Combined scenario - input'!$D130=\"\"),\"\",P145/'Combined scenario - input'!$D130),\"\")","v":""},{"$f":"IFERROR(IF(OR(Q145=\"\",'Combined scenario - input'!$D130=\"\"),\"\",Q145/'Combined scenario - input'!$D130),\"\")","v":""},{"$f":"IFERROR(IF(OR(R145=\"\",'Combined scenario - input'!$D130=\"\"),\"\",R145/'Combined scenario - input'!$D130),\"\")","v":""},{"$f":"IFERROR(IF(OR(S145=\"\",'Combined scenario - input'!$D130=\"\"),\"\",S145/'Combined scenario - input'!$D130),\"\")","v":""},{"$f":"IFERROR(IF(OR(T145=\"\",'Combined scenario - input'!$D130=\"\"),\"\",T145/'Combined scenario - input'!$D130),\"\")","v":""},{"$f":"IFERROR(IF(OR(U145=\"\",'Combined scenario - input'!$D130=\"\"),\"\",U145/'Combined scenario - input'!$D130),\"\")","v":""},{"$f":"IFERROR(IF(OR(V145=\"\",'Combined scenario - input'!$D130=\"\"),\"\",V145/'Combined scenario - input'!$D130),\"\")","v":""},{"$f":"IFERROR(IF(OR(W145=\"\",'Combined scenario - input'!$D130=\"\"),\"\",W145/'Combined scenario - input'!$D130),\"\")","v":""}]
[{"$f":"IFERROR('Combined scenario - input'!A131,\"\")","v":""},{"$f":"IFERROR('Combined scenario - input'!B131,\"\")","v":""},{"$f":"IFERROR('Combined scenario - input'!C131,\"\")","v":""},{"$f":"IFERROR(repcalc('Combined scenario - input'!$CV131:$GH131,'Combined scenario - input'!$G131,'Combined scenario - input'!$E131,'Combined scenario - input'!$F131,20,TRUE,TRUE),\"\")","v":""},"","","","","","","","","","","","","","","","","","","",{"$f":"IFERROR(IF(OR(D146=\"\",'Combined scenario - input'!$D131=\"\"),\"\",D146/'Combined scenario - input'!$D131),\"\")","v":""},{"$f":"IFERROR(IF(OR(E146=\"\",'Combined scenario - input'!$D131=\"\"),\"\",E146/'Combined scenario - input'!$D131),\"\")","v":""},{"$f":"IFERROR(IF(OR(F146=\"\",'Combined scenario - input'!$D131=\"\"),\"\",F146/'Combined scenario - input'!$D131),\"\")","v":""},{"$f":"IFERROR(IF(OR(G146=\"\",'Combined scenario - input'!$D131=\"\"),\"\",G146/'Combined scenario - input'!$D131),\"\")","v":""},{"$f":"IFERROR(IF(OR(H146=\"\",'Combined scenario - input'!$D131=\"\"),\"\",H146/'Combined scenario - input'!$D131),\"\")","v":""},{"$f":"IFERROR(IF(OR(I146=\"\",'Combined scenario - input'!$D131=\"\"),\"\",I146/'Combined scenario - input'!$D131),\"\")","v":""},{"$f":"IFERROR(IF(OR(J146=\"\",'Combined scenario - input'!$D131=\"\"),\"\",J146/'Combined scenario - input'!$D131),\"\")","v":""},{"$f":"IFERROR(IF(OR(K146=\"\",'Combined scenario - input'!$D131=\"\"),\"\",K146/'Combined scenario - input'!$D131),\"\")","v":""},{"$f":"IFERROR(IF(OR(L146=\"\",'Combined scenario - input'!$D131=\"\"),\"\",L146/'Combined scenario - input'!$D131),\"\")","v":""},{"$f":"IFERROR(IF(OR(M146=\"\",'Combined scenario - input'!$D131=\"\"),\"\",M146/'Combined scenario - input'!$D131),\"\")","v":""},{"$f":"IFERROR(IF(OR(N146=\"\",'Combined scenario - input'!$D131=\"\"),\"\",N146/'Combined scenario - input'!$D131),\"\")","v":""},{"$f":"IFERROR(IF(OR(O146=\"\",'Combined scenario - input'!$D131=\"\"),\"\",O146/'Combined scenario - input'!$D131),\"\")","v":""},{"$f":"IFERROR(IF(OR(P146=\"\",'Combined scenario - input'!$D131=\"\"),\"\",P146/'Combined scenario - input'!$D131),\"\")","v":""},{"$f":"IFERROR(IF(OR(Q146=\"\",'Combined scenario - input'!$D131=\"\"),\"\",Q146/'Combined scenario - input'!$D131),\"\")","v":""},{"$f":"IFERROR(IF(OR(R146=\"\",'Combined scenario - input'!$D131=\"\"),\"\",R146/'Combined scenario - input'!$D131),\"\")","v":""},{"$f":"IFERROR(IF(OR(S146=\"\",'Combined scenario - input'!$D131=\"\"),\"\",S146/'Combined scenario - input'!$D131),\"\")","v":""},{"$f":"IFERROR(IF(OR(T146=\"\",'Combined scenario - input'!$D131=\"\"),\"\",T146/'Combined scenario - input'!$D131),\"\")","v":""},{"$f":"IFERROR(IF(OR(U146=\"\",'Combined scenario - input'!$D131=\"\"),\"\",U146/'Combined scenario - input'!$D131),\"\")","v":""},{"$f":"IFERROR(IF(OR(V146=\"\",'Combined scenario - input'!$D131=\"\"),\"\",V146/'Combined scenario - input'!$D131),\"\")","v":""},{"$f":"IFERROR(IF(OR(W146=\"\",'Combined scenario - input'!$D131=\"\"),\"\",W146/'Combined scenario - input'!$D131),\"\")","v":""}]
[{"$f":"IFERROR('Combined scenario - input'!A132,\"\")","v":""},{"$f":"IFERROR('Combined scenario - input'!B132,\"\")","v":""},{"$f":"IFERROR('Combined scenario - input'!C132,\"\")","v":""},{"$f":"IFERROR(repcalc('Combined scenario - input'!$CV132:$GH132,'Combined scenario - input'!$G132,'Combined scenario - input'!$E132,'Combined scenario - input'!$F132,20,TRUE,TRUE),\"\")","v":""},"","","","","","","","","","","","","","","","","","","",{"$f":"IFERROR(IF(OR(D147=\"\",'Combined scenario - input'!$D132=\"\"),\"\",D147/'Combined scenario - input'!$D132),\"\")","v":""},{"$f":"IFERROR(IF(OR(E147=\"\",'Combined scenario - input'!$D132=\"\"),\"\",E147/'Combined scenario - input'!$D132),\"\")","v":""},{"$f":"IFERROR(IF(OR(F147=\"\",'Combined scenario - input'!$D132=\"\"),\"\",F147/'Combined scenario - input'!$D132),\"\")","v":""},{"$f":"IFERROR(IF(OR(G147=\"\",'Combined scenario - input'!$D132=\"\"),\"\",G147/'Combined scenario - input'!$D132),\"\")","v":""},{"$f":"IFERROR(IF(OR(H147=\"\",'Combined scenario - input'!$D132=\"\"),\"\",H147/'Combined scenario - input'!$D132),\"\")","v":""},{"$f":"IFERROR(IF(OR(I147=\"\",'Combined scenario - input'!$D132=\"\"),\"\",I147/'Combined scenario - input'!$D132),\"\")","v":""},{"$f":"IFERROR(IF(OR(J147=\"\",'Combined scenario - input'!$D132=\"\"),\"\",J147/'Combined scenario - input'!$D132),\"\")","v":""},{"$f":"IFERROR(IF(OR(K147=\"\",'Combined scenario - input'!$D132=\"\"),\"\",K147/'Combined scenario - input'!$D132),\"\")","v":""},{"$f":"IFERROR(IF(OR(L147=\"\",'Combined scenario - input'!$D132=\"\"),\"\",L147/'Combined scenario - input'!$D132),\"\")","v":""},{"$f":"IFERROR(IF(OR(M147=\"\",'Combined scenario - input'!$D132=\"\"),\"\",M147/'Combined scenario - input'!$D132),\"\")","v":""},{"$f":"IFERROR(IF(OR(N147=\"\",'Combined scenario - input'!$D132=\"\"),\"\",N147/'Combined scenario - input'!$D132),\"\")","v":""},{"$f":"IFERROR(IF(OR(O147=\"\",'Combined scenario - input'!$D132=\"\"),\"\",O147/'Combined scenario - input'!$D132),\"\")","v":""},{"$f":"IFERROR(IF(OR(P147=\"\",'Combined scenario - input'!$D132=\"\"),\"\",P147/'Combined scenario - input'!$D132),\"\")","v":""},{"$f":"IFERROR(IF(OR(Q147=\"\",'Combined scenario - input'!$D132=\"\"),\"\",Q147/'Combined scenario - input'!$D132),\"\")","v":""},{"$f":"IFERROR(IF(OR(R147=\"\",'Combined scenario - input'!$D132=\"\"),\"\",R147/'Combined scenario - input'!$D132),\"\")","v":""},{"$f":"IFERROR(IF(OR(S147=\"\",'Combined scenario - input'!$D132=\"\"),\"\",S147/'Combined scenario - input'!$D132),\"\")","v":""},{"$f":"IFERROR(IF(OR(T147=\"\",'Combined scenario - input'!$D132=\"\"),\"\",T147/'Combined scenario - input'!$D132),\"\")","v":""},{"$f":"IFERROR(IF(OR(U147=\"\",'Combined scenario - input'!$D132=\"\"),\"\",U147/'Combined scenario - input'!$D132),\"\")","v":""},{"$f":"IFERROR(IF(OR(V147=\"\",'Combined scenario - input'!$D132=\"\"),\"\",V147/'Combined scenario - input'!$D132),\"\")","v":""},{"$f":"IFERROR(IF(OR(W147=\"\",'Combined scenario - input'!$D132=\"\"),\"\",W147/'Combined scenario - input'!$D132),\"\")","v":""}]
[{"$f":"IFERROR('Combined scenario - input'!A133,\"\")","v":""},{"$f":"IFERROR('Combined scenario - input'!B133,\"\")","v":""},{"$f":"IFERROR('Combined scenario - input'!C133,\"\")","v":""},{"$f":"IFERROR(repcalc('Combined scenario - input'!$CV133:$GH133,'Combined scenario - input'!$G133,'Combined scenario - input'!$E133,'Combined scenario - input'!$F133,20,TRUE,TRUE),\"\")","v":""},"","","","","","","","","","","","","","","","","","","",{"$f":"IFERROR(IF(OR(D148=\"\",'Combined scenario - input'!$D133=\"\"),\"\",D148/'Combined scenario - input'!$D133),\"\")","v":""},{"$f":"IFERROR(IF(OR(E148=\"\",'Combined scenario - input'!$D133=\"\"),\"\",E148/'Combined scenario - input'!$D133),\"\")","v":""},{"$f":"IFERROR(IF(OR(F148=\"\",'Combined scenario - input'!$D133=\"\"),\"\",F148/'Combined scenario - input'!$D133),\"\")","v":""},{"$f":"IFERROR(IF(OR(G148=\"\",'Combined scenario - input'!$D133=\"\"),\"\",G148/'Combined scenario - input'!$D133),\"\")","v":""},{"$f":"IFERROR(IF(OR(H148=\"\",'Combined scenario - input'!$D133=\"\"),\"\",H148/'Combined scenario - input'!$D133),\"\")","v":""},{"$f":"IFERROR(IF(OR(I148=\"\",'Combined scenario - input'!$D133=\"\"),\"\",I148/'Combined scenario - input'!$D133),\"\")","v":""},{"$f":"IFERROR(IF(OR(J148=\"\",'Combined scenario - input'!$D133=\"\"),\"\",J148/'Combined scenario - input'!$D133),\"\")","v":""},{"$f":"IFERROR(IF(OR(K148=\"\",'Combined scenario - input'!$D133=\"\"),\"\",K148/'Combined scenario - input'!$D133),\"\")","v":""},{"$f":"IFERROR(IF(OR(L148=\"\",'Combined scenario - input'!$D133=\"\"),\"\",L148/'Combined scenario - input'!$D133),\"\")","v":""},{"$f":"IFERROR(IF(OR(M148=\"\",'Combined scenario - input'!$D133=\"\"),\"\",M148/'Combined scenario - input'!$D133),\"\")","v":""},{"$f":"IFERROR(IF(OR(N148=\"\",'Combined scenario - input'!$D133=\"\"),\"\",N148/'Combined scenario - input'!$D133),\"\")","v":""},{"$f":"IFERROR(IF(OR(O148=\"\",'Combined scenario - input'!$D133=\"\"),\"\",O148/'Combined scenario - input'!$D133),\"\")","v":""},{"$f":"IFERROR(IF(OR(P148=\"\",'Combined scenario - input'!$D133=\"\"),\"\",P148/'Combined scenario - input'!$D133),\"\")","v":""},{"$f":"IFERROR(IF(OR(Q148=\"\",'Combined scenario - input'!$D133=\"\"),\"\",Q148/'Combined scenario - input'!$D133),\"\")","v":""},{"$f":"IFERROR(IF(OR(R148=\"\",'Combined scenario - input'!$D133=\"\"),\"\",R148/'Combined scenario - input'!$D133),\"\")","v":""},{"$f":"IFERROR(IF(OR(S148=\"\",'Combined scenario - input'!$D133=\"\"),\"\",S148/'Combined scenario - input'!$D133),\"\")","v":""},{"$f":"IFERROR(IF(OR(T148=\"\",'Combined scenario - input'!$D133=\"\"),\"\",T148/'Combined scenario - input'!$D133),\"\")","v":""},{"$f":"IFERROR(IF(OR(U148=\"\",'Combined scenario - input'!$D133=\"\"),\"\",U148/'Combined scenario - input'!$D133),\"\")","v":""},{"$f":"IFERROR(IF(OR(V148=\"\",'Combined scenario - input'!$D133=\"\"),\"\",V148/'Combined scenario - input'!$D133),\"\")","v":""},{"$f":"IFERROR(IF(OR(W148=\"\",'Combined scenario - input'!$D133=\"\"),\"\",W148/'Combined scenario - input'!$D133),\"\")","v":""}]
[{"$f":"IFERROR('Combined scenario - input'!A134,\"\")","v":""},{"$f":"IFERROR('Combined scenario - input'!B134,\"\")","v":""},{"$f":"IFERROR('Combined scenario - input'!C134,\"\")","v":""},{"$f":"IFERROR(repcalc('Combined scenario - input'!$CV134:$GH134,'Combined scenario - input'!$G134,'Combined scenario - input'!$E134,'Combined scenario - input'!$F134,20,TRUE,TRUE),\"\")","v":""},"","","","","","","","","","","","","","","","","","","",{"$f":"IFERROR(IF(OR(D149=\"\",'Combined scenario - input'!$D134=\"\"),\"\",D149/'Combined scenario - input'!$D134),\"\")","v":""},{"$f":"IFERROR(IF(OR(E149=\"\",'Combined scenario - input'!$D134=\"\"),\"\",E149/'Combined scenario - input'!$D134),\"\")","v":""},{"$f":"IFERROR(IF(OR(F149=\"\",'Combined scenario - input'!$D134=\"\"),\"\",F149/'Combined scenario - input'!$D134),\"\")","v":""},{"$f":"IFERROR(IF(OR(G149=\"\",'Combined scenario - input'!$D134=\"\"),\"\",G149/'Combined scenario - input'!$D134),\"\")","v":""},{"$f":"IFERROR(IF(OR(H149=\"\",'Combined scenario - input'!$D134=\"\"),\"\",H149/'Combined scenario - input'!$D134),\"\")","v":""},{"$f":"IFERROR(IF(OR(I149=\"\",'Combined scenario - input'!$D134=\"\"),\"\",I149/'Combined scenario - input'!$D134),\"\")","v":""},{"$f":"IFERROR(IF(OR(J149=\"\",'Combined scenario - input'!$D134=\"\"),\"\",J149/'Combined scenario - input'!$D134),\"\")","v":""},{"$f":"IFERROR(IF(OR(K149=\"\",'Combined scenario - input'!$D134=\"\"),\"\",K149/'Combined scenario - input'!$D134),\"\")","v":""},{"$f":"IFERROR(IF(OR(L149=\"\",'Combined scenario - input'!$D134=\"\"),\"\",L149/'Combined scenario - input'!$D134),\"\")","v":""},{"$f":"IFERROR(IF(OR(M149=\"\",'Combined scenario - input'!$D134=\"\"),\"\",M149/'Combined scenario - input'!$D134),\"\")","v":""},{"$f":"IFERROR(IF(OR(N149=\"\",'Combined scenario - input'!$D134=\"\"),\"\",N149/'Combined scenario - input'!$D134),\"\")","v":""},{"$f":"IFERROR(IF(OR(O149=\"\",'Combined scenario - input'!$D134=\"\"),\"\",O149/'Combined scenario - input'!$D134),\"\")","v":""},{"$f":"IFERROR(IF(OR(P149=\"\",'Combined scenario - input'!$D134=\"\"),\"\",P149/'Combined scenario - input'!$D134),\"\")","v":""},{"$f":"IFERROR(IF(OR(Q149=\"\",'Combined scenario - input'!$D134=\"\"),\"\",Q149/'Combined scenario - input'!$D134),\"\")","v":""},{"$f":"IFERROR(IF(OR(R149=\"\",'Combined scenario - input'!$D134=\"\"),\"\",R149/'Combined scenario - input'!$D134),\"\")","v":""},{"$f":"IFERROR(IF(OR(S149=\"\",'Combined scenario - input'!$D134=\"\"),\"\",S149/'Combined scenario - input'!$D134),\"\")","v":""},{"$f":"IFERROR(IF(OR(T149=\"\",'Combined scenario - input'!$D134=\"\"),\"\",T149/'Combined scenario - input'!$D134),\"\")","v":""},{"$f":"IFERROR(IF(OR(U149=\"\",'Combined scenario - input'!$D134=\"\"),\"\",U149/'Combined scenario - input'!$D134),\"\")","v":""},{"$f":"IFERROR(IF(OR(V149=\"\",'Combined scenario - input'!$D134=\"\"),\"\",V149/'Combined scenario - input'!$D134),\"\")","v":""},{"$f":"IFERROR(IF(OR(W149=\"\",'Combined scenario - input'!$D134=\"\"),\"\",W149/'Combined scenario - input'!$D134),\"\")","v":""}]
[{"$f":"IFERROR('Combined scenario - input'!A135,\"\")","v":""},{"$f":"IFERROR('Combined scenario - input'!B135,\"\")","v":""},{"$f":"IFERROR('Combined scenario - input'!C135,\"\")","v":""},{"$f":"IFERROR(repcalc('Combined scenario - input'!$CV135:$GH135,'Combined scenario - input'!$G135,'Combined scenario - input'!$E135,'Combined scenario - input'!$F135,20,TRUE,TRUE),\"\")","v":""},"","","","","","","","","","","","","","","","","","","",{"$f":"IFERROR(IF(OR(D150=\"\",'Combined scenario - input'!$D135=\"\"),\"\",D150/'Combined scenario - input'!$D135),\"\")","v":""},{"$f":"IFERROR(IF(OR(E150=\"\",'Combined scenario - input'!$D135=\"\"),\"\",E150/'Combined scenario - input'!$D135),\"\")","v":""},{"$f":"IFERROR(IF(OR(F150=\"\",'Combined scenario - input'!$D135=\"\"),\"\",F150/'Combined scenario - input'!$D135),\"\")","v":""},{"$f":"IFERROR(IF(OR(G150=\"\",'Combined scenario - input'!$D135=\"\"),\"\",G150/'Combined scenario - input'!$D135),\"\")","v":""},{"$f":"IFERROR(IF(OR(H150=\"\",'Combined scenario - input'!$D135=\"\"),\"\",H150/'Combined scenario - input'!$D135),\"\")","v":""},{"$f":"IFERROR(IF(OR(I150=\"\",'Combined scenario - input'!$D135=\"\"),\"\",I150/'Combined scenario - input'!$D135),\"\")","v":""},{"$f":"IFERROR(IF(OR(J150=\"\",'Combined scenario - input'!$D135=\"\"),\"\",J150/'Combined scenario - input'!$D135),\"\")","v":""},{"$f":"IFERROR(IF(OR(K150=\"\",'Combined scenario - input'!$D135=\"\"),\"\",K150/'Combined scenario - input'!$D135),\"\")","v":""},{"$f":"IFERROR(IF(OR(L150=\"\",'Combined scenario - input'!$D135=\"\"),\"\",L150/'Combined scenario - input'!$D135),\"\")","v":""},{"$f":"IFERROR(IF(OR(M150=\"\",'Combined scenario - input'!$D135=\"\"),\"\",M150/'Combined scenario - input'!$D135),\"\")","v":""},{"$f":"IFERROR(IF(OR(N150=\"\",'Combined scenario - input'!$D135=\"\"),\"\",N150/'Combined scenario - input'!$D135),\"\")","v":""},{"$f":"IFERROR(IF(OR(O150=\"\",'Combined scenario - input'!$D135=\"\"),\"\",O150/'Combined scenario - input'!$D135),\"\")","v":""},{"$f":"IFERROR(IF(OR(P150=\"\",'Combined scenario - input'!$D135=\"\"),\"\",P150/'Combined scenario - input'!$D135),\"\")","v":""},{"$f":"IFERROR(IF(OR(Q150=\"\",'Combined scenario - input'!$D135=\"\"),\"\",Q150/'Combined scenario - input'!$D135),\"\")","v":""},{"$f":"IFERROR(IF(OR(R150=\"\",'Combined scenario - input'!$D135=\"\"),\"\",R150/'Combined scenario - input'!$D135),\"\")","v":""},{"$f":"IFERROR(IF(OR(S150=\"\",'Combined scenario - input'!$D135=\"\"),\"\",S150/'Combined scenario - input'!$D135),\"\")","v":""},{"$f":"IFERROR(IF(OR(T150=\"\",'Combined scenario - input'!$D135=\"\"),\"\",T150/'Combined scenario - input'!$D135),\"\")","v":""},{"$f":"IFERROR(IF(OR(U150=\"\",'Combined scenario - input'!$D135=\"\"),\"\",U150/'Combined scenario - input'!$D135),\"\")","v":""},{"$f":"IFERROR(IF(OR(V150=\"\",'Combined scenario - input'!$D135=\"\"),\"\",V150/'Combined scenario - input'!$D135),\"\")","v":""},{"$f":"IFERROR(IF(OR(W150=\"\",'Combined scenario - input'!$D135=\"\"),\"\",W150/'Combined scenario - input'!$D135),\"\")","v":""}]
[{"$f":"IFERROR('Combined scenario - input'!A136,\"\")","v":""},{"$f":"IFERROR('Combined scenario - input'!B136,\"\")","v":""},{"$f":"IFERROR('Combined scenario - input'!C136,\"\")","v":""},{"$f":"IFERROR(repcalc('Combined scenario - input'!$CV136:$GH136,'Combined scenario - input'!$G136,'Combined scenario - input'!$E136,'Combined scenario - input'!$F136,20,TRUE,TRUE),\"\")","v":""},"","","","","","","","","","","","","","","","","","","",{"$f":"IFERROR(IF(OR(D151=\"\",'Combined scenario - input'!$D136=\"\"),\"\",D151/'Combined scenario - input'!$D136),\"\")","v":""},{"$f":"IFERROR(IF(OR(E151=\"\",'Combined scenario - input'!$D136=\"\"),\"\",E151/'Combined scenario - input'!$D136),\"\")","v":""},{"$f":"IFERROR(IF(OR(F151=\"\",'Combined scenario - input'!$D136=\"\"),\"\",F151/'Combined scenario - input'!$D136),\"\")","v":""},{"$f":"IFERROR(IF(OR(G151=\"\",'Combined scenario - input'!$D136=\"\"),\"\",G151/'Combined scenario - input'!$D136),\"\")","v":""},{"$f":"IFERROR(IF(OR(H151=\"\",'Combined scenario - input'!$D136=\"\"),\"\",H151/'Combined scenario - input'!$D136),\"\")","v":""},{"$f":"IFERROR(IF(OR(I151=\"\",'Combined scenario - input'!$D136=\"\"),\"\",I151/'Combined scenario - input'!$D136),\"\")","v":""},{"$f":"IFERROR(IF(OR(J151=\"\",'Combined scenario - input'!$D136=\"\"),\"\",J151/'Combined scenario - input'!$D136),\"\")","v":""},{"$f":"IFERROR(IF(OR(K151=\"\",'Combined scenario - input'!$D136=\"\"),\"\",K151/'Combined scenario - input'!$D136),\"\")","v":""},{"$f":"IFERROR(IF(OR(L151=\"\",'Combined scenario - input'!$D136=\"\"),\"\",L151/'Combined scenario - input'!$D136),\"\")","v":""},{"$f":"IFERROR(IF(OR(M151=\"\",'Combined scenario - input'!$D136=\"\"),\"\",M151/'Combined scenario - input'!$D136),\"\")","v":""},{"$f":"IFERROR(IF(OR(N151=\"\",'Combined scenario - input'!$D136=\"\"),\"\",N151/'Combined scenario - input'!$D136),\"\")","v":""},{"$f":"IFERROR(IF(OR(O151=\"\",'Combined scenario - input'!$D136=\"\"),\"\",O151/'Combined scenario - input'!$D136),\"\")","v":""},{"$f":"IFERROR(IF(OR(P151=\"\",'Combined scenario - input'!$D136=\"\"),\"\",P151/'Combined scenario - input'!$D136),\"\")","v":""},{"$f":"IFERROR(IF(OR(Q151=\"\",'Combined scenario - input'!$D136=\"\"),\"\",Q151/'Combined scenario - input'!$D136),\"\")","v":""},{"$f":"IFERROR(IF(OR(R151=\"\",'Combined scenario - input'!$D136=\"\"),\"\",R151/'Combined scenario - input'!$D136),\"\")","v":""},{"$f":"IFERROR(IF(OR(S151=\"\",'Combined scenario - input'!$D136=\"\"),\"\",S151/'Combined scenario - input'!$D136),\"\")","v":""},{"$f":"IFERROR(IF(OR(T151=\"\",'Combined scenario - input'!$D136=\"\"),\"\",T151/'Combined scenario - input'!$D136),\"\")","v":""},{"$f":"IFERROR(IF(OR(U151=\"\",'Combined scenario - input'!$D136=\"\"),\"\",U151/'Combined scenario - input'!$D136),\"\")","v":""},{"$f":"IFERROR(IF(OR(V151=\"\",'Combined scenario - input'!$D136=\"\"),\"\",V151/'Combined scenario - input'!$D136),\"\")","v":""},{"$f":"IFERROR(IF(OR(W151=\"\",'Combined scenario - input'!$D136=\"\"),\"\",W151/'Combined scenario - input'!$D136),\"\")","v":""}]
[{"$f":"IFERROR('Combined scenario - input'!A137,\"\")","v":""},{"$f":"IFERROR('Combined scenario - input'!B137,\"\")","v":""},{"$f":"IFERROR('Combined scenario - input'!C137,\"\")","v":""},{"$f":"IFERROR(repcalc('Combined scenario - input'!$CV137:$GH137,'Combined scenario - input'!$G137,'Combined scenario - input'!$E137,'Combined scenario - input'!$F137,20,TRUE,TRUE),\"\")","v":""},"","","","","","","","","","","","","","","","","","","",{"$f":"IFERROR(IF(OR(D152=\"\",'Combined scenario - input'!$D137=\"\"),\"\",D152/'Combined scenario - input'!$D137),\"\")","v":""},{"$f":"IFERROR(IF(OR(E152=\"\",'Combined scenario - input'!$D137=\"\"),\"\",E152/'Combined scenario - input'!$D137),\"\")","v":""},{"$f":"IFERROR(IF(OR(F152=\"\",'Combined scenario - input'!$D137=\"\"),\"\",F152/'Combined scenario - input'!$D137),\"\")","v":""},{"$f":"IFERROR(IF(OR(G152=\"\",'Combined scenario - input'!$D137=\"\"),\"\",G152/'Combined scenario - input'!$D137),\"\")","v":""},{"$f":"IFERROR(IF(OR(H152=\"\",'Combined scenario - input'!$D137=\"\"),\"\",H152/'Combined scenario - input'!$D137),\"\")","v":""},{"$f":"IFERROR(IF(OR(I152=\"\",'Combined scenario - input'!$D137=\"\"),\"\",I152/'Combined scenario - input'!$D137),\"\")","v":""},{"$f":"IFERROR(IF(OR(J152=\"\",'Combined scenario - input'!$D137=\"\"),\"\",J152/'Combined scenario - input'!$D137),\"\")","v":""},{"$f":"IFERROR(IF(OR(K152=\"\",'Combined scenario - input'!$D137=\"\"),\"\",K152/'Combined scenario - input'!$D137),\"\")","v":""},{"$f":"IFERROR(IF(OR(L152=\"\",'Combined scenario - input'!$D137=\"\"),\"\",L152/'Combined scenario - input'!$D137),\"\")","v":""},{"$f":"IFERROR(IF(OR(M152=\"\",'Combined scenario - input'!$D137=\"\"),\"\",M152/'Combined scenario - input'!$D137),\"\")","v":""},{"$f":"IFERROR(IF(OR(N152=\"\",'Combined scenario - input'!$D137=\"\"),\"\",N152/'Combined scenario - input'!$D137),\"\")","v":""},{"$f":"IFERROR(IF(OR(O152=\"\",'Combined scenario - input'!$D137=\"\"),\"\",O152/'Combined scenario - input'!$D137),\"\")","v":""},{"$f":"IFERROR(IF(OR(P152=\"\",'Combined scenario - input'!$D137=\"\"),\"\",P152/'Combined scenario - input'!$D137),\"\")","v":""},{"$f":"IFERROR(IF(OR(Q152=\"\",'Combined scenario - input'!$D137=\"\"),\"\",Q152/'Combined scenario - input'!$D137),\"\")","v":""},{"$f":"IFERROR(IF(OR(R152=\"\",'Combined scenario - input'!$D137=\"\"),\"\",R152/'Combined scenario - input'!$D137),\"\")","v":""},{"$f":"IFERROR(IF(OR(S152=\"\",'Combined scenario - input'!$D137=\"\"),\"\",S152/'Combined scenario - input'!$D137),\"\")","v":""},{"$f":"IFERROR(IF(OR(T152=\"\",'Combined scenario - input'!$D137=\"\"),\"\",T152/'Combined scenario - input'!$D137),\"\")","v":""},{"$f":"IFERROR(IF(OR(U152=\"\",'Combined scenario - input'!$D137=\"\"),\"\",U152/'Combined scenario - input'!$D137),\"\")","v":""},{"$f":"IFERROR(IF(OR(V152=\"\",'Combined scenario - input'!$D137=\"\"),\"\",V152/'Combined scenario - input'!$D137),\"\")","v":""},{"$f":"IFERROR(IF(OR(W152=\"\",'Combined scenario - input'!$D137=\"\"),\"\",W152/'Combined scenario - input'!$D137),\"\")","v":""}]
[{"$f":"IFERROR('Combined scenario - input'!A138,\"\")","v":""},{"$f":"IFERROR('Combined scenario - input'!B138,\"\")","v":""},{"$f":"IFERROR('Combined scenario - input'!C138,\"\")","v":""},{"$f":"IFERROR(repcalc('Combined scenario - input'!$CV138:$GH138,'Combined scenario - input'!$G138,'Combined scenario - input'!$E138,'Combined scenario - input'!$F138,20,TRUE,TRUE),\"\")","v":""},"","","","","","","","","","","","","","","","","","","",{"$f":"IFERROR(IF(OR(D153=\"\",'Combined scenario - input'!$D138=\"\"),\"\",D153/'Combined scenario - input'!$D138),\"\")","v":""},{"$f":"IFERROR(IF(OR(E153=\"\",'Combined scenario - input'!$D138=\"\"),\"\",E153/'Combined scenario - input'!$D138),\"\")","v":""},{"$f":"IFERROR(IF(OR(F153=\"\",'Combined scenario - input'!$D138=\"\"),\"\",F153/'Combined scenario - input'!$D138),\"\")","v":""},{"$f":"IFERROR(IF(OR(G153=\"\",'Combined scenario - input'!$D138=\"\"),\"\",G153/'Combined scenario - input'!$D138),\"\")","v":""},{"$f":"IFERROR(IF(OR(H153=\"\",'Combined scenario - input'!$D138=\"\"),\"\",H153/'Combined scenario - input'!$D138),\"\")","v":""},{"$f":"IFERROR(IF(OR(I153=\"\",'Combined scenario - input'!$D138=\"\"),\"\",I153/'Combined scenario - input'!$D138),\"\")","v":""},{"$f":"IFERROR(IF(OR(J153=\"\",'Combined scenario - input'!$D138=\"\"),\"\",J153/'Combined scenario - input'!$D138),\"\")","v":""},{"$f":"IFERROR(IF(OR(K153=\"\",'Combined scenario - input'!$D138=\"\"),\"\",K153/'Combined scenario - input'!$D138),\"\")","v":""},{"$f":"IFERROR(IF(OR(L153=\"\",'Combined scenario - input'!$D138=\"\"),\"\",L153/'Combined scenario - input'!$D138),\"\")","v":""},{"$f":"IFERROR(IF(OR(M153=\"\",'Combined scenario - input'!$D138=\"\"),\"\",M153/'Combined scenario - input'!$D138),\"\")","v":""},{"$f":"IFERROR(IF(OR(N153=\"\",'Combined scenario - input'!$D138=\"\"),\"\",N153/'Combined scenario - input'!$D138),\"\")","v":""},{"$f":"IFERROR(IF(OR(O153=\"\",'Combined scenario - input'!$D138=\"\"),\"\",O153/'Combined scenario - input'!$D138),\"\")","v":""},{"$f":"IFERROR(IF(OR(P153=\"\",'Combined scenario - input'!$D138=\"\"),\"\",P153/'Combined scenario - input'!$D138),\"\")","v":""},{"$f":"IFERROR(IF(OR(Q153=\"\",'Combined scenario - input'!$D138=\"\"),\"\",Q153/'Combined scenario - input'!$D138),\"\")","v":""},{"$f":"IFERROR(IF(OR(R153=\"\",'Combined scenario - input'!$D138=\"\"),\"\",R153/'Combined scenario - input'!$D138),\"\")","v":""},{"$f":"IFERROR(IF(OR(S153=\"\",'Combined scenario - input'!$D138=\"\"),\"\",S153/'Combined scenario - input'!$D138),\"\")","v":""},{"$f":"IFERROR(IF(OR(T153=\"\",'Combined scenario - input'!$D138=\"\"),\"\",T153/'Combined scenario - input'!$D138),\"\")","v":""},{"$f":"IFERROR(IF(OR(U153=\"\",'Combined scenario - input'!$D138=\"\"),\"\",U153/'Combined scenario - input'!$D138),\"\")","v":""},{"$f":"IFERROR(IF(OR(V153=\"\",'Combined scenario - input'!$D138=\"\"),\"\",V153/'Combined scenario - input'!$D138),\"\")","v":""},{"$f":"IFERROR(IF(OR(W153=\"\",'Combined scenario - input'!$D138=\"\"),\"\",W153/'Combined scenario - input'!$D138),\"\")","v":""}]
[{"$f":"IFERROR('Combined scenario - input'!A139,\"\")","v":""},{"$f":"IFERROR('Combined scenario - input'!B139,\"\")","v":""},{"$f":"IFERROR('Combined scenario - input'!C139,\"\")","v":""},{"$f":"IFERROR(repcalc('Combined scenario - input'!$CV139:$GH139,'Combined scenario - input'!$G139,'Combined scenario - input'!$E139,'Combined scenario - input'!$F139,20,TRUE,TRUE),\"\")","v":""},"","","","","","","","","","","","","","","","","","","",{"$f":"IFERROR(IF(OR(D154=\"\",'Combined scenario - input'!$D139=\"\"),\"\",D154/'Combined scenario - input'!$D139),\"\")","v":""},{"$f":"IFERROR(IF(OR(E154=\"\",'Combined scenario - input'!$D139=\"\"),\"\",E154/'Combined scenario - input'!$D139),\"\")","v":""},{"$f":"IFERROR(IF(OR(F154=\"\",'Combined scenario - input'!$D139=\"\"),\"\",F154/'Combined scenario - input'!$D139),\"\")","v":""},{"$f":"IFERROR(IF(OR(G154=\"\",'Combined scenario - input'!$D139=\"\"),\"\",G154/'Combined scenario - input'!$D139),\"\")","v":""},{"$f":"IFERROR(IF(OR(H154=\"\",'Combined scenario - input'!$D139=\"\"),\"\",H154/'Combined scenario - input'!$D139),\"\")","v":""},{"$f":"IFERROR(IF(OR(I154=\"\",'Combined scenario - input'!$D139=\"\"),\"\",I154/'Combined scenario - input'!$D139),\"\")","v":""},{"$f":"IFERROR(IF(OR(J154=\"\",'Combined scenario - input'!$D139=\"\"),\"\",J154/'Combined scenario - input'!$D139),\"\")","v":""},{"$f":"IFERROR(IF(OR(K154=\"\",'Combined scenario - input'!$D139=\"\"),\"\",K154/'Combined scenario - input'!$D139),\"\")","v":""},{"$f":"IFERROR(IF(OR(L154=\"\",'Combined scenario - input'!$D139=\"\"),\"\",L154/'Combined scenario - input'!$D139),\"\")","v":""},{"$f":"IFERROR(IF(OR(M154=\"\",'Combined scenario - input'!$D139=\"\"),\"\",M154/'Combined scenario - input'!$D139),\"\")","v":""},{"$f":"IFERROR(IF(OR(N154=\"\",'Combined scenario - input'!$D139=\"\"),\"\",N154/'Combined scenario - input'!$D139),\"\")","v":""},{"$f":"IFERROR(IF(OR(O154=\"\",'Combined scenario - input'!$D139=\"\"),\"\",O154/'Combined scenario - input'!$D139),\"\")","v":""},{"$f":"IFERROR(IF(OR(P154=\"\",'Combined scenario - input'!$D139=\"\"),\"\",P154/'Combined scenario - input'!$D139),\"\")","v":""},{"$f":"IFERROR(IF(OR(Q154=\"\",'Combined scenario - input'!$D139=\"\"),\"\",Q154/'Combined scenario - input'!$D139),\"\")","v":""},{"$f":"IFERROR(IF(OR(R154=\"\",'Combined scenario - input'!$D139=\"\"),\"\",R154/'Combined scenario - input'!$D139),\"\")","v":""},{"$f":"IFERROR(IF(OR(S154=\"\",'Combined scenario - input'!$D139=\"\"),\"\",S154/'Combined scenario - input'!$D139),\"\")","v":""},{"$f":"IFERROR(IF(OR(T154=\"\",'Combined scenario - input'!$D139=\"\"),\"\",T154/'Combined scenario - input'!$D139),\"\")","v":""},{"$f":"IFERROR(IF(OR(U154=\"\",'Combined scenario - input'!$D139=\"\"),\"\",U154/'Combined scenario - input'!$D139),\"\")","v":""},{"$f":"IFERROR(IF(OR(V154=\"\",'Combined scenario - input'!$D139=\"\"),\"\",V154/'Combined scenario - input'!$D139),\"\")","v":""},{"$f":"IFERROR(IF(OR(W154=\"\",'Combined scenario - input'!$D139=\"\"),\"\",W154/'Combined scenario - input'!$D139),\"\")","v":""}]
[{"$f":"IFERROR('Combined scenario - input'!A140,\"\")","v":""},{"$f":"IFERROR('Combined scenario - input'!B140,\"\")","v":""},{"$f":"IFERROR('Combined scenario - input'!C140,\"\")","v":""},{"$f":"IFERROR(repcalc('Combined scenario - input'!$CV140:$GH140,'Combined scenario - input'!$G140,'Combined scenario - input'!$E140,'Combined scenario - input'!$F140,20,TRUE,TRUE),\"\")","v":""},"","","","","","","","","","","","","","","","","","","",{"$f":"IFERROR(IF(OR(D155=\"\",'Combined scenario - input'!$D140=\"\"),\"\",D155/'Combined scenario - input'!$D140),\"\")","v":""},{"$f":"IFERROR(IF(OR(E155=\"\",'Combined scenario - input'!$D140=\"\"),\"\",E155/'Combined scenario - input'!$D140),\"\")","v":""},{"$f":"IFERROR(IF(OR(F155=\"\",'Combined scenario - input'!$D140=\"\"),\"\",F155/'Combined scenario - input'!$D140),\"\")","v":""},{"$f":"IFERROR(IF(OR(G155=\"\",'Combined scenario - input'!$D140=\"\"),\"\",G155/'Combined scenario - input'!$D140),\"\")","v":""},{"$f":"IFERROR(IF(OR(H155=\"\",'Combined scenario - input'!$D140=\"\"),\"\",H155/'Combined scenario - input'!$D140),\"\")","v":""},{"$f":"IFERROR(IF(OR(I155=\"\",'Combined scenario - input'!$D140=\"\"),\"\",I155/'Combined scenario - input'!$D140),\"\")","v":""},{"$f":"IFERROR(IF(OR(J155=\"\",'Combined scenario - input'!$D140=\"\"),\"\",J155/'Combined scenario - input'!$D140),\"\")","v":""},{"$f":"IFERROR(IF(OR(K155=\"\",'Combined scenario - input'!$D140=\"\"),\"\",K155/'Combined scenario - input'!$D140),\"\")","v":""},{"$f":"IFERROR(IF(OR(L155=\"\",'Combined scenario - input'!$D140=\"\"),\"\",L155/'Combined scenario - input'!$D140),\"\")","v":""},{"$f":"IFERROR(IF(OR(M155=\"\",'Combined scenario - input'!$D140=\"\"),\"\",M155/'Combined scenario - input'!$D140),\"\")","v":""},{"$f":"IFERROR(IF(OR(N155=\"\",'Combined scenario - input'!$D140=\"\"),\"\",N155/'Combined scenario - input'!$D140),\"\")","v":""},{"$f":"IFERROR(IF(OR(O155=\"\",'Combined scenario - input'!$D140=\"\"),\"\",O155/'Combined scenario - input'!$D140),\"\")","v":""},{"$f":"IFERROR(IF(OR(P155=\"\",'Combined scenario - input'!$D140=\"\"),\"\",P155/'Combined scenario - input'!$D140),\"\")","v":""},{"$f":"IFERROR(IF(OR(Q155=\"\",'Combined scenario - input'!$D140=\"\"),\"\",Q155/'Combined scenario - input'!$D140),\"\")","v":""},{"$f":"IFERROR(IF(OR(R155=\"\",'Combined scenario - input'!$D140=\"\"),\"\",R155/'Combined scenario - input'!$D140),\"\")","v":""},{"$f":"IFERROR(IF(OR(S155=\"\",'Combined scenario - input'!$D140=\"\"),\"\",S155/'Combined scenario - input'!$D140),\"\")","v":""},{"$f":"IFERROR(IF(OR(T155=\"\",'Combined scenario - input'!$D140=\"\"),\"\",T155/'Combined scenario - input'!$D140),\"\")","v":""},{"$f":"IFERROR(IF(OR(U155=\"\",'Combined scenario - input'!$D140=\"\"),\"\",U155/'Combined scenario - input'!$D140),\"\")","v":""},{"$f":"IFERROR(IF(OR(V155=\"\",'Combined scenario - input'!$D140=\"\"),\"\",V155/'Combined scenario - input'!$D140),\"\")","v":""},{"$f":"IFERROR(IF(OR(W155=\"\",'Combined scenario - input'!$D140=\"\"),\"\",W155/'Combined scenario - input'!$D140),\"\")","v":""}]
[{"$f":"IFERROR('Combined scenario - input'!A141,\"\")","v":""},{"$f":"IFERROR('Combined scenario - input'!B141,\"\")","v":""},{"$f":"IFERROR('Combined scenario - input'!C141,\"\")","v":""},{"$f":"IFERROR(repcalc('Combined scenario - input'!$CV141:$GH141,'Combined scenario - input'!$G141,'Combined scenario - input'!$E141,'Combined scenario - input'!$F141,20,TRUE,TRUE),\"\")","v":""},"","","","","","","","","","","","","","","","","","","",{"$f":"IFERROR(IF(OR(D156=\"\",'Combined scenario - input'!$D141=\"\"),\"\",D156/'Combined scenario - input'!$D141),\"\")","v":""},{"$f":"IFERROR(IF(OR(E156=\"\",'Combined scenario - input'!$D141=\"\"),\"\",E156/'Combined scenario - input'!$D141),\"\")","v":""},{"$f":"IFERROR(IF(OR(F156=\"\",'Combined scenario - input'!$D141=\"\"),\"\",F156/'Combined scenario - input'!$D141),\"\")","v":""},{"$f":"IFERROR(IF(OR(G156=\"\",'Combined scenario - input'!$D141=\"\"),\"\",G156/'Combined scenario - input'!$D141),\"\")","v":""},{"$f":"IFERROR(IF(OR(H156=\"\",'Combined scenario - input'!$D141=\"\"),\"\",H156/'Combined scenario - input'!$D141),\"\")","v":""},{"$f":"IFERROR(IF(OR(I156=\"\",'Combined scenario - input'!$D141=\"\"),\"\",I156/'Combined scenario - input'!$D141),\"\")","v":""},{"$f":"IFERROR(IF(OR(J156=\"\",'Combined scenario - input'!$D141=\"\"),\"\",J156/'Combined scenario - input'!$D141),\"\")","v":""},{"$f":"IFERROR(IF(OR(K156=\"\",'Combined scenario - input'!$D141=\"\"),\"\",K156/'Combined scenario - input'!$D141),\"\")","v":""},{"$f":"IFERROR(IF(OR(L156=\"\",'Combined scenario - input'!$D141=\"\"),\"\",L156/'Combined scenario - input'!$D141),\"\")","v":""},{"$f":"IFERROR(IF(OR(M156=\"\",'Combined scenario - input'!$D141=\"\"),\"\",M156/'Combined scenario - input'!$D141),\"\")","v":""},{"$f":"IFERROR(IF(OR(N156=\"\",'Combined scenario - input'!$D141=\"\"),\"\",N156/'Combined scenario - input'!$D141),\"\")","v":""},{"$f":"IFERROR(IF(OR(O156=\"\",'Combined scenario - input'!$D141=\"\"),\"\",O156/'Combined scenario - input'!$D141),\"\")","v":""},{"$f":"IFERROR(IF(OR(P156=\"\",'Combined scenario - input'!$D141=\"\"),\"\",P156/'Combined scenario - input'!$D141),\"\")","v":""},{"$f":"IFERROR(IF(OR(Q156=\"\",'Combined scenario - input'!$D141=\"\"),\"\",Q156/'Combined scenario - input'!$D141),\"\")","v":""},{"$f":"IFERROR(IF(OR(R156=\"\",'Combined scenario - input'!$D141=\"\"),\"\",R156/'Combined scenario - input'!$D141),\"\")","v":""},{"$f":"IFERROR(IF(OR(S156=\"\",'Combined scenario - input'!$D141=\"\"),\"\",S156/'Combined scenario - input'!$D141),\"\")","v":""},{"$f":"IFERROR(IF(OR(T156=\"\",'Combined scenario - input'!$D141=\"\"),\"\",T156/'Combined scenario - input'!$D141),\"\")","v":""},{"$f":"IFERROR(IF(OR(U156=\"\",'Combined scenario - input'!$D141=\"\"),\"\",U156/'Combined scenario - input'!$D141),\"\")","v":""},{"$f":"IFERROR(IF(OR(V156=\"\",'Combined scenario - input'!$D141=\"\"),\"\",V156/'Combined scenario - input'!$D141),\"\")","v":""},{"$f":"IFERROR(IF(OR(W156=\"\",'Combined scenario - input'!$D141=\"\"),\"\",W156/'Combined scenario - input'!$D141),\"\")","v":""}]
[{"$f":"IFERROR('Combined scenario - input'!A142,\"\")","v":""},{"$f":"IFERROR('Combined scenario - input'!B142,\"\")","v":""},{"$f":"IFERROR('Combined scenario - input'!C142,\"\")","v":""},{"$f":"IFERROR(repcalc('Combined scenario - input'!$CV142:$GH142,'Combined scenario - input'!$G142,'Combined scenario - input'!$E142,'Combined scenario - input'!$F142,20,TRUE,TRUE),\"\")","v":""},"","","","","","","","","","","","","","","","","","","",{"$f":"IFERROR(IF(OR(D157=\"\",'Combined scenario - input'!$D142=\"\"),\"\",D157/'Combined scenario - input'!$D142),\"\")","v":""},{"$f":"IFERROR(IF(OR(E157=\"\",'Combined scenario - input'!$D142=\"\"),\"\",E157/'Combined scenario - input'!$D142),\"\")","v":""},{"$f":"IFERROR(IF(OR(F157=\"\",'Combined scenario - input'!$D142=\"\"),\"\",F157/'Combined scenario - input'!$D142),\"\")","v":""},{"$f":"IFERROR(IF(OR(G157=\"\",'Combined scenario - input'!$D142=\"\"),\"\",G157/'Combined scenario - input'!$D142),\"\")","v":""},{"$f":"IFERROR(IF(OR(H157=\"\",'Combined scenario - input'!$D142=\"\"),\"\",H157/'Combined scenario - input'!$D142),\"\")","v":""},{"$f":"IFERROR(IF(OR(I157=\"\",'Combined scenario - input'!$D142=\"\"),\"\",I157/'Combined scenario - input'!$D142),\"\")","v":""},{"$f":"IFERROR(IF(OR(J157=\"\",'Combined scenario - input'!$D142=\"\"),\"\",J157/'Combined scenario - input'!$D142),\"\")","v":""},{"$f":"IFERROR(IF(OR(K157=\"\",'Combined scenario - input'!$D142=\"\"),\"\",K157/'Combined scenario - input'!$D142),\"\")","v":""},{"$f":"IFERROR(IF(OR(L157=\"\",'Combined scenario - input'!$D142=\"\"),\"\",L157/'Combined scenario - input'!$D142),\"\")","v":""},{"$f":"IFERROR(IF(OR(M157=\"\",'Combined scenario - input'!$D142=\"\"),\"\",M157/'Combined scenario - input'!$D142),\"\")","v":""},{"$f":"IFERROR(IF(OR(N157=\"\",'Combined scenario - input'!$D142=\"\"),\"\",N157/'Combined scenario - input'!$D142),\"\")","v":""},{"$f":"IFERROR(IF(OR(O157=\"\",'Combined scenario - input'!$D142=\"\"),\"\",O157/'Combined scenario - input'!$D142),\"\")","v":""},{"$f":"IFERROR(IF(OR(P157=\"\",'Combined scenario - input'!$D142=\"\"),\"\",P157/'Combined scenario - input'!$D142),\"\")","v":""},{"$f":"IFERROR(IF(OR(Q157=\"\",'Combined scenario - input'!$D142=\"\"),\"\",Q157/'Combined scenario - input'!$D142),\"\")","v":""},{"$f":"IFERROR(IF(OR(R157=\"\",'Combined scenario - input'!$D142=\"\"),\"\",R157/'Combined scenario - input'!$D142),\"\")","v":""},{"$f":"IFERROR(IF(OR(S157=\"\",'Combined scenario - input'!$D142=\"\"),\"\",S157/'Combined scenario - input'!$D142),\"\")","v":""},{"$f":"IFERROR(IF(OR(T157=\"\",'Combined scenario - input'!$D142=\"\"),\"\",T157/'Combined scenario - input'!$D142),\"\")","v":""},{"$f":"IFERROR(IF(OR(U157=\"\",'Combined scenario - input'!$D142=\"\"),\"\",U157/'Combined scenario - input'!$D142),\"\")","v":""},{"$f":"IFERROR(IF(OR(V157=\"\",'Combined scenario - input'!$D142=\"\"),\"\",V157/'Combined scenario - input'!$D142),\"\")","v":""},{"$f":"IFERROR(IF(OR(W157=\"\",'Combined scenario - input'!$D142=\"\"),\"\",W157/'Combined scenario - input'!$D142),\"\")","v":""}]
[{"$f":"IFERROR('Combined scenario - input'!A143,\"\")","v":""},{"$f":"IFERROR('Combined scenario - input'!B143,\"\")","v":""},{"$f":"IFERROR('Combined scenario - input'!C143,\"\")","v":""},{"$f":"IFERROR(repcalc('Combined scenario - input'!$CV143:$GH143,'Combined scenario - input'!$G143,'Combined scenario - input'!$E143,'Combined scenario - input'!$F143,20,TRUE,TRUE),\"\")","v":""},"","","","","","","","","","","","","","","","","","","",{"$f":"IFERROR(IF(OR(D158=\"\",'Combined scenario - input'!$D143=\"\"),\"\",D158/'Combined scenario - input'!$D143),\"\")","v":""},{"$f":"IFERROR(IF(OR(E158=\"\",'Combined scenario - input'!$D143=\"\"),\"\",E158/'Combined scenario - input'!$D143),\"\")","v":""},{"$f":"IFERROR(IF(OR(F158=\"\",'Combined scenario - input'!$D143=\"\"),\"\",F158/'Combined scenario - input'!$D143),\"\")","v":""},{"$f":"IFERROR(IF(OR(G158=\"\",'Combined scenario - input'!$D143=\"\"),\"\",G158/'Combined scenario - input'!$D143),\"\")","v":""},{"$f":"IFERROR(IF(OR(H158=\"\",'Combined scenario - input'!$D143=\"\"),\"\",H158/'Combined scenario - input'!$D143),\"\")","v":""},{"$f":"IFERROR(IF(OR(I158=\"\",'Combined scenario - input'!$D143=\"\"),\"\",I158/'Combined scenario - input'!$D143),\"\")","v":""},{"$f":"IFERROR(IF(OR(J158=\"\",'Combined scenario - input'!$D143=\"\"),\"\",J158/'Combined scenario - input'!$D143),\"\")","v":""},{"$f":"IFERROR(IF(OR(K158=\"\",'Combined scenario - input'!$D143=\"\"),\"\",K158/'Combined scenario - input'!$D143),\"\")","v":""},{"$f":"IFERROR(IF(OR(L158=\"\",'Combined scenario - input'!$D143=\"\"),\"\",L158/'Combined scenario - input'!$D143),\"\")","v":""},{"$f":"IFERROR(IF(OR(M158=\"\",'Combined scenario - input'!$D143=\"\"),\"\",M158/'Combined scenario - input'!$D143),\"\")","v":""},{"$f":"IFERROR(IF(OR(N158=\"\",'Combined scenario - input'!$D143=\"\"),\"\",N158/'Combined scenario - input'!$D143),\"\")","v":""},{"$f":"IFERROR(IF(OR(O158=\"\",'Combined scenario - input'!$D143=\"\"),\"\",O158/'Combined scenario - input'!$D143),\"\")","v":""},{"$f":"IFERROR(IF(OR(P158=\"\",'Combined scenario - input'!$D143=\"\"),\"\",P158/'Combined scenario - input'!$D143),\"\")","v":""},{"$f":"IFERROR(IF(OR(Q158=\"\",'Combined scenario - input'!$D143=\"\"),\"\",Q158/'Combined scenario - input'!$D143),\"\")","v":""},{"$f":"IFERROR(IF(OR(R158=\"\",'Combined scenario - input'!$D143=\"\"),\"\",R158/'Combined scenario - input'!$D143),\"\")","v":""},{"$f":"IFERROR(IF(OR(S158=\"\",'Combined scenario - input'!$D143=\"\"),\"\",S158/'Combined scenario - input'!$D143),\"\")","v":""},{"$f":"IFERROR(IF(OR(T158=\"\",'Combined scenario - input'!$D143=\"\"),\"\",T158/'Combined scenario - input'!$D143),\"\")","v":""},{"$f":"IFERROR(IF(OR(U158=\"\",'Combined scenario - input'!$D143=\"\"),\"\",U158/'Combined scenario - input'!$D143),\"\")","v":""},{"$f":"IFERROR(IF(OR(V158=\"\",'Combined scenario - input'!$D143=\"\"),\"\",V158/'Combined scenario - input'!$D143),\"\")","v":""},{"$f":"IFERROR(IF(OR(W158=\"\",'Combined scenario - input'!$D143=\"\"),\"\",W158/'Combined scenario - input'!$D143),\"\")","v":""}]
[{"$f":"IFERROR('Combined scenario - input'!A144,\"\")","v":""},{"$f":"IFERROR('Combined scenario - input'!B144,\"\")","v":""},{"$f":"IFERROR('Combined scenario - input'!C144,\"\")","v":""},{"$f":"IFERROR(repcalc('Combined scenario - input'!$CV144:$GH144,'Combined scenario - input'!$G144,'Combined scenario - input'!$E144,'Combined scenario - input'!$F144,20,TRUE,TRUE),\"\")","v":""},"","","","","","","","","","","","","","","","","","","",{"$f":"IFERROR(IF(OR(D159=\"\",'Combined scenario - input'!$D144=\"\"),\"\",D159/'Combined scenario - input'!$D144),\"\")","v":""},{"$f":"IFERROR(IF(OR(E159=\"\",'Combined scenario - input'!$D144=\"\"),\"\",E159/'Combined scenario - input'!$D144),\"\")","v":""},{"$f":"IFERROR(IF(OR(F159=\"\",'Combined scenario - input'!$D144=\"\"),\"\",F159/'Combined scenario - input'!$D144),\"\")","v":""},{"$f":"IFERROR(IF(OR(G159=\"\",'Combined scenario - input'!$D144=\"\"),\"\",G159/'Combined scenario - input'!$D144),\"\")","v":""},{"$f":"IFERROR(IF(OR(H159=\"\",'Combined scenario - input'!$D144=\"\"),\"\",H159/'Combined scenario - input'!$D144),\"\")","v":""},{"$f":"IFERROR(IF(OR(I159=\"\",'Combined scenario - input'!$D144=\"\"),\"\",I159/'Combined scenario - input'!$D144),\"\")","v":""},{"$f":"IFERROR(IF(OR(J159=\"\",'Combined scenario - input'!$D144=\"\"),\"\",J159/'Combined scenario - input'!$D144),\"\")","v":""},{"$f":"IFERROR(IF(OR(K159=\"\",'Combined scenario - input'!$D144=\"\"),\"\",K159/'Combined scenario - input'!$D144),\"\")","v":""},{"$f":"IFERROR(IF(OR(L159=\"\",'Combined scenario - input'!$D144=\"\"),\"\",L159/'Combined scenario - input'!$D144),\"\")","v":""},{"$f":"IFERROR(IF(OR(M159=\"\",'Combined scenario - input'!$D144=\"\"),\"\",M159/'Combined scenario - input'!$D144),\"\")","v":""},{"$f":"IFERROR(IF(OR(N159=\"\",'Combined scenario - input'!$D144=\"\"),\"\",N159/'Combined scenario - input'!$D144),\"\")","v":""},{"$f":"IFERROR(IF(OR(O159=\"\",'Combined scenario - input'!$D144=\"\"),\"\",O159/'Combined scenario - input'!$D144),\"\")","v":""},{"$f":"IFERROR(IF(OR(P159=\"\",'Combined scenario - input'!$D144=\"\"),\"\",P159/'Combined scenario - input'!$D144),\"\")","v":""},{"$f":"IFERROR(IF(OR(Q159=\"\",'Combined scenario - input'!$D144=\"\"),\"\",Q159/'Combined scenario - input'!$D144),\"\")","v":""},{"$f":"IFERROR(IF(OR(R159=\"\",'Combined scenario - input'!$D144=\"\"),\"\",R159/'Combined scenario - input'!$D144),\"\")","v":""},{"$f":"IFERROR(IF(OR(S159=\"\",'Combined scenario - input'!$D144=\"\"),\"\",S159/'Combined scenario - input'!$D144),\"\")","v":""},{"$f":"IFERROR(IF(OR(T159=\"\",'Combined scenario - input'!$D144=\"\"),\"\",T159/'Combined scenario - input'!$D144),\"\")","v":""},{"$f":"IFERROR(IF(OR(U159=\"\",'Combined scenario - input'!$D144=\"\"),\"\",U159/'Combined scenario - input'!$D144),\"\")","v":""},{"$f":"IFERROR(IF(OR(V159=\"\",'Combined scenario - input'!$D144=\"\"),\"\",V159/'Combined scenario - input'!$D144),\"\")","v":""},{"$f":"IFERROR(IF(OR(W159=\"\",'Combined scenario - input'!$D144=\"\"),\"\",W159/'Combined scenario - input'!$D144),\"\")","v":""}]
[{"$f":"IFERROR('Combined scenario - input'!A145,\"\")","v":""},{"$f":"IFERROR('Combined scenario - input'!B145,\"\")","v":""},{"$f":"IFERROR('Combined scenario - input'!C145,\"\")","v":""},{"$f":"IFERROR(repcalc('Combined scenario - input'!$CV145:$GH145,'Combined scenario - input'!$G145,'Combined scenario - input'!$E145,'Combined scenario - input'!$F145,20,TRUE,TRUE),\"\")","v":""},"","","","","","","","","","","","","","","","","","","",{"$f":"IFERROR(IF(OR(D160=\"\",'Combined scenario - input'!$D145=\"\"),\"\",D160/'Combined scenario - input'!$D145),\"\")","v":""},{"$f":"IFERROR(IF(OR(E160=\"\",'Combined scenario - input'!$D145=\"\"),\"\",E160/'Combined scenario - input'!$D145),\"\")","v":""},{"$f":"IFERROR(IF(OR(F160=\"\",'Combined scenario - input'!$D145=\"\"),\"\",F160/'Combined scenario - input'!$D145),\"\")","v":""},{"$f":"IFERROR(IF(OR(G160=\"\",'Combined scenario - input'!$D145=\"\"),\"\",G160/'Combined scenario - input'!$D145),\"\")","v":""},{"$f":"IFERROR(IF(OR(H160=\"\",'Combined scenario - input'!$D145=\"\"),\"\",H160/'Combined scenario - input'!$D145),\"\")","v":""},{"$f":"IFERROR(IF(OR(I160=\"\",'Combined scenario - input'!$D145=\"\"),\"\",I160/'Combined scenario - input'!$D145),\"\")","v":""},{"$f":"IFERROR(IF(OR(J160=\"\",'Combined scenario - input'!$D145=\"\"),\"\",J160/'Combined scenario - input'!$D145),\"\")","v":""},{"$f":"IFERROR(IF(OR(K160=\"\",'Combined scenario - input'!$D145=\"\"),\"\",K160/'Combined scenario - input'!$D145),\"\")","v":""},{"$f":"IFERROR(IF(OR(L160=\"\",'Combined scenario - input'!$D145=\"\"),\"\",L160/'Combined scenario - input'!$D145),\"\")","v":""},{"$f":"IFERROR(IF(OR(M160=\"\",'Combined scenario - input'!$D145=\"\"),\"\",M160/'Combined scenario - input'!$D145),\"\")","v":""},{"$f":"IFERROR(IF(OR(N160=\"\",'Combined scenario - input'!$D145=\"\"),\"\",N160/'Combined scenario - input'!$D145),\"\")","v":""},{"$f":"IFERROR(IF(OR(O160=\"\",'Combined scenario - input'!$D145=\"\"),\"\",O160/'Combined scenario - input'!$D145),\"\")","v":""},{"$f":"IFERROR(IF(OR(P160=\"\",'Combined scenario - input'!$D145=\"\"),\"\",P160/'Combined scenario - input'!$D145),\"\")","v":""},{"$f":"IFERROR(IF(OR(Q160=\"\",'Combined scenario - input'!$D145=\"\"),\"\",Q160/'Combined scenario - input'!$D145),\"\")","v":""},{"$f":"IFERROR(IF(OR(R160=\"\",'Combined scenario - input'!$D145=\"\"),\"\",R160/'Combined scenario - input'!$D145),\"\")","v":""},{"$f":"IFERROR(IF(OR(S160=\"\",'Combined scenario - input'!$D145=\"\"),\"\",S160/'Combined scenario - input'!$D145),\"\")","v":""},{"$f":"IFERROR(IF(OR(T160=\"\",'Combined scenario - input'!$D145=\"\"),\"\",T160/'Combined scenario - input'!$D145),\"\")","v":""},{"$f":"IFERROR(IF(OR(U160=\"\",'Combined scenario - input'!$D145=\"\"),\"\",U160/'Combined scenario - input'!$D145),\"\")","v":""},{"$f":"IFERROR(IF(OR(V160=\"\",'Combined scenario - input'!$D145=\"\"),\"\",V160/'Combined scenario - input'!$D145),\"\")","v":""},{"$f":"IFERROR(IF(OR(W160=\"\",'Combined scenario - input'!$D145=\"\"),\"\",W160/'Combined scenario - input'!$D145),\"\")","v":""}]
[{"$f":"IFERROR('Combined scenario - input'!A146,\"\")","v":""},{"$f":"IFERROR('Combined scenario - input'!B146,\"\")","v":""},{"$f":"IFERROR('Combined scenario - input'!C146,\"\")","v":""},{"$f":"IFERROR(repcalc('Combined scenario - input'!$CV146:$GH146,'Combined scenario - input'!$G146,'Combined scenario - input'!$E146,'Combined scenario - input'!$F146,20,TRUE,TRUE),\"\")","v":""},"","","","","","","","","","","","","","","","","","","",{"$f":"IFERROR(IF(OR(D161=\"\",'Combined scenario - input'!$D146=\"\"),\"\",D161/'Combined scenario - input'!$D146),\"\")","v":""},{"$f":"IFERROR(IF(OR(E161=\"\",'Combined scenario - input'!$D146=\"\"),\"\",E161/'Combined scenario - input'!$D146),\"\")","v":""},{"$f":"IFERROR(IF(OR(F161=\"\",'Combined scenario - input'!$D146=\"\"),\"\",F161/'Combined scenario - input'!$D146),\"\")","v":""},{"$f":"IFERROR(IF(OR(G161=\"\",'Combined scenario - input'!$D146=\"\"),\"\",G161/'Combined scenario - input'!$D146),\"\")","v":""},{"$f":"IFERROR(IF(OR(H161=\"\",'Combined scenario - input'!$D146=\"\"),\"\",H161/'Combined scenario - input'!$D146),\"\")","v":""},{"$f":"IFERROR(IF(OR(I161=\"\",'Combined scenario - input'!$D146=\"\"),\"\",I161/'Combined scenario - input'!$D146),\"\")","v":""},{"$f":"IFERROR(IF(OR(J161=\"\",'Combined scenario - input'!$D146=\"\"),\"\",J161/'Combined scenario - input'!$D146),\"\")","v":""},{"$f":"IFERROR(IF(OR(K161=\"\",'Combined scenario - input'!$D146=\"\"),\"\",K161/'Combined scenario - input'!$D146),\"\")","v":""},{"$f":"IFERROR(IF(OR(L161=\"\",'Combined scenario - input'!$D146=\"\"),\"\",L161/'Combined scenario - input'!$D146),\"\")","v":""},{"$f":"IFERROR(IF(OR(M161=\"\",'Combined scenario - input'!$D146=\"\"),\"\",M161/'Combined scenario - input'!$D146),\"\")","v":""},{"$f":"IFERROR(IF(OR(N161=\"\",'Combined scenario - input'!$D146=\"\"),\"\",N161/'Combined scenario - input'!$D146),\"\")","v":""},{"$f":"IFERROR(IF(OR(O161=\"\",'Combined scenario - input'!$D146=\"\"),\"\",O161/'Combined scenario - input'!$D146),\"\")","v":""},{"$f":"IFERROR(IF(OR(P161=\"\",'Combined scenario - input'!$D146=\"\"),\"\",P161/'Combined scenario - input'!$D146),\"\")","v":""},{"$f":"IFERROR(IF(OR(Q161=\"\",'Combined scenario - input'!$D146=\"\"),\"\",Q161/'Combined scenario - input'!$D146),\"\")","v":""},{"$f":"IFERROR(IF(OR(R161=\"\",'Combined scenario - input'!$D146=\"\"),\"\",R161/'Combined scenario - input'!$D146),\"\")","v":""},{"$f":"IFERROR(IF(OR(S161=\"\",'Combined scenario - input'!$D146=\"\"),\"\",S161/'Combined scenario - input'!$D146),\"\")","v":""},{"$f":"IFERROR(IF(OR(T161=\"\",'Combined scenario - input'!$D146=\"\"),\"\",T161/'Combined scenario - input'!$D146),\"\")","v":""},{"$f":"IFERROR(IF(OR(U161=\"\",'Combined scenario - input'!$D146=\"\"),\"\",U161/'Combined scenario - input'!$D146),\"\")","v":""},{"$f":"IFERROR(IF(OR(V161=\"\",'Combined scenario - input'!$D146=\"\"),\"\",V161/'Combined scenario - input'!$D146),\"\")","v":""},{"$f":"IFERROR(IF(OR(W161=\"\",'Combined scenario - input'!$D146=\"\"),\"\",W161/'Combined scenario - input'!$D146),\"\")","v":""}]
[{"$f":"IFERROR('Combined scenario - input'!A147,\"\")","v":""},{"$f":"IFERROR('Combined scenario - input'!B147,\"\")","v":""},{"$f":"IFERROR('Combined scenario - input'!C147,\"\")","v":""},{"$f":"IFERROR(repcalc('Combined scenario - input'!$CV147:$GH147,'Combined scenario - input'!$G147,'Combined scenario - input'!$E147,'Combined scenario - input'!$F147,20,TRUE,TRUE),\"\")","v":""},"","","","","","","","","","","","","","","","","","","",{"$f":"IFERROR(IF(OR(D162=\"\",'Combined scenario - input'!$D147=\"\"),\"\",D162/'Combined scenario - input'!$D147),\"\")","v":""},{"$f":"IFERROR(IF(OR(E162=\"\",'Combined scenario - input'!$D147=\"\"),\"\",E162/'Combined scenario - input'!$D147),\"\")","v":""},{"$f":"IFERROR(IF(OR(F162=\"\",'Combined scenario - input'!$D147=\"\"),\"\",F162/'Combined scenario - input'!$D147),\"\")","v":""},{"$f":"IFERROR(IF(OR(G162=\"\",'Combined scenario - input'!$D147=\"\"),\"\",G162/'Combined scenario - input'!$D147),\"\")","v":""},{"$f":"IFERROR(IF(OR(H162=\"\",'Combined scenario - input'!$D147=\"\"),\"\",H162/'Combined scenario - input'!$D147),\"\")","v":""},{"$f":"IFERROR(IF(OR(I162=\"\",'Combined scenario - input'!$D147=\"\"),\"\",I162/'Combined scenario - input'!$D147),\"\")","v":""},{"$f":"IFERROR(IF(OR(J162=\"\",'Combined scenario - input'!$D147=\"\"),\"\",J162/'Combined scenario - input'!$D147),\"\")","v":""},{"$f":"IFERROR(IF(OR(K162=\"\",'Combined scenario - input'!$D147=\"\"),\"\",K162/'Combined scenario - input'!$D147),\"\")","v":""},{"$f":"IFERROR(IF(OR(L162=\"\",'Combined scenario - input'!$D147=\"\"),\"\",L162/'Combined scenario - input'!$D147),\"\")","v":""},{"$f":"IFERROR(IF(OR(M162=\"\",'Combined scenario - input'!$D147=\"\"),\"\",M162/'Combined scenario - input'!$D147),\"\")","v":""},{"$f":"IFERROR(IF(OR(N162=\"\",'Combined scenario - input'!$D147=\"\"),\"\",N162/'Combined scenario - input'!$D147),\"\")","v":""},{"$f":"IFERROR(IF(OR(O162=\"\",'Combined scenario - input'!$D147=\"\"),\"\",O162/'Combined scenario - input'!$D147),\"\")","v":""},{"$f":"IFERROR(IF(OR(P162=\"\",'Combined scenario - input'!$D147=\"\"),\"\",P162/'Combined scenario - input'!$D147),\"\")","v":""},{"$f":"IFERROR(IF(OR(Q162=\"\",'Combined scenario - input'!$D147=\"\"),\"\",Q162/'Combined scenario - input'!$D147),\"\")","v":""},{"$f":"IFERROR(IF(OR(R162=\"\",'Combined scenario - input'!$D147=\"\"),\"\",R162/'Combined scenario - input'!$D147),\"\")","v":""},{"$f":"IFERROR(IF(OR(S162=\"\",'Combined scenario - input'!$D147=\"\"),\"\",S162/'Combined scenario - input'!$D147),\"\")","v":""},{"$f":"IFERROR(IF(OR(T162=\"\",'Combined scenario - input'!$D147=\"\"),\"\",T162/'Combined scenario - input'!$D147),\"\")","v":""},{"$f":"IFERROR(IF(OR(U162=\"\",'Combined scenario - input'!$D147=\"\"),\"\",U162/'Combined scenario - input'!$D147),\"\")","v":""},{"$f":"IFERROR(IF(OR(V162=\"\",'Combined scenario - input'!$D147=\"\"),\"\",V162/'Combined scenario - input'!$D147),\"\")","v":""},{"$f":"IFERROR(IF(OR(W162=\"\",'Combined scenario - input'!$D147=\"\"),\"\",W162/'Combined scenario - input'!$D147),\"\")","v":""}]
[{"$f":"IFERROR('Combined scenario - input'!A148,\"\")","v":""},{"$f":"IFERROR('Combined scenario - input'!B148,\"\")","v":""},{"$f":"IFERROR('Combined scenario - input'!C148,\"\")","v":""},{"$f":"IFERROR(repcalc('Combined scenario - input'!$CV148:$GH148,'Combined scenario - input'!$G148,'Combined scenario - input'!$E148,'Combined scenario - input'!$F148,20,TRUE,TRUE),\"\")","v":""},"","","","","","","","","","","","","","","","","","","",{"$f":"IFERROR(IF(OR(D163=\"\",'Combined scenario - input'!$D148=\"\"),\"\",D163/'Combined scenario - input'!$D148),\"\")","v":""},{"$f":"IFERROR(IF(OR(E163=\"\",'Combined scenario - input'!$D148=\"\"),\"\",E163/'Combined scenario - input'!$D148),\"\")","v":""},{"$f":"IFERROR(IF(OR(F163=\"\",'Combined scenario - input'!$D148=\"\"),\"\",F163/'Combined scenario - input'!$D148),\"\")","v":""},{"$f":"IFERROR(IF(OR(G163=\"\",'Combined scenario - input'!$D148=\"\"),\"\",G163/'Combined scenario - input'!$D148),\"\")","v":""},{"$f":"IFERROR(IF(OR(H163=\"\",'Combined scenario - input'!$D148=\"\"),\"\",H163/'Combined scenario - input'!$D148),\"\")","v":""},{"$f":"IFERROR(IF(OR(I163=\"\",'Combined scenario - input'!$D148=\"\"),\"\",I163/'Combined scenario - input'!$D148),\"\")","v":""},{"$f":"IFERROR(IF(OR(J163=\"\",'Combined scenario - input'!$D148=\"\"),\"\",J163/'Combined scenario - input'!$D148),\"\")","v":""},{"$f":"IFERROR(IF(OR(K163=\"\",'Combined scenario - input'!$D148=\"\"),\"\",K163/'Combined scenario - input'!$D148),\"\")","v":""},{"$f":"IFERROR(IF(OR(L163=\"\",'Combined scenario - input'!$D148=\"\"),\"\",L163/'Combined scenario - input'!$D148),\"\")","v":""},{"$f":"IFERROR(IF(OR(M163=\"\",'Combined scenario - input'!$D148=\"\"),\"\",M163/'Combined scenario - input'!$D148),\"\")","v":""},{"$f":"IFERROR(IF(OR(N163=\"\",'Combined scenario - input'!$D148=\"\"),\"\",N163/'Combined scenario - input'!$D148),\"\")","v":""},{"$f":"IFERROR(IF(OR(O163=\"\",'Combined scenario - input'!$D148=\"\"),\"\",O163/'Combined scenario - input'!$D148),\"\")","v":""},{"$f":"IFERROR(IF(OR(P163=\"\",'Combined scenario - input'!$D148=\"\"),\"\",P163/'Combined scenario - input'!$D148),\"\")","v":""},{"$f":"IFERROR(IF(OR(Q163=\"\",'Combined scenario - input'!$D148=\"\"),\"\",Q163/'Combined scenario - input'!$D148),\"\")","v":""},{"$f":"IFERROR(IF(OR(R163=\"\",'Combined scenario - input'!$D148=\"\"),\"\",R163/'Combined scenario - input'!$D148),\"\")","v":""},{"$f":"IFERROR(IF(OR(S163=\"\",'Combined scenario - input'!$D148=\"\"),\"\",S163/'Combined scenario - input'!$D148),\"\")","v":""},{"$f":"IFERROR(IF(OR(T163=\"\",'Combined scenario - input'!$D148=\"\"),\"\",T163/'Combined scenario - input'!$D148),\"\")","v":""},{"$f":"IFERROR(IF(OR(U163=\"\",'Combined scenario - input'!$D148=\"\"),\"\",U163/'Combined scenario - input'!$D148),\"\")","v":""},{"$f":"IFERROR(IF(OR(V163=\"\",'Combined scenario - input'!$D148=\"\"),\"\",V163/'Combined scenario - input'!$D148),\"\")","v":""},{"$f":"IFERROR(IF(OR(W163=\"\",'Combined scenario - input'!$D148=\"\"),\"\",W163/'Combined scenario - input'!$D148),\"\")","v":""}]
[{"$f":"IFERROR('Combined scenario - input'!A149,\"\")","v":""},{"$f":"IFERROR('Combined scenario - input'!B149,\"\")","v":""},{"$f":"IFERROR('Combined scenario - input'!C149,\"\")","v":""},{"$f":"IFERROR(repcalc('Combined scenario - input'!$CV149:$GH149,'Combined scenario - input'!$G149,'Combined scenario - input'!$E149,'Combined scenario - input'!$F149,20,TRUE,TRUE),\"\")","v":""},"","","","","","","","","","","","","","","","","","","",{"$f":"IFERROR(IF(OR(D164=\"\",'Combined scenario - input'!$D149=\"\"),\"\",D164/'Combined scenario - input'!$D149),\"\")","v":""},{"$f":"IFERROR(IF(OR(E164=\"\",'Combined scenario - input'!$D149=\"\"),\"\",E164/'Combined scenario - input'!$D149),\"\")","v":""},{"$f":"IFERROR(IF(OR(F164=\"\",'Combined scenario - input'!$D149=\"\"),\"\",F164/'Combined scenario - input'!$D149),\"\")","v":""},{"$f":"IFERROR(IF(OR(G164=\"\",'Combined scenario - input'!$D149=\"\"),\"\",G164/'Combined scenario - input'!$D149),\"\")","v":""},{"$f":"IFERROR(IF(OR(H164=\"\",'Combined scenario - input'!$D149=\"\"),\"\",H164/'Combined scenario - input'!$D149),\"\")","v":""},{"$f":"IFERROR(IF(OR(I164=\"\",'Combined scenario - input'!$D149=\"\"),\"\",I164/'Combined scenario - input'!$D149),\"\")","v":""},{"$f":"IFERROR(IF(OR(J164=\"\",'Combined scenario - input'!$D149=\"\"),\"\",J164/'Combined scenario - input'!$D149),\"\")","v":""},{"$f":"IFERROR(IF(OR(K164=\"\",'Combined scenario - input'!$D149=\"\"),\"\",K164/'Combined scenario - input'!$D149),\"\")","v":""},{"$f":"IFERROR(IF(OR(L164=\"\",'Combined scenario - input'!$D149=\"\"),\"\",L164/'Combined scenario - input'!$D149),\"\")","v":""},{"$f":"IFERROR(IF(OR(M164=\"\",'Combined scenario - input'!$D149=\"\"),\"\",M164/'Combined scenario - input'!$D149),\"\")","v":""},{"$f":"IFERROR(IF(OR(N164=\"\",'Combined scenario - input'!$D149=\"\"),\"\",N164/'Combined scenario - input'!$D149),\"\")","v":""},{"$f":"IFERROR(IF(OR(O164=\"\",'Combined scenario - input'!$D149=\"\"),\"\",O164/'Combined scenario - input'!$D149),\"\")","v":""},{"$f":"IFERROR(IF(OR(P164=\"\",'Combined scenario - input'!$D149=\"\"),\"\",P164/'Combined scenario - input'!$D149),\"\")","v":""},{"$f":"IFERROR(IF(OR(Q164=\"\",'Combined scenario - input'!$D149=\"\"),\"\",Q164/'Combined scenario - input'!$D149),\"\")","v":""},{"$f":"IFERROR(IF(OR(R164=\"\",'Combined scenario - input'!$D149=\"\"),\"\",R164/'Combined scenario - input'!$D149),\"\")","v":""},{"$f":"IFERROR(IF(OR(S164=\"\",'Combined scenario - input'!$D149=\"\"),\"\",S164/'Combined scenario - input'!$D149),\"\")","v":""},{"$f":"IFERROR(IF(OR(T164=\"\",'Combined scenario - input'!$D149=\"\"),\"\",T164/'Combined scenario - input'!$D149),\"\")","v":""},{"$f":"IFERROR(IF(OR(U164=\"\",'Combined scenario - input'!$D149=\"\"),\"\",U164/'Combined scenario - input'!$D149),\"\")","v":""},{"$f":"IFERROR(IF(OR(V164=\"\",'Combined scenario - input'!$D149=\"\"),\"\",V164/'Combined scenario - input'!$D149),\"\")","v":""},{"$f":"IFERROR(IF(OR(W164=\"\",'Combined scenario - input'!$D149=\"\"),\"\",W164/'Combined scenario - input'!$D149),\"\")","v":""}]
[{"$f":"IFERROR('Combined scenario - input'!A150,\"\")","v":""},{"$f":"IFERROR('Combined scenario - input'!B150,\"\")","v":""},{"$f":"IFERROR('Combined scenario - input'!C150,\"\")","v":""},{"$f":"IFERROR(repcalc('Combined scenario - input'!$CV150:$GH150,'Combined scenario - input'!$G150,'Combined scenario - input'!$E150,'Combined scenario - input'!$F150,20,TRUE,TRUE),\"\")","v":""},"","","","","","","","","","","","","","","","","","","",{"$f":"IFERROR(IF(OR(D165=\"\",'Combined scenario - input'!$D150=\"\"),\"\",D165/'Combined scenario - input'!$D150),\"\")","v":""},{"$f":"IFERROR(IF(OR(E165=\"\",'Combined scenario - input'!$D150=\"\"),\"\",E165/'Combined scenario - input'!$D150),\"\")","v":""},{"$f":"IFERROR(IF(OR(F165=\"\",'Combined scenario - input'!$D150=\"\"),\"\",F165/'Combined scenario - input'!$D150),\"\")","v":""},{"$f":"IFERROR(IF(OR(G165=\"\",'Combined scenario - input'!$D150=\"\"),\"\",G165/'Combined scenario - input'!$D150),\"\")","v":""},{"$f":"IFERROR(IF(OR(H165=\"\",'Combined scenario - input'!$D150=\"\"),\"\",H165/'Combined scenario - input'!$D150),\"\")","v":""},{"$f":"IFERROR(IF(OR(I165=\"\",'Combined scenario - input'!$D150=\"\"),\"\",I165/'Combined scenario - input'!$D150),\"\")","v":""},{"$f":"IFERROR(IF(OR(J165=\"\",'Combined scenario - input'!$D150=\"\"),\"\",J165/'Combined scenario - input'!$D150),\"\")","v":""},{"$f":"IFERROR(IF(OR(K165=\"\",'Combined scenario - input'!$D150=\"\"),\"\",K165/'Combined scenario - input'!$D150),\"\")","v":""},{"$f":"IFERROR(IF(OR(L165=\"\",'Combined scenario - input'!$D150=\"\"),\"\",L165/'Combined scenario - input'!$D150),\"\")","v":""},{"$f":"IFERROR(IF(OR(M165=\"\",'Combined scenario - input'!$D150=\"\"),\"\",M165/'Combined scenario - input'!$D150),\"\")","v":""},{"$f":"IFERROR(IF(OR(N165=\"\",'Combined scenario - input'!$D150=\"\"),\"\",N165/'Combined scenario - input'!$D150),\"\")","v":""},{"$f":"IFERROR(IF(OR(O165=\"\",'Combined scenario - input'!$D150=\"\"),\"\",O165/'Combined scenario - input'!$D150),\"\")","v":""},{"$f":"IFERROR(IF(OR(P165=\"\",'Combined scenario - input'!$D150=\"\"),\"\",P165/'Combined scenario - input'!$D150),\"\")","v":""},{"$f":"IFERROR(IF(OR(Q165=\"\",'Combined scenario - input'!$D150=\"\"),\"\",Q165/'Combined scenario - input'!$D150),\"\")","v":""},{"$f":"IFERROR(IF(OR(R165=\"\",'Combined scenario - input'!$D150=\"\"),\"\",R165/'Combined scenario - input'!$D150),\"\")","v":""},{"$f":"IFERROR(IF(OR(S165=\"\",'Combined scenario - input'!$D150=\"\"),\"\",S165/'Combined scenario - input'!$D150),\"\")","v":""},{"$f":"IFERROR(IF(OR(T165=\"\",'Combined scenario - input'!$D150=\"\"),\"\",T165/'Combined scenario - input'!$D150),\"\")","v":""},{"$f":"IFERROR(IF(OR(U165=\"\",'Combined scenario - input'!$D150=\"\"),\"\",U165/'Combined scenario - input'!$D150),\"\")","v":""},{"$f":"IFERROR(IF(OR(V165=\"\",'Combined scenario - input'!$D150=\"\"),\"\",V165/'Combined scenario - input'!$D150),\"\")","v":""},{"$f":"IFERROR(IF(OR(W165=\"\",'Combined scenario - input'!$D150=\"\"),\"\",W165/'Combined scenario - input'!$D150),\"\")","v":""}]
[{"$f":"IFERROR('Combined scenario - input'!A151,\"\")","v":""},{"$f":"IFERROR('Combined scenario - input'!B151,\"\")","v":""},{"$f":"IFERROR('Combined scenario - input'!C151,\"\")","v":""},{"$f":"IFERROR(repcalc('Combined scenario - input'!$CV151:$GH151,'Combined scenario - input'!$G151,'Combined scenario - input'!$E151,'Combined scenario - input'!$F151,20,TRUE,TRUE),\"\")","v":""},"","","","","","","","","","","","","","","","","","","",{"$f":"IFERROR(IF(OR(D166=\"\",'Combined scenario - input'!$D151=\"\"),\"\",D166/'Combined scenario - input'!$D151),\"\")","v":""},{"$f":"IFERROR(IF(OR(E166=\"\",'Combined scenario - input'!$D151=\"\"),\"\",E166/'Combined scenario - input'!$D151),\"\")","v":""},{"$f":"IFERROR(IF(OR(F166=\"\",'Combined scenario - input'!$D151=\"\"),\"\",F166/'Combined scenario - input'!$D151),\"\")","v":""},{"$f":"IFERROR(IF(OR(G166=\"\",'Combined scenario - input'!$D151=\"\"),\"\",G166/'Combined scenario - input'!$D151),\"\")","v":""},{"$f":"IFERROR(IF(OR(H166=\"\",'Combined scenario - input'!$D151=\"\"),\"\",H166/'Combined scenario - input'!$D151),\"\")","v":""},{"$f":"IFERROR(IF(OR(I166=\"\",'Combined scenario - input'!$D151=\"\"),\"\",I166/'Combined scenario - input'!$D151),\"\")","v":""},{"$f":"IFERROR(IF(OR(J166=\"\",'Combined scenario - input'!$D151=\"\"),\"\",J166/'Combined scenario - input'!$D151),\"\")","v":""},{"$f":"IFERROR(IF(OR(K166=\"\",'Combined scenario - input'!$D151=\"\"),\"\",K166/'Combined scenario - input'!$D151),\"\")","v":""},{"$f":"IFERROR(IF(OR(L166=\"\",'Combined scenario - input'!$D151=\"\"),\"\",L166/'Combined scenario - input'!$D151),\"\")","v":""},{"$f":"IFERROR(IF(OR(M166=\"\",'Combined scenario - input'!$D151=\"\"),\"\",M166/'Combined scenario - input'!$D151),\"\")","v":""},{"$f":"IFERROR(IF(OR(N166=\"\",'Combined scenario - input'!$D151=\"\"),\"\",N166/'Combined scenario - input'!$D151),\"\")","v":""},{"$f":"IFERROR(IF(OR(O166=\"\",'Combined scenario - input'!$D151=\"\"),\"\",O166/'Combined scenario - input'!$D151),\"\")","v":""},{"$f":"IFERROR(IF(OR(P166=\"\",'Combined scenario - input'!$D151=\"\"),\"\",P166/'Combined scenario - input'!$D151),\"\")","v":""},{"$f":"IFERROR(IF(OR(Q166=\"\",'Combined scenario - input'!$D151=\"\"),\"\",Q166/'Combined scenario - input'!$D151),\"\")","v":""},{"$f":"IFERROR(IF(OR(R166=\"\",'Combined scenario - input'!$D151=\"\"),\"\",R166/'Combined scenario - input'!$D151),\"\")","v":""},{"$f":"IFERROR(IF(OR(S166=\"\",'Combined scenario - input'!$D151=\"\"),\"\",S166/'Combined scenario - input'!$D151),\"\")","v":""},{"$f":"IFERROR(IF(OR(T166=\"\",'Combined scenario - input'!$D151=\"\"),\"\",T166/'Combined scenario - input'!$D151),\"\")","v":""},{"$f":"IFERROR(IF(OR(U166=\"\",'Combined scenario - input'!$D151=\"\"),\"\",U166/'Combined scenario - input'!$D151),\"\")","v":""},{"$f":"IFERROR(IF(OR(V166=\"\",'Combined scenario - input'!$D151=\"\"),\"\",V166/'Combined scenario - input'!$D151),\"\")","v":""},{"$f":"IFERROR(IF(OR(W166=\"\",'Combined scenario - input'!$D151=\"\"),\"\",W166/'Combined scenario - input'!$D151),\"\")","v":""}]
[{"$f":"IFERROR('Combined scenario - input'!A152,\"\")","v":""},{"$f":"IFERROR('Combined scenario - input'!B152,\"\")","v":""},{"$f":"IFERROR('Combined scenario - input'!C152,\"\")","v":""},{"$f":"IFERROR(repcalc('Combined scenario - input'!$CV152:$GH152,'Combined scenario - input'!$G152,'Combined scenario - input'!$E152,'Combined scenario - input'!$F152,20,TRUE,TRUE),\"\")","v":""},"","","","","","","","","","","","","","","","","","","",{"$f":"IFERROR(IF(OR(D167=\"\",'Combined scenario - input'!$D152=\"\"),\"\",D167/'Combined scenario - input'!$D152),\"\")","v":""},{"$f":"IFERROR(IF(OR(E167=\"\",'Combined scenario - input'!$D152=\"\"),\"\",E167/'Combined scenario - input'!$D152),\"\")","v":""},{"$f":"IFERROR(IF(OR(F167=\"\",'Combined scenario - input'!$D152=\"\"),\"\",F167/'Combined scenario - input'!$D152),\"\")","v":""},{"$f":"IFERROR(IF(OR(G167=\"\",'Combined scenario - input'!$D152=\"\"),\"\",G167/'Combined scenario - input'!$D152),\"\")","v":""},{"$f":"IFERROR(IF(OR(H167=\"\",'Combined scenario - input'!$D152=\"\"),\"\",H167/'Combined scenario - input'!$D152),\"\")","v":""},{"$f":"IFERROR(IF(OR(I167=\"\",'Combined scenario - input'!$D152=\"\"),\"\",I167/'Combined scenario - input'!$D152),\"\")","v":""},{"$f":"IFERROR(IF(OR(J167=\"\",'Combined scenario - input'!$D152=\"\"),\"\",J167/'Combined scenario - input'!$D152),\"\")","v":""},{"$f":"IFERROR(IF(OR(K167=\"\",'Combined scenario - input'!$D152=\"\"),\"\",K167/'Combined scenario - input'!$D152),\"\")","v":""},{"$f":"IFERROR(IF(OR(L167=\"\",'Combined scenario - input'!$D152=\"\"),\"\",L167/'Combined scenario - input'!$D152),\"\")","v":""},{"$f":"IFERROR(IF(OR(M167=\"\",'Combined scenario - input'!$D152=\"\"),\"\",M167/'Combined scenario - input'!$D152),\"\")","v":""},{"$f":"IFERROR(IF(OR(N167=\"\",'Combined scenario - input'!$D152=\"\"),\"\",N167/'Combined scenario - input'!$D152),\"\")","v":""},{"$f":"IFERROR(IF(OR(O167=\"\",'Combined scenario - input'!$D152=\"\"),\"\",O167/'Combined scenario - input'!$D152),\"\")","v":""},{"$f":"IFERROR(IF(OR(P167=\"\",'Combined scenario - input'!$D152=\"\"),\"\",P167/'Combined scenario - input'!$D152),\"\")","v":""},{"$f":"IFERROR(IF(OR(Q167=\"\",'Combined scenario - input'!$D152=\"\"),\"\",Q167/'Combined scenario - input'!$D152),\"\")","v":""},{"$f":"IFERROR(IF(OR(R167=\"\",'Combined scenario - input'!$D152=\"\"),\"\",R167/'Combined scenario - input'!$D152),\"\")","v":""},{"$f":"IFERROR(IF(OR(S167=\"\",'Combined scenario - input'!$D152=\"\"),\"\",S167/'Combined scenario - input'!$D152),\"\")","v":""},{"$f":"IFERROR(IF(OR(T167=\"\",'Combined scenario - input'!$D152=\"\"),\"\",T167/'Combined scenario - input'!$D152),\"\")","v":""},{"$f":"IFERROR(IF(OR(U167=\"\",'Combined scenario - input'!$D152=\"\"),\"\",U167/'Combined scenario - input'!$D152),\"\")","v":""},{"$f":"IFERROR(IF(OR(V167=\"\",'Combined scenario - input'!$D152=\"\"),\"\",V167/'Combined scenario - input'!$D152),\"\")","v":""},{"$f":"IFERROR(IF(OR(W167=\"\",'Combined scenario - input'!$D152=\"\"),\"\",W167/'Combined scenario - input'!$D152),\"\")","v":""}]
[{"$f":"IFERROR('Combined scenario - input'!A153,\"\")","v":""},{"$f":"IFERROR('Combined scenario - input'!B153,\"\")","v":""},{"$f":"IFERROR('Combined scenario - input'!C153,\"\")","v":""},{"$f":"IFERROR(repcalc('Combined scenario - input'!$CV153:$GH153,'Combined scenario - input'!$G153,'Combined scenario - input'!$E153,'Combined scenario - input'!$F153,20,TRUE,TRUE),\"\")","v":""},"","","","","","","","","","","","","","","","","","","",{"$f":"IFERROR(IF(OR(D168=\"\",'Combined scenario - input'!$D153=\"\"),\"\",D168/'Combined scenario - input'!$D153),\"\")","v":""},{"$f":"IFERROR(IF(OR(E168=\"\",'Combined scenario - input'!$D153=\"\"),\"\",E168/'Combined scenario - input'!$D153),\"\")","v":""},{"$f":"IFERROR(IF(OR(F168=\"\",'Combined scenario - input'!$D153=\"\"),\"\",F168/'Combined scenario - input'!$D153),\"\")","v":""},{"$f":"IFERROR(IF(OR(G168=\"\",'Combined scenario - input'!$D153=\"\"),\"\",G168/'Combined scenario - input'!$D153),\"\")","v":""},{"$f":"IFERROR(IF(OR(H168=\"\",'Combined scenario - input'!$D153=\"\"),\"\",H168/'Combined scenario - input'!$D153),\"\")","v":""},{"$f":"IFERROR(IF(OR(I168=\"\",'Combined scenario - input'!$D153=\"\"),\"\",I168/'Combined scenario - input'!$D153),\"\")","v":""},{"$f":"IFERROR(IF(OR(J168=\"\",'Combined scenario - input'!$D153=\"\"),\"\",J168/'Combined scenario - input'!$D153),\"\")","v":""},{"$f":"IFERROR(IF(OR(K168=\"\",'Combined scenario - input'!$D153=\"\"),\"\",K168/'Combined scenario - input'!$D153),\"\")","v":""},{"$f":"IFERROR(IF(OR(L168=\"\",'Combined scenario - input'!$D153=\"\"),\"\",L168/'Combined scenario - input'!$D153),\"\")","v":""},{"$f":"IFERROR(IF(OR(M168=\"\",'Combined scenario - input'!$D153=\"\"),\"\",M168/'Combined scenario - input'!$D153),\"\")","v":""},{"$f":"IFERROR(IF(OR(N168=\"\",'Combined scenario - input'!$D153=\"\"),\"\",N168/'Combined scenario - input'!$D153),\"\")","v":""},{"$f":"IFERROR(IF(OR(O168=\"\",'Combined scenario - input'!$D153=\"\"),\"\",O168/'Combined scenario - input'!$D153),\"\")","v":""},{"$f":"IFERROR(IF(OR(P168=\"\",'Combined scenario - input'!$D153=\"\"),\"\",P168/'Combined scenario - input'!$D153),\"\")","v":""},{"$f":"IFERROR(IF(OR(Q168=\"\",'Combined scenario - input'!$D153=\"\"),\"\",Q168/'Combined scenario - input'!$D153),\"\")","v":""},{"$f":"IFERROR(IF(OR(R168=\"\",'Combined scenario - input'!$D153=\"\"),\"\",R168/'Combined scenario - input'!$D153),\"\")","v":""},{"$f":"IFERROR(IF(OR(S168=\"\",'Combined scenario - input'!$D153=\"\"),\"\",S168/'Combined scenario - input'!$D153),\"\")","v":""},{"$f":"IFERROR(IF(OR(T168=\"\",'Combined scenario - input'!$D153=\"\"),\"\",T168/'Combined scenario - input'!$D153),\"\")","v":""},{"$f":"IFERROR(IF(OR(U168=\"\",'Combined scenario - input'!$D153=\"\"),\"\",U168/'Combined scenario - input'!$D153),\"\")","v":""},{"$f":"IFERROR(IF(OR(V168=\"\",'Combined scenario - input'!$D153=\"\"),\"\",V168/'Combined scenario - input'!$D153),\"\")","v":""},{"$f":"IFERROR(IF(OR(W168=\"\",'Combined scenario - input'!$D153=\"\"),\"\",W168/'Combined scenario - input'!$D153),\"\")","v":""}]
[{"$f":"IFERROR('Combined scenario - input'!A154,\"\")","v":""},{"$f":"IFERROR('Combined scenario - input'!B154,\"\")","v":""},{"$f":"IFERROR('Combined scenario - input'!C154,\"\")","v":""},{"$f":"IFERROR(repcalc('Combined scenario - input'!$CV154:$GH154,'Combined scenario - input'!$G154,'Combined scenario - input'!$E154,'Combined scenario - input'!$F154,20,TRUE,TRUE),\"\")","v":""},"","","","","","","","","","","","","","","","","","","",{"$f":"IFERROR(IF(OR(D169=\"\",'Combined scenario - input'!$D154=\"\"),\"\",D169/'Combined scenario - input'!$D154),\"\")","v":""},{"$f":"IFERROR(IF(OR(E169=\"\",'Combined scenario - input'!$D154=\"\"),\"\",E169/'Combined scenario - input'!$D154),\"\")","v":""},{"$f":"IFERROR(IF(OR(F169=\"\",'Combined scenario - input'!$D154=\"\"),\"\",F169/'Combined scenario - input'!$D154),\"\")","v":""},{"$f":"IFERROR(IF(OR(G169=\"\",'Combined scenario - input'!$D154=\"\"),\"\",G169/'Combined scenario - input'!$D154),\"\")","v":""},{"$f":"IFERROR(IF(OR(H169=\"\",'Combined scenario - input'!$D154=\"\"),\"\",H169/'Combined scenario - input'!$D154),\"\")","v":""},{"$f":"IFERROR(IF(OR(I169=\"\",'Combined scenario - input'!$D154=\"\"),\"\",I169/'Combined scenario - input'!$D154),\"\")","v":""},{"$f":"IFERROR(IF(OR(J169=\"\",'Combined scenario - input'!$D154=\"\"),\"\",J169/'Combined scenario - input'!$D154),\"\")","v":""},{"$f":"IFERROR(IF(OR(K169=\"\",'Combined scenario - input'!$D154=\"\"),\"\",K169/'Combined scenario - input'!$D154),\"\")","v":""},{"$f":"IFERROR(IF(OR(L169=\"\",'Combined scenario - input'!$D154=\"\"),\"\",L169/'Combined scenario - input'!$D154),\"\")","v":""},{"$f":"IFERROR(IF(OR(M169=\"\",'Combined scenario - input'!$D154=\"\"),\"\",M169/'Combined scenario - input'!$D154),\"\")","v":""},{"$f":"IFERROR(IF(OR(N169=\"\",'Combined scenario - input'!$D154=\"\"),\"\",N169/'Combined scenario - input'!$D154),\"\")","v":""},{"$f":"IFERROR(IF(OR(O169=\"\",'Combined scenario - input'!$D154=\"\"),\"\",O169/'Combined scenario - input'!$D154),\"\")","v":""},{"$f":"IFERROR(IF(OR(P169=\"\",'Combined scenario - input'!$D154=\"\"),\"\",P169/'Combined scenario - input'!$D154),\"\")","v":""},{"$f":"IFERROR(IF(OR(Q169=\"\",'Combined scenario - input'!$D154=\"\"),\"\",Q169/'Combined scenario - input'!$D154),\"\")","v":""},{"$f":"IFERROR(IF(OR(R169=\"\",'Combined scenario - input'!$D154=\"\"),\"\",R169/'Combined scenario - input'!$D154),\"\")","v":""},{"$f":"IFERROR(IF(OR(S169=\"\",'Combined scenario - input'!$D154=\"\"),\"\",S169/'Combined scenario - input'!$D154),\"\")","v":""},{"$f":"IFERROR(IF(OR(T169=\"\",'Combined scenario - input'!$D154=\"\"),\"\",T169/'Combined scenario - input'!$D154),\"\")","v":""},{"$f":"IFERROR(IF(OR(U169=\"\",'Combined scenario - input'!$D154=\"\"),\"\",U169/'Combined scenario - input'!$D154),\"\")","v":""},{"$f":"IFERROR(IF(OR(V169=\"\",'Combined scenario - input'!$D154=\"\"),\"\",V169/'Combined scenario - input'!$D154),\"\")","v":""},{"$f":"IFERROR(IF(OR(W169=\"\",'Combined scenario - input'!$D154=\"\"),\"\",W169/'Combined scenario - input'!$D154),\"\")","v":""}]
[{"$f":"IFERROR('Combined scenario - input'!A155,\"\")","v":""},{"$f":"IFERROR('Combined scenario - input'!B155,\"\")","v":""},{"$f":"IFERROR('Combined scenario - input'!C155,\"\")","v":""},{"$f":"IFERROR(repcalc('Combined scenario - input'!$CV155:$GH155,'Combined scenario - input'!$G155,'Combined scenario - input'!$E155,'Combined scenario - input'!$F155,20,TRUE,TRUE),\"\")","v":""},"","","","","","","","","","","","","","","","","","","",{"$f":"IFERROR(IF(OR(D170=\"\",'Combined scenario - input'!$D155=\"\"),\"\",D170/'Combined scenario - input'!$D155),\"\")","v":""},{"$f":"IFERROR(IF(OR(E170=\"\",'Combined scenario - input'!$D155=\"\"),\"\",E170/'Combined scenario - input'!$D155),\"\")","v":""},{"$f":"IFERROR(IF(OR(F170=\"\",'Combined scenario - input'!$D155=\"\"),\"\",F170/'Combined scenario - input'!$D155),\"\")","v":""},{"$f":"IFERROR(IF(OR(G170=\"\",'Combined scenario - input'!$D155=\"\"),\"\",G170/'Combined scenario - input'!$D155),\"\")","v":""},{"$f":"IFERROR(IF(OR(H170=\"\",'Combined scenario - input'!$D155=\"\"),\"\",H170/'Combined scenario - input'!$D155),\"\")","v":""},{"$f":"IFERROR(IF(OR(I170=\"\",'Combined scenario - input'!$D155=\"\"),\"\",I170/'Combined scenario - input'!$D155),\"\")","v":""},{"$f":"IFERROR(IF(OR(J170=\"\",'Combined scenario - input'!$D155=\"\"),\"\",J170/'Combined scenario - input'!$D155),\"\")","v":""},{"$f":"IFERROR(IF(OR(K170=\"\",'Combined scenario - input'!$D155=\"\"),\"\",K170/'Combined scenario - input'!$D155),\"\")","v":""},{"$f":"IFERROR(IF(OR(L170=\"\",'Combined scenario - input'!$D155=\"\"),\"\",L170/'Combined scenario - input'!$D155),\"\")","v":""},{"$f":"IFERROR(IF(OR(M170=\"\",'Combined scenario - input'!$D155=\"\"),\"\",M170/'Combined scenario - input'!$D155),\"\")","v":""},{"$f":"IFERROR(IF(OR(N170=\"\",'Combined scenario - input'!$D155=\"\"),\"\",N170/'Combined scenario - input'!$D155),\"\")","v":""},{"$f":"IFERROR(IF(OR(O170=\"\",'Combined scenario - input'!$D155=\"\"),\"\",O170/'Combined scenario - input'!$D155),\"\")","v":""},{"$f":"IFERROR(IF(OR(P170=\"\",'Combined scenario - input'!$D155=\"\"),\"\",P170/'Combined scenario - input'!$D155),\"\")","v":""},{"$f":"IFERROR(IF(OR(Q170=\"\",'Combined scenario - input'!$D155=\"\"),\"\",Q170/'Combined scenario - input'!$D155),\"\")","v":""},{"$f":"IFERROR(IF(OR(R170=\"\",'Combined scenario - input'!$D155=\"\"),\"\",R170/'Combined scenario - input'!$D155),\"\")","v":""},{"$f":"IFERROR(IF(OR(S170=\"\",'Combined scenario - input'!$D155=\"\"),\"\",S170/'Combined scenario - input'!$D155),\"\")","v":""},{"$f":"IFERROR(IF(OR(T170=\"\",'Combined scenario - input'!$D155=\"\"),\"\",T170/'Combined scenario - input'!$D155),\"\")","v":""},{"$f":"IFERROR(IF(OR(U170=\"\",'Combined scenario - input'!$D155=\"\"),\"\",U170/'Combined scenario - input'!$D155),\"\")","v":""},{"$f":"IFERROR(IF(OR(V170=\"\",'Combined scenario - input'!$D155=\"\"),\"\",V170/'Combined scenario - input'!$D155),\"\")","v":""},{"$f":"IFERROR(IF(OR(W170=\"\",'Combined scenario - input'!$D155=\"\"),\"\",W170/'Combined scenario - input'!$D155),\"\")","v":""}]
[{"$f":"IFERROR('Combined scenario - input'!A156,\"\")","v":""},{"$f":"IFERROR('Combined scenario - input'!B156,\"\")","v":""},{"$f":"IFERROR('Combined scenario - input'!C156,\"\")","v":""},{"$f":"IFERROR(repcalc('Combined scenario - input'!$CV156:$GH156,'Combined scenario - input'!$G156,'Combined scenario - input'!$E156,'Combined scenario - input'!$F156,20,TRUE,TRUE),\"\")","v":""},"","","","","","","","","","","","","","","","","","","",{"$f":"IFERROR(IF(OR(D171=\"\",'Combined scenario - input'!$D156=\"\"),\"\",D171/'Combined scenario - input'!$D156),\"\")","v":""},{"$f":"IFERROR(IF(OR(E171=\"\",'Combined scenario - input'!$D156=\"\"),\"\",E171/'Combined scenario - input'!$D156),\"\")","v":""},{"$f":"IFERROR(IF(OR(F171=\"\",'Combined scenario - input'!$D156=\"\"),\"\",F171/'Combined scenario - input'!$D156),\"\")","v":""},{"$f":"IFERROR(IF(OR(G171=\"\",'Combined scenario - input'!$D156=\"\"),\"\",G171/'Combined scenario - input'!$D156),\"\")","v":""},{"$f":"IFERROR(IF(OR(H171=\"\",'Combined scenario - input'!$D156=\"\"),\"\",H171/'Combined scenario - input'!$D156),\"\")","v":""},{"$f":"IFERROR(IF(OR(I171=\"\",'Combined scenario - input'!$D156=\"\"),\"\",I171/'Combined scenario - input'!$D156),\"\")","v":""},{"$f":"IFERROR(IF(OR(J171=\"\",'Combined scenario - input'!$D156=\"\"),\"\",J171/'Combined scenario - input'!$D156),\"\")","v":""},{"$f":"IFERROR(IF(OR(K171=\"\",'Combined scenario - input'!$D156=\"\"),\"\",K171/'Combined scenario - input'!$D156),\"\")","v":""},{"$f":"IFERROR(IF(OR(L171=\"\",'Combined scenario - input'!$D156=\"\"),\"\",L171/'Combined scenario - input'!$D156),\"\")","v":""},{"$f":"IFERROR(IF(OR(M171=\"\",'Combined scenario - input'!$D156=\"\"),\"\",M171/'Combined scenario - input'!$D156),\"\")","v":""},{"$f":"IFERROR(IF(OR(N171=\"\",'Combined scenario - input'!$D156=\"\"),\"\",N171/'Combined scenario - input'!$D156),\"\")","v":""},{"$f":"IFERROR(IF(OR(O171=\"\",'Combined scenario - input'!$D156=\"\"),\"\",O171/'Combined scenario - input'!$D156),\"\")","v":""},{"$f":"IFERROR(IF(OR(P171=\"\",'Combined scenario - input'!$D156=\"\"),\"\",P171/'Combined scenario - input'!$D156),\"\")","v":""},{"$f":"IFERROR(IF(OR(Q171=\"\",'Combined scenario - input'!$D156=\"\"),\"\",Q171/'Combined scenario - input'!$D156),\"\")","v":""},{"$f":"IFERROR(IF(OR(R171=\"\",'Combined scenario - input'!$D156=\"\"),\"\",R171/'Combined scenario - input'!$D156),\"\")","v":""},{"$f":"IFERROR(IF(OR(S171=\"\",'Combined scenario - input'!$D156=\"\"),\"\",S171/'Combined scenario - input'!$D156),\"\")","v":""},{"$f":"IFERROR(IF(OR(T171=\"\",'Combined scenario - input'!$D156=\"\"),\"\",T171/'Combined scenario - input'!$D156),\"\")","v":""},{"$f":"IFERROR(IF(OR(U171=\"\",'Combined scenario - input'!$D156=\"\"),\"\",U171/'Combined scenario - input'!$D156),\"\")","v":""},{"$f":"IFERROR(IF(OR(V171=\"\",'Combined scenario - input'!$D156=\"\"),\"\",V171/'Combined scenario - input'!$D156),\"\")","v":""},{"$f":"IFERROR(IF(OR(W171=\"\",'Combined scenario - input'!$D156=\"\"),\"\",W171/'Combined scenario - input'!$D156),\"\")","v":""}]
[{"$f":"IFERROR('Combined scenario - input'!A157,\"\")","v":""},{"$f":"IFERROR('Combined scenario - input'!B157,\"\")","v":""},{"$f":"IFERROR('Combined scenario - input'!C157,\"\")","v":""},{"$f":"IFERROR(repcalc('Combined scenario - input'!$CV157:$GH157,'Combined scenario - input'!$G157,'Combined scenario - input'!$E157,'Combined scenario - input'!$F157,20,TRUE,TRUE),\"\")","v":""},"","","","","","","","","","","","","","","","","","","",{"$f":"IFERROR(IF(OR(D172=\"\",'Combined scenario - input'!$D157=\"\"),\"\",D172/'Combined scenario - input'!$D157),\"\")","v":""},{"$f":"IFERROR(IF(OR(E172=\"\",'Combined scenario - input'!$D157=\"\"),\"\",E172/'Combined scenario - input'!$D157),\"\")","v":""},{"$f":"IFERROR(IF(OR(F172=\"\",'Combined scenario - input'!$D157=\"\"),\"\",F172/'Combined scenario - input'!$D157),\"\")","v":""},{"$f":"IFERROR(IF(OR(G172=\"\",'Combined scenario - input'!$D157=\"\"),\"\",G172/'Combined scenario - input'!$D157),\"\")","v":""},{"$f":"IFERROR(IF(OR(H172=\"\",'Combined scenario - input'!$D157=\"\"),\"\",H172/'Combined scenario - input'!$D157),\"\")","v":""},{"$f":"IFERROR(IF(OR(I172=\"\",'Combined scenario - input'!$D157=\"\"),\"\",I172/'Combined scenario - input'!$D157),\"\")","v":""},{"$f":"IFERROR(IF(OR(J172=\"\",'Combined scenario - input'!$D157=\"\"),\"\",J172/'Combined scenario - input'!$D157),\"\")","v":""},{"$f":"IFERROR(IF(OR(K172=\"\",'Combined scenario - input'!$D157=\"\"),\"\",K172/'Combined scenario - input'!$D157),\"\")","v":""},{"$f":"IFERROR(IF(OR(L172=\"\",'Combined scenario - input'!$D157=\"\"),\"\",L172/'Combined scenario - input'!$D157),\"\")","v":""},{"$f":"IFERROR(IF(OR(M172=\"\",'Combined scenario - input'!$D157=\"\"),\"\",M172/'Combined scenario - input'!$D157),\"\")","v":""},{"$f":"IFERROR(IF(OR(N172=\"\",'Combined scenario - input'!$D157=\"\"),\"\",N172/'Combined scenario - input'!$D157),\"\")","v":""},{"$f":"IFERROR(IF(OR(O172=\"\",'Combined scenario - input'!$D157=\"\"),\"\",O172/'Combined scenario - input'!$D157),\"\")","v":""},{"$f":"IFERROR(IF(OR(P172=\"\",'Combined scenario - input'!$D157=\"\"),\"\",P172/'Combined scenario - input'!$D157),\"\")","v":""},{"$f":"IFERROR(IF(OR(Q172=\"\",'Combined scenario - input'!$D157=\"\"),\"\",Q172/'Combined scenario - input'!$D157),\"\")","v":""},{"$f":"IFERROR(IF(OR(R172=\"\",'Combined scenario - input'!$D157=\"\"),\"\",R172/'Combined scenario - input'!$D157),\"\")","v":""},{"$f":"IFERROR(IF(OR(S172=\"\",'Combined scenario - input'!$D157=\"\"),\"\",S172/'Combined scenario - input'!$D157),\"\")","v":""},{"$f":"IFERROR(IF(OR(T172=\"\",'Combined scenario - input'!$D157=\"\"),\"\",T172/'Combined scenario - input'!$D157),\"\")","v":""},{"$f":"IFERROR(IF(OR(U172=\"\",'Combined scenario - input'!$D157=\"\"),\"\",U172/'Combined scenario - input'!$D157),\"\")","v":""},{"$f":"IFERROR(IF(OR(V172=\"\",'Combined scenario - input'!$D157=\"\"),\"\",V172/'Combined scenario - input'!$D157),\"\")","v":""},{"$f":"IFERROR(IF(OR(W172=\"\",'Combined scenario - input'!$D157=\"\"),\"\",W172/'Combined scenario - input'!$D157),\"\")","v":""}]
[{"$f":"IFERROR('Combined scenario - input'!A158,\"\")","v":""},{"$f":"IFERROR('Combined scenario - input'!B158,\"\")","v":""},{"$f":"IFERROR('Combined scenario - input'!C158,\"\")","v":""},{"$f":"IFERROR(repcalc('Combined scenario - input'!$CV158:$GH158,'Combined scenario - input'!$G158,'Combined scenario - input'!$E158,'Combined scenario - input'!$F158,20,TRUE,TRUE),\"\")","v":""},"","","","","","","","","","","","","","","","","","","",{"$f":"IFERROR(IF(OR(D173=\"\",'Combined scenario - input'!$D158=\"\"),\"\",D173/'Combined scenario - input'!$D158),\"\")","v":""},{"$f":"IFERROR(IF(OR(E173=\"\",'Combined scenario - input'!$D158=\"\"),\"\",E173/'Combined scenario - input'!$D158),\"\")","v":""},{"$f":"IFERROR(IF(OR(F173=\"\",'Combined scenario - input'!$D158=\"\"),\"\",F173/'Combined scenario - input'!$D158),\"\")","v":""},{"$f":"IFERROR(IF(OR(G173=\"\",'Combined scenario - input'!$D158=\"\"),\"\",G173/'Combined scenario - input'!$D158),\"\")","v":""},{"$f":"IFERROR(IF(OR(H173=\"\",'Combined scenario - input'!$D158=\"\"),\"\",H173/'Combined scenario - input'!$D158),\"\")","v":""},{"$f":"IFERROR(IF(OR(I173=\"\",'Combined scenario - input'!$D158=\"\"),\"\",I173/'Combined scenario - input'!$D158),\"\")","v":""},{"$f":"IFERROR(IF(OR(J173=\"\",'Combined scenario - input'!$D158=\"\"),\"\",J173/'Combined scenario - input'!$D158),\"\")","v":""},{"$f":"IFERROR(IF(OR(K173=\"\",'Combined scenario - input'!$D158=\"\"),\"\",K173/'Combined scenario - input'!$D158),\"\")","v":""},{"$f":"IFERROR(IF(OR(L173=\"\",'Combined scenario - input'!$D158=\"\"),\"\",L173/'Combined scenario - input'!$D158),\"\")","v":""},{"$f":"IFERROR(IF(OR(M173=\"\",'Combined scenario - input'!$D158=\"\"),\"\",M173/'Combined scenario - input'!$D158),\"\")","v":""},{"$f":"IFERROR(IF(OR(N173=\"\",'Combined scenario - input'!$D158=\"\"),\"\",N173/'Combined scenario - input'!$D158),\"\")","v":""},{"$f":"IFERROR(IF(OR(O173=\"\",'Combined scenario - input'!$D158=\"\"),\"\",O173/'Combined scenario - input'!$D158),\"\")","v":""},{"$f":"IFERROR(IF(OR(P173=\"\",'Combined scenario - input'!$D158=\"\"),\"\",P173/'Combined scenario - input'!$D158),\"\")","v":""},{"$f":"IFERROR(IF(OR(Q173=\"\",'Combined scenario - input'!$D158=\"\"),\"\",Q173/'Combined scenario - input'!$D158),\"\")","v":""},{"$f":"IFERROR(IF(OR(R173=\"\",'Combined scenario - input'!$D158=\"\"),\"\",R173/'Combined scenario - input'!$D158),\"\")","v":""},{"$f":"IFERROR(IF(OR(S173=\"\",'Combined scenario - input'!$D158=\"\"),\"\",S173/'Combined scenario - input'!$D158),\"\")","v":""},{"$f":"IFERROR(IF(OR(T173=\"\",'Combined scenario - input'!$D158=\"\"),\"\",T173/'Combined scenario - input'!$D158),\"\")","v":""},{"$f":"IFERROR(IF(OR(U173=\"\",'Combined scenario - input'!$D158=\"\"),\"\",U173/'Combined scenario - input'!$D158),\"\")","v":""},{"$f":"IFERROR(IF(OR(V173=\"\",'Combined scenario - input'!$D158=\"\"),\"\",V173/'Combined scenario - input'!$D158),\"\")","v":""},{"$f":"IFERROR(IF(OR(W173=\"\",'Combined scenario - input'!$D158=\"\"),\"\",W173/'Combined scenario - input'!$D158),\"\")","v":""}]
[{"$f":"IFERROR('Combined scenario - input'!A159,\"\")","v":""},{"$f":"IFERROR('Combined scenario - input'!B159,\"\")","v":""},{"$f":"IFERROR('Combined scenario - input'!C159,\"\")","v":""},{"$f":"IFERROR(repcalc('Combined scenario - input'!$CV159:$GH159,'Combined scenario - input'!$G159,'Combined scenario - input'!$E159,'Combined scenario - input'!$F159,20,TRUE,TRUE),\"\")","v":""},"","","","","","","","","","","","","","","","","","","",{"$f":"IFERROR(IF(OR(D174=\"\",'Combined scenario - input'!$D159=\"\"),\"\",D174/'Combined scenario - input'!$D159),\"\")","v":""},{"$f":"IFERROR(IF(OR(E174=\"\",'Combined scenario - input'!$D159=\"\"),\"\",E174/'Combined scenario - input'!$D159),\"\")","v":""},{"$f":"IFERROR(IF(OR(F174=\"\",'Combined scenario - input'!$D159=\"\"),\"\",F174/'Combined scenario - input'!$D159),\"\")","v":""},{"$f":"IFERROR(IF(OR(G174=\"\",'Combined scenario - input'!$D159=\"\"),\"\",G174/'Combined scenario - input'!$D159),\"\")","v":""},{"$f":"IFERROR(IF(OR(H174=\"\",'Combined scenario - input'!$D159=\"\"),\"\",H174/'Combined scenario - input'!$D159),\"\")","v":""},{"$f":"IFERROR(IF(OR(I174=\"\",'Combined scenario - input'!$D159=\"\"),\"\",I174/'Combined scenario - input'!$D159),\"\")","v":""},{"$f":"IFERROR(IF(OR(J174=\"\",'Combined scenario - input'!$D159=\"\"),\"\",J174/'Combined scenario - input'!$D159),\"\")","v":""},{"$f":"IFERROR(IF(OR(K174=\"\",'Combined scenario - input'!$D159=\"\"),\"\",K174/'Combined scenario - input'!$D159),\"\")","v":""},{"$f":"IFERROR(IF(OR(L174=\"\",'Combined scenario - input'!$D159=\"\"),\"\",L174/'Combined scenario - input'!$D159),\"\")","v":""},{"$f":"IFERROR(IF(OR(M174=\"\",'Combined scenario - input'!$D159=\"\"),\"\",M174/'Combined scenario - input'!$D159),\"\")","v":""},{"$f":"IFERROR(IF(OR(N174=\"\",'Combined scenario - input'!$D159=\"\"),\"\",N174/'Combined scenario - input'!$D159),\"\")","v":""},{"$f":"IFERROR(IF(OR(O174=\"\",'Combined scenario - input'!$D159=\"\"),\"\",O174/'Combined scenario - input'!$D159),\"\")","v":""},{"$f":"IFERROR(IF(OR(P174=\"\",'Combined scenario - input'!$D159=\"\"),\"\",P174/'Combined scenario - input'!$D159),\"\")","v":""},{"$f":"IFERROR(IF(OR(Q174=\"\",'Combined scenario - input'!$D159=\"\"),\"\",Q174/'Combined scenario - input'!$D159),\"\")","v":""},{"$f":"IFERROR(IF(OR(R174=\"\",'Combined scenario - input'!$D159=\"\"),\"\",R174/'Combined scenario - input'!$D159),\"\")","v":""},{"$f":"IFERROR(IF(OR(S174=\"\",'Combined scenario - input'!$D159=\"\"),\"\",S174/'Combined scenario - input'!$D159),\"\")","v":""},{"$f":"IFERROR(IF(OR(T174=\"\",'Combined scenario - input'!$D159=\"\"),\"\",T174/'Combined scenario - input'!$D159),\"\")","v":""},{"$f":"IFERROR(IF(OR(U174=\"\",'Combined scenario - input'!$D159=\"\"),\"\",U174/'Combined scenario - input'!$D159),\"\")","v":""},{"$f":"IFERROR(IF(OR(V174=\"\",'Combined scenario - input'!$D159=\"\"),\"\",V174/'Combined scenario - input'!$D159),\"\")","v":""},{"$f":"IFERROR(IF(OR(W174=\"\",'Combined scenario - input'!$D159=\"\"),\"\",W174/'Combined scenario - input'!$D159),\"\")","v":""}]
[{"$f":"IFERROR('Combined scenario - input'!A160,\"\")","v":""},{"$f":"IFERROR('Combined scenario - input'!B160,\"\")","v":""},{"$f":"IFERROR('Combined scenario - input'!C160,\"\")","v":""},{"$f":"IFERROR(repcalc('Combined scenario - input'!$CV160:$GH160,'Combined scenario - input'!$G160,'Combined scenario - input'!$E160,'Combined scenario - input'!$F160,20,TRUE,TRUE),\"\")","v":""},"","","","","","","","","","","","","","","","","","","",{"$f":"IFERROR(IF(OR(D175=\"\",'Combined scenario - input'!$D160=\"\"),\"\",D175/'Combined scenario - input'!$D160),\"\")","v":""},{"$f":"IFERROR(IF(OR(E175=\"\",'Combined scenario - input'!$D160=\"\"),\"\",E175/'Combined scenario - input'!$D160),\"\")","v":""},{"$f":"IFERROR(IF(OR(F175=\"\",'Combined scenario - input'!$D160=\"\"),\"\",F175/'Combined scenario - input'!$D160),\"\")","v":""},{"$f":"IFERROR(IF(OR(G175=\"\",'Combined scenario - input'!$D160=\"\"),\"\",G175/'Combined scenario - input'!$D160),\"\")","v":""},{"$f":"IFERROR(IF(OR(H175=\"\",'Combined scenario - input'!$D160=\"\"),\"\",H175/'Combined scenario - input'!$D160),\"\")","v":""},{"$f":"IFERROR(IF(OR(I175=\"\",'Combined scenario - input'!$D160=\"\"),\"\",I175/'Combined scenario - input'!$D160),\"\")","v":""},{"$f":"IFERROR(IF(OR(J175=\"\",'Combined scenario - input'!$D160=\"\"),\"\",J175/'Combined scenario - input'!$D160),\"\")","v":""},{"$f":"IFERROR(IF(OR(K175=\"\",'Combined scenario - input'!$D160=\"\"),\"\",K175/'Combined scenario - input'!$D160),\"\")","v":""},{"$f":"IFERROR(IF(OR(L175=\"\",'Combined scenario - input'!$D160=\"\"),\"\",L175/'Combined scenario - input'!$D160),\"\")","v":""},{"$f":"IFERROR(IF(OR(M175=\"\",'Combined scenario - input'!$D160=\"\"),\"\",M175/'Combined scenario - input'!$D160),\"\")","v":""},{"$f":"IFERROR(IF(OR(N175=\"\",'Combined scenario - input'!$D160=\"\"),\"\",N175/'Combined scenario - input'!$D160),\"\")","v":""},{"$f":"IFERROR(IF(OR(O175=\"\",'Combined scenario - input'!$D160=\"\"),\"\",O175/'Combined scenario - input'!$D160),\"\")","v":""},{"$f":"IFERROR(IF(OR(P175=\"\",'Combined scenario - input'!$D160=\"\"),\"\",P175/'Combined scenario - input'!$D160),\"\")","v":""},{"$f":"IFERROR(IF(OR(Q175=\"\",'Combined scenario - input'!$D160=\"\"),\"\",Q175/'Combined scenario - input'!$D160),\"\")","v":""},{"$f":"IFERROR(IF(OR(R175=\"\",'Combined scenario - input'!$D160=\"\"),\"\",R175/'Combined scenario - input'!$D160),\"\")","v":""},{"$f":"IFERROR(IF(OR(S175=\"\",'Combined scenario - input'!$D160=\"\"),\"\",S175/'Combined scenario - input'!$D160),\"\")","v":""},{"$f":"IFERROR(IF(OR(T175=\"\",'Combined scenario - input'!$D160=\"\"),\"\",T175/'Combined scenario - input'!$D160),\"\")","v":""},{"$f":"IFERROR(IF(OR(U175=\"\",'Combined scenario - input'!$D160=\"\"),\"\",U175/'Combined scenario - input'!$D160),\"\")","v":""},{"$f":"IFERROR(IF(OR(V175=\"\",'Combined scenario - input'!$D160=\"\"),\"\",V175/'Combined scenario - input'!$D160),\"\")","v":""},{"$f":"IFERROR(IF(OR(W175=\"\",'Combined scenario - input'!$D160=\"\"),\"\",W175/'Combined scenario - input'!$D160),\"\")","v":""}]