{"text_format":"1","workbook":"xlsx","n_sheets":8,"sheets":["Historical scenario - input","Historical scenario - output","Cost scenario - input","Cost scenario - output","Lives scenario - input","Lives scenario - output","Combined scenario - input","Combined scenario - output"],"not_rendered":{"charts":0,"images":0,"macros":1,"external_links":0,"defined_names":1,"comments":0,"pivot_tables":0},"unopened":[],"bounds":{"document_bytes":16777216,"sheet_cells":100000,"rows_first":2000,"rows_last":500,"rows_between":2000,"halvings":0,"cell_chars":16384,"cell_head_chars":4096},"cells_cut":0,"cells_raw":0,"read":"whole","date_system":"1900"}

{"sheet":"Historical scenario - input","index":0,"n_rows":190,"n_cols":190,"rows_kept":190,"cut":false,"hidden":false,"merged":[[2,3,3,3],[2,4,3,5],[2,6,3,6]]}
[null,"Unit cost - historical","Calibration period: Calendar Year 2016 to 2019"]
[null,"Replacement lives - calibrated"," Reference to 2020 refers to calendar year 2020"]
[null,null,"All expenditure values are in $2020-21","Unit cost","Replacement \nlife",null,"Method","Volume",null,null,null,null,null,null,null,null,null,null,null,null,null,null,null,null,null,null,null,null,null,null,null,null,null,null,null,null,null,null,null,null,null,null,null,null,null,null,null,null,null,null,null,null,null,null,null,null,null,null,null,null,null,null,null,null,null,null,null,null,null,null,null,null,null,null,null,null,null,null,null,null,null,null,null,null,null,null,null,null,null,null,null,null,null,null,null,null,null,null,null,"Replacement Cost (NOT depreciated)"]
[null,null,null,null,null,null,null,"Installation date",null,null,null,null,null,null,null,null,null,null,null,null,null,null,null,null,null,null,null,null,null,null,null,null,null,null,null,null,null,null,null,null,null,null,null,null,null,null,null,null,null,null,null,null,null,null,null,null,null,null,null,null,null,null,null,null,null,null,null,null,null,null,null,null,null,null,null,null,null,null,null,null,null,null,null,null,null,null,null,null,null,null,null,null,null,null,null,null,null,null,null,"Installation date"]
["ID","Asset group","Asset category","$ ('000)","μ","σ","#",2019,2018,2017,2016,2015,2014,2013,2012,2011,2010,2009,2008,2007,2006,2005,2004,2003,2002,2001,2000,1999,1998,1997,1996,1995,1994,1993,1992,1991,1990,1989,1988,1987,1986,1985,1984,1983,1982,1981,1980,1979,1978,1977,1976,1975,1974,1973,1972,1971,1970,1969,1968,1967,1966,1965,1964,1963,1962,1961,1960,1959,1958,1957,1956,1955,1954,1953,1952,1951,1950,1949,1948,1947,1946,1945,1944,1943,1942,1941,1940,1939,1938,1937,1936,1935,1934,1933,1932,1931,1930,1929,null,{"$f":"H5","v":2019},{"$f":"I5","v":2018},2017,2016,2015,2014,2013,2012,2011,2010,2009,2008,2007,2006,2005,2004,2003,2002,2001,2000,1999,1998,1997,1996,1995,1994,1993,1992,1991,1990,1989,1988,1987,1986,1985,1984,1983,1982,1981,1980,1979,1978,1977,1976,1975,1974,1973,1972,1971,1970,1969,1968,1967,1966,1965,1964,1963,1962,1961,1960,1959,1958,1957,1956,1955,{"$f":"BU5","v":1954},1953,1952,1951,1950,1949,1948,1947,1946,1945,1944,1943,1942,1941,1940,1939,1938,1937,1936,1935,1934,1933,1932,1931,1930,1929]
[1,"OVERHEAD CONDUCTORS","˂ = 1 kv",69.874822203222365,100.01054076600057,10.000527024412293,2,2.597,7.056,4.4950000000000001,9.3390000000000004,13.988,20.846,27.491,22.42,18.885999999999999,19.370999999999999,20.173999999999999,15.946,25.123999999999999,32.322000000000003,15.625999999999999,9.1010000000000009,11.731,17.992999999999999,13.167,32.595999999999997,13.877000000000001,17.233000000000001,48.146999999999998,108.235,68.891000000000005,20.259,32.652000000000001,31.417999999999999,39.328000000000003,62.985999999999997,69.805999999999997,111.23399999999999,97.677999999999997,129.971,148.91,146.71700000000001,153.57300000000001,151.86099999999999,165.74199999999999,173.762,156.756,151.17699999999999,143.39400000000001,142.93,122.996,105.10899999999999,108.86199999999999,125.08199999999999,112.999,474.79899999999998,140.018,136.91300000000001,140.87100000000001,108.29600000000001,151.06299999999999,124.90900000000001,95.61,86.911000000000001,85.49,83.835999999999999,72.364000000000004,64.399000000000001,47.219000000000001,26.109000000000002,19.635000000000002,26.593,20.079000000000001,19.241,12.566000000000001,60.597000000000001,16.62,14.772,12.41,12.137,4.6749999999999998,2.4510000000000001,4.9589999999999996,15.603,22.963000000000001,32.387999999999998,32.768999999999998,47.387999999999998,38.732999999999997,27.443000000000001,40.552,40.173999999999999,28.745999999999999,9.9710000000000001,2.5739999999999998,4.585,20.765999999999998,null,{"$f":"IFERROR($D6*H6,\"\")","v":181.46491326176849},{"$f":"IFERROR($D6*I6,\"\")","v":493.03674546593703},{"$f":"IFERROR($D6*J6,\"\")","v":314.08732580348453},{"$f":"IFERROR($D6*K6,\"\")","v":652.56096455589375},{"$f":"IFERROR($D6*L6,\"\")","v":977.40901297867447},{"$f":"IFERROR($D6*M6,\"\")","v":1456.6105436483733},{"$f":"IFERROR($D6*N6,\"\")","v":1920.928737188786},{"$f":"IFERROR($D6*O6,\"\")","v":1566.5935137962456},{"$f":"IFERROR($D6*P6,\"\")","v":1319.6558921300575},{"$f":"IFERROR($D6*Q6,\"\")","v":1353.5451808986204},{"$f":"IFERROR($D6*R6,\"\")","v":1409.6546631278079},{"$f":"IFERROR($D6*S6,\"\")","v":1114.2239148525839},{"$f":"IFERROR($D6*T6,\"\")","v":1755.5350330337585},{"$f":"IFERROR($D6*U6,\"\")","v":2258.4940032525533},{"$f":"IFERROR($D6*V6,\"\")","v":1091.8639717475526},{"$f":"IFERROR($D6*W6,\"\")","v":635.9307568715268},{"$f":"IFERROR($D6*X6,\"\")","v":819.70153926600153},{"$f":"IFERROR($D6*Y6,\"\")","v":1257.2576759025799},{"$f":"IFERROR($D6*Z6,\"\")","v":920.04178394982887},{"$f":"IFERROR($D6*AA6,\"\")","v":2277.639704536236},{"$f":"IFERROR($D6*AB6,\"\")","v":969.65290771411685},{"$f":"IFERROR($D6*AC6,\"\")","v":1204.1528110281311},{"$f":"IFERROR($D6*AD6,\"\")","v":3364.2630646185471},{"$f":"IFERROR($D6*AE6,\"\")","v":7562.9013811657724},{"$f":"IFERROR($D6*AF6,\"\")","v":4813.7463764021923},{"$f":"IFERROR($D6*AG6,\"\")","v":1415.594023015082},{"$f":"IFERROR($D6*AH6,\"\")","v":2281.5526945796169},{"$f":"IFERROR($D6*AI6,\"\")","v":2195.3271639808404},{"$f":"IFERROR($D6*AJ6,\"\")","v":2748.0370076083295},{"$f":"IFERROR($D6*AK6,\"\")","v":4401.1355512921637},{"$f":"IFERROR($D6*AL6,\"\")","v":4877.6818387181402},{"$f":"IFERROR($D6*AM6,\"\")","v":7772.4559729532366},{"$f":"IFERROR($D6*AN6,\"\")","v":6825.2328831663544},{"$f":"IFERROR($D6*AO6,\"\")","v":9081.7005165750143},{"$f":"IFERROR($D6*AP6,\"\")","v":10405.059774281843},{"$f":"IFERROR($D6*AQ6,\"\")","v":10251.824289190177},{"$f":"IFERROR($D6*AR6,\"\")","v":10730.886070215469},{"$f":"IFERROR($D6*AS6,\"\")","v":10611.260374603551},{"$f":"IFERROR($D6*AT6,\"\")","v":11581.19278160648},{"$f":"IFERROR($D6*AU6,\"\")","v":12141.588855676324},{"$f":"IFERROR($D6*AV6,\"\")","v":10953.297629288325},{"$f":"IFERROR($D6*AW6,\"\")","v":10563.465996216548},{"$f":"IFERROR($D6*AX6,\"\")","v":10019.630255008868},{"$f":"IFERROR($D6*AY6,\"\")","v":9987.208337506574},{"$f":"IFERROR($D6*AZ6,\"\")","v":8594.3236317075371},{"$f":"IFERROR($D6*BA6,\"\")","v":7344.4726869584993},{"$f":"IFERROR($D6*BB6,\"\")","v":7606.7128946871926},{"$f":"IFERROR($D6*BC6,\"\")","v":8740.0825108234603},{"$f":"IFERROR($D6*BD6,\"\")","v":7895.7850341419235},{"$f":"IFERROR($D6*BE6,\"\")","v":33176.495707267772},{"$f":"IFERROR($D6*BF6,\"\")","v":9783.7328552507897},{"$f":"IFERROR($D6*BG6,\"\")","v":9566.7715323097837},{"$f":"IFERROR($D6*BH6,\"\")","v":9843.3360785901386},{"$f":"IFERROR($D6*BI6,\"\")","v":7567.1637453201693},{"$f":"IFERROR($D6*BJ6,\"\")","v":10555.50026648538},{"$f":"IFERROR($D6*BK6,\"\")","v":8727.9941665823026},{"$f":"IFERROR($D6*BL6,\"\")","v":6680.7317508500901},{"$f":"IFERROR($D6*BM6,\"\")","v":6072.8906725042589},{"$f":"IFERROR($D6*BN6,\"\")","v":5973.5985501534797},{"$f":"IFERROR($D6*BO6,\"\")","v":5858.0255942293497},{"$f":"IFERROR($D6*BP6,\"\")","v":5056.4216339139839},{"$f":"IFERROR($D6*BQ6,\"\")","v":4499.8686750653169},{"$f":"IFERROR($D6*BR6,\"\")","v":3299.4192296139568},{"$f":"IFERROR($D6*BS6,\"\")","v":1824.3617329039328},{"$f":"IFERROR($D6*BT6,\"\")","v":1371.9921339602713},{"$f":"IFERROR($D6*BU6,\"\")","v":1858.1811468502924},{"$f":"IFERROR($D6*BV6,\"\")","v":1403.016555018502},{"$f":"IFERROR($D6*BW6,\"\")","v":1344.4614540122016},{"$f":"IFERROR($D6*BX6,\"\")","v":878.04701580569224},{"$f":"IFERROR($D6*BY6,\"\")","v":4234.2046010486656},{"$f":"IFERROR($D6*BZ6,\"\")","v":1161.3195450175558},{"$f":"IFERROR($D6*CA6,\"\")","v":1032.1908735860009},{"$f":"IFERROR($D6*CB6,\"\")","v":867.14654354198956},{"$f":"IFERROR($D6*CC6,\"\")","v":848.07071708050989},{"$f":"IFERROR($D6*CD6,\"\")","v":326.66479380006456},{"$f":"IFERROR($D6*CE6,\"\")","v":171.26318922009801},{"$f":"IFERROR($D6*CF6,\"\")","v":346.50924330577971},{"$f":"IFERROR($D6*CG6,\"\")","v":1090.2568508368786},{"$f":"IFERROR($D6*CH6,\"\")","v":1604.5355422525952},{"$f":"IFERROR($D6*CI6,\"\")","v":2263.1057415179657},{"$f":"IFERROR($D6*CJ6,\"\")","v":2289.7280487773937},{"$f":"IFERROR($D6*CK6,\"\")","v":3311.2280745663015},{"$f":"IFERROR($D6*CL6,\"\")","v":2706.4614883974118},{"$f":"IFERROR($D6*CM6,\"\")","v":1917.5747457230314},{"$f":"IFERROR($D6*CN6,\"\")","v":2833.5637899850735},{"$f":"IFERROR($D6*CO6,\"\")","v":2807.151107192255},{"$f":"IFERROR($D6*CP6,\"\")","v":2008.62163905383},{"$f":"IFERROR($D6*CQ6,\"\")","v":696.72185218833022},{"$f":"IFERROR($D6*CR6,\"\")","v":179.85779235109436},{"$f":"IFERROR($D6*CS6,\"\")","v":320.37605980177455},{"$f":"IFERROR($D6*CT6,\"\")","v":1451.0205578721154}]
[1,"OVERHEAD CONDUCTORS","˃ 11 kv & < = 22 kv ; multiple-phase",312.28904545241903,67.838095789750767,8.2363885161975432,2,9.1029999999999998,11.132,34.124000000000002,35.212000000000003,17.998999999999999,7.407,15.164999999999999,9.8789999999999996,21.135000000000002,15.377000000000001,32.619999999999997,18.885999999999999,7.7809999999999997,6.8540000000000001,10.074,2.8690000000000002,3.8,5.9210000000000003,8.8450000000000006,18.966000000000001,10.134,30.56,11.11,13.183999999999999,15.226000000000001,21.408000000000001,34.597999999999999,28.094999999999999,43.35,59.402999999999999,69.856999999999999,87.807000000000002,79.902000000000001,142.31,131.94499999999999,160.41300000000001,161.83600000000001,146.137,129.04599999999999,97.778999999999996,101.328,91.176000000000002,69.186999999999998,57.183,43.14,28.504000000000001,17.359000000000002,17.952000000000002,8.5069999999999997,298.74599999999998,10.455,11.948,12.62,7.5519999999999996,7.7409999999999997,8.5380000000000003,5.8209999999999997,5.9850000000000003,10.445,5.9320000000000004,6.3929999999999998,7.59,1.597,8.1609999999999996,3.0569999999999999,2.5710000000000002,1.7050000000000001,4.7859999999999996,1.7070000000000001,20.062000000000001,2.2109999999999999,3.5369999999999999,2.1150000000000002,1.413,0.193,0,0.39100000000000001,0.34499999999999997,0.221,2.0190000000000001,0.97499999999999998,3.1320000000000001,2.1419999999999999,1.675,7.1029999999999998,4.4429999999999996,0.89100000000000001,0.97499999999999998,0.23400000000000001,0.89600000000000002,1.9159999999999999,null,{"$f":"IFERROR($D7*H7,\"\")","v":2842.7671807533702},3476.4016539763284,10656.551387018348,10996.321868470581,5620.8905290980902,2313.1249596660678,4735.8633742859347,3085.1034800244474,6600.2289756368764,4802.068651921848,10186.868662657907,5897.8909124143856,2429.9210626652725,2140.4291175308799,3145.9998438876692,895.95727140299027,1186.6983727191923,1849.0634381237733,2762.1966070266467,5922.8740360505799,3164.7371866148146,9543.5532290259252,3469.5312949763752,4117.2187752446926,4754.9130060585321,6685.4838850453871,10804.576394562793,8773.7607319857125,13537.730120362365,18550.906167010049,21815.575848169636,27421.16421404056,24952.519309739186,44441.854058333753,41204.978102219429,50095.222648158895,50539.60995983769,45636.984235280157,40299.65215945286,30535.310575292078,31643.624397602718,28473.266008169758,21606.342187716516,17857.624486105677,13472.149420817357,8901.4869515757528,5421.0255400085425,5606.2129439618266,2656.6429096637285,93295.10317272837,3264.9819702050409,3731.2295150655027,3941.0877536095281,2358.4068712566682,2417.4295008471754,2666.3238700727538,1817.8345335785311,1869.0499370327279,3261.8590797505167,1852.4986176237499,1996.4638675773149,2370.2738549838605,498.7256055875132,2548.5908999371918,954.66761194804496,802.8951358581694,532.45282249637444,1494.6153715352773,533.07740058727927,6265.1428298664314,690.47107949529845,1104.566353765206,660.49133113186633,441.26442122426812,60.271785772316875,0,122.10501677189585,107.73972068108456,69.015879044984601,630.5115827684341,304.48181931610856,978.08929035697645,668.92313535908158,523.08415113280194,2218.1890898485321,1387.5002289450977,278.24953949810538,304.48181931610856,73.075636635866061,279.81098472536746,598.34581108683483]
[1,"OVERHEAD CONDUCTORS","˃ 11 kv & < = 22 kv ; single-phase",185.61772484083568,75.397085963256302,8.6831495416845321,2,1.4770000000000001,0,0,0.28100000000000003,0,0,1.1459999999999999,3.7999999999999999E-2,1.0720000000000001,0,0.125,0.72899999999999998,0.45600000000000002,0.371,0.18099999999999999,0,0,0.13800000000000001,0.20100000000000001,2.1659999999999999,1.24,1.9890000000000001,0.59399999999999997,0.47499999999999998,3.302,3.0310000000000001,2.4990000000000001,2.4990000000000001,4.641,7.1150000000000002,12.101000000000001,18.343,10.984,22.981000000000002,9.82,7.2439999999999998,16.695,12.563000000000001,14.726000000000001,8.7409999999999997,7.9889999999999999,5.2149999999999999,8.99,4.3289999999999997,1.899,3.242,0.61899999999999999,1.6739999999999999,2.4900000000000002,18.687999999999999,0.51500000000000001,0,0,0,1.38,0.73399999999999999,0,0,0.45,0,0,0,0,0.627,1.472,0,0,0,0,0.78,0,0,0,0,0,0,0,0.317,0,0,0,1.7000000000000001E-2,8.9999999999999993E-3,0,0,0,0,0,0,0,0,null,274.15737958991429,0,0,52.158580680274831,0,0,212.71791266759766,7.053473543951756,198.98220102937586,0,23.20221560510446,135.3153214089692,84.641682527421068,68.864175915950042,33.596808196191255,0,0,25.615246028035326,37.309162693007977,402.04799200525008,230.16597880263623,369.19365470842217,110.25692855545638,88.168419299396945,612.90972742443944,562.60732399257301,463.85869437724836,463.85869437724836,861.45186098631837,1320.6701122425459,2246.1600882989528,3404.7859267554486,2038.8250896517391,4265.6809345672455,1822.7660579370065,1344.6147987470135,3098.8879162177518,2331.9154771754188,2733.4066160061461,1622.4845328337447,1482.9000037534363,967.99643504495805,1668.7033463191128,803.53913083597763,352.48805947274695,601.77266393398929,114.89737167647728,310.72407138355891,462.18813485368088,3468.8240418255368,95.593128293030375,0,0,0,256.15246028035324,136.24341003317338,0,0,83.527976178376051,0,0,0,0,116.38231347520397,273.22929096571011,0,0,0,0,144.78182537585184,0,0,0,0,0,0,0,58.840818774544914,0,0,0,3.1555013222942065,1.670559523567521,0,0,0,0,0,0,0,0]
[1,"OVERHEAD CONDUCTORS","˃ 11 kv & < = 22 kv ; swer",12510.71180301534,88.409880748854164,9.4026528569789374,2,0,0,0.76,0,0,0,0,0,0.105,0.77500000000000002,0,3.4000000000000002E-2,0,0,0,0,0,0,0.111,0,0,0,0,0,0,0,0,0,0,0,1.7849999999999999,0.84299999999999997,2.7589999999999999,2.95,0,3.7229999999999999,4.5720000000000001,11.21,0,0,0,0,0,0,0,0,0,0,0,5.351,0,0,0,0,0,0,0,0.21,0,0,0.32400000000000001,1.6830000000000001,6.7000000000000004E-2,0,0,0,0,0,0,0,0,0,0,0,0,0,0,0,0,0,0,0,0,0,0,0,0,0,0,0,0,null,0,0,9508.140970291659,0,0,0,0,0,1313.6247393166107,9695.801647336888,0,425.36420130252156,0,0,0,0,0,0,1388.6890101347028,0,0,0,0,0,0,0,0,0,0,0,22331.620568382379,10546.530049941932,34517.053864519323,36906.599818895251,0,46577.380042626108,57198.974363386136,140245.07931180196,0,0,0,0,0,0,0,0,0,0,0,66944.818857935083,0,0,0,0,0,0,0,2627.2494786332213,0,0,4053.47062417697,21055.527964474819,838.21769080202785,0,0,0,0,0,0,0,0,0,0,0,0,0,0,0,0,0,0,0,0,0,0,0,0,0,0,0,0]
[1,"OVERHEAD CONDUCTORS","> 1 kv & < = 11 kv",150.54601540931674,91.826235840985305,9.5826006825383949,2,1.2090000000000001,0.97599999999999998,1.1479999999999999,4.7629999999999999,2.5659999999999998,1.294,2.649,9.1440000000000001,3.6629999999999998,5.9960000000000004,5.2160000000000002,3.5,2.169,0.93899999999999995,0.875,2.1190000000000002,0.31900000000000001,0.95799999999999996,0.86199999999999999,1.5649999999999999,3.7250000000000001,3.2229999999999999,0.25,0.378,0.95,1.5780000000000001,1.617,1.028,3.1339999999999999,7.0789999999999997,5.4160000000000004,16.530999999999999,12.567,19.574999999999999,20.416,18.600999999999999,14.942,19.853000000000002,25.297999999999998,24.984999999999999,31.937999999999999,33.484000000000002,30.928000000000001,31.105,13.887,19.838999999999999,16.47,9.3149999999999995,9.4269999999999996,55.296999999999997,7.0090000000000003,8.7840000000000007,8.1839999999999993,4.9770000000000003,5.758,9.3170000000000002,8.5050000000000008,6.6429999999999998,6.1630000000000003,5.9029999999999996,4.0430000000000001,3.7240000000000002,0.52,1.6259999999999999,1.528,1.8540000000000001,1.4059999999999999,0.20300000000000001,1.865,12.518000000000001,0.42399999999999999,0.69599999999999995,0.33700000000000002,1.9710000000000001,0.29299999999999998,0.248,0.52200000000000002,3.0739999999999998,3.4079999999999999,3.2829999999999999,3.8719999999999999,7.99,4.9710000000000001,3.431,7.38,5.6210000000000004,3.0150000000000001,1.73,0.20899999999999999,0.61,3.843,null,182.01013262986396,146.93291103949312,172.8268256898956,717.0506713945756,386.30107554030673,194.80654393965585,398.79639481928007,1376.5927649027922,551.45005444432718,902.67390839426321,785.24801637499615,526.91105393260864,326.53430742280801,141.36270846934841,131.72776348315216,319.00700665234223,48.024178915572037,144.22308276212542,129.77066528283103,235.60451411558068,560.78390739970484,485.20980766422781,37.636503852329184,56.906393824721725,143.01871463885089,237.56161231590181,243.43290691686516,154.7613038407776,471.81121229279864,1065.7152430825531,815.35721945685953,2488.6761807314147,1891.9117756488836,2946.9382516373748,3073.5474505966104,2800.3064326287003,2249.4585622460108,2988.7900439211653,3808.5130978248944,3761.3921950017784,4808.138640142758,5040.8827799655619,4656.0871645793486,4682.7338093067974,2090.6325159891817,2986.6823997054344,2479.4928737914465,1402.3361335377854,1419.1972872636288,8324.7430140889865,1055.1770220039011,1322.3961993554383,1232.0685901098482,749.26751869216946,866.84395672684582,1402.637225568604,1280.3938610562391,1000.0771803640911,927.81509296761908,888.67312896119665,608.65754029986761,560.63336138429554,78.283928012844711,244.78782105554899,230.03431154543597,279.11231256887322,211.66769766549933,30.560841128091301,280.76831873837574,1884.5350208938271,63.831510533550293,104.78002672488444,50.734007192939742,296.72619637176331,44.109982514929804,37.335411821510547,78.585020043663334,462.77845136823964,513.06082051495139,494.24256858878681,582.9141716648744,1202.8626631204409,748.36424259971352,516.52337886936573,1111.0295937207575,846.21915261576942,453.89623645909001,260.44460665811795,31.464117220547198,91.833069399683211,578.54833721800424]
[1,"OVERHEAD CONDUCTORS","> 22 kv & < = 66 kv",4047.0649273426875,100.55489120761079,10.027706178763456,2,0,5.3490000000000002,2.3210000000000002,0,0.53300000000000003,43.073999999999998,0,4.2969999999999997,4.97,5.9829999999999997,9.6359999999999992,0,4.5780000000000003,1.4970000000000001,2.198,0,0.23200000000000001,0,0,6.7560000000000002,14.547000000000001,0.189,0,0,0,0.40699999999999997,0,0.78700000000000003,0.48399999999999999,3.0289999999999999,6.1920000000000002,7.5629999999999997,10.292,15.58,11.59,19.725999999999999,36.392000000000003,29.207999999999998,23.302,35.936,20.850999999999999,30.376999999999999,28.978000000000002,14.193,12.045999999999999,11.497999999999999,17.091000000000001,48.634,2.2440000000000002,35.017000000000003,3.3740000000000001,8.5210000000000008,6.3810000000000002,0.57699999999999996,0.14899999999999999,3.7509999999999999,8.1120000000000001,1.6930000000000001,1.1779999999999999,0,0.52800000000000002,0,5.2569999999999997,0.17599999999999999,0,0,0,0,0,4.6900000000000004,0,0,0,0,0,0,0,0,1.2190000000000001,0,0.13500000000000001,0,0,0,0,0.81799999999999995,0,0,0,0,0,null,0,21647.750296356036,9393.2376963623792,0,2157.0856062736525,174323.27468035891,0,17390.237992791528,20113.912688893157,24213.589460291299,38997.517639874131,0,18527.463237374825,6058.456196232004,8895.4487102992261,0,938.91906314350354,0,0,27341.970649127197,58872.653498054075,764.89527126776795,0,0,0,1647.1554254284738,0,3185.0400978186954,1958.7794248338607,12258.559664921,25059.426030105922,30607.952045492744,41652.392232210936,63053.271567999072,46905.482507901746,79832.402756761847,147280.78683585511,118206.67239782521,94304.706936939299,145435.32522898683,84385.350800022366,122937.69129788881,117275.8474645364,57439.992513774763,48750.944114770013,46533.152534586217,69168.38667321387,196824.95567638427,9081.6136969569925,141716.07256075891,13654.797064854229,34485.040245887045,25824.321301373689,2335.1564630767307,603.01267417406041,15180.54054246242,32829.790690603884,6851.6809219911702,4767.4424844096857,0,2136.8502816369391,0,21275.420323040507,712.28342721231297,0,0,0,0,0,18980.734509237205,0,0,0,0,0,0,0,0,4933.3721464307364,0,546.35376519126282,0,0,0,0,3310.499110566318,0,0,0,0,0]
[2,"POLES","˂ = 1 kv ; concrete",8.5319905783217553,77.460362845577308,8.8011569038153912,2,3,2,3,3,2,5,7,7,5,12,10,4,3,4,1,2,4,6,7,11,71,38,154,131,357,730,1212,1074,766,995,1139,1528,1093,956,1099,578,199,106,179,375,14,457,511,180,106,16,461,256,9,4,3,2,2,1,0,5,2,4,1,0,2,0,0,0,1,0,0,0,0,17,0,0,0,0,0,0,0,0,0,0,0,1,0,0,0,1,0,0,0,0,0,null,25.595971734965268,17.063981156643511,25.595971734965268,25.595971734965268,17.063981156643511,42.659952891608775,59.723934048252289,59.723934048252289,42.659952891608775,102.38388693986107,85.31990578321755,34.127962313287021,25.595971734965268,34.127962313287021,8.5319905783217553,17.063981156643511,34.127962313287021,51.191943469930536,59.723934048252289,93.851896361539303,605.77133106084466,324.21564197622672,1313.9265490615503,1117.69076576015,3045.9206364608667,6228.3531221748817,10340.772580925968,9163.3578811175648,6535.5047829944642,8489.330625430146,9717.9372687084797,13036.881603675642,9325.4657021056792,8156.5829928755984,9376.6576455756094,4931.4905542699744,1697.8661250860293,904.39100130210602,1527.2263135195942,3199.4964668706584,119.44786809650458,3899.1196942930424,4359.847185522417,1535.7583040979159,904.39100130210602,136.51184925314809,3933.2476566063292,2184.1895880503694,76.787915204895796,34.127962313287021,25.595971734965268,17.063981156643511,17.063981156643511,8.5319905783217553,0,42.659952891608775,17.063981156643511,34.127962313287021,8.5319905783217553,0,17.063981156643511,0,0,0,8.5319905783217553,0,0,0,0,145.04383983146985,0,0,0,0,0,0,0,0,0,0,0,8.5319905783217553,0,0,0,8.5319905783217553,0,0,0,0,0]
[2,"POLES","˂ = 1 kv ; steel",8.5319905783217553,77.460362845577308,8.8011569038153912,2,9,7,5,8,17,8,14,54,13,11,9,3,32,1,5,3,1,17,2,7,7,6,2,5,3,2,1,3,4,9,4,10,5,12,8,10,7,5,8,14,4,7,7,3,12,4,8,12,2,8,0,4,1,2,2,1,1,0,0,0,0,0,1,0,0,0,0,0,0,13,0,0,0,1,0,0,0,0,0,0,0,0,0,0,0,0,0,0,0,0,0,null,76.787915204895796,59.723934048252289,42.659952891608775,68.255924626574043,145.04383983146985,68.255924626574043,119.44786809650458,460.72749122937478,110.91587751818282,93.851896361539303,76.787915204895796,25.595971734965268,273.02369850629617,8.5319905783217553,42.659952891608775,25.595971734965268,8.5319905783217553,145.04383983146985,17.063981156643511,59.723934048252289,59.723934048252289,51.191943469930536,17.063981156643511,42.659952891608775,25.595971734965268,17.063981156643511,8.5319905783217553,25.595971734965268,34.127962313287021,76.787915204895796,34.127962313287021,85.31990578321755,42.659952891608775,102.38388693986107,68.255924626574043,85.31990578321755,59.723934048252289,42.659952891608775,68.255924626574043,119.44786809650458,34.127962313287021,59.723934048252289,59.723934048252289,25.595971734965268,102.38388693986107,34.127962313287021,68.255924626574043,102.38388693986107,17.063981156643511,68.255924626574043,0,34.127962313287021,8.5319905783217553,17.063981156643511,17.063981156643511,8.5319905783217553,8.5319905783217553,0,0,0,0,0,8.5319905783217553,0,0,0,0,0,0,110.91587751818282,0,0,0,8.5319905783217553,0,0,0,0,0,0,0,0,0,0,0,0,0,0,0,0,0]
[2,"POLES","˂ = 1 kv ; wood",3.7452678137108917,77.460362845577308,8.8011569038153912,2,522,484,500,486,546,394,418,402,278,454,432,307,273,269,304,575,865,370,462,320,479,264,576,45,22,21,70,81,81,144,412,583,511,1127,808,1042,1090,1376,1433,1711,1138,1151,805,1213,1548,1470,1879,2309,1877,1988,2165,2276,2262,1403,1890,1566,1177,1180,1015,1079,922,693,508,246,192,240,145,118,89,506,130,121,145,107,41,22,54,112,308,356,367,427,389,264,426,373,260,77,24,33,131,null,1955.0297987570855,1812.7096218360716,1872.6339068554457,1820.2001574634933,2044.9162262861469,1475.6355186020912,1565.5219461311526,1505.5976611117785,1041.1844522116278,1700.3515874247448,1617.9556955231053,1149.7972188092438,1022.4581131430734,1007.4770418882299,1138.5614153681111,2153.5289928837628,3239.6566588599212,1385.7490910730298,1730.3137299344319,1198.4857003874854,1793.983282767517,988.75070281967544,2157.2742606974734,168.53705161699011,82.395891901639615,78.650624087928719,262.16874695976242,303.36669291058223,303.36669291058223,539.31856517436836,1543.0503392488874,2183.4911353934499,1913.8318528062657,4220.9168260521747,3026.1763934784003,3902.5690618867493,4082.3419169448721,5153.4885116661872,5366.9687770477076,6408.1532292593356,4262.1147720029949,4310.8032535812363,3014.9405900372676,4543.0098580313115,5797.67457562446,5505.5436861550106,7037.3582219627651,8647.8233818584486,7029.8676863353439,7445.592413657253,8108.5048166840807,8524.2295440059897,8471.7957946140377,5254.6107426363815,7078.5561679135853,5865.0893962712562,4408.1802167377191,4419.4160201788518,3801.446830916555,4041.1439709940523,3453.1369242414421,2595.4705949016479,1902.596049365133,921.33588217287934,719.09142023249115,898.86427529061405,543.0638329880793,441.9416020178852,333.32883542026934,1895.1055137377111,486.8848157824159,453.1774054590179,543.0638329880793,400.74365606706539,153.55598036214656,82.395891901639615,202.24446194038816,419.46999513561985,1153.5424866229546,1333.3153416810774,1374.5132876318974,1599.2293564545507,1456.9091795335369,988.75070281967544,1595.4840886408399,1396.9848945141625,973.7696315648318,288.38562165573865,89.886427529061393,123.59383785245943,490.63008359612684]
[2,"POLES","˃ 11 kv & < = 22 kv ; concrete",14.084368960256651,69.263418993272936,8.322464718655942,2,1,0,0,2,3,1,2,1,3,6,2,2,0,2,4,2,3,1,3,1,29,35,71,76,239,297,401,577,358,719,892,889,780,581,821,439,114,117,235,198,5,319,281,80,34,2,7,19,2,2,0,1,1,2,0,1,1,0,1,0,0,1,0,0,0,0,0,0,0,34,0,0,0,0,0,0,0,0,1,0,0,0,0,0,0,0,0,0,0,0,0,null,14.084368960256651,0,0,28.168737920513301,42.253106880769948,14.084368960256651,28.168737920513301,14.084368960256651,42.253106880769948,84.506213761539897,28.168737920513301,28.168737920513301,0,28.168737920513301,56.337475841026603,28.168737920513301,42.253106880769948,14.084368960256651,42.253106880769948,14.084368960256651,408.44669984744286,492.95291360898278,999.99019617822216,1070.4120409795055,3366.1641815013395,4183.0575811962253,5647.8319530629169,8126.6808900680871,5042.2040877718809,10126.661282424531,12563.257112548932,12521.004005668163,10985.807789000188,8183.0183659091144,11563.266916370711,6183.0379735526694,1605.6180614692582,1647.871168350028,3309.8267056603131,2788.7050541308167,70.421844801283257,4492.9136983218714,3957.7076778321189,1126.7495168205321,478.86854464872613,28.168737920513301,98.590582721796551,267.60301024487637,28.168737920513301,28.168737920513301,0,14.084368960256651,14.084368960256651,28.168737920513301,0,14.084368960256651,14.084368960256651,0,14.084368960256651,0,0,14.084368960256651,0,0,0,0,0,0,0,478.86854464872613,0,0,0,0,0,0,0,0,14.084368960256651,0,0,0,0,0,0,0,0,0,0,0,0]
[2,"POLES","˃ 11 kv & < = 22 kv ; steel",14.084368960256651,69.263418993272936,8.322464718655942,2,1,1,0,0,3,0,0,2,1,0,0,0,0,0,0,0,0,0,0,0,0,1,0,0,0,0,0,0,0,1,0,0,0,0,0,0,0,0,0,0,0,0,0,0,0,0,0,1,0,0,0,0,0,0,0,0,0,0,0,0,0,0,0,0,0,0,0,0,0,0,0,0,0,0,0,0,0,0,0,0,0,0,0,0,0,0,0,0,0,0,0,null,14.084368960256651,14.084368960256651,0,0,42.253106880769948,0,0,28.168737920513301,14.084368960256651,0,0,0,0,0,0,0,0,0,0,0,0,14.084368960256651,0,0,0,0,0,0,0,14.084368960256651,0,0,0,0,0,0,0,0,0,0,0,0,0,0,0,0,0,14.084368960256651,0,0,0,0,0,0,0,0,0,0,0,0,0,0,0,0,0,0,0,0,0,0,0,0,0,0,0,0,0,0,0,0,0,0,0,0,0,0,0,0,0,0,0]
[2,"POLES","˃ 11 kv & < = 22 kv ; wood",7.0903752024563671,69.263418993272936,8.322464718655942,2,497,355,439,603,645,489,491,422,463,630,737,522,503,485,496,397,483,380,530,470,446,239,323,137,110,147,285,245,324,456,509,702,517,1032,1031,819,986,789,935,890,532,691,933,1110,887,1052,912,932,1052,951,1278,941,1008,977,1204,917,599,418,433,409,368,344,233,105,62,69,68,137,40,263,81,71,36,22,16,20,14,49,38,227,57,169,205,41,110,29,30,17,2,5,51,null,3523.9164756208143,2517.0831968720104,3112.6747138783453,4275.4962470811897,4573.292005584357,3467.1934740011634,3481.3742244060763,2992.1383354365871,3282.8437187372979,4466.9363775475113,5225.6065242103423,3701.1758556822238,3566.4587268355526,3438.831973191338,3516.8261004183582,2814.8789553751776,3424.6512227864255,2694.3425769334194,3757.8988573018746,3332.4763451544927,3162.3073402955397,1694.5996733870718,2290.1911903934065,971.38140273652232,779.94127227020033,1042.285154761086,2020.7569327000647,1737.1419246018099,2297.281565595863,3233.2110923201035,3609.000978050291,4977.4433921243699,3665.7239796699419,7317.2672089349708,7310.1768337325148,5807.0172908117647,6991.1099496219776,5594.3060347380733,6629.5008142967035,6310.4339301861664,3772.0796077067871,4899.4492648973501,6615.3200638917906,7870.3164747265673,6289.1628045787975,7459.0747129840984,6466.422184640207,6608.2296886893346,7459.0747129840984,6742.9468175360053,9061.4995087392363,6672.0430655114415,7147.0982040760182,6927.2965727998708,8536.8117437574656,6501.8740606524889,4247.1347462713638,2963.7768346267612,3070.1324626636069,2899.9634578046544,2609.2580745039431,2439.0890696449901,1652.0574221723336,744.48939625791854,439.60326255229478,489.23588896948934,482.14551376703298,971.38140273652232,283.61500809825469,1864.7686782460246,574.32039139896574,503.41663937440205,255.2535072884292,155.98825445404009,113.44600323930187,141.80750404912735,99.265252834389145,347.42838492036196,269.43425769334198,1609.5151709575953,404.15138654001294,1198.2734092151261,1453.5269165035552,290.70538330071105,779.94127227020033,205.62088087123465,212.711256073691,120.53637844175825,14.180750404912734,35.451876012281836,361.60913532527474]
[2,"POLES","> 1 kv & < = 11 kv ; concrete",14.278281006354645,74.551942039055973,8.6343466480710607,2,0,0,0,0,0,1,0,0,1,0,1,0,0,0,0,0,0,1,0,1,3,26,9,10,23,33,30,20,14,42,25,72,37,33,40,34,22,18,30,40,2,34,7,1,0,0,1,0,0,0,0,0,0,0,0,0,0,0,0,0,0,0,0,0,0,0,0,0,0,7,0,0,0,0,0,0,0,0,0,0,0,0,0,0,0,0,0,0,0,0,0,null,0,0,0,0,0,14.278281006354645,0,0,14.278281006354645,0,14.278281006354645,0,0,0,0,0,0,14.278281006354645,0,14.278281006354645,42.834843019063932,371.23530616522078,128.5045290571918,142.78281006354644,328.40046314615682,471.18327320970326,428.34843019063936,285.56562012709287,199.89593408896502,599.68780226689512,356.95702515886609,1028.0362324575344,528.29639723512184,471.18327320970326,571.13124025418574,485.46155421605789,314.12218213980219,257.00905811438361,428.34843019063936,571.13124025418574,28.556562012709289,485.46155421605789,99.94796704448251,14.278281006354645,0,0,14.278281006354645,0,0,0,0,0,0,0,0,0,0,0,0,0,0,0,0,0,0,0,0,0,0,99.94796704448251,0,0,0,0,0,0,0,0,0,0,0,0,0,0,0,0,0,0,0,0,0]
[2,"POLES","> 1 kv & < = 11 kv ; steel",14.278281006354645,74.551942039055973,8.6343466480710607,2,0,1,0,0,0,0,0,0,0,0,0,1,0,0,0,0,0,0,0,0,1,0,0,0,0,0,0,0,0,0,0,0,0,0,0,0,0,0,0,0,0,0,0,0,0,0,0,0,0,0,1,0,0,0,0,0,0,0,0,0,0,0,0,0,0,0,0,0,0,0,0,0,0,0,0,0,0,0,0,0,0,0,0,0,0,0,0,0,0,0,0,null,0,14.278281006354645,0,0,0,0,0,0,0,0,0,14.278281006354645,0,0,0,0,0,0,0,0,14.278281006354645,0,0,0,0,0,0,0,0,0,0,0,0,0,0,0,0,0,0,0,0,0,0,0,0,0,0,0,0,0,14.278281006354645,0,0,0,0,0,0,0,0,0,0,0,0,0,0,0,0,0,0,0,0,0,0,0,0,0,0,0,0,0,0,0,0,0,0,0,0,0,0,0,0]
[2,"POLES","> 1 kv & < = 11 kv ; wood",6.6102179910608561,74.551942039055973,8.6343466480710607,2,198,171,172,297,299,234,265,311,185,259,260,170,185,186,123,130,141,135,175,122,170,110,125,89,83,173,191,87,218,370,198,256,232,430,293,258,203,327,273,261,241,204,159,159,185,215,262,290,187,280,352,452,341,336,400,294,200,229,211,129,126,114,34,22,30,41,40,10,16,100,10,11,7,7,6,7,10,51,62,81,63,132,47,41,65,82,54,20,4,18,33,null,1308.8231622300495,1130.3472764714063,1136.9574944624671,1963.2347433450743,1976.455179327196,1546.7910099082403,1751.7077676311269,2055.7777952199262,1222.8903283462585,1712.0464596847617,1718.6566776758225,1123.7370584803455,1222.8903283462585,1229.5005463373193,813.05681290048528,859.32833883791125,932.04073673958067,892.37942879321554,1156.7881484356499,806.44659490942445,1123.7370584803455,727.12397901669419,826.27724888260695,588.30940120441619,548.64809325805106,1143.5677124535282,1262.5516362926235,575.08896522229452,1441.0275220512667,2445.7806566925169,1308.8231622300495,1692.2158057115792,1533.5705739261186,2842.393736156168,1936.7938713808308,1705.4362416937008,1341.8742521853537,2161.5412830769001,1804.5895115596138,1725.2668956668833,1593.0625358456664,1348.4844701764146,1051.024660578676,1051.024660578676,1222.8903283462585,1421.196868078084,1731.8771136579444,1916.9632174076482,1236.1107643283801,1850.8610374970397,2326.7967328534214,2987.8185319595068,2254.0843349517518,2221.0332449964476,2644.0871964243424,1943.4040893718916,1322.0435982121712,1513.7399199529361,1394.7559961138406,852.71812084685041,832.8874668736679,753.56485098093754,224.74741169606909,145.42479580333884,198.30653973182569,271.01893763349511,264.40871964243422,66.102179910608555,105.7634878569737,661.02179910608561,66.102179910608555,72.712397901669419,46.271525937425992,46.271525937425992,39.661307946365135,46.271525937425992,66.102179910608555,337.12111754410364,409.83351544577306,535.42765727592939,416.44373343683395,872.54877482003303,310.68024557986024,271.01893763349511,429.66416941895562,542.03787526699023,356.9517715172862,132.20435982121711,26.440871964243424,118.98392383909541,218.13719370500826]
[2,"POLES","> 22 kv & < = 66 kv ; concrete",20.208418327529795,64.828363165596159,8.0516062475506196,2,0,1,6,0,1,3,1,2,1,15,7,0,0,0,1,0,0,2,1,0,0,2,10,10,69,71,81,52,45,51,65,52,30,20,58,208,51,30,79,17,0,26,14,1,0,0,0,1,0,3,1,0,0,0,0,0,2,0,0,0,0,0,0,0,0,0,0,0,0,1,0,0,0,0,0,0,0,0,0,0,0,0,0,0,0,0,0,0,0,0,0,null,0,20.208418327529795,121.25050996517876,0,20.208418327529795,60.625254982589382,20.208418327529795,40.416836655059591,20.208418327529795,303.12627491294694,141.45892829270858,0,0,0,20.208418327529795,0,0,40.416836655059591,20.208418327529795,0,0,40.416836655059591,202.08418327529796,202.08418327529796,1394.3808645995559,1434.7977012546155,1636.8818845299133,1050.8377530315493,909.37882473884076,1030.6293347040196,1313.5471912894368,1050.8377530315493,606.25254982589388,404.16836655059592,1172.0882629967282,4203.351012126197,1030.6293347040196,606.25254982589388,1596.4650478748538,343.54311156800651,0,525.41887651577463,282.91785658541716,20.208418327529795,0,0,0,20.208418327529795,0,60.625254982589382,20.208418327529795,0,0,0,0,0,40.416836655059591,0,0,0,0,0,0,0,0,0,0,0,0,20.208418327529795,0,0,0,0,0,0,0,0,0,0,0,0,0,0,0,0,0,0,0,0,0]
[2,"POLES","> 22 kv & < = 66 kv ; steel",20.208418327529795,64.828363165596159,8.0516062475506196,2,0,0,0,0,0,0,0,0,0,0,0,0,0,0,0,0,0,0,0,2,0,1,0,0,0,0,0,0,0,0,0,0,0,0,0,2,1,0,0,0,2,0,0,0,1,0,2,0,0,0,0,0,0,0,1,0,0,0,0,0,0,0,0,0,0,0,0,0,0,0,0,0,0,0,0,0,0,0,0,0,0,0,0,0,0,0,0,0,0,0,0,null,0,0,0,0,0,0,0,0,0,0,0,0,0,0,0,0,0,0,0,40.416836655059591,0,20.208418327529795,0,0,0,0,0,0,0,0,0,0,0,0,0,40.416836655059591,20.208418327529795,0,0,0,40.416836655059591,0,0,0,20.208418327529795,0,40.416836655059591,0,0,0,0,0,0,0,20.208418327529795,0,0,0,0,0,0,0,0,0,0,0,0,0,0,0,0,0,0,0,0,0,0,0,0,0,0,0,0,0,0,0,0,0,0,0,0]
[2,"POLES","> 22 kv & < = 66 kv ; wood",8.2704443687302955,64.828363165596159,8.0516062475506196,2,51,116,100,62,96,190,72,171,86,127,161,76,156,105,160,106,107,156,192,210,65,78,47,58,73,26,82,32,62,115,67,81,43,144,95,211,356,242,196,88,56,77,126,309,112,64,53,85,88,180,367,299,298,207,438,236,213,38,89,23,16,12,31,57,36,31,16,35,6,7,23,3,3,1,0,2,2,6,6,4,2,3,8,2,3,1,0,0,0,0,0,null,421.79266280524507,959.37154677271428,827.04443687302955,512.76755086127832,793.96265939810837,1571.3844300587562,595.47199454858128,1414.2459870528805,711.25821571080542,1050.3464348287475,1331.5415433655776,628.55377202350246,1290.1893215219261,868.39665871668103,1323.2710989968473,876.66710308541133,884.93754745414162,1290.1893215219261,1587.9253187962167,1736.7933174333621,537.57888396746921,645.09466076096305,388.71088533032389,479.68577338635714,603.74243891731157,215.03155358698768,678.17643823588423,264.65421979936946,512.76755086127832,951.10110240398399,554.1197727049298,669.90599386715394,355.62910785540271,1190.9439890971626,785.69221502937808,1745.0637618020924,2944.2781952679852,2001.4475372327315,1621.0070962711379,727.79910444826601,463.14488464889655,636.82421639223276,1042.0759904600172,2555.5673099376613,926.2897692977931,529.30843959873891,438.33355154270566,702.98777134207512,727.79910444826601,1488.6799863714532,3035.2530833240185,2472.8628662503584,2464.5924218816281,1711.9819843271712,3622.4546335038694,1951.8248710203497,1761.6046505395529,314.27688601175123,736.0695488169963,190.2202204807968,132.32710989968473,99.245332424763546,256.38377543063916,471.41532901762685,297.73599727429064,256.38377543063916,132.32710989968473,289.46555290556034,49.622666212381773,57.893110581112069,190.2202204807968,24.811333106190887,24.811333106190887,8.2704443687302955,0,16.540888737460591,16.540888737460591,49.622666212381773,49.622666212381773,33.081777474921182,16.540888737460591,24.811333106190887,66.163554949842364,16.540888737460591,24.811333106190887,8.2704443687302955,0,0,0,0,0]
[2,"POLES","staking of a wooden pole",11.717888288645852,38.166549336011592,6.1779081683051578,2,890,1410,1024,637,1018,868,770,307,399,285,310,482,545,419,475,630,383,405,414,499,526,745,613,289,200,232,626,703,533,1032,508,3,20,307,1,1,1,2,1,3,4,3,4,2,10,10,4,7,4,11,6,1,9,5,5,8,3,5,7,13,3,3,4,3,1,4,0,2,1,2,0,1,0,0,0,0,1,0,1,1,0,3,0,1,1,0,4,0,0,0,0,null,10428.920576894809,16522.222486990653,11999.117607573353,7464.294839867408,11928.810277841478,10171.127034544599,9022.7739822573058,3597.3917046142765,4675.4374271696952,3339.5981622640679,3632.545369480214,5648.0221551273007,6386.2491173119897,4909.7951929426117,5565.99693710678,7382.2696218468873,4487.9512145513618,4745.7447569015703,4851.205751499383,5847.2262560342806,6163.6092398277187,8729.8267750411596,7183.0655209399074,3386.4697154186515,2343.5776577291704,2718.5500829658376,7335.3980686923032,8237.6754669180336,6245.6344578482394,12092.860713882519,5952.6872506320933,35.153664865937557,234.35776577291705,3597.3917046142765,11.717888288645852,11.717888288645852,11.717888288645852,23.435776577291705,11.717888288645852,35.153664865937557,46.87155315458341,35.153664865937557,46.87155315458341,23.435776577291705,117.17888288645852,117.17888288645852,46.87155315458341,82.025218020520967,46.87155315458341,128.89677117510439,70.307329731875114,11.717888288645852,105.46099459781267,58.589441443229262,58.589441443229262,93.743106309166819,35.153664865937557,58.589441443229262,82.025218020520967,152.33254775239607,35.153664865937557,35.153664865937557,46.87155315458341,35.153664865937557,11.717888288645852,46.87155315458341,0,23.435776577291705,11.717888288645852,23.435776577291705,0,11.717888288645852,0,0,0,0,11.717888288645852,0,11.717888288645852,11.717888288645852,0,35.153664865937557,0,11.717888288645852,11.717888288645852,0,46.87155315458341,0,0,0,0]
[null,"SERVICE LINES","˂ = 11 kv ; commercial and industrial ; complex type",0.6076915165757194,51.588800401003844,7.1825343995698239,2,138,139,87,59,78,153,247,191,145,132,82,64,91,52,56,53,68,67,106,208,141,98,938,74,44,30,50,46,40,76,61,70,57,88,69,57,38,57,66,65,29,39,48,59,26,40,34,35,45,242,17,37,27,32,31,30,22,16,38,0,0,0,0,0,0,0,0,0,0,0,0,0,0,0,0,0,0,0,0,0,0,0,0,0,0,0,0,0,0,0,0,null,83.861429287449283,84.469120804024996,52.869161942087587,35.853799477967442,47.399938292906114,92.976802036085076,150.09980459420268,116.06907966596241,88.115269903479316,80.215280187994964,49.830704359208994,38.892257060846042,55.299928008390467,31.599958861937409,34.030724928240289,32.207650378513129,41.323023127148922,40.715331610573202,64.415300757026259,126.39983544774964,85.684503837176436,59.553768624420499,570.01464254802477,44.969172226603234,26.738426729331653,18.230745497271581,30.38457582878597,27.953809762483093,24.307660663028777,46.184555259754674,37.069182511118882,42.538406160300362,34.638416444816009,53.476853458663307,41.930714643724642,34.638416444816009,23.092277629877337,34.638416444816009,40.107640093997482,39.499948577421762,17.623053980695861,23.699969146453057,29.16919279563453,35.853799477967442,15.799979430968705,24.307660663028777,20.661511563574461,21.269203080150181,27.346118245907373,147.0613470113241,10.33075578178723,22.484586113301617,16.407670947544425,19.446128530423021,18.838437013847301,18.230745497271581,13.369213364665827,9.7230642652115105,23.092277629877337,0,0,0,0,0,0,0,0,0,0,0,0,0,0,0,0,0,0,0,0,0,0,0,0,0,0,0,0,0,0,0,0]
[3,"SERVICE LINES","˂ = 11 kv ; commercial and industrial ; simple type",0.54505768913904806,52.006290288585831,7.2115386907778447,2,634,630,392,355,520,1697,2065,1537,995,751,488,434,391,334,241,306,324,172,464,609,341,172,1761,247,192,158,275,184,186,324,388,424,287,361,279,234,183,242,228,249,137,203,288,209,134,209,193,243,169,484,224,180,210,181,197,152,110,84,118,105,51,50,38,17,28,19,18,9,10,48,11,0,0,0,0,0,0,0,0,0,0,0,0,0,0,0,0,0,0,0,0,null,345.56657491415649,343.38634415760026,213.66261414250684,193.49547964436206,283.42999835230501,924.96289846896457,1125.5441280721343,837.75366820671684,542.33240069335284,409.33832454342507,265.98815229985547,236.55503708634686,213.1175564533678,182.04926817244205,131.35890308251058,166.78765287654872,176.59869128105157,93.749922531916269,252.90676776051831,331.94013268568028,185.86467199641538,93.749922531916269,959.84659057386364,134.62924921734486,104.65107631469724,86.119114883969587,149.89086451323823,100.29061480158484,101.38073017986294,176.59869128105157,211.48238338595064,231.10446019495637,156.4315567829068,196.76582577919635,152.0710952697944,127.54349925853725,99.745557112445795,131.90396077164962,124.27315312370295,135.71936459562298,74.672903412049578,110.64671089522676,156.97661447204584,113.91705703006104,73.037730344632436,113.91705703006104,105.19613400383628,132.44901846078869,92.114749464499127,263.80792154329924,122.09292236714677,98.110384045028653,114.46211471920009,98.655441734167695,107.37636476039246,82.848768749135303,59.956345805295285,45.784845887680035,64.316807318407669,57.231057359600044,27.797942146091451,27.252884456952405,20.712192187283826,9.265980715363817,15.261615295893346,10.356096093641913,9.8110384045028649,4.9055192022514325,5.4505768913904804,26.162769078674309,5.9956345805295284,0,0,0,0,0,0,0,0,0,0,0,0,0,0,0,0,0,0,0,0]
[null,"SERVICE LINES","˂ = 11 kv ; residential ; complex type",0.67804770671778969,49.377999446791385,7.0269480890918343,2,560,558,355,323,383,1230,1532,2405,1022,700,309,334,367,302,190,325,397,145,128,181,133,117,3865,274,53,105,108,139,131,157,154,187,196,236,200,175,156,205,160,202,92,140,91,122,121,117,120,129,89,331,124,117,131,138,151,168,104,150,87,96,0,0,0,0,0,0,0,0,0,0,0,0,0,0,0,0,0,0,0,0,0,0,0,0,0,0,0,0,0,0,0,null,379.70671576196224,378.35062034852666,240.70693588481535,219.00940926984606,259.69227167291348,833.9986792628813,1038.7690866916539,1630.7047346562842,692.96475626558106,474.63339470245279,209.51674137579701,226.46793404374176,248.84350836542882,204.77040742877247,128.82906427638005,220.36550468328164,269.1849395669625,98.316917474079503,86.79010645987708,122.72663491591993,90.180344993466022,79.331581685981391,2620.6543864642572,185.78507164067437,35.936528456042851,71.195009205367924,73.229152325521284,94.24863123377277,88.824249580030454,106.45348995469298,104.41934683453961,126.79492115622668,132.89735051668677,160.01925878539836,135.60954134355794,118.6583486756132,105.77544224797519,138.99977987714689,108.48763307484634,136.96563675699352,62.380389018036652,94.926678940490561,61.702341311318861,82.721820219570347,82.043772512852556,79.331581685981391,81.365724806134764,87.468154166594871,60.346245897883286,224.43379092358839,84.077915633005915,79.331581685981391,88.824249580030454,93.570583527054978,102.38520371438624,113.91201472858867,70.516961498650133,101.70715600766846,58.990150484447703,65.092579844907817,0,0,0,0,0,0,0,0,0,0,0,0,0,0,0,0,0,0,0,0,0,0,0,0,0,0,0,0,0,0,0]
[3,"SERVICE LINES","˂ = 11 kv ; residential ; simple type",0.66134679356360904,49.366173210749579,7.0261065470678412,2,7360,7267,5005,3361,8698,34274,37818,36854,22445,18103,7197,6924,5063,4490,2578,3718,3494,1174,1015,907,966,886,3102,579,668,902,1976,1389,1230,2096,1912,2325,1828,2711,2353,1527,1310,1260,1326,1523,971,1598,1562,1216,1383,1268,1946,1946,1515,1889,2057,1899,1806,1295,1968,1674,1095,1065,976,77,0,0,0,0,0,0,0,0,0,0,0,0,0,0,0,0,0,0,0,0,0,0,0,0,0,0,0,0,0,0,0,null,4867.5124006281621,4806.0071488267467,3310.0407017858633,2222.78657316729,5752.3944104162711,22667.000002599136,25010.813038988566,24373.274729993249,14843.928781535205,11972.361003882015,4759.7128732772944,4579.1651986344286,3348.3988158125526,2969.4471031006046,1704.952033806984,2458.8873784694983,2310.7456967112498,776.42113564367696,671.26699546706323,599.8415417621934,638.8610025824463,585.95325909735766,2051.4977536343154,382.91979347332961,441.77965810049085,596.5348077943753,1306.8212640816914,918.61069625985294,813.45655608323909,1386.1828793093246,1264.4950692936204,1537.6312950353911,1208.9419386342772,1792.911157350944,1556.1490052551721,1009.8765537716311,866.36429956832785,833.29695989014738,876.9458482653456,1007.2311665973766,642.16773655026441,1056.8321761146472,1033.0236915463572,804.19770097334856,914.64261549847129,838.58773423865625,1286.9808602747833,1286.9808602747833,1001.9403922488677,1249.2840930416576,1360.3903543603437,1255.8975609772936,1194.3923091758779,856.44409766487365,1301.5304897331825,1107.0945324254815,724.17473895215187,704.33433514524359,645.4744705180824,50.923703104397894,0,0,0,0,0,0,0,0,0,0,0,0,0,0,0,0,0,0,0,0,0,0,0,0,0,0,0,0,0,0,0]
[4,"SWITCHGEAR","˂ = 11 kv ; circuit breaker",224.0174069318162,63.337783889379146,7.958503872549108,2,5,0,38,18,21,12,38,26,6,7,17,6,17,25,12,24,0,4,2,0,0,0,0,1,0,0,0,0,2,0,0,0,0,0,0,0,0,0,0,0,0,1,0,0,0,0,0,0,0,0,0,0,0,49,15,0,0,0,32,19,0,0,0,0,0,0,0,1,0,0,0,0,0,0,0,0,0,0,0,0,0,0,0,0,0,0,0,0,0,0,0,null,1120.0870346590809,0,8512.6614634090147,4032.3133247726914,4704.3655455681401,2688.2088831817946,8512.6614634090147,5824.452580227221,1344.1044415908973,1568.1218485227134,3808.2959178408755,1344.1044415908973,3808.2959178408755,5600.4351732954046,2688.2088831817946,5376.4177663635892,0,896.06962772726479,448.03481386363239,0,0,0,0,224.0174069318162,0,0,0,0,448.03481386363239,0,0,0,0,0,0,0,0,0,0,0,0,224.0174069318162,0,0,0,0,0,0,0,0,0,0,0,10976.852939658993,3360.2611039772428,0,0,0,7168.5570218181183,4256.3307317045073,0,0,0,0,0,0,0,224.0174069318162,0,0,0,0,0,0,0,0,0,0,0,0,0,0,0,0,0,0,0,0,0,0,0]
[4,"SWITCHGEAR","˂ = 11 kv ; fuse",1.8485848828393983,48.067773765718812,6.9330926552094203,2,28,27,45,56,46,80,64,101,81,89,96,73,70,47,39,39,49,61,35,22,26,32,15,46,16,26,29,15,17,43,26,62,43,40,42,30,14,15,17,38,6,21,13,7,11,11,15,18,11,16,17,13,23,17,34,15,9,16,13,7,12,4,2,1,0,0,0,1,0,25,0,0,0,0,0,0,1,0,1,2,0,1,1,1,0,0,0,0,0,0,0,null,51.760376719503149,49.911791836663753,83.186319727772926,103.5207534390063,85.034904610612315,147.88679062715187,118.30943250172149,186.70707316677922,149.73537550999126,164.52405457270643,177.46414875258222,134.94669644727608,129.40094179875788,86.883489493451719,72.09481043073653,72.09481043073653,90.580659259130513,112.76367785320329,64.700470899378942,40.668867422466761,48.063206953824356,59.154716250860744,27.728773242590975,85.034904610612315,29.577358125430372,48.063206953824356,53.608961602342546,27.728773242590975,31.425943008269769,79.489149962094132,48.063206953824356,114.61226273604269,79.489149962094132,73.943395313575934,77.640565079254728,55.45754648518195,25.880188359751575,27.728773242590975,31.425943008269769,70.24622554789714,11.091509297036389,38.820282539627364,24.031603476912178,12.940094179875787,20.33443371123338,20.33443371123338,27.728773242590975,33.274527891109166,20.33443371123338,29.577358125430372,31.425943008269769,24.031603476912178,42.517452305306158,31.425943008269769,62.851886016539538,27.728773242590975,16.637263945554583,29.577358125430372,24.031603476912178,12.940094179875787,22.183018594072777,7.394339531357593,3.6971697656787965,1.8485848828393983,0,0,0,1.8485848828393983,0,46.214622070984959,0,0,0,0,0,0,1.8485848828393983,0,1.8485848828393983,3.6971697656787965,0,1.8485848828393983,1.8485848828393983,1.8485848828393983,0,0,0,0,0,0,0]
[4,"SWITCHGEAR","˂ = 11 kv ; switch",2.6567630208006285,62.235961417806386,7.8889772098673463,2,858,791,979,1448,1439,1714,1654,1686,1396,1543,2517,1359,1259,1362,1287,3979,1751,5643,4728,2167,767,668,528,1229,763,732,959,1039,789,1518,1472,1492,1333,1569,1369,1124,641,956,681,857,446,651,531,517,490,565,696,647,586,1115,723,664,685,501,706,605,383,336,315,373,269,207,146,59,46,71,34,52,25,201,36,25,27,23,14,5,11,40,76,103,59,127,98,57,79,83,50,18,4,9,43,null,2279.5026718469394,2101.4995494532973,2600.9709973638155,3846.9928541193103,3823.0819869321044,4553.6918176522777,4394.2860364042399,4479.3024530698594,3708.8411770376774,4099.3853410953698,6687.0725233551821,3610.5409452680542,3344.8646431879915,3618.5112343304559,3419.2540077704089,10571.2600597657,4651.9920494219004,14992.113726377947,12561.175562345372,5757.2054660749618,2037.7372369540822,1774.7176978948198,1402.7708749827318,3265.1617525639726,2027.1101848708795,1944.75053122606,2547.8357369478026,2760.3767786118528,2096.1860234116957,4032.9662655753541,3910.7551666185254,3963.8904270345379,3541.465106727238,4168.461179636186,3637.1085754760607,2986.2016353799063,1702.9850963332028,2539.865447885401,1809.2556171652279,2276.8459088261388,1184.9163072770803,1729.5527265412093,1410.7411640451337,1373.546481753925,1301.813880192308,1501.071106752355,1849.1070624772374,1718.9256744580066,1556.8631301891683,2962.2907681927009,1920.8396640388544,1764.0906458116174,1819.8826692484306,1331.0382734211148,1875.6746926852438,1607.3416275843804,1017.5402369666407,892.67237498901113,836.88035155219802,990.97260675863447,714.66925259536913,549.94994530573013,387.88740103689179,156.74901822723709,122.21109895682892,188.63017447684462,90.329942707221363,138.15167708163267,66.41907552001571,534.00936718092635,95.643468748822627,66.41907552001571,71.732601561616974,61.10554947841446,37.1946822912088,13.283815104003143,29.224393228806914,106.27052083202514,201.91398958084778,273.64659114246473,156.74901822723709,337.40890364167984,260.36277603846162,151.43549218563584,209.88427864324964,220.51133072645217,132.83815104003142,47.821734374411314,10.627052083202514,23.910867187205657,114.24080989442703]
[4,"SWITCHGEAR","> 11 kv & < = 22 kv ; circuit breaker",123.25351897412,64.322382199802178,8.0201235775891995,2,20,6,22,15,20,32,50,39,2,6,36,11,26,40,52,12,15,20,19,5,12,5,1,4,8,1,1,2,0,0,0,0,2,1,1,2,15,3,0,16,8,18,0,2,0,0,0,0,0,6,0,16,1,4,32,9,0,17,9,13,0,0,0,0,7,1,0,4,0,0,0,0,0,0,0,0,0,0,0,0,0,0,0,0,0,0,0,0,0,0,0,null,2465.0703794823999,739.52111384472005,2711.5774174306398,1848.8027846118,2465.0703794823999,3944.11260717184,6162.6759487059999,4806.8872399906795,246.50703794824,739.52111384472005,4437.1266830683198,1355.7887087153199,3204.5914933271201,4930.1407589647997,6409.1829866542403,1479.0422276894401,1848.8027846118,2465.0703794823999,2341.8168605082801,616.26759487059996,1479.0422276894401,616.26759487059996,123.25351897412,493.01407589647999,986.02815179295999,123.25351897412,123.25351897412,246.50703794824,0,0,0,0,246.50703794824,123.25351897412,123.25351897412,246.50703794824,1848.8027846118,369.76055692236002,0,1972.05630358592,986.02815179295999,2218.5633415341599,0,246.50703794824,0,0,0,0,0,739.52111384472005,0,1972.05630358592,123.25351897412,493.01407589647999,3944.11260717184,1109.28167076708,0,2095.3098225600402,1109.28167076708,1602.2957466635601,0,0,0,0,862.77463281884002,123.25351897412,0,493.01407589647999,0,0,0,0,0,0,0,0,0,0,0,0,0,0,0,0,0,0,0,0,0,0,0]
[4,"SWITCHGEAR","> 11 kv & < = 22 kv ; switch",8.4088712473334741,52.505981436255404,7.2461011196543073,2,483,449,334,660,521,623,659,504,635,649,720,528,448,445,497,447,462,451,455,532,261,217,175,612,1048,272,169,209,161,356,426,471,347,402,489,344,205,189,242,215,82,212,217,219,123,153,146,161,183,191,161,127,128,119,140,81,84,62,55,56,39,31,20,13,7,3,5,11,4,50,3,5,5,1,3,1,2,1,1,18,2,13,6,1,3,3,2,0,0,0,0,null,4061.484812462068,3775.5831900527301,2808.5629966093802,5549.855023240093,4381.0219198607401,5238.7267870887545,5541.446151992759,4238.0711086560714,5339.633242056756,5457.3574395194246,6054.3872980801016,4439.8840185920744,3767.1743188053965,3741.9477050633959,4179.2090099247371,3758.765447558063,3884.8985162680651,3792.4009325473967,3826.0364175367308,4473.5195035814086,2194.7153955540366,1824.725060671364,1471.5524682833579,5146.229203368086,8812.4970672054806,2287.212979274705,1421.0992407993572,1757.4540906926961,1353.8282708206893,2993.5581640507166,3582.1791513640601,3960.5783574940665,2917.8783228247157,3380.3662414280566,4111.9380399460688,2892.6517090827151,1723.8186057033622,1589.2766657460265,2034.9468418547008,1807.9073181766969,689.52744228134486,1782.6807044346965,1824.725060671364,1841.5428031660308,1034.2911634220172,1286.5573008420215,1227.6952021106872,1353.8282708206893,1538.8234382620258,1606.0944082406936,1353.8282708206893,1067.9266484113512,1076.3355196586847,1000.6556784326834,1177.2419746266864,681.11857103401144,706.34518477601182,521.35001733467539,462.48791860334109,470.89678985067457,327.94597864600547,260.67500866733769,168.17742494666948,109.31532621533516,58.862098731334321,25.226613742000424,42.044356236667369,92.497583720668217,33.635484989333897,420.44356236667369,25.226613742000424,42.044356236667369,42.044356236667369,8.4088712473334741,25.226613742000424,8.4088712473334741,16.817742494666948,8.4088712473334741,8.4088712473334741,151.35968245200255,16.817742494666948,109.31532621533516,50.453227484000848,8.4088712473334741,25.226613742000424,25.226613742000424,16.817742494666948,0,0,0,0]
[4,"SWITCHGEAR","> 33 kv & < = 66 kv ; circuit breaker",60.424163751626772,57.208590907720655,7.5636360903814417,2,1,0,4,0,1,7,5,8,0,7,8,2,6,2,5,4,5,4,3,0,0,2,0,0,0,0,2,0,1,2,0,0,0,0,0,0,0,0,0,0,0,2,0,0,3,0,0,0,0,3,0,0,3,3,4,3,0,0,1,0,1,0,0,0,0,0,0,0,0,0,0,0,0,0,0,0,0,0,0,0,0,0,0,0,0,0,0,0,0,0,0,null,60.424163751626772,0,241.69665500650709,0,60.424163751626772,422.96914626138738,302.12081875813385,483.39331001301417,0,422.96914626138738,483.39331001301417,120.84832750325354,362.54498250976064,120.84832750325354,302.12081875813385,241.69665500650709,302.12081875813385,241.69665500650709,181.27249125488032,0,0,120.84832750325354,0,0,0,0,120.84832750325354,0,60.424163751626772,120.84832750325354,0,0,0,0,0,0,0,0,0,0,0,120.84832750325354,0,0,181.27249125488032,0,0,0,0,181.27249125488032,0,0,181.27249125488032,181.27249125488032,241.69665500650709,181.27249125488032,0,0,60.424163751626772,0,60.424163751626772,0,0,0,0,0,0,0,0,0,0,0,0,0,0,0,0,0,0,0,0,0,0,0,0,0,0,0,0,0,0]
[4,"SWITCHGEAR","> 33 kv & < = 66 kv ; switch",50.262624481258648,34.410578867614802,5.8660530911009321,2,1,2,9,2,4,19,9,20,2,2,6,2,8,7,18,12,3,6,2,0,5,0,0,52,0,0,0,154,0,0,0,0,0,0,0,0,0,0,0,0,0,0,0,0,0,0,0,3,0,0,2,0,0,1,0,1,0,0,0,0,0,0,0,0,0,0,0,0,0,0,0,0,0,0,0,0,0,0,0,0,0,0,0,0,0,0,0,0,0,0,0,null,50.262624481258648,100.5252489625173,452.36362033132781,100.5252489625173,201.05049792503459,954.98986514391436,452.36362033132781,1005.252489625173,100.5252489625173,100.5252489625173,301.57574688755187,100.5252489625173,402.10099585006918,351.83837136881056,904.72724066265562,603.15149377510375,150.78787344377594,301.57574688755187,100.5252489625173,0,251.31312240629325,0,0,2613.6564730254495,0,0,0,7740.4441701138321,0,0,0,0,0,0,0,0,0,0,0,0,0,0,0,0,0,0,0,150.78787344377594,0,0,100.5252489625173,0,0,50.262624481258648,0,50.262624481258648,0,0,0,0,0,0,0,0,0,0,0,0,0,0,0,0,0,0,0,0,0,0,0,0,0,0,0,0,0,0,0,0,0,0,0]
[5,"TRANSFORMERS","ground outdoor / indoor chamber mounted ; ˂ 22 kv ; > 60 kva and < = 600 kva ; multiple phase",14.481569332713301,50.446051125967244,7.1025383579370587,2,13,13,15,9,9,6,8,11,7,10,4,1,3,0,0,1,2,1,1,1,1,2,1,0,4,1,2,5,1,5,4,2,6,3,6,8,10,1,1,5,2,1,2,3,6,6,8,6,3,2,2,1,8,2,0,0,1,2,0,0,0,1,0,0,1,1,0,0,0,0,0,0,0,2,0,0,0,0,0,0,0,0,0,0,0,0,0,0,0,0,0,null,188.26040132527291,188.26040132527291,217.22353999069952,130.33412399441971,130.33412399441971,86.889415996279808,115.85255466170641,159.2972626598463,101.3709853289931,144.815693327133,57.926277330853203,14.481569332713301,43.444707998139904,0,0,14.481569332713301,28.963138665426602,14.481569332713301,14.481569332713301,14.481569332713301,14.481569332713301,28.963138665426602,14.481569332713301,0,57.926277330853203,14.481569332713301,28.963138665426602,72.407846663566502,14.481569332713301,72.407846663566502,57.926277330853203,28.963138665426602,86.889415996279808,43.444707998139904,86.889415996279808,115.85255466170641,144.815693327133,14.481569332713301,14.481569332713301,72.407846663566502,28.963138665426602,14.481569332713301,28.963138665426602,43.444707998139904,86.889415996279808,86.889415996279808,115.85255466170641,86.889415996279808,43.444707998139904,28.963138665426602,28.963138665426602,14.481569332713301,115.85255466170641,28.963138665426602,0,0,14.481569332713301,28.963138665426602,0,0,0,14.481569332713301,0,0,14.481569332713301,14.481569332713301,0,0,0,0,0,0,0,28.963138665426602,0,0,0,0,0,0,0,0,0,0,0,0,0,0,0,0,0]
[5,"TRANSFORMERS","ground outdoor / indoor chamber mounted ; ˂ 22 kv ; > 600 kva ; multiple phase",34.935181991777533,49.974626160767215,7.0692733828001879,2,4,6,8,10,19,9,5,17,7,11,14,15,12,17,4,4,5,6,5,2,1,17,0,1,7,6,3,0,7,9,7,6,12,5,3,2,3,2,0,7,3,3,1,1,6,2,1,3,0,4,0,0,0,0,0,2,0,0,0,2,0,0,0,0,0,0,0,0,0,0,0,0,0,0,0,0,0,0,0,0,0,0,0,0,0,0,0,0,0,0,0,null,139.74072796711013,209.61109195066518,279.48145593422026,349.35181991777534,663.76845784377315,314.4166379259978,174.67590995888767,593.89809386021807,244.54627394244272,384.28700190955288,489.09254788488545,524.02772987666299,419.22218390133037,593.89809386021807,139.74072796711013,139.74072796711013,174.67590995888767,209.61109195066518,174.67590995888767,69.870363983555066,34.935181991777533,593.89809386021807,0,34.935181991777533,244.54627394244272,209.61109195066518,104.80554597533259,0,244.54627394244272,314.4166379259978,244.54627394244272,209.61109195066518,419.22218390133037,174.67590995888767,104.80554597533259,69.870363983555066,104.80554597533259,69.870363983555066,0,244.54627394244272,104.80554597533259,104.80554597533259,34.935181991777533,34.935181991777533,209.61109195066518,69.870363983555066,34.935181991777533,104.80554597533259,0,139.74072796711013,0,0,0,0,0,69.870363983555066,0,0,0,69.870363983555066,0,0,0,0,0,0,0,0,0,0,0,0,0,0,0,0,0,0,0,0,0,0,0,0,0,0,0,0,0,0,0]
[5,"TRANSFORMERS","ground outdoor / indoor chamber mounted ; > = 22 kv & < = 33 kv ; < = 15 mva",24.224497083491144,59.486918116657442,7.7127762911066879,2,31,19,29,23,22,14,22,27,13,17,22,18,15,13,20,14,17,15,20,22,26,28,18,10,25,50,24,34,40,85,79,71,57,46,27,41,24,32,32,25,36,29,28,19,16,14,16,10,6,16,6,5,7,6,6,5,8,6,3,2,2,0,1,2,1,0,0,1,3,1,2,0,0,1,0,0,0,0,0,0,0,0,0,2,0,0,0,0,0,0,0,null,750.95940958822553,460.26544458633174,702.51041542124312,557.16343292029637,532.93893583680517,339.14295916887602,532.93893583680517,654.06142125426095,314.91846208538487,411.81645041934945,532.93893583680517,436.0409475028406,363.36745625236716,314.91846208538487,484.48994166982288,339.14295916887602,411.81645041934945,363.36745625236716,484.48994166982288,532.93893583680517,629.83692417076975,678.28591833775204,436.0409475028406,242.24497083491144,605.61242708727855,1211.2248541745571,581.38793000378746,823.6329008386989,968.97988333964577,2059.0822520967472,1913.7352695958004,1719.9392929278713,1380.7963337589952,1114.3268658405927,654.06142125426095,993.20438042313685,581.38793000378746,775.18390667171661,775.18390667171661,605.61242708727855,872.08189500568119,702.51041542124312,678.28591833775204,460.26544458633174,387.59195333585831,339.14295916887602,387.59195333585831,242.24497083491144,145.34698250094687,387.59195333585831,145.34698250094687,121.12248541745572,169.57147958443801,145.34698250094687,145.34698250094687,121.12248541745572,193.79597666792915,145.34698250094687,72.673491250473433,48.448994166982288,48.448994166982288,0,24.224497083491144,48.448994166982288,24.224497083491144,0,0,24.224497083491144,72.673491250473433,24.224497083491144,48.448994166982288,0,0,24.224497083491144,0,0,0,0,0,0,0,0,0,48.448994166982288,0,0,0,0,0,0,0]
[5,"TRANSFORMERS","ground outdoor / indoor chamber mounted ; > 33 kv & < = 66 kv ; > 15 mva and < = 40 mva",680.33071873589302,60.79661847778894,7.7972186372955417,2,1,1,3,3,0,2,2,4,3,2,4,1,3,2,3,2,2,2,1,0,2,0,0,0,0,0,0,0,0,0,1,0,0,2,1,0,1,0,4,0,2,0,0,3,2,0,0,2,0,1,8,1,9,3,3,3,10,3,4,0,0,2,0,0,0,0,0,0,0,0,1,0,0,0,0,0,0,0,0,0,0,0,0,0,0,0,0,0,0,0,0,null,680.33071873589302,680.33071873589302,2040.992156207679,2040.992156207679,0,1360.661437471786,1360.661437471786,2721.3228749435721,2040.992156207679,1360.661437471786,2721.3228749435721,680.33071873589302,2040.992156207679,1360.661437471786,2040.992156207679,1360.661437471786,1360.661437471786,1360.661437471786,680.33071873589302,0,1360.661437471786,0,0,0,0,0,0,0,0,0,680.33071873589302,0,0,1360.661437471786,680.33071873589302,0,680.33071873589302,0,2721.3228749435721,0,1360.661437471786,0,0,2040.992156207679,1360.661437471786,0,0,1360.661437471786,0,680.33071873589302,5442.6457498871441,680.33071873589302,6122.9764686230374,2040.992156207679,2040.992156207679,2040.992156207679,6803.3071873589306,2040.992156207679,2721.3228749435721,0,0,1360.661437471786,0,0,0,0,0,0,0,0,680.33071873589302,0,0,0,0,0,0,0,0,0,0,0,0,0,0,0,0,0,0,0,0]
[null,"TRANSFORMERS","kiosk mounted ; < = 22 kv ; < = 60 kva ; multiple phase",null,39.611660252963354,6.2937794887462779,2,0,0,0,0,0,0,0,0,0,0,0,0,0,0,0,0,0,0,0,0,0,0,0,5,0,0,3,18,0,0,0,0,0,0,0,0,0,0,0,0,0,0,0,0,0,0,0,0,0,0,0,0,0,0,0,0,0,0,0,0,0,0,0,0,0,0,0,0,0,0,0,0,0,0,0,0,0,0,0,0,0,0,0,0,0,0,0,0,0,0,0,null,0,0,0,0,0,0,0,0,0,0,0,0,0,0,0,0,0,0,0,0,0,0,0,0,0,0,0,0,0,0,0,0,0,0,0,0,0,0,0,0,0,0,0,0,0,0,0,0,0,0,0,0,0,0,0,0,0,0,0,0,0,0,0,0,0,0,0,0,0,0,0,0,0,0,0,0,0,0,0,0,0,0,0,0,0,0,0,0,0,0,0]
[5,"TRANSFORMERS","kiosk mounted ; < = 22 kv ; > 60 kva and < = 600 kva ; multiple phase",38.384932894614835,39.611660252963354,6.2937794887462779,2,57,70,68,74,61,61,63,67,57,55,98,56,65,66,60,48,58,65,40,46,35,27,33,19,22,25,16,25,22,37,38,41,29,30,20,20,10,13,9,7,16,35,15,11,8,5,4,0,1,5,0,0,1,0,0,0,0,0,0,0,0,0,0,0,0,0,0,0,0,0,0,0,0,0,0,0,0,0,0,0,0,0,0,0,0,0,0,0,0,0,0,null,2187.9411749930455,2686.9453026230385,2610.1754368338088,2840.4850342014979,2341.4809065715049,2341.4809065715049,2418.2507723607346,2571.790503939194,2187.9411749930455,2111.1713092038158,3761.7234236722538,2149.5562420984306,2495.0206381499643,2533.4055710445791,2303.09597367689,1842.4767789415121,2226.3261078876603,2495.0206381499643,1535.3973157845935,1765.7069131522824,1343.4726513115193,1036.3931881546005,1266.7027855222896,729.3137249976819,844.46852368152634,959.62332236537088,614.15892631383736,959.62332236537088,844.46852368152634,1420.242517100749,1458.6274499953638,1573.7822486792081,1113.1630539438302,1151.547986838445,767.69865789229675,767.69865789229675,383.84932894614838,499.00412762999287,345.46439605153353,268.69453026230383,614.15892631383736,1343.4726513115193,575.77399341922251,422.23426184076317,307.07946315691868,191.92466447307419,153.53973157845934,0,38.384932894614835,191.92466447307419,0,0,38.384932894614835,0,0,0,0,0,0,0,0,0,0,0,0,0,0,0,0,0,0,0,0,0,0,0,0,0,0,0,0,0,0,0,0,0,0,0,0,0,0]
[null,"TRANSFORMERS","kiosk mounted ; < = 22 kv ; > 60 kva and < = 600 kva ; single phase",null,39.611660252963354,6.2937794887462779,2,0,0,0,0,0,0,0,0,0,0,0,1,0,0,0,0,0,0,0,2,0,0,0,0,0,0,0,0,0,0,0,0,0,0,0,0,0,0,0,0,0,0,0,0,0,0,0,0,0,0,0,0,0,0,0,0,0,0,0,0,0,0,0,0,0,0,0,0,0,0,0,0,0,0,0,0,0,0,0,0,0,0,0,0,0,0,0,0,0,0,0,null,0,0,0,0,0,0,0,0,0,0,0,0,0,0,0,0,0,0,0,0,0,0,0,0,0,0,0,0,0,0,0,0,0,0,0,0,0,0,0,0,0,0,0,0,0,0,0,0,0,0,0,0,0,0,0,0,0,0,0,0,0,0,0,0,0,0,0,0,0,0,0,0,0,0,0,0,0,0,0,0,0,0,0,0,0,0,0,0,0,0,0]
[5,"TRANSFORMERS","kiosk mounted ; < = 22 kv ; > 600 kva ; multiple phase",70.950664193917859,40.080348101594744,6.3309042088468486,2,26,42,26,50,26,21,31,41,36,30,26,43,38,37,29,30,11,12,17,13,4,9,2,1,4,7,1,3,3,6,2,1,5,0,2,2,0,3,0,0,1,1,0,2,0,1,0,0,0,2,0,0,0,0,0,0,0,0,0,0,0,0,0,0,0,0,0,0,0,0,0,0,0,0,0,0,0,0,0,0,0,0,0,0,0,0,0,0,0,0,0,null,1844.7172690418643,2979.9278961445502,1844.7172690418643,3547.5332096958928,1844.7172690418643,1489.9639480722751,2199.4705900114536,2908.9772319506324,2554.223910981043,2128.5199258175357,1844.7172690418643,3050.8785603384681,2696.1252393688787,2625.1745751749609,2057.5692616236179,2128.5199258175357,780.45730613309649,851.40797032701425,1206.1612912966036,922.35863452093213,283.80265677567144,638.55597774526075,141.90132838783572,70.950664193917859,283.80265677567144,496.654649357425,70.950664193917859,212.85199258175356,212.85199258175356,425.70398516350713,141.90132838783572,70.950664193917859,354.75332096958931,0,141.90132838783572,141.90132838783572,0,212.85199258175356,0,0,70.950664193917859,70.950664193917859,0,141.90132838783572,0,70.950664193917859,0,0,0,141.90132838783572,0,0,0,0,0,0,0,0,0,0,0,0,0,0,0,0,0,0,0,0,0,0,0,0,0,0,0,0,0,0,0,0,0,0,0,0,0,0,0,0,0]
[5,"TRANSFORMERS","pole mounted ; < = 22 kv ; < = 60 kva ; multiple phase",7.4566247275398005,56.648027904450501,7.5264884178779221,2,9,9,10,6,10,6,10,3,7,4,8,3,0,13,11,3,7,9,18,22,27,16,8,14,22,26,12,6,12,32,36,16,17,30,21,21,8,7,13,10,11,5,11,12,5,5,5,3,6,6,3,8,2,2,1,2,3,1,0,1,0,0,1,1,0,0,0,0,0,0,0,0,0,0,0,0,0,0,0,0,0,1,1,0,0,0,0,0,0,0,0,null,67.109622547858208,67.109622547858208,74.566247275398013,44.739748365238803,74.566247275398013,44.739748365238803,74.566247275398013,22.369874182619402,52.1963730927786,29.826498910159202,59.652997820318404,22.369874182619402,0,96.936121458017411,82.022872002937802,22.369874182619402,52.1963730927786,67.109622547858208,134.21924509571642,164.0457440058756,201.32886764357463,119.30599564063681,59.652997820318404,104.3927461855572,164.0457440058756,193.87224291603482,89.479496730477607,44.739748365238803,89.479496730477607,238.61199128127362,268.43849019143283,119.30599564063681,126.76262036817661,223.69874182619401,156.5891192783358,156.5891192783358,59.652997820318404,52.1963730927786,96.936121458017411,74.566247275398013,82.022872002937802,37.283123637699006,82.022872002937802,89.479496730477607,37.283123637699006,37.283123637699006,37.283123637699006,22.369874182619402,44.739748365238803,44.739748365238803,22.369874182619402,59.652997820318404,14.913249455079601,14.913249455079601,7.4566247275398005,14.913249455079601,22.369874182619402,7.4566247275398005,0,7.4566247275398005,0,0,7.4566247275398005,7.4566247275398005,0,0,0,0,0,0,0,0,0,0,0,0,0,0,0,0,0,7.4566247275398005,7.4566247275398005,0,0,0,0,0,0,0,0]
[5,"TRANSFORMERS","pole mounted ; < = 22 kv ; < = 60 kva ; single phase",7.326372918207892,50.69641078389747,7.1201412053341659,2,18,26,31,16,18,18,22,34,27,27,26,17,2,28,17,16,16,19,22,31,14,13,12,16,20,12,16,16,18,57,59,67,64,71,85,51,29,32,29,26,29,22,16,19,6,1,5,10,10,7,4,4,1,2,4,1,2,1,5,1,3,1,0,2,0,1,0,0,0,0,0,0,0,0,0,0,0,0,0,0,0,0,0,0,0,0,0,0,0,0,0,null,131.87471252774205,190.48569587340521,227.11756046444467,117.22196669132627,131.87471252774205,131.87471252774205,161.18020420057363,249.09667921906833,197.81206879161309,197.81206879161309,190.48569587340521,124.54833960953417,14.652745836415784,205.13844170982097,124.54833960953417,117.22196669132627,117.22196669132627,139.20108544594996,161.18020420057363,227.11756046444467,102.56922085491048,95.242847936702603,87.916475018494708,117.22196669132627,146.52745836415784,87.916475018494708,117.22196669132627,117.22196669132627,131.87471252774205,417.60325633784987,432.25600217426563,490.86698551992879,468.88786676530509,520.17247719276031,622.74169804767087,373.64501882860247,212.46481462802888,234.44393338265255,212.46481462802888,190.48569587340521,212.46481462802888,161.18020420057363,117.22196669132627,139.20108544594996,43.958237509247354,7.326372918207892,36.631864591039459,73.263729182078919,73.263729182078919,51.284610427455242,29.305491672831568,29.305491672831568,7.326372918207892,14.652745836415784,29.305491672831568,7.326372918207892,14.652745836415784,7.326372918207892,36.631864591039459,7.326372918207892,21.979118754623677,7.326372918207892,0,14.652745836415784,0,7.326372918207892,0,0,0,0,0,0,0,0,0,0,0,0,0,0,0,0,0,0,0,0,0,0,0,0,0]
[5,"TRANSFORMERS","pole mounted ; < = 22 kv ; > 60 kva and < = 600 kva ; multiple phase",20.148807418825907,54.237259601787336,7.3645950059583951,2,201,194,164,231,284,258,288,305,211,229,617,291,264,258,109,187,190,188,201,114,92,58,43,34,45,53,62,57,70,138,130,154,130,131,106,69,69,79,75,67,77,96,117,116,57,47,60,45,48,65,18,37,48,30,24,27,16,16,12,22,7,5,2,4,4,2,2,0,0,1,0,0,0,0,0,0,0,0,0,0,0,0,0,0,0,0,0,0,0,0,0,null,4049.9102911840073,3908.8686392522259,3304.4044166874487,4654.3745137487849,5722.2613069465579,5198.3923140570841,5802.8565366218609,6145.3862627419012,4251.3983653722662,4614.076898911133,12431.814177415585,5863.3029588783393,5319.2851585700391,5198.3923140570841,2196.2200086520238,3767.8269873204445,3828.2734095769224,3787.9757947392704,4049.9102911840073,2296.9640457461533,1853.6902825319835,1168.6308302919026,866.39871900951402,685.05945224008087,906.69633384716576,1067.8867931977732,1249.2260599672063,1148.4820228730766,1410.4165193178135,2780.535423797975,2619.3449644473681,3102.9163424991898,2619.3449644473681,2639.493771866194,2135.7735863955463,1390.2677118989875,1390.2677118989875,1591.7557860872466,1511.1605564119429,1349.9700970613358,1551.4581712495949,1934.285512207287,2357.4104680026312,2337.2616605838052,1148.4820228730766,946.99394868481761,1208.9284451295543,906.69633384716576,967.14275610364348,1309.672482223684,362.6785335388663,745.50587449655859,967.14275610364348,604.46422256477717,483.57137805182174,544.01780030829946,322.38091870121451,322.38091870121451,241.78568902591087,443.27376321416995,141.04165193178136,100.74403709412954,40.297614837651814,80.595229675303628,80.595229675303628,40.297614837651814,40.297614837651814,0,0,20.148807418825907,0,0,0,0,0,0,0,0,0,0,0,0,0,0,0,0,0,0,0,0,0]
[5,"TRANSFORMERS","pole mounted ; < = 22 kv ; > 60 kva and < = 600 kva ; single phase",7.9603587664942239,30.092748176871119,5.4856857526540033,2,0,0,1,9,1,1,1,2,2,0,0,2,1,0,3,1,0,2,0,3,1,1,0,0,2,1,1,1,0,2,0,0,1,0,0,0,0,0,0,0,0,0,0,0,0,0,0,0,0,0,0,0,0,0,0,0,0,0,0,0,0,0,0,0,0,0,0,0,0,0,0,0,0,0,0,0,0,0,0,0,0,0,0,0,0,0,0,0,0,0,0,null,0,0,7.9603587664942239,71.643228898448015,7.9603587664942239,7.9603587664942239,7.9603587664942239,15.920717532988448,15.920717532988448,0,0,15.920717532988448,7.9603587664942239,0,23.881076299482672,7.9603587664942239,0,15.920717532988448,0,23.881076299482672,7.9603587664942239,7.9603587664942239,0,0,15.920717532988448,7.9603587664942239,7.9603587664942239,7.9603587664942239,0,15.920717532988448,0,0,7.9603587664942239,0,0,0,0,0,0,0,0,0,0,0,0,0,0,0,0,0,0,0,0,0,0,0,0,0,0,0,0,0,0,0,0,0,0,0,0,0,0,0,0,0,0,0,0,0,0,0,0,0,0,0,0,0,0,0,0,0,0]
[5,"TRANSFORMERS","pole mounted ; < = 22 kv ; > 600 kva ; multiple phase",7.9603587664942239,30.092748176871119,5.4856857526540033,2,0,0,0,0,0,0,0,0,0,0,0,0,0,0,0,0,0,0,0,0,0,0,0,0,0,0,0,0,0,0,0,0,0,0,0,0,0,0,0,0,0,0,0,0,0,0,0,0,0,1,0,0,0,0,0,0,0,0,0,0,0,0,0,0,0,0,0,0,0,0,0,0,0,0,0,0,0,0,0,0,0,0,0,0,0,0,0,0,0,0,0,null,0,0,0,0,0,0,0,0,0,0,0,0,0,0,0,0,0,0,0,0,0,0,0,0,0,0,0,0,0,0,0,0,0,0,0,0,0,0,0,0,0,0,0,0,0,0,0,0,0,7.9603587664942239,0,0,0,0,0,0,0,0,0,0,0,0,0,0,0,0,0,0,0,0,0,0,0,0,0,0,0,0,0,0,0,0,0,0,0,0,0,0,0,0,0]
[6,"UNDERGROUND CABLES","˂ = 1 kv",143.97777693386996,61.867909063268733,7.8656156188354851,2,30.875,36.487000000000002,32.658999999999999,40.113999999999997,33.47,36.792000000000002,41.18,49.85,68.682000000000002,52.51,58.841999999999999,71.194999999999993,68.563000000000002,68.281999999999996,67.539000000000001,69.233000000000004,76.941000000000003,87.265000000000001,59.631999999999998,99.89,107.771,130.214,58.651000000000003,37.277000000000001,69.198999999999998,68.323999999999998,40.180999999999997,30.934999999999999,38.274000000000001,71.457999999999998,66.744,55.725000000000001,71.552000000000007,67.5,53.323999999999998,67.569000000000003,65.039000000000001,42.323,30.510999999999999,35.904000000000003,27.661999999999999,42.442,58.905999999999999,56.468000000000004,31.986999999999998,44.497,21.530999999999999,14.138,12.715999999999999,2.6579999999999999,0.80100000000000005,0.57899999999999996,1.804,0.66,0.42799999999999999,0.41799999999999998,8.5999999999999993E-2,0.51900000000000002,0.25,0.54,9.0999999999999998E-2,0.1,0,0,0.11,0.20499999999999999,8.9999999999999993E-3,0,0,0.315,0.13700000000000001,4.9000000000000002E-2,0.21299999999999999,0,0,0,0,0,0,0.29199999999999998,0,0,0,0,0,0,0,0,0,0,2.4E-2,null,4445.3138628332354,5253.3171469861136,4702.1702168832589,5775.5245439252594,4818.9361939766277,5297.2303689509436,5929.0048541367651,7177.2921801534176,9888.6816753720577,7560.2730667975111,8471.9403503427766,10250.497828806871,9871.5483199169266,9831.0905645985076,9724.1150763366441,9968.013430462619,11077.794135068889,12564.220704134163,8585.6827941205338,14381.94013792427,15516.628997940099,18747.922245666941,8444.440594948408,5367.0595907638708,9963.1181860468678,9837.1376312297307,5785.1710549798281,4453.9525294492669,5510.6054343669393,10288.36398414048,9609.6527436742163,8023.1616196399036,10301.897895172264,9718.4999430362222,7677.4709772216811,9728.4344096446603,9364.1706340019682,6093.5714531721787,4392.9059520293067,5169.3781030336677,3982.7132655447108,6110.7048086273089,8481.154928066544,8130.1371079017699,4605.4171507836982,6406.5791402264113,3099.9855151631541,2035.5578102910536,1830.8214114910904,382.69293109022635,115.32619932402984,83.363132844710705,259.73590958870142,95.025332776354176,61.622488527696341,60.182710758357643,12.382088816312816,74.724466228678509,35.99444423346749,77.747999544289783,13.101977700982166,14.397777693386997,0,0,15.837555462725696,29.515444271443339,1.2957999924048296,0,0,45.352999734169039,19.724955439940185,7.054911069759628,30.667266486914301,0,0,0,0,0,0,42.041510864690025,0,0,0,0,0,0,0,0,0,0,3.4554666464128792]
[6,"UNDERGROUND CABLES","> 1 kv & < = 11 kv",793.53108366428989,79.565566526622774,8.9199532805179409,2,5.2460000000000004,3.0259999999999998,7.8929999999999998,10.359,13.23,7.81,9.4220000000000006,8.7739999999999991,8.0589999999999993,8.8970000000000002,7.7240000000000002,4.718,4.6449999999999996,8.61,18.233000000000001,2.6,3.302,2.7160000000000002,2.8889999999999998,2.0030000000000001,2.5990000000000002,1.5349999999999999,2.431,1.296,0.104,0.54,1.522,0.88200000000000001,0.90900000000000003,0.875,1.599,1.806,0.90700000000000003,0.3,4.391,3.6469999999999998,1.5129999999999999,1.4830000000000001,2.34,0.88900000000000001,0.66600000000000004,0.73199999999999998,0.45400000000000001,0.307,1.0509999999999999,0.48799999999999999,1.5,1.028,1.377,0.21299999999999999,4.133,3.2450000000000001,2.8220000000000001,1.4359999999999999,2.37,2.4670000000000001,2.165,5.5439999999999996,3.51,3.9870000000000001,3.5680000000000001,4.8559999999999999,0,0.16200000000000001,1.2749999999999999,0,0,0,6.0999999999999999E-2,0.376,0.52100000000000002,0,0,0,0,0.126,0,0,0.32400000000000001,1.038,2.5000000000000001E-2,0,0,5.1999999999999998E-2,0,0.82299999999999995,1.569,0.20599999999999999,0,0,0,null,4162.8640649028648,2401.2250591681409,6263.3408433622399,8220.1884956783797,10498.416236878556,6197.4777634181037,7476.6498702849394,6962.4417280704793,6395.0670032505113,7060.046051361187,6129.2340902229753,3743.8796527281197,3685.9518836206262,6832.3026303495353,14468.452248450998,2063.180817527154,2620.2396382594852,2155.2304232322117,2292.5113007061332,1589.4427605795727,2062.3872864434898,1218.0702134246849,1929.0740643878887,1028.4162844289197,82.527232701086149,428.5067851787166,1207.7543093370493,699.89441579190373,721.31975505083949,694.33969820625362,1268.8562027791995,1433.1171370977077,719.73269288351094,238.05932509928695,3484.394988369897,2894.0078621236653,1200.6125295840704,1176.806597074142,1856.8627357744383,705.44913337755372,528.49170172041715,580.86475324226024,360.26311198358763,243.614042684937,834.00116893116865,387.24316882817345,1190.2966254964349,815.74995400688999,1092.6923022057272,169.02212082049374,3279.66396878451,2575.0083664906206,2239.3447181006263,1139.5106361419203,1880.6686682843672,1957.6411833998031,1717.9947961331877,4399.3363278348224,2785.2941036616576,3163.8084305695238,2831.3189065141864,3853.3869422737916,0,128.55203555361496,1011.7521316719696,0,0,0,48.405396103521682,298.367687457773,413.42969458909505,0,0,0,0,99.984916541700528,0,0,257.10407110722991,823.68526484353299,19.83827709160725,0,0,41.263616350543074,0,653.07608185571053,1245.0502702692709,163.46740323484372,0,0,0]
[6,"UNDERGROUND CABLES","> 11 kv & < = 22 kv",631.06373888415737,69.96516743388257,8.3645183623375807,2,16.035,21.003,22.077999999999999,28.933,32.500999999999998,33.137999999999998,24.402999999999999,31.744,23.332000000000001,28.564,26.498000000000001,28.969000000000001,30.640999999999998,38.612000000000002,49.646000000000001,30.03,24.927,28.199000000000002,26.533999999999999,23.318999999999999,27.803999999999998,13.324999999999999,10.804,5.6680000000000001,4.2839999999999998,3.641,1.377,3.83,2.411,4.6719999999999997,10.272,10.739000000000001,9.6110000000000007,9.6579999999999995,4.9580000000000002,3.5779999999999998,17.995999999999999,2.3730000000000002,3.0680000000000001,5.7770000000000001,4.1669999999999998,15.67,14.122999999999999,23.628,18.7,4.4459999999999997,10.865,9.8629999999999995,9.8529999999999998,6.12,5.2910000000000004,3.9510000000000001,3.0579999999999998,8.3000000000000007,5.5659999999999998,5.2519999999999998,5.101,2.9729999999999999,2.7480000000000002,6.782,5.2210000000000001,0.33900000000000002,2.5299999999999998,2.7709999999999999,1.042,0.05,0,0.14099999999999999,0.152,1.921,3.7970000000000002,1.784,1.7270000000000001,0.29399999999999998,2.7679999999999998,0.14399999999999999,0,0,0.33300000000000002,0.40400000000000003,0.308,0,0.223,0,0,0,0,0,0,0,0,null,10119.107053007463,13254.231707783958,13932.625227084427,18258.567157135327,20510.202577473996,20912.190179143206,15399.848419990092,20032.487327138693,14723.97915564516,18025.70463748707,16721.926952952403,18281.285451735155,19336.424023149466,24366.633085795085,31329.790380642877,18950.844078691247,15730.52581916539,17795.366372794353,16744.645247552231,14715.775327039666,17546.096195935112,8408.9243206313968,6818.0126349044367,3576.8692719954042,2703.47705737973,2297.7030732772168,868.97476844348466,2416.9741199263226,1521.4946744497036,2948.3297880667828,6482.286725818065,6776.9934918769668,6065.1535944156367,6094.8135901431915,3128.8140173876523,2257.9460577275149,11356.623044959295,1497.5142523721056,1936.1035508965949,3645.6552195337772,2629.6425999302837,9888.7687883147464,8912.5131842609535,14910.77402235487,11800.891917133742,2805.7093830789636,6856.5075229763697,6224.1816566144435,6217.8710192256021,3862.1100819710432,3338.9582424360769,2493.3328323313058,1929.7929135077532,5237.8290327385066,3512.5007706292199,3314.3467566195945,3219.056132048087,1876.1524957025997,1734.1631544536647,4279.8742771123552,3294.7837807141859,213.93060748172937,1596.5912593769181,1748.677620448,657.56841591729199,31.553186944207869,0,88.979987182666179,95.921688310391914,1212.2734423964664,2396.1490165431455,1125.8177101693368,1089.8470770529398,185.53273923194226,1746.7844292313475,90.873178399318661,0,0,210.14422504842443,254.94975050919959,194.36763157632046,0,140.7272137711671,0,0,0,0,0,0,0,0]
[null,"UNDERGROUND CABLES","> 33 kv & < = 66 kv",660.02032004352407,24.236262271810311,4.9230338483307534,2,0.17499999999999999,0,0.11,0.214,0,0,0,0.36199999999999999,0,0.34499999999999997,0.753,0.26300000000000001,0.158,0,0,0,0.74199999999999999,0,0.34300000000000003,0,3.3000000000000002E-2,0.10199999999999999,0,0,0,0,0,0,0,0,0,0,0,0,0,0,0,0,0,0,0,0,0,0,0,0,0,0,0,0,0,0,0,0,0,0,0,0,0,0,0,0,0,0,0,0,0,0,0,0,0,0,0,0,0,0,0,0,0,0,0,0,0,0,0,0,0,0,0,0,0,null,115.50355600761671,0,72.602235204787647,141.24434848931415,0,0,0,238.92735585575571,0,227.70701041501579,496.99530099277365,173.58534417144685,104.2832105668768,0,0,0,489.73507747229485,0,226.38696977492879,0,21.780670561436295,67.322072644439444,0,0,0,0,0,0,0,0,0,0,0,0,0,0,0,0,0,0,0,0,0,0,0,0,0,0,0,0,0,0,0,0,0,0,0,0,0,0,0,0,0,0,0,0,0,0,0,0,0,0,0,0,0,0,0,0,0,0,0,0,0,0,0,0,0,0,0,0,0]
["",null,null,null,null,null,null,null,null,null,null,null,null,null,null,null,null,null,null,null,null,null,null,null,null,null,null,null,null,null,null,null,null,null,null,null,null,null,null,null,null,null,null,null,null,null,null,null,null,null,null,null,null,null,null,null,null,null,null,null,null,null,null,null,null,null,null,null,null,null,null,null,null,null,null,null,null,null,null,null,null,null,null,null,null,null,null,null,null,null,null,null,null,null,null,null,null,null,null,0,0,0,0,0,0,0,0,0,0,0,0,0,0,0,0,0,0,0,0,0,0,0,0,0,0,0,0,0,0,0,0,0,0,0,0,0,0,0,0,0,0,0,0,0,0,0,0,0,0,0,0,0,0,0,0,0,0,0,0,0,0,0,0,0,0,0,0,0,0,0,0,0,0,0,0,0,0,0,0,0,0,0,0,0,0,0,0,0,0,0]
["",null,null,null,null,null,null,null,null,null,null,null,null,null,null,null,null,null,null,null,null,null,null,null,null,null,null,null,null,null,null,null,null,null,null,null,null,null,null,null,null,null,null,null,null,null,null,null,null,null,null,null,null,null,null,null,null,null,null,null,null,null,null,null,null,null,null,null,null,null,null,null,null,null,null,null,null,null,null,null,null,null,null,null,null,null,null,null,null,null,null,null,null,null,null,null,null,null,null,0,0,0,0,0,0,0,0,0,0,0,0,0,0,0,0,0,0,0,0,0,0,0,0,0,0,0,0,0,0,0,0,0,0,0,0,0,0,0,0,0,0,0,0,0,0,0,0,0,0,0,0,0,0,0,0,0,0,0,0,0,0,0,0,0,0,0,0,0,0,0,0,0,0,0,0,0,0,0,0,0,0,0,0,0,0,0,0,0,0,0]
["",null,null,null,null,null,null,null,null,null,null,null,null,null,null,null,null,null,null,null,null,null,null,null,null,null,null,null,null,null,null,null,null,null,null,null,null,null,null,null,null,null,null,null,null,null,null,null,null,null,null,null,null,null,null,null,null,null,null,null,null,null,null,null,null,null,null,null,null,null,null,null,null,null,null,null,null,null,null,null,null,null,null,null,null,null,null,null,null,null,null,null,null,null,null,null,null,null,null,0,0,0,0,0,0,0,0,0,0,0,0,0,0,0,0,0,0,0,0,0,0,0,0,0,0,0,0,0,0,0,0,0,0,0,0,0,0,0,0,0,0,0,0,0,0,0,0,0,0,0,0,0,0,0,0,0,0,0,0,0,0,0,0,0,0,0,0,0,0,0,0,0,0,0,0,0,0,0,0,0,0,0,0,0,0,0,0,0,0,0]
["",null,null,null,null,null,null,null,null,null,null,null,null,null,null,null,null,null,null,null,null,null,null,null,null,null,null,null,null,null,null,null,null,null,null,null,null,null,null,null,null,null,null,null,null,null,null,null,null,null,null,null,null,null,null,null,null,null,null,null,null,null,null,null,null,null,null,null,null,null,null,null,null,null,null,null,null,null,null,null,null,null,null,null,null,null,null,null,null,null,null,null,null,null,null,null,null,null,null,0,0,0,0,0,0,0,0,0,0,0,0,0,0,0,0,0,0,0,0,0,0,0,0,0,0,0,0,0,0,0,0,0,0,0,0,0,0,0,0,0,0,0,0,0,0,0,0,0,0,0,0,0,0,0,0,0,0,0,0,0,0,0,0,0,0,0,0,0,0,0,0,0,0,0,0,0,0,0,0,0,0,0,0,0,0,0,0,0,0,0]
["",null,null,null,null,"","",null,null,null,null,null,null,null,null,null,null,null,null,null,null,null,null,null,null,null,null,null,null,null,null,null,null,null,null,null,null,null,null,null,null,null,null,null,null,null,null,null,null,null,null,null,null,null,null,null,null,null,null,null,null,null,null,null,null,null,null,null,null,null,null,null,null,null,null,null,null,null,null,null,null,null,null,null,null,null,null,null,null,null,null,null,null,null,null,null,null,null,null,0,0,0,0,0,0,0,0,0,0,0,0,0,0,0,0,0,0,0,0,0,0,0,0,0,0,0,0,0,0,0,0,0,0,0,0,0,0,0,0,0,0,0,0,0,0,0,0,0,0,0,0,0,0,0,0,0,0,0,0,0,0,0,0,0,0,0,0,0,0,0,0,0,0,0,0,0,0,0,0,0,0,0,0,0,0,0,0,0,0,0]
["",null,null,null,null,"","",null,null,null,null,null,null,null,null,null,null,null,null,null,null,null,null,null,null,null,null,null,null,null,null,null,null,null,null,null,null,null,null,null,null,null,null,null,null,null,null,null,null,null,null,null,null,null,null,null,null,null,null,null,null,null,null,null,null,null,null,null,null,null,null,null,null,null,null,null,null,null,null,null,null,null,null,null,null,null,null,null,null,null,null,null,null,null,null,null,null,null,null,0,0,0,0,0,0,0,0,0,0,0,0,0,0,0,0,0,0,0,0,0,0,0,0,0,0,0,0,0,0,0,0,0,0,0,0,0,0,0,0,0,0,0,0,0,0,0,0,0,0,0,0,0,0,0,0,0,0,0,0,0,0,0,0,0,0,0,0,0,0,0,0,0,0,0,0,0,0,0,0,0,0,0,0,0,0,0,0,0,0,0]
["",null,null,null,null,"","",null,null,null,null,null,null,null,null,null,null,null,null,null,null,null,null,null,null,null,null,null,null,null,null,null,null,null,null,null,null,null,null,null,null,null,null,null,null,null,null,null,null,null,null,null,null,null,null,null,null,null,null,null,null,null,null,null,null,null,null,null,null,null,null,null,null,null,null,null,null,null,null,null,null,null,null,null,null,null,null,null,null,null,null,null,null,null,null,null,null,null,null,0,0,0,0,0,0,0,0,0,0,0,0,0,0,0,0,0,0,0,0,0,0,0,0,0,0,0,0,0,0,0,0,0,0,0,0,0,0,0,0,0,0,0,0,0,0,0,0,0,0,0,0,0,0,0,0,0,0,0,0,0,0,0,0,0,0,0,0,0,0,0,0,0,0,0,0,0,0,0,0,0,0,0,0,0,0,0,0,0,0,0]
["",null,null,null,null,"","",null,null,null,null,null,null,null,null,null,null,null,null,null,null,null,null,null,null,null,null,null,null,null,null,null,null,null,null,null,null,null,null,null,null,null,null,null,null,null,null,null,null,null,null,null,null,null,null,null,null,null,null,null,null,null,null,null,null,null,null,null,null,null,null,null,null,null,null,null,null,null,null,null,null,null,null,null,null,null,null,null,null,null,null,null,null,null,null,null,null,null,null,0,0,0,0,0,0,0,0,0,0,0,0,0,0,0,0,0,0,0,0,0,0,0,0,0,0,0,0,0,0,0,0,0,0,0,0,0,0,0,0,0,0,0,0,0,0,0,0,0,0,0,0,0,0,0,0,0,0,0,0,0,0,0,0,0,0,0,0,0,0,0,0,0,0,0,0,0,0,0,0,0,0,0,0,0,0,0,0,0,0,0]
["",null,null,null,null,"","",null,null,null,null,null,null,null,null,null,null,null,null,null,null,null,null,null,null,null,null,null,null,null,null,null,null,null,null,null,null,null,null,null,null,null,null,null,null,null,null,null,null,null,null,null,null,null,null,null,null,null,null,null,null,null,null,null,null,null,null,null,null,null,null,null,null,null,null,null,null,null,null,null,null,null,null,null,null,null,null,null,null,null,null,null,null,null,null,null,null,null,null,0,0,0,0,0,0,0,0,0,0,0,0,0,0,0,0,0,0,0,0,0,0,0,0,0,0,0,0,0,0,0,0,0,0,0,0,0,0,0,0,0,0,0,0,0,0,0,0,0,0,0,0,0,0,0,0,0,0,0,0,0,0,0,0,0,0,0,0,0,0,0,0,0,0,0,0,0,0,0,0,0,0,0,0,0,0,0,0,0,0,0]
["",null,null,null,null,"","",null,null,null,null,null,null,null,null,null,null,null,null,null,null,null,null,null,null,null,null,null,null,null,null,null,null,null,null,null,null,null,null,null,null,null,null,null,null,null,null,null,null,null,null,null,null,null,null,null,null,null,null,null,null,null,null,null,null,null,null,null,null,null,null,null,null,null,null,null,null,null,null,null,null,null,null,null,null,null,null,null,null,null,null,null,null,null,null,null,null,null,null,0,0,0,0,0,0,0,0,0,0,0,0,0,0,0,0,0,0,0,0,0,0,0,0,0,0,0,0,0,0,0,0,0,0,0,0,0,0,0,0,0,0,0,0,0,0,0,0,0,0,0,0,0,0,0,0,0,0,0,0,0,0,0,0,0,0,0,0,0,0,0,0,0,0,0,0,0,0,0,0,0,0,0,0,0,0,0,0,0,0,0]
["",null,null,null,null,"","",null,null,null,null,null,null,null,null,null,null,null,null,null,null,null,null,null,null,null,null,null,null,null,null,null,null,null,null,null,null,null,null,null,null,null,null,null,null,null,null,null,null,null,null,null,null,null,null,null,null,null,null,null,null,null,null,null,null,null,null,null,null,null,null,null,null,null,null,null,null,null,null,null,null,null,null,null,null,null,null,null,null,null,null,null,null,null,null,null,null,null,null,0,0,0,0,0,0,0,0,0,0,0,0,0,0,0,0,0,0,0,0,0,0,0,0,0,0,0,0,0,0,0,0,0,0,0,0,0,0,0,0,0,0,0,0,0,0,0,0,0,0,0,0,0,0,0,0,0,0,0,0,0,0,0,0,0,0,0,0,0,0,0,0,0,0,0,0,0,0,0,0,0,0,0,0,0,0,0,0,0,0,0]
["",null,null,null,null,"","",null,null,null,null,null,null,null,null,null,null,null,null,null,null,null,null,null,null,null,null,null,null,null,null,null,null,null,null,null,null,null,null,null,null,null,null,null,null,null,null,null,null,null,null,null,null,null,null,null,null,null,null,null,null,null,null,null,null,null,null,null,null,null,null,null,null,null,null,null,null,null,null,null,null,null,null,null,null,null,null,null,null,null,null,null,null,null,null,null,null,null,null,0,0,0,0,0,0,0,0,0,0,0,0,0,0,0,0,0,0,0,0,0,0,0,0,0,0,0,0,0,0,0,0,0,0,0,0,0,0,0,0,0,0,0,0,0,0,0,0,0,0,0,0,0,0,0,0,0,0,0,0,0,0,0,0,0,0,0,0,0,0,0,0,0,0,0,0,0,0,0,0,0,0,0,0,0,0,0,0,0,0,0]
["",null,null,null,null,"","",null,null,null,null,null,null,null,null,null,null,null,null,null,null,null,null,null,null,null,null,null,null,null,null,null,null,null,null,null,null,null,null,null,null,null,null,null,null,null,null,null,null,null,null,null,null,null,null,null,null,null,null,null,null,null,null,null,null,null,null,null,null,null,null,null,null,null,null,null,null,null,null,null,null,null,null,null,null,null,null,null,null,null,null,null,null,null,null,null,null,null,null,0,0,0,0,0,0,0,0,0,0,0,0,0,0,0,0,0,0,0,0,0,0,0,0,0,0,0,0,0,0,0,0,0,0,0,0,0,0,0,0,0,0,0,0,0,0,0,0,0,0,0,0,0,0,0,0,0,0,0,0,0,0,0,0,0,0,0,0,0,0,0,0,0,0,0,0,0,0,0,0,0,0,0,0,0,0,0,0,0,0,0]
["",null,null,null,null,"","",null,null,null,null,null,null,null,null,null,null,null,null,null,null,null,null,null,null,null,null,null,null,null,null,null,null,null,null,null,null,null,null,null,null,null,null,null,null,null,null,null,null,null,null,null,null,null,null,null,null,null,null,null,null,null,null,null,null,null,null,null,null,null,null,null,null,null,null,null,null,null,null,null,null,null,null,null,null,null,null,null,null,null,null,null,null,null,null,null,null,null,null,{"$f":"IFERROR($D66*H66,\"\")","v":0},{"$f":"IFERROR($D66*I66,\"\")","v":0},{"$f":"IFERROR($D66*J66,\"\")","v":0},{"$f":"IFERROR($D66*K66,\"\")","v":0},{"$f":"IFERROR($D66*L66,\"\")","v":0},{"$f":"IFERROR($D66*M66,\"\")","v":0},{"$f":"IFERROR($D66*N66,\"\")","v":0},{"$f":"IFERROR($D66*O66,\"\")","v":0},{"$f":"IFERROR($D66*P66,\"\")","v":0},{"$f":"IFERROR($D66*Q66,\"\")","v":0},{"$f":"IFERROR($D66*R66,\"\")","v":0},{"$f":"IFERROR($D66*S66,\"\")","v":0},{"$f":"IFERROR($D66*T66,\"\")","v":0},{"$f":"IFERROR($D66*U66,\"\")","v":0},{"$f":"IFERROR($D66*V66,\"\")","v":0},{"$f":"IFERROR($D66*W66,\"\")","v":0},{"$f":"IFERROR($D66*X66,\"\")","v":0},{"$f":"IFERROR($D66*Y66,\"\")","v":0},{"$f":"IFERROR($D66*Z66,\"\")","v":0},{"$f":"IFERROR($D66*AA66,\"\")","v":0},{"$f":"IFERROR($D66*AB66,\"\")","v":0},{"$f":"IFERROR($D66*AC66,\"\")","v":0},{"$f":"IFERROR($D66*AD66,\"\")","v":0},{"$f":"IFERROR($D66*AE66,\"\")","v":0},{"$f":"IFERROR($D66*AF66,\"\")","v":0},{"$f":"IFERROR($D66*AG66,\"\")","v":0},{"$f":"IFERROR($D66*AH66,\"\")","v":0},{"$f":"IFERROR($D66*AI66,\"\")","v":0},{"$f":"IFERROR($D66*AJ66,\"\")","v":0},{"$f":"IFERROR($D66*AK66,\"\")","v":0},{"$f":"IFERROR($D66*AL66,\"\")","v":0},{"$f":"IFERROR($D66*AM66,\"\")","v":0},{"$f":"IFERROR($D66*AN66,\"\")","v":0},{"$f":"IFERROR($D66*AO66,\"\")","v":0},{"$f":"IFERROR($D66*AP66,\"\")","v":0},{"$f":"IFERROR($D66*AQ66,\"\")","v":0},{"$f":"IFERROR($D66*AR66,\"\")","v":0},{"$f":"IFERROR($D66*AS66,\"\")","v":0},{"$f":"IFERROR($D66*AT66,\"\")","v":0},{"$f":"IFERROR($D66*AU66,\"\")","v":0},{"$f":"IFERROR($D66*AV66,\"\")","v":0},{"$f":"IFERROR($D66*AW66,\"\")","v":0},{"$f":"IFERROR($D66*AX66,\"\")","v":0},{"$f":"IFERROR($D66*AY66,\"\")","v":0},{"$f":"IFERROR($D66*AZ66,\"\")","v":0},{"$f":"IFERROR($D66*BA66,\"\")","v":0},{"$f":"IFERROR($D66*BB66,\"\")","v":0},{"$f":"IFERROR($D66*BC66,\"\")","v":0},{"$f":"IFERROR($D66*BD66,\"\")","v":0},{"$f":"IFERROR($D66*BE66,\"\")","v":0},{"$f":"IFERROR($D66*BF66,\"\")","v":0},{"$f":"IFERROR($D66*BG66,\"\")","v":0},{"$f":"IFERROR($D66*BH66,\"\")","v":0},{"$f":"IFERROR($D66*BI66,\"\")","v":0},{"$f":"IFERROR($D66*BJ66,\"\")","v":0},{"$f":"IFERROR($D66*BK66,\"\")","v":0},{"$f":"IFERROR($D66*BL66,\"\")","v":0},{"$f":"IFERROR($D66*BM66,\"\")","v":0},{"$f":"IFERROR($D66*BN66,\"\")","v":0},{"$f":"IFERROR($D66*BO66,\"\")","v":0},{"$f":"IFERROR($D66*BP66,\"\")","v":0},{"$f":"IFERROR($D66*BQ66,\"\")","v":0},{"$f":"IFERROR($D66*BR66,\"\")","v":0},{"$f":"IFERROR($D66*BS66,\"\")","v":0},{"$f":"IFERROR($D66*BT66,\"\")","v":0},{"$f":"IFERROR($D66*BU66,\"\")","v":0},{"$f":"IFERROR($D66*BV66,\"\")","v":0},{"$f":"IFERROR($D66*BW66,\"\")","v":0},{"$f":"IFERROR($D66*BX66,\"\")","v":0},{"$f":"IFERROR($D66*BY66,\"\")","v":0},{"$f":"IFERROR($D66*BZ66,\"\")","v":0},{"$f":"IFERROR($D66*CA66,\"\")","v":0},{"$f":"IFERROR($D66*CB66,\"\")","v":0},{"$f":"IFERROR($D66*CC66,\"\")","v":0},{"$f":"IFERROR($D66*CD66,\"\")","v":0},{"$f":"IFERROR($D66*CE66,\"\")","v":0},{"$f":"IFERROR($D66*CF66,\"\")","v":0},{"$f":"IFERROR($D66*CG66,\"\")","v":0},{"$f":"IFERROR($D66*CH66,\"\")","v":0},{"$f":"IFERROR($D66*CI66,\"\")","v":0},{"$f":"IFERROR($D66*CJ66,\"\")","v":0},{"$f":"IFERROR($D66*CK66,\"\")","v":0},{"$f":"IFERROR($D66*CL66,\"\")","v":0},{"$f":"IFERROR($D66*CM66,\"\")","v":0},{"$f":"IFERROR($D66*CN66,\"\")","v":0},{"$f":"IFERROR($D66*CO66,\"\")","v":0},{"$f":"IFERROR($D66*CP66,\"\")","v":0},{"$f":"IFERROR($D66*CQ66,\"\")","v":0},{"$f":"IFERROR($D66*CR66,\"\")","v":0},{"$f":"IFERROR($D66*CS66,\"\")","v":0},{"$f":"IFERROR($D66*CT66,\"\")","v":0}]
["",null,null,null,null,"","",null,null,null,null,null,null,null,null,null,null,null,null,null,null,null,null,null,null,null,null,null,null,null,null,null,null,null,null,null,null,null,null,null,null,null,null,null,null,null,null,null,null,null,null,null,null,null,null,null,null,null,null,null,null,null,null,null,null,null,null,null,null,null,null,null,null,null,null,null,null,null,null,null,null,null,null,null,null,null,null,null,null,null,null,null,null,null,null,null,null,null,null,0,0,0,0,0,0,0,0,0,0,0,0,0,0,0,0,0,0,0,0,0,0,0,0,0,0,0,0,0,0,0,0,0,0,0,0,0,0,0,0,0,0,0,0,0,0,0,0,0,0,0,0,0,0,0,0,0,0,0,0,0,0,0,0,0,0,0,0,0,0,0,0,0,0,0,0,0,0,0,0,0,0,0,0,0,0,0,0,0,0,0]
["",null,null,null,null,"","",null,null,null,null,null,null,null,null,null,null,null,null,null,null,null,null,null,null,null,null,null,null,null,null,null,null,null,null,null,null,null,null,null,null,null,null,null,null,null,null,null,null,null,null,null,null,null,null,null,null,null,null,null,null,null,null,null,null,null,null,null,null,null,null,null,null,null,null,null,null,null,null,null,null,null,null,null,null,null,null,null,null,null,null,null,null,null,null,null,null,null,null,0,0,0,0,0,0,0,0,0,0,0,0,0,0,0,0,0,0,0,0,0,0,0,0,0,0,0,0,0,0,0,0,0,0,0,0,0,0,0,0,0,0,0,0,0,0,0,0,0,0,0,0,0,0,0,0,0,0,0,0,0,0,0,0,0,0,0,0,0,0,0,0,0,0,0,0,0,0,0,0,0,0,0,0,0,0,0,0,0,0,0]
["",null,null,null,null,"","",null,null,null,null,null,null,null,null,null,null,null,null,null,null,null,null,null,null,null,null,null,null,null,null,null,null,null,null,null,null,null,null,null,null,null,null,null,null,null,null,null,null,null,null,null,null,null,null,null,null,null,null,null,null,null,null,null,null,null,null,null,null,null,null,null,null,null,null,null,null,null,null,null,null,null,null,null,null,null,null,null,null,null,null,null,null,null,null,null,null,null,null,0,0,0,0,0,0,0,0,0,0,0,0,0,0,0,0,0,0,0,0,0,0,0,0,0,0,0,0,0,0,0,0,0,0,0,0,0,0,0,0,0,0,0,0,0,0,0,0,0,0,0,0,0,0,0,0,0,0,0,0,0,0,0,0,0,0,0,0,0,0,0,0,0,0,0,0,0,0,0,0,0,0,0,0,0,0,0,0,0,0,0]
["",null,null,null,null,"","",null,null,null,null,null,null,null,null,null,null,null,null,null,null,null,null,null,null,null,null,null,null,null,null,null,null,null,null,null,null,null,null,null,null,null,null,null,null,null,null,null,null,null,null,null,null,null,null,null,null,null,null,null,null,null,null,null,null,null,null,null,null,null,null,null,null,null,null,null,null,null,null,null,null,null,null,null,null,null,null,null,null,null,null,null,null,null,null,null,null,null,null,0,0,0,0,0,0,0,0,0,0,0,0,0,0,0,0,0,0,0,0,0,0,0,0,0,0,0,0,0,0,0,0,0,0,0,0,0,0,0,0,0,0,0,0,0,0,0,0,0,0,0,0,0,0,0,0,0,0,0,0,0,0,0,0,0,0,0,0,0,0,0,0,0,0,0,0,0,0,0,0,0,0,0,0,0,0,0,0,0,0,0]
["",null,null,null,null,"","",null,null,null,null,null,null,null,null,null,null,null,null,null,null,null,null,null,null,null,null,null,null,null,null,null,null,null,null,null,null,null,null,null,null,null,null,null,null,null,null,null,null,null,null,null,null,null,null,null,null,null,null,null,null,null,null,null,null,null,null,null,null,null,null,null,null,null,null,null,null,null,null,null,null,null,null,null,null,null,null,null,null,null,null,null,null,null,null,null,null,null,null,0,0,0,0,0,0,0,0,0,0,0,0,0,0,0,0,0,0,0,0,0,0,0,0,0,0,0,0,0,0,0,0,0,0,0,0,0,0,0,0,0,0,0,0,0,0,0,0,0,0,0,0,0,0,0,0,0,0,0,0,0,0,0,0,0,0,0,0,0,0,0,0,0,0,0,0,0,0,0,0,0,0,0,0,0,0,0,0,0,0,0]
["",null,null,null,null,"","",null,null,null,null,null,null,null,null,null,null,null,null,null,null,null,null,null,null,null,null,null,null,null,null,null,null,null,null,null,null,null,null,null,null,null,null,null,null,null,null,null,null,null,null,null,null,null,null,null,null,null,null,null,null,null,null,null,null,null,null,null,null,null,null,null,null,null,null,null,null,null,null,null,null,null,null,null,null,null,null,null,null,null,null,null,null,null,null,null,null,null,null,0,0,0,0,0,0,0,0,0,0,0,0,0,0,0,0,0,0,0,0,0,0,0,0,0,0,0,0,0,0,0,0,0,0,0,0,0,0,0,0,0,0,0,0,0,0,0,0,0,0,0,0,0,0,0,0,0,0,0,0,0,0,0,0,0,0,0,0,0,0,0,0,0,0,0,0,0,0,0,0,0,0,0,0,0,0,0,0,0,0,0]
["",null,null,null,null,"","",null,null,null,null,null,null,null,null,null,null,null,null,null,null,null,null,null,null,null,null,null,null,null,null,null,null,null,null,null,null,null,null,null,null,null,null,null,null,null,null,null,null,null,null,null,null,null,null,null,null,null,null,null,null,null,null,null,null,null,null,null,null,null,null,null,null,null,null,null,null,null,null,null,null,null,null,null,null,null,null,null,null,null,null,null,null,null,null,null,null,null,null,0,0,0,0,0,0,0,0,0,0,0,0,0,0,0,0,0,0,0,0,0,0,0,0,0,0,0,0,0,0,0,0,0,0,0,0,0,0,0,0,0,0,0,0,0,0,0,0,0,0,0,0,0,0,0,0,0,0,0,0,0,0,0,0,0,0,0,0,0,0,0,0,0,0,0,0,0,0,0,0,0,0,0,0,0,0,0,0,0,0,0]
["",null,null,null,null,"","",null,null,null,null,null,null,null,null,null,null,null,null,null,null,null,null,null,null,null,null,null,null,null,null,null,null,null,null,null,null,null,null,null,null,null,null,null,null,null,null,null,null,null,null,null,null,null,null,null,null,null,null,null,null,null,null,null,null,null,null,null,null,null,null,null,null,null,null,null,null,null,null,null,null,null,null,null,null,null,null,null,null,null,null,null,null,null,null,null,null,null,null,0,0,0,0,0,0,0,0,0,0,0,0,0,0,0,0,0,0,0,0,0,0,0,0,0,0,0,0,0,0,0,0,0,0,0,0,0,0,0,0,0,0,0,0,0,0,0,0,0,0,0,0,0,0,0,0,0,0,0,0,0,0,0,0,0,0,0,0,0,0,0,0,0,0,0,0,0,0,0,0,0,0,0,0,0,0,0,0,0,0,0]
["",null,null,null,null,"","",null,null,null,null,null,null,null,null,null,null,null,null,null,null,null,null,null,null,null,null,null,null,null,null,null,null,null,null,null,null,null,null,null,null,null,null,null,null,null,null,null,null,null,null,null,null,null,null,null,null,null,null,null,null,null,null,null,null,null,null,null,null,null,null,null,null,null,null,null,null,null,null,null,null,null,null,null,null,null,null,null,null,null,null,null,null,null,null,null,null,null,null,0,0,0,0,0,0,0,0,0,0,0,0,0,0,0,0,0,0,0,0,0,0,0,0,0,0,0,0,0,0,0,0,0,0,0,0,0,0,0,0,0,0,0,0,0,0,0,0,0,0,0,0,0,0,0,0,0,0,0,0,0,0,0,0,0,0,0,0,0,0,0,0,0,0,0,0,0,0,0,0,0,0,0,0,0,0,0,0,0,0,0]
["",null,null,null,null,"","",null,null,null,null,null,null,null,null,null,null,null,null,null,null,null,null,null,null,null,null,null,null,null,null,null,null,null,null,null,null,null,null,null,null,null,null,null,null,null,null,null,null,null,null,null,null,null,null,null,null,null,null,null,null,null,null,null,null,null,null,null,null,null,null,null,null,null,null,null,null,null,null,null,null,null,null,null,null,null,null,null,null,null,null,null,null,null,null,null,null,null,null,0,0,0,0,0,0,0,0,0,0,0,0,0,0,0,0,0,0,0,0,0,0,0,0,0,0,0,0,0,0,0,0,0,0,0,0,0,0,0,0,0,0,0,0,0,0,0,0,0,0,0,0,0,0,0,0,0,0,0,0,0,0,0,0,0,0,0,0,0,0,0,0,0,0,0,0,0,0,0,0,0,0,0,0,0,0,0,0,0,0,0]
["",null,null,null,null,"","",null,null,null,null,null,null,null,null,null,null,null,null,null,null,null,null,null,null,null,null,null,null,null,null,null,null,null,null,null,null,null,null,null,null,null,null,null,null,null,null,null,null,null,null,null,null,null,null,null,null,null,null,null,null,null,null,null,null,null,null,null,null,null,null,null,null,null,null,null,null,null,null,null,null,null,null,null,null,null,null,null,null,null,null,null,null,null,null,null,null,null,null,0,0,0,0,0,0,0,0,0,0,0,0,0,0,0,0,0,0,0,0,0,0,0,0,0,0,0,0,0,0,0,0,0,0,0,0,0,0,0,0,0,0,0,0,0,0,0,0,0,0,0,0,0,0,0,0,0,0,0,0,0,0,0,0,0,0,0,0,0,0,0,0,0,0,0,0,0,0,0,0,0,0,0,0,0,0,0,0,0,0,0]
["",null,null,null,null,"","",null,null,null,null,null,null,null,null,null,null,null,null,null,null,null,null,null,null,null,null,null,null,null,null,null,null,null,null,null,null,null,null,null,null,null,null,null,null,null,null,null,null,null,null,null,null,null,null,null,null,null,null,null,null,null,null,null,null,null,null,null,null,null,null,null,null,null,null,null,null,null,null,null,null,null,null,null,null,null,null,null,null,null,null,null,null,null,null,null,null,null,null,0,0,0,0,0,0,0,0,0,0,0,0,0,0,0,0,0,0,0,0,0,0,0,0,0,0,0,0,0,0,0,0,0,0,0,0,0,0,0,0,0,0,0,0,0,0,0,0,0,0,0,0,0,0,0,0,0,0,0,0,0,0,0,0,0,0,0,0,0,0,0,0,0,0,0,0,0,0,0,0,0,0,0,0,0,0,0,0,0,0,0]
["",null,null,null,null,"","",null,null,null,null,null,null,null,null,null,null,null,null,null,null,null,null,null,null,null,null,null,null,null,null,null,null,null,null,null,null,null,null,null,null,null,null,null,null,null,null,null,null,null,null,null,null,null,null,null,null,null,null,null,null,null,null,null,null,null,null,null,null,null,null,null,null,null,null,null,null,null,null,null,null,null,null,null,null,null,null,null,null,null,null,null,null,null,null,null,null,null,null,0,0,0,0,0,0,0,0,0,0,0,0,0,0,0,0,0,0,0,0,0,0,0,0,0,0,0,0,0,0,0,0,0,0,0,0,0,0,0,0,0,0,0,0,0,0,0,0,0,0,0,0,0,0,0,0,0,0,0,0,0,0,0,0,0,0,0,0,0,0,0,0,0,0,0,0,0,0,0,0,0,0,0,0,0,0,0,0,0,0,0]
["",null,null,null,null,"","",null,null,null,null,null,null,null,null,null,null,null,null,null,null,null,null,null,null,null,null,null,null,null,null,null,null,null,null,null,null,null,null,null,null,null,null,null,null,null,null,null,null,null,null,null,null,null,null,null,null,null,null,null,null,null,null,null,null,null,null,null,null,null,null,null,null,null,null,null,null,null,null,null,null,null,null,null,null,null,null,null,null,null,null,null,null,null,null,null,null,null,null,0,0,0,0,0,0,0,0,0,0,0,0,0,0,0,0,0,0,0,0,0,0,0,0,0,0,0,0,0,0,0,0,0,0,0,0,0,0,0,0,0,0,0,0,0,0,0,0,0,0,0,0,0,0,0,0,0,0,0,0,0,0,0,0,0,0,0,0,0,0,0,0,0,0,0,0,0,0,0,0,0,0,0,0,0,0,0,0,0,0,0]
["",null,null,null,null,"","",null,null,null,null,null,null,null,null,null,null,null,null,null,null,null,null,null,null,null,null,null,null,null,null,null,null,null,null,null,null,null,null,null,null,null,null,null,null,null,null,null,null,null,null,null,null,null,null,null,null,null,null,null,null,null,null,null,null,null,null,null,null,null,null,null,null,null,null,null,null,null,null,null,null,null,null,null,null,null,null,null,null,null,null,null,null,null,null,null,null,null,null,0,0,0,0,0,0,0,0,0,0,0,0,0,0,0,0,0,0,0,0,0,0,0,0,0,0,0,0,0,0,0,0,0,0,0,0,0,0,0,0,0,0,0,0,0,0,0,0,0,0,0,0,0,0,0,0,0,0,0,0,0,0,0,0,0,0,0,0,0,0,0,0,0,0,0,0,0,0,0,0,0,0,0,0,0,0,0,0,0,0,0]
["",null,null,null,null,"","",null,null,null,null,null,null,null,null,null,null,null,null,null,null,null,null,null,null,null,null,null,null,null,null,null,null,null,null,null,null,null,null,null,null,null,null,null,null,null,null,null,null,null,null,null,null,null,null,null,null,null,null,null,null,null,null,null,null,null,null,null,null,null,null,null,null,null,null,null,null,null,null,null,null,null,null,null,null,null,null,null,null,null,null,null,null,null,null,null,null,null,null,0,0,0,0,0,0,0,0,0,0,0,0,0,0,0,0,0,0,0,0,0,0,0,0,0,0,0,0,0,0,0,0,0,0,0,0,0,0,0,0,0,0,0,0,0,0,0,0,0,0,0,0,0,0,0,0,0,0,0,0,0,0,0,0,0,0,0,0,0,0,0,0,0,0,0,0,0,0,0,0,0,0,0,0,0,0,0,0,0,0,0]
["",null,null,null,null,"","",null,null,null,null,null,null,null,null,null,null,null,null,null,null,null,null,null,null,null,null,null,null,null,null,null,null,null,null,null,null,null,null,null,null,null,null,null,null,null,null,null,null,null,null,null,null,null,null,null,null,null,null,null,null,null,null,null,null,null,null,null,null,null,null,null,null,null,null,null,null,null,null,null,null,null,null,null,null,null,null,null,null,null,null,null,null,null,null,null,null,null,null,0,0,0,0,0,0,0,0,0,0,0,0,0,0,0,0,0,0,0,0,0,0,0,0,0,0,0,0,0,0,0,0,0,0,0,0,0,0,0,0,0,0,0,0,0,0,0,0,0,0,0,0,0,0,0,0,0,0,0,0,0,0,0,0,0,0,0,0,0,0,0,0,0,0,0,0,0,0,0,0,0,0,0,0,0,0,0,0,0,0,0]
["",null,null,null,null,"","",null,null,null,null,null,null,null,null,null,null,null,null,null,null,null,null,null,null,null,null,null,null,null,null,null,null,null,null,null,null,null,null,null,null,null,null,null,null,null,null,null,null,null,null,null,null,null,null,null,null,null,null,null,null,null,null,null,null,null,null,null,null,null,null,null,null,null,null,null,null,null,null,null,null,null,null,null,null,null,null,null,null,null,null,null,null,null,null,null,null,null,null,0,0,0,0,0,0,0,0,0,0,0,0,0,0,0,0,0,0,0,0,0,0,0,0,0,0,0,0,0,0,0,0,0,0,0,0,0,0,0,0,0,0,0,0,0,0,0,0,0,0,0,0,0,0,0,0,0,0,0,0,0,0,0,0,0,0,0,0,0,0,0,0,0,0,0,0,0,0,0,0,0,0,0,0,0,0,0,0,0,0,0]
["",null,null,null,null,"","",null,null,null,null,null,null,null,null,null,null,null,null,null,null,null,null,null,null,null,null,null,null,null,null,null,null,null,null,null,null,null,null,null,null,null,null,null,null,null,null,null,null,null,null,null,null,null,null,null,null,null,null,null,null,null,null,null,null,null,null,null,null,null,null,null,null,null,null,null,null,null,null,null,null,null,null,null,null,null,null,null,null,null,null,null,null,null,null,null,null,null,null,0,0,0,0,0,0,0,0,0,0,0,0,0,0,0,0,0,0,0,0,0,0,0,0,0,0,0,0,0,0,0,0,0,0,0,0,0,0,0,0,0,0,0,0,0,0,0,0,0,0,0,0,0,0,0,0,0,0,0,0,0,0,0,0,0,0,0,0,0,0,0,0,0,0,0,0,0,0,0,0,0,0,0,0,0,0,0,0,0,0,0]
["",null,null,null,null,"","",null,null,null,null,null,null,null,null,null,null,null,null,null,null,null,null,null,null,null,null,null,null,null,null,null,null,null,null,null,null,null,null,null,null,null,null,null,null,null,null,null,null,null,null,null,null,null,null,null,null,null,null,null,null,null,null,null,null,null,null,null,null,null,null,null,null,null,null,null,null,null,null,null,null,null,null,null,null,null,null,null,null,null,null,null,null,null,null,null,null,null,null,{"$f":"IFERROR($D86*H86,\"\")","v":0},{"$f":"IFERROR($D86*I86,\"\")","v":0},{"$f":"IFERROR($D86*J86,\"\")","v":0},{"$f":"IFERROR($D86*K86,\"\")","v":0},{"$f":"IFERROR($D86*L86,\"\")","v":0},{"$f":"IFERROR($D86*M86,\"\")","v":0},{"$f":"IFERROR($D86*N86,\"\")","v":0},{"$f":"IFERROR($D86*O86,\"\")","v":0},{"$f":"IFERROR($D86*P86,\"\")","v":0},{"$f":"IFERROR($D86*Q86,\"\")","v":0},{"$f":"IFERROR($D86*R86,\"\")","v":0},{"$f":"IFERROR($D86*S86,\"\")","v":0},{"$f":"IFERROR($D86*T86,\"\")","v":0},{"$f":"IFERROR($D86*U86,\"\")","v":0},{"$f":"IFERROR($D86*V86,\"\")","v":0},{"$f":"IFERROR($D86*W86,\"\")","v":0},{"$f":"IFERROR($D86*X86,\"\")","v":0},{"$f":"IFERROR($D86*Y86,\"\")","v":0},{"$f":"IFERROR($D86*Z86,\"\")","v":0},{"$f":"IFERROR($D86*AA86,\"\")","v":0},{"$f":"IFERROR($D86*AB86,\"\")","v":0},{"$f":"IFERROR($D86*AC86,\"\")","v":0},{"$f":"IFERROR($D86*AD86,\"\")","v":0},{"$f":"IFERROR($D86*AE86,\"\")","v":0},{"$f":"IFERROR($D86*AF86,\"\")","v":0},{"$f":"IFERROR($D86*AG86,\"\")","v":0},{"$f":"IFERROR($D86*AH86,\"\")","v":0},{"$f":"IFERROR($D86*AI86,\"\")","v":0},{"$f":"IFERROR($D86*AJ86,\"\")","v":0},{"$f":"IFERROR($D86*AK86,\"\")","v":0},{"$f":"IFERROR($D86*AL86,\"\")","v":0},{"$f":"IFERROR($D86*AM86,\"\")","v":0},{"$f":"IFERROR($D86*AN86,\"\")","v":0},{"$f":"IFERROR($D86*AO86,\"\")","v":0},{"$f":"IFERROR($D86*AP86,\"\")","v":0},{"$f":"IFERROR($D86*AQ86,\"\")","v":0},{"$f":"IFERROR($D86*AR86,\"\")","v":0},{"$f":"IFERROR($D86*AS86,\"\")","v":0},{"$f":"IFERROR($D86*AT86,\"\")","v":0},{"$f":"IFERROR($D86*AU86,\"\")","v":0},{"$f":"IFERROR($D86*AV86,\"\")","v":0},{"$f":"IFERROR($D86*AW86,\"\")","v":0},{"$f":"IFERROR($D86*AX86,\"\")","v":0},{"$f":"IFERROR($D86*AY86,\"\")","v":0},{"$f":"IFERROR($D86*AZ86,\"\")","v":0},{"$f":"IFERROR($D86*BA86,\"\")","v":0},{"$f":"IFERROR($D86*BB86,\"\")","v":0},{"$f":"IFERROR($D86*BC86,\"\")","v":0},{"$f":"IFERROR($D86*BD86,\"\")","v":0},{"$f":"IFERROR($D86*BE86,\"\")","v":0},{"$f":"IFERROR($D86*BF86,\"\")","v":0},{"$f":"IFERROR($D86*BG86,\"\")","v":0},{"$f":"IFERROR($D86*BH86,\"\")","v":0},{"$f":"IFERROR($D86*BI86,\"\")","v":0},{"$f":"IFERROR($D86*BJ86,\"\")","v":0},{"$f":"IFERROR($D86*BK86,\"\")","v":0},{"$f":"IFERROR($D86*BL86,\"\")","v":0},{"$f":"IFERROR($D86*BM86,\"\")","v":0},{"$f":"IFERROR($D86*BN86,\"\")","v":0},{"$f":"IFERROR($D86*BO86,\"\")","v":0},{"$f":"IFERROR($D86*BP86,\"\")","v":0},{"$f":"IFERROR($D86*BQ86,\"\")","v":0},{"$f":"IFERROR($D86*BR86,\"\")","v":0},{"$f":"IFERROR($D86*BS86,\"\")","v":0},{"$f":"IFERROR($D86*BT86,\"\")","v":0},{"$f":"IFERROR($D86*BU86,\"\")","v":0},{"$f":"IFERROR($D86*BV86,\"\")","v":0},{"$f":"IFERROR($D86*BW86,\"\")","v":0},{"$f":"IFERROR($D86*BX86,\"\")","v":0},{"$f":"IFERROR($D86*BY86,\"\")","v":0},{"$f":"IFERROR($D86*BZ86,\"\")","v":0},{"$f":"IFERROR($D86*CA86,\"\")","v":0},{"$f":"IFERROR($D86*CB86,\"\")","v":0},{"$f":"IFERROR($D86*CC86,\"\")","v":0},{"$f":"IFERROR($D86*CD86,\"\")","v":0},{"$f":"IFERROR($D86*CE86,\"\")","v":0},{"$f":"IFERROR($D86*CF86,\"\")","v":0},{"$f":"IFERROR($D86*CG86,\"\")","v":0},{"$f":"IFERROR($D86*CH86,\"\")","v":0},{"$f":"IFERROR($D86*CI86,\"\")","v":0},{"$f":"IFERROR($D86*CJ86,\"\")","v":0},{"$f":"IFERROR($D86*CK86,\"\")","v":0},{"$f":"IFERROR($D86*CL86,\"\")","v":0},{"$f":"IFERROR($D86*CM86,\"\")","v":0},{"$f":"IFERROR($D86*CN86,\"\")","v":0},{"$f":"IFERROR($D86*CO86,\"\")","v":0},{"$f":"IFERROR($D86*CP86,\"\")","v":0},{"$f":"IFERROR($D86*CQ86,\"\")","v":0},{"$f":"IFERROR($D86*CR86,\"\")","v":0},{"$f":"IFERROR($D86*CS86,\"\")","v":0},{"$f":"IFERROR($D86*CT86,\"\")","v":0}]
["",null,null,null,null,"","",null,null,null,null,null,null,null,null,null,null,null,null,null,null,null,null,null,null,null,null,null,null,null,null,null,null,null,null,null,null,null,null,null,null,null,null,null,null,null,null,null,null,null,null,null,null,null,null,null,null,null,null,null,null,null,null,null,null,null,null,null,null,null,null,null,null,null,null,null,null,null,null,null,null,null,null,null,null,null,null,null,null,null,null,null,null,null,null,null,null,null,null,0,0,0,0,0,0,0,0,0,0,0,0,0,0,0,0,0,0,0,0,0,0,0,0,0,0,0,0,0,0,0,0,0,0,0,0,0,0,0,0,0,0,0,0,0,0,0,0,0,0,0,0,0,0,0,0,0,0,0,0,0,0,0,0,0,0,0,0,0,0,0,0,0,0,0,0,0,0,0,0,0,0,0,0,0,0,0,0,0,0,0]
["",null,null,null,null,"","",null,null,null,null,null,null,null,null,null,null,null,null,null,null,null,null,null,null,null,null,null,null,null,null,null,null,null,null,null,null,null,null,null,null,null,null,null,null,null,null,null,null,null,null,null,null,null,null,null,null,null,null,null,null,null,null,null,null,null,null,null,null,null,null,null,null,null,null,null,null,null,null,null,null,null,null,null,null,null,null,null,null,null,null,null,null,null,null,null,null,null,null,0,0,0,0,0,0,0,0,0,0,0,0,0,0,0,0,0,0,0,0,0,0,0,0,0,0,0,0,0,0,0,0,0,0,0,0,0,0,0,0,0,0,0,0,0,0,0,0,0,0,0,0,0,0,0,0,0,0,0,0,0,0,0,0,0,0,0,0,0,0,0,0,0,0,0,0,0,0,0,0,0,0,0,0,0,0,0,0,0,0,0]
["",null,null,null,null,"","",null,null,null,null,null,null,null,null,null,null,null,null,null,null,null,null,null,null,null,null,null,null,null,null,null,null,null,null,null,null,null,null,null,null,null,null,null,null,null,null,null,null,null,null,null,null,null,null,null,null,null,null,null,null,null,null,null,null,null,null,null,null,null,null,null,null,null,null,null,null,null,null,null,null,null,null,null,null,null,null,null,null,null,null,null,null,null,null,null,null,null,null,0,0,0,0,0,0,0,0,0,0,0,0,0,0,0,0,0,0,0,0,0,0,0,0,0,0,0,0,0,0,0,0,0,0,0,0,0,0,0,0,0,0,0,0,0,0,0,0,0,0,0,0,0,0,0,0,0,0,0,0,0,0,0,0,0,0,0,0,0,0,0,0,0,0,0,0,0,0,0,0,0,0,0,0,0,0,0,0,0,0,0]
["",null,null,null,null,"","",null,null,null,null,null,null,null,null,null,null,null,null,null,null,null,null,null,null,null,null,null,null,null,null,null,null,null,null,null,null,null,null,null,null,null,null,null,null,null,null,null,null,null,null,null,null,null,null,null,null,null,null,null,null,null,null,null,null,null,null,null,null,null,null,null,null,null,null,null,null,null,null,null,null,null,null,null,null,null,null,null,null,null,null,null,null,null,null,null,null,null,null,0,0,0,0,0,0,0,0,0,0,0,0,0,0,0,0,0,0,0,0,0,0,0,0,0,0,0,0,0,0,0,0,0,0,0,0,0,0,0,0,0,0,0,0,0,0,0,0,0,0,0,0,0,0,0,0,0,0,0,0,0,0,0,0,0,0,0,0,0,0,0,0,0,0,0,0,0,0,0,0,0,0,0,0,0,0,0,0,0,0,0]
["",null,null,null,null,"","",null,null,null,null,null,null,null,null,null,null,null,null,null,null,null,null,null,null,null,null,null,null,null,null,null,null,null,null,null,null,null,null,null,null,null,null,null,null,null,null,null,null,null,null,null,null,null,null,null,null,null,null,null,null,null,null,null,null,null,null,null,null,null,null,null,null,null,null,null,null,null,null,null,null,null,null,null,null,null,null,null,null,null,null,null,null,null,null,null,null,null,null,0,0,0,0,0,0,0,0,0,0,0,0,0,0,0,0,0,0,0,0,0,0,0,0,0,0,0,0,0,0,0,0,0,0,0,0,0,0,0,0,0,0,0,0,0,0,0,0,0,0,0,0,0,0,0,0,0,0,0,0,0,0,0,0,0,0,0,0,0,0,0,0,0,0,0,0,0,0,0,0,0,0,0,0,0,0,0,0,0,0,0]
["",null,null,null,null,"","",null,null,null,null,null,null,null,null,null,null,null,null,null,null,null,null,null,null,null,null,null,null,null,null,null,null,null,null,null,null,null,null,null,null,null,null,null,null,null,null,null,null,null,null,null,null,null,null,null,null,null,null,null,null,null,null,null,null,null,null,null,null,null,null,null,null,null,null,null,null,null,null,null,null,null,null,null,null,null,null,null,null,null,null,null,null,null,null,null,null,null,null,0,0,0,0,0,0,0,0,0,0,0,0,0,0,0,0,0,0,0,0,0,0,0,0,0,0,0,0,0,0,0,0,0,0,0,0,0,0,0,0,0,0,0,0,0,0,0,0,0,0,0,0,0,0,0,0,0,0,0,0,0,0,0,0,0,0,0,0,0,0,0,0,0,0,0,0,0,0,0,0,0,0,0,0,0,0,0,0,0,0,0]
["",null,null,null,null,"","",null,null,null,null,null,null,null,null,null,null,null,null,null,null,null,null,null,null,null,null,null,null,null,null,null,null,null,null,null,null,null,null,null,null,null,null,null,null,null,null,null,null,null,null,null,null,null,null,null,null,null,null,null,null,null,null,null,null,null,null,null,null,null,null,null,null,null,null,null,null,null,null,null,null,null,null,null,null,null,null,null,null,null,null,null,null,null,null,null,null,null,null,0,0,0,0,0,0,0,0,0,0,0,0,0,0,0,0,0,0,0,0,0,0,0,0,0,0,0,0,0,0,0,0,0,0,0,0,0,0,0,0,0,0,0,0,0,0,0,0,0,0,0,0,0,0,0,0,0,0,0,0,0,0,0,0,0,0,0,0,0,0,0,0,0,0,0,0,0,0,0,0,0,0,0,0,0,0,0,0,0,0,0]
["",null,null,null,null,"","",null,null,null,null,null,null,null,null,null,null,null,null,null,null,null,null,null,null,null,null,null,null,null,null,null,null,null,null,null,null,null,null,null,null,null,null,null,null,null,null,null,null,null,null,null,null,null,null,null,null,null,null,null,null,null,null,null,null,null,null,null,null,null,null,null,null,null,null,null,null,null,null,null,null,null,null,null,null,null,null,null,null,null,null,null,null,null,null,null,null,null,null,0,0,0,0,0,0,0,0,0,0,0,0,0,0,0,0,0,0,0,0,0,0,0,0,0,0,0,0,0,0,0,0,0,0,0,0,0,0,0,0,0,0,0,0,0,0,0,0,0,0,0,0,0,0,0,0,0,0,0,0,0,0,0,0,0,0,0,0,0,0,0,0,0,0,0,0,0,0,0,0,0,0,0,0,0,0,0,0,0,0,0]
["",null,null,null,null,"","",null,null,null,null,null,null,null,null,null,null,null,null,null,null,null,null,null,null,null,null,null,null,null,null,null,null,null,null,null,null,null,null,null,null,null,null,null,null,null,null,null,null,null,null,null,null,null,null,null,null,null,null,null,null,null,null,null,null,null,null,null,null,null,null,null,null,null,null,null,null,null,null,null,null,null,null,null,null,null,null,null,null,null,null,null,null,null,null,null,null,null,null,0,0,0,0,0,0,0,0,0,0,0,0,0,0,0,0,0,0,0,0,0,0,0,0,0,0,0,0,0,0,0,0,0,0,0,0,0,0,0,0,0,0,0,0,0,0,0,0,0,0,0,0,0,0,0,0,0,0,0,0,0,0,0,0,0,0,0,0,0,0,0,0,0,0,0,0,0,0,0,0,0,0,0,0,0,0,0,0,0,0,0]
["",null,null,null,null,"","",null,null,null,null,null,null,null,null,null,null,null,null,null,null,null,null,null,null,null,null,null,null,null,null,null,null,null,null,null,null,null,null,null,null,null,null,null,null,null,null,null,null,null,null,null,null,null,null,null,null,null,null,null,null,null,null,null,null,null,null,null,null,null,null,null,null,null,null,null,null,null,null,null,null,null,null,null,null,null,null,null,null,null,null,null,null,null,null,null,null,null,null,0,0,0,0,0,0,0,0,0,0,0,0,0,0,0,0,0,0,0,0,0,0,0,0,0,0,0,0,0,0,0,0,0,0,0,0,0,0,0,0,0,0,0,0,0,0,0,0,0,0,0,0,0,0,0,0,0,0,0,0,0,0,0,0,0,0,0,0,0,0,0,0,0,0,0,0,0,0,0,0,0,0,0,0,0,0,0,0,0,0,0]
["",null,null,null,null,"","",null,null,null,null,null,null,null,null,null,null,null,null,null,null,null,null,null,null,null,null,null,null,null,null,null,null,null,null,null,null,null,null,null,null,null,null,null,null,null,null,null,null,null,null,null,null,null,null,null,null,null,null,null,null,null,null,null,null,null,null,null,null,null,null,null,null,null,null,null,null,null,null,null,null,null,null,null,null,null,null,null,null,null,null,null,null,null,null,null,null,null,null,0,0,0,0,0,0,0,0,0,0,0,0,0,0,0,0,0,0,0,0,0,0,0,0,0,0,0,0,0,0,0,0,0,0,0,0,0,0,0,0,0,0,0,0,0,0,0,0,0,0,0,0,0,0,0,0,0,0,0,0,0,0,0,0,0,0,0,0,0,0,0,0,0,0,0,0,0,0,0,0,0,0,0,0,0,0,0,0,0,0,0]
["",null,null,null,null,"","",null,null,null,null,null,null,null,null,null,null,null,null,null,null,null,null,null,null,null,null,null,null,null,null,null,null,null,null,null,null,null,null,null,null,null,null,null,null,null,null,null,null,null,null,null,null,null,null,null,null,null,null,null,null,null,null,null,null,null,null,null,null,null,null,null,null,null,null,null,null,null,null,null,null,null,null,null,null,null,null,null,null,null,null,null,null,null,null,null,null,null,null,0,0,0,0,0,0,0,0,0,0,0,0,0,0,0,0,0,0,0,0,0,0,0,0,0,0,0,0,0,0,0,0,0,0,0,0,0,0,0,0,0,0,0,0,0,0,0,0,0,0,0,0,0,0,0,0,0,0,0,0,0,0,0,0,0,0,0,0,0,0,0,0,0,0,0,0,0,0,0,0,0,0,0,0,0,0,0,0,0,0,0]
["",null,null,null,null,"","",null,null,null,null,null,null,null,null,null,null,null,null,null,null,null,null,null,null,null,null,null,null,null,null,null,null,null,null,null,null,null,null,null,null,null,null,null,null,null,null,null,null,null,null,null,null,null,null,null,null,null,null,null,null,null,null,null,null,null,null,null,null,null,null,null,null,null,null,null,null,null,null,null,null,null,null,null,null,null,null,null,null,null,null,null,null,null,null,null,null,null,null,0,0,0,0,0,0,0,0,0,0,0,0,0,0,0,0,0,0,0,0,0,0,0,0,0,0,0,0,0,0,0,0,0,0,0,0,0,0,0,0,0,0,0,0,0,0,0,0,0,0,0,0,0,0,0,0,0,0,0,0,0,0,0,0,0,0,0,0,0,0,0,0,0,0,0,0,0,0,0,0,0,0,0,0,0,0,0,0,0,0,0]
["",null,null,null,null,"","",null,null,null,null,null,null,null,null,null,null,null,null,null,null,null,null,null,null,null,null,null,null,null,null,null,null,null,null,null,null,null,null,null,null,null,null,null,null,null,null,null,null,null,null,null,null,null,null,null,null,null,null,null,null,null,null,null,null,null,null,null,null,null,null,null,null,null,null,null,null,null,null,null,null,null,null,null,null,null,null,null,null,null,null,null,null,null,null,null,null,null,null,0,0,0,0,0,0,0,0,0,0,0,0,0,0,0,0,0,0,0,0,0,0,0,0,0,0,0,0,0,0,0,0,0,0,0,0,0,0,0,0,0,0,0,0,0,0,0,0,0,0,0,0,0,0,0,0,0,0,0,0,0,0,0,0,0,0,0,0,0,0,0,0,0,0,0,0,0,0,0,0,0,0,0,0,0,0,0,0,0,0,0]
["",null,null,null,null,"","",null,null,null,null,null,null,null,null,null,null,null,null,null,null,null,null,null,null,null,null,null,null,null,null,null,null,null,null,null,null,null,null,null,null,null,null,null,null,null,null,null,null,null,null,null,null,null,null,null,null,null,null,null,null,null,null,null,null,null,null,null,null,null,null,null,null,null,null,null,null,null,null,null,null,null,null,null,null,null,null,null,null,null,null,null,null,null,null,null,null,null,null,0,0,0,0,0,0,0,0,0,0,0,0,0,0,0,0,0,0,0,0,0,0,0,0,0,0,0,0,0,0,0,0,0,0,0,0,0,0,0,0,0,0,0,0,0,0,0,0,0,0,0,0,0,0,0,0,0,0,0,0,0,0,0,0,0,0,0,0,0,0,0,0,0,0,0,0,0,0,0,0,0,0,0,0,0,0,0,0,0,0,0]
["",null,null,null,null,"","",null,null,null,null,null,null,null,null,null,null,null,null,null,null,null,null,null,null,null,null,null,null,null,null,null,null,null,null,null,null,null,null,null,null,null,null,null,null,null,null,null,null,null,null,null,null,null,null,null,null,null,null,null,null,null,null,null,null,null,null,null,null,null,null,null,null,null,null,null,null,null,null,null,null,null,null,null,null,null,null,null,null,null,null,null,null,null,null,null,null,null,null,0,0,0,0,0,0,0,0,0,0,0,0,0,0,0,0,0,0,0,0,0,0,0,0,0,0,0,0,0,0,0,0,0,0,0,0,0,0,0,0,0,0,0,0,0,0,0,0,0,0,0,0,0,0,0,0,0,0,0,0,0,0,0,0,0,0,0,0,0,0,0,0,0,0,0,0,0,0,0,0,0,0,0,0,0,0,0,0,0,0,0]
["",null,null,null,null,"","",null,null,null,null,null,null,null,null,null,null,null,null,null,null,null,null,null,null,null,null,null,null,null,null,null,null,null,null,null,null,null,null,null,null,null,null,null,null,null,null,null,null,null,null,null,null,null,null,null,null,null,null,null,null,null,null,null,null,null,null,null,null,null,null,null,null,null,null,null,null,null,null,null,null,null,null,null,null,null,null,null,null,null,null,null,null,null,null,null,null,null,null,0,0,0,0,0,0,0,0,0,0,0,0,0,0,0,0,0,0,0,0,0,0,0,0,0,0,0,0,0,0,0,0,0,0,0,0,0,0,0,0,0,0,0,0,0,0,0,0,0,0,0,0,0,0,0,0,0,0,0,0,0,0,0,0,0,0,0,0,0,0,0,0,0,0,0,0,0,0,0,0,0,0,0,0,0,0,0,0,0,0,0]
["",null,null,null,null,"","",null,null,null,null,null,null,null,null,null,null,null,null,null,null,null,null,null,null,null,null,null,null,null,null,null,null,null,null,null,null,null,null,null,null,null,null,null,null,null,null,null,null,null,null,null,null,null,null,null,null,null,null,null,null,null,null,null,null,null,null,null,null,null,null,null,null,null,null,null,null,null,null,null,null,null,null,null,null,null,null,null,null,null,null,null,null,null,null,null,null,null,null,0,0,0,0,0,0,0,0,0,0,0,0,0,0,0,0,0,0,0,0,0,0,0,0,0,0,0,0,0,0,0,0,0,0,0,0,0,0,0,0,0,0,0,0,0,0,0,0,0,0,0,0,0,0,0,0,0,0,0,0,0,0,0,0,0,0,0,0,0,0,0,0,0,0,0,0,0,0,0,0,0,0,0,0,0,0,0,0,0,0,0]
["",null,null,null,null,"","",null,null,null,null,null,null,null,null,null,null,null,null,null,null,null,null,null,null,null,null,null,null,null,null,null,null,null,null,null,null,null,null,null,null,null,null,null,null,null,null,null,null,null,null,null,null,null,null,null,null,null,null,null,null,null,null,null,null,null,null,null,null,null,null,null,null,null,null,null,null,null,null,null,null,null,null,null,null,null,null,null,null,null,null,null,null,null,null,null,null,null,null,0,0,0,0,0,0,0,0,0,0,0,0,0,0,0,0,0,0,0,0,0,0,0,0,0,0,0,0,0,0,0,0,0,0,0,0,0,0,0,0,0,0,0,0,0,0,0,0,0,0,0,0,0,0,0,0,0,0,0,0,0,0,0,0,0,0,0,0,0,0,0,0,0,0,0,0,0,0,0,0,0,0,0,0,0,0,0,0,0,0,0]
["",null,null,null,null,"","",null,null,null,null,null,null,null,null,null,null,null,null,null,null,null,null,null,null,null,null,null,null,null,null,null,null,null,null,null,null,null,null,null,null,null,null,null,null,null,null,null,null,null,null,null,null,null,null,null,null,null,null,null,null,null,null,null,null,null,null,null,null,null,null,null,null,null,null,null,null,null,null,null,null,null,null,null,null,null,null,null,null,null,null,null,null,null,null,null,null,null,null,0,0,0,0,0,0,0,0,0,0,0,0,0,0,0,0,0,0,0,0,0,0,0,0,0,0,0,0,0,0,0,0,0,0,0,0,0,0,0,0,0,0,0,0,0,0,0,0,0,0,0,0,0,0,0,0,0,0,0,0,0,0,0,0,0,0,0,0,0,0,0,0,0,0,0,0,0,0,0,0,0,0,0,0,0,0,0,0,0,0,0]
["",null,null,null,null,"","",null,null,null,null,null,null,null,null,null,null,null,null,null,null,null,null,null,null,null,null,null,null,null,null,null,null,null,null,null,null,null,null,null,null,null,null,null,null,null,null,null,null,null,null,null,null,null,null,null,null,null,null,null,null,null,null,null,null,null,null,null,null,null,null,null,null,null,null,null,null,null,null,null,null,null,null,null,null,null,null,null,null,null,null,null,null,null,null,null,null,null,null,0,0,0,0,0,0,0,0,0,0,0,0,0,0,0,0,0,0,0,0,0,0,0,0,0,0,0,0,0,0,0,0,0,0,0,0,0,0,0,0,0,0,0,0,0,0,0,0,0,0,0,0,0,0,0,0,0,0,0,0,0,0,0,0,0,0,0,0,0,0,0,0,0,0,0,0,0,0,0,0,0,0,0,0,0,0,0,0,0,0,0]
["",null,null,null,null,"","",null,null,null,null,null,null,null,null,null,null,null,null,null,null,null,null,null,null,null,null,null,null,null,null,null,null,null,null,null,null,null,null,null,null,null,null,null,null,null,null,null,null,null,null,null,null,null,null,null,null,null,null,null,null,null,null,null,null,null,null,null,null,null,null,null,null,null,null,null,null,null,null,null,null,null,null,null,null,null,null,null,null,null,null,null,null,null,null,null,null,null,null,0,0,0,0,0,0,0,0,0,0,0,0,0,0,0,0,0,0,0,0,0,0,0,0,0,0,0,0,0,0,0,0,0,0,0,0,0,0,0,0,0,0,0,0,0,0,0,0,0,0,0,0,0,0,0,0,0,0,0,0,0,0,0,0,0,0,0,0,0,0,0,0,0,0,0,0,0,0,0,0,0,0,0,0,0,0,0,0,0,0,0]
["",null,null,null,null,"","",null,null,null,null,null,null,null,null,null,null,null,null,null,null,null,null,null,null,null,null,null,null,null,null,null,null,null,null,null,null,null,null,null,null,null,null,null,null,null,null,null,null,null,null,null,null,null,null,null,null,null,null,null,null,null,null,null,null,null,null,null,null,null,null,null,null,null,null,null,null,null,null,null,null,null,null,null,null,null,null,null,null,null,null,null,null,null,null,null,null,null,null,0,0,0,0,0,0,0,0,0,0,0,0,0,0,0,0,0,0,0,0,0,0,0,0,0,0,0,0,0,0,0,0,0,0,0,0,0,0,0,0,0,0,0,0,0,0,0,0,0,0,0,0,0,0,0,0,0,0,0,0,0,0,0,0,0,0,0,0,0,0,0,0,0,0,0,0,0,0,0,0,0,0,0,0,0,0,0,0,0,0,0]
["",null,null,null,null,"","",null,null,null,null,null,null,null,null,null,null,null,null,null,null,null,null,null,null,null,null,null,null,null,null,null,null,null,null,null,null,null,null,null,null,null,null,null,null,null,null,null,null,null,null,null,null,null,null,null,null,null,null,null,null,null,null,null,null,null,null,null,null,null,null,null,null,null,null,null,null,null,null,null,null,null,null,null,null,null,null,null,null,null,null,null,null,null,null,null,null,null,null,0,0,0,0,0,0,0,0,0,0,0,0,0,0,0,0,0,0,0,0,0,0,0,0,0,0,0,0,0,0,0,0,0,0,0,0,0,0,0,0,0,0,0,0,0,0,0,0,0,0,0,0,0,0,0,0,0,0,0,0,0,0,0,0,0,0,0,0,0,0,0,0,0,0,0,0,0,0,0,0,0,0,0,0,0,0,0,0,0,0,0]
["",null,null,null,null,"","",null,null,null,null,null,null,null,null,null,null,null,null,null,null,null,null,null,null,null,null,null,null,null,null,null,null,null,null,null,null,null,null,null,null,null,null,null,null,null,null,null,null,null,null,null,null,null,null,null,null,null,null,null,null,null,null,null,null,null,null,null,null,null,null,null,null,null,null,null,null,null,null,null,null,null,null,null,null,null,null,null,null,null,null,null,null,null,null,null,null,null,null,0,0,0,0,0,0,0,0,0,0,0,0,0,0,0,0,0,0,0,0,0,0,0,0,0,0,0,0,0,0,0,0,0,0,0,0,0,0,0,0,0,0,0,0,0,0,0,0,0,0,0,0,0,0,0,0,0,0,0,0,0,0,0,0,0,0,0,0,0,0,0,0,0,0,0,0,0,0,0,0,0,0,0,0,0,0,0,0,0,0,0]
["",null,null,null,null,"","",null,null,null,null,null,null,null,null,null,null,null,null,null,null,null,null,null,null,null,null,null,null,null,null,null,null,null,null,null,null,null,null,null,null,null,null,null,null,null,null,null,null,null,null,null,null,null,null,null,null,null,null,null,null,null,null,null,null,null,null,null,null,null,null,null,null,null,null,null,null,null,null,null,null,null,null,null,null,null,null,null,null,null,null,null,null,null,null,null,null,null,null,0,0,0,0,0,0,0,0,0,0,0,0,0,0,0,0,0,0,0,0,0,0,0,0,0,0,0,0,0,0,0,0,0,0,0,0,0,0,0,0,0,0,0,0,0,0,0,0,0,0,0,0,0,0,0,0,0,0,0,0,0,0,0,0,0,0,0,0,0,0,0,0,0,0,0,0,0,0,0,0,0,0,0,0,0,0,0,0,0,0,0]
["",null,null,null,null,"","",null,null,null,null,null,null,null,null,null,null,null,null,null,null,null,null,null,null,null,null,null,null,null,null,null,null,null,null,null,null,null,null,null,null,null,null,null,null,null,null,null,null,null,null,null,null,null,null,null,null,null,null,null,null,null,null,null,null,null,null,null,null,null,null,null,null,null,null,null,null,null,null,null,null,null,null,null,null,null,null,null,null,null,null,null,null,null,null,null,null,null,null,0,0,0,0,0,0,0,0,0,0,0,0,0,0,0,0,0,0,0,0,0,0,0,0,0,0,0,0,0,0,0,0,0,0,0,0,0,0,0,0,0,0,0,0,0,0,0,0,0,0,0,0,0,0,0,0,0,0,0,0,0,0,0,0,0,0,0,0,0,0,0,0,0,0,0,0,0,0,0,0,0,0,0,0,0,0,0,0,0,0,0]
["",null,null,null,null,"","",null,null,null,null,null,null,null,null,null,null,null,null,null,null,null,null,null,null,null,null,null,null,null,null,null,null,null,null,null,null,null,null,null,null,null,null,null,null,null,null,null,null,null,null,null,null,null,null,null,null,null,null,null,null,null,null,null,null,null,null,null,null,null,null,null,null,null,null,null,null,null,null,null,null,null,null,null,null,null,null,null,null,null,null,null,null,null,null,null,null,null,null,0,0,0,0,0,0,0,0,0,0,0,0,0,0,0,0,0,0,0,0,0,0,0,0,0,0,0,0,0,0,0,0,0,0,0,0,0,0,0,0,0,0,0,0,0,0,0,0,0,0,0,0,0,0,0,0,0,0,0,0,0,0,0,0,0,0,0,0,0,0,0,0,0,0,0,0,0,0,0,0,0,0,0,0,0,0,0,0,0,0,0]
["",null,null,null,null,"","",null,null,null,null,null,null,null,null,null,null,null,null,null,null,null,null,null,null,null,null,null,null,null,null,null,null,null,null,null,null,null,null,null,null,null,null,null,null,null,null,null,null,null,null,null,null,null,null,null,null,null,null,null,null,null,null,null,null,null,null,null,null,null,null,null,null,null,null,null,null,null,null,null,null,null,null,null,null,null,null,null,null,null,null,null,null,null,null,null,null,null,null,0,0,0,0,0,0,0,0,0,0,0,0,0,0,0,0,0,0,0,0,0,0,0,0,0,0,0,0,0,0,0,0,0,0,0,0,0,0,0,0,0,0,0,0,0,0,0,0,0,0,0,0,0,0,0,0,0,0,0,0,0,0,0,0,0,0,0,0,0,0,0,0,0,0,0,0,0,0,0,0,0,0,0,0,0,0,0,0,0,0,0]
["",null,null,null,null,"","",null,null,null,null,null,null,null,null,null,null,null,null,null,null,null,null,null,null,null,null,null,null,null,null,null,null,null,null,null,null,null,null,null,null,null,null,null,null,null,null,null,null,null,null,null,null,null,null,null,null,null,null,null,null,null,null,null,null,null,null,null,null,null,null,null,null,null,null,null,null,null,null,null,null,null,null,null,null,null,null,null,null,null,null,null,null,null,null,null,null,null,null,0,0,0,0,0,0,0,0,0,0,0,0,0,0,0,0,0,0,0,0,0,0,0,0,0,0,0,0,0,0,0,0,0,0,0,0,0,0,0,0,0,0,0,0,0,0,0,0,0,0,0,0,0,0,0,0,0,0,0,0,0,0,0,0,0,0,0,0,0,0,0,0,0,0,0,0,0,0,0,0,0,0,0,0,0,0,0,0,0,0,0]
["",null,null,null,null,"","",null,null,null,null,null,null,null,null,null,null,null,null,null,null,null,null,null,null,null,null,null,null,null,null,null,null,null,null,null,null,null,null,null,null,null,null,null,null,null,null,null,null,null,null,null,null,null,null,null,null,null,null,null,null,null,null,null,null,null,null,null,null,null,null,null,null,null,null,null,null,null,null,null,null,null,null,null,null,null,null,null,null,null,null,null,null,null,null,null,null,null,null,0,0,0,0,0,0,0,0,0,0,0,0,0,0,0,0,0,0,0,0,0,0,0,0,0,0,0,0,0,0,0,0,0,0,0,0,0,0,0,0,0,0,0,0,0,0,0,0,0,0,0,0,0,0,0,0,0,0,0,0,0,0,0,0,0,0,0,0,0,0,0,0,0,0,0,0,0,0,0,0,0,0,0,0,0,0,0,0,0,0,0]
["",null,null,null,null,"","",null,null,null,null,null,null,null,null,null,null,null,null,null,null,null,null,null,null,null,null,null,null,null,null,null,null,null,null,null,null,null,null,null,null,null,null,null,null,null,null,null,null,null,null,null,null,null,null,null,null,null,null,null,null,null,null,null,null,null,null,null,null,null,null,null,null,null,null,null,null,null,null,null,null,null,null,null,null,null,null,null,null,null,null,null,null,null,null,null,null,null,null,0,0,0,0,0,0,0,0,0,0,0,0,0,0,0,0,0,0,0,0,0,0,0,0,0,0,0,0,0,0,0,0,0,0,0,0,0,0,0,0,0,0,0,0,0,0,0,0,0,0,0,0,0,0,0,0,0,0,0,0,0,0,0,0,0,0,0,0,0,0,0,0,0,0,0,0,0,0,0,0,0,0,0,0,0,0,0,0,0,0,0]
["",null,null,null,null,"","",null,null,null,null,null,null,null,null,null,null,null,null,null,null,null,null,null,null,null,null,null,null,null,null,null,null,null,null,null,null,null,null,null,null,null,null,null,null,null,null,null,null,null,null,null,null,null,null,null,null,null,null,null,null,null,null,null,null,null,null,null,null,null,null,null,null,null,null,null,null,null,null,null,null,null,null,null,null,null,null,null,null,null,null,null,null,null,null,null,null,null,null,0,0,0,0,0,0,0,0,0,0,0,0,0,0,0,0,0,0,0,0,0,0,0,0,0,0,0,0,0,0,0,0,0,0,0,0,0,0,0,0,0,0,0,0,0,0,0,0,0,0,0,0,0,0,0,0,0,0,0,0,0,0,0,0,0,0,0,0,0,0,0,0,0,0,0,0,0,0,0,0,0,0,0,0,0,0,0,0,0,0,0]
["",null,null,null,null,"","",null,null,null,null,null,null,null,null,null,null,null,null,null,null,null,null,null,null,null,null,null,null,null,null,null,null,null,null,null,null,null,null,null,null,null,null,null,null,null,null,null,null,null,null,null,null,null,null,null,null,null,null,null,null,null,null,null,null,null,null,null,null,null,null,null,null,null,null,null,null,null,null,null,null,null,null,null,null,null,null,null,null,null,null,null,null,null,null,null,null,null,null,0,0,0,0,0,0,0,0,0,0,0,0,0,0,0,0,0,0,0,0,0,0,0,0,0,0,0,0,0,0,0,0,0,0,0,0,0,0,0,0,0,0,0,0,0,0,0,0,0,0,0,0,0,0,0,0,0,0,0,0,0,0,0,0,0,0,0,0,0,0,0,0,0,0,0,0,0,0,0,0,0,0,0,0,0,0,0,0,0,0,0]
["",null,null,null,null,"","",null,null,null,null,null,null,null,null,null,null,null,null,null,null,null,null,null,null,null,null,null,null,null,null,null,null,null,null,null,null,null,null,null,null,null,null,null,null,null,null,null,null,null,null,null,null,null,null,null,null,null,null,null,null,null,null,null,null,null,null,null,null,null,null,null,null,null,null,null,null,null,null,null,null,null,null,null,null,null,null,null,null,null,null,null,null,null,null,null,null,null,null,0,0,0,0,0,0,0,0,0,0,0,0,0,0,0,0,0,0,0,0,0,0,0,0,0,0,0,0,0,0,0,0,0,0,0,0,0,0,0,0,0,0,0,0,0,0,0,0,0,0,0,0,0,0,0,0,0,0,0,0,0,0,0,0,0,0,0,0,0,0,0,0,0,0,0,0,0,0,0,0,0,0,0,0,0,0,0,0,0,0,0]
["",null,null,null,null,"","",null,null,null,null,null,null,null,null,null,null,null,null,null,null,null,null,null,null,null,null,null,null,null,null,null,null,null,null,null,null,null,null,null,null,null,null,null,null,null,null,null,null,null,null,null,null,null,null,null,null,null,null,null,null,null,null,null,null,null,null,null,null,null,null,null,null,null,null,null,null,null,null,null,null,null,null,null,null,null,null,null,null,null,null,null,null,null,null,null,null,null,null,0,0,0,0,0,0,0,0,0,0,0,0,0,0,0,0,0,0,0,0,0,0,0,0,0,0,0,0,0,0,0,0,0,0,0,0,0,0,0,0,0,0,0,0,0,0,0,0,0,0,0,0,0,0,0,0,0,0,0,0,0,0,0,0,0,0,0,0,0,0,0,0,0,0,0,0,0,0,0,0,0,0,0,0,0,0,0,0,0,0,0]
["",null,null,null,null,"","",null,null,null,null,null,null,null,null,null,null,null,null,null,null,null,null,null,null,null,null,null,null,null,null,null,null,null,null,null,null,null,null,null,null,null,null,null,null,null,null,null,null,null,null,null,null,null,null,null,null,null,null,null,null,null,null,null,null,null,null,null,null,null,null,null,null,null,null,null,null,null,null,null,null,null,null,null,null,null,null,null,null,null,null,null,null,null,null,null,null,null,null,0,0,0,0,0,0,0,0,0,0,0,0,0,0,0,0,0,0,0,0,0,0,0,0,0,0,0,0,0,0,0,0,0,0,0,0,0,0,0,0,0,0,0,0,0,0,0,0,0,0,0,0,0,0,0,0,0,0,0,0,0,0,0,0,0,0,0,0,0,0,0,0,0,0,0,0,0,0,0,0,0,0,0,0,0,0,0,0,0,0,0]
["",null,null,null,null,"","",null,null,null,null,null,null,null,null,null,null,null,null,null,null,null,null,null,null,null,null,null,null,null,null,null,null,null,null,null,null,null,null,null,null,null,null,null,null,null,null,null,null,null,null,null,null,null,null,null,null,null,null,null,null,null,null,null,null,null,null,null,null,null,null,null,null,null,null,null,null,null,null,null,null,null,null,null,null,null,null,null,null,null,null,null,null,null,null,null,null,null,null,0,0,0,0,0,0,0,0,0,0,0,0,0,0,0,0,0,0,0,0,0,0,0,0,0,0,0,0,0,0,0,0,0,0,0,0,0,0,0,0,0,0,0,0,0,0,0,0,0,0,0,0,0,0,0,0,0,0,0,0,0,0,0,0,0,0,0,0,0,0,0,0,0,0,0,0,0,0,0,0,0,0,0,0,0,0,0,0,0,0,0]
["",null,null,null,null,"","",null,null,null,null,null,null,null,null,null,null,null,null,null,null,null,null,null,null,null,null,null,null,null,null,null,null,null,null,null,null,null,null,null,null,null,null,null,null,null,null,null,null,null,null,null,null,null,null,null,null,null,null,null,null,null,null,null,null,null,null,null,null,null,null,null,null,null,null,null,null,null,null,null,null,null,null,null,null,null,null,null,null,null,null,null,null,null,null,null,null,null,null,0,0,0,0,0,0,0,0,0,0,0,0,0,0,0,0,0,0,0,0,0,0,0,0,0,0,0,0,0,0,0,0,0,0,0,0,0,0,0,0,0,0,0,0,0,0,0,0,0,0,0,0,0,0,0,0,0,0,0,0,0,0,0,0,0,0,0,0,0,0,0,0,0,0,0,0,0,0,0,0,0,0,0,0,0,0,0,0,0,0,0]
["",null,null,null,null,"","",null,null,null,null,null,null,null,null,null,null,null,null,null,null,null,null,null,null,null,null,null,null,null,null,null,null,null,null,null,null,null,null,null,null,null,null,null,null,null,null,null,null,null,null,null,null,null,null,null,null,null,null,null,null,null,null,null,null,null,null,null,null,null,null,null,null,null,null,null,null,null,null,null,null,null,null,null,null,null,null,null,null,null,null,null,null,null,null,null,null,null,null,0,0,0,0,0,0,0,0,0,0,0,0,0,0,0,0,0,0,0,0,0,0,0,0,0,0,0,0,0,0,0,0,0,0,0,0,0,0,0,0,0,0,0,0,0,0,0,0,0,0,0,0,0,0,0,0,0,0,0,0,0,0,0,0,0,0,0,0,0,0,0,0,0,0,0,0,0,0,0,0,0,0,0,0,0,0,0,0,0,0,0]
["",null,null,null,null,"","",null,null,null,null,null,null,null,null,null,null,null,null,null,null,null,null,null,null,null,null,null,null,null,null,null,null,null,null,null,null,null,null,null,null,null,null,null,null,null,null,null,null,null,null,null,null,null,null,null,null,null,null,null,null,null,null,null,null,null,null,null,null,null,null,null,null,null,null,null,null,null,null,null,null,null,null,null,null,null,null,null,null,null,null,null,null,null,null,null,null,null,null,0,0,0,0,0,0,0,0,0,0,0,0,0,0,0,0,0,0,0,0,0,0,0,0,0,0,0,0,0,0,0,0,0,0,0,0,0,0,0,0,0,0,0,0,0,0,0,0,0,0,0,0,0,0,0,0,0,0,0,0,0,0,0,0,0,0,0,0,0,0,0,0,0,0,0,0,0,0,0,0,0,0,0,0,0,0,0,0,0,0,0]
["",null,null,null,null,"","",null,null,null,null,null,null,null,null,null,null,null,null,null,null,null,null,null,null,null,null,null,null,null,null,null,null,null,null,null,null,null,null,null,null,null,null,null,null,null,null,null,null,null,null,null,null,null,null,null,null,null,null,null,null,null,null,null,null,null,null,null,null,null,null,null,null,null,null,null,null,null,null,null,null,null,null,null,null,null,null,null,null,null,null,null,null,null,null,null,null,null,null,0,0,0,0,0,0,0,0,0,0,0,0,0,0,0,0,0,0,0,0,0,0,0,0,0,0,0,0,0,0,0,0,0,0,0,0,0,0,0,0,0,0,0,0,0,0,0,0,0,0,0,0,0,0,0,0,0,0,0,0,0,0,0,0,0,0,0,0,0,0,0,0,0,0,0,0,0,0,0,0,0,0,0,0,0,0,0,0,0,0,0]
["",null,null,null,null,"","",null,null,null,null,null,null,null,null,null,null,null,null,null,null,null,null,null,null,null,null,null,null,null,null,null,null,null,null,null,null,null,null,null,null,null,null,null,null,null,null,null,null,null,null,null,null,null,null,null,null,null,null,null,null,null,null,null,null,null,null,null,null,null,null,null,null,null,null,null,null,null,null,null,null,null,null,null,null,null,null,null,null,null,null,null,null,null,null,null,null,null,null,0,0,0,0,0,0,0,0,0,0,0,0,0,0,0,0,0,0,0,0,0,0,0,0,0,0,0,0,0,0,0,0,0,0,0,0,0,0,0,0,0,0,0,0,0,0,0,0,0,0,0,0,0,0,0,0,0,0,0,0,0,0,0,0,0,0,0,0,0,0,0,0,0,0,0,0,0,0,0,0,0,0,0,0,0,0,0,0,0,0,0]
["",null,null,null,null,"","",null,null,null,null,null,null,null,null,null,null,null,null,null,null,null,null,null,null,null,null,null,null,null,null,null,null,null,null,null,null,null,null,null,null,null,null,null,null,null,null,null,null,null,null,null,null,null,null,null,null,null,null,null,null,null,null,null,null,null,null,null,null,null,null,null,null,null,null,null,null,null,null,null,null,null,null,null,null,null,null,null,null,null,null,null,null,null,null,null,null,null,null,0,0,0,0,0,0,0,0,0,0,0,0,0,0,0,0,0,0,0,0,0,0,0,0,0,0,0,0,0,0,0,0,0,0,0,0,0,0,0,0,0,0,0,0,0,0,0,0,0,0,0,0,0,0,0,0,0,0,0,0,0,0,0,0,0,0,0,0,0,0,0,0,0,0,0,0,0,0,0,0,0,0,0,0,0,0,0,0,0,0,0]
["",null,null,null,null,"","",null,null,null,null,null,null,null,null,null,null,null,null,null,null,null,null,null,null,null,null,null,null,null,null,null,null,null,null,null,null,null,null,null,null,null,null,null,null,null,null,null,null,null,null,null,null,null,null,null,null,null,null,null,null,null,null,null,null,null,null,null,null,null,null,null,null,null,null,null,null,null,null,null,null,null,null,null,null,null,null,null,null,null,null,null,null,null,null,null,null,null,null,0,0,0,0,0,0,0,0,0,0,0,0,0,0,0,0,0,0,0,0,0,0,0,0,0,0,0,0,0,0,0,0,0,0,0,0,0,0,0,0,0,0,0,0,0,0,0,0,0,0,0,0,0,0,0,0,0,0,0,0,0,0,0,0,0,0,0,0,0,0,0,0,0,0,0,0,0,0,0,0,0,0,0,0,0,0,0,0,0,0,0]
["",null,null,null,null,"","",null,null,null,null,null,null,null,null,null,null,null,null,null,null,null,null,null,null,null,null,null,null,null,null,null,null,null,null,null,null,null,null,null,null,null,null,null,null,null,null,null,null,null,null,null,null,null,null,null,null,null,null,null,null,null,null,null,null,null,null,null,null,null,null,null,null,null,null,null,null,null,null,null,null,null,null,null,null,null,null,null,null,null,null,null,null,null,null,null,null,null,null,0,0,0,0,0,0,0,0,0,0,0,0,0,0,0,0,0,0,0,0,0,0,0,0,0,0,0,0,0,0,0,0,0,0,0,0,0,0,0,0,0,0,0,0,0,0,0,0,0,0,0,0,0,0,0,0,0,0,0,0,0,0,0,0,0,0,0,0,0,0,0,0,0,0,0,0,0,0,0,0,0,0,0,0,0,0,0,0,0,0,0]
["",null,null,null,null,"","",null,null,null,null,null,null,null,null,null,null,null,null,null,null,null,null,null,null,null,null,null,null,null,null,null,null,null,null,null,null,null,null,null,null,null,null,null,null,null,null,null,null,null,null,null,null,null,null,null,null,null,null,null,null,null,null,null,null,null,null,null,null,null,null,null,null,null,null,null,null,null,null,null,null,null,null,null,null,null,null,null,null,null,null,null,null,null,null,null,null,null,null,0,0,0,0,0,0,0,0,0,0,0,0,0,0,0,0,0,0,0,0,0,0,0,0,0,0,0,0,0,0,0,0,0,0,0,0,0,0,0,0,0,0,0,0,0,0,0,0,0,0,0,0,0,0,0,0,0,0,0,0,0,0,0,0,0,0,0,0,0,0,0,0,0,0,0,0,0,0,0,0,0,0,0,0,0,0,0,0,0,0,0]
["",null,null,null,null,"","",null,null,null,null,null,null,null,null,null,null,null,null,null,null,null,null,null,null,null,null,null,null,null,null,null,null,null,null,null,null,null,null,null,null,null,null,null,null,null,null,null,null,null,null,null,null,null,null,null,null,null,null,null,null,null,null,null,null,null,null,null,null,null,null,null,null,null,null,null,null,null,null,null,null,null,null,null,null,null,null,null,null,null,null,null,null,null,null,null,null,null,null,0,{"$f":"IFERROR($D134*I134,\"\")","v":0},{"$f":"IFERROR($D134*J134,\"\")","v":0},{"$f":"IFERROR($D134*K134,\"\")","v":0},{"$f":"IFERROR($D134*L134,\"\")","v":0},{"$f":"IFERROR($D134*M134,\"\")","v":0},{"$f":"IFERROR($D134*N134,\"\")","v":0},{"$f":"IFERROR($D134*O134,\"\")","v":0},{"$f":"IFERROR($D134*P134,\"\")","v":0},{"$f":"IFERROR($D134*Q134,\"\")","v":0},{"$f":"IFERROR($D134*R134,\"\")","v":0},{"$f":"IFERROR($D134*S134,\"\")","v":0},{"$f":"IFERROR($D134*T134,\"\")","v":0},{"$f":"IFERROR($D134*U134,\"\")","v":0},{"$f":"IFERROR($D134*V134,\"\")","v":0},{"$f":"IFERROR($D134*W134,\"\")","v":0},{"$f":"IFERROR($D134*X134,\"\")","v":0},{"$f":"IFERROR($D134*Y134,\"\")","v":0},{"$f":"IFERROR($D134*Z134,\"\")","v":0},{"$f":"IFERROR($D134*AA134,\"\")","v":0},{"$f":"IFERROR($D134*AB134,\"\")","v":0},{"$f":"IFERROR($D134*AC134,\"\")","v":0},{"$f":"IFERROR($D134*AD134,\"\")","v":0},{"$f":"IFERROR($D134*AE134,\"\")","v":0},{"$f":"IFERROR($D134*AF134,\"\")","v":0},{"$f":"IFERROR($D134*AG134,\"\")","v":0},{"$f":"IFERROR($D134*AH134,\"\")","v":0},{"$f":"IFERROR($D134*AI134,\"\")","v":0},{"$f":"IFERROR($D134*AJ134,\"\")","v":0},{"$f":"IFERROR($D134*AK134,\"\")","v":0},{"$f":"IFERROR($D134*AL134,\"\")","v":0},{"$f":"IFERROR($D134*AM134,\"\")","v":0},{"$f":"IFERROR($D134*AN134,\"\")","v":0},{"$f":"IFERROR($D134*AO134,\"\")","v":0},{"$f":"IFERROR($D134*AP134,\"\")","v":0},{"$f":"IFERROR($D134*AQ134,\"\")","v":0},{"$f":"IFERROR($D134*AR134,\"\")","v":0},{"$f":"IFERROR($D134*AS134,\"\")","v":0},{"$f":"IFERROR($D134*AT134,\"\")","v":0},{"$f":"IFERROR($D134*AU134,\"\")","v":0},{"$f":"IFERROR($D134*AV134,\"\")","v":0},{"$f":"IFERROR($D134*AW134,\"\")","v":0},{"$f":"IFERROR($D134*AX134,\"\")","v":0},{"$f":"IFERROR($D134*AY134,\"\")","v":0},{"$f":"IFERROR($D134*AZ134,\"\")","v":0},{"$f":"IFERROR($D134*BA134,\"\")","v":0},{"$f":"IFERROR($D134*BB134,\"\")","v":0},{"$f":"IFERROR($D134*BC134,\"\")","v":0},{"$f":"IFERROR($D134*BD134,\"\")","v":0},{"$f":"IFERROR($D134*BE134,\"\")","v":0},{"$f":"IFERROR($D134*BF134,\"\")","v":0},{"$f":"IFERROR($D134*BG134,\"\")","v":0},{"$f":"IFERROR($D134*BH134,\"\")","v":0},{"$f":"IFERROR($D134*BI134,\"\")","v":0},{"$f":"IFERROR($D134*BJ134,\"\")","v":0},{"$f":"IFERROR($D134*BK134,\"\")","v":0},{"$f":"IFERROR($D134*BL134,\"\")","v":0},{"$f":"IFERROR($D134*BM134,\"\")","v":0},{"$f":"IFERROR($D134*BN134,\"\")","v":0},{"$f":"IFERROR($D134*BO134,\"\")","v":0},{"$f":"IFERROR($D134*BP134,\"\")","v":0},{"$f":"IFERROR($D134*BQ134,\"\")","v":0},{"$f":"IFERROR($D134*BR134,\"\")","v":0},{"$f":"IFERROR($D134*BS134,\"\")","v":0},{"$f":"IFERROR($D134*BT134,\"\")","v":0},{"$f":"IFERROR($D134*BU134,\"\")","v":0},{"$f":"IFERROR($D134*BV134,\"\")","v":0},{"$f":"IFERROR($D134*BW134,\"\")","v":0},{"$f":"IFERROR($D134*BX134,\"\")","v":0},{"$f":"IFERROR($D134*BY134,\"\")","v":0},{"$f":"IFERROR($D134*BZ134,\"\")","v":0},{"$f":"IFERROR($D134*CA134,\"\")","v":0},{"$f":"IFERROR($D134*CB134,\"\")","v":0},{"$f":"IFERROR($D134*CC134,\"\")","v":0},{"$f":"IFERROR($D134*CD134,\"\")","v":0},{"$f":"IFERROR($D134*CE134,\"\")","v":0},{"$f":"IFERROR($D134*CF134,\"\")","v":0},{"$f":"IFERROR($D134*CG134,\"\")","v":0},{"$f":"IFERROR($D134*CH134,\"\")","v":0},{"$f":"IFERROR($D134*CI134,\"\")","v":0},{"$f":"IFERROR($D134*CJ134,\"\")","v":0},{"$f":"IFERROR($D134*CK134,\"\")","v":0},{"$f":"IFERROR($D134*CL134,\"\")","v":0},{"$f":"IFERROR($D134*CM134,\"\")","v":0},{"$f":"IFERROR($D134*CN134,\"\")","v":0},{"$f":"IFERROR($D134*CO134,\"\")","v":0},{"$f":"IFERROR($D134*CP134,\"\")","v":0},{"$f":"IFERROR($D134*CQ134,\"\")","v":0},{"$f":"IFERROR($D134*CR134,\"\")","v":0},{"$f":"IFERROR($D134*CS134,\"\")","v":0},{"$f":"IFERROR($D134*CT134,\"\")","v":0}]
["",null,null,null,null,"","",null,null,null,null,null,null,null,null,null,null,null,null,null,null,null,null,null,null,null,null,null,null,null,null,null,null,null,null,null,null,null,null,null,null,null,null,null,null,null,null,null,null,null,null,null,null,null,null,null,null,null,null,null,null,null,null,null,null,null,null,null,null,null,null,null,null,null,null,null,null,null,null,null,null,null,null,null,null,null,null,null,null,null,null,null,null,null,null,null,null,null,null,{"$f":"IFERROR($D135*H135,\"\")","v":0},0,0,0,0,0,0,0,0,0,0,0,0,0,0,0,0,0,0,0,0,0,0,0,0,0,0,0,0,0,0,0,0,0,0,0,0,0,0,0,0,0,0,0,0,0,0,0,0,0,0,0,0,0,0,0,0,0,0,0,0,0,0,0,0,0,0,0,0,0,0,0,0,0,0,0,0,0,0,0,0,0,0,0,0,0,0,0,0,0,0]
["",null,null,null,null,"","",null,null,null,null,null,null,null,null,null,null,null,null,null,null,null,null,null,null,null,null,null,null,null,null,null,null,null,null,null,null,null,null,null,null,null,null,null,null,null,null,null,null,null,null,null,null,null,null,null,null,null,null,null,null,null,null,null,null,null,null,null,null,null,null,null,null,null,null,null,null,null,null,null,null,null,null,null,null,null,null,null,null,null,null,null,null,null,null,null,null,null,null,0,0,0,0,0,0,0,0,0,0,0,0,0,0,0,0,0,0,0,0,0,0,0,0,0,0,0,0,0,0,0,0,0,0,0,0,0,0,0,0,0,0,0,0,0,0,0,0,0,0,0,0,0,0,0,0,0,0,0,0,0,0,0,0,0,0,0,0,0,0,0,0,0,0,0,0,0,0,0,0,0,0,0,0,0,0,0,0,0,0,0]
["",null,null,null,null,"","",null,null,null,null,null,null,null,null,null,null,null,null,null,null,null,null,null,null,null,null,null,null,null,null,null,null,null,null,null,null,null,null,null,null,null,null,null,null,null,null,null,null,null,null,null,null,null,null,null,null,null,null,null,null,null,null,null,null,null,null,null,null,null,null,null,null,null,null,null,null,null,null,null,null,null,null,null,null,null,null,null,null,null,null,null,null,null,null,null,null,null,null,0,0,0,0,0,0,0,0,0,0,0,0,0,0,0,0,0,0,0,0,0,0,0,0,0,0,0,0,0,0,0,0,0,0,0,0,0,0,0,0,0,0,0,0,0,0,0,0,0,0,0,0,0,0,0,0,0,0,0,0,0,0,0,0,0,0,0,0,0,0,0,0,0,0,0,0,0,0,0,0,0,0,0,0,0,0,0,0,0,0,0]
["",null,null,null,null,"","",null,null,null,null,null,null,null,null,null,null,null,null,null,null,null,null,null,null,null,null,null,null,null,null,null,null,null,null,null,null,null,null,null,null,null,null,null,null,null,null,null,null,null,null,null,null,null,null,null,null,null,null,null,null,null,null,null,null,null,null,null,null,null,null,null,null,null,null,null,null,null,null,null,null,null,null,null,null,null,null,null,null,null,null,null,null,null,null,null,null,null,null,0,0,0,0,0,0,0,0,0,0,0,0,0,0,0,0,0,0,0,0,0,0,0,0,0,0,0,0,0,0,0,0,0,0,0,0,0,0,0,0,0,0,0,0,0,0,0,0,0,0,0,0,0,0,0,0,0,0,0,0,0,0,0,0,0,0,0,0,0,0,0,0,0,0,0,0,0,0,0,0,0,0,0,0,0,0,0,0,0,0,0]
["",null,null,null,null,"","",null,null,null,null,null,null,null,null,null,null,null,null,null,null,null,null,null,null,null,null,null,null,null,null,null,null,null,null,null,null,null,null,null,null,null,null,null,null,null,null,null,null,null,null,null,null,null,null,null,null,null,null,null,null,null,null,null,null,null,null,null,null,null,null,null,null,null,null,null,null,null,null,null,null,null,null,null,null,null,null,null,null,null,null,null,null,null,null,null,null,null,null,0,0,0,0,0,0,0,0,0,0,0,0,0,0,0,0,0,0,0,0,0,0,0,0,0,0,0,0,0,0,0,0,0,0,0,0,0,0,0,0,0,0,0,0,0,0,0,0,0,0,0,0,0,0,0,0,0,0,0,0,0,0,0,0,0,0,0,0,0,0,0,0,0,0,0,0,0,0,0,0,0,0,0,0,0,0,0,0,0,0,0]
["",null,null,null,null,"","",null,null,null,null,null,null,null,null,null,null,null,null,null,null,null,null,null,null,null,null,null,null,null,null,null,null,null,null,null,null,null,null,null,null,null,null,null,null,null,null,null,null,null,null,null,null,null,null,null,null,null,null,null,null,null,null,null,null,null,null,null,null,null,null,null,null,null,null,null,null,null,null,null,null,null,null,null,null,null,null,null,null,null,null,null,null,null,null,null,null,null,null,0,0,0,0,0,0,0,0,0,0,0,0,0,0,0,0,0,0,0,0,0,0,0,0,0,0,0,0,0,0,0,0,0,0,0,0,0,0,0,0,0,0,0,0,0,0,0,0,0,0,0,0,0,0,0,0,0,0,0,0,0,0,0,0,0,0,0,0,0,0,0,0,0,0,0,0,0,0,0,0,0,0,0,0,0,0,0,0,0,0,0]
["",null,null,null,null,"","",null,null,null,null,null,null,null,null,null,null,null,null,null,null,null,null,null,null,null,null,null,null,null,null,null,null,null,null,null,null,null,null,null,null,null,null,null,null,null,null,null,null,null,null,null,null,null,null,null,null,null,null,null,null,null,null,null,null,null,null,null,null,null,null,null,null,null,null,null,null,null,null,null,null,null,null,null,null,null,null,null,null,null,null,null,null,null,null,null,null,null,null,0,0,0,0,0,0,0,0,0,0,0,0,0,0,0,0,0,0,0,0,0,0,0,0,0,0,0,0,0,0,0,0,0,0,0,0,0,0,0,0,0,0,0,0,0,0,0,0,0,0,0,0,0,0,0,0,0,0,0,0,0,0,0,0,0,0,0,0,0,0,0,0,0,0,0,0,0,0,0,0,0,0,0,0,0,0,0,0,0,0,0]
["",null,null,null,null,"","",null,null,null,null,null,null,null,null,null,null,null,null,null,null,null,null,null,null,null,null,null,null,null,null,null,null,null,null,null,null,null,null,null,null,null,null,null,null,null,null,null,null,null,null,null,null,null,null,null,null,null,null,null,null,null,null,null,null,null,null,null,null,null,null,null,null,null,null,null,null,null,null,null,null,null,null,null,null,null,null,null,null,null,null,null,null,null,null,null,null,null,null,0,0,0,0,0,0,0,0,0,0,0,0,0,0,0,0,0,0,0,0,0,0,0,0,0,0,0,0,0,0,0,0,0,0,0,0,0,0,0,0,0,0,0,0,0,0,0,0,0,0,0,0,0,0,0,0,0,0,0,0,0,0,0,0,0,0,0,0,0,0,0,0,0,0,0,0,0,0,0,0,0,0,0,0,0,0,0,0,0,0,0]
["",null,null,null,null,"","",null,null,null,null,null,null,null,null,null,null,null,null,null,null,null,null,null,null,null,null,null,null,null,null,null,null,null,null,null,null,null,null,null,null,null,null,null,null,null,null,null,null,null,null,null,null,null,null,null,null,null,null,null,null,null,null,null,null,null,null,null,null,null,null,null,null,null,null,null,null,null,null,null,null,null,null,null,null,null,null,null,null,null,null,null,null,null,null,null,null,null,null,0,0,0,0,0,0,0,0,0,0,0,0,0,0,0,0,0,0,0,0,0,0,0,0,0,0,0,0,0,0,0,0,0,0,0,0,0,0,0,0,0,0,0,0,0,0,0,0,0,0,0,0,0,0,0,0,0,0,0,0,0,0,0,0,0,0,0,0,0,0,0,0,0,0,0,0,0,0,0,0,0,0,0,0,0,0,0,0,0,0,0]
["",null,null,null,null,"","",null,null,null,null,null,null,null,null,null,null,null,null,null,null,null,null,null,null,null,null,null,null,null,null,null,null,null,null,null,null,null,null,null,null,null,null,null,null,null,null,null,null,null,null,null,null,null,null,null,null,null,null,null,null,null,null,null,null,null,null,null,null,null,null,null,null,null,null,null,null,null,null,null,null,null,null,null,null,null,null,null,null,null,null,null,null,null,null,null,null,null,null,0,0,0,0,0,0,0,0,0,0,0,0,0,0,0,0,0,0,0,0,0,0,0,0,0,0,0,0,0,0,0,0,0,0,0,0,0,0,0,0,0,0,0,0,0,0,0,0,0,0,0,0,0,0,0,0,0,0,0,0,0,0,0,0,0,0,0,0,0,0,0,0,0,0,0,0,0,0,0,0,0,0,0,0,0,0,0,0,0,0,0]
["",null,null,null,null,"","",null,null,null,null,null,null,null,null,null,null,null,null,null,null,null,null,null,null,null,null,null,null,null,null,null,null,null,null,null,null,null,null,null,null,null,null,null,null,null,null,null,null,null,null,null,null,null,null,null,null,null,null,null,null,null,null,null,null,null,null,null,null,null,null,null,null,null,null,null,null,null,null,null,null,null,null,null,null,null,null,null,null,null,null,null,null,null,null,null,null,null,null,0,0,0,0,0,0,0,0,0,0,0,0,0,0,0,0,0,0,0,0,0,0,0,0,0,0,0,0,0,0,0,0,0,0,0,0,0,0,0,0,0,0,0,0,0,0,0,0,0,0,0,0,0,0,0,0,0,0,0,0,0,0,0,0,0,0,0,0,0,0,0,0,0,0,0,0,0,0,0,0,0,0,0,0,0,0,0,0,0,0,0]
["",null,null,null,null,"","",null,null,null,null,null,null,null,null,null,null,null,null,null,null,null,null,null,null,null,null,null,null,null,null,null,null,null,null,null,null,null,null,null,null,null,null,null,null,null,null,null,null,null,null,null,null,null,null,null,null,null,null,null,null,null,null,null,null,null,null,null,null,null,null,null,null,null,null,null,null,null,null,null,null,null,null,null,null,null,null,null,null,null,null,null,null,null,null,null,null,null,null,0,0,0,0,0,0,0,0,0,0,0,0,0,0,0,0,0,0,0,0,0,0,0,0,0,0,0,0,0,0,0,0,0,0,0,0,0,0,0,0,0,0,0,0,0,0,0,0,0,0,0,0,0,0,0,0,0,0,0,0,0,0,0,0,0,0,0,0,0,0,0,0,0,0,0,0,0,0,0,0,0,0,0,0,0,0,0,0,0,0,0]
["",null,null,null,null,"","",null,null,null,null,null,null,null,null,null,null,null,null,null,null,null,null,null,null,null,null,null,null,null,null,null,null,null,null,null,null,null,null,null,null,null,null,null,null,null,null,null,null,null,null,null,null,null,null,null,null,null,null,null,null,null,null,null,null,null,null,null,null,null,null,null,null,null,null,null,null,null,null,null,null,null,null,null,null,null,null,null,null,null,null,null,null,null,null,null,null,null,null,0,0,0,0,0,0,0,0,0,0,0,0,0,0,0,0,0,0,0,0,0,0,0,0,0,0,0,0,0,0,0,0,0,0,0,0,0,0,0,0,0,0,0,0,0,0,0,0,0,0,0,0,0,0,0,0,0,0,0,0,0,0,0,0,0,0,0,0,0,0,0,0,0,0,0,0,0,0,0,0,0,0,0,0,0,0,0,0,0,0,0]
["",null,null,null,null,"","",null,null,null,null,null,null,null,null,null,null,null,null,null,null,null,null,null,null,null,null,null,null,null,null,null,null,null,null,null,null,null,null,null,null,null,null,null,null,null,null,null,null,null,null,null,null,null,null,null,null,null,null,null,null,null,null,null,null,null,null,null,null,null,null,null,null,null,null,null,null,null,null,null,null,null,null,null,null,null,null,null,null,null,null,null,null,null,null,null,null,null,null,0,0,0,0,0,0,0,0,0,0,0,0,0,0,0,0,0,0,0,0,0,0,0,0,0,0,0,0,0,0,0,0,0,0,0,0,0,0,0,0,0,0,0,0,0,0,0,0,0,0,0,0,0,0,0,0,0,0,0,0,0,0,0,0,0,0,0,0,0,0,0,0,0,0,0,0,0,0,0,0,0,0,0,0,0,0,0,0,0,0,0]
["",null,null,null,null,"","",null,null,null,null,null,null,null,null,null,null,null,null,null,null,null,null,null,null,null,null,null,null,null,null,null,null,null,null,null,null,null,null,null,null,null,null,null,null,null,null,null,null,null,null,null,null,null,null,null,null,null,null,null,null,null,null,null,null,null,null,null,null,null,null,null,null,null,null,null,null,null,null,null,null,null,null,null,null,null,null,null,null,null,null,null,null,null,null,null,null,null,null,0,0,0,0,0,0,0,0,0,0,0,0,0,0,0,0,0,0,0,0,0,0,0,0,0,0,0,0,0,0,0,0,0,0,0,0,0,0,0,0,0,0,0,0,0,0,0,0,0,0,0,0,0,0,0,0,0,0,0,0,0,0,0,0,0,0,0,0,0,0,0,0,0,0,0,0,0,0,0,0,0,0,0,0,0,0,0,0,0,0,0]
["",null,null,null,null,"","",null,null,null,null,null,null,null,null,null,null,null,null,null,null,null,null,null,null,null,null,null,null,null,null,null,null,null,null,null,null,null,null,null,null,null,null,null,null,null,null,null,null,null,null,null,null,null,null,null,null,null,null,null,null,null,null,null,null,null,null,null,null,null,null,null,null,null,null,null,null,null,null,null,null,null,null,null,null,null,null,null,null,null,null,null,null,null,null,null,null,null,null,0,0,0,0,0,0,0,0,0,0,0,0,0,0,0,0,0,0,0,0,0,0,0,0,0,0,0,0,0,0,0,0,0,0,0,0,0,0,0,0,0,0,0,0,0,0,0,0,0,0,0,0,0,0,0,0,0,0,0,0,0,0,0,0,0,0,0,0,0,0,0,0,0,0,0,0,0,0,0,0,0,0,0,0,0,0,0,0,0,0,0]
["",null,null,null,null,"","",null,null,null,null,null,null,null,null,null,null,null,null,null,null,null,null,null,null,null,null,null,null,null,null,null,null,null,null,null,null,null,null,null,null,null,null,null,null,null,null,null,null,null,null,null,null,null,null,null,null,null,null,null,null,null,null,null,null,null,null,null,null,null,null,null,null,null,null,null,null,null,null,null,null,null,null,null,null,null,null,null,null,null,null,null,null,null,null,null,null,null,null,0,0,0,0,0,0,0,0,0,0,0,0,0,0,0,0,0,0,0,0,0,0,0,0,0,0,0,0,0,0,0,0,0,0,0,0,0,0,0,0,0,0,0,0,0,0,0,0,0,0,0,0,0,0,0,0,0,0,0,0,0,0,0,0,0,0,0,0,0,0,0,0,0,0,0,0,0,0,0,0,0,0,0,0,0,0,0,0,0,0,0]
["",null,null,null,null,"","",null,null,null,null,null,null,null,null,null,null,null,null,null,null,null,null,null,null,null,null,null,null,null,null,null,null,null,null,null,null,null,null,null,null,null,null,null,null,null,null,null,null,null,null,null,null,null,null,null,null,null,null,null,null,null,null,null,null,null,null,null,null,null,null,null,null,null,null,null,null,null,null,null,null,null,null,null,null,null,null,null,null,null,null,null,null,null,null,null,null,null,null,0,0,0,0,0,0,0,0,0,0,0,0,0,0,0,0,0,0,0,0,0,0,0,0,0,0,0,0,0,0,0,0,0,0,0,0,0,0,0,0,0,0,0,0,0,0,0,0,0,0,0,0,0,0,0,0,0,0,0,0,0,0,0,0,0,0,0,0,0,0,0,0,0,0,0,0,0,0,0,0,0,0,0,0,0,0,0,0,0,0,0]
["",null,null,null,null,"","",null,null,null,null,null,null,null,null,null,null,null,null,null,null,null,null,null,null,null,null,null,null,null,null,null,null,null,null,null,null,null,null,null,null,null,null,null,null,null,null,null,null,null,null,null,null,null,null,null,null,null,null,null,null,null,null,null,null,null,null,null,null,null,null,null,null,null,null,null,null,null,null,null,null,null,null,null,null,null,null,null,null,null,null,null,null,null,null,null,null,null,null,0,0,0,0,0,0,0,0,0,0,0,0,0,0,0,0,0,0,0,0,0,0,0,0,0,0,0,0,0,0,0,0,0,0,0,0,0,0,0,0,0,0,0,0,0,0,0,0,0,0,0,0,0,0,0,0,0,0,0,0,0,0,0,0,0,0,0,0,0,0,0,0,0,0,0,0,0,0,0,0,0,0,0,0,0,0,0,0,0,0,0]
["",null,null,null,null,"","",null,null,null,null,null,null,null,null,null,null,null,null,null,null,null,null,null,null,null,null,null,null,null,null,null,null,null,null,null,null,null,null,null,null,null,null,null,null,null,null,null,null,null,null,null,null,null,null,null,null,null,null,null,null,null,null,null,null,null,null,null,null,null,null,null,null,null,null,null,null,null,null,null,null,null,null,null,null,null,null,null,null,null,null,null,null,null,null,null,null,null,null,0,0,0,0,0,0,0,0,0,0,0,0,0,0,0,0,0,0,0,0,0,0,0,0,0,0,0,0,0,0,0,0,0,0,0,0,0,0,0,0,0,0,0,0,0,0,0,0,0,0,0,0,0,0,0,0,0,0,0,0,0,0,0,0,0,0,0,0,0,0,0,0,0,0,0,0,0,0,0,0,0,0,0,0,0,0,0,0,0,0,0]
["",null,null,null,null,"","",null,null,null,null,null,null,null,null,null,null,null,null,null,null,null,null,null,null,null,null,null,null,null,null,null,null,null,null,null,null,null,null,null,null,null,null,null,null,null,null,null,null,null,null,null,null,null,null,null,null,null,null,null,null,null,null,null,null,null,null,null,null,null,null,null,null,null,null,null,null,null,null,null,null,null,null,null,null,null,null,null,null,null,null,null,null,null,null,null,null,null,null,0,0,0,0,0,0,0,0,0,0,0,0,0,0,0,0,0,0,0,0,0,0,0,0,0,0,0,0,0,0,0,0,0,0,0,0,0,0,0,0,0,0,0,0,0,0,0,0,0,0,0,0,0,0,0,0,0,0,0,0,0,0,0,0,0,0,0,0,0,0,0,0,0,0,0,0,0,0,0,0,0,0,0,0,0,0,0,0,0,0,0]
["",null,null,null,null,"","",null,null,null,null,null,null,null,null,null,null,null,null,null,null,null,null,null,null,null,null,null,null,null,null,null,null,null,null,null,null,null,null,null,null,null,null,null,null,null,null,null,null,null,null,null,null,null,null,null,null,null,null,null,null,null,null,null,null,null,null,null,null,null,null,null,null,null,null,null,null,null,null,null,null,null,null,null,null,null,null,null,null,null,null,null,null,null,null,null,null,null,null,0,0,0,0,0,0,0,0,0,0,0,0,0,0,0,0,0,0,0,0,0,0,0,0,0,0,0,0,0,0,0,0,0,0,0,0,0,0,0,0,0,0,0,0,0,0,0,0,0,0,0,0,0,0,0,0,0,0,0,0,0,0,0,0,0,0,0,0,0,0,0,0,0,0,0,0,0,0,0,0,0,0,0,0,0,0,0,0,0,0,0]
["",null,null,null,null,"","",null,null,null,null,null,null,null,null,null,null,null,null,null,null,null,null,null,null,null,null,null,null,null,null,null,null,null,null,null,null,null,null,null,null,null,null,null,null,null,null,null,null,null,null,null,null,null,null,null,null,null,null,null,null,null,null,null,null,null,null,null,null,null,null,null,null,null,null,null,null,null,null,null,null,null,null,null,null,null,null,null,null,null,null,null,null,null,null,null,null,null,null,0,0,0,0,0,0,0,0,0,0,0,0,0,0,0,0,0,0,0,0,0,0,0,0,0,0,0,0,0,0,0,0,0,0,0,0,0,0,0,0,0,0,0,0,0,0,0,0,0,0,0,0,0,0,0,0,0,0,0,0,0,0,0,0,0,0,0,0,0,0,0,0,0,0,0,0,0,0,0,0,0,0,0,0,0,0,0,0,0,0,0]
["",null,null,null,null,"","",null,null,null,null,null,null,null,null,null,null,null,null,null,null,null,null,null,null,null,null,null,null,null,null,null,null,null,null,null,null,null,null,null,null,null,null,null,null,null,null,null,null,null,null,null,null,null,null,null,null,null,null,null,null,null,null,null,null,null,null,null,null,null,null,null,null,null,null,null,null,null,null,null,null,null,null,null,null,null,null,null,null,null,null,null,null,null,null,null,null,null,null,0,0,0,0,0,0,0,0,0,0,0,0,0,0,0,0,0,0,0,0,0,0,0,0,0,0,0,0,0,0,0,0,0,0,0,0,0,0,0,0,0,0,0,0,0,0,0,0,0,0,0,0,0,0,0,0,0,0,0,0,0,0,0,0,0,0,0,0,0,0,0,0,0,0,0,0,0,0,0,0,0,0,0,0,0,0,0,0,0,0,0]
["",null,null,null,null,"","",null,null,null,null,null,null,null,null,null,null,null,null,null,null,null,null,null,null,null,null,null,null,null,null,null,null,null,null,null,null,null,null,null,null,null,null,null,null,null,null,null,null,null,null,null,null,null,null,null,null,null,null,null,null,null,null,null,null,null,null,null,null,null,null,null,null,null,null,null,null,null,null,null,null,null,null,null,null,null,null,null,null,null,null,null,null,null,null,null,null,null,null,0,0,0,0,0,0,0,0,0,0,0,0,0,0,0,0,0,0,0,0,0,0,0,0,0,0,0,0,0,0,0,0,0,0,0,0,0,0,0,0,0,0,0,0,0,0,0,0,0,0,0,0,0,0,0,0,0,0,0,0,0,0,0,0,0,0,0,0,0,0,0,0,0,0,0,0,0,0,0,0,0,0,0,0,0,0,0,0,0,0,0]
["",null,null,null,null,"","",null,null,null,null,null,null,null,null,null,null,null,null,null,null,null,null,null,null,null,null,null,null,null,null,null,null,null,null,null,null,null,null,null,null,null,null,null,null,null,null,null,null,null,null,null,null,null,null,null,null,null,null,null,null,null,null,null,null,null,null,null,null,null,null,null,null,null,null,null,null,null,null,null,null,null,null,null,null,null,null,null,null,null,null,null,null,null,null,null,null,null,null,0,0,0,0,0,0,0,0,0,0,0,0,0,0,0,0,0,0,0,0,0,0,0,0,0,0,0,0,0,0,0,0,0,0,0,0,0,0,0,0,0,0,0,0,0,0,0,0,0,0,0,0,0,0,0,0,0,0,0,0,0,0,0,0,0,0,0,0,0,0,0,0,0,0,0,0,0,0,0,0,0,0,0,0,0,0,0,0,0,0,0]
["",null,null,null,null,"","",null,null,null,null,null,null,null,null,null,null,null,null,null,null,null,null,null,null,null,null,null,null,null,null,null,null,null,null,null,null,null,null,null,null,null,null,null,null,null,null,null,null,null,null,null,null,null,null,null,null,null,null,null,null,null,null,null,null,null,null,null,null,null,null,null,null,null,null,null,null,null,null,null,null,null,null,null,null,null,null,null,null,null,null,null,null,null,null,null,null,null,null,0,0,0,0,0,0,0,0,0,0,0,0,0,0,0,0,0,0,0,0,0,0,0,0,0,0,0,0,0,0,0,0,0,0,0,0,0,0,0,0,0,0,0,0,0,0,0,0,0,0,0,0,0,0,0,0,0,0,0,0,0,0,0,0,0,0,0,0,0,0,0,0,0,0,0,0,0,0,0,0,0,0,0,0,0,0,0,0,0,0,0]
["",null,null,null,null,"","",null,null,null,null,null,null,null,null,null,null,null,null,null,null,null,null,null,null,null,null,null,null,null,null,null,null,null,null,null,null,null,null,null,null,null,null,null,null,null,null,null,null,null,null,null,null,null,null,null,null,null,null,null,null,null,null,null,null,null,null,null,null,null,null,null,null,null,null,null,null,null,null,null,null,null,null,null,null,null,null,null,null,null,null,null,null,null,null,null,null,null,null,0,0,0,0,0,0,0,0,0,0,0,0,0,0,0,0,0,0,0,0,0,0,0,0,0,0,0,0,0,0,0,0,0,0,0,0,0,0,0,0,0,0,0,0,0,0,0,0,0,0,0,0,0,0,0,0,0,0,0,0,0,0,0,0,0,0,0,0,0,0,0,0,0,0,0,0,0,0,0,0,0,0,0,0,0,0,0,0,0,0,0]
["",null,null,null,null,"","",null,null,null,null,null,null,null,null,null,null,null,null,null,null,null,null,null,null,null,null,null,null,null,null,null,null,null,null,null,null,null,null,null,null,null,null,null,null,null,null,null,null,null,null,null,null,null,null,null,null,null,null,null,null,null,null,null,null,null,null,null,null,null,null,null,null,null,null,null,null,null,null,null,null,null,null,null,null,null,null,null,null,null,null,null,null,null,null,null,null,null,null,0,0,0,0,0,0,0,0,0,0,0,0,0,0,0,0,0,0,0,0,0,0,0,0,0,0,0,0,0,0,0,0,0,0,0,0,0,0,0,0,0,0,0,0,0,0,0,0,0,0,0,0,0,0,0,0,0,0,0,0,0,0,0,0,0,0,0,0,0,0,0,0,0,0,0,0,0,0,0,0,0,0,0,0,0,0,0,0,0,0,0]
["",null,null,null,null,"","",null,null,null,null,null,null,null,null,null,null,null,null,null,null,null,null,null,null,null,null,null,null,null,null,null,null,null,null,null,null,null,null,null,null,null,null,null,null,null,null,null,null,null,null,null,null,null,null,null,null,null,null,null,null,null,null,null,null,null,null,null,null,null,null,null,null,null,null,null,null,null,null,null,null,null,null,null,null,null,null,null,null,null,null,null,null,null,null,null,null,null,null,0,0,0,0,0,0,0,0,0,0,0,0,0,0,0,0,0,0,0,0,0,0,0,0,0,0,0,0,0,0,0,0,0,0,0,0,0,0,0,0,0,0,0,0,0,0,0,0,0,0,0,0,0,0,0,0,0,0,0,0,0,0,0,0,0,0,0,0,0,0,0,0,0,0,0,0,0,0,0,0,0,0,0,0,0,0,0,0,0,0,0]
["",null,null,null,null,"","",null,null,null,null,null,null,null,null,null,null,null,null,null,null,null,null,null,null,null,null,null,null,null,null,null,null,null,null,null,null,null,null,null,null,null,null,null,null,null,null,null,null,null,null,null,null,null,null,null,null,null,null,null,null,null,null,null,null,null,null,null,null,null,null,null,null,null,null,null,null,null,null,null,null,null,null,null,null,null,null,null,null,null,null,null,null,null,null,null,null,null,null,0,0,0,0,0,0,0,0,0,0,0,0,0,0,0,0,0,0,0,0,0,0,0,0,0,0,0,0,0,0,0,0,0,0,0,0,0,0,0,0,0,0,0,0,0,0,0,0,0,0,0,0,0,0,0,0,0,0,0,0,0,0,0,0,0,0,0,0,0,0,0,0,0,0,0,0,0,0,0,0,0,0,0,0,0,0,0,0,0,0,0]
["",null,null,null,null,"","",null,null,null,null,null,null,null,null,null,null,null,null,null,null,null,null,null,null,null,null,null,null,null,null,null,null,null,null,null,null,null,null,null,null,null,null,null,null,null,null,null,null,null,null,null,null,null,null,null,null,null,null,null,null,null,null,null,null,null,null,null,null,null,null,null,null,null,null,null,null,null,null,null,null,null,null,null,null,null,null,null,null,null,null,null,null,null,null,null,null,null,null,0,0,0,0,0,0,0,0,0,0,0,0,0,0,0,0,0,0,0,0,0,0,0,0,0,0,0,0,0,0,0,0,0,0,0,0,0,0,0,0,0,0,0,0,0,0,0,0,0,0,0,0,0,0,0,0,0,0,0,0,0,0,0,0,0,0,0,0,0,0,0,0,0,0,0,0,0,0,0,0,0,0,0,0,0,0,0,0,0,0,0]
["",null,null,null,null,"","",null,null,null,null,null,null,null,null,null,null,null,null,null,null,null,null,null,null,null,null,null,null,null,null,null,null,null,null,null,null,null,null,null,null,null,null,null,null,null,null,null,null,null,null,null,null,null,null,null,null,null,null,null,null,null,null,null,null,null,null,null,null,null,null,null,null,null,null,null,null,null,null,null,null,null,null,null,null,null,null,null,null,null,null,null,null,null,null,null,null,null,null,0,0,0,0,0,0,0,0,0,0,0,0,0,0,0,0,0,0,0,0,0,0,0,0,0,0,0,0,0,0,0,0,0,0,0,0,0,0,0,0,0,0,0,0,0,0,0,0,0,0,0,0,0,0,0,0,0,0,0,0,0,0,0,0,0,0,0,0,0,0,0,0,0,0,0,0,0,0,0,0,0,0,0,0,0,0,0,0,0,0,0]
["",null,null,null,null,"","",null,null,null,null,null,null,null,null,null,null,null,null,null,null,null,null,null,null,null,null,null,null,null,null,null,null,null,null,null,null,null,null,null,null,null,null,null,null,null,null,null,null,null,null,null,null,null,null,null,null,null,null,null,null,null,null,null,null,null,null,null,null,null,null,null,null,null,null,null,null,null,null,null,null,null,null,null,null,null,null,null,null,null,null,null,null,null,null,null,null,null,null,0,0,0,0,0,0,0,0,0,0,0,0,0,0,0,0,0,0,0,0,0,0,0,0,0,0,0,0,0,0,0,0,0,0,0,0,0,0,0,0,0,0,0,0,0,0,0,0,0,0,0,0,0,0,0,0,0,0,0,0,0,0,0,0,0,0,0,0,0,0,0,0,0,0,0,0,0,0,0,0,0,0,0,0,0,0,0,0,0,0,0]
["",null,null,null,null,"","",null,null,null,null,null,null,null,null,null,null,null,null,null,null,null,null,null,null,null,null,null,null,null,null,null,null,null,null,null,null,null,null,null,null,null,null,null,null,null,null,null,null,null,null,null,null,null,null,null,null,null,null,null,null,null,null,null,null,null,null,null,null,null,null,null,null,null,null,null,null,null,null,null,null,null,null,null,null,null,null,null,null,null,null,null,null,null,null,null,null,null,null,0,0,0,0,0,0,0,0,0,0,0,0,0,0,0,0,0,0,0,0,0,0,0,0,0,0,0,0,0,0,0,0,0,0,0,0,0,0,0,0,0,0,0,0,0,0,0,0,0,0,0,0,0,0,0,0,0,0,0,0,0,0,0,0,0,0,0,0,0,0,0,0,0,0,0,0,0,0,0,0,0,0,0,0,0,0,0,0,0,0,0]
["",null,null,null,null,"","",null,null,null,null,null,null,null,null,null,null,null,null,null,null,null,null,null,null,null,null,null,null,null,null,null,null,null,null,null,null,null,null,null,null,null,null,null,null,null,null,null,null,null,null,null,null,null,null,null,null,null,null,null,null,null,null,null,null,null,null,null,null,null,null,null,null,null,null,null,null,null,null,null,null,null,null,null,null,null,null,null,null,null,null,null,null,null,null,null,null,null,null,0,0,0,0,0,0,0,0,0,0,0,0,0,0,0,0,0,0,0,0,0,0,0,0,0,0,0,0,0,0,0,0,0,0,0,0,0,0,0,0,0,0,0,0,0,0,0,0,0,0,0,0,0,0,0,0,0,0,0,0,0,0,0,0,0,0,0,0,0,0,0,0,0,0,0,0,0,0,0,0,0,0,0,0,0,0,0,0,0,0,0]
["",null,null,null,null,"","",null,null,null,null,null,null,null,null,null,null,null,null,null,null,null,null,null,null,null,null,null,null,null,null,null,null,null,null,null,null,null,null,null,null,null,null,null,null,null,null,null,null,null,null,null,null,null,null,null,null,null,null,null,null,null,null,null,null,null,null,null,null,null,null,null,null,null,null,null,null,null,null,null,null,null,null,null,null,null,null,null,null,null,null,null,null,null,null,null,null,null,null,0,0,0,0,0,0,0,0,0,0,0,0,0,0,0,0,0,0,0,0,0,0,0,0,0,0,0,0,0,0,0,0,0,0,0,0,0,0,0,0,0,0,0,0,0,0,0,0,0,0,0,0,0,0,0,0,0,0,0,0,0,0,0,0,0,0,0,0,0,0,0,0,0,0,0,0,0,0,0,0,0,0,0,0,0,0,0,0,0,0,0]
["",null,null,null,null,"","",null,null,null,null,null,null,null,null,null,null,null,null,null,null,null,null,null,null,null,null,null,null,null,null,null,null,null,null,null,null,null,null,null,null,null,null,null,null,null,null,null,null,null,null,null,null,null,null,null,null,null,null,null,null,null,null,null,null,null,null,null,null,null,null,null,null,null,null,null,null,null,null,null,null,null,null,null,null,null,null,null,null,null,null,null,null,null,null,null,null,null,null,0,0,0,0,0,0,0,0,0,0,0,0,0,0,0,0,0,0,0,0,0,0,0,0,0,0,0,0,0,0,0,0,0,0,0,0,0,0,0,0,0,0,0,0,0,0,0,0,0,0,0,0,0,0,0,0,0,0,0,0,0,0,0,0,0,0,0,0,0,0,0,0,0,0,0,0,0,0,0,0,0,0,0,0,0,0,0,0,0,0,0]
["",null,null,null,null,"","",null,null,null,null,null,null,null,null,null,null,null,null,null,null,null,null,null,null,null,null,null,null,null,null,null,null,null,null,null,null,null,null,null,null,null,null,null,null,null,null,null,null,null,null,null,null,null,null,null,null,null,null,null,null,null,null,null,null,null,null,null,null,null,null,null,null,null,null,null,null,null,null,null,null,null,null,null,null,null,null,null,null,null,null,null,null,null,null,null,null,null,null,0,0,0,0,0,0,0,0,0,0,0,0,0,0,0,0,0,0,0,0,0,0,0,0,0,0,0,0,0,0,0,0,0,0,0,0,0,0,0,0,0,0,0,0,0,0,0,0,0,0,0,0,0,0,0,0,0,0,0,0,0,0,0,0,0,0,0,0,0,0,0,0,0,0,0,0,0,0,0,0,0,0,0,0,0,0,0,0,0,0,0]
["",null,null,null,null,"","",null,null,null,null,null,null,null,null,null,null,null,null,null,null,null,null,null,null,null,null,null,null,null,null,null,null,null,null,null,null,null,null,null,null,null,null,null,null,null,null,null,null,null,null,null,null,null,null,null,null,null,null,null,null,null,null,null,null,null,null,null,null,null,null,null,null,null,null,null,null,null,null,null,null,null,null,null,null,null,null,null,null,null,null,null,null,null,null,null,null,null,null,0,0,0,0,0,0,0,0,0,0,0,0,0,0,0,0,0,0,0,0,0,0,0,0,0,0,0,0,0,0,0,0,0,0,0,0,0,0,0,0,0,0,0,0,0,0,0,0,0,0,0,0,0,0,0,0,0,0,0,0,0,0,0,0,0,0,0,0,0,0,0,0,0,0,0,0,0,0,0,0,0,0,0,0,0,0,0,0,0,0,0]
["",null,null,null,null,"","",null,null,null,null,null,null,null,null,null,null,null,null,null,null,null,null,null,null,null,null,null,null,null,null,null,null,null,null,null,null,null,null,null,null,null,null,null,null,null,null,null,null,null,null,null,null,null,null,null,null,null,null,null,null,null,null,null,null,null,null,null,null,null,null,null,null,null,null,null,null,null,null,null,null,null,null,null,null,null,null,null,null,null,null,null,null,null,null,null,null,null,null,0,0,0,0,0,0,0,0,0,0,0,0,0,0,0,0,0,0,0,0,0,0,0,0,0,0,0,0,0,0,0,0,0,0,0,0,0,0,0,0,0,0,0,0,0,0,0,0,0,0,0,0,0,0,0,0,0,0,0,0,0,0,0,0,0,0,0,0,0,0,0,0,0,0,0,0,0,0,0,0,0,0,0,0,0,0,0,0,0,0,0]
["",null,null,null,null,"","",null,null,null,null,null,null,null,null,null,null,null,null,null,null,null,null,null,null,null,null,null,null,null,null,null,null,null,null,null,null,null,null,null,null,null,null,null,null,null,null,null,null,null,null,null,null,null,null,null,null,null,null,null,null,null,null,null,null,null,null,null,null,null,null,null,null,null,null,null,null,null,null,null,null,null,null,null,null,null,null,null,null,null,null,null,null,null,null,null,null,null,null,0,0,0,0,0,0,0,0,0,0,0,0,0,0,0,0,0,0,0,0,0,0,0,0,0,0,0,0,0,0,0,0,0,0,0,0,0,0,0,0,0,0,0,0,0,0,0,0,0,0,0,0,0,0,0,0,0,0,0,0,0,0,0,0,0,0,0,0,0,0,0,0,0,0,0,0,0,0,0,0,0,0,0,0,0,0,0,0,0,0,0]
["",null,null,null,null,"","",null,null,null,null,null,null,null,null,null,null,null,null,null,null,null,null,null,null,null,null,null,null,null,null,null,null,null,null,null,null,null,null,null,null,null,null,null,null,null,null,null,null,null,null,null,null,null,null,null,null,null,null,null,null,null,null,null,null,null,null,null,null,null,null,null,null,null,null,null,null,null,null,null,null,null,null,null,null,null,null,null,null,null,null,null,null,null,null,null,null,null,null,0,0,0,0,0,0,0,0,0,0,0,0,0,0,0,0,0,0,0,0,0,0,0,0,0,0,0,0,0,0,0,0,0,0,0,0,0,0,0,0,0,0,0,0,0,0,0,0,0,0,0,0,0,0,0,0,0,0,0,0,0,0,0,0,0,0,0,0,0,0,0,0,0,0,0,0,0,0,0,0,0,0,0,0,0,0,0,0,0,0,0]
["",null,null,null,null,"","",null,null,null,null,null,null,null,null,null,null,null,null,null,null,null,null,null,null,null,null,null,null,null,null,null,null,null,null,null,null,null,null,null,null,null,null,null,null,null,null,null,null,null,null,null,null,null,null,null,null,null,null,null,null,null,null,null,null,null,null,null,null,null,null,null,null,null,null,null,null,null,null,null,null,null,null,null,null,null,null,null,null,null,null,null,null,null,null,null,null,null,null,0,0,0,0,0,0,0,0,0,0,0,0,0,0,0,0,0,0,0,0,0,0,0,0,0,0,0,0,0,0,0,0,0,0,0,0,0,0,0,0,0,0,0,0,0,0,0,0,0,0,0,0,0,0,0,0,0,0,0,0,0,0,0,0,0,0,0,0,0,0,0,0,0,0,0,0,0,0,0,0,0,0,0,0,0,0,0,0,0,0,0]
["",null,null,null,null,"","",null,null,null,null,null,null,null,null,null,null,null,null,null,null,null,null,null,null,null,null,null,null,null,null,null,null,null,null,null,null,null,null,null,null,null,null,null,null,null,null,null,null,null,null,null,null,null,null,null,null,null,null,null,null,null,null,null,null,null,null,null,null,null,null,null,null,null,null,null,null,null,null,null,null,null,null,null,null,null,null,null,null,null,null,null,null,null,null,null,null,null,null,0,0,0,0,0,0,0,0,0,0,0,0,0,0,0,0,0,0,0,0,0,0,0,0,0,0,0,0,0,0,0,0,0,0,0,0,0,0,0,0,0,0,0,0,0,0,0,0,0,0,0,0,0,0,0,0,0,0,0,0,0,0,0,0,0,0,0,0,0,0,0,0,0,0,0,0,0,0,0,0,0,0,0,0,0,0,0,0,0,0,0]
["",null,null,null,null,"","",null,null,null,null,null,null,null,null,null,null,null,null,null,null,null,null,null,null,null,null,null,null,null,null,null,null,null,null,null,null,null,null,null,null,null,null,null,null,null,null,null,null,null,null,null,null,null,null,null,null,null,null,null,null,null,null,null,null,null,null,null,null,null,null,null,null,null,null,null,null,null,null,null,null,null,null,null,null,null,null,null,null,null,null,null,null,null,null,null,null,null,null,0,0,0,0,0,0,0,0,0,0,0,0,0,0,0,0,0,0,0,0,0,0,0,0,0,0,0,0,0,0,0,0,0,0,0,0,0,0,0,0,0,0,0,0,0,0,0,0,0,0,0,0,0,0,0,0,0,0,0,0,0,0,0,0,0,0,0,0,0,0,0,0,0,0,0,0,0,0,0,0,0,0,0,0,0,0,0,0,0,0,0]
["",null,null,null,null,"","",null,null,null,null,null,null,null,null,null,null,null,null,null,null,null,null,null,null,null,null,null,null,null,null,null,null,null,null,null,null,null,null,null,null,null,null,null,null,null,null,null,null,null,null,null,null,null,null,null,null,null,null,null,null,null,null,null,null,null,null,null,null,null,null,null,null,null,null,null,null,null,null,null,null,null,null,null,null,null,null,null,null,null,null,null,null,null,null,null,null,null,null,0,0,0,0,0,0,0,0,0,0,0,0,0,0,0,0,0,0,0,0,0,0,0,0,0,0,0,0,0,0,0,0,0,0,0,0,0,0,0,0,0,0,0,0,0,0,0,0,0,0,0,0,0,0,0,0,0,0,0,0,0,0,0,0,0,0,0,0,0,0,0,0,0,0,0,0,0,0,0,0,0,0,0,0,0,0,0,0,0,0,0]
["",null,null,null,null,"","",null,null,null,null,null,null,null,null,null,null,null,null,null,null,null,null,null,null,null,null,null,null,null,null,null,null,null,null,null,null,null,null,null,null,null,null,null,null,null,null,null,null,null,null,null,null,null,null,null,null,null,null,null,null,null,null,null,null,null,null,null,null,null,null,null,null,null,null,null,null,null,null,null,null,null,null,null,null,null,null,null,null,null,null,null,null,null,null,null,null,null,null,0,0,0,0,0,0,0,0,0,0,0,0,0,0,0,0,0,0,0,0,0,0,0,0,0,0,0,0,0,0,0,0,0,0,0,0,0,0,0,0,0,0,0,0,0,0,0,0,0,0,0,0,0,0,0,0,0,0,0,0,0,0,0,0,0,0,0,0,0,0,0,0,0,0,0,0,0,0,0,0,0,0,0,0,0,0,0,0,0,0,0]
["",null,null,null,null,"","",null,null,null,null,null,null,null,null,null,null,null,null,null,null,null,null,null,null,null,null,null,null,null,null,null,null,null,null,null,null,null,null,null,null,null,null,null,null,null,null,null,null,null,null,null,null,null,null,null,null,null,null,null,null,null,null,null,null,null,null,null,null,null,null,null,null,null,null,null,null,null,null,null,null,null,null,null,null,null,null,null,null,null,null,null,null,null,null,null,null,null,null,0,0,0,0,0,0,0,0,0,0,0,0,0,0,0,0,0,0,0,0,0,0,0,0,0,0,0,0,0,0,0,0,0,0,0,0,0,0,0,0,0,0,0,0,0,0,0,0,0,0,0,0,0,0,0,0,0,0,0,0,0,0,0,0,0,0,0,0,0,0,0,0,0,0,0,0,0,0,0,0,0,0,0,0,0,0,0,0,0,0,0]
["",null,null,null,null,"","",null,null,null,null,null,null,null,null,null,null,null,null,null,null,null,null,null,null,null,null,null,null,null,null,null,null,null,null,null,null,null,null,null,null,null,null,null,null,null,null,null,null,null,null,null,null,null,null,null,null,null,null,null,null,null,null,null,null,null,null,null,null,null,null,null,null,null,null,null,null,null,null,null,null,null,null,null,null,null,null,null,null,null,null,null,null,null,null,null,null,null,null,0,0,0,0,0,0,0,0,0,0,0,0,0,0,0,0,0,0,0,0,0,0,0,0,0,0,0,0,0,0,0,0,0,0,0,0,0,0,0,0,0,0,0,0,0,0,0,0,0,0,0,0,0,0,0,0,0,0,0,0,0,0,0,0,0,0,0,0,0,0,0,0,0,0,0,0,0,0,0,0,0,0,0,0,0,0,0,0,0,0,0]
["",null,null,null,null,"","",null,null,null,null,null,null,null,null,null,null,null,null,null,null,null,null,null,null,null,null,null,null,null,null,null,null,null,null,null,null,null,null,null,null,null,null,null,null,null,null,null,null,null,null,null,null,null,null,null,null,null,null,null,null,null,null,null,null,null,null,null,null,null,null,null,null,null,null,null,null,null,null,null,null,null,null,null,null,null,null,null,null,null,null,null,null,null,null,null,null,null,null,0,0,0,0,0,0,0,0,0,0,0,0,0,0,0,0,0,0,0,0,0,0,0,0,0,0,0,0,0,0,0,0,0,0,0,0,0,0,0,0,0,0,0,0,0,0,0,0,0,0,0,0,0,0,0,0,0,0,0,0,0,0,0,0,0,0,0,0,0,0,0,0,0,0,0,0,0,0,0,0,0,0,0,0,0,0,0,0,0,0,0]
["",null,null,null,null,"","",null,null,null,null,null,null,null,null,null,null,null,null,null,null,null,null,null,null,null,null,null,null,null,null,null,null,null,null,null,null,null,null,null,null,null,null,null,null,null,null,null,null,null,null,null,null,null,null,null,null,null,null,null,null,null,null,null,null,null,null,null,null,null,null,null,null,null,null,null,null,null,null,null,null,null,null,null,null,null,null,null,null,null,null,null,null,null,null,null,null,null,null,0,0,0,0,0,0,0,0,0,0,0,0,0,0,0,0,0,0,0,0,0,0,0,0,0,0,0,0,0,0,0,0,0,0,0,0,0,0,0,0,0,0,0,0,0,0,0,0,0,0,0,0,0,0,0,0,0,0,0,0,0,0,0,0,0,0,0,0,0,0,0,0,0,0,0,0,0,0,0,0,0,0,0,0,0,0,0,0,0,0,0]
["",null,null,null,null,"","",null,null,null,null,null,null,null,null,null,null,null,null,null,null,null,null,null,null,null,null,null,null,null,null,null,null,null,null,null,null,null,null,null,null,null,null,null,null,null,null,null,null,null,null,null,null,null,null,null,null,null,null,null,null,null,null,null,null,null,null,null,null,null,null,null,null,null,null,null,null,null,null,null,null,null,null,null,null,null,null,null,null,null,null,null,null,null,null,null,null,null,null,0,0,0,0,0,0,0,0,0,0,0,0,0,0,0,0,0,0,0,0,0,0,0,0,0,0,0,0,0,0,0,0,0,0,0,0,0,0,0,0,0,0,0,0,0,0,0,0,0,0,0,0,0,0,0,0,0,0,0,0,0,0,0,0,0,0,0,0,0,0,0,0,0,0,0,0,0,0,0,0,0,0,0,0,0,0,0,0,0,0,0]
["",null,null,null,null,"","",null,null,null,null,null,null,null,null,null,null,null,null,null,null,null,null,null,null,null,null,null,null,null,null,null,null,null,null,null,null,null,null,null,null,null,null,null,null,null,null,null,null,null,null,null,null,null,null,null,null,null,null,null,null,null,null,null,null,null,null,null,null,null,null,null,null,null,null,null,null,null,null,null,null,null,null,null,null,null,null,null,null,null,null,null,null,null,null,null,null,null,null,0,0,0,0,0,0,0,0,0,0,0,0,0,0,0,0,0,0,0,0,0,0,0,0,0,0,0,0,0,0,0,0,0,0,0,0,0,0,0,0,0,0,0,0,0,0,0,0,0,0,0,0,0,0,0,0,0,0,0,0,0,0,0,0,0,0,0,0,0,0,0,0,0,0,0,0,0,0,0,0,0,0,0,0,0,0,0,0,0,0,0]
["",null,null,null,null,"","",null,null,null,null,null,null,null,null,null,null,null,null,null,null,null,null,null,null,null,null,null,null,null,null,null,null,null,null,null,null,null,null,null,null,null,null,null,null,null,null,null,null,null,null,null,null,null,null,null,null,null,null,null,null,null,null,null,null,null,null,null,null,null,null,null,null,null,null,null,null,null,null,null,null,null,null,null,null,null,null,null,null,null,null,null,null,null,null,null,null,null,null,0,0,0,0,0,0,0,0,0,0,0,0,0,0,0,0,0,0,0,0,0,0,0,0,0,0,0,0,0,0,0,0,0,0,0,0,0,0,0,0,0,0,0,0,0,0,0,0,0,0,0,0,0,0,0,0,0,0,0,0,0,0,0,0,0,0,0,0,0,0,0,0,0,0,0,0,0,0,0,0,0,0,0,0,0,0,0,0,0,0,0]
["",null,null,null,null,"","",null,null,null,null,null,null,null,null,null,null,null,null,null,null,null,null,null,null,null,null,null,null,null,null,null,null,null,null,null,null,null,null,null,null,null,null,null,null,null,null,null,null,null,null,null,null,null,null,null,null,null,null,null,null,null,null,null,null,null,null,null,null,null,null,null,null,null,null,null,null,null,null,null,null,null,null,null,null,null,null,null,null,null,null,null,null,null,null,null,null,null,null,0,0,0,0,0,0,0,0,0,0,0,0,0,0,0,0,0,0,0,0,0,0,0,0,0,0,0,0,0,0,0,0,0,0,0,0,0,0,0,0,0,0,0,0,0,0,0,0,0,0,0,0,0,0,0,0,0,0,0,0,0,0,0,0,0,0,0,0,0,0,0,0,0,0,0,0,0,0,0,0,0,0,0,0,0,0,0,0,0,0,0]

{"sheet":"Historical scenario - output","index":1,"n_rows":175,"n_cols":43,"rows_kept":175,"cut":false,"hidden":false,"merged":[]}
[null,null,null,"Replacement expenditure forecast ($,000)",null,null,null,null,null,null,null,null,null,null,null,null,null,null,null,null,null,null,null,"Replacement quantity forecast (#)"]
[null,null,null,1,2,3,4,5,6,7,8,9,10,11,12,13,14,15,16,17,18,19,20,1,2,3,4,5,6,7,8,9,10,11,12,13,14,15,16,17,18,19,20]
[]
[]
["ID","Asset group",null,2020,2021,2022,2023,2024,2025,2026,2027,2028,2029,2030,2031,2032,2033,2034,2035,2036,2037,2038,2039,2020,2021,2022,2023,2024,2025,2026,2027,2028,2029,2030,2031,2032,2033,2034,2035,2036,2037,2038,2039]
[1,"OVERHEAD CONDUCTORS",null,{"$f":"IFERROR(IF($A6=\"\",\"\",SUMIFS(D$21:D$175,$A$21:$A$175,$A6)),\"\")","v":5793.3401073352725},{"$f":"IFERROR(IF($A6=\"\",\"\",SUMIFS(E$21:E$175,$A$21:$A$175,$A6)),\"\")","v":5631.3466838644908},5602.5271885127995,5700.1940981114867,5918.6861533220253,6253.4543114434928,6700.9765073964663,7258.5509935142636,7924.0198000688251,8695.4694202082974,9570.9464557040665,10548.213397169822,11624.555980199211,12796.640775350304,14060.411807219529,15411.009621299523,16842.69623396606,{"$f":"IFERROR(IF($A6=\"\",\"\",SUMIFS(U$21:U$175,$A$21:$A$175,$A6)),\"\")","v":18348.774862403094},19921.503339714956,21552.012878088106,{"$f":"IFERROR(IF($A6=\"\",\"\",SUMIFS(X$21:X$175,$A$21:$A$175,$A6)),\"\")","v":22.938922792005624},{"$f":"IFERROR(IF($A6=\"\",\"\",SUMIFS(Y$21:Y$175,$A$21:$A$175,$A6)),\"\")","v":22.99727484587935},23.513792214538807,24.460808742956118,25.812619672270088,27.545891498281431,29.639598709250333,32.074645085914682,34.833327724752273,37.898782196465412,41.254511744625653,44.884058131946624,48.770823573332478,52.898009349195114,57.248603836055985,61.805336094134283,66.550513855839924,{"$f":"IFERROR(IF($A6=\"\",\"\",SUMIFS(AO$21:AO$175,$A$21:$A$175,$A6)),\"\")","v":71.465686934340098},76.531115714126926,81.725073493080998]
[2,"POLES",null,{"$f":"IFERROR(IF($A7=\"\",\"\",SUMIFS(D$21:D$175,$A$21:$A$175,$A7)),\"\")","v":9486.5337817439031},9315.7414083830881,9391.8954676038011,9635.5130625721504,10016.129054231606,10503.769606357786,11076.52673507177,11714.40755474326,12399.174801327868,13114.726151751031,13847.444618691514,14586.509407406284,15323.941928459113,16054.419490513639,16774.904022872004,17484.172201753456,18182.336040458653,18870.420251223914,19550.025915104277,20223.069535410796,1500.6592264814933,1465.1436728332703,1455.8394098181004,1466.676491839632,1495.6007631067973,1540.4203585470873,1599.445505276371,1670.9625833424288,1753.224756138326,1844.4934005555447,1943.0813165654654,2047.396175209926,2155.964323451426,2267.437084022491,2380.5829917069136,2494.2727822568731,2607.4642162050209,2719.1918969801563,2828.5641006248165,2934.7651561056691]
[3,"SERVICE LINES",null,2647.9035258735566,2519.9429235780085,2384.9590417220988,2248.2381015657884,2114.4663029654175,1987.537749164153,1870.440514373536,1765.2185269339202,1673.0018224146902,1594.0945718056369,1528.1088274343085,1474.1316999046246,1430.9142146044276,1397.0710223045787,1371.2812209535809,1352.4816730923244,1340.04532530342,1333.9380911775377,1334.8487201332855,1344.2865385502157,4078.1802600734309,3881.334492866541,3674.0935281434104,3464.4413180301499,3259.4635368541517,3065.0561679928437,2885.7511647863603,2724.6561509384255,2583.4973583163496,2462.7501678314452,2361.8393084986542,2279.3903081315648,2213.5144804574625,2162.1110246175022,2123.1713616494389,2095.0724796869276,2076.8477369691486,2068.4251891289446,2070.8248689172046,2086.3072359717326]
[4,"SWITCHGEAR",null,6801.722914103646,6651.5532312514388,6620.133536309806,6660.1816469163196,6736.3688523430892,6822.6830460190849,6900.6722392316524,6958.240075529101,6988.7280731886131,6990.092305522433,6964.0592696286376,6915.2185385258636,6850.0696034392913,6776.080072783885,6700.8288897182647,6631.30292441851,6573.3938078868259,6531.6123045824579,6509.0082389202089,6507.261562157908,1070.4484952766973,987.76106725575164,935.39635294762707,905.05927120486649,890.54096571335799,887.21720892952544,891.67661771633004,901.44296784581832,914.76526652897462,930.45620328983114,947.76490912761494,966.27408881208191,985.81481038241247,1006.3946748754092,1028.1368428278929,1051.2285695502087,1075.8786316650696,1102.2834546440579,1130.6019928601438,1160.939534800433]
[5,"TRANSFORMERS",null,4915.0837006022639,5061.4505915963173,5202.4069973943542,5334.8458287862786,5456.3879274862766,5565.4365854275147,5661.2770193691467,5744.1788528241805,5815.4585700175148,5877.4654669108049,5933.4677343123776,5987.4327996218017,6043.7149241667103,6106.6800009695271,6180.309587672069,6267.8314594752583,6371.4216966932254,6492.0141857195149,6629.2391505508049,6781.4953383167331,131.90658609029404,134.42574123887536,137.59406452136233,141.31654724080212,145.53239479560048,150.19841227329135,155.27833145846199,160.7367638822212,166.53634580515839,172.63675102643884,178.99451287743207,185.56295463152989,192.29191406172166,199.12729848655229,206.01076448761953,212.87994330334499,219.66961696646572,226.31410774159625,232.75091302110502,238.92535072587606]
[6,"UNDERGROUND CABLES",null,2626.5000771032946,2766.629480819257,2933.0602432730316,3130.7986083660835,3364.5006609765865,3638.2125161965173,3955.1233725869279,4317.3452878043936,4725.7325413883973,5179.7515933363284,5677.4100562845597,6215.2499760571409,6788.4073170415222,7390.7361550923179,8014.9929534940748,8653.0736390238017,9296.2941134526936,9935.7033295157562,10562.41702910851,11167.959524246024,5.7204946971392516,6.3225288959183388,7.0611622426964722,7.9547545306184286,9.0204353248300571,10.273057268570344,11.724155121913821,13.380982299153256,15.245699256449559,17.314783318061536,19.578717137450376,22.021993801993254,24.623452539556695,27.356932869130382,30.192210079510364,33.096154198059281,36.034040472708654,38.970932985467769,41.873064081705024,44.709139262898844]
[null,null,null,"","","","","","","","","","","","","","","","","","","","","","","","","","","","","","","","","","","","","","","",""]
[null,null,null,"","","","","","","","","","","","","","","","","","","","","","","","","","","","","","","","","","","","","","","",""]
[null,null,null,"","","","","","","","","","","","","","","","","","","","","","","","","","","","","","","","","","","","","","","",""]
[null,null,null,"","","","","","","","","","","","","","","","","","","","","","","","","","","","","","","","","","","","","","","",""]
[null,null,null,"","","","","","","","","","","","","","","","","","","","","","","","","","","","","","","","","","","","","","","",""]
[null,null,null,"","","","","","","","","","","","","","","","","","","","","","","","","","","","","","","","","","","","","","","",""]
[null,null,"Total",{"$f":"IFERROR(SUM(D$6:D$17),\"\")","v":32271.084106761933},{"$f":"IFERROR(SUM(E$6:E$17),\"\")","v":31946.664319492604},32134.982474815886,32709.771346318106,33606.538951325005,34771.093814608546,36165.0163880295,37757.941291349125,39526.115608405911,41451.599509534528,43521.436962055464,45726.755818685531,48061.603967910283,50521.627517014254,53102.728481929524,55799.871519062872,58606.187217760875,61512.463024622266,64507.042393532043,67576.085376769784]
[]
["ID","Asset group","Asset category"]
[{"$f":"IFERROR('Historical scenario - input'!A6,\"\")","v":1},{"$f":"IFERROR('Historical scenario - input'!B6,\"\")","v":"OVERHEAD CONDUCTORS"},{"$f":"IFERROR('Historical scenario - input'!C6,\"\")","v":"˂ = 1 kv"},{"$f":"IFERROR(repcalc('Historical scenario - input'!$CV6:$GH6,'Historical scenario - input'!$G6,'Historical scenario - input'!$E6,'Historical scenario - input'!$F6,20,TRUE,TRUE),\"\")","v":321.34940854064911},371.47142592316459,425.92494452366623,484.44848903091935,546.66832807905007,612.10530394836587,680.18858711890232,750.27654560066685,821.6844816749923,893.71851731296545,965.71443791127922,1037.0798690022821,1107.3377988174659,1176.1692035998226,1243.4524075434451,1309.2968301476451,1374.068943578088,1438.4085718263018,1503.2340909892405,1569.7356054599161,{"$f":"IFERROR(IF(OR(D21=\"\",'Historical scenario - input'!$D6=\"\"),\"\",D21/'Historical scenario - input'!$D6),\"\")","v":4.5989298921726585},{"$f":"IFERROR(IF(OR(E21=\"\",'Historical scenario - input'!$D6=\"\"),\"\",E21/'Historical scenario - input'!$D6),\"\")","v":5.3162414473526018},{"$f":"IFERROR(IF(OR(F21=\"\",'Historical scenario - input'!$D6=\"\"),\"\",F21/'Historical scenario - input'!$D6),\"\")","v":6.0955424442428727},{"$f":"IFERROR(IF(OR(G21=\"\",'Historical scenario - input'!$D6=\"\"),\"\",G21/'Historical scenario - input'!$D6),\"\")","v":6.9330908295116691},{"$f":"IFERROR(IF(OR(H21=\"\",'Historical scenario - input'!$D6=\"\"),\"\",H21/'Historical scenario - input'!$D6),\"\")","v":7.8235380190182404},{"$f":"IFERROR(IF(OR(I21=\"\",'Historical scenario - input'!$D6=\"\"),\"\",I21/'Historical scenario - input'!$D6),\"\")","v":8.760026639754912},{"$f":"IFERROR(IF(OR(J21=\"\",'Historical scenario - input'!$D6=\"\"),\"\",J21/'Historical scenario - input'!$D6),\"\")","v":9.7343873754792121},{"$f":"IFERROR(IF(OR(K21=\"\",'Historical scenario - input'!$D6=\"\"),\"\",K21/'Historical scenario - input'!$D6),\"\")","v":10.73743763409629},{"$f":"IFERROR(IF(OR(L21=\"\",'Historical scenario - input'!$D6=\"\"),\"\",L21/'Historical scenario - input'!$D6),\"\")","v":11.759378496666848},{"$f":"IFERROR(IF(OR(M21=\"\",'Historical scenario - input'!$D6=\"\"),\"\",M21/'Historical scenario - input'!$D6),\"\")","v":12.790279662017523},{"$f":"IFERROR(IF(OR(N21=\"\",'Historical scenario - input'!$D6=\"\"),\"\",N21/'Historical scenario - input'!$D6),\"\")","v":13.820635351351836},{"$f":"IFERROR(IF(OR(O21=\"\",'Historical scenario - input'!$D6=\"\"),\"\",O21/'Historical scenario - input'!$D6),\"\")","v":14.841967912076575},{"$f":"IFERROR(IF(OR(P21=\"\",'Historical scenario - input'!$D6=\"\"),\"\",P21/'Historical scenario - input'!$D6),\"\")","v":15.847450682549281},{"$f":"IFERROR(IF(OR(Q21=\"\",'Historical scenario - input'!$D6=\"\"),\"\",Q21/'Historical scenario - input'!$D6),\"\")","v":16.832518015989773},{"$f":"IFERROR(IF(OR(R21=\"\",'Historical scenario - input'!$D6=\"\"),\"\",R21/'Historical scenario - input'!$D6),\"\")","v":17.795428572641175},{"$f":"IFERROR(IF(OR(S21=\"\",'Historical scenario - input'!$D6=\"\"),\"\",S21/'Historical scenario - input'!$D6),\"\")","v":18.73774828849962},{"$f":"IFERROR(IF(OR(T21=\"\",'Historical scenario - input'!$D6=\"\"),\"\",T21/'Historical scenario - input'!$D6),\"\")","v":19.664721859066443},{"$f":"IFERROR(IF(OR(U21=\"\",'Historical scenario - input'!$D6=\"\"),\"\",U21/'Historical scenario - input'!$D6),\"\")","v":20.585506001616242},{"$f":"IFERROR(IF(OR(V21=\"\",'Historical scenario - input'!$D6=\"\"),\"\",V21/'Historical scenario - input'!$D6),\"\")","v":21.513243877991819},{"$f":"IFERROR(IF(OR(W21=\"\",'Historical scenario - input'!$D6=\"\"),\"\",W21/'Historical scenario - input'!$D6),\"\")","v":22.464967436976544}]
[{"$f":"IFERROR('Historical scenario - input'!A7,\"\")","v":1},{"$f":"IFERROR('Historical scenario - input'!B7,\"\")","v":"OVERHEAD CONDUCTORS"},{"$f":"IFERROR('Historical scenario - input'!C7,\"\")","v":"˃ 11 kv & < = 22 kv ; multiple-phase"},{"$f":"IFERROR(repcalc('Historical scenario - input'!$CV7:$GH7,'Historical scenario - input'!$G7,'Historical scenario - input'!$E7,'Historical scenario - input'!$F7,20,TRUE,TRUE),\"\")","v":5031.6052924473361},4768.4490575841528,4630.1276844562426,4609.7631364551762,4701.469066150099,4900.4075257379554,5202.6712596588568,5605.0422781711577,6104.6791666947156,6698.7810009018485,7384.2660996014893,8157.4909172359366,9014.0202277475692,9948.446561691997,10954.246671348068,12023.657249750881,13147.552186655577,14315.309401313743,15514.665868740925,16731.573046442318,{"$f":"IFERROR(IF(OR(D22=\"\",'Historical scenario - input'!$D7=\"\"),\"\",D22/'Historical scenario - input'!$D7),\"\")","v":16.112013423839297},{"$f":"IFERROR(IF(OR(E22=\"\",'Historical scenario - input'!$D7=\"\"),\"\",E22/'Historical scenario - input'!$D7),\"\")","v":15.269344624868319},{"$f":"IFERROR(IF(OR(F22=\"\",'Historical scenario - input'!$D7=\"\"),\"\",F22/'Historical scenario - input'!$D7),\"\")","v":14.826417230705257},{"$f":"IFERROR(IF(OR(G22=\"\",'Historical scenario - input'!$D7=\"\"),\"\",G22/'Historical scenario - input'!$D7),\"\")","v":14.761206656406809},{"$f":"IFERROR(IF(OR(H22=\"\",'Historical scenario - input'!$D7=\"\"),\"\",H22/'Historical scenario - input'!$D7),\"\")","v":15.054863866066746},{"$f":"IFERROR(IF(OR(I22=\"\",'Historical scenario - input'!$D7=\"\"),\"\",I22/'Historical scenario - input'!$D7),\"\")","v":15.691896968843857},{"$f":"IFERROR(IF(OR(J22=\"\",'Historical scenario - input'!$D7=\"\"),\"\",J22/'Historical scenario - input'!$D7),\"\")","v":16.659794300890859},{"$f":"IFERROR(IF(OR(K22=\"\",'Historical scenario - input'!$D7=\"\"),\"\",K22/'Historical scenario - input'!$D7),\"\")","v":17.948251338919132},{"$f":"IFERROR(IF(OR(L22=\"\",'Historical scenario - input'!$D7=\"\"),\"\",L22/'Historical scenario - input'!$D7),\"\")","v":19.54816941417446},{"$f":"IFERROR(IF(OR(M22=\"\",'Historical scenario - input'!$D7=\"\"),\"\",M22/'Historical scenario - input'!$D7),\"\")","v":21.450579514235596},{"$f":"IFERROR(IF(OR(N22=\"\",'Historical scenario - input'!$D7=\"\"),\"\",N22/'Historical scenario - input'!$D7),\"\")","v":23.645613597824937},{"$f":"IFERROR(IF(OR(O22=\"\",'Historical scenario - input'!$D7=\"\"),\"\",O22/'Historical scenario - input'!$D7),\"\")","v":26.121604443146655},{"$f":"IFERROR(IF(OR(P22=\"\",'Historical scenario - input'!$D7=\"\"),\"\",P22/'Historical scenario - input'!$D7),\"\")","v":28.864349739481856},{"$f":"IFERROR(IF(OR(Q22=\"\",'Historical scenario - input'!$D7=\"\"),\"\",Q22/'Historical scenario - input'!$D7),\"\")","v":31.856533895639839},{"$f":"IFERROR(IF(OR(R22=\"\",'Historical scenario - input'!$D7=\"\"),\"\",R22/'Historical scenario - input'!$D7),\"\")","v":35.077268418040234},{"$f":"IFERROR(IF(OR(S22=\"\",'Historical scenario - input'!$D7=\"\"),\"\",S22/'Historical scenario - input'!$D7),\"\")","v":38.501693942968707},{"$f":"IFERROR(IF(OR(T22=\"\",'Historical scenario - input'!$D7=\"\"),\"\",T22/'Historical scenario - input'!$D7),\"\")","v":42.100587190333464},{"$f":"IFERROR(IF(OR(U22=\"\",'Historical scenario - input'!$D7=\"\"),\"\",U22/'Historical scenario - input'!$D7),\"\")","v":45.839934540690933},{"$f":"IFERROR(IF(OR(V22=\"\",'Historical scenario - input'!$D7=\"\"),\"\",V22/'Historical scenario - input'!$D7),\"\")","v":49.680467805921708},{"$f":"IFERROR(IF(OR(W22=\"\",'Historical scenario - input'!$D7=\"\"),\"\",W22/'Historical scenario - input'!$D7),\"\")","v":53.577201282238292}]
[{"$f":"IFERROR('Historical scenario - input'!A8,\"\")","v":1},{"$f":"IFERROR('Historical scenario - input'!B8,\"\")","v":"OVERHEAD CONDUCTORS"},{"$f":"IFERROR('Historical scenario - input'!C8,\"\")","v":"˃ 11 kv & < = 22 kv ; single-phase"},{"$f":"IFERROR(repcalc('Historical scenario - input'!$CV8:$GH8,'Historical scenario - input'!$G8,'Historical scenario - input'!$E8,'Historical scenario - input'!$F8,20,TRUE,TRUE),\"\")","v":28.661929888618094},31.938118226227285,35.643462162921843,39.87532941141432,44.753550218887391,50.422855102421899,57.054700335485073,64.848207360292719,74.029962568218906,84.852475004410763,97.591168488401792,112.53988301512527,130.00496494097283,150.29812007457497,173.72827160684881,200.59269185977857,231.16765533520851,265.69879174575334,304.39121341550748,347.39937372393621,{"$f":"IFERROR(IF(OR(D23=\"\",'Historical scenario - input'!$D8=\"\"),\"\",D23/'Historical scenario - input'!$D8),\"\")","v":0.15441375500747709},{"$f":"IFERROR(IF(OR(E23=\"\",'Historical scenario - input'!$D8=\"\"),\"\",E23/'Historical scenario - input'!$D8),\"\")","v":0.17206394622934704},{"$f":"IFERROR(IF(OR(F23=\"\",'Historical scenario - input'!$D8=\"\"),\"\",F23/'Historical scenario - input'!$D8),\"\")","v":0.19202617742182521},{"$f":"IFERROR(IF(OR(G23=\"\",'Historical scenario - input'!$D8=\"\"),\"\",G23/'Historical scenario - input'!$D8),\"\")","v":0.21482500901035609},{"$f":"IFERROR(IF(OR(H23=\"\",'Historical scenario - input'!$D8=\"\"),\"\",H23/'Historical scenario - input'!$D8),\"\")","v":0.24110601645000695},{"$f":"IFERROR(IF(OR(I23=\"\",'Historical scenario - input'!$D8=\"\"),\"\",I23/'Historical scenario - input'!$D8),\"\")","v":0.27164892332162088},{"$f":"IFERROR(IF(OR(J23=\"\",'Historical scenario - input'!$D8=\"\"),\"\",J23/'Historical scenario - input'!$D8),\"\")","v":0.3073774359879079},{"$f":"IFERROR(IF(OR(K23=\"\",'Historical scenario - input'!$D8=\"\"),\"\",K23/'Historical scenario - input'!$D8),\"\")","v":0.34936430459913809},{"$f":"IFERROR(IF(OR(L23=\"\",'Historical scenario - input'!$D8=\"\"),\"\",L23/'Historical scenario - input'!$D8),\"\")","v":0.39883024442681025},{"$f":"IFERROR(IF(OR(M23=\"\",'Historical scenario - input'!$D8=\"\"),\"\",M23/'Historical scenario - input'!$D8),\"\")","v":0.45713562687599174},{"$f":"IFERROR(IF(OR(N23=\"\",'Historical scenario - input'!$D8=\"\"),\"\",N23/'Historical scenario - input'!$D8),\"\")","v":0.52576427478617527},{"$f":"IFERROR(IF(OR(O23=\"\",'Historical scenario - input'!$D8=\"\"),\"\",O23/'Historical scenario - input'!$D8),\"\")","v":0.60629922660471391},{"$f":"IFERROR(IF(OR(P23=\"\",'Historical scenario - input'!$D8=\"\"),\"\",P23/'Historical scenario - input'!$D8),\"\")","v":0.70039089775747476},{"$f":"IFERROR(IF(OR(Q23=\"\",'Historical scenario - input'!$D8=\"\"),\"\",Q23/'Historical scenario - input'!$D8),\"\")","v":0.80971857727193497},{"$f":"IFERROR(IF(OR(R23=\"\",'Historical scenario - input'!$D8=\"\"),\"\",R23/'Historical scenario - input'!$D8),\"\")","v":0.93594656305489199},{"$f":"IFERROR(IF(OR(S23=\"\",'Historical scenario - input'!$D8=\"\"),\"\",S23/'Historical scenario - input'!$D8),\"\")","v":1.0806763849292069},{"$f":"IFERROR(IF(OR(T23=\"\",'Historical scenario - input'!$D8=\"\"),\"\",T23/'Historical scenario - input'!$D8),\"\")","v":1.2453964487143196},{"$f":"IFERROR(IF(OR(U23=\"\",'Historical scenario - input'!$D8=\"\"),\"\",U23/'Historical scenario - input'!$D8),\"\")","v":1.4314300639854622},{"$f":"IFERROR(IF(OR(V23=\"\",'Historical scenario - input'!$D8=\"\"),\"\",V23/'Historical scenario - input'!$D8),\"\")","v":1.6398822562689972},{"$f":"IFERROR(IF(OR(W23=\"\",'Historical scenario - input'!$D8=\"\"),\"\",W23/'Historical scenario - input'!$D8),\"\")","v":1.8715851302553448}]
[{"$f":"IFERROR('Historical scenario - input'!A9,\"\")","v":1},{"$f":"IFERROR('Historical scenario - input'!B9,\"\")","v":"OVERHEAD CONDUCTORS"},{"$f":"IFERROR('Historical scenario - input'!C9,\"\")","v":"˃ 11 kv & < = 22 kv ; swer"},{"$f":"IFERROR(repcalc('Historical scenario - input'!$CV9:$GH9,'Historical scenario - input'!$G9,'Historical scenario - input'!$E9,'Historical scenario - input'!$F9,20,TRUE,TRUE),\"\")","v":22.06920783743125},29.771588296154839,39.738584934844226,52.48745647375997,68.60783654085219,88.75944658944745,113.66625458674224,144.10681462747607,180.90081192861993,224.89219478298062,276.92967519567406,337.84578741807763,408.43606461332138,489.4401810472923,581.52706545186504,685.2859842701356,801.22539966253657,929.78102330382274,1071.3339297532293,1226.2388966533376,{"$f":"IFERROR(IF(OR(D24=\"\",'Historical scenario - input'!$D9=\"\"),\"\",D24/'Historical scenario - input'!$D9),\"\")","v":1.7640249559671029E-3},{"$f":"IFERROR(IF(OR(E24=\"\",'Historical scenario - input'!$D9=\"\"),\"\",E24/'Historical scenario - input'!$D9),\"\")","v":2.3796878039328883E-3},{"$f":"IFERROR(IF(OR(F24=\"\",'Historical scenario - input'!$D9=\"\"),\"\",F24/'Historical scenario - input'!$D9),\"\")","v":3.1763648272407977E-3},{"$f":"IFERROR(IF(OR(G24=\"\",'Historical scenario - input'!$D9=\"\"),\"\",G24/'Historical scenario - input'!$D9),\"\")","v":4.1954012929231897E-3},{"$f":"IFERROR(IF(OR(H24=\"\",'Historical scenario - input'!$D9=\"\"),\"\",H24/'Historical scenario - input'!$D9),\"\")","v":5.483927503175022E-3},{"$f":"IFERROR(IF(OR(I24=\"\",'Historical scenario - input'!$D9=\"\"),\"\",I24/'Historical scenario - input'!$D9),\"\")","v":7.0946759854267115E-3},{"$f":"IFERROR(IF(OR(J24=\"\",'Historical scenario - input'!$D9=\"\"),\"\",J24/'Historical scenario - input'!$D9),\"\")","v":9.0855145875350062E-3},{"$f":"IFERROR(IF(OR(K24=\"\",'Historical scenario - input'!$D9=\"\"),\"\",K24/'Historical scenario - input'!$D9),\"\")","v":1.1518674308582773E-2},{"$f":"IFERROR(IF(OR(L24=\"\",'Historical scenario - input'!$D9=\"\"),\"\",L24/'Historical scenario - input'!$D9),\"\")","v":1.4459673820079453E-2},{"$f":"IFERROR(IF(OR(M24=\"\",'Historical scenario - input'!$D9=\"\"),\"\",M24/'Historical scenario - input'!$D9),\"\")","v":1.7975971177657292E-2},{"$f":"IFERROR(IF(OR(N24=\"\",'Historical scenario - input'!$D9=\"\"),\"\",N24/'Historical scenario - input'!$D9),\"\")","v":2.2135405207634015E-2},{"$f":"IFERROR(IF(OR(O24=\"\",'Historical scenario - input'!$D9=\"\"),\"\",O24/'Historical scenario - input'!$D9),\"\")","v":2.7004521624153299E-2},{"$f":"IFERROR(IF(OR(P24=\"\",'Historical scenario - input'!$D9=\"\"),\"\",P24/'Historical scenario - input'!$D9),\"\")","v":3.2646908588756705E-2},{"$f":"IFERROR(IF(OR(Q24=\"\",'Historical scenario - input'!$D9=\"\"),\"\",Q24/'Historical scenario - input'!$D9),\"\")","v":3.912168937736437E-2},{"$f":"IFERROR(IF(OR(R24=\"\",'Historical scenario - input'!$D9=\"\"),\"\",R24/'Historical scenario - input'!$D9),\"\")","v":4.6482332469021066E-2},{"$f":"IFERROR(IF(OR(S24=\"\",'Historical scenario - input'!$D9=\"\"),\"\",S24/'Historical scenario - input'!$D9),\"\")","v":5.4775938816284418E-2},{"$f":"IFERROR(IF(OR(T24=\"\",'Historical scenario - input'!$D9=\"\"),\"\",T24/'Historical scenario - input'!$D9),\"\")","v":6.4043150563937112E-2},{"$f":"IFERROR(IF(OR(U24=\"\",'Historical scenario - input'!$D9=\"\"),\"\",U24/'Historical scenario - input'!$D9),\"\")","v":7.431879480108608E-2},{"$f":"IFERROR(IF(OR(V24=\"\",'Historical scenario - input'!$D9=\"\"),\"\",V24/'Historical scenario - input'!$D9),\"\")","v":8.5633331390066528E-2},{"$f":"IFERROR(IF(OR(W24=\"\",'Historical scenario - input'!$D9=\"\"),\"\",W24/'Historical scenario - input'!$D9),\"\")","v":9.8015118241137067E-2}]
[{"$f":"IFERROR('Historical scenario - input'!A10,\"\")","v":1},{"$f":"IFERROR('Historical scenario - input'!B10,\"\")","v":"OVERHEAD CONDUCTORS"},{"$f":"IFERROR('Historical scenario - input'!C10,\"\")","v":"> 1 kv & < = 11 kv"},{"$f":"IFERROR(repcalc('Historical scenario - input'!$CV10:$GH10,'Historical scenario - input'!$G10,'Historical scenario - input'!$E10,'Historical scenario - input'!$F10,20,TRUE,TRUE),\"\")","v":308.89743149344241},333.21873924153567,356.54195150243828,378.487852294851,398.71674324861834,416.94596706767175,432.96582932427606,446.65302085623188,457.98079089528841,467.02532784151748,473.9680520393581,479.09379018813553,482.78505924785003,485.51291472833014,487.82499342411643,490.33148918939378,493.68983495834919,498.58882585266355,505.73281574762098,515.8264686222393,{"$f":"IFERROR(IF(OR(D25=\"\",'Historical scenario - input'!$D10=\"\"),\"\",D25/'Historical scenario - input'!$D10),\"\")","v":2.0518472750911871},{"$f":"IFERROR(IF(OR(E25=\"\",'Historical scenario - input'!$D10=\"\"),\"\",E25/'Historical scenario - input'!$D10),\"\")","v":2.2134012536668837},{"$f":"IFERROR(IF(OR(F25=\"\",'Historical scenario - input'!$D10=\"\"),\"\",F25/'Historical scenario - input'!$D10),\"\")","v":2.3683253956143777},{"$f":"IFERROR(IF(OR(G25=\"\",'Historical scenario - input'!$D10=\"\"),\"\",G25/'Historical scenario - input'!$D10),\"\")","v":2.5141007635824},{"$f":"IFERROR(IF(OR(H25=\"\",'Historical scenario - input'!$D10=\"\"),\"\",H25/'Historical scenario - input'!$D10),\"\")","v":2.6484709154510324},{"$f":"IFERROR(IF(OR(I25=\"\",'Historical scenario - input'!$D10=\"\"),\"\",I25/'Historical scenario - input'!$D10),\"\")","v":2.7695583037122913},{"$f":"IFERROR(IF(OR(J25=\"\",'Historical scenario - input'!$D10=\"\"),\"\",J25/'Historical scenario - input'!$D10),\"\")","v":2.8759700357866889},{"$f":"IFERROR(IF(OR(K25=\"\",'Historical scenario - input'!$D10=\"\"),\"\",K25/'Historical scenario - input'!$D10),\"\")","v":2.9668870321265919},{"$f":"IFERROR(IF(OR(L25=\"\",'Historical scenario - input'!$D10=\"\"),\"\",L25/'Historical scenario - input'!$D10),\"\")","v":3.0421316010928154},{"$f":"IFERROR(IF(OR(M25=\"\",'Historical scenario - input'!$D10=\"\"),\"\",M25/'Historical scenario - input'!$D10),\"\")","v":3.1022098231675614},{"$f":"IFERROR(IF(OR(N25=\"\",'Historical scenario - input'!$D10=\"\"),\"\",N25/'Historical scenario - input'!$D10),\"\")","v":3.1483267806902444},{"$f":"IFERROR(IF(OR(O25=\"\",'Historical scenario - input'!$D10=\"\"),\"\",O25/'Historical scenario - input'!$D10),\"\")","v":3.1823744314024944},{"$f":"IFERROR(IF(OR(P25=\"\",'Historical scenario - input'!$D10=\"\"),\"\",P25/'Historical scenario - input'!$D10),\"\")","v":3.2068936393647802},{"$f":"IFERROR(IF(OR(Q25=\"\",'Historical scenario - input'!$D10=\"\"),\"\",Q25/'Historical scenario - input'!$D10),\"\")","v":3.2250133848330571},{"$f":"IFERROR(IF(OR(R25=\"\",'Historical scenario - input'!$D10=\"\"),\"\",R25/'Historical scenario - input'!$D10),\"\")","v":3.2403713382767267},{"$f":"IFERROR(IF(OR(S25=\"\",'Historical scenario - input'!$D10=\"\"),\"\",S25/'Historical scenario - input'!$D10),\"\")","v":3.2570207046413064},{"$f":"IFERROR(IF(OR(T25=\"\",'Historical scenario - input'!$D10=\"\"),\"\",T25/'Historical scenario - input'!$D10),\"\")","v":3.2793284738627269},{"$f":"IFERROR(IF(OR(U25=\"\",'Historical scenario - input'!$D10=\"\"),\"\",U25/'Historical scenario - input'!$D10),\"\")","v":3.3118699588100005},{"$f":"IFERROR(IF(OR(V25=\"\",'Historical scenario - input'!$D10=\"\"),\"\",V25/'Historical scenario - input'!$D10),\"\")","v":3.3593238211758281},{"$f":"IFERROR(IF(OR(W25=\"\",'Historical scenario - input'!$D10=\"\"),\"\",W25/'Historical scenario - input'!$D10),\"\")","v":3.4263707825130303}]
[{"$f":"IFERROR('Historical scenario - input'!A11,\"\")","v":1},{"$f":"IFERROR('Historical scenario - input'!B11,\"\")","v":"OVERHEAD CONDUCTORS"},{"$f":"IFERROR('Historical scenario - input'!C11,\"\")","v":"> 22 kv & < = 66 kv"},{"$f":"IFERROR(repcalc('Historical scenario - input'!$CV11:$GH11,'Historical scenario - input'!$G11,'Historical scenario - input'!$E11,'Historical scenario - input'!$F11,20,TRUE,TRUE),\"\")","v":80.756837127795592},96.497754593255848,114.55056093268669,135.13183444536534,158.47062908451801,184.81321299763158,214.42987637220347,247.62412689843848,284.74458630698973,326.19990436457641,372.47702246786497,424.16315031026613,481.97186483203393,546.77379420828959,619.63239784518532,701.84537608168955,794.99221377630022,900.98824836080735,1022.1454210684303,1161.2394871863632,{"$f":"IFERROR(IF(OR(D26=\"\",'Historical scenario - input'!$D11=\"\"),\"\",D26/'Historical scenario - input'!$D11),\"\")","v":1.9954420939033643E-2},{"$f":"IFERROR(IF(OR(E26=\"\",'Historical scenario - input'!$D11=\"\"),\"\",E26/'Historical scenario - input'!$D11),\"\")","v":2.3843885958265688E-2},{"$f":"IFERROR(IF(OR(F26=\"\",'Historical scenario - input'!$D11=\"\"),\"\",F26/'Historical scenario - input'!$D11),\"\")","v":2.8304601727232696E-2},{"$f":"IFERROR(IF(OR(G26=\"\",'Historical scenario - input'!$D11=\"\"),\"\",G26/'Historical scenario - input'!$D11),\"\")","v":3.3390083151962978E-2},{"$f":"IFERROR(IF(OR(H26=\"\",'Historical scenario - input'!$D11=\"\"),\"\",H26/'Historical scenario - input'!$D11),\"\")","v":3.9156927780886926E-2},{"$f":"IFERROR(IF(OR(I26=\"\",'Historical scenario - input'!$D11=\"\"),\"\",I26/'Historical scenario - input'!$D11),\"\")","v":4.5665986663322541E-2},{"$f":"IFERROR(IF(OR(J26=\"\",'Historical scenario - input'!$D11=\"\"),\"\",J26/'Historical scenario - input'!$D11),\"\")","v":5.2984046518126569E-2},{"$f":"IFERROR(IF(OR(K26=\"\",'Historical scenario - input'!$D11=\"\"),\"\",K26/'Historical scenario - input'!$D11),\"\")","v":6.1186101864945636E-2},{"$f":"IFERROR(IF(OR(L26=\"\",'Historical scenario - input'!$D11=\"\"),\"\",L26/'Historical scenario - input'!$D11),\"\")","v":7.03582945712595E-2},{"$f":"IFERROR(IF(OR(M26=\"\",'Historical scenario - input'!$D11=\"\"),\"\",M26/'Historical scenario - input'!$D11),\"\")","v":8.0601598991089096E-2},{"$f":"IFERROR(IF(OR(N26=\"\",'Historical scenario - input'!$D11=\"\"),\"\",N26/'Historical scenario - input'!$D11),\"\")","v":9.2036334764817887E-2},{"$f":"IFERROR(IF(OR(O26=\"\",'Historical scenario - input'!$D11=\"\"),\"\",O26/'Historical scenario - input'!$D11),\"\")","v":0.10480759709204188},{"$f":"IFERROR(IF(OR(P26=\"\",'Historical scenario - input'!$D11=\"\"),\"\",P26/'Historical scenario - input'!$D11),\"\")","v":0.11909170559032711},{"$f":"IFERROR(IF(OR(Q26=\"\",'Historical scenario - input'!$D11=\"\"),\"\",Q26/'Historical scenario - input'!$D11),\"\")","v":0.13510378608314114},{"$f":"IFERROR(IF(OR(R26=\"\",'Historical scenario - input'!$D11=\"\"),\"\",R26/'Historical scenario - input'!$D11),\"\")","v":0.15310661157394315},{"$f":"IFERROR(IF(OR(S26=\"\",'Historical scenario - input'!$D11=\"\"),\"\",S26/'Historical scenario - input'!$D11),\"\")","v":0.17342083427915819},{"$f":"IFERROR(IF(OR(T26=\"\",'Historical scenario - input'!$D11=\"\"),\"\",T26/'Historical scenario - input'!$D11),\"\")","v":0.19643673329903655},{"$f":"IFERROR(IF(OR(U26=\"\",'Historical scenario - input'!$D11=\"\"),\"\",U26/'Historical scenario - input'!$D11),\"\")","v":0.22262757443637021},{"$f":"IFERROR(IF(OR(V26=\"\",'Historical scenario - input'!$D11=\"\"),\"\",V26/'Historical scenario - input'!$D11),\"\")","v":0.25256462137847968},{"$f":"IFERROR(IF(OR(W26=\"\",'Historical scenario - input'!$D11=\"\"),\"\",W26/'Historical scenario - input'!$D11),\"\")","v":0.28693374285666229}]
[{"$f":"IFERROR('Historical scenario - input'!A12,\"\")","v":2},{"$f":"IFERROR('Historical scenario - input'!B12,\"\")","v":"POLES"},{"$f":"IFERROR('Historical scenario - input'!C12,\"\")","v":"˂ = 1 kv ; concrete"},{"$f":"IFERROR(repcalc('Historical scenario - input'!$CV12:$GH12,'Historical scenario - input'!$G12,'Historical scenario - input'!$E12,'Historical scenario - input'!$F12,20,TRUE,TRUE),\"\")","v":9.8181702429288507},10.858567855357336,12.129634866429942,13.713498005644754,15.719420343710812,18.290275397770596,21.609534466997978,25.908504435607103,31.473478767364959,38.652401976601254,47.860606266580639,59.585166873180896,74.387446930837172,92.903467001735862,115.84183713952461,143.97912201003152,178.15265600259195,219.25096204656631,268.2020265187316,325.95971363374588,{"$f":"IFERROR(IF(OR(D27=\"\",'Historical scenario - input'!$D12=\"\"),\"\",D27/'Historical scenario - input'!$D12),\"\")","v":1.1507479002467542},{"$f":"IFERROR(IF(OR(E27=\"\",'Historical scenario - input'!$D12=\"\"),\"\",E27/'Historical scenario - input'!$D12),\"\")","v":1.2726886833357496},{"$f":"IFERROR(IF(OR(F27=\"\",'Historical scenario - input'!$D12=\"\"),\"\",F27/'Historical scenario - input'!$D12),\"\")","v":1.4216652907762404},{"$f":"IFERROR(IF(OR(G27=\"\",'Historical scenario - input'!$D12=\"\"),\"\",G27/'Historical scenario - input'!$D12),\"\")","v":1.6073034633310861},{"$f":"IFERROR(IF(OR(H27=\"\",'Historical scenario - input'!$D12=\"\"),\"\",H27/'Historical scenario - input'!$D12),\"\")","v":1.8424094822198955},{"$f":"IFERROR(IF(OR(I27=\"\",'Historical scenario - input'!$D12=\"\"),\"\",I27/'Historical scenario - input'!$D12),\"\")","v":2.143728972725647},{"$f":"IFERROR(IF(OR(J27=\"\",'Historical scenario - input'!$D12=\"\"),\"\",J27/'Historical scenario - input'!$D12),\"\")","v":2.5327658614513591},{"$f":"IFERROR(IF(OR(K27=\"\",'Historical scenario - input'!$D12=\"\"),\"\",K27/'Historical scenario - input'!$D12),\"\")","v":3.0366306898458051},{"$f":"IFERROR(IF(OR(L27=\"\",'Historical scenario - input'!$D12=\"\"),\"\",L27/'Historical scenario - input'!$D12),\"\")","v":3.688878753257578},{"$f":"IFERROR(IF(OR(M27=\"\",'Historical scenario - input'!$D12=\"\"),\"\",M27/'Historical scenario - input'!$D12),\"\")","v":4.5302912165433016},{"$f":"IFERROR(IF(OR(N27=\"\",'Historical scenario - input'!$D12=\"\"),\"\",N27/'Historical scenario - input'!$D12),\"\")","v":5.6095474821767599},{"$f":"IFERROR(IF(OR(O27=\"\",'Historical scenario - input'!$D12=\"\"),\"\",O27/'Historical scenario - input'!$D12),\"\")","v":6.9837356624110702},{"$f":"IFERROR(IF(OR(P27=\"\",'Historical scenario - input'!$D12=\"\"),\"\",P27/'Historical scenario - input'!$D12),\"\")","v":8.7186508526910735},{"$f":"IFERROR(IF(OR(Q27=\"\",'Historical scenario - input'!$D12=\"\"),\"\",Q27/'Historical scenario - input'!$D12),\"\")","v":10.888838442670901},{"$f":"IFERROR(IF(OR(R27=\"\",'Historical scenario - input'!$D12=\"\"),\"\",R27/'Historical scenario - input'!$D12),\"\")","v":13.577351741791389},{"$f":"IFERROR(IF(OR(S27=\"\",'Historical scenario - input'!$D12=\"\"),\"\",S27/'Historical scenario - input'!$D12),\"\")","v":16.875208743884038},{"$f":"IFERROR(IF(OR(T27=\"\",'Historical scenario - input'!$D12=\"\"),\"\",T27/'Historical scenario - input'!$D12),\"\")","v":20.880550015519898},{"$f":"IFERROR(IF(OR(U27=\"\",'Historical scenario - input'!$D12=\"\"),\"\",U27/'Historical scenario - input'!$D12),\"\")","v":25.697515724366053},{"$f":"IFERROR(IF(OR(V27=\"\",'Historical scenario - input'!$D12=\"\"),\"\",V27/'Historical scenario - input'!$D12),\"\")","v":31.434871388651604},{"$f":"IFERROR(IF(OR(W27=\"\",'Historical scenario - input'!$D12=\"\"),\"\",W27/'Historical scenario - input'!$D12),\"\")","v":38.204415562993063}]
[{"$f":"IFERROR('Historical scenario - input'!A13,\"\")","v":2},{"$f":"IFERROR('Historical scenario - input'!B13,\"\")","v":"POLES"},{"$f":"IFERROR('Historical scenario - input'!C13,\"\")","v":"˂ = 1 kv ; steel"},{"$f":"IFERROR(repcalc('Historical scenario - input'!$CV13:$GH13,'Historical scenario - input'!$G13,'Historical scenario - input'!$E13,'Historical scenario - input'!$F13,20,TRUE,TRUE),\"\")","v":5.1271362594414018},5.6449567977739292,6.1538380847072069,6.64683710034355,7.1189643663780782,7.5679135966105227,7.994690463327764,8.4040788198661005,8.8048908509389499,9.2099612946440086,9.6358639826071908,10.102349846937727,10.631527287474297,11.246826329689597,11.971805426343785,12.828872510785217,13.837998947499901,15.015505882264762,16.37299729884904,17.916503506097587,{"$f":"IFERROR(IF(OR(D28=\"\",'Historical scenario - input'!$D13=\"\"),\"\",D28/'Historical scenario - input'!$D13),\"\")","v":0.60093083933642966},{"$f":"IFERROR(IF(OR(E28=\"\",'Historical scenario - input'!$D13=\"\"),\"\",E28/'Historical scenario - input'!$D13),\"\")","v":0.66162248375153432},{"$f":"IFERROR(IF(OR(F28=\"\",'Historical scenario - input'!$D13=\"\"),\"\",F28/'Historical scenario - input'!$D13),\"\")","v":0.72126639477814192},{"$f":"IFERROR(IF(OR(G28=\"\",'Historical scenario - input'!$D13=\"\"),\"\",G28/'Historical scenario - input'!$D13),\"\")","v":0.77904880922301545},{"$f":"IFERROR(IF(OR(H28=\"\",'Historical scenario - input'!$D13=\"\"),\"\",H28/'Historical scenario - input'!$D13),\"\")","v":0.83438493057717134},{"$f":"IFERROR(IF(OR(I28=\"\",'Historical scenario - input'!$D13=\"\"),\"\",I28/'Historical scenario - input'!$D13),\"\")","v":0.88700444839205783},{"$f":"IFERROR(IF(OR(J28=\"\",'Historical scenario - input'!$D13=\"\"),\"\",J28/'Historical scenario - input'!$D13),\"\")","v":0.93702523343624244},{"$f":"IFERROR(IF(OR(K28=\"\",'Historical scenario - input'!$D13=\"\"),\"\",K28/'Historical scenario - input'!$D13),\"\")","v":0.98500798175039528},{"$f":"IFERROR(IF(OR(L28=\"\",'Historical scenario - input'!$D13=\"\"),\"\",L28/'Historical scenario - input'!$D13),\"\")","v":1.0319855337522974},{"$f":"IFERROR(IF(OR(M28=\"\",'Historical scenario - input'!$D13=\"\"),\"\",M28/'Historical scenario - input'!$D13),\"\")","v":1.0794621970217424},{"$f":"IFERROR(IF(OR(N28=\"\",'Historical scenario - input'!$D13=\"\"),\"\",N28/'Historical scenario - input'!$D13),\"\")","v":1.1293805231208505},{"$f":"IFERROR(IF(OR(O28=\"\",'Historical scenario - input'!$D13=\"\"),\"\",O28/'Historical scenario - input'!$D13),\"\")","v":1.1840554386693734},{"$f":"IFERROR(IF(OR(P28=\"\",'Historical scenario - input'!$D13=\"\"),\"\",P28/'Historical scenario - input'!$D13),\"\")","v":1.2460781795149991},{"$f":"IFERROR(IF(OR(Q28=\"\",'Historical scenario - input'!$D13=\"\"),\"\",Q28/'Historical scenario - input'!$D13),\"\")","v":1.3181948838839259},{"$f":"IFERROR(IF(OR(R28=\"\",'Historical scenario - input'!$D13=\"\"),\"\",R28/'Historical scenario - input'!$D13),\"\")","v":1.4031667424436658},{"$f":"IFERROR(IF(OR(S28=\"\",'Historical scenario - input'!$D13=\"\"),\"\",S28/'Historical scenario - input'!$D13),\"\")","v":1.5036200981493184},{"$f":"IFERROR(IF(OR(T28=\"\",'Historical scenario - input'!$D13=\"\"),\"\",T28/'Historical scenario - input'!$D13),\"\")","v":1.6218957136051877},{"$f":"IFERROR(IF(OR(U28=\"\",'Historical scenario - input'!$D13=\"\"),\"\",U28/'Historical scenario - input'!$D13),\"\")","v":1.7599065240902219},{"$f":"IFERROR(IF(OR(V28=\"\",'Historical scenario - input'!$D13=\"\"),\"\",V28/'Historical scenario - input'!$D13),\"\")","v":1.9190125854627482},{"$f":"IFERROR(IF(OR(W28=\"\",'Historical scenario - input'!$D13=\"\"),\"\",W28/'Historical scenario - input'!$D13),\"\")","v":2.09992068575652}]
[{"$f":"IFERROR('Historical scenario - input'!A14,\"\")","v":2},{"$f":"IFERROR('Historical scenario - input'!B14,\"\")","v":"POLES"},{"$f":"IFERROR('Historical scenario - input'!C14,\"\")","v":"˂ = 1 kv ; wood"},{"$f":"IFERROR(repcalc('Historical scenario - input'!$CV14:$GH14,'Historical scenario - input'!$G14,'Historical scenario - input'!$E14,'Historical scenario - input'!$F14,20,TRUE,TRUE),\"\")","v":2285.0624239226554},2216.5775655786329,2154.9169481006529,2104.587738987419,2069.7222036854887,2053.9382940319711,2060.2257859555084,2090.8596140371401,2147.3404550934047,2230.3614526028018,2339.799283812667,2474.7275111409153,2633.450226969449,2813.5542548579274,3011.9784564176539,3225.0988707127717,3448.8283769882287,3678.7292681901567,3910.1365574860088,4138.289075476896,{"$f":"IFERROR(IF(OR(D29=\"\",'Historical scenario - input'!$D14=\"\"),\"\",D29/'Historical scenario - input'!$D14),\"\")","v":610.11989998615525},{"$f":"IFERROR(IF(OR(E29=\"\",'Historical scenario - input'!$D14=\"\"),\"\",E29/'Historical scenario - input'!$D14),\"\")","v":591.8341960657815},{"$f":"IFERROR(IF(OR(F29=\"\",'Historical scenario - input'!$D14=\"\"),\"\",F29/'Historical scenario - input'!$D14),\"\")","v":575.3705890435416},{"$f":"IFERROR(IF(OR(G29=\"\",'Historical scenario - input'!$D14=\"\"),\"\",G29/'Historical scenario - input'!$D14),\"\")","v":561.93250888035914},{"$f":"IFERROR(IF(OR(H29=\"\",'Historical scenario - input'!$D14=\"\"),\"\",H29/'Historical scenario - input'!$D14),\"\")","v":552.62328533850928},{"$f":"IFERROR(IF(OR(I29=\"\",'Historical scenario - input'!$D14=\"\"),\"\",I29/'Historical scenario - input'!$D14),\"\")","v":548.40892459353529},{"$f":"IFERROR(IF(OR(J29=\"\",'Historical scenario - input'!$D14=\"\"),\"\",J29/'Historical scenario - input'!$D14),\"\")","v":550.08770759017966},{"$f":"IFERROR(IF(OR(K29=\"\",'Historical scenario - input'!$D14=\"\"),\"\",K29/'Historical scenario - input'!$D14),\"\")","v":558.26705005788938},{"$f":"IFERROR(IF(OR(L29=\"\",'Historical scenario - input'!$D14=\"\"),\"\",L29/'Historical scenario - input'!$D14),\"\")","v":573.34763811343407},{"$f":"IFERROR(IF(OR(M29=\"\",'Historical scenario - input'!$D14=\"\"),\"\",M29/'Historical scenario - input'!$D14),\"\")","v":595.51454356288389},{"$f":"IFERROR(IF(OR(N29=\"\",'Historical scenario - input'!$D14=\"\"),\"\",N29/'Historical scenario - input'!$D14),\"\")","v":624.73483878696084},{"$f":"IFERROR(IF(OR(O29=\"\",'Historical scenario - input'!$D14=\"\"),\"\",O29/'Historical scenario - input'!$D14),\"\")","v":660.76116161340735},{"$f":"IFERROR(IF(OR(P29=\"\",'Historical scenario - input'!$D14=\"\"),\"\",P29/'Historical scenario - input'!$D14),\"\")","v":703.14069859804499},{"$f":"IFERROR(IF(OR(Q29=\"\",'Historical scenario - input'!$D14=\"\"),\"\",Q29/'Historical scenario - input'!$D14),\"\")","v":751.22912293692491},{"$f":"IFERROR(IF(OR(R29=\"\",'Historical scenario - input'!$D14=\"\"),\"\",R29/'Historical scenario - input'!$D14),\"\")","v":804.20909965136002},{"$f":"IFERROR(IF(OR(S29=\"\",'Historical scenario - input'!$D14=\"\"),\"\",S29/'Historical scenario - input'!$D14),\"\")","v":861.1130181147912},{"$f":"IFERROR(IF(OR(T29=\"\",'Historical scenario - input'!$D14=\"\"),\"\",T29/'Historical scenario - input'!$D14),\"\")","v":920.8496023602263},{"$f":"IFERROR(IF(OR(U29=\"\",'Historical scenario - input'!$D14=\"\"),\"\",U29/'Historical scenario - input'!$D14),\"\")","v":982.23396861576975},{"$f":"IFERROR(IF(OR(V29=\"\",'Historical scenario - input'!$D14=\"\"),\"\",V29/'Historical scenario - input'!$D14),\"\")","v":1044.0205485897579},{"$f":"IFERROR(IF(OR(W29=\"\",'Historical scenario - input'!$D14=\"\"),\"\",W29/'Historical scenario - input'!$D14),\"\")","v":1104.93809289878}]
[{"$f":"IFERROR('Historical scenario - input'!A15,\"\")","v":2},{"$f":"IFERROR('Historical scenario - input'!B15,\"\")","v":"POLES"},{"$f":"IFERROR('Historical scenario - input'!C15,\"\")","v":"˃ 11 kv & < = 22 kv ; concrete"},{"$f":"IFERROR(repcalc('Historical scenario - input'!$CV15:$GH15,'Historical scenario - input'!$G15,'Historical scenario - input'!$E15,'Historical scenario - input'!$F15,20,TRUE,TRUE),\"\")","v":56.102585560400584},57.510936886246441,59.24808198291246,61.689215213670252,65.312747414207152,70.710061049992248,78.594821628487736,89.811521534881336,105.34268615021462,126.31388010595218,153.99534150555883,189.79877620055089,235.26759656745361,292.05872299493461,361.91401376019297,446.61948242158985,547.95073508222492,667.603548899869,807.10925429260374,967.73560679978902,{"$f":"IFERROR(IF(OR(D30=\"\",'Historical scenario - input'!$D15=\"\"),\"\",D30/'Historical scenario - input'!$D15),\"\")","v":3.983322626573556},{"$f":"IFERROR(IF(OR(E30=\"\",'Historical scenario - input'!$D15=\"\"),\"\",E30/'Historical scenario - input'!$D15),\"\")","v":4.0833165510312259},{"$f":"IFERROR(IF(OR(F30=\"\",'Historical scenario - input'!$D15=\"\"),\"\",F30/'Historical scenario - input'!$D15),\"\")","v":4.2066550620832937},{"$f":"IFERROR(IF(OR(G30=\"\",'Historical scenario - input'!$D15=\"\"),\"\",G30/'Historical scenario - input'!$D15),\"\")","v":4.3799772206866505},{"$f":"IFERROR(IF(OR(H30=\"\",'Historical scenario - input'!$D15=\"\"),\"\",H30/'Historical scenario - input'!$D15),\"\")","v":4.637250529186435},{"$f":"IFERROR(IF(OR(I30=\"\",'Historical scenario - input'!$D15=\"\"),\"\",I30/'Historical scenario - input'!$D15),\"\")","v":5.0204635542793774},{"$f":"IFERROR(IF(OR(J30=\"\",'Historical scenario - input'!$D15=\"\"),\"\",J30/'Historical scenario - input'!$D15),\"\")","v":5.5802870437622749},{"$f":"IFERROR(IF(OR(K30=\"\",'Historical scenario - input'!$D15=\"\"),\"\",K30/'Historical scenario - input'!$D15),\"\")","v":6.3766805448161703},{"$f":"IFERROR(IF(OR(L30=\"\",'Historical scenario - input'!$D15=\"\"),\"\",L30/'Historical scenario - input'!$D15),\"\")","v":7.4794040434094837},{"$f":"IFERROR(IF(OR(M30=\"\",'Historical scenario - input'!$D15=\"\"),\"\",M30/'Historical scenario - input'!$D15),\"\")","v":8.9683734118571721},{"$f":"IFERROR(IF(OR(N30=\"\",'Historical scenario - input'!$D15=\"\"),\"\",N30/'Historical scenario - input'!$D15),\"\")","v":10.93377643969025},{"$f":"IFERROR(IF(OR(O30=\"\",'Historical scenario - input'!$D15=\"\"),\"\",O30/'Historical scenario - input'!$D15),\"\")","v":13.475845225024004},{"$f":"IFERROR(IF(OR(P30=\"\",'Historical scenario - input'!$D15=\"\"),\"\",P30/'Historical scenario - input'!$D15),\"\")","v":16.70416312092739},{"$f":"IFERROR(IF(OR(Q30=\"\",'Historical scenario - input'!$D15=\"\"),\"\",Q30/'Historical scenario - input'!$D15),\"\")","v":20.736372628341925},{"$f":"IFERROR(IF(OR(R30=\"\",'Historical scenario - input'!$D15=\"\"),\"\",R30/'Historical scenario - input'!$D15),\"\")","v":25.696146897418259},{"$f":"IFERROR(IF(OR(S30=\"\",'Historical scenario - input'!$D15=\"\"),\"\",S30/'Historical scenario - input'!$D15),\"\")","v":31.710294134005093},{"$f":"IFERROR(IF(OR(T30=\"\",'Historical scenario - input'!$D15=\"\"),\"\",T30/'Historical scenario - input'!$D15),\"\")","v":38.904883607383141},{"$f":"IFERROR(IF(OR(U30=\"\",'Historical scenario - input'!$D15=\"\"),\"\",U30/'Historical scenario - input'!$D15),\"\")","v":47.400316676147604},{"$f":"IFERROR(IF(OR(V30=\"\",'Historical scenario - input'!$D15=\"\"),\"\",V30/'Historical scenario - input'!$D15),\"\")","v":57.30531886590795},{"$f":"IFERROR(IF(OR(W30=\"\",'Historical scenario - input'!$D15=\"\"),\"\",W30/'Historical scenario - input'!$D15),\"\")","v":68.709901702415678}]
[{"$f":"IFERROR('Historical scenario - input'!A16,\"\")","v":2},{"$f":"IFERROR('Historical scenario - input'!B16,\"\")","v":"POLES"},{"$f":"IFERROR('Historical scenario - input'!C16,\"\")","v":"˃ 11 kv & < = 22 kv ; steel"},{"$f":"IFERROR(repcalc('Historical scenario - input'!$CV16:$GH16,'Historical scenario - input'!$G16,'Historical scenario - input'!$E16,'Historical scenario - input'!$F16,20,TRUE,TRUE),\"\")","v":2.6029702930525159E-2},3.5119922021442013E-2,4.6707878264244648E-2,6.1232707768467988E-2,7.912966298378199E-2,0.1008010895107338,0.12658171746177735,0.15670011333926179,0.19123912162407597,0.23009901583931991,0.27296772215540849,0.31930271830353052,0.36832891498059156,0.41905591721585955,0.47031653818477792,0.52082639024492172,0.56926199606504591,0.61435241687669317,0.65497720628526068,0.69026189487587064,{"$f":"IFERROR(IF(OR(D31=\"\",'Historical scenario - input'!$D16=\"\"),\"\",D31/'Historical scenario - input'!$D16),\"\")","v":1.8481270267752794E-3},{"$f":"IFERROR(IF(OR(E31=\"\",'Historical scenario - input'!$D16=\"\"),\"\",E31/'Historical scenario - input'!$D16),\"\")","v":2.49353890973345E-3},{"$f":"IFERROR(IF(OR(F31=\"\",'Historical scenario - input'!$D16=\"\"),\"\",F31/'Historical scenario - input'!$D16),\"\")","v":3.3162918690958177E-3},{"$f":"IFERROR(IF(OR(G31=\"\",'Historical scenario - input'!$D16=\"\"),\"\",G31/'Historical scenario - input'!$D16),\"\")","v":4.3475648743124228E-3},{"$f":"IFERROR(IF(OR(H31=\"\",'Historical scenario - input'!$D16=\"\"),\"\",H31/'Historical scenario - input'!$D16),\"\")","v":5.618261152279559E-3},{"$f":"IFERROR(IF(OR(I31=\"\",'Historical scenario - input'!$D16=\"\"),\"\",I31/'Historical scenario - input'!$D16),\"\")","v":7.1569475207000658E-3},{"$f":"IFERROR(IF(OR(J31=\"\",'Historical scenario - input'!$D16=\"\"),\"\",J31/'Historical scenario - input'!$D16),\"\")","v":8.9873900505564944E-3},{"$f":"IFERROR(IF(OR(K31=\"\",'Historical scenario - input'!$D16=\"\"),\"\",K31/'Historical scenario - input'!$D16),\"\")","v":1.1125817122615789E-2},{"$f":"IFERROR(IF(OR(L31=\"\",'Historical scenario - input'!$D16=\"\"),\"\",L31/'Historical scenario - input'!$D16),\"\")","v":1.3578110752687292E-2},{"$f":"IFERROR(IF(OR(M31=\"\",'Historical scenario - input'!$D16=\"\"),\"\",M31/'Historical scenario - input'!$D16),\"\")","v":1.6337190291493681E-2},{"$f":"IFERROR(IF(OR(N31=\"\",'Historical scenario - input'!$D16=\"\"),\"\",N31/'Historical scenario - input'!$D16),\"\")","v":1.9380898279906633E-2},{"$f":"IFERROR(IF(OR(O31=\"\",'Historical scenario - input'!$D16=\"\"),\"\",O31/'Historical scenario - input'!$D16),\"\")","v":2.2670715259202643E-2},{"$f":"IFERROR(IF(OR(P31=\"\",'Historical scenario - input'!$D16=\"\"),\"\",P31/'Historical scenario - input'!$D16),\"\")","v":2.6151609349339265E-2},{"$f":"IFERROR(IF(OR(Q31=\"\",'Historical scenario - input'!$D16=\"\"),\"\",Q31/'Historical scenario - input'!$D16),\"\")","v":2.97532618180022E-2},{"$f":"IFERROR(IF(OR(R31=\"\",'Historical scenario - input'!$D16=\"\"),\"\",R31/'Historical scenario - input'!$D16),\"\")","v":3.3392801588194666E-2},{"$f":"IFERROR(IF(OR(S31=\"\",'Historical scenario - input'!$D16=\"\"),\"\",S31/'Historical scenario - input'!$D16),\"\")","v":3.6979036243270286E-2},{"$f":"IFERROR(IF(OR(T31=\"\",'Historical scenario - input'!$D16=\"\"),\"\",T31/'Historical scenario - input'!$D16),\"\")","v":4.0417997971466987E-2},{"$f":"IFERROR(IF(OR(U31=\"\",'Historical scenario - input'!$D16=\"\"),\"\",U31/'Historical scenario - input'!$D16),\"\")","v":4.3619449235551569E-2},{"$f":"IFERROR(IF(OR(V31=\"\",'Historical scenario - input'!$D16=\"\"),\"\",V31/'Historical scenario - input'!$D16),\"\")","v":4.6503837561588948E-2},{"$f":"IFERROR(IF(OR(W31=\"\",'Historical scenario - input'!$D16=\"\"),\"\",W31/'Historical scenario - input'!$D16),\"\")","v":4.9009075012423735E-2}]
[{"$f":"IFERROR('Historical scenario - input'!A17,\"\")","v":2},{"$f":"IFERROR('Historical scenario - input'!B17,\"\")","v":"POLES"},{"$f":"IFERROR('Historical scenario - input'!C17,\"\")","v":"˃ 11 kv & < = 22 kv ; wood"},{"$f":"IFERROR(repcalc('Historical scenario - input'!$CV17:$GH17,'Historical scenario - input'!$G17,'Historical scenario - input'!$E17,'Historical scenario - input'!$F17,20,TRUE,TRUE),\"\")","v":3249.649904297818},3140.9697724355597,3088.1051864783672,3088.478319434264,3138.3676734370119,3233.113245356265,3367.3141154696445,3535.0157285929886,3729.8867811252794,3945.3871075517627,4174.9282314224929,4412.0274727255464,4650.4550116451865,4884.3715178945567,5108.4523038422876,5317.9928348472913,5508.990108814407,5678.1950314528412,5823.1324398372271,5942.0876946865637,{"$f":"IFERROR(IF(OR(D32=\"\",'Historical scenario - input'!$D17=\"\"),\"\",D32/'Historical scenario - input'!$D17),\"\")","v":458.31846855890217},{"$f":"IFERROR(IF(OR(E32=\"\",'Historical scenario - input'!$D17=\"\"),\"\",E32/'Historical scenario - input'!$D17),\"\")","v":442.99062923319093},{"$f":"IFERROR(IF(OR(F32=\"\",'Historical scenario - input'!$D17=\"\"),\"\",F32/'Historical scenario - input'!$D17),\"\")","v":435.53480574744958},{"$f":"IFERROR(IF(OR(G32=\"\",'Historical scenario - input'!$D17=\"\"),\"\",G32/'Historical scenario - input'!$D17),\"\")","v":435.58743102400297},{"$f":"IFERROR(IF(OR(H32=\"\",'Historical scenario - input'!$D17=\"\"),\"\",H32/'Historical scenario - input'!$D17),\"\")","v":442.62363892248828},{"$f":"IFERROR(IF(OR(I32=\"\",'Historical scenario - input'!$D17=\"\"),\"\",I32/'Historical scenario - input'!$D17),\"\")","v":455.9862000301755},{"$f":"IFERROR(IF(OR(J32=\"\",'Historical scenario - input'!$D17=\"\"),\"\",J32/'Historical scenario - input'!$D17),\"\")","v":474.91338882927988},{"$f":"IFERROR(IF(OR(K32=\"\",'Historical scenario - input'!$D17=\"\"),\"\",K32/'Historical scenario - input'!$D17),\"\")","v":498.56539712712652},{"$f":"IFERROR(IF(OR(L32=\"\",'Historical scenario - input'!$D17=\"\"),\"\",L32/'Historical scenario - input'!$D17),\"\")","v":526.04928154339552},{"$f":"IFERROR(IF(OR(M32=\"\",'Historical scenario - input'!$D17=\"\"),\"\",M32/'Historical scenario - input'!$D17),\"\")","v":556.44264159461341},{"$f":"IFERROR(IF(OR(N32=\"\",'Historical scenario - input'!$D17=\"\"),\"\",N32/'Historical scenario - input'!$D17),\"\")","v":588.81626320369389},{"$f":"IFERROR(IF(OR(O32=\"\",'Historical scenario - input'!$D17=\"\"),\"\",O32/'Historical scenario - input'!$D17),\"\")","v":622.25585342748263},{"$f":"IFERROR(IF(OR(P32=\"\",'Historical scenario - input'!$D17=\"\"),\"\",P32/'Historical scenario - input'!$D17),\"\")","v":655.88278177917823},{"$f":"IFERROR(IF(OR(Q32=\"\",'Historical scenario - input'!$D17=\"\"),\"\",Q32/'Historical scenario - input'!$D17),\"\")","v":688.87349095467198},{"$f":"IFERROR(IF(OR(R32=\"\",'Historical scenario - input'!$D17=\"\"),\"\",R32/'Historical scenario - input'!$D17),\"\")","v":720.47700692518094},{"$f":"IFERROR(IF(OR(S32=\"\",'Historical scenario - input'!$D17=\"\"),\"\",S32/'Historical scenario - input'!$D17),\"\")","v":750.02981972025157},{"$f":"IFERROR(IF(OR(T32=\"\",'Historical scenario - input'!$D17=\"\"),\"\",T32/'Historical scenario - input'!$D17),\"\")","v":776.96736089592127},{"$f":"IFERROR(IF(OR(U32=\"\",'Historical scenario - input'!$D17=\"\"),\"\",U32/'Historical scenario - input'!$D17),\"\")","v":800.83139034528176},{"$f":"IFERROR(IF(OR(V32=\"\",'Historical scenario - input'!$D17=\"\"),\"\",V32/'Historical scenario - input'!$D17),\"\")","v":821.27282034664108},{"$f":"IFERROR(IF(OR(W32=\"\",'Historical scenario - input'!$D17=\"\"),\"\",W32/'Historical scenario - input'!$D17),\"\")","v":838.04982458869108}]
[{"$f":"IFERROR('Historical scenario - input'!A18,\"\")","v":2},{"$f":"IFERROR('Historical scenario - input'!B18,\"\")","v":"POLES"},{"$f":"IFERROR('Historical scenario - input'!C18,\"\")","v":"> 1 kv & < = 11 kv ; concrete"},{"$f":"IFERROR(repcalc('Historical scenario - input'!$CV18:$GH18,'Historical scenario - input'!$G18,'Historical scenario - input'!$E18,'Historical scenario - input'!$F18,20,TRUE,TRUE),\"\")","v":5.6225310235997821},5.9604884125004274,6.2466078787705417,6.4774722224497641,6.6546388500175242,6.7857595511271631,6.8856333343335727,6.9771688681476629,7.0922406961166411,7.2724271663380282,7.5696158192540084,8.0464526181122853,8.7765950029620505,9.8447069494807984,11.346110178634138,13.385983790818477,16.077990009533334,19.542201554470427,23.902220780055725,29.281414903216167,{"$f":"IFERROR(IF(OR(D33=\"\",'Historical scenario - input'!$D18=\"\"),\"\",D33/'Historical scenario - input'!$D18),\"\")","v":0.39378206810031524},{"$f":"IFERROR(IF(OR(E33=\"\",'Historical scenario - input'!$D18=\"\"),\"\",E33/'Historical scenario - input'!$D18),\"\")","v":0.41745140117691143},{"$f":"IFERROR(IF(OR(F33=\"\",'Historical scenario - input'!$D18=\"\"),\"\",F33/'Historical scenario - input'!$D18),\"\")","v":0.43749019059020111},{"$f":"IFERROR(IF(OR(G33=\"\",'Historical scenario - input'!$D18=\"\"),\"\",G33/'Historical scenario - input'!$D18),\"\")","v":0.45365910781325297},{"$f":"IFERROR(IF(OR(H33=\"\",'Historical scenario - input'!$D18=\"\"),\"\",H33/'Historical scenario - input'!$D18),\"\")","v":0.46606722805468198},{"$f":"IFERROR(IF(OR(I33=\"\",'Historical scenario - input'!$D18=\"\"),\"\",I33/'Historical scenario - input'!$D18),\"\")","v":0.47525045543697558},{"$f":"IFERROR(IF(OR(J33=\"\",'Historical scenario - input'!$D18=\"\"),\"\",J33/'Historical scenario - input'!$D18),\"\")","v":0.4822452598649008},{"$f":"IFERROR(IF(OR(K33=\"\",'Historical scenario - input'!$D18=\"\"),\"\",K33/'Historical scenario - input'!$D18),\"\")","v":0.48865608297262303},{"$f":"IFERROR(IF(OR(L33=\"\",'Historical scenario - input'!$D18=\"\"),\"\",L33/'Historical scenario - input'!$D18),\"\")","v":0.49671530438154227},{"$f":"IFERROR(IF(OR(M33=\"\",'Historical scenario - input'!$D18=\"\"),\"\",M33/'Historical scenario - input'!$D18),\"\")","v":0.50933492365792399},{"$f":"IFERROR(IF(OR(N33=\"\",'Historical scenario - input'!$D18=\"\"),\"\",N33/'Historical scenario - input'!$D18),\"\")","v":0.53014895952006413},{"$f":"IFERROR(IF(OR(O33=\"\",'Historical scenario - input'!$D18=\"\"),\"\",O33/'Historical scenario - input'!$D18),\"\")","v":0.56354491234141968},{"$f":"IFERROR(IF(OR(P33=\"\",'Historical scenario - input'!$D18=\"\"),\"\",P33/'Historical scenario - input'!$D18),\"\")","v":0.61468148715212767},{"$f":"IFERROR(IF(OR(Q33=\"\",'Historical scenario - input'!$D18=\"\"),\"\",Q33/'Historical scenario - input'!$D18),\"\")","v":0.68948824757681582},{"$f":"IFERROR(IF(OR(R33=\"\",'Historical scenario - input'!$D18=\"\"),\"\",R33/'Historical scenario - input'!$D18),\"\")","v":0.79464118780016135},{"$f":"IFERROR(IF(OR(S33=\"\",'Historical scenario - input'!$D18=\"\"),\"\",S33/'Historical scenario - input'!$D18),\"\")","v":0.93750667778992125},{"$f":"IFERROR(IF(OR(T33=\"\",'Historical scenario - input'!$D18=\"\"),\"\",T33/'Historical scenario - input'!$D18),\"\")","v":1.1260452152733034},{"$f":"IFERROR(IF(OR(U33=\"\",'Historical scenario - input'!$D18=\"\"),\"\",U33/'Historical scenario - input'!$D18),\"\")","v":1.3686662663224682},{"$f":"IFERROR(IF(OR(V33=\"\",'Historical scenario - input'!$D18=\"\"),\"\",V33/'Historical scenario - input'!$D18),\"\")","v":1.6740265000680321},{"$f":"IFERROR(IF(OR(W33=\"\",'Historical scenario - input'!$D18=\"\"),\"\",W33/'Historical scenario - input'!$D18),\"\")","v":2.0507661174467904}]
[{"$f":"IFERROR('Historical scenario - input'!A19,\"\")","v":2},{"$f":"IFERROR('Historical scenario - input'!B19,\"\")","v":"POLES"},{"$f":"IFERROR('Historical scenario - input'!C19,\"\")","v":"> 1 kv & < = 11 kv ; steel"},{"$f":"IFERROR(repcalc('Historical scenario - input'!$CV19:$GH19,'Historical scenario - input'!$G19,'Historical scenario - input'!$E19,'Historical scenario - input'!$F19,20,TRUE,TRUE),\"\")","v":1.6085095053207588E-2},2.1905871316480422E-2,2.9435982546591712E-2,3.9028122357570111E-2,5.1057307970898302E-2,6.5905145806143275E-2,8.3938640421812455E-2,0.10548380318332044,0.13079494151631796,0.1600212087857904,0.19317269614728708,0.23008895871679155,0.27041328659430336,0.31357615808540812,0.35879106989898224,0.40506528645813805,0.45122699804434635,0.49596899414398138,0.53790737034078939,0.57565216703903144,{"$f":"IFERROR(IF(OR(D34=\"\",'Historical scenario - input'!$D19=\"\"),\"\",D34/'Historical scenario - input'!$D19),\"\")","v":1.1265428272527211E-3},{"$f":"IFERROR(IF(OR(E34=\"\",'Historical scenario - input'!$D19=\"\"),\"\",E34/'Historical scenario - input'!$D19),\"\")","v":1.5342092865892657E-3},{"$f":"IFERROR(IF(OR(F34=\"\",'Historical scenario - input'!$D19=\"\"),\"\",F34/'Historical scenario - input'!$D19),\"\")","v":2.0615914852418881E-3},{"$f":"IFERROR(IF(OR(G34=\"\",'Historical scenario - input'!$D19=\"\"),\"\",G34/'Historical scenario - input'!$D19),\"\")","v":2.7333908290641138E-3},{"$f":"IFERROR(IF(OR(H34=\"\",'Historical scenario - input'!$D19=\"\"),\"\",H34/'Historical scenario - input'!$D19),\"\")","v":3.5758721899488395E-3},{"$f":"IFERROR(IF(OR(I34=\"\",'Historical scenario - input'!$D19=\"\"),\"\",I34/'Historical scenario - input'!$D19),\"\")","v":4.6157619237786225E-3},{"$f":"IFERROR(IF(OR(J34=\"\",'Historical scenario - input'!$D19=\"\"),\"\",J34/'Historical scenario - input'!$D19),\"\")","v":5.8787637240403801E-3},{"$f":"IFERROR(IF(OR(K34=\"\",'Historical scenario - input'!$D19=\"\"),\"\",K34/'Historical scenario - input'!$D19),\"\")","v":7.3877102668293308E-3},{"$f":"IFERROR(IF(OR(L34=\"\",'Historical scenario - input'!$D19=\"\"),\"\",L34/'Historical scenario - input'!$D19),\"\")","v":9.1604123394200456E-3},{"$f":"IFERROR(IF(OR(M34=\"\",'Historical scenario - input'!$D19=\"\"),\"\",M34/'Historical scenario - input'!$D19),\"\")","v":1.1207316112813013E-2},{"$f":"IFERROR(IF(OR(N34=\"\",'Historical scenario - input'!$D19=\"\"),\"\",N34/'Historical scenario - input'!$D19),\"\")","v":1.3529128335638883E-2},{"$f":"IFERROR(IF(OR(O34=\"\",'Historical scenario - input'!$D19=\"\"),\"\",O34/'Historical scenario - input'!$D19),\"\")","v":1.611461201907911E-2},{"$f":"IFERROR(IF(OR(P34=\"\",'Historical scenario - input'!$D19=\"\"),\"\",P34/'Historical scenario - input'!$D19),\"\")","v":1.8938784470900531E-2},{"$f":"IFERROR(IF(OR(Q34=\"\",'Historical scenario - input'!$D19=\"\"),\"\",Q34/'Historical scenario - input'!$D19),\"\")","v":2.1961758417967048E-2},{"$f":"IFERROR(IF(OR(R34=\"\",'Historical scenario - input'!$D19=\"\"),\"\",R34/'Historical scenario - input'!$D19),\"\")","v":2.5128449968122905E-2},{"$f":"IFERROR(IF(OR(S34=\"\",'Historical scenario - input'!$D19=\"\"),\"\",S34/'Historical scenario - input'!$D19),\"\")","v":2.8369331453685569E-2},{"$f":"IFERROR(IF(OR(T34=\"\",'Historical scenario - input'!$D19=\"\"),\"\",T34/'Historical scenario - input'!$D19),\"\")","v":3.1602333491232225E-2},{"$f":"IFERROR(IF(OR(U34=\"\",'Historical scenario - input'!$D19=\"\"),\"\",U34/'Historical scenario - input'!$D19),\"\")","v":3.4735903707403371E-2},{"$f":"IFERROR(IF(OR(V34=\"\",'Historical scenario - input'!$D19=\"\"),\"\",V34/'Historical scenario - input'!$D19),\"\")","v":3.7673118360773972E-2},{"$f":"IFERROR(IF(OR(W34=\"\",'Historical scenario - input'!$D19=\"\"),\"\",W34/'Historical scenario - input'!$D19),\"\")","v":4.031662962669201E-2}]
[{"$f":"IFERROR('Historical scenario - input'!A20,\"\")","v":2},{"$f":"IFERROR('Historical scenario - input'!B20,\"\")","v":"POLES"},{"$f":"IFERROR('Historical scenario - input'!C20,\"\")","v":"> 1 kv & < = 11 kv ; wood"},{"$f":"IFERROR(repcalc('Historical scenario - input'!$CV20:$GH20,'Historical scenario - input'!$G20,'Historical scenario - input'!$E20,'Historical scenario - input'!$F20,20,TRUE,TRUE),\"\")","v":1025.5552085770728},960.90695247016754,905.41238440367681,860.57978877757978,827.50344631448922,806.85447158893828,798.88630126907572,803.45268053894824,820.03604718392239,847.78445475840215,885.55550338246326,931.96605445455145,985.44670647123576,1044.3000465164237,1106.7615482097162,1171.0616853753038,1235.4874311549204,1298.4409004776553,1358.4925670279345,1414.4263367806368,{"$f":"IFERROR(IF(OR(D35=\"\",'Historical scenario - input'!$D20=\"\"),\"\",D35/'Historical scenario - input'!$D20),\"\")","v":155.14695732636258},{"$f":"IFERROR(IF(OR(E35=\"\",'Historical scenario - input'!$D20=\"\"),\"\",E35/'Historical scenario - input'!$D20),\"\")","v":145.36690828799038},{"$f":"IFERROR(IF(OR(F35=\"\",'Historical scenario - input'!$D20=\"\"),\"\",F35/'Historical scenario - input'!$D20),\"\")","v":136.9716377928967},{"$f":"IFERROR(IF(OR(G35=\"\",'Historical scenario - input'!$D20=\"\"),\"\",G35/'Historical scenario - input'!$D20),\"\")","v":130.18932052488449},{"$f":"IFERROR(IF(OR(H35=\"\",'Historical scenario - input'!$D20=\"\"),\"\",H35/'Historical scenario - input'!$D20),\"\")","v":125.18550030173596},{"$f":"IFERROR(IF(OR(I35=\"\",'Historical scenario - input'!$D20=\"\"),\"\",I35/'Historical scenario - input'!$D20),\"\")","v":122.06170396801821},{"$f":"IFERROR(IF(OR(J35=\"\",'Historical scenario - input'!$D20=\"\"),\"\",J35/'Historical scenario - input'!$D20),\"\")","v":120.85627166145312},{"$f":"IFERROR(IF(OR(K35=\"\",'Historical scenario - input'!$D20=\"\"),\"\",K35/'Historical scenario - input'!$D20),\"\")","v":121.54707781581108},{"$f":"IFERROR(IF(OR(L35=\"\",'Historical scenario - input'!$D20=\"\"),\"\",L35/'Historical scenario - input'!$D20),\"\")","v":124.05582513207209},{"$f":"IFERROR(IF(OR(M35=\"\",'Historical scenario - input'!$D20=\"\"),\"\",M35/'Historical scenario - input'!$D20),\"\")","v":128.25363034999447},{"$f":"IFERROR(IF(OR(N35=\"\",'Historical scenario - input'!$D20=\"\"),\"\",N35/'Historical scenario - input'!$D20),\"\")","v":133.96767014038258},{"$f":"IFERROR(IF(OR(O35=\"\",'Historical scenario - input'!$D20=\"\"),\"\",O35/'Historical scenario - input'!$D20),\"\")","v":140.98870199362105},{"$f":"IFERROR(IF(OR(P35=\"\",'Historical scenario - input'!$D20=\"\"),\"\",P35/'Historical scenario - input'!$D20),\"\")","v":149.07930537296608},{"$f":"IFERROR(IF(OR(Q35=\"\",'Historical scenario - input'!$D20=\"\"),\"\",Q35/'Historical scenario - input'!$D20),\"\")","v":157.98269405466715},{"$f":"IFERROR(IF(OR(R35=\"\",'Historical scenario - input'!$D20=\"\"),\"\",R35/'Historical scenario - input'!$D20),\"\")","v":167.43192882691832},{"$f":"IFERROR(IF(OR(S35=\"\",'Historical scenario - input'!$D20=\"\"),\"\",S35/'Historical scenario - input'!$D20),\"\")","v":177.1593141041576},{"$f":"IFERROR(IF(OR(T35=\"\",'Historical scenario - input'!$D20=\"\"),\"\",T35/'Historical scenario - input'!$D20),\"\")","v":186.90570157076473},{"$f":"IFERROR(IF(OR(U35=\"\",'Historical scenario - input'!$D20=\"\"),\"\",U35/'Historical scenario - input'!$D20),\"\")","v":196.42936166909558},{"$f":"IFERROR(IF(OR(V35=\"\",'Historical scenario - input'!$D20=\"\"),\"\",V35/'Historical scenario - input'!$D20),\"\")","v":205.51403431249227},{"$f":"IFERROR(IF(OR(W35=\"\",'Historical scenario - input'!$D20=\"\"),\"\",W35/'Historical scenario - input'!$D20),\"\")","v":213.97574765210419}]
[{"$f":"IFERROR('Historical scenario - input'!A21,\"\")","v":2},{"$f":"IFERROR('Historical scenario - input'!B21,\"\")","v":"POLES"},{"$f":"IFERROR('Historical scenario - input'!C21,\"\")","v":"> 22 kv & < = 66 kv ; concrete"},{"$f":"IFERROR(repcalc('Historical scenario - input'!$CV21:$GH21,'Historical scenario - input'!$G21,'Historical scenario - input'!$E21,'Historical scenario - input'!$F21,20,TRUE,TRUE),\"\")","v":7.4790393812581142},8.662923175980568,10.273012077582448,12.451188190386031,15.371658361021002,19.244735963746908,24.319625632357049,30.885496384482913,39.270040351898487,49.834698611729429,62.965818183517193,79.06120420667699,98.511855957243981,121.67911562085548,148.86798603466784,180.29793937869024,216.0730774505827,256.15393988209132,300.33351363699569,348.22001198930707,{"$f":"IFERROR(IF(OR(D36=\"\",'Historical scenario - input'!$D21=\"\"),\"\",D36/'Historical scenario - input'!$D21),\"\")","v":0.37009523754115226},{"$f":"IFERROR(IF(OR(E36=\"\",'Historical scenario - input'!$D21=\"\"),\"\",E36/'Historical scenario - input'!$D21),\"\")","v":0.42867893150148839},{"$f":"IFERROR(IF(OR(F36=\"\",'Historical scenario - input'!$D21=\"\"),\"\",F36/'Historical scenario - input'!$D21),\"\")","v":0.50835309874734691},{"$f":"IFERROR(IF(OR(G36=\"\",'Historical scenario - input'!$D21=\"\"),\"\",G36/'Historical scenario - input'!$D21),\"\")","v":0.61613867986015802},{"$f":"IFERROR(IF(OR(H36=\"\",'Historical scenario - input'!$D21=\"\"),\"\",H36/'Historical scenario - input'!$D21),\"\")","v":0.76065618357079889},{"$f":"IFERROR(IF(OR(I36=\"\",'Historical scenario - input'!$D21=\"\"),\"\",I36/'Historical scenario - input'!$D21),\"\")","v":0.95231282586475019},{"$f":"IFERROR(IF(OR(J36=\"\",'Historical scenario - input'!$D21=\"\"),\"\",J36/'Historical scenario - input'!$D21),\"\")","v":1.2034403305688988},{"$f":"IFERROR(IF(OR(K36=\"\",'Historical scenario - input'!$D21=\"\"),\"\",K36/'Historical scenario - input'!$D21),\"\")","v":1.5283480321865568},{"$f":"IFERROR(IF(OR(L36=\"\",'Historical scenario - input'!$D21=\"\"),\"\",L36/'Historical scenario - input'!$D21),\"\")","v":1.9432515556351666},{"$f":"IFERROR(IF(OR(M36=\"\",'Historical scenario - input'!$D21=\"\"),\"\",M36/'Historical scenario - input'!$D21),\"\")","v":2.4660365697121356},{"$f":"IFERROR(IF(OR(N36=\"\",'Historical scenario - input'!$D21=\"\"),\"\",N36/'Historical scenario - input'!$D21),\"\")","v":3.1158211970374383},{"$f":"IFERROR(IF(OR(O36=\"\",'Historical scenario - input'!$D21=\"\"),\"\",O36/'Historical scenario - input'!$D21),\"\")","v":3.9122905575926459},{"$f":"IFERROR(IF(OR(P36=\"\",'Historical scenario - input'!$D21=\"\"),\"\",P36/'Historical scenario - input'!$D21),\"\")","v":4.8747929877838052},{"$f":"IFERROR(IF(OR(Q36=\"\",'Historical scenario - input'!$D21=\"\"),\"\",Q36/'Historical scenario - input'!$D21),\"\")","v":6.0212092628294824},{"$f":"IFERROR(IF(OR(R36=\"\",'Historical scenario - input'!$D21=\"\"),\"\",R36/'Historical scenario - input'!$D21),\"\")","v":7.3666322431511606},{"$f":"IFERROR(IF(OR(S36=\"\",'Historical scenario - input'!$D21=\"\"),\"\",S36/'Historical scenario - input'!$D21),\"\")","v":8.921922362081725},{"$f":"IFERROR(IF(OR(T36=\"\",'Historical scenario - input'!$D21=\"\"),\"\",T36/'Historical scenario - input'!$D21),\"\")","v":10.692231027117435},{"$f":"IFERROR(IF(OR(U36=\"\",'Historical scenario - input'!$D21=\"\"),\"\",U36/'Historical scenario - input'!$D21),\"\")","v":12.675605568454335},{"$f":"IFERROR(IF(OR(V36=\"\",'Historical scenario - input'!$D21=\"\"),\"\",V36/'Historical scenario - input'!$D21),\"\")","v":14.861802085116841},{"$f":"IFERROR(IF(OR(W36=\"\",'Historical scenario - input'!$D21=\"\"),\"\",W36/'Historical scenario - input'!$D21),\"\")","v":17.231433274267154}]
[{"$f":"IFERROR('Historical scenario - input'!A22,\"\")","v":2},{"$f":"IFERROR('Historical scenario - input'!B22,\"\")","v":"POLES"},{"$f":"IFERROR('Historical scenario - input'!C22,\"\")","v":"> 22 kv & < = 66 kv ; steel"},{"$f":"IFERROR(repcalc('Historical scenario - input'!$CV22:$GH22,'Historical scenario - input'!$G22,'Historical scenario - input'!$E22,'Historical scenario - input'!$F22,20,TRUE,TRUE),\"\")","v":0.78303263114343657},0.9491842936910162,1.1389348058614441,1.3532690415672117,1.5927952893457342,1.8576805015889373,2.1475839829974519,2.4615892549098009,2.7981351170367015,3.1549488113985107,3.5289864174738046,3.9163877992835454,4.3124551593017504,4.7116651324017438,5.1077240778121062,5.4936746529177514,5.8620589052332646,6.2051391784753376,6.5151733894576171,6.7847360518154778,{"$f":"IFERROR(IF(OR(D37=\"\",'Historical scenario - input'!$D22=\"\"),\"\",D37/'Historical scenario - input'!$D22),\"\")","v":3.8747843520079768E-2},{"$f":"IFERROR(IF(OR(E37=\"\",'Historical scenario - input'!$D22=\"\"),\"\",E37/'Historical scenario - input'!$D22),\"\")","v":4.6969746880088516E-2},{"$f":"IFERROR(IF(OR(F37=\"\",'Historical scenario - input'!$D22=\"\"),\"\",F37/'Historical scenario - input'!$D22),\"\")","v":5.6359423454228515E-2},{"$f":"IFERROR(IF(OR(G37=\"\",'Historical scenario - input'!$D22=\"\"),\"\",G37/'Historical scenario - input'!$D22),\"\")","v":6.6965609066181209E-2},{"$f":"IFERROR(IF(OR(H37=\"\",'Historical scenario - input'!$D22=\"\"),\"\",H37/'Historical scenario - input'!$D22),\"\")","v":7.881840446542418E-2},{"$f":"IFERROR(IF(OR(I37=\"\",'Historical scenario - input'!$D22=\"\"),\"\",I37/'Historical scenario - input'!$D22),\"\")","v":9.1926071178872582E-2},{"$f":"IFERROR(IF(OR(J37=\"\",'Historical scenario - input'!$D22=\"\"),\"\",J37/'Historical scenario - input'!$D22),\"\")","v":0.10627175012859924},{"$f":"IFERROR(IF(OR(K37=\"\",'Historical scenario - input'!$D22=\"\"),\"\",K37/'Historical scenario - input'!$D22),\"\")","v":0.12181008998395455},{"$f":"IFERROR(IF(OR(L37=\"\",'Historical scenario - input'!$D22=\"\"),\"\",L37/'Historical scenario - input'!$D22),\"\")","v":0.13846383579781801},{"$f":"IFERROR(IF(OR(M37=\"\",'Historical scenario - input'!$D22=\"\"),\"\",M37/'Historical scenario - input'!$D22),\"\")","v":0.15612052166895934},{"$f":"IFERROR(IF(OR(N37=\"\",'Historical scenario - input'!$D22=\"\"),\"\",N37/'Historical scenario - input'!$D22),\"\")","v":0.17462952123602318},{"$f":"IFERROR(IF(OR(O37=\"\",'Historical scenario - input'!$D22=\"\"),\"\",O37/'Historical scenario - input'!$D22),\"\")","v":0.19379981826426643},{"$f":"IFERROR(IF(OR(P37=\"\",'Historical scenario - input'!$D22=\"\"),\"\",P37/'Historical scenario - input'!$D22),\"\")","v":0.21339894540024051},{"$f":"IFERROR(IF(OR(Q37=\"\",'Historical scenario - input'!$D22=\"\"),\"\",Q37/'Historical scenario - input'!$D22),\"\")","v":0.23315358263259392},{"$f":"IFERROR(IF(OR(R37=\"\",'Historical scenario - input'!$D22=\"\"),\"\",R37/'Historical scenario - input'!$D22),\"\")","v":0.25275229337735389},{"$f":"IFERROR(IF(OR(S37=\"\",'Historical scenario - input'!$D22=\"\"),\"\",S37/'Historical scenario - input'!$D22),\"\")","v":0.27185079821085029},{"$f":"IFERROR(IF(OR(T37=\"\",'Historical scenario - input'!$D22=\"\"),\"\",T37/'Historical scenario - input'!$D22),\"\")","v":0.29008004536641152},{"$f":"IFERROR(IF(OR(U37=\"\",'Historical scenario - input'!$D22=\"\"),\"\",U37/'Historical scenario - input'!$D22),\"\")","v":0.3070571421229002},{"$f":"IFERROR(IF(OR(V37=\"\",'Historical scenario - input'!$D22=\"\"),\"\",V37/'Historical scenario - input'!$D22),\"\")","v":0.32239897669685702},{"$f":"IFERROR(IF(OR(W37=\"\",'Historical scenario - input'!$D22=\"\"),\"\",W37/'Historical scenario - input'!$D22),\"\")","v":0.33573810388577896}]
[{"$f":"IFERROR('Historical scenario - input'!A23,\"\")","v":2},{"$f":"IFERROR('Historical scenario - input'!B23,\"\")","v":"POLES"},{"$f":"IFERROR('Historical scenario - input'!C23,\"\")","v":"> 22 kv & < = 66 kv ; wood"},{"$f":"IFERROR(repcalc('Historical scenario - input'!$CV23:$GH23,'Historical scenario - input'!$G23,'Historical scenario - input'!$E23,'Historical scenario - input'!$F23,20,TRUE,TRUE),\"\")","v":788.76336124863633},840.52981553386223,897.86117920749609,959.25315150345341,1023.0190816847434,1087.3544245614316,1150.4130263485522,1210.391950981397,1265.6196261922078,1314.6405977691318,1356.2894504456292,1389.7466959447688,1414.5707019220877,1430.7019305852598,1438.4386076593139,1438.3860704747804,1431.3850120925431,1418.4262244700753,1400.5609067832117,1378.8159382850977,{"$f":"IFERROR(IF(OR(D38=\"\",'Historical scenario - input'!$D23=\"\"),\"\",D38/'Historical scenario - input'!$D23),\"\")","v":95.371339928344113},{"$f":"IFERROR(IF(OR(E38=\"\",'Historical scenario - input'!$D23=\"\"),\"\",E38/'Historical scenario - input'!$D23),\"\")","v":101.63055067655367},{"$f":"IFERROR(IF(OR(F38=\"\",'Historical scenario - input'!$D23=\"\"),\"\",F38/'Historical scenario - input'!$D23),\"\")","v":108.56262846071698},{"$f":"IFERROR(IF(OR(G38=\"\",'Historical scenario - input'!$D23=\"\"),\"\",G38/'Historical scenario - input'!$D23),\"\")","v":115.98568453350481},{"$f":"IFERROR(IF(OR(H38=\"\",'Historical scenario - input'!$D23=\"\"),\"\",H38/'Historical scenario - input'!$D23),\"\")","v":123.69578175903993},{"$f":"IFERROR(IF(OR(I38=\"\",'Historical scenario - input'!$D23=\"\"),\"\",I38/'Historical scenario - input'!$D23),\"\")","v":131.47472808989653},{"$f":"IFERROR(IF(OR(J38=\"\",'Historical scenario - input'!$D23=\"\"),\"\",J38/'Historical scenario - input'!$D23),\"\")","v":139.09930047992901},{"$f":"IFERROR(IF(OR(K38=\"\",'Historical scenario - input'!$D23=\"\"),\"\",K38/'Historical scenario - input'!$D23),\"\")","v":146.3515014450451},{"$f":"IFERROR(IF(OR(L38=\"\",'Historical scenario - input'!$D23=\"\"),\"\",L38/'Historical scenario - input'!$D23),\"\")","v":153.02921702458772},{"$f":"IFERROR(IF(OR(M38=\"\",'Historical scenario - input'!$D23=\"\"),\"\",M38/'Historical scenario - input'!$D23),\"\")","v":158.95646462959758},{"$f":"IFERROR(IF(OR(N38=\"\",'Historical scenario - input'!$D23=\"\"),\"\",N38/'Historical scenario - input'!$D23),\"\")","v":163.99233100141765},{"$f":"IFERROR(IF(OR(O38=\"\",'Historical scenario - input'!$D23=\"\"),\"\",O38/'Historical scenario - input'!$D23),\"\")","v":168.03772977414116},{"$f":"IFERROR(IF(OR(P38=\"\",'Historical scenario - input'!$D23=\"\"),\"\",P38/'Historical scenario - input'!$D23),\"\")","v":171.03926208251093},{"$f":"IFERROR(IF(OR(Q38=\"\",'Historical scenario - input'!$D23=\"\"),\"\",Q38/'Historical scenario - input'!$D23),\"\")","v":172.98972906396631},{"$f":"IFERROR(IF(OR(R38=\"\",'Historical scenario - input'!$D23=\"\"),\"\",R38/'Historical scenario - input'!$D23),\"\")","v":173.92518993270824},{"$f":"IFERROR(IF(OR(S38=\"\",'Historical scenario - input'!$D23=\"\"),\"\",S38/'Historical scenario - input'!$D23),\"\")","v":173.91883753104864},{"$f":"IFERROR(IF(OR(T38=\"\",'Historical scenario - input'!$D23=\"\"),\"\",T38/'Historical scenario - input'!$D23),\"\")","v":173.07232214806541},{"$f":"IFERROR(IF(OR(U38=\"\",'Historical scenario - input'!$D23=\"\"),\"\",U38/'Historical scenario - input'!$D23),\"\")","v":171.50544290376945},{"$f":"IFERROR(IF(OR(V38=\"\",'Historical scenario - input'!$D23=\"\"),\"\",V38/'Historical scenario - input'!$D23),\"\")","v":169.34530290519689},{"$f":"IFERROR(IF(OR(W38=\"\",'Historical scenario - input'!$D23=\"\"),\"\",W38/'Historical scenario - input'!$D23),\"\")","v":166.71606467703958}]
[{"$f":"IFERROR('Historical scenario - input'!A24,\"\")","v":2},{"$f":"IFERROR('Historical scenario - input'!B24,\"\")","v":"POLES"},{"$f":"IFERROR('Historical scenario - input'!C24,\"\")","v":"staking of a wooden pole"},{"$f":"IFERROR(repcalc('Historical scenario - input'!$CV24:$GH24,'Historical scenario - input'!$G24,'Historical scenario - input'!$E24,'Historical scenario - input'!$F24,20,TRUE,TRUE),\"\")","v":2052.5282738009664},2067.1132191499782,2250.3335158565351,2520.1823232652473,2845.6162375142385,3197.8860385230282,3557.925096162603,3909.977037378369,4241.1883857363446,4541.7241008776437,4804.8497770349659,5026.9819439187404,5207.4930623443061,5348.3146045550739,5453.394522517774,5528.1017739017734,5578.670106016777,5611.7472077784287,5634.0753734765767,5652.2865892357131,{"$f":"IFERROR(IF(OR(D39=\"\",'Historical scenario - input'!$D24=\"\"),\"\",D39/'Historical scenario - input'!$D24),\"\")","v":175.16195949655716},{"$f":"IFERROR(IF(OR(E39=\"\",'Historical scenario - input'!$D24=\"\"),\"\",E39/'Historical scenario - input'!$D24),\"\")","v":176.40663302388069},{"$f":"IFERROR(IF(OR(F39=\"\",'Historical scenario - input'!$D24=\"\"),\"\",F39/'Historical scenario - input'!$D24),\"\")","v":192.04258142971162},{"$f":"IFERROR(IF(OR(G39=\"\",'Historical scenario - input'!$D24=\"\"),\"\",G39/'Historical scenario - input'!$D24),\"\")","v":215.07137303119706},{"$f":"IFERROR(IF(OR(H39=\"\",'Historical scenario - input'!$D24=\"\"),\"\",H39/'Historical scenario - input'!$D24),\"\")","v":242.84377589360727},{"$f":"IFERROR(IF(OR(I39=\"\",'Historical scenario - input'!$D24=\"\"),\"\",I39/'Historical scenario - input'!$D24),\"\")","v":272.90634282813971},{"$f":"IFERROR(IF(OR(J39=\"\",'Historical scenario - input'!$D24=\"\"),\"\",J39/'Historical scenario - input'!$D24),\"\")","v":303.63193508254255},{"$f":"IFERROR(IF(OR(K39=\"\",'Historical scenario - input'!$D24=\"\"),\"\",K39/'Historical scenario - input'!$D24),\"\")","v":333.67590994761184},{"$f":"IFERROR(IF(OR(L39=\"\",'Historical scenario - input'!$D24=\"\"),\"\",L39/'Historical scenario - input'!$D24),\"\")","v":361.94135677551049},{"$f":"IFERROR(IF(OR(M39=\"\",'Historical scenario - input'!$D24=\"\"),\"\",M39/'Historical scenario - input'!$D24),\"\")","v":387.5889570715899},{"$f":"IFERROR(IF(OR(N39=\"\",'Historical scenario - input'!$D24=\"\"),\"\",N39/'Historical scenario - input'!$D24),\"\")","v":410.04399928361374},{"$f":"IFERROR(IF(OR(O39=\"\",'Historical scenario - input'!$D24=\"\"),\"\",O39/'Historical scenario - input'!$D24),\"\")","v":429.00067145969274},{"$f":"IFERROR(IF(OR(P39=\"\",'Historical scenario - input'!$D24=\"\"),\"\",P39/'Historical scenario - input'!$D24),\"\")","v":444.40541965143592},{"$f":"IFERROR(IF(OR(Q39=\"\",'Historical scenario - input'!$D24=\"\"),\"\",Q39/'Historical scenario - input'!$D24),\"\")","v":456.42307494408942},{"$f":"IFERROR(IF(OR(R39=\"\",'Historical scenario - input'!$D24=\"\"),\"\",R39/'Historical scenario - input'!$D24),\"\")","v":465.39055401320792},{"$f":"IFERROR(IF(OR(S39=\"\",'Historical scenario - input'!$D24=\"\"),\"\",S39/'Historical scenario - input'!$D24),\"\")","v":471.76604160480645},{"$f":"IFERROR(IF(OR(T39=\"\",'Historical scenario - input'!$D24=\"\"),\"\",T39/'Historical scenario - input'!$D24),\"\")","v":476.08152327431532},{"$f":"IFERROR(IF(OR(U39=\"\",'Historical scenario - input'!$D24=\"\"),\"\",U39/'Historical scenario - input'!$D24),\"\")","v":478.90431019179272},{"$f":"IFERROR(IF(OR(V39=\"\",'Historical scenario - input'!$D24=\"\"),\"\",V39/'Historical scenario - input'!$D24),\"\")","v":480.80978711290174},{"$f":"IFERROR(IF(OR(W39=\"\",'Historical scenario - input'!$D24=\"\"),\"\",W39/'Historical scenario - input'!$D24),\"\")","v":482.36392513764997}]
[{"$f":"IFERROR('Historical scenario - input'!A25,\"\")","v":0},{"$f":"IFERROR('Historical scenario - input'!B25,\"\")","v":"SERVICE LINES"},{"$f":"IFERROR('Historical scenario - input'!C25,\"\")","v":"˂ = 11 kv ; commercial and industrial ; complex type"},{"$f":"IFERROR(repcalc('Historical scenario - input'!$CV25:$GH25,'Historical scenario - input'!$G25,'Historical scenario - input'!$E25,'Historical scenario - input'!$F25,20,TRUE,TRUE),\"\")","v":47.35212565251026},47.557605172014256,47.40451113799115,46.945841744396425,46.245862356796458,45.376551894451545,44.413900817877938,43.434383179061399,42.511892346800977,41.715353395589325,41.107111027933541,40.74205531358519,40.667310848381589,40.922204534006269,41.538168613577923,42.538248141489397,43.93597364160717,45.733523292263648,47.919311460452839,50.46536458927504,{"$f":"IFERROR(IF(OR(D40=\"\",'Historical scenario - input'!$D25=\"\"),\"\",D40/'Historical scenario - input'!$D25),\"\")","v":77.921320869073057},{"$f":"IFERROR(IF(OR(E40=\"\",'Historical scenario - input'!$D25=\"\"),\"\",E40/'Historical scenario - input'!$D25),\"\")","v":78.259452164145031},{"$f":"IFERROR(IF(OR(F40=\"\",'Historical scenario - input'!$D25=\"\"),\"\",F40/'Historical scenario - input'!$D25),\"\")","v":78.007524944746322},{"$f":"IFERROR(IF(OR(G40=\"\",'Historical scenario - input'!$D25=\"\"),\"\",G40/'Historical scenario - input'!$D25),\"\")","v":77.252751542314627},{"$f":"IFERROR(IF(OR(H40=\"\",'Historical scenario - input'!$D25=\"\"),\"\",H40/'Historical scenario - input'!$D25),\"\")","v":76.10088522773404},{"$f":"IFERROR(IF(OR(I40=\"\",'Historical scenario - input'!$D25=\"\"),\"\",I40/'Historical scenario - input'!$D25),\"\")","v":74.670372478035986},{"$f":"IFERROR(IF(OR(J40=\"\",'Historical scenario - input'!$D25=\"\"),\"\",J40/'Historical scenario - input'!$D25),\"\")","v":73.086261049266909},{"$f":"IFERROR(IF(OR(K40=\"\",'Historical scenario - input'!$D25=\"\"),\"\",K40/'Historical scenario - input'!$D25),\"\")","v":71.474394481940081},{"$f":"IFERROR(IF(OR(L40=\"\",'Historical scenario - input'!$D25=\"\"),\"\",L40/'Historical scenario - input'!$D25),\"\")","v":69.956369617188699},{"$f":"IFERROR(IF(OR(M40=\"\",'Historical scenario - input'!$D25=\"\"),\"\",M40/'Historical scenario - input'!$D25),\"\")","v":68.645607611327449},{"$f":"IFERROR(IF(OR(N40=\"\",'Historical scenario - input'!$D25=\"\"),\"\",N40/'Historical scenario - input'!$D25),\"\")","v":67.644701146344744},{"$f":"IFERROR(IF(OR(O40=\"\",'Historical scenario - input'!$D25=\"\"),\"\",O40/'Historical scenario - input'!$D25),\"\")","v":67.043975771066499},{"$f":"IFERROR(IF(OR(P40=\"\",'Historical scenario - input'!$D25=\"\"),\"\",P40/'Historical scenario - input'!$D25),\"\")","v":66.920978389722791},{"$f":"IFERROR(IF(OR(Q40=\"\",'Historical scenario - input'!$D25=\"\"),\"\",Q40/'Historical scenario - input'!$D25),\"\")","v":67.340424241231432},{"$f":"IFERROR(IF(OR(R40=\"\",'Historical scenario - input'!$D25=\"\"),\"\",R40/'Historical scenario - input'!$D25),\"\")","v":68.354037337301207},{"$f":"IFERROR(IF(OR(S40=\"\",'Historical scenario - input'!$D25=\"\"),\"\",S40/'Historical scenario - input'!$D25),\"\")","v":69.999739968706734},{"$f":"IFERROR(IF(OR(T40=\"\",'Historical scenario - input'!$D25=\"\"),\"\",T40/'Historical scenario - input'!$D25),\"\")","v":72.299797583454776},{"$f":"IFERROR(IF(OR(U40=\"\",'Historical scenario - input'!$D25=\"\"),\"\",U40/'Historical scenario - input'!$D25),\"\")","v":75.257794530302903},{"$f":"IFERROR(IF(OR(V40=\"\",'Historical scenario - input'!$D25=\"\"),\"\",V40/'Historical scenario - input'!$D25),\"\")","v":78.854665818725493},{"$f":"IFERROR(IF(OR(W40=\"\",'Historical scenario - input'!$D25=\"\"),\"\",W40/'Historical scenario - input'!$D25),\"\")","v":83.044378953391174}]
[{"$f":"IFERROR('Historical scenario - input'!A26,\"\")","v":3},{"$f":"IFERROR('Historical scenario - input'!B26,\"\")","v":"SERVICE LINES"},{"$f":"IFERROR('Historical scenario - input'!C26,\"\")","v":"˂ = 11 kv ; commercial and industrial ; simple type"},{"$f":"IFERROR(repcalc('Historical scenario - input'!$CV26:$GH26,'Historical scenario - input'!$G26,'Historical scenario - input'!$E26,'Historical scenario - input'!$F26,20,TRUE,TRUE),\"\")","v":230.54825439344552},220.13018703075102,210.40791380300655,201.35303036590309,192.96501242285473,185.26816937966635,178.30524094330013,172.12913796505347,166.79424168047041,162.34845722034046,158.82690988870723,156.24781664258896,154.61069940637259,153.89676911654283,154.07103567407819,155.08552090930277,156.88289226265397,159.39990321068208,162.57021252015372,166.32642615909398,{"$f":"IFERROR(IF(OR(D41=\"\",'Historical scenario - input'!$D26=\"\"),\"\",D41/'Historical scenario - input'!$D26),\"\")","v":422.97954691293427},{"$f":"IFERROR(IF(OR(E41=\"\",'Historical scenario - input'!$D26=\"\"),\"\",E41/'Historical scenario - input'!$D26),\"\")","v":403.86585019736185},{"$f":"IFERROR(IF(OR(F41=\"\",'Historical scenario - input'!$D26=\"\"),\"\",F41/'Historical scenario - input'!$D26),\"\")","v":386.02870484289235},{"$f":"IFERROR(IF(OR(G41=\"\",'Historical scenario - input'!$D26=\"\"),\"\",G41/'Historical scenario - input'!$D26),\"\")","v":369.41599830277141},{"$f":"IFERROR(IF(OR(H41=\"\",'Historical scenario - input'!$D26=\"\"),\"\",H41/'Historical scenario - input'!$D26),\"\")","v":354.02676866673465},{"$f":"IFERROR(IF(OR(I41=\"\",'Historical scenario - input'!$D26=\"\"),\"\",I41/'Historical scenario - input'!$D26),\"\")","v":339.90561562815259},{"$f":"IFERROR(IF(OR(J41=\"\",'Historical scenario - input'!$D26=\"\"),\"\",J41/'Historical scenario - input'!$D26),\"\")","v":327.13095236752673},{"$f":"IFERROR(IF(OR(K41=\"\",'Historical scenario - input'!$D26=\"\"),\"\",K41/'Historical scenario - input'!$D26),\"\")","v":315.79985274025211},{"$f":"IFERROR(IF(OR(L41=\"\",'Historical scenario - input'!$D26=\"\"),\"\",L41/'Historical scenario - input'!$D26),\"\")","v":306.01208826891718},{"$f":"IFERROR(IF(OR(M41=\"\",'Historical scenario - input'!$D26=\"\"),\"\",M41/'Historical scenario - input'!$D26),\"\")","v":297.85554897276978},{"$f":"IFERROR(IF(OR(N41=\"\",'Historical scenario - input'!$D26=\"\"),\"\",N41/'Historical scenario - input'!$D26),\"\")","v":291.39467812954632},{"$f":"IFERROR(IF(OR(O41=\"\",'Historical scenario - input'!$D26=\"\"),\"\",O41/'Historical scenario - input'!$D26),\"\")","v":286.66289781067383},{"$f":"IFERROR(IF(OR(P41=\"\",'Historical scenario - input'!$D26=\"\"),\"\",P41/'Historical scenario - input'!$D26),\"\")","v":283.65933090603608},{"$f":"IFERROR(IF(OR(Q41=\"\",'Historical scenario - input'!$D26=\"\"),\"\",Q41/'Historical scenario - input'!$D26),\"\")","v":282.34950571861884},{"$f":"IFERROR(IF(OR(R41=\"\",'Historical scenario - input'!$D26=\"\"),\"\",R41/'Historical scenario - input'!$D26),\"\")","v":282.66922702703783},{"$f":"IFERROR(IF(OR(S41=\"\",'Historical scenario - input'!$D26=\"\"),\"\",S41/'Historical scenario - input'!$D26),\"\")","v":284.5304708099244},{"$f":"IFERROR(IF(OR(T41=\"\",'Historical scenario - input'!$D26=\"\"),\"\",T41/'Historical scenario - input'!$D26),\"\")","v":287.82805084441628},{"$f":"IFERROR(IF(OR(U41=\"\",'Historical scenario - input'!$D26=\"\"),\"\",U41/'Historical scenario - input'!$D26),\"\")","v":292.4459307462738},{"$f":"IFERROR(IF(OR(V41=\"\",'Historical scenario - input'!$D26=\"\"),\"\",V41/'Historical scenario - input'!$D26),\"\")","v":298.26239636568249},{"$f":"IFERROR(IF(OR(W41=\"\",'Historical scenario - input'!$D26=\"\"),\"\",W41/'Historical scenario - input'!$D26),\"\")","v":305.15380201647417}]
[{"$f":"IFERROR('Historical scenario - input'!A27,\"\")","v":0},{"$f":"IFERROR('Historical scenario - input'!B27,\"\")","v":"SERVICE LINES"},{"$f":"IFERROR('Historical scenario - input'!C27,\"\")","v":"˂ = 11 kv ; residential ; complex type"},{"$f":"IFERROR(repcalc('Historical scenario - input'!$CV27:$GH27,'Historical scenario - input'!$G27,'Historical scenario - input'!$E27,'Historical scenario - input'!$F27,20,TRUE,TRUE),\"\")","v":239.37632352726368},225.05368917783397,210.8115151295622,197.16425338880831,184.53290929800409,173.24084243041139,163.51847788316607,155.51493854864552,149.31414307667094,144.95270375696032,142.43699090016673,141.75699920768352,142.89515623853779,145.82894665265724,150.52715813509016,156.94061464581767,164.98932855290113,174.54890869870317,185.43961701898499,197.42149755530806,{"$f":"IFERROR(IF(OR(D42=\"\",'Historical scenario - input'!$D27=\"\"),\"\",D42/'Historical scenario - input'!$D27),\"\")","v":353.03758298366245},{"$f":"IFERROR(IF(OR(E42=\"\",'Historical scenario - input'!$D27=\"\"),\"\",E42/'Historical scenario - input'!$D27),\"\")","v":331.91423988032687},{"$f":"IFERROR(IF(OR(F42=\"\",'Historical scenario - input'!$D27=\"\"),\"\",F42/'Historical scenario - input'!$D27),\"\")","v":310.90956143784155},{"$f":"IFERROR(IF(OR(G42=\"\",'Historical scenario - input'!$D27=\"\"),\"\",G42/'Historical scenario - input'!$D27),\"\")","v":290.782273039779},{"$f":"IFERROR(IF(OR(H42=\"\",'Historical scenario - input'!$D27=\"\"),\"\",H42/'Historical scenario - input'!$D27),\"\")","v":272.15328282912185},{"$f":"IFERROR(IF(OR(I42=\"\",'Historical scenario - input'!$D27=\"\"),\"\",I42/'Historical scenario - input'!$D27),\"\")","v":255.49948877345881},{"$f":"IFERROR(IF(OR(J42=\"\",'Historical scenario - input'!$D27=\"\"),\"\",J42/'Historical scenario - input'!$D27),\"\")","v":241.16072698587286},{"$f":"IFERROR(IF(OR(K42=\"\",'Historical scenario - input'!$D27=\"\"),\"\",K42/'Historical scenario - input'!$D27),\"\")","v":229.35692726024129},{"$f":"IFERROR(IF(OR(L42=\"\",'Historical scenario - input'!$D27=\"\"),\"\",L42/'Historical scenario - input'!$D27),\"\")","v":220.21185470776467},{"$f":"IFERROR(IF(OR(M42=\"\",'Historical scenario - input'!$D27=\"\"),\"\",M42/'Historical scenario - input'!$D27),\"\")","v":213.77950595634283},{"$f":"IFERROR(IF(OR(N42=\"\",'Historical scenario - input'!$D27=\"\"),\"\",N42/'Historical scenario - input'!$D27),\"\")","v":210.06927608332794},{"$f":"IFERROR(IF(OR(O42=\"\",'Historical scenario - input'!$D27=\"\"),\"\",O42/'Historical scenario - input'!$D27),\"\")","v":209.06640904942137},{"$f":"IFERROR(IF(OR(P42=\"\",'Historical scenario - input'!$D27=\"\"),\"\",P42/'Historical scenario - input'!$D27),\"\")","v":210.74498862365772},{"$f":"IFERROR(IF(OR(Q42=\"\",'Historical scenario - input'!$D27=\"\"),\"\",Q42/'Historical scenario - input'!$D27),\"\")","v":215.07180867636606},{"$f":"IFERROR(IF(OR(R42=\"\",'Historical scenario - input'!$D27=\"\"),\"\",R42/'Historical scenario - input'!$D27),\"\")","v":222.00083658382033},{"$f":"IFERROR(IF(OR(S42=\"\",'Historical scenario - input'!$D27=\"\"),\"\",S42/'Historical scenario - input'!$D27),\"\")","v":231.45954641675081},{"$f":"IFERROR(IF(OR(T42=\"\",'Historical scenario - input'!$D27=\"\"),\"\",T42/'Historical scenario - input'!$D27),\"\")","v":243.3299706174972},{"$f":"IFERROR(IF(OR(U42=\"\",'Historical scenario - input'!$D27=\"\"),\"\",U42/'Historical scenario - input'!$D27),\"\")","v":257.42865431053247},{"$f":"IFERROR(IF(OR(V42=\"\",'Historical scenario - input'!$D27=\"\"),\"\",V42/'Historical scenario - input'!$D27),\"\")","v":273.49051575830612},{"$f":"IFERROR(IF(OR(W42=\"\",'Historical scenario - input'!$D27=\"\"),\"\",W42/'Historical scenario - input'!$D27),\"\")","v":291.16166251923761}]
[{"$f":"IFERROR('Historical scenario - input'!A28,\"\")","v":3},{"$f":"IFERROR('Historical scenario - input'!B28,\"\")","v":"SERVICE LINES"},{"$f":"IFERROR('Historical scenario - input'!C28,\"\")","v":"˂ = 11 kv ; residential ; simple type"},{"$f":"IFERROR(repcalc('Historical scenario - input'!$CV28:$GH28,'Historical scenario - input'!$G28,'Historical scenario - input'!$E28,'Historical scenario - input'!$F28,20,TRUE,TRUE),\"\")","v":2417.3552714801112},2299.8127365472574,2174.5511279190923,2046.8850711998855,1921.5012905425629,1802.2695797844865,1692.1352734302359,1593.0893889688668,1506.2075807342198,1431.7461145852965,1369.2819175456013,1317.8838832620356,1276.303515198055,1243.1742531880359,1217.2101852795029,1197.3961521830215,1183.162433040766,1174.5381879668555,1172.2785076131318,1177.9601123911218,{"$f":"IFERROR(IF(OR(D43=\"\",'Historical scenario - input'!$D28=\"\"),\"\",D43/'Historical scenario - input'!$D28),\"\")","v":3655.2007131604964},{"$f":"IFERROR(IF(OR(E43=\"\",'Historical scenario - input'!$D28=\"\"),\"\",E43/'Historical scenario - input'!$D28),\"\")","v":3477.4686426691792},{"$f":"IFERROR(IF(OR(F43=\"\",'Historical scenario - input'!$D28=\"\"),\"\",F43/'Historical scenario - input'!$D28),\"\")","v":3288.0648233005181},{"$f":"IFERROR(IF(OR(G43=\"\",'Historical scenario - input'!$D28=\"\"),\"\",G43/'Historical scenario - input'!$D28),\"\")","v":3095.0253197273782},{"$f":"IFERROR(IF(OR(H43=\"\",'Historical scenario - input'!$D28=\"\"),\"\",H43/'Historical scenario - input'!$D28),\"\")","v":2905.4367681874169},{"$f":"IFERROR(IF(OR(I43=\"\",'Historical scenario - input'!$D28=\"\"),\"\",I43/'Historical scenario - input'!$D28),\"\")","v":2725.1505523646911},{"$f":"IFERROR(IF(OR(J43=\"\",'Historical scenario - input'!$D28=\"\"),\"\",J43/'Historical scenario - input'!$D28),\"\")","v":2558.6202124188335},{"$f":"IFERROR(IF(OR(K43=\"\",'Historical scenario - input'!$D28=\"\"),\"\",K43/'Historical scenario - input'!$D28),\"\")","v":2408.8562981981736},{"$f":"IFERROR(IF(OR(L43=\"\",'Historical scenario - input'!$D28=\"\"),\"\",L43/'Historical scenario - input'!$D28),\"\")","v":2277.4852700474326},{"$f":"IFERROR(IF(OR(M43=\"\",'Historical scenario - input'!$D28=\"\"),\"\",M43/'Historical scenario - input'!$D28),\"\")","v":2164.8946188586756},{"$f":"IFERROR(IF(OR(N43=\"\",'Historical scenario - input'!$D28=\"\"),\"\",N43/'Historical scenario - input'!$D28),\"\")","v":2070.4446303691079},{"$f":"IFERROR(IF(OR(O43=\"\",'Historical scenario - input'!$D28=\"\"),\"\",O43/'Historical scenario - input'!$D28),\"\")","v":1992.7274103208911},{"$f":"IFERROR(IF(OR(P43=\"\",'Historical scenario - input'!$D28=\"\"),\"\",P43/'Historical scenario - input'!$D28),\"\")","v":1929.8551495514264},{"$f":"IFERROR(IF(OR(Q43=\"\",'Historical scenario - input'!$D28=\"\"),\"\",Q43/'Historical scenario - input'!$D28),\"\")","v":1879.7615188988832},{"$f":"IFERROR(IF(OR(R43=\"\",'Historical scenario - input'!$D28=\"\"),\"\",R43/'Historical scenario - input'!$D28),\"\")","v":1840.5021346224012},{"$f":"IFERROR(IF(OR(S43=\"\",'Historical scenario - input'!$D28=\"\"),\"\",S43/'Historical scenario - input'!$D28),\"\")","v":1810.5420088770034},{"$f":"IFERROR(IF(OR(T43=\"\",'Historical scenario - input'!$D28=\"\"),\"\",T43/'Historical scenario - input'!$D28),\"\")","v":1789.0196861247323},{"$f":"IFERROR(IF(OR(U43=\"\",'Historical scenario - input'!$D28=\"\"),\"\",U43/'Historical scenario - input'!$D28),\"\")","v":1775.9792583826707},{"$f":"IFERROR(IF(OR(V43=\"\",'Historical scenario - input'!$D28=\"\"),\"\",V43/'Historical scenario - input'!$D28),\"\")","v":1772.562472551522},{"$f":"IFERROR(IF(OR(W43=\"\",'Historical scenario - input'!$D28=\"\"),\"\",W43/'Historical scenario - input'!$D28),\"\")","v":1781.1534339552586}]
[{"$f":"IFERROR('Historical scenario - input'!A29,\"\")","v":4},{"$f":"IFERROR('Historical scenario - input'!B29,\"\")","v":"SWITCHGEAR"},{"$f":"IFERROR('Historical scenario - input'!C29,\"\")","v":"˂ = 11 kv ; circuit breaker"},{"$f":"IFERROR(repcalc('Historical scenario - input'!$CV29:$GH29,'Historical scenario - input'!$G29,'Historical scenario - input'!$E29,'Historical scenario - input'!$F29,20,TRUE,TRUE),\"\")","v":1164.2175265936819},1262.5735545137463,1350.8284152556707,1425.7506873691843,1484.4596765173442,1524.6086268159056,1544.5402815580803,1543.4005935762236,1521.1998804478424,1478.8154904612243,1417.9355456764836,1340.9489067903401,1250.7914958813319,1150.7629343255119,1044.3296847958475,934.93132810328063,825.80529730970954,719.84259557909184,619.48317591072203,526.65529445051209,{"$f":"IFERROR(IF(OR(D44=\"\",'Historical scenario - input'!$D29=\"\"),\"\",D44/'Historical scenario - input'!$D29),\"\")","v":5.1969958162583003},{"$f":"IFERROR(IF(OR(E44=\"\",'Historical scenario - input'!$D29=\"\"),\"\",E44/'Historical scenario - input'!$D29),\"\")","v":5.6360511078410696},{"$f":"IFERROR(IF(OR(F44=\"\",'Historical scenario - input'!$D29=\"\"),\"\",F44/'Historical scenario - input'!$D29),\"\")","v":6.030015407092093},{"$f":"IFERROR(IF(OR(G44=\"\",'Historical scenario - input'!$D29=\"\"),\"\",G44/'Historical scenario - input'!$D29),\"\")","v":6.3644638463435914},{"$f":"IFERROR(IF(OR(H44=\"\",'Historical scenario - input'!$D29=\"\"),\"\",H44/'Historical scenario - input'!$D29),\"\")","v":6.6265371823055101},{"$f":"IFERROR(IF(OR(I44=\"\",'Historical scenario - input'!$D29=\"\"),\"\",I44/'Historical scenario - input'!$D29),\"\")","v":6.8057596402762943},{"$f":"IFERROR(IF(OR(J44=\"\",'Historical scenario - input'!$D29=\"\"),\"\",J44/'Historical scenario - input'!$D29),\"\")","v":6.894733327701581},{"$f":"IFERROR(IF(OR(K44=\"\",'Historical scenario - input'!$D29=\"\"),\"\",K44/'Historical scenario - input'!$D29),\"\")","v":6.8896458302724035},{"$f":"IFERROR(IF(OR(L44=\"\",'Historical scenario - input'!$D29=\"\"),\"\",L44/'Historical scenario - input'!$D29),\"\")","v":6.7905432050235603},{"$f":"IFERROR(IF(OR(M44=\"\",'Historical scenario - input'!$D29=\"\"),\"\",M44/'Historical scenario - input'!$D29),\"\")","v":6.6013418810410966},{"$f":"IFERROR(IF(OR(N44=\"\",'Historical scenario - input'!$D29=\"\"),\"\",N44/'Historical scenario - input'!$D29),\"\")","v":6.3295775319283925},{"$f":"IFERROR(IF(OR(O44=\"\",'Historical scenario - input'!$D29=\"\"),\"\",O44/'Historical scenario - input'!$D29),\"\")","v":5.9859138856940808},{"$f":"IFERROR(IF(OR(P44=\"\",'Historical scenario - input'!$D29=\"\"),\"\",P44/'Historical scenario - input'!$D29),\"\")","v":5.583456718888069},{"$f":"IFERROR(IF(OR(Q44=\"\",'Historical scenario - input'!$D29=\"\"),\"\",Q44/'Historical scenario - input'!$D29),\"\")","v":5.1369353394746131},{"$f":"IFERROR(IF(OR(R44=\"\",'Historical scenario - input'!$D29=\"\"),\"\",R44/'Historical scenario - input'!$D29),\"\")","v":4.6618238247606731},{"$f":"IFERROR(IF(OR(S44=\"\",'Historical scenario - input'!$D29=\"\"),\"\",S44/'Historical scenario - input'!$D29),\"\")","v":4.1734762530656564},{"$f":"IFERROR(IF(OR(T44=\"\",'Historical scenario - input'!$D29=\"\"),\"\",T44/'Historical scenario - input'!$D29),\"\")","v":3.686344327523881},{"$f":"IFERROR(IF(OR(U44=\"\",'Historical scenario - input'!$D29=\"\"),\"\",U44/'Historical scenario - input'!$D29),\"\")","v":3.2133333093985375},{"$f":"IFERROR(IF(OR(V44=\"\",'Historical scenario - input'!$D29=\"\"),\"\",V44/'Historical scenario - input'!$D29),\"\")","v":2.7653349996113161},{"$f":"IFERROR(IF(OR(W44=\"\",'Historical scenario - input'!$D29=\"\"),\"\",W44/'Historical scenario - input'!$D29),\"\")","v":2.3509570156340986}]
[{"$f":"IFERROR('Historical scenario - input'!A30,\"\")","v":4},{"$f":"IFERROR('Historical scenario - input'!B30,\"\")","v":"SWITCHGEAR"},{"$f":"IFERROR('Historical scenario - input'!C30,\"\")","v":"˂ = 11 kv ; fuse"},{"$f":"IFERROR(repcalc('Historical scenario - input'!$CV30:$GH30,'Historical scenario - input'!$G30,'Historical scenario - input'!$E30,'Historical scenario - input'!$F30,20,TRUE,TRUE),\"\")","v":123.07343380924624},103.66452130902734,89.324357419327058,78.609421490337979,70.592483759892147,64.655261451482005,60.361979076406527,57.383902727926042,55.455848346857934,54.352602630666681,53.877558609217758,53.858602965813937,54.148009095165726,54.62417685494863,55.193763120254879,55.793224398772338,56.38914313560587,56.976991291592533,57.57822680159164,58.235827579338796,{"$f":"IFERROR(IF(OR(D45=\"\",'Historical scenario - input'!$D30=\"\"),\"\",D45/'Historical scenario - input'!$D30),\"\")","v":66.577107143820911},{"$f":"IFERROR(IF(OR(E45=\"\",'Historical scenario - input'!$D30=\"\"),\"\",E45/'Historical scenario - input'!$D30),\"\")","v":56.077771852055939},{"$f":"IFERROR(IF(OR(F45=\"\",'Historical scenario - input'!$D30=\"\"),\"\",F45/'Historical scenario - input'!$D30),\"\")","v":48.320398077758917},{"$f":"IFERROR(IF(OR(G45=\"\",'Historical scenario - input'!$D30=\"\"),\"\",G45/'Historical scenario - input'!$D30),\"\")","v":42.52410707242997},{"$f":"IFERROR(IF(OR(H45=\"\",'Historical scenario - input'!$D30=\"\"),\"\",H45/'Historical scenario - input'!$D30),\"\")","v":38.187309879686545},{"$f":"IFERROR(IF(OR(I45=\"\",'Historical scenario - input'!$D30=\"\"),\"\",I45/'Historical scenario - input'!$D30),\"\")","v":34.975543753323628},{"$f":"IFERROR(IF(OR(J45=\"\",'Historical scenario - input'!$D30=\"\"),\"\",J45/'Historical scenario - input'!$D30),\"\")","v":32.653074055053096},{"$f":"IFERROR(IF(OR(K45=\"\",'Historical scenario - input'!$D30=\"\"),\"\",K45/'Historical scenario - input'!$D30),\"\")","v":31.042070754027396},{"$f":"IFERROR(IF(OR(L45=\"\",'Historical scenario - input'!$D30=\"\"),\"\",L45/'Historical scenario - input'!$D30),\"\")","v":29.999081384717694},{"$f":"IFERROR(IF(OR(M45=\"\",'Historical scenario - input'!$D30=\"\"),\"\",M45/'Historical scenario - input'!$D30),\"\")","v":29.402275835547194},{"$f":"IFERROR(IF(OR(N45=\"\",'Historical scenario - input'!$D30=\"\"),\"\",N45/'Historical scenario - input'!$D30),\"\")","v":29.1452987143672},{"$f":"IFERROR(IF(OR(O45=\"\",'Historical scenario - input'!$D30=\"\"),\"\",O45/'Historical scenario - input'!$D30),\"\")","v":29.135044576956588},{"$f":"IFERROR(IF(OR(P45=\"\",'Historical scenario - input'!$D30=\"\"),\"\",P45/'Historical scenario - input'!$D30),\"\")","v":29.291600076267642},{"$f":"IFERROR(IF(OR(Q45=\"\",'Historical scenario - input'!$D30=\"\"),\"\",Q45/'Historical scenario - input'!$D30),\"\")","v":29.549185088567167},{"$f":"IFERROR(IF(OR(R45=\"\",'Historical scenario - input'!$D30=\"\"),\"\",R45/'Historical scenario - input'!$D30),\"\")","v":29.857305246096193},{"$f":"IFERROR(IF(OR(S45=\"\",'Historical scenario - input'!$D30=\"\"),\"\",S45/'Historical scenario - input'!$D30),\"\")","v":30.181586421433238},{"$f":"IFERROR(IF(OR(T45=\"\",'Historical scenario - input'!$D30=\"\"),\"\",T45/'Historical scenario - input'!$D30),\"\")","v":30.503951243500921},{"$f":"IFERROR(IF(OR(U45=\"\",'Historical scenario - input'!$D30=\"\"),\"\",U45/'Historical scenario - input'!$D30),\"\")","v":30.821950249899665},{"$f":"IFERROR(IF(OR(V45=\"\",'Historical scenario - input'!$D30=\"\"),\"\",V45/'Historical scenario - input'!$D30),\"\")","v":31.147191203442258},{"$f":"IFERROR(IF(OR(W45=\"\",'Historical scenario - input'!$D30=\"\"),\"\",W45/'Historical scenario - input'!$D30),\"\")","v":31.502923192734027}]
[{"$f":"IFERROR('Historical scenario - input'!A31,\"\")","v":4},{"$f":"IFERROR('Historical scenario - input'!B31,\"\")","v":"SWITCHGEAR"},{"$f":"IFERROR('Historical scenario - input'!C31,\"\")","v":"˂ = 11 kv ; switch"},{"$f":"IFERROR(repcalc('Historical scenario - input'!$CV31:$GH31,'Historical scenario - input'!$G31,'Historical scenario - input'!$E31,'Historical scenario - input'!$F31,20,TRUE,TRUE),\"\")","v":1830.317469953628},1683.0410546597886,1592.5865842382573,1544.6810649927836,1527.7951382407323,1532.7928769712667,1552.590550475328,1581.8419272251804,1616.6581344905192,1654.3629520688148,1693.2797489285988,1732.5438921204275,1771.9340168247249,1811.7165954713605,1852.5002873531175,1895.0990879845926,1940.405855633031,1989.2799486952169,2042.4541146558565,2100.466179824708,{"$f":"IFERROR(IF(OR(D46=\"\",'Historical scenario - input'!$D31=\"\"),\"\",D46/'Historical scenario - input'!$D31),\"\")","v":688.92763698662623},{"$f":"IFERROR(IF(OR(E46=\"\",'Historical scenario - input'!$D31=\"\"),\"\",E46/'Historical scenario - input'!$D31),\"\")","v":633.49310476046753},{"$f":"IFERROR(IF(OR(F46=\"\",'Historical scenario - input'!$D31=\"\"),\"\",F46/'Historical scenario - input'!$D31),\"\")","v":599.44623279133248},{"$f":"IFERROR(IF(OR(G46=\"\",'Historical scenario - input'!$D31=\"\"),\"\",G46/'Historical scenario - input'!$D31),\"\")","v":581.4146963425012},{"$f":"IFERROR(IF(OR(H46=\"\",'Historical scenario - input'!$D31=\"\"),\"\",H46/'Historical scenario - input'!$D31),\"\")","v":575.05886911220398},{"$f":"IFERROR(IF(OR(I46=\"\",'Historical scenario - input'!$D31=\"\"),\"\",I46/'Historical scenario - input'!$D31),\"\")","v":576.94000743406616},{"$f":"IFERROR(IF(OR(J46=\"\",'Historical scenario - input'!$D31=\"\"),\"\",J46/'Historical scenario - input'!$D31),\"\")","v":584.39181000322992},{"$f":"IFERROR(IF(OR(K46=\"\",'Historical scenario - input'!$D31=\"\"),\"\",K46/'Historical scenario - input'!$D31),\"\")","v":595.40196654366434},{"$f":"IFERROR(IF(OR(L46=\"\",'Historical scenario - input'!$D31=\"\"),\"\",L46/'Historical scenario - input'!$D31),\"\")","v":608.50671355826512},{"$f":"IFERROR(IF(OR(M46=\"\",'Historical scenario - input'!$D31=\"\"),\"\",M46/'Historical scenario - input'!$D31),\"\")","v":622.69872740484936},{"$f":"IFERROR(IF(OR(N46=\"\",'Historical scenario - input'!$D31=\"\"),\"\",N46/'Historical scenario - input'!$D31),\"\")","v":637.34692769787227},{"$f":"IFERROR(IF(OR(O46=\"\",'Historical scenario - input'!$D31=\"\"),\"\",O46/'Historical scenario - input'!$D31),\"\")","v":652.12586841799566},{"$f":"IFERROR(IF(OR(P46=\"\",'Historical scenario - input'!$D31=\"\"),\"\",P46/'Historical scenario - input'!$D31),\"\")","v":666.95222831381625},{"$f":"IFERROR(IF(OR(Q46=\"\",'Historical scenario - input'!$D31=\"\"),\"\",Q46/'Historical scenario - input'!$D31),\"\")","v":681.92630704615533},{"$f":"IFERROR(IF(OR(R46=\"\",'Historical scenario - input'!$D31=\"\"),\"\",R46/'Historical scenario - input'!$D31),\"\")","v":697.27720268963151},{"$f":"IFERROR(IF(OR(S46=\"\",'Historical scenario - input'!$D31=\"\"),\"\",S46/'Historical scenario - input'!$D31),\"\")","v":713.31130143986093},{"$f":"IFERROR(IF(OR(T46=\"\",'Historical scenario - input'!$D31=\"\"),\"\",T46/'Historical scenario - input'!$D31),\"\")","v":730.3646732662969},{"$f":"IFERROR(IF(OR(U46=\"\",'Historical scenario - input'!$D31=\"\"),\"\",U46/'Historical scenario - input'!$D31),\"\")","v":748.76077885777624},{"$f":"IFERROR(IF(OR(V46=\"\",'Historical scenario - input'!$D31=\"\"),\"\",V46/'Historical scenario - input'!$D31),\"\")","v":768.7754228227526},{"$f":"IFERROR(IF(OR(W46=\"\",'Historical scenario - input'!$D31=\"\"),\"\",W46/'Historical scenario - input'!$D31),\"\")","v":790.61104185036504}]
[{"$f":"IFERROR('Historical scenario - input'!A32,\"\")","v":4},{"$f":"IFERROR('Historical scenario - input'!B32,\"\")","v":"SWITCHGEAR"},{"$f":"IFERROR('Historical scenario - input'!C32,\"\")","v":"> 11 kv & < = 22 kv ; circuit breaker"},{"$f":"IFERROR(repcalc('Historical scenario - input'!$CV32:$GH32,'Historical scenario - input'!$G32,'Historical scenario - input'!$E32,'Historical scenario - input'!$F32,20,TRUE,TRUE),\"\")","v":620.4434687097737},667.73312361477167,711.79445807062848,751.56433704025926,786.07200701435522,814.49818057896312,836.22967259174595,850.90404473372791,858.43905302847986,859.04275319289036,853.20184519267673,841.64806344163696,825.30488023210114,805.21916477883065,782.48439408461445,758.16325069394225,733.21776149704851,708.45445113764163,684.49036429331181,661.74344857965298,{"$f":"IFERROR(IF(OR(D47=\"\",'Historical scenario - input'!$D32=\"\"),\"\",D47/'Historical scenario - input'!$D32),\"\")","v":5.0338803619882899},{"$f":"IFERROR(IF(OR(E47=\"\",'Historical scenario - input'!$D32=\"\"),\"\",E47/'Historical scenario - input'!$D32),\"\")","v":5.4175582910129982},{"$f":"IFERROR(IF(OR(F47=\"\",'Historical scenario - input'!$D32=\"\"),\"\",F47/'Historical scenario - input'!$D32),\"\")","v":5.7750436985096272},{"$f":"IFERROR(IF(OR(G47=\"\",'Historical scenario - input'!$D32=\"\"),\"\",G47/'Historical scenario - input'!$D32),\"\")","v":6.0977109886661172},{"$f":"IFERROR(IF(OR(H47=\"\",'Historical scenario - input'!$D32=\"\"),\"\",H47/'Historical scenario - input'!$D32),\"\")","v":6.3776840901346574},{"$f":"IFERROR(IF(OR(I47=\"\",'Historical scenario - input'!$D32=\"\"),\"\",I47/'Historical scenario - input'!$D32),\"\")","v":6.6083158303170748},{"$f":"IFERROR(IF(OR(J47=\"\",'Historical scenario - input'!$D32=\"\"),\"\",J47/'Historical scenario - input'!$D32),\"\")","v":6.7846312182561883},{"$f":"IFERROR(IF(OR(K47=\"\",'Historical scenario - input'!$D32=\"\"),\"\",K47/'Historical scenario - input'!$D32),\"\")","v":6.9036896618943224},{"$f":"IFERROR(IF(OR(L47=\"\",'Historical scenario - input'!$D32=\"\"),\"\",L47/'Historical scenario - input'!$D32),\"\")","v":6.9648238863567826},{"$f":"IFERROR(IF(OR(M47=\"\",'Historical scenario - input'!$D32=\"\"),\"\",M47/'Historical scenario - input'!$D32),\"\")","v":6.96972192228659},{"$f":"IFERROR(IF(OR(N47=\"\",'Historical scenario - input'!$D32=\"\"),\"\",N47/'Historical scenario - input'!$D32),\"\")","v":6.9223325410435272},{"$f":"IFERROR(IF(OR(O47=\"\",'Historical scenario - input'!$D32=\"\"),\"\",O47/'Historical scenario - input'!$D32),\"\")","v":6.8285925663376874},{"$f":"IFERROR(IF(OR(P47=\"\",'Historical scenario - input'!$D32=\"\"),\"\",P47/'Historical scenario - input'!$D32),\"\")","v":6.6959944600477774},{"$f":"IFERROR(IF(OR(Q47=\"\",'Historical scenario - input'!$D32=\"\"),\"\",Q47/'Historical scenario - input'!$D32),\"\")","v":6.5330318475361784},{"$f":"IFERROR(IF(OR(R47=\"\",'Historical scenario - input'!$D32=\"\"),\"\",R47/'Historical scenario - input'!$D32),\"\")","v":6.3485764998637935},{"$f":"IFERROR(IF(OR(S47=\"\",'Historical scenario - input'!$D32=\"\"),\"\",S47/'Historical scenario - input'!$D32),\"\")","v":6.1512503416079882},{"$f":"IFERROR(IF(OR(T47=\"\",'Historical scenario - input'!$D32=\"\"),\"\",T47/'Historical scenario - input'!$D32),\"\")","v":5.9488586419265239},{"$f":"IFERROR(IF(OR(U47=\"\",'Historical scenario - input'!$D32=\"\"),\"\",U47/'Historical scenario - input'!$D32),\"\")","v":5.7479450244856576},{"$f":"IFERROR(IF(OR(V47=\"\",'Historical scenario - input'!$D32=\"\"),\"\",V47/'Historical scenario - input'!$D32),\"\")","v":5.5535157940361675},{"$f":"IFERROR(IF(OR(W47=\"\",'Historical scenario - input'!$D32=\"\"),\"\",W47/'Historical scenario - input'!$D32),\"\")","v":5.368961909465658}]
[{"$f":"IFERROR('Historical scenario - input'!A33,\"\")","v":4},{"$f":"IFERROR('Historical scenario - input'!B33,\"\")","v":"SWITCHGEAR"},{"$f":"IFERROR('Historical scenario - input'!C33,\"\")","v":"> 11 kv & < = 22 kv ; switch"},{"$f":"IFERROR(repcalc('Historical scenario - input'!$CV33:$GH33,'Historical scenario - input'!$G33,'Historical scenario - input'!$E33,'Historical scenario - input'!$F33,20,TRUE,TRUE),\"\")","v":2464.4427613303674},2312.9975831864458,2210.6729808356872,2141.5496767937052,2095.8475708329438,2067.7775646397104,2054.0644428640326,2052.9375253628095,2063.4452367957406,2084.995446374463,2117.0564821277558,2158.976149694678,2209.8901928500027,2268.6996469026972,2334.100443728245,2404.6501240431789,2478.8569814152424,2555.2774512606784,2632.6087504829793,2709.7659715695781,{"$f":"IFERROR(IF(OR(D48=\"\",'Historical scenario - input'!$D33=\"\"),\"\",D48/'Historical scenario - input'!$D33),\"\")","v":293.07652464198014},{"$f":"IFERROR(IF(OR(E48=\"\",'Historical scenario - input'!$D33=\"\"),\"\",E48/'Historical scenario - input'!$D33),\"\")","v":275.06635732113477},{"$f":"IFERROR(IF(OR(F48=\"\",'Historical scenario - input'!$D33=\"\"),\"\",F48/'Historical scenario - input'!$D33),\"\")","v":262.89770836207185},{"$f":"IFERROR(IF(OR(G48=\"\",'Historical scenario - input'!$D33=\"\"),\"\",G48/'Historical scenario - input'!$D33),\"\")","v":254.67742504355851},{"$f":"IFERROR(IF(OR(H48=\"\",'Historical scenario - input'!$D33=\"\"),\"\",H48/'Historical scenario - input'!$D33),\"\")","v":249.24243803798936},{"$f":"IFERROR(IF(OR(I48=\"\",'Historical scenario - input'!$D33=\"\"),\"\",I48/'Historical scenario - input'!$D33),\"\")","v":245.90429604870221},{"$f":"IFERROR(IF(OR(J48=\"\",'Historical scenario - input'!$D33=\"\"),\"\",J48/'Historical scenario - input'!$D33),\"\")","v":244.27350383268077},{"$f":"IFERROR(IF(OR(K48=\"\",'Historical scenario - input'!$D33=\"\"),\"\",K48/'Historical scenario - input'!$D33),\"\")","v":244.13948852098477},{"$f":"IFERROR(IF(OR(L48=\"\",'Historical scenario - input'!$D33=\"\"),\"\",L48/'Historical scenario - input'!$D33),\"\")","v":245.38908684683179},{"$f":"IFERROR(IF(OR(M48=\"\",'Historical scenario - input'!$D33=\"\"),\"\",M48/'Historical scenario - input'!$D33),\"\")","v":247.95188141757231},{"$f":"IFERROR(IF(OR(N48=\"\",'Historical scenario - input'!$D33=\"\"),\"\",N48/'Historical scenario - input'!$D33),\"\")","v":251.7646447255442},{"$f":"IFERROR(IF(OR(O48=\"\",'Historical scenario - input'!$D33=\"\"),\"\",O48/'Historical scenario - input'!$D33),\"\")","v":256.7498164963946},{"$f":"IFERROR(IF(OR(P48=\"\",'Historical scenario - input'!$D33=\"\"),\"\",P48/'Historical scenario - input'!$D33),\"\")","v":262.80461762936113},{"$f":"IFERROR(IF(OR(Q48=\"\",'Historical scenario - input'!$D33=\"\"),\"\",Q48/'Historical scenario - input'!$D33),\"\")","v":269.79835701755115},{"$f":"IFERROR(IF(OR(R48=\"\",'Historical scenario - input'!$D33=\"\"),\"\",R48/'Historical scenario - input'!$D33),\"\")","v":277.57595223834693},{"$f":"IFERROR(IF(OR(S48=\"\",'Historical scenario - input'!$D33=\"\"),\"\",S48/'Historical scenario - input'!$D33),\"\")","v":285.96586311221193},{"$f":"IFERROR(IF(OR(T48=\"\",'Historical scenario - input'!$D33=\"\"),\"\",T48/'Historical scenario - input'!$D33),\"\")","v":294.79069288893078},{"$f":"IFERROR(IF(OR(U48=\"\",'Historical scenario - input'!$D33=\"\"),\"\",U48/'Historical scenario - input'!$D33),\"\")","v":303.8787699444178},{"$f":"IFERROR(IF(OR(V48=\"\",'Historical scenario - input'!$D33=\"\"),\"\",V48/'Historical scenario - input'!$D33),\"\")","v":313.07516467418884},{"$f":"IFERROR(IF(OR(W48=\"\",'Historical scenario - input'!$D33=\"\"),\"\",W48/'Historical scenario - input'!$D33),\"\")","v":322.25085767948565}]
[{"$f":"IFERROR('Historical scenario - input'!A34,\"\")","v":4},{"$f":"IFERROR('Historical scenario - input'!B34,\"\")","v":"SWITCHGEAR"},{"$f":"IFERROR('Historical scenario - input'!C34,\"\")","v":"> 33 kv & < = 66 kv ; circuit breaker"},{"$f":"IFERROR(repcalc('Historical scenario - input'!$CV34:$GH34,'Historical scenario - input'!$G34,'Historical scenario - input'!$E34,'Historical scenario - input'!$F34,20,TRUE,TRUE),\"\")","v":85.358483247148257},88.376347249767932,90.289967078965233,91.046761898999705,90.643915628993142,89.127733123224388,86.589518866300565,83.158513689942311,78.992716030721439,74.26858398848546,69.170644761643686,63.881935047614846,58.57598784677073,53.410811290330088,48.525022968722965,44.036053824889891,40.040151287165045,36.613806431719418,33.816200572176797,31.692293778354781,{"$f":"IFERROR(IF(OR(D49=\"\",'Historical scenario - input'!$D34=\"\"),\"\",D49/'Historical scenario - input'!$D34),\"\")","v":1.412654771657476},{"$f":"IFERROR(IF(OR(E49=\"\",'Historical scenario - input'!$D34=\"\"),\"\",E49/'Historical scenario - input'!$D34),\"\")","v":1.4625994264982876},{"$f":"IFERROR(IF(OR(F49=\"\",'Historical scenario - input'!$D34=\"\"),\"\",F49/'Historical scenario - input'!$D34),\"\")","v":1.4942692041233985},{"$f":"IFERROR(IF(OR(G49=\"\",'Historical scenario - input'!$D34=\"\"),\"\",G49/'Historical scenario - input'!$D34),\"\")","v":1.5067939090269742},{"$f":"IFERROR(IF(OR(H49=\"\",'Historical scenario - input'!$D34=\"\"),\"\",H49/'Historical scenario - input'!$D34),\"\")","v":1.5001269359983949},{"$f":"IFERROR(IF(OR(I49=\"\",'Historical scenario - input'!$D34=\"\"),\"\",I49/'Historical scenario - input'!$D34),\"\")","v":1.4750346151182745},{"$f":"IFERROR(IF(OR(J49=\"\",'Historical scenario - input'!$D34=\"\"),\"\",J49/'Historical scenario - input'!$D34),\"\")","v":1.4330280055215388},{"$f":"IFERROR(IF(OR(K49=\"\",'Historical scenario - input'!$D34=\"\"),\"\",K49/'Historical scenario - input'!$D34),\"\")","v":1.3762460003876094},{"$f":"IFERROR(IF(OR(L49=\"\",'Historical scenario - input'!$D34=\"\"),\"\",L49/'Historical scenario - input'!$D34),\"\")","v":1.3073034217804091},{"$f":"IFERROR(IF(OR(M49=\"\",'Historical scenario - input'!$D34=\"\"),\"\",M49/'Historical scenario - input'!$D34),\"\")","v":1.2291205931085138},{"$f":"IFERROR(IF(OR(N49=\"\",'Historical scenario - input'!$D34=\"\"),\"\",N49/'Historical scenario - input'!$D34),\"\")","v":1.1447513787028858},{"$f":"IFERROR(IF(OR(O49=\"\",'Historical scenario - input'!$D34=\"\"),\"\",O49/'Historical scenario - input'!$D34),\"\")","v":1.0572249755942214},{"$f":"IFERROR(IF(OR(P49=\"\",'Historical scenario - input'!$D34=\"\"),\"\",P49/'Historical scenario - input'!$D34),\"\")","v":0.96941329775860929},{"$f":"IFERROR(IF(OR(Q49=\"\",'Historical scenario - input'!$D34=\"\"),\"\",Q49/'Historical scenario - input'!$D34),\"\")","v":0.8839313277031845},{"$f":"IFERROR(IF(OR(R49=\"\",'Historical scenario - input'!$D34=\"\"),\"\",R49/'Historical scenario - input'!$D34),\"\")","v":0.80307314087431703},{"$f":"IFERROR(IF(OR(S49=\"\",'Historical scenario - input'!$D34=\"\"),\"\",S49/'Historical scenario - input'!$D34),\"\")","v":0.72878218068354039},{"$f":"IFERROR(IF(OR(T49=\"\",'Historical scenario - input'!$D34=\"\"),\"\",T49/'Historical scenario - input'!$D34),\"\")","v":0.66265131035573599},{"$f":"IFERROR(IF(OR(U49=\"\",'Historical scenario - input'!$D34=\"\"),\"\",U49/'Historical scenario - input'!$D34),\"\")","v":0.60594643199730969},{"$f":"IFERROR(IF(OR(V49=\"\",'Historical scenario - input'!$D34=\"\"),\"\",V49/'Historical scenario - input'!$D34),\"\")","v":0.55964697684817155},{"$f":"IFERROR(IF(OR(W49=\"\",'Historical scenario - input'!$D34=\"\"),\"\",W49/'Historical scenario - input'!$D34),\"\")","v":0.52449701924921621}]
[{"$f":"IFERROR('Historical scenario - input'!A35,\"\")","v":4},{"$f":"IFERROR('Historical scenario - input'!B35,\"\")","v":"SWITCHGEAR"},{"$f":"IFERROR('Historical scenario - input'!C35,\"\")","v":"> 33 kv & < = 66 kv ; switch"},{"$f":"IFERROR(repcalc('Historical scenario - input'!$CV35:$GH35,'Historical scenario - input'!$G35,'Historical scenario - input'!$E35,'Historical scenario - input'!$F35,20,TRUE,TRUE),\"\")","v":513.86977045980075},533.16704671789068,574.63677341126925,626.97969733104946,680.9580603488281,729.22280243853356,766.29579379975769,788.61356821329196,794.53720404845058,784.25447680588866,759.53744433226143,723.3609884653514,679.42502070919477,631.64674316020626,583.69529366746269,538.62985536985377,498.67861760902383,465.16706018651672,438.57740620357049,418.70254637576352,{"$f":"IFERROR(IF(OR(D50=\"\",'Historical scenario - input'!$D35=\"\"),\"\",D50/'Historical scenario - input'!$D35),\"\")","v":10.223695554365781},{"$f":"IFERROR(IF(OR(E50=\"\",'Historical scenario - input'!$D35=\"\"),\"\",E50/'Historical scenario - input'!$D35),\"\")","v":10.607624496740952},{"$f":"IFERROR(IF(OR(F50=\"\",'Historical scenario - input'!$D35=\"\"),\"\",F50/'Historical scenario - input'!$D35),\"\")","v":11.432685406738624},{"$f":"IFERROR(IF(OR(G50=\"\",'Historical scenario - input'!$D35=\"\"),\"\",G50/'Historical scenario - input'!$D35),\"\")","v":12.474074002340059},{"$f":"IFERROR(IF(OR(H50=\"\",'Historical scenario - input'!$D35=\"\"),\"\",H50/'Historical scenario - input'!$D35),\"\")","v":13.548000475039577},{"$f":"IFERROR(IF(OR(I50=\"\",'Historical scenario - input'!$D35=\"\"),\"\",I50/'Historical scenario - input'!$D35),\"\")","v":14.508251607721714},{"$f":"IFERROR(IF(OR(J50=\"\",'Historical scenario - input'!$D35=\"\"),\"\",J50/'Historical scenario - input'!$D35),\"\")","v":15.245837273886988},{"$f":"IFERROR(IF(OR(K50=\"\",'Historical scenario - input'!$D35=\"\"),\"\",K50/'Historical scenario - input'!$D35),\"\")","v":15.689860534587508},{"$f":"IFERROR(IF(OR(L50=\"\",'Historical scenario - input'!$D35=\"\"),\"\",L50/'Historical scenario - input'!$D35),\"\")","v":15.807714225999252},{"$f":"IFERROR(IF(OR(M50=\"\",'Historical scenario - input'!$D35=\"\"),\"\",M50/'Historical scenario - input'!$D35),\"\")","v":15.603134235426017},{"$f":"IFERROR(IF(OR(N50=\"\",'Historical scenario - input'!$D35=\"\"),\"\",N50/'Historical scenario - input'!$D35),\"\")","v":15.111376538156479},{"$f":"IFERROR(IF(OR(O50=\"\",'Historical scenario - input'!$D35=\"\"),\"\",O50/'Historical scenario - input'!$D35),\"\")","v":14.391627893109122},{"$f":"IFERROR(IF(OR(P50=\"\",'Historical scenario - input'!$D35=\"\"),\"\",P50/'Historical scenario - input'!$D35),\"\")","v":13.51749988627297},{"$f":"IFERROR(IF(OR(Q50=\"\",'Historical scenario - input'!$D35=\"\"),\"\",Q50/'Historical scenario - input'!$D35),\"\")","v":12.566927208421587},{"$f":"IFERROR(IF(OR(R50=\"\",'Historical scenario - input'!$D35=\"\"),\"\",R50/'Historical scenario - input'!$D35),\"\")","v":11.612909188319529},{"$f":"IFERROR(IF(OR(S50=\"\",'Historical scenario - input'!$D35=\"\"),\"\",S50/'Historical scenario - input'!$D35),\"\")","v":10.716309801345369},{"$f":"IFERROR(IF(OR(T50=\"\",'Historical scenario - input'!$D35=\"\"),\"\",T50/'Historical scenario - input'!$D35),\"\")","v":9.921459986534634},{"$f":"IFERROR(IF(OR(U50=\"\",'Historical scenario - input'!$D35=\"\"),\"\",U50/'Historical scenario - input'!$D35),\"\")","v":9.254730826082568},{"$f":"IFERROR(IF(OR(V50=\"\",'Historical scenario - input'!$D35=\"\"),\"\",V50/'Historical scenario - input'!$D35),\"\")","v":8.7257163892645959},{"$f":"IFERROR(IF(OR(W50=\"\",'Historical scenario - input'!$D35=\"\"),\"\",W50/'Historical scenario - input'!$D35),\"\")","v":8.3302961334994468}]
[{"$f":"IFERROR('Historical scenario - input'!A36,\"\")","v":5},{"$f":"IFERROR('Historical scenario - input'!B36,\"\")","v":"TRANSFORMERS"},{"$f":"IFERROR('Historical scenario - input'!C36,\"\")","v":"ground outdoor / indoor chamber mounted ; ˂ 22 kv ; > 60 kva and < = 600 kva ; multiple phase"},{"$f":"IFERROR(repcalc('Historical scenario - input'!$CV36:$GH36,'Historical scenario - input'!$G36,'Historical scenario - input'!$E36,'Historical scenario - input'!$F36,20,TRUE,TRUE),\"\")","v":98.469345654424714},92.385981175001248,87.901874718961139,84.45488523658841,81.656493031867427,79.251048766580155,77.079999852431698,75.051696570837493,73.116879210550124,71.249684192031438,69.433859057686703,67.653759301762847,65.889574351152575,64.116093589829305,62.304198914388735,60.42418988001382,58.450038177096921,56.363742556925189,54.159107442196799,51.8444754439628,{"$f":"IFERROR(IF(OR(D51=\"\",'Historical scenario - input'!$D36=\"\"),\"\",D51/'Historical scenario - input'!$D36),\"\")","v":6.7996322354364107},{"$f":"IFERROR(IF(OR(E51=\"\",'Historical scenario - input'!$D36=\"\"),\"\",E51/'Historical scenario - input'!$D36),\"\")","v":6.3795559067141232},{"$f":"IFERROR(IF(OR(F51=\"\",'Historical scenario - input'!$D36=\"\"),\"\",F51/'Historical scenario - input'!$D36),\"\")","v":6.0699136053158433},{"$f":"IFERROR(IF(OR(G51=\"\",'Historical scenario - input'!$D36=\"\"),\"\",G51/'Historical scenario - input'!$D36),\"\")","v":5.8318876425780815},{"$f":"IFERROR(IF(OR(H51=\"\",'Historical scenario - input'!$D36=\"\"),\"\",H51/'Historical scenario - input'!$D36),\"\")","v":5.6386494554432431},{"$f":"IFERROR(IF(OR(I51=\"\",'Historical scenario - input'!$D36=\"\"),\"\",I51/'Historical scenario - input'!$D36),\"\")","v":5.4725456161408639},{"$f":"IFERROR(IF(OR(J51=\"\",'Historical scenario - input'!$D36=\"\"),\"\",J51/'Historical scenario - input'!$D36),\"\")","v":5.3226275468854736},{"$f":"IFERROR(IF(OR(K51=\"\",'Historical scenario - input'!$D36=\"\"),\"\",K51/'Historical scenario - input'!$D36),\"\")","v":5.1825665331241852},{"$f":"IFERROR(IF(OR(L51=\"\",'Historical scenario - input'!$D36=\"\"),\"\",L51/'Historical scenario - input'!$D36),\"\")","v":5.0489610297540022},{"$f":"IFERROR(IF(OR(M51=\"\",'Historical scenario - input'!$D36=\"\"),\"\",M51/'Historical scenario - input'!$D36),\"\")","v":4.9200250715287588},{"$f":"IFERROR(IF(OR(N51=\"\",'Historical scenario - input'!$D36=\"\"),\"\",N51/'Historical scenario - input'!$D36),\"\")","v":4.7946363727885704},{"$f":"IFERROR(IF(OR(O51=\"\",'Historical scenario - input'!$D36=\"\"),\"\",O51/'Historical scenario - input'!$D36),\"\")","v":4.671714628948096},{"$f":"IFERROR(IF(OR(P51=\"\",'Historical scenario - input'!$D36=\"\"),\"\",P51/'Historical scenario - input'!$D36),\"\")","v":4.5498918547667753},{"$f":"IFERROR(IF(OR(Q51=\"\",'Historical scenario - input'!$D36=\"\"),\"\",Q51/'Historical scenario - input'!$D36),\"\")","v":4.4274271742768612},{"$f":"IFERROR(IF(OR(R51=\"\",'Historical scenario - input'!$D36=\"\"),\"\",R51/'Historical scenario - input'!$D36),\"\")","v":4.302309886653374},{"$f":"IFERROR(IF(OR(S51=\"\",'Historical scenario - input'!$D36=\"\"),\"\",S51/'Historical scenario - input'!$D36),\"\")","v":4.172489078481151},{"$f":"IFERROR(IF(OR(T51=\"\",'Historical scenario - input'!$D36=\"\"),\"\",T51/'Historical scenario - input'!$D36),\"\")","v":4.0361674093608464},{"$f":"IFERROR(IF(OR(U51=\"\",'Historical scenario - input'!$D36=\"\"),\"\",U51/'Historical scenario - input'!$D36),\"\")","v":3.8921018338531645},{"$f":"IFERROR(IF(OR(V51=\"\",'Historical scenario - input'!$D36=\"\"),\"\",V51/'Historical scenario - input'!$D36),\"\")","v":3.7398645269648703},{"$f":"IFERROR(IF(OR(W51=\"\",'Historical scenario - input'!$D36=\"\"),\"\",W51/'Historical scenario - input'!$D36),\"\")","v":3.580031573432318}]
[{"$f":"IFERROR('Historical scenario - input'!A37,\"\")","v":5},{"$f":"IFERROR('Historical scenario - input'!B37,\"\")","v":"TRANSFORMERS"},{"$f":"IFERROR('Historical scenario - input'!C37,\"\")","v":"ground outdoor / indoor chamber mounted ; ˂ 22 kv ; > 600 kva ; multiple phase"},{"$f":"IFERROR(repcalc('Historical scenario - input'!$CV37:$GH37,'Historical scenario - input'!$G37,'Historical scenario - input'!$E37,'Historical scenario - input'!$F37,20,TRUE,TRUE),\"\")","v":93.678919013287214},95.819970170198019,98.279312708831441,101.08314106310314,104.24385315030844,107.76373771798882,111.637313697088,115.85180398868451,120.38577544181724,125.20650955553184,130.26707672509707,135.50428800046629,140.83864986921,146.17715476082864,151.41925453947357,156.4657745529328,161.2299398228669,165.64920945145337,169.69633525179972,173.38802335236147,{"$f":"IFERROR(IF(OR(D52=\"\",'Historical scenario - input'!$D37=\"\"),\"\",D52/'Historical scenario - input'!$D37),\"\")","v":2.6815065407512635},{"$f":"IFERROR(IF(OR(E52=\"\",'Historical scenario - input'!$D37=\"\"),\"\",E52/'Historical scenario - input'!$D37),\"\")","v":2.7427929298536515},{"$f":"IFERROR(IF(OR(F52=\"\",'Historical scenario - input'!$D37=\"\"),\"\",F52/'Historical scenario - input'!$D37),\"\")","v":2.8131902313250525},{"$f":"IFERROR(IF(OR(G52=\"\",'Historical scenario - input'!$D37=\"\"),\"\",G52/'Historical scenario - input'!$D37),\"\")","v":2.8934482461518143},{"$f":"IFERROR(IF(OR(H52=\"\",'Historical scenario - input'!$D37=\"\"),\"\",H52/'Historical scenario - input'!$D37),\"\")","v":2.9839218577662954},{"$f":"IFERROR(IF(OR(I52=\"\",'Historical scenario - input'!$D37=\"\"),\"\",I52/'Historical scenario - input'!$D37),\"\")","v":3.0846765802838085},{"$f":"IFERROR(IF(OR(J52=\"\",'Historical scenario - input'!$D37=\"\"),\"\",J52/'Historical scenario - input'!$D37),\"\")","v":3.1955555211752826},{"$f":"IFERROR(IF(OR(K52=\"\",'Historical scenario - input'!$D37=\"\"),\"\",K52/'Historical scenario - input'!$D37),\"\")","v":3.3161929431468771},{"$f":"IFERROR(IF(OR(L52=\"\",'Historical scenario - input'!$D37=\"\"),\"\",L52/'Historical scenario - input'!$D37),\"\")","v":3.4459753342676636},{"$f":"IFERROR(IF(OR(M52=\"\",'Historical scenario - input'!$D37=\"\"),\"\",M52/'Historical scenario - input'!$D37),\"\")","v":3.5839661457896765},{"$f":"IFERROR(IF(OR(N52=\"\",'Historical scenario - input'!$D37=\"\"),\"\",N52/'Historical scenario - input'!$D37),\"\")","v":3.7288220440860216},{"$f":"IFERROR(IF(OR(O52=\"\",'Historical scenario - input'!$D37=\"\"),\"\",O52/'Historical scenario - input'!$D37),\"\")","v":3.8787342808850704},{"$f":"IFERROR(IF(OR(P52=\"\",'Historical scenario - input'!$D37=\"\"),\"\",P52/'Historical scenario - input'!$D37),\"\")","v":4.0314273989572538},{"$f":"IFERROR(IF(OR(Q52=\"\",'Historical scenario - input'!$D37=\"\"),\"\",Q52/'Historical scenario - input'!$D37),\"\")","v":4.1842391087366719},{"$f":"IFERROR(IF(OR(R52=\"\",'Historical scenario - input'!$D37=\"\"),\"\",R52/'Historical scenario - input'!$D37),\"\")","v":4.3342912762015136},{"$f":"IFERROR(IF(OR(S52=\"\",'Historical scenario - input'!$D37=\"\"),\"\",S52/'Historical scenario - input'!$D37),\"\")","v":4.4787450825291},{"$f":"IFERROR(IF(OR(T52=\"\",'Historical scenario - input'!$D37=\"\"),\"\",T52/'Historical scenario - input'!$D37),\"\")","v":4.6151166426101495},{"$f":"IFERROR(IF(OR(U52=\"\",'Historical scenario - input'!$D37=\"\"),\"\",U52/'Historical scenario - input'!$D37),\"\")","v":4.7416157583046559},{"$f":"IFERROR(IF(OR(V52=\"\",'Historical scenario - input'!$D37=\"\"),\"\",V52/'Historical scenario - input'!$D37),\"\")","v":4.8574624655380365},{"$f":"IFERROR(IF(OR(W52=\"\",'Historical scenario - input'!$D37=\"\"),\"\",W52/'Historical scenario - input'!$D37),\"\")","v":4.963134967871949}]
[{"$f":"IFERROR('Historical scenario - input'!A38,\"\")","v":5},{"$f":"IFERROR('Historical scenario - input'!B38,\"\")","v":"TRANSFORMERS"},{"$f":"IFERROR('Historical scenario - input'!C38,\"\")","v":"ground outdoor / indoor chamber mounted ; > = 22 kv & < = 33 kv ; < = 15 mva"},{"$f":"IFERROR(repcalc('Historical scenario - input'!$CV38:$GH38,'Historical scenario - input'!$G38,'Historical scenario - input'!$E38,'Historical scenario - input'!$F38,20,TRUE,TRUE),\"\")","v":206.43722199645708},208.90369582460539,215.12332812095454,224.6795051290637,237.28410298816885,252.74795646068836,270.95374406865574,291.83156039970447,315.33703812509867,341.43170308943473,370.06521396325837,401.15918897215477,434.59241901015247,470.18739800785301,507.69827304903839,546.8005355802751,587.0830357827839,628.0431768808088,669.08638198266385,709.53105172689538,{"$f":"IFERROR(IF(OR(D53=\"\",'Historical scenario - input'!$D38=\"\"),\"\",D53/'Historical scenario - input'!$D38),\"\")","v":8.5218372660104826},{"$f":"IFERROR(IF(OR(E53=\"\",'Historical scenario - input'!$D38=\"\"),\"\",E53/'Historical scenario - input'!$D38),\"\")","v":8.6236546048657523},{"$f":"IFERROR(IF(OR(F53=\"\",'Historical scenario - input'!$D38=\"\"),\"\",F53/'Historical scenario - input'!$D38),\"\")","v":8.8804043022862107},{"$f":"IFERROR(IF(OR(G53=\"\",'Historical scenario - input'!$D38=\"\"),\"\",G53/'Historical scenario - input'!$D38),\"\")","v":9.2748883229522843},{"$f":"IFERROR(IF(OR(H53=\"\",'Historical scenario - input'!$D38=\"\"),\"\",H53/'Historical scenario - input'!$D38),\"\")","v":9.7952127621207303},{"$f":"IFERROR(IF(OR(I53=\"\",'Historical scenario - input'!$D38=\"\"),\"\",I53/'Historical scenario - input'!$D38),\"\")","v":10.433568779140296},{"$f":"IFERROR(IF(OR(J53=\"\",'Historical scenario - input'!$D38=\"\"),\"\",J53/'Historical scenario - input'!$D38),\"\")","v":11.185113281600763},{"$f":"IFERROR(IF(OR(K53=\"\",'Historical scenario - input'!$D38=\"\"),\"\",K53/'Historical scenario - input'!$D38),\"\")","v":12.046960537256561},{"$f":"IFERROR(IF(OR(L53=\"\",'Historical scenario - input'!$D38=\"\"),\"\",L53/'Historical scenario - input'!$D38),\"\")","v":13.017279039406727},{"$f":"IFERROR(IF(OR(M53=\"\",'Historical scenario - input'!$D38=\"\"),\"\",M53/'Historical scenario - input'!$D38),\"\")","v":14.094480554649717},{"$f":"IFERROR(IF(OR(N53=\"\",'Historical scenario - input'!$D38=\"\"),\"\",N53/'Historical scenario - input'!$D38),\"\")","v":15.276486966388074},{"$f":"IFERROR(IF(OR(O53=\"\",'Historical scenario - input'!$D38=\"\"),\"\",O53/'Historical scenario - input'!$D38),\"\")","v":16.560062633685899},{"$f":"IFERROR(IF(OR(P53=\"\",'Historical scenario - input'!$D38=\"\"),\"\",P53/'Historical scenario - input'!$D38),\"\")","v":17.940203980801101},{"$f":"IFERROR(IF(OR(Q53=\"\",'Historical scenario - input'!$D38=\"\"),\"\",Q53/'Historical scenario - input'!$D38),\"\")","v":19.409583463686559},{"$f":"IFERROR(IF(OR(R53=\"\",'Historical scenario - input'!$D38=\"\"),\"\",R53/'Historical scenario - input'!$D38),\"\")","v":20.95805214445636},{"$f":"IFERROR(IF(OR(S53=\"\",'Historical scenario - input'!$D38=\"\"),\"\",S53/'Historical scenario - input'!$D38),\"\")","v":22.572214139088011},{"$f":"IFERROR(IF(OR(T53=\"\",'Historical scenario - input'!$D38=\"\"),\"\",T53/'Historical scenario - input'!$D38),\"\")","v":24.235096966486772},{"$f":"IFERROR(IF(OR(U53=\"\",'Historical scenario - input'!$D38=\"\"),\"\",U53/'Historical scenario - input'!$D38),\"\")","v":25.925953167003687},{"$f":"IFERROR(IF(OR(V53=\"\",'Historical scenario - input'!$D38=\"\"),\"\",V53/'Historical scenario - input'!$D38),\"\")","v":27.620238293353154},{"$f":"IFERROR(IF(OR(W53=\"\",'Historical scenario - input'!$D38=\"\"),\"\",W53/'Historical scenario - input'!$D38),\"\")","v":29.289815564857967}]
[{"$f":"IFERROR('Historical scenario - input'!A39,\"\")","v":5},{"$f":"IFERROR('Historical scenario - input'!B39,\"\")","v":"TRANSFORMERS"},{"$f":"IFERROR('Historical scenario - input'!C39,\"\")","v":"ground outdoor / indoor chamber mounted ; > 33 kv & < = 66 kv ; > 15 mva and < = 40 mva"},{"$f":"IFERROR(repcalc('Historical scenario - input'!$CV39:$GH39,'Historical scenario - input'!$G39,'Historical scenario - input'!$E39,'Historical scenario - input'!$F39,20,TRUE,TRUE),\"\")","v":1833.236322817289},1937.9817949115588,2029.0462457513204,2103.1496529218616,2157.5512165351843,2190.2459911012465,2200.1092097071187,2186.9740621152046,2151.6357418775383,2095.7823997821561,2021.8612274563575,1932.8943039061803,1832.2633223692608,1723.4844200053319,1609.9939427478105,1494.9633092153811,1381.156685910649,1270.8396320939248,1165.7409730395966,1067.0646355793351,{"$f":"IFERROR(IF(OR(D54=\"\",'Historical scenario - input'!$D39=\"\"),\"\",D54/'Historical scenario - input'!$D39),\"\")","v":2.6946252349498248},{"$f":"IFERROR(IF(OR(E54=\"\",'Historical scenario - input'!$D39=\"\"),\"\",E54/'Historical scenario - input'!$D39),\"\")","v":2.8485878140450258},{"$f":"IFERROR(IF(OR(F54=\"\",'Historical scenario - input'!$D39=\"\"),\"\",F54/'Historical scenario - input'!$D39),\"\")","v":2.9824410244497632},{"$f":"IFERROR(IF(OR(G54=\"\",'Historical scenario - input'!$D39=\"\"),\"\",G54/'Historical scenario - input'!$D39),\"\")","v":3.0913636485938425},{"$f":"IFERROR(IF(OR(H54=\"\",'Historical scenario - input'!$D39=\"\"),\"\",H54/'Historical scenario - input'!$D39),\"\")","v":3.171327057734628},{"$f":"IFERROR(IF(OR(I54=\"\",'Historical scenario - input'!$D39=\"\"),\"\",I54/'Historical scenario - input'!$D39),\"\")","v":3.2193842359064613},{"$f":"IFERROR(IF(OR(J54=\"\",'Historical scenario - input'!$D39=\"\"),\"\",J54/'Historical scenario - input'!$D39),\"\")","v":3.2338819181869245},{"$f":"IFERROR(IF(OR(K54=\"\",'Historical scenario - input'!$D39=\"\"),\"\",K54/'Historical scenario - input'!$D39),\"\")","v":3.2145749146514673},{"$f":"IFERROR(IF(OR(L54=\"\",'Historical scenario - input'!$D39=\"\"),\"\",L54/'Historical scenario - input'!$D39),\"\")","v":3.1626320591188994},{"$f":"IFERROR(IF(OR(M54=\"\",'Historical scenario - input'!$D39=\"\"),\"\",M54/'Historical scenario - input'!$D39),\"\")","v":3.0805347194615607},{"$f":"IFERROR(IF(OR(N54=\"\",'Historical scenario - input'!$D39=\"\"),\"\",N54/'Historical scenario - input'!$D39),\"\")","v":2.9718799574611765},{"$f":"IFERROR(IF(OR(O54=\"\",'Historical scenario - input'!$D39=\"\"),\"\",O54/'Historical scenario - input'!$D39),\"\")","v":2.8411098465429387},{"$f":"IFERROR(IF(OR(P54=\"\",'Historical scenario - input'!$D39=\"\"),\"\",P54/'Historical scenario - input'!$D39),\"\")","v":2.6931950475112272},{"$f":"IFERROR(IF(OR(Q54=\"\",'Historical scenario - input'!$D39=\"\"),\"\",Q54/'Historical scenario - input'!$D39),\"\")","v":2.5333038367100329},{"$f":"IFERROR(IF(OR(R54=\"\",'Historical scenario - input'!$D39=\"\"),\"\",R54/'Historical scenario - input'!$D39),\"\")","v":2.3664872074853589},{"$f":"IFERROR(IF(OR(S54=\"\",'Historical scenario - input'!$D39=\"\"),\"\",S54/'Historical scenario - input'!$D39),\"\")","v":2.197406743580737},{"$f":"IFERROR(IF(OR(T54=\"\",'Historical scenario - input'!$D39=\"\"),\"\",T54/'Historical scenario - input'!$D39),\"\")","v":2.0301254197031477},{"$f":"IFERROR(IF(OR(U54=\"\",'Historical scenario - input'!$D39=\"\"),\"\",U54/'Historical scenario - input'!$D39),\"\")","v":1.8679733210566223},{"$f":"IFERROR(IF(OR(V54=\"\",'Historical scenario - input'!$D39=\"\"),\"\",V54/'Historical scenario - input'!$D39),\"\")","v":1.7134916018574515},{"$f":"IFERROR(IF(OR(W54=\"\",'Historical scenario - input'!$D39=\"\"),\"\",W54/'Historical scenario - input'!$D39),\"\")","v":1.5684498820838542}]
[{"$f":"IFERROR('Historical scenario - input'!A40,\"\")","v":0},{"$f":"IFERROR('Historical scenario - input'!B40,\"\")","v":"TRANSFORMERS"},{"$f":"IFERROR('Historical scenario - input'!C40,\"\")","v":"kiosk mounted ; < = 22 kv ; < = 60 kva ; multiple phase"},{"$f":"IFERROR(repcalc('Historical scenario - input'!$CV40:$GH40,'Historical scenario - input'!$G40,'Historical scenario - input'!$E40,'Historical scenario - input'!$F40,20,TRUE,TRUE),\"\")","v":""},"","","","","","","","","","","","","","","","","","","",{"$f":"IFERROR(IF(OR(D55=\"\",'Historical scenario - input'!$D40=\"\"),\"\",D55/'Historical scenario - input'!$D40),\"\")","v":""},{"$f":"IFERROR(IF(OR(E55=\"\",'Historical scenario - input'!$D40=\"\"),\"\",E55/'Historical scenario - input'!$D40),\"\")","v":""},{"$f":"IFERROR(IF(OR(F55=\"\",'Historical scenario - input'!$D40=\"\"),\"\",F55/'Historical scenario - input'!$D40),\"\")","v":""},{"$f":"IFERROR(IF(OR(G55=\"\",'Historical scenario - input'!$D40=\"\"),\"\",G55/'Historical scenario - input'!$D40),\"\")","v":""},{"$f":"IFERROR(IF(OR(H55=\"\",'Historical scenario - input'!$D40=\"\"),\"\",H55/'Historical scenario - input'!$D40),\"\")","v":""},{"$f":"IFERROR(IF(OR(I55=\"\",'Historical scenario - input'!$D40=\"\"),\"\",I55/'Historical scenario - input'!$D40),\"\")","v":""},{"$f":"IFERROR(IF(OR(J55=\"\",'Historical scenario - input'!$D40=\"\"),\"\",J55/'Historical scenario - input'!$D40),\"\")","v":""},{"$f":"IFERROR(IF(OR(K55=\"\",'Historical scenario - input'!$D40=\"\"),\"\",K55/'Historical scenario - input'!$D40),\"\")","v":""},{"$f":"IFERROR(IF(OR(L55=\"\",'Historical scenario - input'!$D40=\"\"),\"\",L55/'Historical scenario - input'!$D40),\"\")","v":""},{"$f":"IFERROR(IF(OR(M55=\"\",'Historical scenario - input'!$D40=\"\"),\"\",M55/'Historical scenario - input'!$D40),\"\")","v":""},{"$f":"IFERROR(IF(OR(N55=\"\",'Historical scenario - input'!$D40=\"\"),\"\",N55/'Historical scenario - input'!$D40),\"\")","v":""},{"$f":"IFERROR(IF(OR(O55=\"\",'Historical scenario - input'!$D40=\"\"),\"\",O55/'Historical scenario - input'!$D40),\"\")","v":""},{"$f":"IFERROR(IF(OR(P55=\"\",'Historical scenario - input'!$D40=\"\"),\"\",P55/'Historical scenario - input'!$D40),\"\")","v":""},{"$f":"IFERROR(IF(OR(Q55=\"\",'Historical scenario - input'!$D40=\"\"),\"\",Q55/'Historical scenario - input'!$D40),\"\")","v":""},{"$f":"IFERROR(IF(OR(R55=\"\",'Historical scenario - input'!$D40=\"\"),\"\",R55/'Historical scenario - input'!$D40),\"\")","v":""},{"$f":"IFERROR(IF(OR(S55=\"\",'Historical scenario - input'!$D40=\"\"),\"\",S55/'Historical scenario - input'!$D40),\"\")","v":""},{"$f":"IFERROR(IF(OR(T55=\"\",'Historical scenario - input'!$D40=\"\"),\"\",T55/'Historical scenario - input'!$D40),\"\")","v":""},{"$f":"IFERROR(IF(OR(U55=\"\",'Historical scenario - input'!$D40=\"\"),\"\",U55/'Historical scenario - input'!$D40),\"\")","v":""},{"$f":"IFERROR(IF(OR(V55=\"\",'Historical scenario - input'!$D40=\"\"),\"\",V55/'Historical scenario - input'!$D40),\"\")","v":""},{"$f":"IFERROR(IF(OR(W55=\"\",'Historical scenario - input'!$D40=\"\"),\"\",W55/'Historical scenario - input'!$D40),\"\")","v":""}]
[{"$f":"IFERROR('Historical scenario - input'!A41,\"\")","v":5},{"$f":"IFERROR('Historical scenario - input'!B41,\"\")","v":"TRANSFORMERS"},{"$f":"IFERROR('Historical scenario - input'!C41,\"\")","v":"kiosk mounted ; < = 22 kv ; > 60 kva and < = 600 kva ; multiple phase"},{"$f":"IFERROR(repcalc('Historical scenario - input'!$CV41:$GH41,'Historical scenario - input'!$G41,'Historical scenario - input'!$E41,'Historical scenario - input'!$F41,20,TRUE,TRUE),\"\")","v":1215.6793335835077},1212.1482821642551,1206.0343354779486,1198.6722264651983,1191.2025463499679,1184.5656976105797,1179.5456468024706,1176.8482716831941,1177.1910398203449,1181.3781295074918,1190.3385183906112,1205.1131059891115,1226.7884659450083,1256.3865947730844,1294.7294039748535,1342.3018046316936,1399.1372921305806,1464.7453638950421,1538.0922457102845,1617.6371299301622,{"$f":"IFERROR(IF(OR(D56=\"\",'Historical scenario - input'!$D41=\"\"),\"\",D56/'Historical scenario - input'!$D41),\"\")","v":31.670742708372948},{"$f":"IFERROR(IF(OR(E56=\"\",'Historical scenario - input'!$D41=\"\"),\"\",E56/'Historical scenario - input'!$D41),\"\")","v":31.578752149761133},{"$f":"IFERROR(IF(OR(F56=\"\",'Historical scenario - input'!$D41=\"\"),\"\",F56/'Historical scenario - input'!$D41),\"\")","v":31.419472291096479},{"$f":"IFERROR(IF(OR(G56=\"\",'Historical scenario - input'!$D41=\"\"),\"\",G56/'Historical scenario - input'!$D41),\"\")","v":31.227675446408412},{"$f":"IFERROR(IF(OR(H56=\"\",'Historical scenario - input'!$D41=\"\"),\"\",H56/'Historical scenario - input'!$D41),\"\")","v":31.033076171329874},{"$f":"IFERROR(IF(OR(I56=\"\",'Historical scenario - input'!$D41=\"\"),\"\",I56/'Historical scenario - input'!$D41),\"\")","v":30.860173726570899},{"$f":"IFERROR(IF(OR(J56=\"\",'Historical scenario - input'!$D41=\"\"),\"\",J56/'Historical scenario - input'!$D41),\"\")","v":30.729391921587897},{"$f":"IFERROR(IF(OR(K56=\"\",'Historical scenario - input'!$D41=\"\"),\"\",K56/'Historical scenario - input'!$D41),\"\")","v":30.659120205165149},{"$f":"IFERROR(IF(OR(L56=\"\",'Historical scenario - input'!$D41=\"\"),\"\",L56/'Historical scenario - input'!$D41),\"\")","v":30.668049962528329},{"$f":"IFERROR(IF(OR(M56=\"\",'Historical scenario - input'!$D41=\"\"),\"\",M56/'Historical scenario - input'!$D41),\"\")","v":30.777131557086342},{"$f":"IFERROR(IF(OR(N56=\"\",'Historical scenario - input'!$D41=\"\"),\"\",N56/'Historical scenario - input'!$D41),\"\")","v":31.01056661108839},{"$f":"IFERROR(IF(OR(O56=\"\",'Historical scenario - input'!$D41=\"\"),\"\",O56/'Historical scenario - input'!$D41),\"\")","v":31.395472522974799},{"$f":"IFERROR(IF(OR(P56=\"\",'Historical scenario - input'!$D41=\"\"),\"\",P56/'Historical scenario - input'!$D41),\"\")","v":31.960156588345086},{"$f":"IFERROR(IF(OR(Q56=\"\",'Historical scenario - input'!$D41=\"\"),\"\",Q56/'Historical scenario - input'!$D41),\"\")","v":32.731243746666742},{"$f":"IFERROR(IF(OR(R56=\"\",'Historical scenario - input'!$D41=\"\"),\"\",R56/'Historical scenario - input'!$D41),\"\")","v":33.730146344908576},{"$f":"IFERROR(IF(OR(S56=\"\",'Historical scenario - input'!$D41=\"\"),\"\",S56/'Historical scenario - input'!$D41),\"\")","v":34.969497232598002},{"$f":"IFERROR(IF(OR(T56=\"\",'Historical scenario - input'!$D41=\"\"),\"\",T56/'Historical scenario - input'!$D41),\"\")","v":36.450169027828906},{"$f":"IFERROR(IF(OR(U56=\"\",'Historical scenario - input'!$D41=\"\"),\"\",U56/'Historical scenario - input'!$D41),\"\")","v":38.159383212065919},{"$f":"IFERROR(IF(OR(V56=\"\",'Historical scenario - input'!$D41=\"\"),\"\",V56/'Historical scenario - input'!$D41),\"\")","v":40.070208014511579},{"$f":"IFERROR(IF(OR(W56=\"\",'Historical scenario - input'!$D41=\"\"),\"\",W56/'Historical scenario - input'!$D41),\"\")","v":42.142502485841433}]
[{"$f":"IFERROR('Historical scenario - input'!A42,\"\")","v":0},{"$f":"IFERROR('Historical scenario - input'!B42,\"\")","v":"TRANSFORMERS"},{"$f":"IFERROR('Historical scenario - input'!C42,\"\")","v":"kiosk mounted ; < = 22 kv ; > 60 kva and < = 600 kva ; single phase"},{"$f":"IFERROR(repcalc('Historical scenario - input'!$CV42:$GH42,'Historical scenario - input'!$G42,'Historical scenario - input'!$E42,'Historical scenario - input'!$F42,20,TRUE,TRUE),\"\")","v":""},"","","","","","","","","","","","","","","","","","","",{"$f":"IFERROR(IF(OR(D57=\"\",'Historical scenario - input'!$D42=\"\"),\"\",D57/'Historical scenario - input'!$D42),\"\")","v":""},{"$f":"IFERROR(IF(OR(E57=\"\",'Historical scenario - input'!$D42=\"\"),\"\",E57/'Historical scenario - input'!$D42),\"\")","v":""},{"$f":"IFERROR(IF(OR(F57=\"\",'Historical scenario - input'!$D42=\"\"),\"\",F57/'Historical scenario - input'!$D42),\"\")","v":""},{"$f":"IFERROR(IF(OR(G57=\"\",'Historical scenario - input'!$D42=\"\"),\"\",G57/'Historical scenario - input'!$D42),\"\")","v":""},{"$f":"IFERROR(IF(OR(H57=\"\",'Historical scenario - input'!$D42=\"\"),\"\",H57/'Historical scenario - input'!$D42),\"\")","v":""},{"$f":"IFERROR(IF(OR(I57=\"\",'Historical scenario - input'!$D42=\"\"),\"\",I57/'Historical scenario - input'!$D42),\"\")","v":""},{"$f":"IFERROR(IF(OR(J57=\"\",'Historical scenario - input'!$D42=\"\"),\"\",J57/'Historical scenario - input'!$D42),\"\")","v":""},{"$f":"IFERROR(IF(OR(K57=\"\",'Historical scenario - input'!$D42=\"\"),\"\",K57/'Historical scenario - input'!$D42),\"\")","v":""},{"$f":"IFERROR(IF(OR(L57=\"\",'Historical scenario - input'!$D42=\"\"),\"\",L57/'Historical scenario - input'!$D42),\"\")","v":""},{"$f":"IFERROR(IF(OR(M57=\"\",'Historical scenario - input'!$D42=\"\"),\"\",M57/'Historical scenario - input'!$D42),\"\")","v":""},{"$f":"IFERROR(IF(OR(N57=\"\",'Historical scenario - input'!$D42=\"\"),\"\",N57/'Historical scenario - input'!$D42),\"\")","v":""},{"$f":"IFERROR(IF(OR(O57=\"\",'Historical scenario - input'!$D42=\"\"),\"\",O57/'Historical scenario - input'!$D42),\"\")","v":""},{"$f":"IFERROR(IF(OR(P57=\"\",'Historical scenario - input'!$D42=\"\"),\"\",P57/'Historical scenario - input'!$D42),\"\")","v":""},{"$f":"IFERROR(IF(OR(Q57=\"\",'Historical scenario - input'!$D42=\"\"),\"\",Q57/'Historical scenario - input'!$D42),\"\")","v":""},{"$f":"IFERROR(IF(OR(R57=\"\",'Historical scenario - input'!$D42=\"\"),\"\",R57/'Historical scenario - input'!$D42),\"\")","v":""},{"$f":"IFERROR(IF(OR(S57=\"\",'Historical scenario - input'!$D42=\"\"),\"\",S57/'Historical scenario - input'!$D42),\"\")","v":""},{"$f":"IFERROR(IF(OR(T57=\"\",'Historical scenario - input'!$D42=\"\"),\"\",T57/'Historical scenario - input'!$D42),\"\")","v":""},{"$f":"IFERROR(IF(OR(U57=\"\",'Historical scenario - input'!$D42=\"\"),\"\",U57/'Historical scenario - input'!$D42),\"\")","v":""},{"$f":"IFERROR(IF(OR(V57=\"\",'Historical scenario - input'!$D42=\"\"),\"\",V57/'Historical scenario - input'!$D42),\"\")","v":""},{"$f":"IFERROR(IF(OR(W57=\"\",'Historical scenario - input'!$D42=\"\"),\"\",W57/'Historical scenario - input'!$D42),\"\")","v":""}]
[{"$f":"IFERROR('Historical scenario - input'!A43,\"\")","v":5},{"$f":"IFERROR('Historical scenario - input'!B43,\"\")","v":"TRANSFORMERS"},{"$f":"IFERROR('Historical scenario - input'!C43,\"\")","v":"kiosk mounted ; < = 22 kv ; > 600 kva ; multiple phase"},{"$f":"IFERROR(repcalc('Historical scenario - input'!$CV43:$GH43,'Historical scenario - input'!$G43,'Historical scenario - input'!$E43,'Historical scenario - input'!$F43,20,TRUE,TRUE),\"\")","v":173.58453002316006},172.39275142640864,173.15694987540581,176.15266705068493,181.61142890230002,189.76251565088086,200.87925063382397,215.32412981864147,233.58675208111777,256.30846375030734,284.28803693010087,318.46372119105388,359.86876543028421,409.56002326518416,468.52240533730077,537.55543026527994,617.15150107391673,707.37823711960368,807.77864245686828,917.30260176033039,{"$f":"IFERROR(IF(OR(D58=\"\",'Historical scenario - input'!$D43=\"\"),\"\",D58/'Historical scenario - input'!$D43),\"\")","v":2.4465525727670401},{"$f":"IFERROR(IF(OR(E58=\"\",'Historical scenario - input'!$D43=\"\"),\"\",E58/'Historical scenario - input'!$D43),\"\")","v":2.4297552867896441},{"$f":"IFERROR(IF(OR(F58=\"\",'Historical scenario - input'!$D43=\"\"),\"\",F58/'Historical scenario - input'!$D43),\"\")","v":2.4405261295672189},{"$f":"IFERROR(IF(OR(G58=\"\",'Historical scenario - input'!$D43=\"\"),\"\",G58/'Historical scenario - input'!$D43),\"\")","v":2.4827486684160647},{"$f":"IFERROR(IF(OR(H58=\"\",'Historical scenario - input'!$D43=\"\"),\"\",H58/'Historical scenario - input'!$D43),\"\")","v":2.5596860997091047},{"$f":"IFERROR(IF(OR(I58=\"\",'Historical scenario - input'!$D43=\"\"),\"\",I58/'Historical scenario - input'!$D43),\"\")","v":2.6745699678333379},{"$f":"IFERROR(IF(OR(J58=\"\",'Historical scenario - input'!$D43=\"\"),\"\",J58/'Historical scenario - input'!$D43),\"\")","v":2.8312525741097154},{"$f":"IFERROR(IF(OR(K58=\"\",'Historical scenario - input'!$D43=\"\"),\"\",K58/'Historical scenario - input'!$D43),\"\")","v":3.0348430457272562},{"$f":"IFERROR(IF(OR(L58=\"\",'Historical scenario - input'!$D43=\"\"),\"\",L58/'Historical scenario - input'!$D43),\"\")","v":3.2922419364911546},{"$f":"IFERROR(IF(OR(M58=\"\",'Historical scenario - input'!$D43=\"\"),\"\",M58/'Historical scenario - input'!$D43),\"\")","v":3.6124885744519784},{"$f":"IFERROR(IF(OR(N58=\"\",'Historical scenario - input'!$D43=\"\"),\"\",N58/'Historical scenario - input'!$D43),\"\")","v":4.0068410938776111},{"$f":"IFERROR(IF(OR(O58=\"\",'Historical scenario - input'!$D43=\"\"),\"\",O58/'Historical scenario - input'!$D43),\"\")","v":4.4885234663998217},{"$f":"IFERROR(IF(OR(P58=\"\",'Historical scenario - input'!$D43=\"\"),\"\",P58/'Historical scenario - input'!$D43),\"\")","v":5.0720986127305832},{"$f":"IFERROR(IF(OR(Q58=\"\",'Historical scenario - input'!$D43=\"\"),\"\",Q58/'Historical scenario - input'!$D43),\"\")","v":5.7724621456086815},{"$f":"IFERROR(IF(OR(R58=\"\",'Historical scenario - input'!$D43=\"\"),\"\",R58/'Historical scenario - input'!$D43),\"\")","v":6.6034956918340475},{"$f":"IFERROR(IF(OR(S58=\"\",'Historical scenario - input'!$D43=\"\"),\"\",S58/'Historical scenario - input'!$D43),\"\")","v":7.5764679072780421},{"$f":"IFERROR(IF(OR(T58=\"\",'Historical scenario - input'!$D43=\"\"),\"\",T58/'Historical scenario - input'!$D43),\"\")","v":8.6983188682653818},{"$f":"IFERROR(IF(OR(U58=\"\",'Historical scenario - input'!$D43=\"\"),\"\",U58/'Historical scenario - input'!$D43),\"\")","v":9.9700016223420018},{"$f":"IFERROR(IF(OR(V58=\"\",'Historical scenario - input'!$D43=\"\"),\"\",V58/'Historical scenario - input'!$D43),\"\")","v":11.385075131208058},{"$f":"IFERROR(IF(OR(W58=\"\",'Historical scenario - input'!$D43=\"\"),\"\",W58/'Historical scenario - input'!$D43),\"\")","v":12.928738753638966}]
[{"$f":"IFERROR('Historical scenario - input'!A44,\"\")","v":5},{"$f":"IFERROR('Historical scenario - input'!B44,\"\")","v":"TRANSFORMERS"},{"$f":"IFERROR('Historical scenario - input'!C44,\"\")","v":"pole mounted ; < = 22 kv ; < = 60 kva ; multiple phase"},{"$f":"IFERROR(repcalc('Historical scenario - input'!$CV44:$GH44,'Historical scenario - input'!$G44,'Historical scenario - input'!$E44,'Historical scenario - input'!$F44,20,TRUE,TRUE),\"\")","v":32.398409765083002},32.668081574810195,33.83019814582974,35.644596114876869,37.949511914248099,40.641158188743844,43.657205164143527,46.96368546953957,50.544680910124796,54.39414842313888,58.509342175521837,62.885440220995257,67.51114857243212,72.365204396647798,77.413813651581776,82.609124857199234,87.888854692993775,93.177144224725581,98.386644777696034,103.4217238891524,{"$f":"IFERROR(IF(OR(D59=\"\",'Historical scenario - input'!$D44=\"\"),\"\",D59/'Historical scenario - input'!$D44),\"\")","v":4.3449162253566112},{"$f":"IFERROR(IF(OR(E59=\"\",'Historical scenario - input'!$D44=\"\"),\"\",E59/'Historical scenario - input'!$D44),\"\")","v":4.3810816245259172},{"$f":"IFERROR(IF(OR(F59=\"\",'Historical scenario - input'!$D44=\"\"),\"\",F59/'Historical scenario - input'!$D44),\"\")","v":4.5369318400701513},{"$f":"IFERROR(IF(OR(G59=\"\",'Historical scenario - input'!$D44=\"\"),\"\",G59/'Historical scenario - input'!$D44),\"\")","v":4.7802588191450077},{"$f":"IFERROR(IF(OR(H59=\"\",'Historical scenario - input'!$D44=\"\"),\"\",H59/'Historical scenario - input'!$D44),\"\")","v":5.0893686219836036},{"$f":"IFERROR(IF(OR(I59=\"\",'Historical scenario - input'!$D44=\"\"),\"\",I59/'Historical scenario - input'!$D44),\"\")","v":5.4503424369262543},{"$f":"IFERROR(IF(OR(J59=\"\",'Historical scenario - input'!$D44=\"\"),\"\",J59/'Historical scenario - input'!$D44),\"\")","v":5.8548212843410123},{"$f":"IFERROR(IF(OR(K59=\"\",'Historical scenario - input'!$D44=\"\"),\"\",K59/'Historical scenario - input'!$D44),\"\")","v":6.2982498362948354},{"$f":"IFERROR(IF(OR(L59=\"\",'Historical scenario - input'!$D44=\"\"),\"\",L59/'Historical scenario - input'!$D44),\"\")","v":6.778493320636942},{"$f":"IFERROR(IF(OR(M59=\"\",'Historical scenario - input'!$D44=\"\"),\"\",M59/'Historical scenario - input'!$D44),\"\")","v":7.2947413086571409},{"$f":"IFERROR(IF(OR(N59=\"\",'Historical scenario - input'!$D44=\"\"),\"\",N59/'Historical scenario - input'!$D44),\"\")","v":7.8466255596084018},{"$f":"IFERROR(IF(OR(O59=\"\",'Historical scenario - input'!$D44=\"\"),\"\",O59/'Historical scenario - input'!$D44),\"\")","v":8.4334994074112863},{"$f":"IFERROR(IF(OR(P59=\"\",'Historical scenario - input'!$D44=\"\"),\"\",P59/'Historical scenario - input'!$D44),\"\")","v":9.053848227481657},{"$f":"IFERROR(IF(OR(Q59=\"\",'Historical scenario - input'!$D44=\"\"),\"\",Q59/'Historical scenario - input'!$D44),\"\")","v":9.7048204839086214},{"$f":"IFERROR(IF(OR(R59=\"\",'Historical scenario - input'!$D44=\"\"),\"\",R59/'Historical scenario - input'!$D44),\"\")","v":10.3818840937062},{"$f":"IFERROR(IF(OR(S59=\"\",'Historical scenario - input'!$D44=\"\"),\"\",S59/'Historical scenario - input'!$D44),\"\")","v":11.078621745854555},{"$f":"IFERROR(IF(OR(T59=\"\",'Historical scenario - input'!$D44=\"\"),\"\",T59/'Historical scenario - input'!$D44),\"\")","v":11.786680690579873},{"$f":"IFERROR(IF(OR(U59=\"\",'Historical scenario - input'!$D44=\"\"),\"\",U59/'Historical scenario - input'!$D44),\"\")","v":12.495887567010222},{"$f":"IFERROR(IF(OR(V59=\"\",'Historical scenario - input'!$D44=\"\"),\"\",V59/'Historical scenario - input'!$D44),\"\")","v":13.194528137418711},{"$f":"IFERROR(IF(OR(W59=\"\",'Historical scenario - input'!$D44=\"\"),\"\",W59/'Historical scenario - input'!$D44),\"\")","v":13.869777234085753}]
[{"$f":"IFERROR('Historical scenario - input'!A45,\"\")","v":5},{"$f":"IFERROR('Historical scenario - input'!B45,\"\")","v":"TRANSFORMERS"},{"$f":"IFERROR('Historical scenario - input'!C45,\"\")","v":"pole mounted ; < = 22 kv ; < = 60 kva ; single phase"},{"$f":"IFERROR(repcalc('Historical scenario - input'!$CV45:$GH45,'Historical scenario - input'!$G45,'Historical scenario - input'!$E45,'Historical scenario - input'!$F45,20,TRUE,TRUE),\"\")","v":106.64615918918579},111.83676414078778,118.57212047890937,126.88614891957317,136.74744657952692,148.05404757489453,160.62966901476454,174.2223984640878,188.50694924271701,203.09158083850687,217.53051442103995,231.34216767575208,244.03283321519106,255.1246184726476,264.18567416338243,270.86010142004932,274.89457528254167,276.15875123514911,274.65697197488021,270.52963259706695,{"$f":"IFERROR(IF(OR(D60=\"\",'Historical scenario - input'!$D45=\"\"),\"\",D60/'Historical scenario - input'!$D45),\"\")","v":14.556474312704324},{"$f":"IFERROR(IF(OR(E60=\"\",'Historical scenario - input'!$D45=\"\"),\"\",E60/'Historical scenario - input'!$D45),\"\")","v":15.264956532972148},{"$f":"IFERROR(IF(OR(F60=\"\",'Historical scenario - input'!$D45=\"\"),\"\",F60/'Historical scenario - input'!$D45),\"\")","v":16.184286795479331},{"$f":"IFERROR(IF(OR(G60=\"\",'Historical scenario - input'!$D45=\"\"),\"\",G60/'Historical scenario - input'!$D45),\"\")","v":17.31909504691318},{"$f":"IFERROR(IF(OR(H60=\"\",'Historical scenario - input'!$D45=\"\"),\"\",H60/'Historical scenario - input'!$D45),\"\")","v":18.665095007609413},{"$f":"IFERROR(IF(OR(I60=\"\",'Historical scenario - input'!$D45=\"\"),\"\",I60/'Historical scenario - input'!$D45),\"\")","v":20.208369028956024},{"$f":"IFERROR(IF(OR(J60=\"\",'Historical scenario - input'!$D45=\"\"),\"\",J60/'Historical scenario - input'!$D45),\"\")","v":21.924855697088411},{"$f":"IFERROR(IF(OR(K60=\"\",'Historical scenario - input'!$D45=\"\"),\"\",K60/'Historical scenario - input'!$D45),\"\")","v":23.780170680515187},{"$f":"IFERROR(IF(OR(L60=\"\",'Historical scenario - input'!$D45=\"\"),\"\",L60/'Historical scenario - input'!$D45),\"\")","v":25.729914563075202},{"$f":"IFERROR(IF(OR(M60=\"\",'Historical scenario - input'!$D45=\"\"),\"\",M60/'Historical scenario - input'!$D45),\"\")","v":27.720617433187556},{"$f":"IFERROR(IF(OR(N60=\"\",'Historical scenario - input'!$D45=\"\"),\"\",N60/'Historical scenario - input'!$D45),\"\")","v":29.691433516907328},{"$f":"IFERROR(IF(OR(O60=\"\",'Historical scenario - input'!$D45=\"\"),\"\",O60/'Historical scenario - input'!$D45),\"\")","v":31.576630108577767},{"$f":"IFERROR(IF(OR(P60=\"\",'Historical scenario - input'!$D45=\"\"),\"\",P60/'Historical scenario - input'!$D45),\"\")","v":33.308819512682419},{"$f":"IFERROR(IF(OR(Q60=\"\",'Historical scenario - input'!$D45=\"\"),\"\",Q60/'Historical scenario - input'!$D45),\"\")","v":34.822772649014127},{"$f":"IFERROR(IF(OR(R60=\"\",'Historical scenario - input'!$D45=\"\"),\"\",R60/'Historical scenario - input'!$D45),\"\")","v":36.059545031732434},{"$f":"IFERROR(IF(OR(S60=\"\",'Historical scenario - input'!$D45=\"\"),\"\",S60/'Historical scenario - input'!$D45),\"\")","v":36.970558889637374},{"$f":"IFERROR(IF(OR(T60=\"\",'Historical scenario - input'!$D45=\"\"),\"\",T60/'Historical scenario - input'!$D45),\"\")","v":37.521237091188603},{"$f":"IFERROR(IF(OR(U60=\"\",'Historical scenario - input'!$D45=\"\"),\"\",U60/'Historical scenario - input'!$D45),\"\")","v":37.693788497828805},{"$f":"IFERROR(IF(OR(V60=\"\",'Historical scenario - input'!$D45=\"\"),\"\",V60/'Historical scenario - input'!$D45),\"\")","v":37.48880585811952},{"$f":"IFERROR(IF(OR(W60=\"\",'Historical scenario - input'!$D45=\"\"),\"\",W60/'Historical scenario - input'!$D45),\"\")","v":36.925452146277223}]
[{"$f":"IFERROR('Historical scenario - input'!A46,\"\")","v":5},{"$f":"IFERROR('Historical scenario - input'!B46,\"\")","v":"TRANSFORMERS"},{"$f":"IFERROR('Historical scenario - input'!C46,\"\")","v":"pole mounted ; < = 22 kv ; > 60 kva and < = 600 kva ; multiple phase"},{"$f":"IFERROR(repcalc('Historical scenario - input'!$CV46:$GH46,'Historical scenario - input'!$G46,'Historical scenario - input'!$E46,'Historical scenario - input'!$F46,20,TRUE,TRUE),\"\")","v":1143.5164680206885},1187.4033261704226,1231.2269767161624,1275.1322860117086,1319.2004169087718,1363.4383342082619,1407.7739976825483,1452.0567215278372,1496.0616399731832,1539.4970566879938,1582.013767345351,1623.2162102469081,1662.6763620378235,1699.9523730190583,1734.6146745848121,1766.2823419695071,1794.671611793276,1819.6565741280001,1841.3393572150328,1860.1240086630924,{"$f":"IFERROR(IF(OR(D61=\"\",'Historical scenario - input'!$D46=\"\"),\"\",D61/'Historical scenario - input'!$D46),\"\")","v":56.753555892953315},{"$f":"IFERROR(IF(OR(E61=\"\",'Historical scenario - input'!$D46=\"\"),\"\",E61/'Historical scenario - input'!$D46),\"\")","v":58.931692654969744},{"$f":"IFERROR(IF(OR(F61=\"\",'Historical scenario - input'!$D46=\"\"),\"\",F61/'Historical scenario - input'!$D46),\"\")","v":61.106692377523721},{"$f":"IFERROR(IF(OR(G61=\"\",'Historical scenario - input'!$D46=\"\"),\"\",G61/'Historical scenario - input'!$D46),\"\")","v":63.285744883357069},{"$f":"IFERROR(IF(OR(H61=\"\",'Historical scenario - input'!$D46=\"\"),\"\",H61/'Historical scenario - input'!$D46),\"\")","v":65.472878343965192},{"$f":"IFERROR(IF(OR(I61=\"\",'Historical scenario - input'!$D46=\"\"),\"\",I61/'Historical scenario - input'!$D46),\"\")","v":67.668438427494337},{"$f":"IFERROR(IF(OR(J61=\"\",'Historical scenario - input'!$D46=\"\"),\"\",J61/'Historical scenario - input'!$D46),\"\")","v":69.868849724932289},{"$f":"IFERROR(IF(OR(K61=\"\",'Historical scenario - input'!$D46=\"\"),\"\",K61/'Historical scenario - input'!$D46),\"\")","v":72.066633589991909},{"$f":"IFERROR(IF(OR(L61=\"\",'Historical scenario - input'!$D46=\"\"),\"\",L61/'Historical scenario - input'!$D46),\"\")","v":74.250629770541551},{"$f":"IFERROR(IF(OR(M61=\"\",'Historical scenario - input'!$D46=\"\"),\"\",M61/'Historical scenario - input'!$D46),\"\")","v":76.406361165057078},{"$f":"IFERROR(IF(OR(N61=\"\",'Historical scenario - input'!$D46=\"\"),\"\",N61/'Historical scenario - input'!$D46),\"\")","v":78.516496508235363},{"$f":"IFERROR(IF(OR(O61=\"\",'Historical scenario - input'!$D46=\"\"),\"\",O61/'Historical scenario - input'!$D46),\"\")","v":80.561403784636241},{"$f":"IFERROR(IF(OR(P61=\"\",'Historical scenario - input'!$D46=\"\"),\"\",P61/'Historical scenario - input'!$D46),\"\")","v":82.519839883144286},{"$f":"IFERROR(IF(OR(Q61=\"\",'Historical scenario - input'!$D46=\"\"),\"\",Q61/'Historical scenario - input'!$D46),\"\")","v":84.369875481102611},{"$f":"IFERROR(IF(OR(R61=\"\",'Historical scenario - input'!$D46=\"\"),\"\",R61/'Historical scenario - input'!$D46),\"\")","v":86.090190775464265},{"$f":"IFERROR(IF(OR(S61=\"\",'Historical scenario - input'!$D46=\"\"),\"\",S61/'Historical scenario - input'!$D46),\"\")","v":87.661880192432264},{"$f":"IFERROR(IF(OR(T61=\"\",'Historical scenario - input'!$D46=\"\"),\"\",T61/'Historical scenario - input'!$D46),\"\")","v":89.070860348609827},{"$f":"IFERROR(IF(OR(U61=\"\",'Historical scenario - input'!$D46=\"\"),\"\",U61/'Historical scenario - input'!$D46),\"\")","v":90.310882242480304},{"$f":"IFERROR(IF(OR(V61=\"\",'Historical scenario - input'!$D46=\"\"),\"\",V61/'Historical scenario - input'!$D46),\"\")","v":91.387014573110136},{"$f":"IFERROR(IF(OR(W61=\"\",'Historical scenario - input'!$D46=\"\"),\"\",W61/'Historical scenario - input'!$D46),\"\")","v":92.319310517857133}]
[{"$f":"IFERROR('Historical scenario - input'!A47,\"\")","v":5},{"$f":"IFERROR('Historical scenario - input'!B47,\"\")","v":"TRANSFORMERS"},{"$f":"IFERROR('Historical scenario - input'!C47,\"\")","v":"pole mounted ; < = 22 kv ; > 60 kva and < = 600 kva ; single phase"},{"$f":"IFERROR(repcalc('Historical scenario - input'!$CV47:$GH47,'Historical scenario - input'!$G47,'Historical scenario - input'!$E47,'Historical scenario - input'!$F47,20,TRUE,TRUE),\"\")","v":7.4057514290068429},7.8600452995414312,8.2272536636496785,8.51082852470938,8.7199757794539181,8.8676911125388873,8.9685635701212441,9.0367974339735575,9.0848305912870302,9.1227684452388136,9.1586423679766717,9.1992892376146624,9.2514834562923252,9.3228747885614052,9.4223160002406807,9.5593031009489184,9.7424751330152937,9.9773871399304532,10.26402137337805,10.594673381682567,{"$f":"IFERROR(IF(OR(D62=\"\",'Historical scenario - input'!$D47=\"\"),\"\",D62/'Historical scenario - input'!$D47),\"\")","v":0.93032885153094269},{"$f":"IFERROR(IF(OR(E62=\"\",'Historical scenario - input'!$D47=\"\"),\"\",E62/'Historical scenario - input'!$D47),\"\")","v":0.98739837362921123},{"$f":"IFERROR(IF(OR(F62=\"\",'Historical scenario - input'!$D47=\"\"),\"\",F62/'Historical scenario - input'!$D47),\"\")","v":1.033527998546854},{"$f":"IFERROR(IF(OR(G62=\"\",'Historical scenario - input'!$D47=\"\"),\"\",G62/'Historical scenario - input'!$D47),\"\")","v":1.0691513755048487},{"$f":"IFERROR(IF(OR(H62=\"\",'Historical scenario - input'!$D47=\"\"),\"\",H62/'Historical scenario - input'!$D47),\"\")","v":1.0954249720699754},{"$f":"IFERROR(IF(OR(I62=\"\",'Historical scenario - input'!$D47=\"\"),\"\",I62/'Historical scenario - input'!$D47),\"\")","v":1.1139813383617452},{"$f":"IFERROR(IF(OR(J62=\"\",'Historical scenario - input'!$D47=\"\"),\"\",J62/'Historical scenario - input'!$D47),\"\")","v":1.1266531865210188},{"$f":"IFERROR(IF(OR(K62=\"\",'Historical scenario - input'!$D47=\"\"),\"\",K62/'Historical scenario - input'!$D47),\"\")","v":1.1352248936329539},{"$f":"IFERROR(IF(OR(L62=\"\",'Historical scenario - input'!$D47=\"\"),\"\",L62/'Historical scenario - input'!$D47),\"\")","v":1.1412589379169438},{"$f":"IFERROR(IF(OR(M62=\"\",'Historical scenario - input'!$D47=\"\"),\"\",M62/'Historical scenario - input'!$D47),\"\")","v":1.1460247851688876},{"$f":"IFERROR(IF(OR(N62=\"\",'Historical scenario - input'!$D47=\"\"),\"\",N62/'Historical scenario - input'!$D47),\"\")","v":1.1505313562657651},{"$f":"IFERROR(IF(OR(O62=\"\",'Historical scenario - input'!$D47=\"\"),\"\",O62/'Historical scenario - input'!$D47),\"\")","v":1.1556375167831876},{"$f":"IFERROR(IF(OR(P62=\"\",'Historical scenario - input'!$D47=\"\"),\"\",P62/'Historical scenario - input'!$D47),\"\")","v":1.1621942839099848},{"$f":"IFERROR(IF(OR(Q62=\"\",'Historical scenario - input'!$D47=\"\"),\"\",Q62/'Historical scenario - input'!$D47),\"\")","v":1.1711626400310144},{"$f":"IFERROR(IF(OR(R62=\"\",'Historical scenario - input'!$D47=\"\"),\"\",R62/'Historical scenario - input'!$D47),\"\")","v":1.1836546915322397},{"$f":"IFERROR(IF(OR(S62=\"\",'Historical scenario - input'!$D47=\"\"),\"\",S62/'Historical scenario - input'!$D47),\"\")","v":1.2008633506802202},{"$f":"IFERROR(IF(OR(T62=\"\",'Historical scenario - input'!$D47=\"\"),\"\",T62/'Historical scenario - input'!$D47),\"\")","v":1.223873875386388},{"$f":"IFERROR(IF(OR(U62=\"\",'Historical scenario - input'!$D47=\"\"),\"\",U62/'Historical scenario - input'!$D47),\"\")","v":1.253384103983612},{"$f":"IFERROR(IF(OR(V62=\"\",'Historical scenario - input'!$D47=\"\"),\"\",V62/'Historical scenario - input'!$D47),\"\")","v":1.2893918068843986},{"$f":"IFERROR(IF(OR(W62=\"\",'Historical scenario - input'!$D47=\"\"),\"\",W62/'Historical scenario - input'!$D47),\"\")","v":1.3309291317718468}]
[{"$f":"IFERROR('Historical scenario - input'!A48,\"\")","v":5},{"$f":"IFERROR('Historical scenario - input'!B48,\"\")","v":"TRANSFORMERS"},{"$f":"IFERROR('Historical scenario - input'!C48,\"\")","v":"pole mounted ; < = 22 kv ; > 600 kva ; multiple phase"},{"$f":"IFERROR(repcalc('Historical scenario - input'!$CV48:$GH48,'Historical scenario - input'!$G48,'Historical scenario - input'!$E48,'Historical scenario - input'!$F48,20,TRUE,TRUE),\"\")","v":4.0312391101737068},2.0498987387277956,1.0084017363808944,0.47989134890955942,0.22093534647820551,9.8407035111467339E-2,4.2419175979979087E-2,1.7725352476281996E-2,7.242743735387993E-3,3.0226389729419551E-3,1.535479376657553E-3,1.3248798021402843E-3,1.899909901841823E-3,3.2458905001059627E-3,5.6307091866653865E-3,9.5440019765795931E-3,1.5686893503598524E-2,2.49669939522951E-2,3.8469326406850433E-2,5.7381992691353953E-2,{"$f":"IFERROR(IF(OR(D63=\"\",'Historical scenario - input'!$D48=\"\"),\"\",D63/'Historical scenario - input'!$D48),\"\")","v":0.50641424946090485},{"$f":"IFERROR(IF(OR(E63=\"\",'Historical scenario - input'!$D48=\"\"),\"\",E63/'Historical scenario - input'!$D48),\"\")","v":0.25751336074901304},{"$f":"IFERROR(IF(OR(F63=\"\",'Historical scenario - input'!$D48=\"\"),\"\",F63/'Historical scenario - input'!$D48),\"\")","v":0.12667792570170788},{"$f":"IFERROR(IF(OR(G63=\"\",'Historical scenario - input'!$D48=\"\"),\"\",G63/'Historical scenario - input'!$D48),\"\")","v":6.028514078152606E-2},{"$f":"IFERROR(IF(OR(H63=\"\",'Historical scenario - input'!$D48=\"\"),\"\",H63/'Historical scenario - input'!$D48),\"\")","v":2.7754445868462582E-2},{"$f":"IFERROR(IF(OR(I63=\"\",'Historical scenario - input'!$D48=\"\"),\"\",I63/'Historical scenario - input'!$D48),\"\")","v":1.2362135677310209E-2},{"$f":"IFERROR(IF(OR(J63=\"\",'Historical scenario - input'!$D48=\"\"),\"\",J63/'Historical scenario - input'!$D48),\"\")","v":5.3288020332104549E-3},{"$f":"IFERROR(IF(OR(K63=\"\",'Historical scenario - input'!$D48=\"\"),\"\",K63/'Historical scenario - input'!$D48),\"\")","v":2.2267027148185079E-3},{"$f":"IFERROR(IF(OR(L63=\"\",'Historical scenario - input'!$D48=\"\"),\"\",L63/'Historical scenario - input'!$D48),\"\")","v":9.0985142100294164E-4},{"$f":"IFERROR(IF(OR(M63=\"\",'Historical scenario - input'!$D48=\"\"),\"\",M63/'Historical scenario - input'!$D48),\"\")","v":3.7971140015252583E-4},{"$f":"IFERROR(IF(OR(N63=\"\",'Historical scenario - input'!$D48=\"\"),\"\",N63/'Historical scenario - input'!$D48),\"\")","v":1.9289072536786991E-4},{"$f":"IFERROR(IF(OR(O63=\"\",'Historical scenario - input'!$D48=\"\"),\"\",O63/'Historical scenario - input'!$D48),\"\")","v":1.6643468479295273E-4},{"$f":"IFERROR(IF(OR(P63=\"\",'Historical scenario - input'!$D48=\"\"),\"\",P63/'Historical scenario - input'!$D48),\"\")","v":2.3867139127430953E-4},{"$f":"IFERROR(IF(OR(Q63=\"\",'Historical scenario - input'!$D48=\"\"),\"\",Q63/'Historical scenario - input'!$D48),\"\")","v":4.0775681037997575E-4},{"$f":"IFERROR(IF(OR(R63=\"\",'Historical scenario - input'!$D48=\"\"),\"\",R63/'Historical scenario - input'!$D48),\"\")","v":7.0734364515899516E-4},{"$f":"IFERROR(IF(OR(S63=\"\",'Historical scenario - input'!$D48=\"\"),\"\",S63/'Historical scenario - input'!$D48),\"\")","v":1.1989411855092573E-3},{"$f":"IFERROR(IF(OR(T63=\"\",'Historical scenario - input'!$D48=\"\"),\"\",T63/'Historical scenario - input'!$D48),\"\")","v":1.9706264458363223E-3},{"$f":"IFERROR(IF(OR(U63=\"\",'Historical scenario - input'!$D48=\"\"),\"\",U63/'Historical scenario - input'!$D48),\"\")","v":3.1364156672665485E-3},{"$f":"IFERROR(IF(OR(V63=\"\",'Historical scenario - input'!$D48=\"\"),\"\",V63/'Historical scenario - input'!$D48),\"\")","v":4.8326121391376042E-3},{"$f":"IFERROR(IF(OR(W63=\"\",'Historical scenario - input'!$D48=\"\"),\"\",W63/'Historical scenario - input'!$D48),\"\")","v":7.2084681576010459E-3}]
[{"$f":"IFERROR('Historical scenario - input'!A49,\"\")","v":6},{"$f":"IFERROR('Historical scenario - input'!B49,\"\")","v":"UNDERGROUND CABLES"},{"$f":"IFERROR('Historical scenario - input'!C49,\"\")","v":"˂ = 1 kv"},{"$f":"IFERROR(repcalc('Historical scenario - input'!$CV49:$GH49,'Historical scenario - input'!$G49,'Historical scenario - input'!$E49,'Historical scenario - input'!$F49,20,TRUE,TRUE),\"\")","v":322.37509594029683},393.29545278045936,482.12372862636687,590.88002435188548,721.45134145047336,875.46953886752101,1054.1868972849575,1258.3587389375325,1488.1433141317489,1743.0288080329383,2021.7957517038417,2322.5204341430476,2642.6213909926601,2978.9471300581672,3327.8994692652727,3685.5837267235383,4047.9749252818374,4411.0883755178766,4771.1434673358781,5124.7109900199766,{"$f":"IFERROR(IF(OR(D64=\"\",'Historical scenario - input'!$D49=\"\"),\"\",D64/'Historical scenario - input'!$D49),\"\")","v":2.2390614913325551},{"$f":"IFERROR(IF(OR(E64=\"\",'Historical scenario - input'!$D49=\"\"),\"\",E64/'Historical scenario - input'!$D49),\"\")","v":2.7316399874760036},{"$f":"IFERROR(IF(OR(F64=\"\",'Historical scenario - input'!$D49=\"\"),\"\",F64/'Historical scenario - input'!$D49),\"\")","v":3.3485982274042874},{"$f":"IFERROR(IF(OR(G64=\"\",'Historical scenario - input'!$D49=\"\"),\"\",G64/'Historical scenario - input'!$D49),\"\")","v":4.103966854713148},{"$f":"IFERROR(IF(OR(H64=\"\",'Historical scenario - input'!$D49=\"\"),\"\",H64/'Historical scenario - input'!$D49),\"\")","v":5.0108520690789744},{"$f":"IFERROR(IF(OR(I64=\"\",'Historical scenario - input'!$D49=\"\"),\"\",I64/'Historical scenario - input'!$D49),\"\")","v":6.0805879734455859},{"$f":"IFERROR(IF(OR(J64=\"\",'Historical scenario - input'!$D49=\"\"),\"\",J64/'Historical scenario - input'!$D49),\"\")","v":7.3218723037316593},{"$f":"IFERROR(IF(OR(K64=\"\",'Historical scenario - input'!$D49=\"\"),\"\",K64/'Historical scenario - input'!$D49),\"\")","v":8.7399511628485964},{"$f":"IFERROR(IF(OR(L64=\"\",'Historical scenario - input'!$D49=\"\"),\"\",L64/'Historical scenario - input'!$D49),\"\")","v":10.335923680883502},{"$f":"IFERROR(IF(OR(M64=\"\",'Historical scenario - input'!$D49=\"\"),\"\",M64/'Historical scenario - input'!$D49),\"\")","v":12.106235039547277},{"$f":"IFERROR(IF(OR(N64=\"\",'Historical scenario - input'!$D49=\"\"),\"\",N64/'Historical scenario - input'!$D49),\"\")","v":14.042415397429474},{"$f":"IFERROR(IF(OR(O64=\"\",'Historical scenario - input'!$D49=\"\"),\"\",O64/'Historical scenario - input'!$D49),\"\")","v":16.131103588366962},{"$f":"IFERROR(IF(OR(P64=\"\",'Historical scenario - input'!$D49=\"\"),\"\",P64/'Historical scenario - input'!$D49),\"\")","v":18.354370009521922},{"$f":"IFERROR(IF(OR(Q64=\"\",'Historical scenario - input'!$D49=\"\"),\"\",Q64/'Historical scenario - input'!$D49),\"\")","v":20.690325920412143},{"$f":"IFERROR(IF(OR(R64=\"\",'Historical scenario - input'!$D49=\"\"),\"\",R64/'Historical scenario - input'!$D49),\"\")","v":23.11398008870356},{"$f":"IFERROR(IF(OR(S64=\"\",'Historical scenario - input'!$D49=\"\"),\"\",S64/'Historical scenario - input'!$D49),\"\")","v":25.598281937749004},{"$f":"IFERROR(IF(OR(T64=\"\",'Historical scenario - input'!$D49=\"\"),\"\",T64/'Historical scenario - input'!$D49),\"\")","v":28.115275923041246},{"$f":"IFERROR(IF(OR(U64=\"\",'Historical scenario - input'!$D49=\"\"),\"\",U64/'Historical scenario - input'!$D49),\"\")","v":30.637286319151332},{"$f":"IFERROR(IF(OR(V64=\"\",'Historical scenario - input'!$D49=\"\"),\"\",V64/'Historical scenario - input'!$D49),\"\")","v":33.138054836944029},{"$f":"IFERROR(IF(OR(W64=\"\",'Historical scenario - input'!$D49=\"\"),\"\",W64/'Historical scenario - input'!$D49),\"\")","v":35.593763837413562}]
[{"$f":"IFERROR('Historical scenario - input'!A50,\"\")","v":6},{"$f":"IFERROR('Historical scenario - input'!B50,\"\")","v":"UNDERGROUND CABLES"},{"$f":"IFERROR('Historical scenario - input'!C50,\"\")","v":"> 1 kv & < = 11 kv"},{"$f":"IFERROR(repcalc('Historical scenario - input'!$CV50:$GH50,'Historical scenario - input'!$G50,'Historical scenario - input'!$E50,'Historical scenario - input'!$F50,20,TRUE,TRUE),\"\")","v":523.19460594293434},523.85652888393474,527.85056914708002,536.4181746879409,550.68312994068299,571.59216344978529,599.86118318068384,635.92974228530113,679.92612476531156,731.64514737116178,790.54038015421622,855.73197245978497,926.03062179865901,999.97744477510673,1075.8986290436978,1151.9728136138801,1226.3082326180322,1297.0258488614613,1362.3440846759538,1420.6604062596982,{"$f":"IFERROR(IF(OR(D65=\"\",'Historical scenario - input'!$D50=\"\"),\"\",D65/'Historical scenario - input'!$D50),\"\")","v":0.65932465244710725},{"$f":"IFERROR(IF(OR(E65=\"\",'Historical scenario - input'!$D50=\"\"),\"\",E65/'Historical scenario - input'!$D50),\"\")","v":0.6601588011712427},{"$f":"IFERROR(IF(OR(F65=\"\",'Historical scenario - input'!$D50=\"\"),\"\",F65/'Historical scenario - input'!$D50),\"\")","v":0.66519205109095858},{"$f":"IFERROR(IF(OR(G65=\"\",'Historical scenario - input'!$D50=\"\"),\"\",G65/'Historical scenario - input'!$D50),\"\")","v":0.67598886260500568},{"$f":"IFERROR(IF(OR(H65=\"\",'Historical scenario - input'!$D50=\"\"),\"\",H65/'Historical scenario - input'!$D50),\"\")","v":0.69396541770965359},{"$f":"IFERROR(IF(OR(I65=\"\",'Historical scenario - input'!$D50=\"\"),\"\",I65/'Historical scenario - input'!$D50),\"\")","v":0.72031477432533975},{"$f":"IFERROR(IF(OR(J65=\"\",'Historical scenario - input'!$D50=\"\"),\"\",J65/'Historical scenario - input'!$D50),\"\")","v":0.75593911256847535},{"$f":"IFERROR(IF(OR(K65=\"\",'Historical scenario - input'!$D50=\"\"),\"\",K65/'Historical scenario - input'!$D50),\"\")","v":0.80139235296085343},{"$f":"IFERROR(IF(OR(L65=\"\",'Historical scenario - input'!$D50=\"\"),\"\",L65/'Historical scenario - input'!$D50),\"\")","v":0.85683615772883837},{"$f":"IFERROR(IF(OR(M65=\"\",'Historical scenario - input'!$D50=\"\"),\"\",M65/'Historical scenario - input'!$D50),\"\")","v":0.92201195697671057},{"$f":"IFERROR(IF(OR(N65=\"\",'Historical scenario - input'!$D50=\"\"),\"\",N65/'Historical scenario - input'!$D50),\"\")","v":0.99623114510365052},{"$f":"IFERROR(IF(OR(O65=\"\",'Historical scenario - input'!$D50=\"\"),\"\",O65/'Historical scenario - input'!$D50),\"\")","v":1.0783849430425207},{"$f":"IFERROR(IF(OR(P65=\"\",'Historical scenario - input'!$D50=\"\"),\"\",P65/'Historical scenario - input'!$D50),\"\")","v":1.166974603594009},{"$f":"IFERROR(IF(OR(Q65=\"\",'Historical scenario - input'!$D50=\"\"),\"\",Q65/'Historical scenario - input'!$D50),\"\")","v":1.2601616563745797},{"$f":"IFERROR(IF(OR(R65=\"\",'Historical scenario - input'!$D50=\"\"),\"\",R65/'Historical scenario - input'!$D50),\"\")","v":1.3558367796703297},{"$f":"IFERROR(IF(OR(S65=\"\",'Historical scenario - input'!$D50=\"\"),\"\",S65/'Historical scenario - input'!$D50),\"\")","v":1.4517047124284197},{"$f":"IFERROR(IF(OR(T65=\"\",'Historical scenario - input'!$D50=\"\"),\"\",T65/'Historical scenario - input'!$D50),\"\")","v":1.5453814700683262},{"$f":"IFERROR(IF(OR(U65=\"\",'Historical scenario - input'!$D50=\"\"),\"\",U65/'Historical scenario - input'!$D50),\"\")","v":1.6344991085568856},{"$f":"IFERROR(IF(OR(V65=\"\",'Historical scenario - input'!$D50=\"\"),\"\",V65/'Historical scenario - input'!$D50),\"\")","v":1.7168125013894291},{"$f":"IFERROR(IF(OR(W65=\"\",'Historical scenario - input'!$D50=\"\"),\"\",W65/'Historical scenario - input'!$D50),\"\")","v":1.7903021513656556}]
[{"$f":"IFERROR('Historical scenario - input'!A51,\"\")","v":6},{"$f":"IFERROR('Historical scenario - input'!B51,\"\")","v":"UNDERGROUND CABLES"},{"$f":"IFERROR('Historical scenario - input'!C51,\"\")","v":"> 11 kv & < = 22 kv"},{"$f":"IFERROR(repcalc('Historical scenario - input'!$CV51:$GH51,'Historical scenario - input'!$G51,'Historical scenario - input'!$E51,'Historical scenario - input'!$F51,20,TRUE,TRUE),\"\")","v":1780.9303752200633},1849.4774991548632,1923.0859454995846,2003.5004093262571,2092.3661895854302,2191.150813879211,2301.0752921212866,2423.0568065815601,2557.6631024913363,2705.0776379322288,2865.0739244265014,3036.9975694543086,3219.7553042502032,3411.8115802590437,3611.1948551851033,3815.5170986863836,4022.0109555528238,4227.5891051364169,4428.9294770966771,4622.5881279663481,{"$f":"IFERROR(IF(OR(D66=\"\",'Historical scenario - input'!$D51=\"\"),\"\",D66/'Historical scenario - input'!$D51),\"\")","v":2.8221085533595898},{"$f":"IFERROR(IF(OR(E66=\"\",'Historical scenario - input'!$D51=\"\"),\"\",E66/'Historical scenario - input'!$D51),\"\")","v":2.9307301072710925},{"$f":"IFERROR(IF(OR(F66=\"\",'Historical scenario - input'!$D51=\"\"),\"\",F66/'Historical scenario - input'!$D51),\"\")","v":3.0473719642012265},{"$f":"IFERROR(IF(OR(G66=\"\",'Historical scenario - input'!$D51=\"\"),\"\",G66/'Historical scenario - input'!$D51),\"\")","v":3.1747988133002747},{"$f":"IFERROR(IF(OR(H66=\"\",'Historical scenario - input'!$D51=\"\"),\"\",H66/'Historical scenario - input'!$D51),\"\")","v":3.3156178380414283},{"$f":"IFERROR(IF(OR(I66=\"\",'Historical scenario - input'!$D51=\"\"),\"\",I66/'Historical scenario - input'!$D51),\"\")","v":3.4721545207994189},{"$f":"IFERROR(IF(OR(J66=\"\",'Historical scenario - input'!$D51=\"\"),\"\",J66/'Historical scenario - input'!$D51),\"\")","v":3.6463437056136869},{"$f":"IFERROR(IF(OR(K66=\"\",'Historical scenario - input'!$D51=\"\"),\"\",K66/'Historical scenario - input'!$D51),\"\")","v":3.839638783343807},{"$f":"IFERROR(IF(OR(L66=\"\",'Historical scenario - input'!$D51=\"\"),\"\",L66/'Historical scenario - input'!$D51),\"\")","v":4.0529394178372202},{"$f":"IFERROR(IF(OR(M66=\"\",'Historical scenario - input'!$D51=\"\"),\"\",M66/'Historical scenario - input'!$D51),\"\")","v":4.2865363215375494},{"$f":"IFERROR(IF(OR(N66=\"\",'Historical scenario - input'!$D51=\"\"),\"\",N66/'Historical scenario - input'!$D51),\"\")","v":4.5400705949172515},{"$f":"IFERROR(IF(OR(O66=\"\",'Historical scenario - input'!$D51=\"\"),\"\",O66/'Historical scenario - input'!$D51),\"\")","v":4.8125052705837721},{"$f":"IFERROR(IF(OR(P66=\"\",'Historical scenario - input'!$D51=\"\"),\"\",P66/'Historical scenario - input'!$D51),\"\")","v":5.1021079264407625},{"$f":"IFERROR(IF(OR(Q66=\"\",'Historical scenario - input'!$D51=\"\"),\"\",Q66/'Historical scenario - input'!$D51),\"\")","v":5.4064452923436637},{"$f":"IFERROR(IF(OR(R66=\"\",'Historical scenario - input'!$D51=\"\"),\"\",R66/'Historical scenario - input'!$D51),\"\")","v":5.7223932111364748},{"$f":"IFERROR(IF(OR(S66=\"\",'Historical scenario - input'!$D51=\"\"),\"\",S66/'Historical scenario - input'!$D51),\"\")","v":6.0461675478818595},{"$f":"IFERROR(IF(OR(T66=\"\",'Historical scenario - input'!$D51=\"\"),\"\",T66/'Historical scenario - input'!$D51),\"\")","v":6.3733830795990851},{"$f":"IFERROR(IF(OR(U66=\"\",'Historical scenario - input'!$D51=\"\"),\"\",U66/'Historical scenario - input'!$D51),\"\")","v":6.6991475577595558},{"$f":"IFERROR(IF(OR(V66=\"\",'Historical scenario - input'!$D51=\"\"),\"\",V66/'Historical scenario - input'!$D51),\"\")","v":7.0181967433715657},{"$f":"IFERROR(IF(OR(W66=\"\",'Historical scenario - input'!$D51=\"\"),\"\",W66/'Historical scenario - input'!$D51),\"\")","v":7.3250732741196272}]
[{"$f":"IFERROR('Historical scenario - input'!A52,\"\")","v":0},{"$f":"IFERROR('Historical scenario - input'!B52,\"\")","v":"UNDERGROUND CABLES"},{"$f":"IFERROR('Historical scenario - input'!C52,\"\")","v":"> 33 kv & < = 66 kv"},{"$f":"IFERROR(repcalc('Historical scenario - input'!$CV52:$GH52,'Historical scenario - input'!$G52,'Historical scenario - input'!$E52,'Historical scenario - input'!$F52,20,TRUE,TRUE),\"\")","v":37.704472431713903},47.371296630894776,57.887810173940835,68.905509341552772,80.02951011877613,90.860012165506063,101.0264591484576,110.20541986205207,118.11998124360936,124.52693326763017,129.20439955703634,131.95339860317438,132.62096907602796,131.14203323826257,127.58669206936327,122.19412082453267,115.37654666676869,107.68622860219948,99.750936146474771,92.193835068198908,{"$f":"IFERROR(IF(OR(D67=\"\",'Historical scenario - input'!$D52=\"\"),\"\",D67/'Historical scenario - input'!$D52),\"\")","v":5.712622973369598E-2},{"$f":"IFERROR(IF(OR(E67=\"\",'Historical scenario - input'!$D52=\"\"),\"\",E67/'Historical scenario - input'!$D52),\"\")","v":7.1772482137778648E-2},{"$f":"IFERROR(IF(OR(F67=\"\",'Historical scenario - input'!$D52=\"\"),\"\",F67/'Historical scenario - input'!$D52),\"\")","v":8.77061030031977E-2},{"$f":"IFERROR(IF(OR(G67=\"\",'Historical scenario - input'!$D52=\"\"),\"\",G67/'Historical scenario - input'!$D52),\"\")","v":0.10439907264826165},{"$f":"IFERROR(IF(OR(H67=\"\",'Historical scenario - input'!$D52=\"\"),\"\",H67/'Historical scenario - input'!$D52),\"\")","v":0.12125310037954393},{"$f":"IFERROR(IF(OR(I67=\"\",'Historical scenario - input'!$D52=\"\"),\"\",I67/'Historical scenario - input'!$D52),\"\")","v":0.13766244675544903},{"$f":"IFERROR(IF(OR(J67=\"\",'Historical scenario - input'!$D52=\"\"),\"\",J67/'Historical scenario - input'!$D52),\"\")","v":0.15306568007147955},{"$f":"IFERROR(IF(OR(K67=\"\",'Historical scenario - input'!$D52=\"\"),\"\",K67/'Historical scenario - input'!$D52),\"\")","v":0.16697276813353978},{"$f":"IFERROR(IF(OR(L67=\"\",'Historical scenario - input'!$D52=\"\"),\"\",L67/'Historical scenario - input'!$D52),\"\")","v":0.17896415861229864},{"$f":"IFERROR(IF(OR(M67=\"\",'Historical scenario - input'!$D52=\"\"),\"\",M67/'Historical scenario - input'!$D52),\"\")","v":0.18867136281413036},{"$f":"IFERROR(IF(OR(N67=\"\",'Historical scenario - input'!$D52=\"\"),\"\",N67/'Historical scenario - input'!$D52),\"\")","v":0.19575821475998822},{"$f":"IFERROR(IF(OR(O67=\"\",'Historical scenario - input'!$D52=\"\"),\"\",O67/'Historical scenario - input'!$D52),\"\")","v":0.19992323659743219},{"$f":"IFERROR(IF(OR(P67=\"\",'Historical scenario - input'!$D52=\"\"),\"\",P67/'Historical scenario - input'!$D52),\"\")","v":0.20093467587071026},{"$f":"IFERROR(IF(OR(Q67=\"\",'Historical scenario - input'!$D52=\"\"),\"\",Q67/'Historical scenario - input'!$D52),\"\")","v":0.19869393298317634},{"$f":"IFERROR(IF(OR(R67=\"\",'Historical scenario - input'!$D52=\"\"),\"\",R67/'Historical scenario - input'!$D52),\"\")","v":0.19330721827011288},{"$f":"IFERROR(IF(OR(S67=\"\",'Historical scenario - input'!$D52=\"\"),\"\",S67/'Historical scenario - input'!$D52),\"\")","v":0.18513690732502716},{"$f":"IFERROR(IF(OR(T67=\"\",'Historical scenario - input'!$D52=\"\"),\"\",T67/'Historical scenario - input'!$D52),\"\")","v":0.17480756752937598},{"$f":"IFERROR(IF(OR(U67=\"\",'Historical scenario - input'!$D52=\"\"),\"\",U67/'Historical scenario - input'!$D52),\"\")","v":0.16315592919184407},{"$f":"IFERROR(IF(OR(V67=\"\",'Historical scenario - input'!$D52=\"\"),\"\",V67/'Historical scenario - input'!$D52),\"\")","v":0.15113312896169143},{"$f":"IFERROR(IF(OR(W67=\"\",'Historical scenario - input'!$D52=\"\"),\"\",W67/'Historical scenario - input'!$D52),\"\")","v":0.13968332832861771}]
[{"$f":"IFERROR('Historical scenario - input'!A53,\"\")","v":""},{"$f":"IFERROR('Historical scenario - input'!B53,\"\")","v":0},{"$f":"IFERROR('Historical scenario - input'!C53,\"\")","v":0},{"$f":"IFERROR(repcalc('Historical scenario - input'!$CV53:$GH53,'Historical scenario - input'!$G53,'Historical scenario - input'!$E53,'Historical scenario - input'!$F53,20,TRUE,TRUE),\"\")","v":0},0,0,0,0,0,0,0,0,0,0,0,0,0,0,0,0,0,0,0,{"$f":"IFERROR(IF(OR(D68=\"\",'Historical scenario - input'!$D53=\"\"),\"\",D68/'Historical scenario - input'!$D53),\"\")","v":""},{"$f":"IFERROR(IF(OR(E68=\"\",'Historical scenario - input'!$D53=\"\"),\"\",E68/'Historical scenario - input'!$D53),\"\")","v":""},{"$f":"IFERROR(IF(OR(F68=\"\",'Historical scenario - input'!$D53=\"\"),\"\",F68/'Historical scenario - input'!$D53),\"\")","v":""},{"$f":"IFERROR(IF(OR(G68=\"\",'Historical scenario - input'!$D53=\"\"),\"\",G68/'Historical scenario - input'!$D53),\"\")","v":""},{"$f":"IFERROR(IF(OR(H68=\"\",'Historical scenario - input'!$D53=\"\"),\"\",H68/'Historical scenario - input'!$D53),\"\")","v":""},{"$f":"IFERROR(IF(OR(I68=\"\",'Historical scenario - input'!$D53=\"\"),\"\",I68/'Historical scenario - input'!$D53),\"\")","v":""},{"$f":"IFERROR(IF(OR(J68=\"\",'Historical scenario - input'!$D53=\"\"),\"\",J68/'Historical scenario - input'!$D53),\"\")","v":""},{"$f":"IFERROR(IF(OR(K68=\"\",'Historical scenario - input'!$D53=\"\"),\"\",K68/'Historical scenario - input'!$D53),\"\")","v":""},{"$f":"IFERROR(IF(OR(L68=\"\",'Historical scenario - input'!$D53=\"\"),\"\",L68/'Historical scenario - input'!$D53),\"\")","v":""},{"$f":"IFERROR(IF(OR(M68=\"\",'Historical scenario - input'!$D53=\"\"),\"\",M68/'Historical scenario - input'!$D53),\"\")","v":""},{"$f":"IFERROR(IF(OR(N68=\"\",'Historical scenario - input'!$D53=\"\"),\"\",N68/'Historical scenario - input'!$D53),\"\")","v":""},{"$f":"IFERROR(IF(OR(O68=\"\",'Historical scenario - input'!$D53=\"\"),\"\",O68/'Historical scenario - input'!$D53),\"\")","v":""},{"$f":"IFERROR(IF(OR(P68=\"\",'Historical scenario - input'!$D53=\"\"),\"\",P68/'Historical scenario - input'!$D53),\"\")","v":""},{"$f":"IFERROR(IF(OR(Q68=\"\",'Historical scenario - input'!$D53=\"\"),\"\",Q68/'Historical scenario - input'!$D53),\"\")","v":""},{"$f":"IFERROR(IF(OR(R68=\"\",'Historical scenario - input'!$D53=\"\"),\"\",R68/'Historical scenario - input'!$D53),\"\")","v":""},{"$f":"IFERROR(IF(OR(S68=\"\",'Historical scenario - input'!$D53=\"\"),\"\",S68/'Historical scenario - input'!$D53),\"\")","v":""},{"$f":"IFERROR(IF(OR(T68=\"\",'Historical scenario - input'!$D53=\"\"),\"\",T68/'Historical scenario - input'!$D53),\"\")","v":""},{"$f":"IFERROR(IF(OR(U68=\"\",'Historical scenario - input'!$D53=\"\"),\"\",U68/'Historical scenario - input'!$D53),\"\")","v":""},{"$f":"IFERROR(IF(OR(V68=\"\",'Historical scenario - input'!$D53=\"\"),\"\",V68/'Historical scenario - input'!$D53),\"\")","v":""},{"$f":"IFERROR(IF(OR(W68=\"\",'Historical scenario - input'!$D53=\"\"),\"\",W68/'Historical scenario - input'!$D53),\"\")","v":""}]
[{"$f":"IFERROR('Historical scenario - input'!A54,\"\")","v":""},{"$f":"IFERROR('Historical scenario - input'!B54,\"\")","v":0},{"$f":"IFERROR('Historical scenario - input'!C54,\"\")","v":0},{"$f":"IFERROR(repcalc('Historical scenario - input'!$CV54:$GH54,'Historical scenario - input'!$G54,'Historical scenario - input'!$E54,'Historical scenario - input'!$F54,20,TRUE,TRUE),\"\")","v":0},0,0,0,0,0,0,0,0,0,0,0,0,0,0,0,0,0,0,0,{"$f":"IFERROR(IF(OR(D69=\"\",'Historical scenario - input'!$D54=\"\"),\"\",D69/'Historical scenario - input'!$D54),\"\")","v":""},{"$f":"IFERROR(IF(OR(E69=\"\",'Historical scenario - input'!$D54=\"\"),\"\",E69/'Historical scenario - input'!$D54),\"\")","v":""},{"$f":"IFERROR(IF(OR(F69=\"\",'Historical scenario - input'!$D54=\"\"),\"\",F69/'Historical scenario - input'!$D54),\"\")","v":""},{"$f":"IFERROR(IF(OR(G69=\"\",'Historical scenario - input'!$D54=\"\"),\"\",G69/'Historical scenario - input'!$D54),\"\")","v":""},{"$f":"IFERROR(IF(OR(H69=\"\",'Historical scenario - input'!$D54=\"\"),\"\",H69/'Historical scenario - input'!$D54),\"\")","v":""},{"$f":"IFERROR(IF(OR(I69=\"\",'Historical scenario - input'!$D54=\"\"),\"\",I69/'Historical scenario - input'!$D54),\"\")","v":""},{"$f":"IFERROR(IF(OR(J69=\"\",'Historical scenario - input'!$D54=\"\"),\"\",J69/'Historical scenario - input'!$D54),\"\")","v":""},{"$f":"IFERROR(IF(OR(K69=\"\",'Historical scenario - input'!$D54=\"\"),\"\",K69/'Historical scenario - input'!$D54),\"\")","v":""},{"$f":"IFERROR(IF(OR(L69=\"\",'Historical scenario - input'!$D54=\"\"),\"\",L69/'Historical scenario - input'!$D54),\"\")","v":""},{"$f":"IFERROR(IF(OR(M69=\"\",'Historical scenario - input'!$D54=\"\"),\"\",M69/'Historical scenario - input'!$D54),\"\")","v":""},{"$f":"IFERROR(IF(OR(N69=\"\",'Historical scenario - input'!$D54=\"\"),\"\",N69/'Historical scenario - input'!$D54),\"\")","v":""},{"$f":"IFERROR(IF(OR(O69=\"\",'Historical scenario - input'!$D54=\"\"),\"\",O69/'Historical scenario - input'!$D54),\"\")","v":""},{"$f":"IFERROR(IF(OR(P69=\"\",'Historical scenario - input'!$D54=\"\"),\"\",P69/'Historical scenario - input'!$D54),\"\")","v":""},{"$f":"IFERROR(IF(OR(Q69=\"\",'Historical scenario - input'!$D54=\"\"),\"\",Q69/'Historical scenario - input'!$D54),\"\")","v":""},{"$f":"IFERROR(IF(OR(R69=\"\",'Historical scenario - input'!$D54=\"\"),\"\",R69/'Historical scenario - input'!$D54),\"\")","v":""},{"$f":"IFERROR(IF(OR(S69=\"\",'Historical scenario - input'!$D54=\"\"),\"\",S69/'Historical scenario - input'!$D54),\"\")","v":""},{"$f":"IFERROR(IF(OR(T69=\"\",'Historical scenario - input'!$D54=\"\"),\"\",T69/'Historical scenario - input'!$D54),\"\")","v":""},{"$f":"IFERROR(IF(OR(U69=\"\",'Historical scenario - input'!$D54=\"\"),\"\",U69/'Historical scenario - input'!$D54),\"\")","v":""},{"$f":"IFERROR(IF(OR(V69=\"\",'Historical scenario - input'!$D54=\"\"),\"\",V69/'Historical scenario - input'!$D54),\"\")","v":""},{"$f":"IFERROR(IF(OR(W69=\"\",'Historical scenario - input'!$D54=\"\"),\"\",W69/'Historical scenario - input'!$D54),\"\")","v":""}]
[{"$f":"IFERROR('Historical scenario - input'!A55,\"\")","v":""},{"$f":"IFERROR('Historical scenario - input'!B55,\"\")","v":0},{"$f":"IFERROR('Historical scenario - input'!C55,\"\")","v":0},{"$f":"IFERROR(repcalc('Historical scenario - input'!$CV55:$GH55,'Historical scenario - input'!$G55,'Historical scenario - input'!$E55,'Historical scenario - input'!$F55,20,TRUE,TRUE),\"\")","v":0},0,0,0,0,0,0,0,0,0,0,0,0,0,0,0,0,0,0,0,{"$f":"IFERROR(IF(OR(D70=\"\",'Historical scenario - input'!$D55=\"\"),\"\",D70/'Historical scenario - input'!$D55),\"\")","v":""},{"$f":"IFERROR(IF(OR(E70=\"\",'Historical scenario - input'!$D55=\"\"),\"\",E70/'Historical scenario - input'!$D55),\"\")","v":""},{"$f":"IFERROR(IF(OR(F70=\"\",'Historical scenario - input'!$D55=\"\"),\"\",F70/'Historical scenario - input'!$D55),\"\")","v":""},{"$f":"IFERROR(IF(OR(G70=\"\",'Historical scenario - input'!$D55=\"\"),\"\",G70/'Historical scenario - input'!$D55),\"\")","v":""},{"$f":"IFERROR(IF(OR(H70=\"\",'Historical scenario - input'!$D55=\"\"),\"\",H70/'Historical scenario - input'!$D55),\"\")","v":""},{"$f":"IFERROR(IF(OR(I70=\"\",'Historical scenario - input'!$D55=\"\"),\"\",I70/'Historical scenario - input'!$D55),\"\")","v":""},{"$f":"IFERROR(IF(OR(J70=\"\",'Historical scenario - input'!$D55=\"\"),\"\",J70/'Historical scenario - input'!$D55),\"\")","v":""},{"$f":"IFERROR(IF(OR(K70=\"\",'Historical scenario - input'!$D55=\"\"),\"\",K70/'Historical scenario - input'!$D55),\"\")","v":""},{"$f":"IFERROR(IF(OR(L70=\"\",'Historical scenario - input'!$D55=\"\"),\"\",L70/'Historical scenario - input'!$D55),\"\")","v":""},{"$f":"IFERROR(IF(OR(M70=\"\",'Historical scenario - input'!$D55=\"\"),\"\",M70/'Historical scenario - input'!$D55),\"\")","v":""},{"$f":"IFERROR(IF(OR(N70=\"\",'Historical scenario - input'!$D55=\"\"),\"\",N70/'Historical scenario - input'!$D55),\"\")","v":""},{"$f":"IFERROR(IF(OR(O70=\"\",'Historical scenario - input'!$D55=\"\"),\"\",O70/'Historical scenario - input'!$D55),\"\")","v":""},{"$f":"IFERROR(IF(OR(P70=\"\",'Historical scenario - input'!$D55=\"\"),\"\",P70/'Historical scenario - input'!$D55),\"\")","v":""},{"$f":"IFERROR(IF(OR(Q70=\"\",'Historical scenario - input'!$D55=\"\"),\"\",Q70/'Historical scenario - input'!$D55),\"\")","v":""},{"$f":"IFERROR(IF(OR(R70=\"\",'Historical scenario - input'!$D55=\"\"),\"\",R70/'Historical scenario - input'!$D55),\"\")","v":""},{"$f":"IFERROR(IF(OR(S70=\"\",'Historical scenario - input'!$D55=\"\"),\"\",S70/'Historical scenario - input'!$D55),\"\")","v":""},{"$f":"IFERROR(IF(OR(T70=\"\",'Historical scenario - input'!$D55=\"\"),\"\",T70/'Historical scenario - input'!$D55),\"\")","v":""},{"$f":"IFERROR(IF(OR(U70=\"\",'Historical scenario - input'!$D55=\"\"),\"\",U70/'Historical scenario - input'!$D55),\"\")","v":""},{"$f":"IFERROR(IF(OR(V70=\"\",'Historical scenario - input'!$D55=\"\"),\"\",V70/'Historical scenario - input'!$D55),\"\")","v":""},{"$f":"IFERROR(IF(OR(W70=\"\",'Historical scenario - input'!$D55=\"\"),\"\",W70/'Historical scenario - input'!$D55),\"\")","v":""}]
[{"$f":"IFERROR('Historical scenario - input'!A56,\"\")","v":""},{"$f":"IFERROR('Historical scenario - input'!B56,\"\")","v":0},{"$f":"IFERROR('Historical scenario - input'!C56,\"\")","v":0},{"$f":"IFERROR(repcalc('Historical scenario - input'!$CV56:$GH56,'Historical scenario - input'!$G56,'Historical scenario - input'!$E56,'Historical scenario - input'!$F56,20,TRUE,TRUE),\"\")","v":0},0,0,0,0,0,0,0,0,0,0,0,0,0,0,0,0,0,0,0,{"$f":"IFERROR(IF(OR(D71=\"\",'Historical scenario - input'!$D56=\"\"),\"\",D71/'Historical scenario - input'!$D56),\"\")","v":""},{"$f":"IFERROR(IF(OR(E71=\"\",'Historical scenario - input'!$D56=\"\"),\"\",E71/'Historical scenario - input'!$D56),\"\")","v":""},{"$f":"IFERROR(IF(OR(F71=\"\",'Historical scenario - input'!$D56=\"\"),\"\",F71/'Historical scenario - input'!$D56),\"\")","v":""},{"$f":"IFERROR(IF(OR(G71=\"\",'Historical scenario - input'!$D56=\"\"),\"\",G71/'Historical scenario - input'!$D56),\"\")","v":""},{"$f":"IFERROR(IF(OR(H71=\"\",'Historical scenario - input'!$D56=\"\"),\"\",H71/'Historical scenario - input'!$D56),\"\")","v":""},{"$f":"IFERROR(IF(OR(I71=\"\",'Historical scenario - input'!$D56=\"\"),\"\",I71/'Historical scenario - input'!$D56),\"\")","v":""},{"$f":"IFERROR(IF(OR(J71=\"\",'Historical scenario - input'!$D56=\"\"),\"\",J71/'Historical scenario - input'!$D56),\"\")","v":""},{"$f":"IFERROR(IF(OR(K71=\"\",'Historical scenario - input'!$D56=\"\"),\"\",K71/'Historical scenario - input'!$D56),\"\")","v":""},{"$f":"IFERROR(IF(OR(L71=\"\",'Historical scenario - input'!$D56=\"\"),\"\",L71/'Historical scenario - input'!$D56),\"\")","v":""},{"$f":"IFERROR(IF(OR(M71=\"\",'Historical scenario - input'!$D56=\"\"),\"\",M71/'Historical scenario - input'!$D56),\"\")","v":""},{"$f":"IFERROR(IF(OR(N71=\"\",'Historical scenario - input'!$D56=\"\"),\"\",N71/'Historical scenario - input'!$D56),\"\")","v":""},{"$f":"IFERROR(IF(OR(O71=\"\",'Historical scenario - input'!$D56=\"\"),\"\",O71/'Historical scenario - input'!$D56),\"\")","v":""},{"$f":"IFERROR(IF(OR(P71=\"\",'Historical scenario - input'!$D56=\"\"),\"\",P71/'Historical scenario - input'!$D56),\"\")","v":""},{"$f":"IFERROR(IF(OR(Q71=\"\",'Historical scenario - input'!$D56=\"\"),\"\",Q71/'Historical scenario - input'!$D56),\"\")","v":""},{"$f":"IFERROR(IF(OR(R71=\"\",'Historical scenario - input'!$D56=\"\"),\"\",R71/'Historical scenario - input'!$D56),\"\")","v":""},{"$f":"IFERROR(IF(OR(S71=\"\",'Historical scenario - input'!$D56=\"\"),\"\",S71/'Historical scenario - input'!$D56),\"\")","v":""},{"$f":"IFERROR(IF(OR(T71=\"\",'Historical scenario - input'!$D56=\"\"),\"\",T71/'Historical scenario - input'!$D56),\"\")","v":""},{"$f":"IFERROR(IF(OR(U71=\"\",'Historical scenario - input'!$D56=\"\"),\"\",U71/'Historical scenario - input'!$D56),\"\")","v":""},{"$f":"IFERROR(IF(OR(V71=\"\",'Historical scenario - input'!$D56=\"\"),\"\",V71/'Historical scenario - input'!$D56),\"\")","v":""},{"$f":"IFERROR(IF(OR(W71=\"\",'Historical scenario - input'!$D56=\"\"),\"\",W71/'Historical scenario - input'!$D56),\"\")","v":""}]
[{"$f":"IFERROR('Historical scenario - input'!A57,\"\")","v":""},{"$f":"IFERROR('Historical scenario - input'!B57,\"\")","v":0},{"$f":"IFERROR('Historical scenario - input'!C57,\"\")","v":0},{"$f":"IFERROR(repcalc('Historical scenario - input'!$CV57:$GH57,'Historical scenario - input'!$G57,'Historical scenario - input'!$E57,'Historical scenario - input'!$F57,20,TRUE,TRUE),\"\")","v":""},"","","","","","","","","","","","","","","","","","","",{"$f":"IFERROR(IF(OR(D72=\"\",'Historical scenario - input'!$D57=\"\"),\"\",D72/'Historical scenario - input'!$D57),\"\")","v":""},{"$f":"IFERROR(IF(OR(E72=\"\",'Historical scenario - input'!$D57=\"\"),\"\",E72/'Historical scenario - input'!$D57),\"\")","v":""},{"$f":"IFERROR(IF(OR(F72=\"\",'Historical scenario - input'!$D57=\"\"),\"\",F72/'Historical scenario - input'!$D57),\"\")","v":""},{"$f":"IFERROR(IF(OR(G72=\"\",'Historical scenario - input'!$D57=\"\"),\"\",G72/'Historical scenario - input'!$D57),\"\")","v":""},{"$f":"IFERROR(IF(OR(H72=\"\",'Historical scenario - input'!$D57=\"\"),\"\",H72/'Historical scenario - input'!$D57),\"\")","v":""},{"$f":"IFERROR(IF(OR(I72=\"\",'Historical scenario - input'!$D57=\"\"),\"\",I72/'Historical scenario - input'!$D57),\"\")","v":""},{"$f":"IFERROR(IF(OR(J72=\"\",'Historical scenario - input'!$D57=\"\"),\"\",J72/'Historical scenario - input'!$D57),\"\")","v":""},{"$f":"IFERROR(IF(OR(K72=\"\",'Historical scenario - input'!$D57=\"\"),\"\",K72/'Historical scenario - input'!$D57),\"\")","v":""},{"$f":"IFERROR(IF(OR(L72=\"\",'Historical scenario - input'!$D57=\"\"),\"\",L72/'Historical scenario - input'!$D57),\"\")","v":""},{"$f":"IFERROR(IF(OR(M72=\"\",'Historical scenario - input'!$D57=\"\"),\"\",M72/'Historical scenario - input'!$D57),\"\")","v":""},{"$f":"IFERROR(IF(OR(N72=\"\",'Historical scenario - input'!$D57=\"\"),\"\",N72/'Historical scenario - input'!$D57),\"\")","v":""},{"$f":"IFERROR(IF(OR(O72=\"\",'Historical scenario - input'!$D57=\"\"),\"\",O72/'Historical scenario - input'!$D57),\"\")","v":""},{"$f":"IFERROR(IF(OR(P72=\"\",'Historical scenario - input'!$D57=\"\"),\"\",P72/'Historical scenario - input'!$D57),\"\")","v":""},{"$f":"IFERROR(IF(OR(Q72=\"\",'Historical scenario - input'!$D57=\"\"),\"\",Q72/'Historical scenario - input'!$D57),\"\")","v":""},{"$f":"IFERROR(IF(OR(R72=\"\",'Historical scenario - input'!$D57=\"\"),\"\",R72/'Historical scenario - input'!$D57),\"\")","v":""},{"$f":"IFERROR(IF(OR(S72=\"\",'Historical scenario - input'!$D57=\"\"),\"\",S72/'Historical scenario - input'!$D57),\"\")","v":""},{"$f":"IFERROR(IF(OR(T72=\"\",'Historical scenario - input'!$D57=\"\"),\"\",T72/'Historical scenario - input'!$D57),\"\")","v":""},{"$f":"IFERROR(IF(OR(U72=\"\",'Historical scenario - input'!$D57=\"\"),\"\",U72/'Historical scenario - input'!$D57),\"\")","v":""},{"$f":"IFERROR(IF(OR(V72=\"\",'Historical scenario - input'!$D57=\"\"),\"\",V72/'Historical scenario - input'!$D57),\"\")","v":""},{"$f":"IFERROR(IF(OR(W72=\"\",'Historical scenario - input'!$D57=\"\"),\"\",W72/'Historical scenario - input'!$D57),\"\")","v":""}]
[{"$f":"IFERROR('Historical scenario - input'!A58,\"\")","v":""},{"$f":"IFERROR('Historical scenario - input'!B58,\"\")","v":0},{"$f":"IFERROR('Historical scenario - input'!C58,\"\")","v":0},{"$f":"IFERROR(repcalc('Historical scenario - input'!$CV58:$GH58,'Historical scenario - input'!$G58,'Historical scenario - input'!$E58,'Historical scenario - input'!$F58,20,TRUE,TRUE),\"\")","v":""},"","","","","","","","","","","","","","","","","","","",{"$f":"IFERROR(IF(OR(D73=\"\",'Historical scenario - input'!$D58=\"\"),\"\",D73/'Historical scenario - input'!$D58),\"\")","v":""},{"$f":"IFERROR(IF(OR(E73=\"\",'Historical scenario - input'!$D58=\"\"),\"\",E73/'Historical scenario - input'!$D58),\"\")","v":""},{"$f":"IFERROR(IF(OR(F73=\"\",'Historical scenario - input'!$D58=\"\"),\"\",F73/'Historical scenario - input'!$D58),\"\")","v":""},{"$f":"IFERROR(IF(OR(G73=\"\",'Historical scenario - input'!$D58=\"\"),\"\",G73/'Historical scenario - input'!$D58),\"\")","v":""},{"$f":"IFERROR(IF(OR(H73=\"\",'Historical scenario - input'!$D58=\"\"),\"\",H73/'Historical scenario - input'!$D58),\"\")","v":""},{"$f":"IFERROR(IF(OR(I73=\"\",'Historical scenario - input'!$D58=\"\"),\"\",I73/'Historical scenario - input'!$D58),\"\")","v":""},{"$f":"IFERROR(IF(OR(J73=\"\",'Historical scenario - input'!$D58=\"\"),\"\",J73/'Historical scenario - input'!$D58),\"\")","v":""},{"$f":"IFERROR(IF(OR(K73=\"\",'Historical scenario - input'!$D58=\"\"),\"\",K73/'Historical scenario - input'!$D58),\"\")","v":""},{"$f":"IFERROR(IF(OR(L73=\"\",'Historical scenario - input'!$D58=\"\"),\"\",L73/'Historical scenario - input'!$D58),\"\")","v":""},{"$f":"IFERROR(IF(OR(M73=\"\",'Historical scenario - input'!$D58=\"\"),\"\",M73/'Historical scenario - input'!$D58),\"\")","v":""},{"$f":"IFERROR(IF(OR(N73=\"\",'Historical scenario - input'!$D58=\"\"),\"\",N73/'Historical scenario - input'!$D58),\"\")","v":""},{"$f":"IFERROR(IF(OR(O73=\"\",'Historical scenario - input'!$D58=\"\"),\"\",O73/'Historical scenario - input'!$D58),\"\")","v":""},{"$f":"IFERROR(IF(OR(P73=\"\",'Historical scenario - input'!$D58=\"\"),\"\",P73/'Historical scenario - input'!$D58),\"\")","v":""},{"$f":"IFERROR(IF(OR(Q73=\"\",'Historical scenario - input'!$D58=\"\"),\"\",Q73/'Historical scenario - input'!$D58),\"\")","v":""},{"$f":"IFERROR(IF(OR(R73=\"\",'Historical scenario - input'!$D58=\"\"),\"\",R73/'Historical scenario - input'!$D58),\"\")","v":""},{"$f":"IFERROR(IF(OR(S73=\"\",'Historical scenario - input'!$D58=\"\"),\"\",S73/'Historical scenario - input'!$D58),\"\")","v":""},{"$f":"IFERROR(IF(OR(T73=\"\",'Historical scenario - input'!$D58=\"\"),\"\",T73/'Historical scenario - input'!$D58),\"\")","v":""},{"$f":"IFERROR(IF(OR(U73=\"\",'Historical scenario - input'!$D58=\"\"),\"\",U73/'Historical scenario - input'!$D58),\"\")","v":""},{"$f":"IFERROR(IF(OR(V73=\"\",'Historical scenario - input'!$D58=\"\"),\"\",V73/'Historical scenario - input'!$D58),\"\")","v":""},{"$f":"IFERROR(IF(OR(W73=\"\",'Historical scenario - input'!$D58=\"\"),\"\",W73/'Historical scenario - input'!$D58),\"\")","v":""}]
[{"$f":"IFERROR('Historical scenario - input'!A59,\"\")","v":""},{"$f":"IFERROR('Historical scenario - input'!B59,\"\")","v":0},{"$f":"IFERROR('Historical scenario - input'!C59,\"\")","v":0},{"$f":"IFERROR(repcalc('Historical scenario - input'!$CV59:$GH59,'Historical scenario - input'!$G59,'Historical scenario - input'!$E59,'Historical scenario - input'!$F59,20,TRUE,TRUE),\"\")","v":""},"","","","","","","","","","","","","","","","","","","",{"$f":"IFERROR(IF(OR(D74=\"\",'Historical scenario - input'!$D59=\"\"),\"\",D74/'Historical scenario - input'!$D59),\"\")","v":""},{"$f":"IFERROR(IF(OR(E74=\"\",'Historical scenario - input'!$D59=\"\"),\"\",E74/'Historical scenario - input'!$D59),\"\")","v":""},{"$f":"IFERROR(IF(OR(F74=\"\",'Historical scenario - input'!$D59=\"\"),\"\",F74/'Historical scenario - input'!$D59),\"\")","v":""},{"$f":"IFERROR(IF(OR(G74=\"\",'Historical scenario - input'!$D59=\"\"),\"\",G74/'Historical scenario - input'!$D59),\"\")","v":""},{"$f":"IFERROR(IF(OR(H74=\"\",'Historical scenario - input'!$D59=\"\"),\"\",H74/'Historical scenario - input'!$D59),\"\")","v":""},{"$f":"IFERROR(IF(OR(I74=\"\",'Historical scenario - input'!$D59=\"\"),\"\",I74/'Historical scenario - input'!$D59),\"\")","v":""},{"$f":"IFERROR(IF(OR(J74=\"\",'Historical scenario - input'!$D59=\"\"),\"\",J74/'Historical scenario - input'!$D59),\"\")","v":""},{"$f":"IFERROR(IF(OR(K74=\"\",'Historical scenario - input'!$D59=\"\"),\"\",K74/'Historical scenario - input'!$D59),\"\")","v":""},{"$f":"IFERROR(IF(OR(L74=\"\",'Historical scenario - input'!$D59=\"\"),\"\",L74/'Historical scenario - input'!$D59),\"\")","v":""},{"$f":"IFERROR(IF(OR(M74=\"\",'Historical scenario - input'!$D59=\"\"),\"\",M74/'Historical scenario - input'!$D59),\"\")","v":""},{"$f":"IFERROR(IF(OR(N74=\"\",'Historical scenario - input'!$D59=\"\"),\"\",N74/'Historical scenario - input'!$D59),\"\")","v":""},{"$f":"IFERROR(IF(OR(O74=\"\",'Historical scenario - input'!$D59=\"\"),\"\",O74/'Historical scenario - input'!$D59),\"\")","v":""},{"$f":"IFERROR(IF(OR(P74=\"\",'Historical scenario - input'!$D59=\"\"),\"\",P74/'Historical scenario - input'!$D59),\"\")","v":""},{"$f":"IFERROR(IF(OR(Q74=\"\",'Historical scenario - input'!$D59=\"\"),\"\",Q74/'Historical scenario - input'!$D59),\"\")","v":""},{"$f":"IFERROR(IF(OR(R74=\"\",'Historical scenario - input'!$D59=\"\"),\"\",R74/'Historical scenario - input'!$D59),\"\")","v":""},{"$f":"IFERROR(IF(OR(S74=\"\",'Historical scenario - input'!$D59=\"\"),\"\",S74/'Historical scenario - input'!$D59),\"\")","v":""},{"$f":"IFERROR(IF(OR(T74=\"\",'Historical scenario - input'!$D59=\"\"),\"\",T74/'Historical scenario - input'!$D59),\"\")","v":""},{"$f":"IFERROR(IF(OR(U74=\"\",'Historical scenario - input'!$D59=\"\"),\"\",U74/'Historical scenario - input'!$D59),\"\")","v":""},{"$f":"IFERROR(IF(OR(V74=\"\",'Historical scenario - input'!$D59=\"\"),\"\",V74/'Historical scenario - input'!$D59),\"\")","v":""},{"$f":"IFERROR(IF(OR(W74=\"\",'Historical scenario - input'!$D59=\"\"),\"\",W74/'Historical scenario - input'!$D59),\"\")","v":""}]
[{"$f":"IFERROR('Historical scenario - input'!A60,\"\")","v":""},{"$f":"IFERROR('Historical scenario - input'!B60,\"\")","v":0},{"$f":"IFERROR('Historical scenario - input'!C60,\"\")","v":0},{"$f":"IFERROR(repcalc('Historical scenario - input'!$CV60:$GH60,'Historical scenario - input'!$G60,'Historical scenario - input'!$E60,'Historical scenario - input'!$F60,20,TRUE,TRUE),\"\")","v":""},"","","","","","","","","","","","","","","","","","","",{"$f":"IFERROR(IF(OR(D75=\"\",'Historical scenario - input'!$D60=\"\"),\"\",D75/'Historical scenario - input'!$D60),\"\")","v":""},{"$f":"IFERROR(IF(OR(E75=\"\",'Historical scenario - input'!$D60=\"\"),\"\",E75/'Historical scenario - input'!$D60),\"\")","v":""},{"$f":"IFERROR(IF(OR(F75=\"\",'Historical scenario - input'!$D60=\"\"),\"\",F75/'Historical scenario - input'!$D60),\"\")","v":""},{"$f":"IFERROR(IF(OR(G75=\"\",'Historical scenario - input'!$D60=\"\"),\"\",G75/'Historical scenario - input'!$D60),\"\")","v":""},{"$f":"IFERROR(IF(OR(H75=\"\",'Historical scenario - input'!$D60=\"\"),\"\",H75/'Historical scenario - input'!$D60),\"\")","v":""},{"$f":"IFERROR(IF(OR(I75=\"\",'Historical scenario - input'!$D60=\"\"),\"\",I75/'Historical scenario - input'!$D60),\"\")","v":""},{"$f":"IFERROR(IF(OR(J75=\"\",'Historical scenario - input'!$D60=\"\"),\"\",J75/'Historical scenario - input'!$D60),\"\")","v":""},{"$f":"IFERROR(IF(OR(K75=\"\",'Historical scenario - input'!$D60=\"\"),\"\",K75/'Historical scenario - input'!$D60),\"\")","v":""},{"$f":"IFERROR(IF(OR(L75=\"\",'Historical scenario - input'!$D60=\"\"),\"\",L75/'Historical scenario - input'!$D60),\"\")","v":""},{"$f":"IFERROR(IF(OR(M75=\"\",'Historical scenario - input'!$D60=\"\"),\"\",M75/'Historical scenario - input'!$D60),\"\")","v":""},{"$f":"IFERROR(IF(OR(N75=\"\",'Historical scenario - input'!$D60=\"\"),\"\",N75/'Historical scenario - input'!$D60),\"\")","v":""},{"$f":"IFERROR(IF(OR(O75=\"\",'Historical scenario - input'!$D60=\"\"),\"\",O75/'Historical scenario - input'!$D60),\"\")","v":""},{"$f":"IFERROR(IF(OR(P75=\"\",'Historical scenario - input'!$D60=\"\"),\"\",P75/'Historical scenario - input'!$D60),\"\")","v":""},{"$f":"IFERROR(IF(OR(Q75=\"\",'Historical scenario - input'!$D60=\"\"),\"\",Q75/'Historical scenario - input'!$D60),\"\")","v":""},{"$f":"IFERROR(IF(OR(R75=\"\",'Historical scenario - input'!$D60=\"\"),\"\",R75/'Historical scenario - input'!$D60),\"\")","v":""},{"$f":"IFERROR(IF(OR(S75=\"\",'Historical scenario - input'!$D60=\"\"),\"\",S75/'Historical scenario - input'!$D60),\"\")","v":""},{"$f":"IFERROR(IF(OR(T75=\"\",'Historical scenario - input'!$D60=\"\"),\"\",T75/'Historical scenario - input'!$D60),\"\")","v":""},{"$f":"IFERROR(IF(OR(U75=\"\",'Historical scenario - input'!$D60=\"\"),\"\",U75/'Historical scenario - input'!$D60),\"\")","v":""},{"$f":"IFERROR(IF(OR(V75=\"\",'Historical scenario - input'!$D60=\"\"),\"\",V75/'Historical scenario - input'!$D60),\"\")","v":""},{"$f":"IFERROR(IF(OR(W75=\"\",'Historical scenario - input'!$D60=\"\"),\"\",W75/'Historical scenario - input'!$D60),\"\")","v":""}]
[{"$f":"IFERROR('Historical scenario - input'!A61,\"\")","v":""},{"$f":"IFERROR('Historical scenario - input'!B61,\"\")","v":0},{"$f":"IFERROR('Historical scenario - input'!C61,\"\")","v":0},{"$f":"IFERROR(repcalc('Historical scenario - input'!$CV61:$GH61,'Historical scenario - input'!$G61,'Historical scenario - input'!$E61,'Historical scenario - input'!$F61,20,TRUE,TRUE),\"\")","v":""},"","","","","","","","","","","","","","","","","","","",{"$f":"IFERROR(IF(OR(D76=\"\",'Historical scenario - input'!$D61=\"\"),\"\",D76/'Historical scenario - input'!$D61),\"\")","v":""},{"$f":"IFERROR(IF(OR(E76=\"\",'Historical scenario - input'!$D61=\"\"),\"\",E76/'Historical scenario - input'!$D61),\"\")","v":""},{"$f":"IFERROR(IF(OR(F76=\"\",'Historical scenario - input'!$D61=\"\"),\"\",F76/'Historical scenario - input'!$D61),\"\")","v":""},{"$f":"IFERROR(IF(OR(G76=\"\",'Historical scenario - input'!$D61=\"\"),\"\",G76/'Historical scenario - input'!$D61),\"\")","v":""},{"$f":"IFERROR(IF(OR(H76=\"\",'Historical scenario - input'!$D61=\"\"),\"\",H76/'Historical scenario - input'!$D61),\"\")","v":""},{"$f":"IFERROR(IF(OR(I76=\"\",'Historical scenario - input'!$D61=\"\"),\"\",I76/'Historical scenario - input'!$D61),\"\")","v":""},{"$f":"IFERROR(IF(OR(J76=\"\",'Historical scenario - input'!$D61=\"\"),\"\",J76/'Historical scenario - input'!$D61),\"\")","v":""},{"$f":"IFERROR(IF(OR(K76=\"\",'Historical scenario - input'!$D61=\"\"),\"\",K76/'Historical scenario - input'!$D61),\"\")","v":""},{"$f":"IFERROR(IF(OR(L76=\"\",'Historical scenario - input'!$D61=\"\"),\"\",L76/'Historical scenario - input'!$D61),\"\")","v":""},{"$f":"IFERROR(IF(OR(M76=\"\",'Historical scenario - input'!$D61=\"\"),\"\",M76/'Historical scenario - input'!$D61),\"\")","v":""},{"$f":"IFERROR(IF(OR(N76=\"\",'Historical scenario - input'!$D61=\"\"),\"\",N76/'Historical scenario - input'!$D61),\"\")","v":""},{"$f":"IFERROR(IF(OR(O76=\"\",'Historical scenario - input'!$D61=\"\"),\"\",O76/'Historical scenario - input'!$D61),\"\")","v":""},{"$f":"IFERROR(IF(OR(P76=\"\",'Historical scenario - input'!$D61=\"\"),\"\",P76/'Historical scenario - input'!$D61),\"\")","v":""},{"$f":"IFERROR(IF(OR(Q76=\"\",'Historical scenario - input'!$D61=\"\"),\"\",Q76/'Historical scenario - input'!$D61),\"\")","v":""},{"$f":"IFERROR(IF(OR(R76=\"\",'Historical scenario - input'!$D61=\"\"),\"\",R76/'Historical scenario - input'!$D61),\"\")","v":""},{"$f":"IFERROR(IF(OR(S76=\"\",'Historical scenario - input'!$D61=\"\"),\"\",S76/'Historical scenario - input'!$D61),\"\")","v":""},{"$f":"IFERROR(IF(OR(T76=\"\",'Historical scenario - input'!$D61=\"\"),\"\",T76/'Historical scenario - input'!$D61),\"\")","v":""},{"$f":"IFERROR(IF(OR(U76=\"\",'Historical scenario - input'!$D61=\"\"),\"\",U76/'Historical scenario - input'!$D61),\"\")","v":""},{"$f":"IFERROR(IF(OR(V76=\"\",'Historical scenario - input'!$D61=\"\"),\"\",V76/'Historical scenario - input'!$D61),\"\")","v":""},{"$f":"IFERROR(IF(OR(W76=\"\",'Historical scenario - input'!$D61=\"\"),\"\",W76/'Historical scenario - input'!$D61),\"\")","v":""}]
[{"$f":"IFERROR('Historical scenario - input'!A62,\"\")","v":""},{"$f":"IFERROR('Historical scenario - input'!B62,\"\")","v":0},{"$f":"IFERROR('Historical scenario - input'!C62,\"\")","v":0},{"$f":"IFERROR(repcalc('Historical scenario - input'!$CV62:$GH62,'Historical scenario - input'!$G62,'Historical scenario - input'!$E62,'Historical scenario - input'!$F62,20,TRUE,TRUE),\"\")","v":""},"","","","","","","","","","","","","","","","","","","",{"$f":"IFERROR(IF(OR(D77=\"\",'Historical scenario - input'!$D62=\"\"),\"\",D77/'Historical scenario - input'!$D62),\"\")","v":""},{"$f":"IFERROR(IF(OR(E77=\"\",'Historical scenario - input'!$D62=\"\"),\"\",E77/'Historical scenario - input'!$D62),\"\")","v":""},{"$f":"IFERROR(IF(OR(F77=\"\",'Historical scenario - input'!$D62=\"\"),\"\",F77/'Historical scenario - input'!$D62),\"\")","v":""},{"$f":"IFERROR(IF(OR(G77=\"\",'Historical scenario - input'!$D62=\"\"),\"\",G77/'Historical scenario - input'!$D62),\"\")","v":""},{"$f":"IFERROR(IF(OR(H77=\"\",'Historical scenario - input'!$D62=\"\"),\"\",H77/'Historical scenario - input'!$D62),\"\")","v":""},{"$f":"IFERROR(IF(OR(I77=\"\",'Historical scenario - input'!$D62=\"\"),\"\",I77/'Historical scenario - input'!$D62),\"\")","v":""},{"$f":"IFERROR(IF(OR(J77=\"\",'Historical scenario - input'!$D62=\"\"),\"\",J77/'Historical scenario - input'!$D62),\"\")","v":""},{"$f":"IFERROR(IF(OR(K77=\"\",'Historical scenario - input'!$D62=\"\"),\"\",K77/'Historical scenario - input'!$D62),\"\")","v":""},{"$f":"IFERROR(IF(OR(L77=\"\",'Historical scenario - input'!$D62=\"\"),\"\",L77/'Historical scenario - input'!$D62),\"\")","v":""},{"$f":"IFERROR(IF(OR(M77=\"\",'Historical scenario - input'!$D62=\"\"),\"\",M77/'Historical scenario - input'!$D62),\"\")","v":""},{"$f":"IFERROR(IF(OR(N77=\"\",'Historical scenario - input'!$D62=\"\"),\"\",N77/'Historical scenario - input'!$D62),\"\")","v":""},{"$f":"IFERROR(IF(OR(O77=\"\",'Historical scenario - input'!$D62=\"\"),\"\",O77/'Historical scenario - input'!$D62),\"\")","v":""},{"$f":"IFERROR(IF(OR(P77=\"\",'Historical scenario - input'!$D62=\"\"),\"\",P77/'Historical scenario - input'!$D62),\"\")","v":""},{"$f":"IFERROR(IF(OR(Q77=\"\",'Historical scenario - input'!$D62=\"\"),\"\",Q77/'Historical scenario - input'!$D62),\"\")","v":""},{"$f":"IFERROR(IF(OR(R77=\"\",'Historical scenario - input'!$D62=\"\"),\"\",R77/'Historical scenario - input'!$D62),\"\")","v":""},{"$f":"IFERROR(IF(OR(S77=\"\",'Historical scenario - input'!$D62=\"\"),\"\",S77/'Historical scenario - input'!$D62),\"\")","v":""},{"$f":"IFERROR(IF(OR(T77=\"\",'Historical scenario - input'!$D62=\"\"),\"\",T77/'Historical scenario - input'!$D62),\"\")","v":""},{"$f":"IFERROR(IF(OR(U77=\"\",'Historical scenario - input'!$D62=\"\"),\"\",U77/'Historical scenario - input'!$D62),\"\")","v":""},{"$f":"IFERROR(IF(OR(V77=\"\",'Historical scenario - input'!$D62=\"\"),\"\",V77/'Historical scenario - input'!$D62),\"\")","v":""},{"$f":"IFERROR(IF(OR(W77=\"\",'Historical scenario - input'!$D62=\"\"),\"\",W77/'Historical scenario - input'!$D62),\"\")","v":""}]
[{"$f":"IFERROR('Historical scenario - input'!A63,\"\")","v":""},{"$f":"IFERROR('Historical scenario - input'!B63,\"\")","v":0},{"$f":"IFERROR('Historical scenario - input'!C63,\"\")","v":0},{"$f":"IFERROR(repcalc('Historical scenario - input'!$CV63:$GH63,'Historical scenario - input'!$G63,'Historical scenario - input'!$E63,'Historical scenario - input'!$F63,20,TRUE,TRUE),\"\")","v":""},"","","","","","","","","","","","","","","","","","","",{"$f":"IFERROR(IF(OR(D78=\"\",'Historical scenario - input'!$D63=\"\"),\"\",D78/'Historical scenario - input'!$D63),\"\")","v":""},{"$f":"IFERROR(IF(OR(E78=\"\",'Historical scenario - input'!$D63=\"\"),\"\",E78/'Historical scenario - input'!$D63),\"\")","v":""},{"$f":"IFERROR(IF(OR(F78=\"\",'Historical scenario - input'!$D63=\"\"),\"\",F78/'Historical scenario - input'!$D63),\"\")","v":""},{"$f":"IFERROR(IF(OR(G78=\"\",'Historical scenario - input'!$D63=\"\"),\"\",G78/'Historical scenario - input'!$D63),\"\")","v":""},{"$f":"IFERROR(IF(OR(H78=\"\",'Historical scenario - input'!$D63=\"\"),\"\",H78/'Historical scenario - input'!$D63),\"\")","v":""},{"$f":"IFERROR(IF(OR(I78=\"\",'Historical scenario - input'!$D63=\"\"),\"\",I78/'Historical scenario - input'!$D63),\"\")","v":""},{"$f":"IFERROR(IF(OR(J78=\"\",'Historical scenario - input'!$D63=\"\"),\"\",J78/'Historical scenario - input'!$D63),\"\")","v":""},{"$f":"IFERROR(IF(OR(K78=\"\",'Historical scenario - input'!$D63=\"\"),\"\",K78/'Historical scenario - input'!$D63),\"\")","v":""},{"$f":"IFERROR(IF(OR(L78=\"\",'Historical scenario - input'!$D63=\"\"),\"\",L78/'Historical scenario - input'!$D63),\"\")","v":""},{"$f":"IFERROR(IF(OR(M78=\"\",'Historical scenario - input'!$D63=\"\"),\"\",M78/'Historical scenario - input'!$D63),\"\")","v":""},{"$f":"IFERROR(IF(OR(N78=\"\",'Historical scenario - input'!$D63=\"\"),\"\",N78/'Historical scenario - input'!$D63),\"\")","v":""},{"$f":"IFERROR(IF(OR(O78=\"\",'Historical scenario - input'!$D63=\"\"),\"\",O78/'Historical scenario - input'!$D63),\"\")","v":""},{"$f":"IFERROR(IF(OR(P78=\"\",'Historical scenario - input'!$D63=\"\"),\"\",P78/'Historical scenario - input'!$D63),\"\")","v":""},{"$f":"IFERROR(IF(OR(Q78=\"\",'Historical scenario - input'!$D63=\"\"),\"\",Q78/'Historical scenario - input'!$D63),\"\")","v":""},{"$f":"IFERROR(IF(OR(R78=\"\",'Historical scenario - input'!$D63=\"\"),\"\",R78/'Historical scenario - input'!$D63),\"\")","v":""},{"$f":"IFERROR(IF(OR(S78=\"\",'Historical scenario - input'!$D63=\"\"),\"\",S78/'Historical scenario - input'!$D63),\"\")","v":""},{"$f":"IFERROR(IF(OR(T78=\"\",'Historical scenario - input'!$D63=\"\"),\"\",T78/'Historical scenario - input'!$D63),\"\")","v":""},{"$f":"IFERROR(IF(OR(U78=\"\",'Historical scenario - input'!$D63=\"\"),\"\",U78/'Historical scenario - input'!$D63),\"\")","v":""},{"$f":"IFERROR(IF(OR(V78=\"\",'Historical scenario - input'!$D63=\"\"),\"\",V78/'Historical scenario - input'!$D63),\"\")","v":""},{"$f":"IFERROR(IF(OR(W78=\"\",'Historical scenario - input'!$D63=\"\"),\"\",W78/'Historical scenario - input'!$D63),\"\")","v":""}]
[{"$f":"IFERROR('Historical scenario - input'!A64,\"\")","v":""},{"$f":"IFERROR('Historical scenario - input'!B64,\"\")","v":0},{"$f":"IFERROR('Historical scenario - input'!C64,\"\")","v":0},{"$f":"IFERROR(repcalc('Historical scenario - input'!$CV64:$GH64,'Historical scenario - input'!$G64,'Historical scenario - input'!$E64,'Historical scenario - input'!$F64,20,TRUE,TRUE),\"\")","v":""},"","","","","","","","","","","","","","","","","","","",{"$f":"IFERROR(IF(OR(D79=\"\",'Historical scenario - input'!$D64=\"\"),\"\",D79/'Historical scenario - input'!$D64),\"\")","v":""},{"$f":"IFERROR(IF(OR(E79=\"\",'Historical scenario - input'!$D64=\"\"),\"\",E79/'Historical scenario - input'!$D64),\"\")","v":""},{"$f":"IFERROR(IF(OR(F79=\"\",'Historical scenario - input'!$D64=\"\"),\"\",F79/'Historical scenario - input'!$D64),\"\")","v":""},{"$f":"IFERROR(IF(OR(G79=\"\",'Historical scenario - input'!$D64=\"\"),\"\",G79/'Historical scenario - input'!$D64),\"\")","v":""},{"$f":"IFERROR(IF(OR(H79=\"\",'Historical scenario - input'!$D64=\"\"),\"\",H79/'Historical scenario - input'!$D64),\"\")","v":""},{"$f":"IFERROR(IF(OR(I79=\"\",'Historical scenario - input'!$D64=\"\"),\"\",I79/'Historical scenario - input'!$D64),\"\")","v":""},{"$f":"IFERROR(IF(OR(J79=\"\",'Historical scenario - input'!$D64=\"\"),\"\",J79/'Historical scenario - input'!$D64),\"\")","v":""},{"$f":"IFERROR(IF(OR(K79=\"\",'Historical scenario - input'!$D64=\"\"),\"\",K79/'Historical scenario - input'!$D64),\"\")","v":""},{"$f":"IFERROR(IF(OR(L79=\"\",'Historical scenario - input'!$D64=\"\"),\"\",L79/'Historical scenario - input'!$D64),\"\")","v":""},{"$f":"IFERROR(IF(OR(M79=\"\",'Historical scenario - input'!$D64=\"\"),\"\",M79/'Historical scenario - input'!$D64),\"\")","v":""},{"$f":"IFERROR(IF(OR(N79=\"\",'Historical scenario - input'!$D64=\"\"),\"\",N79/'Historical scenario - input'!$D64),\"\")","v":""},{"$f":"IFERROR(IF(OR(O79=\"\",'Historical scenario - input'!$D64=\"\"),\"\",O79/'Historical scenario - input'!$D64),\"\")","v":""},{"$f":"IFERROR(IF(OR(P79=\"\",'Historical scenario - input'!$D64=\"\"),\"\",P79/'Historical scenario - input'!$D64),\"\")","v":""},{"$f":"IFERROR(IF(OR(Q79=\"\",'Historical scenario - input'!$D64=\"\"),\"\",Q79/'Historical scenario - input'!$D64),\"\")","v":""},{"$f":"IFERROR(IF(OR(R79=\"\",'Historical scenario - input'!$D64=\"\"),\"\",R79/'Historical scenario - input'!$D64),\"\")","v":""},{"$f":"IFERROR(IF(OR(S79=\"\",'Historical scenario - input'!$D64=\"\"),\"\",S79/'Historical scenario - input'!$D64),\"\")","v":""},{"$f":"IFERROR(IF(OR(T79=\"\",'Historical scenario - input'!$D64=\"\"),\"\",T79/'Historical scenario - input'!$D64),\"\")","v":""},{"$f":"IFERROR(IF(OR(U79=\"\",'Historical scenario - input'!$D64=\"\"),\"\",U79/'Historical scenario - input'!$D64),\"\")","v":""},{"$f":"IFERROR(IF(OR(V79=\"\",'Historical scenario - input'!$D64=\"\"),\"\",V79/'Historical scenario - input'!$D64),\"\")","v":""},{"$f":"IFERROR(IF(OR(W79=\"\",'Historical scenario - input'!$D64=\"\"),\"\",W79/'Historical scenario - input'!$D64),\"\")","v":""}]
[{"$f":"IFERROR('Historical scenario - input'!A65,\"\")","v":""},{"$f":"IFERROR('Historical scenario - input'!B65,\"\")","v":0},{"$f":"IFERROR('Historical scenario - input'!C65,\"\")","v":0},{"$f":"IFERROR(repcalc('Historical scenario - input'!$CV65:$GH65,'Historical scenario - input'!$G65,'Historical scenario - input'!$E65,'Historical scenario - input'!$F65,20,TRUE,TRUE),\"\")","v":""},"","","","","","","","","","","","","","","","","","","",{"$f":"IFERROR(IF(OR(D80=\"\",'Historical scenario - input'!$D65=\"\"),\"\",D80/'Historical scenario - input'!$D65),\"\")","v":""},{"$f":"IFERROR(IF(OR(E80=\"\",'Historical scenario - input'!$D65=\"\"),\"\",E80/'Historical scenario - input'!$D65),\"\")","v":""},{"$f":"IFERROR(IF(OR(F80=\"\",'Historical scenario - input'!$D65=\"\"),\"\",F80/'Historical scenario - input'!$D65),\"\")","v":""},{"$f":"IFERROR(IF(OR(G80=\"\",'Historical scenario - input'!$D65=\"\"),\"\",G80/'Historical scenario - input'!$D65),\"\")","v":""},{"$f":"IFERROR(IF(OR(H80=\"\",'Historical scenario - input'!$D65=\"\"),\"\",H80/'Historical scenario - input'!$D65),\"\")","v":""},{"$f":"IFERROR(IF(OR(I80=\"\",'Historical scenario - input'!$D65=\"\"),\"\",I80/'Historical scenario - input'!$D65),\"\")","v":""},{"$f":"IFERROR(IF(OR(J80=\"\",'Historical scenario - input'!$D65=\"\"),\"\",J80/'Historical scenario - input'!$D65),\"\")","v":""},{"$f":"IFERROR(IF(OR(K80=\"\",'Historical scenario - input'!$D65=\"\"),\"\",K80/'Historical scenario - input'!$D65),\"\")","v":""},{"$f":"IFERROR(IF(OR(L80=\"\",'Historical scenario - input'!$D65=\"\"),\"\",L80/'Historical scenario - input'!$D65),\"\")","v":""},{"$f":"IFERROR(IF(OR(M80=\"\",'Historical scenario - input'!$D65=\"\"),\"\",M80/'Historical scenario - input'!$D65),\"\")","v":""},{"$f":"IFERROR(IF(OR(N80=\"\",'Historical scenario - input'!$D65=\"\"),\"\",N80/'Historical scenario - input'!$D65),\"\")","v":""},{"$f":"IFERROR(IF(OR(O80=\"\",'Historical scenario - input'!$D65=\"\"),\"\",O80/'Historical scenario - input'!$D65),\"\")","v":""},{"$f":"IFERROR(IF(OR(P80=\"\",'Historical scenario - input'!$D65=\"\"),\"\",P80/'Historical scenario - input'!$D65),\"\")","v":""},{"$f":"IFERROR(IF(OR(Q80=\"\",'Historical scenario - input'!$D65=\"\"),\"\",Q80/'Historical scenario - input'!$D65),\"\")","v":""},{"$f":"IFERROR(IF(OR(R80=\"\",'Historical scenario - input'!$D65=\"\"),\"\",R80/'Historical scenario - input'!$D65),\"\")","v":""},{"$f":"IFERROR(IF(OR(S80=\"\",'Historical scenario - input'!$D65=\"\"),\"\",S80/'Historical scenario - input'!$D65),\"\")","v":""},{"$f":"IFERROR(IF(OR(T80=\"\",'Historical scenario - input'!$D65=\"\"),\"\",T80/'Historical scenario - input'!$D65),\"\")","v":""},{"$f":"IFERROR(IF(OR(U80=\"\",'Historical scenario - input'!$D65=\"\"),\"\",U80/'Historical scenario - input'!$D65),\"\")","v":""},{"$f":"IFERROR(IF(OR(V80=\"\",'Historical scenario - input'!$D65=\"\"),\"\",V80/'Historical scenario - input'!$D65),\"\")","v":""},{"$f":"IFERROR(IF(OR(W80=\"\",'Historical scenario - input'!$D65=\"\"),\"\",W80/'Historical scenario - input'!$D65),\"\")","v":""}]
[{"$f":"IFERROR('Historical scenario - input'!A66,\"\")","v":""},{"$f":"IFERROR('Historical scenario - input'!B66,\"\")","v":0},{"$f":"IFERROR('Historical scenario - input'!C66,\"\")","v":0},{"$f":"IFERROR(repcalc('Historical scenario - input'!$CV66:$GH66,'Historical scenario - input'!$G66,'Historical scenario - input'!$E66,'Historical scenario - input'!$F66,20,TRUE,TRUE),\"\")","v":""},"","","","","","","","","","","","","","","","","","","",{"$f":"IFERROR(IF(OR(D81=\"\",'Historical scenario - input'!$D66=\"\"),\"\",D81/'Historical scenario - input'!$D66),\"\")","v":""},{"$f":"IFERROR(IF(OR(E81=\"\",'Historical scenario - input'!$D66=\"\"),\"\",E81/'Historical scenario - input'!$D66),\"\")","v":""},{"$f":"IFERROR(IF(OR(F81=\"\",'Historical scenario - input'!$D66=\"\"),\"\",F81/'Historical scenario - input'!$D66),\"\")","v":""},{"$f":"IFERROR(IF(OR(G81=\"\",'Historical scenario - input'!$D66=\"\"),\"\",G81/'Historical scenario - input'!$D66),\"\")","v":""},{"$f":"IFERROR(IF(OR(H81=\"\",'Historical scenario - input'!$D66=\"\"),\"\",H81/'Historical scenario - input'!$D66),\"\")","v":""},{"$f":"IFERROR(IF(OR(I81=\"\",'Historical scenario - input'!$D66=\"\"),\"\",I81/'Historical scenario - input'!$D66),\"\")","v":""},{"$f":"IFERROR(IF(OR(J81=\"\",'Historical scenario - input'!$D66=\"\"),\"\",J81/'Historical scenario - input'!$D66),\"\")","v":""},{"$f":"IFERROR(IF(OR(K81=\"\",'Historical scenario - input'!$D66=\"\"),\"\",K81/'Historical scenario - input'!$D66),\"\")","v":""},{"$f":"IFERROR(IF(OR(L81=\"\",'Historical scenario - input'!$D66=\"\"),\"\",L81/'Historical scenario - input'!$D66),\"\")","v":""},{"$f":"IFERROR(IF(OR(M81=\"\",'Historical scenario - input'!$D66=\"\"),\"\",M81/'Historical scenario - input'!$D66),\"\")","v":""},{"$f":"IFERROR(IF(OR(N81=\"\",'Historical scenario - input'!$D66=\"\"),\"\",N81/'Historical scenario - input'!$D66),\"\")","v":""},{"$f":"IFERROR(IF(OR(O81=\"\",'Historical scenario - input'!$D66=\"\"),\"\",O81/'Historical scenario - input'!$D66),\"\")","v":""},{"$f":"IFERROR(IF(OR(P81=\"\",'Historical scenario - input'!$D66=\"\"),\"\",P81/'Historical scenario - input'!$D66),\"\")","v":""},{"$f":"IFERROR(IF(OR(Q81=\"\",'Historical scenario - input'!$D66=\"\"),\"\",Q81/'Historical scenario - input'!$D66),\"\")","v":""},{"$f":"IFERROR(IF(OR(R81=\"\",'Historical scenario - input'!$D66=\"\"),\"\",R81/'Historical scenario - input'!$D66),\"\")","v":""},{"$f":"IFERROR(IF(OR(S81=\"\",'Historical scenario - input'!$D66=\"\"),\"\",S81/'Historical scenario - input'!$D66),\"\")","v":""},{"$f":"IFERROR(IF(OR(T81=\"\",'Historical scenario - input'!$D66=\"\"),\"\",T81/'Historical scenario - input'!$D66),\"\")","v":""},{"$f":"IFERROR(IF(OR(U81=\"\",'Historical scenario - input'!$D66=\"\"),\"\",U81/'Historical scenario - input'!$D66),\"\")","v":""},{"$f":"IFERROR(IF(OR(V81=\"\",'Historical scenario - input'!$D66=\"\"),\"\",V81/'Historical scenario - input'!$D66),\"\")","v":""},{"$f":"IFERROR(IF(OR(W81=\"\",'Historical scenario - input'!$D66=\"\"),\"\",W81/'Historical scenario - input'!$D66),\"\")","v":""}]
[{"$f":"IFERROR('Historical scenario - input'!A67,\"\")","v":""},{"$f":"IFERROR('Historical scenario - input'!B67,\"\")","v":0},{"$f":"IFERROR('Historical scenario - input'!C67,\"\")","v":0},{"$f":"IFERROR(repcalc('Historical scenario - input'!$CV67:$GH67,'Historical scenario - input'!$G67,'Historical scenario - input'!$E67,'Historical scenario - input'!$F67,20,TRUE,TRUE),\"\")","v":""},"","","","","","","","","","","","","","","","","","","",{"$f":"IFERROR(IF(OR(D82=\"\",'Historical scenario - input'!$D67=\"\"),\"\",D82/'Historical scenario - input'!$D67),\"\")","v":""},{"$f":"IFERROR(IF(OR(E82=\"\",'Historical scenario - input'!$D67=\"\"),\"\",E82/'Historical scenario - input'!$D67),\"\")","v":""},{"$f":"IFERROR(IF(OR(F82=\"\",'Historical scenario - input'!$D67=\"\"),\"\",F82/'Historical scenario - input'!$D67),\"\")","v":""},{"$f":"IFERROR(IF(OR(G82=\"\",'Historical scenario - input'!$D67=\"\"),\"\",G82/'Historical scenario - input'!$D67),\"\")","v":""},{"$f":"IFERROR(IF(OR(H82=\"\",'Historical scenario - input'!$D67=\"\"),\"\",H82/'Historical scenario - input'!$D67),\"\")","v":""},{"$f":"IFERROR(IF(OR(I82=\"\",'Historical scenario - input'!$D67=\"\"),\"\",I82/'Historical scenario - input'!$D67),\"\")","v":""},{"$f":"IFERROR(IF(OR(J82=\"\",'Historical scenario - input'!$D67=\"\"),\"\",J82/'Historical scenario - input'!$D67),\"\")","v":""},{"$f":"IFERROR(IF(OR(K82=\"\",'Historical scenario - input'!$D67=\"\"),\"\",K82/'Historical scenario - input'!$D67),\"\")","v":""},{"$f":"IFERROR(IF(OR(L82=\"\",'Historical scenario - input'!$D67=\"\"),\"\",L82/'Historical scenario - input'!$D67),\"\")","v":""},{"$f":"IFERROR(IF(OR(M82=\"\",'Historical scenario - input'!$D67=\"\"),\"\",M82/'Historical scenario - input'!$D67),\"\")","v":""},{"$f":"IFERROR(IF(OR(N82=\"\",'Historical scenario - input'!$D67=\"\"),\"\",N82/'Historical scenario - input'!$D67),\"\")","v":""},{"$f":"IFERROR(IF(OR(O82=\"\",'Historical scenario - input'!$D67=\"\"),\"\",O82/'Historical scenario - input'!$D67),\"\")","v":""},{"$f":"IFERROR(IF(OR(P82=\"\",'Historical scenario - input'!$D67=\"\"),\"\",P82/'Historical scenario - input'!$D67),\"\")","v":""},{"$f":"IFERROR(IF(OR(Q82=\"\",'Historical scenario - input'!$D67=\"\"),\"\",Q82/'Historical scenario - input'!$D67),\"\")","v":""},{"$f":"IFERROR(IF(OR(R82=\"\",'Historical scenario - input'!$D67=\"\"),\"\",R82/'Historical scenario - input'!$D67),\"\")","v":""},{"$f":"IFERROR(IF(OR(S82=\"\",'Historical scenario - input'!$D67=\"\"),\"\",S82/'Historical scenario - input'!$D67),\"\")","v":""},{"$f":"IFERROR(IF(OR(T82=\"\",'Historical scenario - input'!$D67=\"\"),\"\",T82/'Historical scenario - input'!$D67),\"\")","v":""},{"$f":"IFERROR(IF(OR(U82=\"\",'Historical scenario - input'!$D67=\"\"),\"\",U82/'Historical scenario - input'!$D67),\"\")","v":""},{"$f":"IFERROR(IF(OR(V82=\"\",'Historical scenario - input'!$D67=\"\"),\"\",V82/'Historical scenario - input'!$D67),\"\")","v":""},{"$f":"IFERROR(IF(OR(W82=\"\",'Historical scenario - input'!$D67=\"\"),\"\",W82/'Historical scenario - input'!$D67),\"\")","v":""}]
[{"$f":"IFERROR('Historical scenario - input'!A68,\"\")","v":""},{"$f":"IFERROR('Historical scenario - input'!B68,\"\")","v":0},{"$f":"IFERROR('Historical scenario - input'!C68,\"\")","v":0},{"$f":"IFERROR(repcalc('Historical scenario - input'!$CV68:$GH68,'Historical scenario - input'!$G68,'Historical scenario - input'!$E68,'Historical scenario - input'!$F68,20,TRUE,TRUE),\"\")","v":""},"","","","","","","","","","","","","","","","","","","",{"$f":"IFERROR(IF(OR(D83=\"\",'Historical scenario - input'!$D68=\"\"),\"\",D83/'Historical scenario - input'!$D68),\"\")","v":""},{"$f":"IFERROR(IF(OR(E83=\"\",'Historical scenario - input'!$D68=\"\"),\"\",E83/'Historical scenario - input'!$D68),\"\")","v":""},{"$f":"IFERROR(IF(OR(F83=\"\",'Historical scenario - input'!$D68=\"\"),\"\",F83/'Historical scenario - input'!$D68),\"\")","v":""},{"$f":"IFERROR(IF(OR(G83=\"\",'Historical scenario - input'!$D68=\"\"),\"\",G83/'Historical scenario - input'!$D68),\"\")","v":""},{"$f":"IFERROR(IF(OR(H83=\"\",'Historical scenario - input'!$D68=\"\"),\"\",H83/'Historical scenario - input'!$D68),\"\")","v":""},{"$f":"IFERROR(IF(OR(I83=\"\",'Historical scenario - input'!$D68=\"\"),\"\",I83/'Historical scenario - input'!$D68),\"\")","v":""},{"$f":"IFERROR(IF(OR(J83=\"\",'Historical scenario - input'!$D68=\"\"),\"\",J83/'Historical scenario - input'!$D68),\"\")","v":""},{"$f":"IFERROR(IF(OR(K83=\"\",'Historical scenario - input'!$D68=\"\"),\"\",K83/'Historical scenario - input'!$D68),\"\")","v":""},{"$f":"IFERROR(IF(OR(L83=\"\",'Historical scenario - input'!$D68=\"\"),\"\",L83/'Historical scenario - input'!$D68),\"\")","v":""},{"$f":"IFERROR(IF(OR(M83=\"\",'Historical scenario - input'!$D68=\"\"),\"\",M83/'Historical scenario - input'!$D68),\"\")","v":""},{"$f":"IFERROR(IF(OR(N83=\"\",'Historical scenario - input'!$D68=\"\"),\"\",N83/'Historical scenario - input'!$D68),\"\")","v":""},{"$f":"IFERROR(IF(OR(O83=\"\",'Historical scenario - input'!$D68=\"\"),\"\",O83/'Historical scenario - input'!$D68),\"\")","v":""},{"$f":"IFERROR(IF(OR(P83=\"\",'Historical scenario - input'!$D68=\"\"),\"\",P83/'Historical scenario - input'!$D68),\"\")","v":""},{"$f":"IFERROR(IF(OR(Q83=\"\",'Historical scenario - input'!$D68=\"\"),\"\",Q83/'Historical scenario - input'!$D68),\"\")","v":""},{"$f":"IFERROR(IF(OR(R83=\"\",'Historical scenario - input'!$D68=\"\"),\"\",R83/'Historical scenario - input'!$D68),\"\")","v":""},{"$f":"IFERROR(IF(OR(S83=\"\",'Historical scenario - input'!$D68=\"\"),\"\",S83/'Historical scenario - input'!$D68),\"\")","v":""},{"$f":"IFERROR(IF(OR(T83=\"\",'Historical scenario - input'!$D68=\"\"),\"\",T83/'Historical scenario - input'!$D68),\"\")","v":""},{"$f":"IFERROR(IF(OR(U83=\"\",'Historical scenario - input'!$D68=\"\"),\"\",U83/'Historical scenario - input'!$D68),\"\")","v":""},{"$f":"IFERROR(IF(OR(V83=\"\",'Historical scenario - input'!$D68=\"\"),\"\",V83/'Historical scenario - input'!$D68),\"\")","v":""},{"$f":"IFERROR(IF(OR(W83=\"\",'Historical scenario - input'!$D68=\"\"),\"\",W83/'Historical scenario - input'!$D68),\"\")","v":""}]
[{"$f":"IFERROR('Historical scenario - input'!A69,\"\")","v":""},{"$f":"IFERROR('Historical scenario - input'!B69,\"\")","v":0},{"$f":"IFERROR('Historical scenario - input'!C69,\"\")","v":0},{"$f":"IFERROR(repcalc('Historical scenario - input'!$CV69:$GH69,'Historical scenario - input'!$G69,'Historical scenario - input'!$E69,'Historical scenario - input'!$F69,20,TRUE,TRUE),\"\")","v":""},"","","","","","","","","","","","","","","","","","","",{"$f":"IFERROR(IF(OR(D84=\"\",'Historical scenario - input'!$D69=\"\"),\"\",D84/'Historical scenario - input'!$D69),\"\")","v":""},{"$f":"IFERROR(IF(OR(E84=\"\",'Historical scenario - input'!$D69=\"\"),\"\",E84/'Historical scenario - input'!$D69),\"\")","v":""},{"$f":"IFERROR(IF(OR(F84=\"\",'Historical scenario - input'!$D69=\"\"),\"\",F84/'Historical scenario - input'!$D69),\"\")","v":""},{"$f":"IFERROR(IF(OR(G84=\"\",'Historical scenario - input'!$D69=\"\"),\"\",G84/'Historical scenario - input'!$D69),\"\")","v":""},{"$f":"IFERROR(IF(OR(H84=\"\",'Historical scenario - input'!$D69=\"\"),\"\",H84/'Historical scenario - input'!$D69),\"\")","v":""},{"$f":"IFERROR(IF(OR(I84=\"\",'Historical scenario - input'!$D69=\"\"),\"\",I84/'Historical scenario - input'!$D69),\"\")","v":""},{"$f":"IFERROR(IF(OR(J84=\"\",'Historical scenario - input'!$D69=\"\"),\"\",J84/'Historical scenario - input'!$D69),\"\")","v":""},{"$f":"IFERROR(IF(OR(K84=\"\",'Historical scenario - input'!$D69=\"\"),\"\",K84/'Historical scenario - input'!$D69),\"\")","v":""},{"$f":"IFERROR(IF(OR(L84=\"\",'Historical scenario - input'!$D69=\"\"),\"\",L84/'Historical scenario - input'!$D69),\"\")","v":""},{"$f":"IFERROR(IF(OR(M84=\"\",'Historical scenario - input'!$D69=\"\"),\"\",M84/'Historical scenario - input'!$D69),\"\")","v":""},{"$f":"IFERROR(IF(OR(N84=\"\",'Historical scenario - input'!$D69=\"\"),\"\",N84/'Historical scenario - input'!$D69),\"\")","v":""},{"$f":"IFERROR(IF(OR(O84=\"\",'Historical scenario - input'!$D69=\"\"),\"\",O84/'Historical scenario - input'!$D69),\"\")","v":""},{"$f":"IFERROR(IF(OR(P84=\"\",'Historical scenario - input'!$D69=\"\"),\"\",P84/'Historical scenario - input'!$D69),\"\")","v":""},{"$f":"IFERROR(IF(OR(Q84=\"\",'Historical scenario - input'!$D69=\"\"),\"\",Q84/'Historical scenario - input'!$D69),\"\")","v":""},{"$f":"IFERROR(IF(OR(R84=\"\",'Historical scenario - input'!$D69=\"\"),\"\",R84/'Historical scenario - input'!$D69),\"\")","v":""},{"$f":"IFERROR(IF(OR(S84=\"\",'Historical scenario - input'!$D69=\"\"),\"\",S84/'Historical scenario - input'!$D69),\"\")","v":""},{"$f":"IFERROR(IF(OR(T84=\"\",'Historical scenario - input'!$D69=\"\"),\"\",T84/'Historical scenario - input'!$D69),\"\")","v":""},{"$f":"IFERROR(IF(OR(U84=\"\",'Historical scenario - input'!$D69=\"\"),\"\",U84/'Historical scenario - input'!$D69),\"\")","v":""},{"$f":"IFERROR(IF(OR(V84=\"\",'Historical scenario - input'!$D69=\"\"),\"\",V84/'Historical scenario - input'!$D69),\"\")","v":""},{"$f":"IFERROR(IF(OR(W84=\"\",'Historical scenario - input'!$D69=\"\"),\"\",W84/'Historical scenario - input'!$D69),\"\")","v":""}]
[{"$f":"IFERROR('Historical scenario - input'!A70,\"\")","v":""},{"$f":"IFERROR('Historical scenario - input'!B70,\"\")","v":0},{"$f":"IFERROR('Historical scenario - input'!C70,\"\")","v":0},{"$f":"IFERROR(repcalc('Historical scenario - input'!$CV70:$GH70,'Historical scenario - input'!$G70,'Historical scenario - input'!$E70,'Historical scenario - input'!$F70,20,TRUE,TRUE),\"\")","v":""},"","","","","","","","","","","","","","","","","","","",{"$f":"IFERROR(IF(OR(D85=\"\",'Historical scenario - input'!$D70=\"\"),\"\",D85/'Historical scenario - input'!$D70),\"\")","v":""},{"$f":"IFERROR(IF(OR(E85=\"\",'Historical scenario - input'!$D70=\"\"),\"\",E85/'Historical scenario - input'!$D70),\"\")","v":""},{"$f":"IFERROR(IF(OR(F85=\"\",'Historical scenario - input'!$D70=\"\"),\"\",F85/'Historical scenario - input'!$D70),\"\")","v":""},{"$f":"IFERROR(IF(OR(G85=\"\",'Historical scenario - input'!$D70=\"\"),\"\",G85/'Historical scenario - input'!$D70),\"\")","v":""},{"$f":"IFERROR(IF(OR(H85=\"\",'Historical scenario - input'!$D70=\"\"),\"\",H85/'Historical scenario - input'!$D70),\"\")","v":""},{"$f":"IFERROR(IF(OR(I85=\"\",'Historical scenario - input'!$D70=\"\"),\"\",I85/'Historical scenario - input'!$D70),\"\")","v":""},{"$f":"IFERROR(IF(OR(J85=\"\",'Historical scenario - input'!$D70=\"\"),\"\",J85/'Historical scenario - input'!$D70),\"\")","v":""},{"$f":"IFERROR(IF(OR(K85=\"\",'Historical scenario - input'!$D70=\"\"),\"\",K85/'Historical scenario - input'!$D70),\"\")","v":""},{"$f":"IFERROR(IF(OR(L85=\"\",'Historical scenario - input'!$D70=\"\"),\"\",L85/'Historical scenario - input'!$D70),\"\")","v":""},{"$f":"IFERROR(IF(OR(M85=\"\",'Historical scenario - input'!$D70=\"\"),\"\",M85/'Historical scenario - input'!$D70),\"\")","v":""},{"$f":"IFERROR(IF(OR(N85=\"\",'Historical scenario - input'!$D70=\"\"),\"\",N85/'Historical scenario - input'!$D70),\"\")","v":""},{"$f":"IFERROR(IF(OR(O85=\"\",'Historical scenario - input'!$D70=\"\"),\"\",O85/'Historical scenario - input'!$D70),\"\")","v":""},{"$f":"IFERROR(IF(OR(P85=\"\",'Historical scenario - input'!$D70=\"\"),\"\",P85/'Historical scenario - input'!$D70),\"\")","v":""},{"$f":"IFERROR(IF(OR(Q85=\"\",'Historical scenario - input'!$D70=\"\"),\"\",Q85/'Historical scenario - input'!$D70),\"\")","v":""},{"$f":"IFERROR(IF(OR(R85=\"\",'Historical scenario - input'!$D70=\"\"),\"\",R85/'Historical scenario - input'!$D70),\"\")","v":""},{"$f":"IFERROR(IF(OR(S85=\"\",'Historical scenario - input'!$D70=\"\"),\"\",S85/'Historical scenario - input'!$D70),\"\")","v":""},{"$f":"IFERROR(IF(OR(T85=\"\",'Historical scenario - input'!$D70=\"\"),\"\",T85/'Historical scenario - input'!$D70),\"\")","v":""},{"$f":"IFERROR(IF(OR(U85=\"\",'Historical scenario - input'!$D70=\"\"),\"\",U85/'Historical scenario - input'!$D70),\"\")","v":""},{"$f":"IFERROR(IF(OR(V85=\"\",'Historical scenario - input'!$D70=\"\"),\"\",V85/'Historical scenario - input'!$D70),\"\")","v":""},{"$f":"IFERROR(IF(OR(W85=\"\",'Historical scenario - input'!$D70=\"\"),\"\",W85/'Historical scenario - input'!$D70),\"\")","v":""}]
[{"$f":"IFERROR('Historical scenario - input'!A71,\"\")","v":""},{"$f":"IFERROR('Historical scenario - input'!B71,\"\")","v":0},{"$f":"IFERROR('Historical scenario - input'!C71,\"\")","v":0},{"$f":"IFERROR(repcalc('Historical scenario - input'!$CV71:$GH71,'Historical scenario - input'!$G71,'Historical scenario - input'!$E71,'Historical scenario - input'!$F71,20,TRUE,TRUE),\"\")","v":""},"","","","","","","","","","","","","","","","","","","",{"$f":"IFERROR(IF(OR(D86=\"\",'Historical scenario - input'!$D71=\"\"),\"\",D86/'Historical scenario - input'!$D71),\"\")","v":""},{"$f":"IFERROR(IF(OR(E86=\"\",'Historical scenario - input'!$D71=\"\"),\"\",E86/'Historical scenario - input'!$D71),\"\")","v":""},{"$f":"IFERROR(IF(OR(F86=\"\",'Historical scenario - input'!$D71=\"\"),\"\",F86/'Historical scenario - input'!$D71),\"\")","v":""},{"$f":"IFERROR(IF(OR(G86=\"\",'Historical scenario - input'!$D71=\"\"),\"\",G86/'Historical scenario - input'!$D71),\"\")","v":""},{"$f":"IFERROR(IF(OR(H86=\"\",'Historical scenario - input'!$D71=\"\"),\"\",H86/'Historical scenario - input'!$D71),\"\")","v":""},{"$f":"IFERROR(IF(OR(I86=\"\",'Historical scenario - input'!$D71=\"\"),\"\",I86/'Historical scenario - input'!$D71),\"\")","v":""},{"$f":"IFERROR(IF(OR(J86=\"\",'Historical scenario - input'!$D71=\"\"),\"\",J86/'Historical scenario - input'!$D71),\"\")","v":""},{"$f":"IFERROR(IF(OR(K86=\"\",'Historical scenario - input'!$D71=\"\"),\"\",K86/'Historical scenario - input'!$D71),\"\")","v":""},{"$f":"IFERROR(IF(OR(L86=\"\",'Historical scenario - input'!$D71=\"\"),\"\",L86/'Historical scenario - input'!$D71),\"\")","v":""},{"$f":"IFERROR(IF(OR(M86=\"\",'Historical scenario - input'!$D71=\"\"),\"\",M86/'Historical scenario - input'!$D71),\"\")","v":""},{"$f":"IFERROR(IF(OR(N86=\"\",'Historical scenario - input'!$D71=\"\"),\"\",N86/'Historical scenario - input'!$D71),\"\")","v":""},{"$f":"IFERROR(IF(OR(O86=\"\",'Historical scenario - input'!$D71=\"\"),\"\",O86/'Historical scenario - input'!$D71),\"\")","v":""},{"$f":"IFERROR(IF(OR(P86=\"\",'Historical scenario - input'!$D71=\"\"),\"\",P86/'Historical scenario - input'!$D71),\"\")","v":""},{"$f":"IFERROR(IF(OR(Q86=\"\",'Historical scenario - input'!$D71=\"\"),\"\",Q86/'Historical scenario - input'!$D71),\"\")","v":""},{"$f":"IFERROR(IF(OR(R86=\"\",'Historical scenario - input'!$D71=\"\"),\"\",R86/'Historical scenario - input'!$D71),\"\")","v":""},{"$f":"IFERROR(IF(OR(S86=\"\",'Historical scenario - input'!$D71=\"\"),\"\",S86/'Historical scenario - input'!$D71),\"\")","v":""},{"$f":"IFERROR(IF(OR(T86=\"\",'Historical scenario - input'!$D71=\"\"),\"\",T86/'Historical scenario - input'!$D71),\"\")","v":""},{"$f":"IFERROR(IF(OR(U86=\"\",'Historical scenario - input'!$D71=\"\"),\"\",U86/'Historical scenario - input'!$D71),\"\")","v":""},{"$f":"IFERROR(IF(OR(V86=\"\",'Historical scenario - input'!$D71=\"\"),\"\",V86/'Historical scenario - input'!$D71),\"\")","v":""},{"$f":"IFERROR(IF(OR(W86=\"\",'Historical scenario - input'!$D71=\"\"),\"\",W86/'Historical scenario - input'!$D71),\"\")","v":""}]
[{"$f":"IFERROR('Historical scenario - input'!A72,\"\")","v":""},{"$f":"IFERROR('Historical scenario - input'!B72,\"\")","v":0},{"$f":"IFERROR('Historical scenario - input'!C72,\"\")","v":0},{"$f":"IFERROR(repcalc('Historical scenario - input'!$CV72:$GH72,'Historical scenario - input'!$G72,'Historical scenario - input'!$E72,'Historical scenario - input'!$F72,20,TRUE,TRUE),\"\")","v":""},"","","","","","","","","","","","","","","","","","","",{"$f":"IFERROR(IF(OR(D87=\"\",'Historical scenario - input'!$D72=\"\"),\"\",D87/'Historical scenario - input'!$D72),\"\")","v":""},{"$f":"IFERROR(IF(OR(E87=\"\",'Historical scenario - input'!$D72=\"\"),\"\",E87/'Historical scenario - input'!$D72),\"\")","v":""},{"$f":"IFERROR(IF(OR(F87=\"\",'Historical scenario - input'!$D72=\"\"),\"\",F87/'Historical scenario - input'!$D72),\"\")","v":""},{"$f":"IFERROR(IF(OR(G87=\"\",'Historical scenario - input'!$D72=\"\"),\"\",G87/'Historical scenario - input'!$D72),\"\")","v":""},{"$f":"IFERROR(IF(OR(H87=\"\",'Historical scenario - input'!$D72=\"\"),\"\",H87/'Historical scenario - input'!$D72),\"\")","v":""},{"$f":"IFERROR(IF(OR(I87=\"\",'Historical scenario - input'!$D72=\"\"),\"\",I87/'Historical scenario - input'!$D72),\"\")","v":""},{"$f":"IFERROR(IF(OR(J87=\"\",'Historical scenario - input'!$D72=\"\"),\"\",J87/'Historical scenario - input'!$D72),\"\")","v":""},{"$f":"IFERROR(IF(OR(K87=\"\",'Historical scenario - input'!$D72=\"\"),\"\",K87/'Historical scenario - input'!$D72),\"\")","v":""},{"$f":"IFERROR(IF(OR(L87=\"\",'Historical scenario - input'!$D72=\"\"),\"\",L87/'Historical scenario - input'!$D72),\"\")","v":""},{"$f":"IFERROR(IF(OR(M87=\"\",'Historical scenario - input'!$D72=\"\"),\"\",M87/'Historical scenario - input'!$D72),\"\")","v":""},{"$f":"IFERROR(IF(OR(N87=\"\",'Historical scenario - input'!$D72=\"\"),\"\",N87/'Historical scenario - input'!$D72),\"\")","v":""},{"$f":"IFERROR(IF(OR(O87=\"\",'Historical scenario - input'!$D72=\"\"),\"\",O87/'Historical scenario - input'!$D72),\"\")","v":""},{"$f":"IFERROR(IF(OR(P87=\"\",'Historical scenario - input'!$D72=\"\"),\"\",P87/'Historical scenario - input'!$D72),\"\")","v":""},{"$f":"IFERROR(IF(OR(Q87=\"\",'Historical scenario - input'!$D72=\"\"),\"\",Q87/'Historical scenario - input'!$D72),\"\")","v":""},{"$f":"IFERROR(IF(OR(R87=\"\",'Historical scenario - input'!$D72=\"\"),\"\",R87/'Historical scenario - input'!$D72),\"\")","v":""},{"$f":"IFERROR(IF(OR(S87=\"\",'Historical scenario - input'!$D72=\"\"),\"\",S87/'Historical scenario - input'!$D72),\"\")","v":""},{"$f":"IFERROR(IF(OR(T87=\"\",'Historical scenario - input'!$D72=\"\"),\"\",T87/'Historical scenario - input'!$D72),\"\")","v":""},{"$f":"IFERROR(IF(OR(U87=\"\",'Historical scenario - input'!$D72=\"\"),\"\",U87/'Historical scenario - input'!$D72),\"\")","v":""},{"$f":"IFERROR(IF(OR(V87=\"\",'Historical scenario - input'!$D72=\"\"),\"\",V87/'Historical scenario - input'!$D72),\"\")","v":""},{"$f":"IFERROR(IF(OR(W87=\"\",'Historical scenario - input'!$D72=\"\"),\"\",W87/'Historical scenario - input'!$D72),\"\")","v":""}]
[{"$f":"IFERROR('Historical scenario - input'!A73,\"\")","v":""},{"$f":"IFERROR('Historical scenario - input'!B73,\"\")","v":0},{"$f":"IFERROR('Historical scenario - input'!C73,\"\")","v":0},{"$f":"IFERROR(repcalc('Historical scenario - input'!$CV73:$GH73,'Historical scenario - input'!$G73,'Historical scenario - input'!$E73,'Historical scenario - input'!$F73,20,TRUE,TRUE),\"\")","v":""},"","","","","","","","","","","","","","","","","","","",{"$f":"IFERROR(IF(OR(D88=\"\",'Historical scenario - input'!$D73=\"\"),\"\",D88/'Historical scenario - input'!$D73),\"\")","v":""},{"$f":"IFERROR(IF(OR(E88=\"\",'Historical scenario - input'!$D73=\"\"),\"\",E88/'Historical scenario - input'!$D73),\"\")","v":""},{"$f":"IFERROR(IF(OR(F88=\"\",'Historical scenario - input'!$D73=\"\"),\"\",F88/'Historical scenario - input'!$D73),\"\")","v":""},{"$f":"IFERROR(IF(OR(G88=\"\",'Historical scenario - input'!$D73=\"\"),\"\",G88/'Historical scenario - input'!$D73),\"\")","v":""},{"$f":"IFERROR(IF(OR(H88=\"\",'Historical scenario - input'!$D73=\"\"),\"\",H88/'Historical scenario - input'!$D73),\"\")","v":""},{"$f":"IFERROR(IF(OR(I88=\"\",'Historical scenario - input'!$D73=\"\"),\"\",I88/'Historical scenario - input'!$D73),\"\")","v":""},{"$f":"IFERROR(IF(OR(J88=\"\",'Historical scenario - input'!$D73=\"\"),\"\",J88/'Historical scenario - input'!$D73),\"\")","v":""},{"$f":"IFERROR(IF(OR(K88=\"\",'Historical scenario - input'!$D73=\"\"),\"\",K88/'Historical scenario - input'!$D73),\"\")","v":""},{"$f":"IFERROR(IF(OR(L88=\"\",'Historical scenario - input'!$D73=\"\"),\"\",L88/'Historical scenario - input'!$D73),\"\")","v":""},{"$f":"IFERROR(IF(OR(M88=\"\",'Historical scenario - input'!$D73=\"\"),\"\",M88/'Historical scenario - input'!$D73),\"\")","v":""},{"$f":"IFERROR(IF(OR(N88=\"\",'Historical scenario - input'!$D73=\"\"),\"\",N88/'Historical scenario - input'!$D73),\"\")","v":""},{"$f":"IFERROR(IF(OR(O88=\"\",'Historical scenario - input'!$D73=\"\"),\"\",O88/'Historical scenario - input'!$D73),\"\")","v":""},{"$f":"IFERROR(IF(OR(P88=\"\",'Historical scenario - input'!$D73=\"\"),\"\",P88/'Historical scenario - input'!$D73),\"\")","v":""},{"$f":"IFERROR(IF(OR(Q88=\"\",'Historical scenario - input'!$D73=\"\"),\"\",Q88/'Historical scenario - input'!$D73),\"\")","v":""},{"$f":"IFERROR(IF(OR(R88=\"\",'Historical scenario - input'!$D73=\"\"),\"\",R88/'Historical scenario - input'!$D73),\"\")","v":""},{"$f":"IFERROR(IF(OR(S88=\"\",'Historical scenario - input'!$D73=\"\"),\"\",S88/'Historical scenario - input'!$D73),\"\")","v":""},{"$f":"IFERROR(IF(OR(T88=\"\",'Historical scenario - input'!$D73=\"\"),\"\",T88/'Historical scenario - input'!$D73),\"\")","v":""},{"$f":"IFERROR(IF(OR(U88=\"\",'Historical scenario - input'!$D73=\"\"),\"\",U88/'Historical scenario - input'!$D73),\"\")","v":""},{"$f":"IFERROR(IF(OR(V88=\"\",'Historical scenario - input'!$D73=\"\"),\"\",V88/'Historical scenario - input'!$D73),\"\")","v":""},{"$f":"IFERROR(IF(OR(W88=\"\",'Historical scenario - input'!$D73=\"\"),\"\",W88/'Historical scenario - input'!$D73),\"\")","v":""}]
[{"$f":"IFERROR('Historical scenario - input'!A74,\"\")","v":""},{"$f":"IFERROR('Historical scenario - input'!B74,\"\")","v":0},{"$f":"IFERROR('Historical scenario - input'!C74,\"\")","v":0},{"$f":"IFERROR(repcalc('Historical scenario - input'!$CV74:$GH74,'Historical scenario - input'!$G74,'Historical scenario - input'!$E74,'Historical scenario - input'!$F74,20,TRUE,TRUE),\"\")","v":""},"","","","","","","","","","","","","","","","","","","",{"$f":"IFERROR(IF(OR(D89=\"\",'Historical scenario - input'!$D74=\"\"),\"\",D89/'Historical scenario - input'!$D74),\"\")","v":""},{"$f":"IFERROR(IF(OR(E89=\"\",'Historical scenario - input'!$D74=\"\"),\"\",E89/'Historical scenario - input'!$D74),\"\")","v":""},{"$f":"IFERROR(IF(OR(F89=\"\",'Historical scenario - input'!$D74=\"\"),\"\",F89/'Historical scenario - input'!$D74),\"\")","v":""},{"$f":"IFERROR(IF(OR(G89=\"\",'Historical scenario - input'!$D74=\"\"),\"\",G89/'Historical scenario - input'!$D74),\"\")","v":""},{"$f":"IFERROR(IF(OR(H89=\"\",'Historical scenario - input'!$D74=\"\"),\"\",H89/'Historical scenario - input'!$D74),\"\")","v":""},{"$f":"IFERROR(IF(OR(I89=\"\",'Historical scenario - input'!$D74=\"\"),\"\",I89/'Historical scenario - input'!$D74),\"\")","v":""},{"$f":"IFERROR(IF(OR(J89=\"\",'Historical scenario - input'!$D74=\"\"),\"\",J89/'Historical scenario - input'!$D74),\"\")","v":""},{"$f":"IFERROR(IF(OR(K89=\"\",'Historical scenario - input'!$D74=\"\"),\"\",K89/'Historical scenario - input'!$D74),\"\")","v":""},{"$f":"IFERROR(IF(OR(L89=\"\",'Historical scenario - input'!$D74=\"\"),\"\",L89/'Historical scenario - input'!$D74),\"\")","v":""},{"$f":"IFERROR(IF(OR(M89=\"\",'Historical scenario - input'!$D74=\"\"),\"\",M89/'Historical scenario - input'!$D74),\"\")","v":""},{"$f":"IFERROR(IF(OR(N89=\"\",'Historical scenario - input'!$D74=\"\"),\"\",N89/'Historical scenario - input'!$D74),\"\")","v":""},{"$f":"IFERROR(IF(OR(O89=\"\",'Historical scenario - input'!$D74=\"\"),\"\",O89/'Historical scenario - input'!$D74),\"\")","v":""},{"$f":"IFERROR(IF(OR(P89=\"\",'Historical scenario - input'!$D74=\"\"),\"\",P89/'Historical scenario - input'!$D74),\"\")","v":""},{"$f":"IFERROR(IF(OR(Q89=\"\",'Historical scenario - input'!$D74=\"\"),\"\",Q89/'Historical scenario - input'!$D74),\"\")","v":""},{"$f":"IFERROR(IF(OR(R89=\"\",'Historical scenario - input'!$D74=\"\"),\"\",R89/'Historical scenario - input'!$D74),\"\")","v":""},{"$f":"IFERROR(IF(OR(S89=\"\",'Historical scenario - input'!$D74=\"\"),\"\",S89/'Historical scenario - input'!$D74),\"\")","v":""},{"$f":"IFERROR(IF(OR(T89=\"\",'Historical scenario - input'!$D74=\"\"),\"\",T89/'Historical scenario - input'!$D74),\"\")","v":""},{"$f":"IFERROR(IF(OR(U89=\"\",'Historical scenario - input'!$D74=\"\"),\"\",U89/'Historical scenario - input'!$D74),\"\")","v":""},{"$f":"IFERROR(IF(OR(V89=\"\",'Historical scenario - input'!$D74=\"\"),\"\",V89/'Historical scenario - input'!$D74),\"\")","v":""},{"$f":"IFERROR(IF(OR(W89=\"\",'Historical scenario - input'!$D74=\"\"),\"\",W89/'Historical scenario - input'!$D74),\"\")","v":""}]
[{"$f":"IFERROR('Historical scenario - input'!A75,\"\")","v":""},{"$f":"IFERROR('Historical scenario - input'!B75,\"\")","v":0},{"$f":"IFERROR('Historical scenario - input'!C75,\"\")","v":0},{"$f":"IFERROR(repcalc('Historical scenario - input'!$CV75:$GH75,'Historical scenario - input'!$G75,'Historical scenario - input'!$E75,'Historical scenario - input'!$F75,20,TRUE,TRUE),\"\")","v":""},"","","","","","","","","","","","","","","","","","","",{"$f":"IFERROR(IF(OR(D90=\"\",'Historical scenario - input'!$D75=\"\"),\"\",D90/'Historical scenario - input'!$D75),\"\")","v":""},{"$f":"IFERROR(IF(OR(E90=\"\",'Historical scenario - input'!$D75=\"\"),\"\",E90/'Historical scenario - input'!$D75),\"\")","v":""},{"$f":"IFERROR(IF(OR(F90=\"\",'Historical scenario - input'!$D75=\"\"),\"\",F90/'Historical scenario - input'!$D75),\"\")","v":""},{"$f":"IFERROR(IF(OR(G90=\"\",'Historical scenario - input'!$D75=\"\"),\"\",G90/'Historical scenario - input'!$D75),\"\")","v":""},{"$f":"IFERROR(IF(OR(H90=\"\",'Historical scenario - input'!$D75=\"\"),\"\",H90/'Historical scenario - input'!$D75),\"\")","v":""},{"$f":"IFERROR(IF(OR(I90=\"\",'Historical scenario - input'!$D75=\"\"),\"\",I90/'Historical scenario - input'!$D75),\"\")","v":""},{"$f":"IFERROR(IF(OR(J90=\"\",'Historical scenario - input'!$D75=\"\"),\"\",J90/'Historical scenario - input'!$D75),\"\")","v":""},{"$f":"IFERROR(IF(OR(K90=\"\",'Historical scenario - input'!$D75=\"\"),\"\",K90/'Historical scenario - input'!$D75),\"\")","v":""},{"$f":"IFERROR(IF(OR(L90=\"\",'Historical scenario - input'!$D75=\"\"),\"\",L90/'Historical scenario - input'!$D75),\"\")","v":""},{"$f":"IFERROR(IF(OR(M90=\"\",'Historical scenario - input'!$D75=\"\"),\"\",M90/'Historical scenario - input'!$D75),\"\")","v":""},{"$f":"IFERROR(IF(OR(N90=\"\",'Historical scenario - input'!$D75=\"\"),\"\",N90/'Historical scenario - input'!$D75),\"\")","v":""},{"$f":"IFERROR(IF(OR(O90=\"\",'Historical scenario - input'!$D75=\"\"),\"\",O90/'Historical scenario - input'!$D75),\"\")","v":""},{"$f":"IFERROR(IF(OR(P90=\"\",'Historical scenario - input'!$D75=\"\"),\"\",P90/'Historical scenario - input'!$D75),\"\")","v":""},{"$f":"IFERROR(IF(OR(Q90=\"\",'Historical scenario - input'!$D75=\"\"),\"\",Q90/'Historical scenario - input'!$D75),\"\")","v":""},{"$f":"IFERROR(IF(OR(R90=\"\",'Historical scenario - input'!$D75=\"\"),\"\",R90/'Historical scenario - input'!$D75),\"\")","v":""},{"$f":"IFERROR(IF(OR(S90=\"\",'Historical scenario - input'!$D75=\"\"),\"\",S90/'Historical scenario - input'!$D75),\"\")","v":""},{"$f":"IFERROR(IF(OR(T90=\"\",'Historical scenario - input'!$D75=\"\"),\"\",T90/'Historical scenario - input'!$D75),\"\")","v":""},{"$f":"IFERROR(IF(OR(U90=\"\",'Historical scenario - input'!$D75=\"\"),\"\",U90/'Historical scenario - input'!$D75),\"\")","v":""},{"$f":"IFERROR(IF(OR(V90=\"\",'Historical scenario - input'!$D75=\"\"),\"\",V90/'Historical scenario - input'!$D75),\"\")","v":""},{"$f":"IFERROR(IF(OR(W90=\"\",'Historical scenario - input'!$D75=\"\"),\"\",W90/'Historical scenario - input'!$D75),\"\")","v":""}]
[{"$f":"IFERROR('Historical scenario - input'!A76,\"\")","v":""},{"$f":"IFERROR('Historical scenario - input'!B76,\"\")","v":0},{"$f":"IFERROR('Historical scenario - input'!C76,\"\")","v":0},{"$f":"IFERROR(repcalc('Historical scenario - input'!$CV76:$GH76,'Historical scenario - input'!$G76,'Historical scenario - input'!$E76,'Historical scenario - input'!$F76,20,TRUE,TRUE),\"\")","v":""},"","","","","","","","","","","","","","","","","","","",{"$f":"IFERROR(IF(OR(D91=\"\",'Historical scenario - input'!$D76=\"\"),\"\",D91/'Historical scenario - input'!$D76),\"\")","v":""},{"$f":"IFERROR(IF(OR(E91=\"\",'Historical scenario - input'!$D76=\"\"),\"\",E91/'Historical scenario - input'!$D76),\"\")","v":""},{"$f":"IFERROR(IF(OR(F91=\"\",'Historical scenario - input'!$D76=\"\"),\"\",F91/'Historical scenario - input'!$D76),\"\")","v":""},{"$f":"IFERROR(IF(OR(G91=\"\",'Historical scenario - input'!$D76=\"\"),\"\",G91/'Historical scenario - input'!$D76),\"\")","v":""},{"$f":"IFERROR(IF(OR(H91=\"\",'Historical scenario - input'!$D76=\"\"),\"\",H91/'Historical scenario - input'!$D76),\"\")","v":""},{"$f":"IFERROR(IF(OR(I91=\"\",'Historical scenario - input'!$D76=\"\"),\"\",I91/'Historical scenario - input'!$D76),\"\")","v":""},{"$f":"IFERROR(IF(OR(J91=\"\",'Historical scenario - input'!$D76=\"\"),\"\",J91/'Historical scenario - input'!$D76),\"\")","v":""},{"$f":"IFERROR(IF(OR(K91=\"\",'Historical scenario - input'!$D76=\"\"),\"\",K91/'Historical scenario - input'!$D76),\"\")","v":""},{"$f":"IFERROR(IF(OR(L91=\"\",'Historical scenario - input'!$D76=\"\"),\"\",L91/'Historical scenario - input'!$D76),\"\")","v":""},{"$f":"IFERROR(IF(OR(M91=\"\",'Historical scenario - input'!$D76=\"\"),\"\",M91/'Historical scenario - input'!$D76),\"\")","v":""},{"$f":"IFERROR(IF(OR(N91=\"\",'Historical scenario - input'!$D76=\"\"),\"\",N91/'Historical scenario - input'!$D76),\"\")","v":""},{"$f":"IFERROR(IF(OR(O91=\"\",'Historical scenario - input'!$D76=\"\"),\"\",O91/'Historical scenario - input'!$D76),\"\")","v":""},{"$f":"IFERROR(IF(OR(P91=\"\",'Historical scenario - input'!$D76=\"\"),\"\",P91/'Historical scenario - input'!$D76),\"\")","v":""},{"$f":"IFERROR(IF(OR(Q91=\"\",'Historical scenario - input'!$D76=\"\"),\"\",Q91/'Historical scenario - input'!$D76),\"\")","v":""},{"$f":"IFERROR(IF(OR(R91=\"\",'Historical scenario - input'!$D76=\"\"),\"\",R91/'Historical scenario - input'!$D76),\"\")","v":""},{"$f":"IFERROR(IF(OR(S91=\"\",'Historical scenario - input'!$D76=\"\"),\"\",S91/'Historical scenario - input'!$D76),\"\")","v":""},{"$f":"IFERROR(IF(OR(T91=\"\",'Historical scenario - input'!$D76=\"\"),\"\",T91/'Historical scenario - input'!$D76),\"\")","v":""},{"$f":"IFERROR(IF(OR(U91=\"\",'Historical scenario - input'!$D76=\"\"),\"\",U91/'Historical scenario - input'!$D76),\"\")","v":""},{"$f":"IFERROR(IF(OR(V91=\"\",'Historical scenario - input'!$D76=\"\"),\"\",V91/'Historical scenario - input'!$D76),\"\")","v":""},{"$f":"IFERROR(IF(OR(W91=\"\",'Historical scenario - input'!$D76=\"\"),\"\",W91/'Historical scenario - input'!$D76),\"\")","v":""}]
[{"$f":"IFERROR('Historical scenario - input'!A77,\"\")","v":""},{"$f":"IFERROR('Historical scenario - input'!B77,\"\")","v":0},{"$f":"IFERROR('Historical scenario - input'!C77,\"\")","v":0},{"$f":"IFERROR(repcalc('Historical scenario - input'!$CV77:$GH77,'Historical scenario - input'!$G77,'Historical scenario - input'!$E77,'Historical scenario - input'!$F77,20,TRUE,TRUE),\"\")","v":""},"","","","","","","","","","","","","","","","","","","",{"$f":"IFERROR(IF(OR(D92=\"\",'Historical scenario - input'!$D77=\"\"),\"\",D92/'Historical scenario - input'!$D77),\"\")","v":""},{"$f":"IFERROR(IF(OR(E92=\"\",'Historical scenario - input'!$D77=\"\"),\"\",E92/'Historical scenario - input'!$D77),\"\")","v":""},{"$f":"IFERROR(IF(OR(F92=\"\",'Historical scenario - input'!$D77=\"\"),\"\",F92/'Historical scenario - input'!$D77),\"\")","v":""},{"$f":"IFERROR(IF(OR(G92=\"\",'Historical scenario - input'!$D77=\"\"),\"\",G92/'Historical scenario - input'!$D77),\"\")","v":""},{"$f":"IFERROR(IF(OR(H92=\"\",'Historical scenario - input'!$D77=\"\"),\"\",H92/'Historical scenario - input'!$D77),\"\")","v":""},{"$f":"IFERROR(IF(OR(I92=\"\",'Historical scenario - input'!$D77=\"\"),\"\",I92/'Historical scenario - input'!$D77),\"\")","v":""},{"$f":"IFERROR(IF(OR(J92=\"\",'Historical scenario - input'!$D77=\"\"),\"\",J92/'Historical scenario - input'!$D77),\"\")","v":""},{"$f":"IFERROR(IF(OR(K92=\"\",'Historical scenario - input'!$D77=\"\"),\"\",K92/'Historical scenario - input'!$D77),\"\")","v":""},{"$f":"IFERROR(IF(OR(L92=\"\",'Historical scenario - input'!$D77=\"\"),\"\",L92/'Historical scenario - input'!$D77),\"\")","v":""},{"$f":"IFERROR(IF(OR(M92=\"\",'Historical scenario - input'!$D77=\"\"),\"\",M92/'Historical scenario - input'!$D77),\"\")","v":""},{"$f":"IFERROR(IF(OR(N92=\"\",'Historical scenario - input'!$D77=\"\"),\"\",N92/'Historical scenario - input'!$D77),\"\")","v":""},{"$f":"IFERROR(IF(OR(O92=\"\",'Historical scenario - input'!$D77=\"\"),\"\",O92/'Historical scenario - input'!$D77),\"\")","v":""},{"$f":"IFERROR(IF(OR(P92=\"\",'Historical scenario - input'!$D77=\"\"),\"\",P92/'Historical scenario - input'!$D77),\"\")","v":""},{"$f":"IFERROR(IF(OR(Q92=\"\",'Historical scenario - input'!$D77=\"\"),\"\",Q92/'Historical scenario - input'!$D77),\"\")","v":""},{"$f":"IFERROR(IF(OR(R92=\"\",'Historical scenario - input'!$D77=\"\"),\"\",R92/'Historical scenario - input'!$D77),\"\")","v":""},{"$f":"IFERROR(IF(OR(S92=\"\",'Historical scenario - input'!$D77=\"\"),\"\",S92/'Historical scenario - input'!$D77),\"\")","v":""},{"$f":"IFERROR(IF(OR(T92=\"\",'Historical scenario - input'!$D77=\"\"),\"\",T92/'Historical scenario - input'!$D77),\"\")","v":""},{"$f":"IFERROR(IF(OR(U92=\"\",'Historical scenario - input'!$D77=\"\"),\"\",U92/'Historical scenario - input'!$D77),\"\")","v":""},{"$f":"IFERROR(IF(OR(V92=\"\",'Historical scenario - input'!$D77=\"\"),\"\",V92/'Historical scenario - input'!$D77),\"\")","v":""},{"$f":"IFERROR(IF(OR(W92=\"\",'Historical scenario - input'!$D77=\"\"),\"\",W92/'Historical scenario - input'!$D77),\"\")","v":""}]
[{"$f":"IFERROR('Historical scenario - input'!A78,\"\")","v":""},{"$f":"IFERROR('Historical scenario - input'!B78,\"\")","v":0},{"$f":"IFERROR('Historical scenario - input'!C78,\"\")","v":0},{"$f":"IFERROR(repcalc('Historical scenario - input'!$CV78:$GH78,'Historical scenario - input'!$G78,'Historical scenario - input'!$E78,'Historical scenario - input'!$F78,20,TRUE,TRUE),\"\")","v":""},"","","","","","","","","","","","","","","","","","","",{"$f":"IFERROR(IF(OR(D93=\"\",'Historical scenario - input'!$D78=\"\"),\"\",D93/'Historical scenario - input'!$D78),\"\")","v":""},{"$f":"IFERROR(IF(OR(E93=\"\",'Historical scenario - input'!$D78=\"\"),\"\",E93/'Historical scenario - input'!$D78),\"\")","v":""},{"$f":"IFERROR(IF(OR(F93=\"\",'Historical scenario - input'!$D78=\"\"),\"\",F93/'Historical scenario - input'!$D78),\"\")","v":""},{"$f":"IFERROR(IF(OR(G93=\"\",'Historical scenario - input'!$D78=\"\"),\"\",G93/'Historical scenario - input'!$D78),\"\")","v":""},{"$f":"IFERROR(IF(OR(H93=\"\",'Historical scenario - input'!$D78=\"\"),\"\",H93/'Historical scenario - input'!$D78),\"\")","v":""},{"$f":"IFERROR(IF(OR(I93=\"\",'Historical scenario - input'!$D78=\"\"),\"\",I93/'Historical scenario - input'!$D78),\"\")","v":""},{"$f":"IFERROR(IF(OR(J93=\"\",'Historical scenario - input'!$D78=\"\"),\"\",J93/'Historical scenario - input'!$D78),\"\")","v":""},{"$f":"IFERROR(IF(OR(K93=\"\",'Historical scenario - input'!$D78=\"\"),\"\",K93/'Historical scenario - input'!$D78),\"\")","v":""},{"$f":"IFERROR(IF(OR(L93=\"\",'Historical scenario - input'!$D78=\"\"),\"\",L93/'Historical scenario - input'!$D78),\"\")","v":""},{"$f":"IFERROR(IF(OR(M93=\"\",'Historical scenario - input'!$D78=\"\"),\"\",M93/'Historical scenario - input'!$D78),\"\")","v":""},{"$f":"IFERROR(IF(OR(N93=\"\",'Historical scenario - input'!$D78=\"\"),\"\",N93/'Historical scenario - input'!$D78),\"\")","v":""},{"$f":"IFERROR(IF(OR(O93=\"\",'Historical scenario - input'!$D78=\"\"),\"\",O93/'Historical scenario - input'!$D78),\"\")","v":""},{"$f":"IFERROR(IF(OR(P93=\"\",'Historical scenario - input'!$D78=\"\"),\"\",P93/'Historical scenario - input'!$D78),\"\")","v":""},{"$f":"IFERROR(IF(OR(Q93=\"\",'Historical scenario - input'!$D78=\"\"),\"\",Q93/'Historical scenario - input'!$D78),\"\")","v":""},{"$f":"IFERROR(IF(OR(R93=\"\",'Historical scenario - input'!$D78=\"\"),\"\",R93/'Historical scenario - input'!$D78),\"\")","v":""},{"$f":"IFERROR(IF(OR(S93=\"\",'Historical scenario - input'!$D78=\"\"),\"\",S93/'Historical scenario - input'!$D78),\"\")","v":""},{"$f":"IFERROR(IF(OR(T93=\"\",'Historical scenario - input'!$D78=\"\"),\"\",T93/'Historical scenario - input'!$D78),\"\")","v":""},{"$f":"IFERROR(IF(OR(U93=\"\",'Historical scenario - input'!$D78=\"\"),\"\",U93/'Historical scenario - input'!$D78),\"\")","v":""},{"$f":"IFERROR(IF(OR(V93=\"\",'Historical scenario - input'!$D78=\"\"),\"\",V93/'Historical scenario - input'!$D78),\"\")","v":""},{"$f":"IFERROR(IF(OR(W93=\"\",'Historical scenario - input'!$D78=\"\"),\"\",W93/'Historical scenario - input'!$D78),\"\")","v":""}]
[{"$f":"IFERROR('Historical scenario - input'!A79,\"\")","v":""},{"$f":"IFERROR('Historical scenario - input'!B79,\"\")","v":0},{"$f":"IFERROR('Historical scenario - input'!C79,\"\")","v":0},{"$f":"IFERROR(repcalc('Historical scenario - input'!$CV79:$GH79,'Historical scenario - input'!$G79,'Historical scenario - input'!$E79,'Historical scenario - input'!$F79,20,TRUE,TRUE),\"\")","v":""},"","","","","","","","","","","","","","","","","","","",{"$f":"IFERROR(IF(OR(D94=\"\",'Historical scenario - input'!$D79=\"\"),\"\",D94/'Historical scenario - input'!$D79),\"\")","v":""},{"$f":"IFERROR(IF(OR(E94=\"\",'Historical scenario - input'!$D79=\"\"),\"\",E94/'Historical scenario - input'!$D79),\"\")","v":""},{"$f":"IFERROR(IF(OR(F94=\"\",'Historical scenario - input'!$D79=\"\"),\"\",F94/'Historical scenario - input'!$D79),\"\")","v":""},{"$f":"IFERROR(IF(OR(G94=\"\",'Historical scenario - input'!$D79=\"\"),\"\",G94/'Historical scenario - input'!$D79),\"\")","v":""},{"$f":"IFERROR(IF(OR(H94=\"\",'Historical scenario - input'!$D79=\"\"),\"\",H94/'Historical scenario - input'!$D79),\"\")","v":""},{"$f":"IFERROR(IF(OR(I94=\"\",'Historical scenario - input'!$D79=\"\"),\"\",I94/'Historical scenario - input'!$D79),\"\")","v":""},{"$f":"IFERROR(IF(OR(J94=\"\",'Historical scenario - input'!$D79=\"\"),\"\",J94/'Historical scenario - input'!$D79),\"\")","v":""},{"$f":"IFERROR(IF(OR(K94=\"\",'Historical scenario - input'!$D79=\"\"),\"\",K94/'Historical scenario - input'!$D79),\"\")","v":""},{"$f":"IFERROR(IF(OR(L94=\"\",'Historical scenario - input'!$D79=\"\"),\"\",L94/'Historical scenario - input'!$D79),\"\")","v":""},{"$f":"IFERROR(IF(OR(M94=\"\",'Historical scenario - input'!$D79=\"\"),\"\",M94/'Historical scenario - input'!$D79),\"\")","v":""},{"$f":"IFERROR(IF(OR(N94=\"\",'Historical scenario - input'!$D79=\"\"),\"\",N94/'Historical scenario - input'!$D79),\"\")","v":""},{"$f":"IFERROR(IF(OR(O94=\"\",'Historical scenario - input'!$D79=\"\"),\"\",O94/'Historical scenario - input'!$D79),\"\")","v":""},{"$f":"IFERROR(IF(OR(P94=\"\",'Historical scenario - input'!$D79=\"\"),\"\",P94/'Historical scenario - input'!$D79),\"\")","v":""},{"$f":"IFERROR(IF(OR(Q94=\"\",'Historical scenario - input'!$D79=\"\"),\"\",Q94/'Historical scenario - input'!$D79),\"\")","v":""},{"$f":"IFERROR(IF(OR(R94=\"\",'Historical scenario - input'!$D79=\"\"),\"\",R94/'Historical scenario - input'!$D79),\"\")","v":""},{"$f":"IFERROR(IF(OR(S94=\"\",'Historical scenario - input'!$D79=\"\"),\"\",S94/'Historical scenario - input'!$D79),\"\")","v":""},{"$f":"IFERROR(IF(OR(T94=\"\",'Historical scenario - input'!$D79=\"\"),\"\",T94/'Historical scenario - input'!$D79),\"\")","v":""},{"$f":"IFERROR(IF(OR(U94=\"\",'Historical scenario - input'!$D79=\"\"),\"\",U94/'Historical scenario - input'!$D79),\"\")","v":""},{"$f":"IFERROR(IF(OR(V94=\"\",'Historical scenario - input'!$D79=\"\"),\"\",V94/'Historical scenario - input'!$D79),\"\")","v":""},{"$f":"IFERROR(IF(OR(W94=\"\",'Historical scenario - input'!$D79=\"\"),\"\",W94/'Historical scenario - input'!$D79),\"\")","v":""}]
[{"$f":"IFERROR('Historical scenario - input'!A80,\"\")","v":""},{"$f":"IFERROR('Historical scenario - input'!B80,\"\")","v":0},{"$f":"IFERROR('Historical scenario - input'!C80,\"\")","v":0},{"$f":"IFERROR(repcalc('Historical scenario - input'!$CV80:$GH80,'Historical scenario - input'!$G80,'Historical scenario - input'!$E80,'Historical scenario - input'!$F80,20,TRUE,TRUE),\"\")","v":""},"","","","","","","","","","","","","","","","","","","",{"$f":"IFERROR(IF(OR(D95=\"\",'Historical scenario - input'!$D80=\"\"),\"\",D95/'Historical scenario - input'!$D80),\"\")","v":""},{"$f":"IFERROR(IF(OR(E95=\"\",'Historical scenario - input'!$D80=\"\"),\"\",E95/'Historical scenario - input'!$D80),\"\")","v":""},{"$f":"IFERROR(IF(OR(F95=\"\",'Historical scenario - input'!$D80=\"\"),\"\",F95/'Historical scenario - input'!$D80),\"\")","v":""},{"$f":"IFERROR(IF(OR(G95=\"\",'Historical scenario - input'!$D80=\"\"),\"\",G95/'Historical scenario - input'!$D80),\"\")","v":""},{"$f":"IFERROR(IF(OR(H95=\"\",'Historical scenario - input'!$D80=\"\"),\"\",H95/'Historical scenario - input'!$D80),\"\")","v":""},{"$f":"IFERROR(IF(OR(I95=\"\",'Historical scenario - input'!$D80=\"\"),\"\",I95/'Historical scenario - input'!$D80),\"\")","v":""},{"$f":"IFERROR(IF(OR(J95=\"\",'Historical scenario - input'!$D80=\"\"),\"\",J95/'Historical scenario - input'!$D80),\"\")","v":""},{"$f":"IFERROR(IF(OR(K95=\"\",'Historical scenario - input'!$D80=\"\"),\"\",K95/'Historical scenario - input'!$D80),\"\")","v":""},{"$f":"IFERROR(IF(OR(L95=\"\",'Historical scenario - input'!$D80=\"\"),\"\",L95/'Historical scenario - input'!$D80),\"\")","v":""},{"$f":"IFERROR(IF(OR(M95=\"\",'Historical scenario - input'!$D80=\"\"),\"\",M95/'Historical scenario - input'!$D80),\"\")","v":""},{"$f":"IFERROR(IF(OR(N95=\"\",'Historical scenario - input'!$D80=\"\"),\"\",N95/'Historical scenario - input'!$D80),\"\")","v":""},{"$f":"IFERROR(IF(OR(O95=\"\",'Historical scenario - input'!$D80=\"\"),\"\",O95/'Historical scenario - input'!$D80),\"\")","v":""},{"$f":"IFERROR(IF(OR(P95=\"\",'Historical scenario - input'!$D80=\"\"),\"\",P95/'Historical scenario - input'!$D80),\"\")","v":""},{"$f":"IFERROR(IF(OR(Q95=\"\",'Historical scenario - input'!$D80=\"\"),\"\",Q95/'Historical scenario - input'!$D80),\"\")","v":""},{"$f":"IFERROR(IF(OR(R95=\"\",'Historical scenario - input'!$D80=\"\"),\"\",R95/'Historical scenario - input'!$D80),\"\")","v":""},{"$f":"IFERROR(IF(OR(S95=\"\",'Historical scenario - input'!$D80=\"\"),\"\",S95/'Historical scenario - input'!$D80),\"\")","v":""},{"$f":"IFERROR(IF(OR(T95=\"\",'Historical scenario - input'!$D80=\"\"),\"\",T95/'Historical scenario - input'!$D80),\"\")","v":""},{"$f":"IFERROR(IF(OR(U95=\"\",'Historical scenario - input'!$D80=\"\"),\"\",U95/'Historical scenario - input'!$D80),\"\")","v":""},{"$f":"IFERROR(IF(OR(V95=\"\",'Historical scenario - input'!$D80=\"\"),\"\",V95/'Historical scenario - input'!$D80),\"\")","v":""},{"$f":"IFERROR(IF(OR(W95=\"\",'Historical scenario - input'!$D80=\"\"),\"\",W95/'Historical scenario - input'!$D80),\"\")","v":""}]
[{"$f":"IFERROR('Historical scenario - input'!A81,\"\")","v":""},{"$f":"IFERROR('Historical scenario - input'!B81,\"\")","v":0},{"$f":"IFERROR('Historical scenario - input'!C81,\"\")","v":0},{"$f":"IFERROR(repcalc('Historical scenario - input'!$CV81:$GH81,'Historical scenario - input'!$G81,'Historical scenario - input'!$E81,'Historical scenario - input'!$F81,20,TRUE,TRUE),\"\")","v":""},"","","","","","","","","","","","","","","","","","","",{"$f":"IFERROR(IF(OR(D96=\"\",'Historical scenario - input'!$D81=\"\"),\"\",D96/'Historical scenario - input'!$D81),\"\")","v":""},{"$f":"IFERROR(IF(OR(E96=\"\",'Historical scenario - input'!$D81=\"\"),\"\",E96/'Historical scenario - input'!$D81),\"\")","v":""},{"$f":"IFERROR(IF(OR(F96=\"\",'Historical scenario - input'!$D81=\"\"),\"\",F96/'Historical scenario - input'!$D81),\"\")","v":""},{"$f":"IFERROR(IF(OR(G96=\"\",'Historical scenario - input'!$D81=\"\"),\"\",G96/'Historical scenario - input'!$D81),\"\")","v":""},{"$f":"IFERROR(IF(OR(H96=\"\",'Historical scenario - input'!$D81=\"\"),\"\",H96/'Historical scenario - input'!$D81),\"\")","v":""},{"$f":"IFERROR(IF(OR(I96=\"\",'Historical scenario - input'!$D81=\"\"),\"\",I96/'Historical scenario - input'!$D81),\"\")","v":""},{"$f":"IFERROR(IF(OR(J96=\"\",'Historical scenario - input'!$D81=\"\"),\"\",J96/'Historical scenario - input'!$D81),\"\")","v":""},{"$f":"IFERROR(IF(OR(K96=\"\",'Historical scenario - input'!$D81=\"\"),\"\",K96/'Historical scenario - input'!$D81),\"\")","v":""},{"$f":"IFERROR(IF(OR(L96=\"\",'Historical scenario - input'!$D81=\"\"),\"\",L96/'Historical scenario - input'!$D81),\"\")","v":""},{"$f":"IFERROR(IF(OR(M96=\"\",'Historical scenario - input'!$D81=\"\"),\"\",M96/'Historical scenario - input'!$D81),\"\")","v":""},{"$f":"IFERROR(IF(OR(N96=\"\",'Historical scenario - input'!$D81=\"\"),\"\",N96/'Historical scenario - input'!$D81),\"\")","v":""},{"$f":"IFERROR(IF(OR(O96=\"\",'Historical scenario - input'!$D81=\"\"),\"\",O96/'Historical scenario - input'!$D81),\"\")","v":""},{"$f":"IFERROR(IF(OR(P96=\"\",'Historical scenario - input'!$D81=\"\"),\"\",P96/'Historical scenario - input'!$D81),\"\")","v":""},{"$f":"IFERROR(IF(OR(Q96=\"\",'Historical scenario - input'!$D81=\"\"),\"\",Q96/'Historical scenario - input'!$D81),\"\")","v":""},{"$f":"IFERROR(IF(OR(R96=\"\",'Historical scenario - input'!$D81=\"\"),\"\",R96/'Historical scenario - input'!$D81),\"\")","v":""},{"$f":"IFERROR(IF(OR(S96=\"\",'Historical scenario - input'!$D81=\"\"),\"\",S96/'Historical scenario - input'!$D81),\"\")","v":""},{"$f":"IFERROR(IF(OR(T96=\"\",'Historical scenario - input'!$D81=\"\"),\"\",T96/'Historical scenario - input'!$D81),\"\")","v":""},{"$f":"IFERROR(IF(OR(U96=\"\",'Historical scenario - input'!$D81=\"\"),\"\",U96/'Historical scenario - input'!$D81),\"\")","v":""},{"$f":"IFERROR(IF(OR(V96=\"\",'Historical scenario - input'!$D81=\"\"),\"\",V96/'Historical scenario - input'!$D81),\"\")","v":""},{"$f":"IFERROR(IF(OR(W96=\"\",'Historical scenario - input'!$D81=\"\"),\"\",W96/'Historical scenario - input'!$D81),\"\")","v":""}]
[{"$f":"IFERROR('Historical scenario - input'!A82,\"\")","v":""},{"$f":"IFERROR('Historical scenario - input'!B82,\"\")","v":0},{"$f":"IFERROR('Historical scenario - input'!C82,\"\")","v":0},{"$f":"IFERROR(repcalc('Historical scenario - input'!$CV82:$GH82,'Historical scenario - input'!$G82,'Historical scenario - input'!$E82,'Historical scenario - input'!$F82,20,TRUE,TRUE),\"\")","v":""},"","","","","","","","","","","","","","","","","","","",{"$f":"IFERROR(IF(OR(D97=\"\",'Historical scenario - input'!$D82=\"\"),\"\",D97/'Historical scenario - input'!$D82),\"\")","v":""},{"$f":"IFERROR(IF(OR(E97=\"\",'Historical scenario - input'!$D82=\"\"),\"\",E97/'Historical scenario - input'!$D82),\"\")","v":""},{"$f":"IFERROR(IF(OR(F97=\"\",'Historical scenario - input'!$D82=\"\"),\"\",F97/'Historical scenario - input'!$D82),\"\")","v":""},{"$f":"IFERROR(IF(OR(G97=\"\",'Historical scenario - input'!$D82=\"\"),\"\",G97/'Historical scenario - input'!$D82),\"\")","v":""},{"$f":"IFERROR(IF(OR(H97=\"\",'Historical scenario - input'!$D82=\"\"),\"\",H97/'Historical scenario - input'!$D82),\"\")","v":""},{"$f":"IFERROR(IF(OR(I97=\"\",'Historical scenario - input'!$D82=\"\"),\"\",I97/'Historical scenario - input'!$D82),\"\")","v":""},{"$f":"IFERROR(IF(OR(J97=\"\",'Historical scenario - input'!$D82=\"\"),\"\",J97/'Historical scenario - input'!$D82),\"\")","v":""},{"$f":"IFERROR(IF(OR(K97=\"\",'Historical scenario - input'!$D82=\"\"),\"\",K97/'Historical scenario - input'!$D82),\"\")","v":""},{"$f":"IFERROR(IF(OR(L97=\"\",'Historical scenario - input'!$D82=\"\"),\"\",L97/'Historical scenario - input'!$D82),\"\")","v":""},{"$f":"IFERROR(IF(OR(M97=\"\",'Historical scenario - input'!$D82=\"\"),\"\",M97/'Historical scenario - input'!$D82),\"\")","v":""},{"$f":"IFERROR(IF(OR(N97=\"\",'Historical scenario - input'!$D82=\"\"),\"\",N97/'Historical scenario - input'!$D82),\"\")","v":""},{"$f":"IFERROR(IF(OR(O97=\"\",'Historical scenario - input'!$D82=\"\"),\"\",O97/'Historical scenario - input'!$D82),\"\")","v":""},{"$f":"IFERROR(IF(OR(P97=\"\",'Historical scenario - input'!$D82=\"\"),\"\",P97/'Historical scenario - input'!$D82),\"\")","v":""},{"$f":"IFERROR(IF(OR(Q97=\"\",'Historical scenario - input'!$D82=\"\"),\"\",Q97/'Historical scenario - input'!$D82),\"\")","v":""},{"$f":"IFERROR(IF(OR(R97=\"\",'Historical scenario - input'!$D82=\"\"),\"\",R97/'Historical scenario - input'!$D82),\"\")","v":""},{"$f":"IFERROR(IF(OR(S97=\"\",'Historical scenario - input'!$D82=\"\"),\"\",S97/'Historical scenario - input'!$D82),\"\")","v":""},{"$f":"IFERROR(IF(OR(T97=\"\",'Historical scenario - input'!$D82=\"\"),\"\",T97/'Historical scenario - input'!$D82),\"\")","v":""},{"$f":"IFERROR(IF(OR(U97=\"\",'Historical scenario - input'!$D82=\"\"),\"\",U97/'Historical scenario - input'!$D82),\"\")","v":""},{"$f":"IFERROR(IF(OR(V97=\"\",'Historical scenario - input'!$D82=\"\"),\"\",V97/'Historical scenario - input'!$D82),\"\")","v":""},{"$f":"IFERROR(IF(OR(W97=\"\",'Historical scenario - input'!$D82=\"\"),\"\",W97/'Historical scenario - input'!$D82),\"\")","v":""}]
[{"$f":"IFERROR('Historical scenario - input'!A83,\"\")","v":""},{"$f":"IFERROR('Historical scenario - input'!B83,\"\")","v":0},{"$f":"IFERROR('Historical scenario - input'!C83,\"\")","v":0},{"$f":"IFERROR(repcalc('Historical scenario - input'!$CV83:$GH83,'Historical scenario - input'!$G83,'Historical scenario - input'!$E83,'Historical scenario - input'!$F83,20,TRUE,TRUE),\"\")","v":""},"","","","","","","","","","","","","","","","","","","",{"$f":"IFERROR(IF(OR(D98=\"\",'Historical scenario - input'!$D83=\"\"),\"\",D98/'Historical scenario - input'!$D83),\"\")","v":""},{"$f":"IFERROR(IF(OR(E98=\"\",'Historical scenario - input'!$D83=\"\"),\"\",E98/'Historical scenario - input'!$D83),\"\")","v":""},{"$f":"IFERROR(IF(OR(F98=\"\",'Historical scenario - input'!$D83=\"\"),\"\",F98/'Historical scenario - input'!$D83),\"\")","v":""},{"$f":"IFERROR(IF(OR(G98=\"\",'Historical scenario - input'!$D83=\"\"),\"\",G98/'Historical scenario - input'!$D83),\"\")","v":""},{"$f":"IFERROR(IF(OR(H98=\"\",'Historical scenario - input'!$D83=\"\"),\"\",H98/'Historical scenario - input'!$D83),\"\")","v":""},{"$f":"IFERROR(IF(OR(I98=\"\",'Historical scenario - input'!$D83=\"\"),\"\",I98/'Historical scenario - input'!$D83),\"\")","v":""},{"$f":"IFERROR(IF(OR(J98=\"\",'Historical scenario - input'!$D83=\"\"),\"\",J98/'Historical scenario - input'!$D83),\"\")","v":""},{"$f":"IFERROR(IF(OR(K98=\"\",'Historical scenario - input'!$D83=\"\"),\"\",K98/'Historical scenario - input'!$D83),\"\")","v":""},{"$f":"IFERROR(IF(OR(L98=\"\",'Historical scenario - input'!$D83=\"\"),\"\",L98/'Historical scenario - input'!$D83),\"\")","v":""},{"$f":"IFERROR(IF(OR(M98=\"\",'Historical scenario - input'!$D83=\"\"),\"\",M98/'Historical scenario - input'!$D83),\"\")","v":""},{"$f":"IFERROR(IF(OR(N98=\"\",'Historical scenario - input'!$D83=\"\"),\"\",N98/'Historical scenario - input'!$D83),\"\")","v":""},{"$f":"IFERROR(IF(OR(O98=\"\",'Historical scenario - input'!$D83=\"\"),\"\",O98/'Historical scenario - input'!$D83),\"\")","v":""},{"$f":"IFERROR(IF(OR(P98=\"\",'Historical scenario - input'!$D83=\"\"),\"\",P98/'Historical scenario - input'!$D83),\"\")","v":""},{"$f":"IFERROR(IF(OR(Q98=\"\",'Historical scenario - input'!$D83=\"\"),\"\",Q98/'Historical scenario - input'!$D83),\"\")","v":""},{"$f":"IFERROR(IF(OR(R98=\"\",'Historical scenario - input'!$D83=\"\"),\"\",R98/'Historical scenario - input'!$D83),\"\")","v":""},{"$f":"IFERROR(IF(OR(S98=\"\",'Historical scenario - input'!$D83=\"\"),\"\",S98/'Historical scenario - input'!$D83),\"\")","v":""},{"$f":"IFERROR(IF(OR(T98=\"\",'Historical scenario - input'!$D83=\"\"),\"\",T98/'Historical scenario - input'!$D83),\"\")","v":""},{"$f":"IFERROR(IF(OR(U98=\"\",'Historical scenario - input'!$D83=\"\"),\"\",U98/'Historical scenario - input'!$D83),\"\")","v":""},{"$f":"IFERROR(IF(OR(V98=\"\",'Historical scenario - input'!$D83=\"\"),\"\",V98/'Historical scenario - input'!$D83),\"\")","v":""},{"$f":"IFERROR(IF(OR(W98=\"\",'Historical scenario - input'!$D83=\"\"),\"\",W98/'Historical scenario - input'!$D83),\"\")","v":""}]
[{"$f":"IFERROR('Historical scenario - input'!A84,\"\")","v":""},{"$f":"IFERROR('Historical scenario - input'!B84,\"\")","v":0},{"$f":"IFERROR('Historical scenario - input'!C84,\"\")","v":0},{"$f":"IFERROR(repcalc('Historical scenario - input'!$CV84:$GH84,'Historical scenario - input'!$G84,'Historical scenario - input'!$E84,'Historical scenario - input'!$F84,20,TRUE,TRUE),\"\")","v":""},"","","","","","","","","","","","","","","","","","","",{"$f":"IFERROR(IF(OR(D99=\"\",'Historical scenario - input'!$D84=\"\"),\"\",D99/'Historical scenario - input'!$D84),\"\")","v":""},{"$f":"IFERROR(IF(OR(E99=\"\",'Historical scenario - input'!$D84=\"\"),\"\",E99/'Historical scenario - input'!$D84),\"\")","v":""},{"$f":"IFERROR(IF(OR(F99=\"\",'Historical scenario - input'!$D84=\"\"),\"\",F99/'Historical scenario - input'!$D84),\"\")","v":""},{"$f":"IFERROR(IF(OR(G99=\"\",'Historical scenario - input'!$D84=\"\"),\"\",G99/'Historical scenario - input'!$D84),\"\")","v":""},{"$f":"IFERROR(IF(OR(H99=\"\",'Historical scenario - input'!$D84=\"\"),\"\",H99/'Historical scenario - input'!$D84),\"\")","v":""},{"$f":"IFERROR(IF(OR(I99=\"\",'Historical scenario - input'!$D84=\"\"),\"\",I99/'Historical scenario - input'!$D84),\"\")","v":""},{"$f":"IFERROR(IF(OR(J99=\"\",'Historical scenario - input'!$D84=\"\"),\"\",J99/'Historical scenario - input'!$D84),\"\")","v":""},{"$f":"IFERROR(IF(OR(K99=\"\",'Historical scenario - input'!$D84=\"\"),\"\",K99/'Historical scenario - input'!$D84),\"\")","v":""},{"$f":"IFERROR(IF(OR(L99=\"\",'Historical scenario - input'!$D84=\"\"),\"\",L99/'Historical scenario - input'!$D84),\"\")","v":""},{"$f":"IFERROR(IF(OR(M99=\"\",'Historical scenario - input'!$D84=\"\"),\"\",M99/'Historical scenario - input'!$D84),\"\")","v":""},{"$f":"IFERROR(IF(OR(N99=\"\",'Historical scenario - input'!$D84=\"\"),\"\",N99/'Historical scenario - input'!$D84),\"\")","v":""},{"$f":"IFERROR(IF(OR(O99=\"\",'Historical scenario - input'!$D84=\"\"),\"\",O99/'Historical scenario - input'!$D84),\"\")","v":""},{"$f":"IFERROR(IF(OR(P99=\"\",'Historical scenario - input'!$D84=\"\"),\"\",P99/'Historical scenario - input'!$D84),\"\")","v":""},{"$f":"IFERROR(IF(OR(Q99=\"\",'Historical scenario - input'!$D84=\"\"),\"\",Q99/'Historical scenario - input'!$D84),\"\")","v":""},{"$f":"IFERROR(IF(OR(R99=\"\",'Historical scenario - input'!$D84=\"\"),\"\",R99/'Historical scenario - input'!$D84),\"\")","v":""},{"$f":"IFERROR(IF(OR(S99=\"\",'Historical scenario - input'!$D84=\"\"),\"\",S99/'Historical scenario - input'!$D84),\"\")","v":""},{"$f":"IFERROR(IF(OR(T99=\"\",'Historical scenario - input'!$D84=\"\"),\"\",T99/'Historical scenario - input'!$D84),\"\")","v":""},{"$f":"IFERROR(IF(OR(U99=\"\",'Historical scenario - input'!$D84=\"\"),\"\",U99/'Historical scenario - input'!$D84),\"\")","v":""},{"$f":"IFERROR(IF(OR(V99=\"\",'Historical scenario - input'!$D84=\"\"),\"\",V99/'Historical scenario - input'!$D84),\"\")","v":""},{"$f":"IFERROR(IF(OR(W99=\"\",'Historical scenario - input'!$D84=\"\"),\"\",W99/'Historical scenario - input'!$D84),\"\")","v":""}]
[{"$f":"IFERROR('Historical scenario - input'!A85,\"\")","v":""},{"$f":"IFERROR('Historical scenario - input'!B85,\"\")","v":0},{"$f":"IFERROR('Historical scenario - input'!C85,\"\")","v":0},{"$f":"IFERROR(repcalc('Historical scenario - input'!$CV85:$GH85,'Historical scenario - input'!$G85,'Historical scenario - input'!$E85,'Historical scenario - input'!$F85,20,TRUE,TRUE),\"\")","v":""},"","","","","","","","","","","","","","","","","","","",{"$f":"IFERROR(IF(OR(D100=\"\",'Historical scenario - input'!$D85=\"\"),\"\",D100/'Historical scenario - input'!$D85),\"\")","v":""},{"$f":"IFERROR(IF(OR(E100=\"\",'Historical scenario - input'!$D85=\"\"),\"\",E100/'Historical scenario - input'!$D85),\"\")","v":""},{"$f":"IFERROR(IF(OR(F100=\"\",'Historical scenario - input'!$D85=\"\"),\"\",F100/'Historical scenario - input'!$D85),\"\")","v":""},{"$f":"IFERROR(IF(OR(G100=\"\",'Historical scenario - input'!$D85=\"\"),\"\",G100/'Historical scenario - input'!$D85),\"\")","v":""},{"$f":"IFERROR(IF(OR(H100=\"\",'Historical scenario - input'!$D85=\"\"),\"\",H100/'Historical scenario - input'!$D85),\"\")","v":""},{"$f":"IFERROR(IF(OR(I100=\"\",'Historical scenario - input'!$D85=\"\"),\"\",I100/'Historical scenario - input'!$D85),\"\")","v":""},{"$f":"IFERROR(IF(OR(J100=\"\",'Historical scenario - input'!$D85=\"\"),\"\",J100/'Historical scenario - input'!$D85),\"\")","v":""},{"$f":"IFERROR(IF(OR(K100=\"\",'Historical scenario - input'!$D85=\"\"),\"\",K100/'Historical scenario - input'!$D85),\"\")","v":""},{"$f":"IFERROR(IF(OR(L100=\"\",'Historical scenario - input'!$D85=\"\"),\"\",L100/'Historical scenario - input'!$D85),\"\")","v":""},{"$f":"IFERROR(IF(OR(M100=\"\",'Historical scenario - input'!$D85=\"\"),\"\",M100/'Historical scenario - input'!$D85),\"\")","v":""},{"$f":"IFERROR(IF(OR(N100=\"\",'Historical scenario - input'!$D85=\"\"),\"\",N100/'Historical scenario - input'!$D85),\"\")","v":""},{"$f":"IFERROR(IF(OR(O100=\"\",'Historical scenario - input'!$D85=\"\"),\"\",O100/'Historical scenario - input'!$D85),\"\")","v":""},{"$f":"IFERROR(IF(OR(P100=\"\",'Historical scenario - input'!$D85=\"\"),\"\",P100/'Historical scenario - input'!$D85),\"\")","v":""},{"$f":"IFERROR(IF(OR(Q100=\"\",'Historical scenario - input'!$D85=\"\"),\"\",Q100/'Historical scenario - input'!$D85),\"\")","v":""},{"$f":"IFERROR(IF(OR(R100=\"\",'Historical scenario - input'!$D85=\"\"),\"\",R100/'Historical scenario - input'!$D85),\"\")","v":""},{"$f":"IFERROR(IF(OR(S100=\"\",'Historical scenario - input'!$D85=\"\"),\"\",S100/'Historical scenario - input'!$D85),\"\")","v":""},{"$f":"IFERROR(IF(OR(T100=\"\",'Historical scenario - input'!$D85=\"\"),\"\",T100/'Historical scenario - input'!$D85),\"\")","v":""},{"$f":"IFERROR(IF(OR(U100=\"\",'Historical scenario - input'!$D85=\"\"),\"\",U100/'Historical scenario - input'!$D85),\"\")","v":""},{"$f":"IFERROR(IF(OR(V100=\"\",'Historical scenario - input'!$D85=\"\"),\"\",V100/'Historical scenario - input'!$D85),\"\")","v":""},{"$f":"IFERROR(IF(OR(W100=\"\",'Historical scenario - input'!$D85=\"\"),\"\",W100/'Historical scenario - input'!$D85),\"\")","v":""}]
[{"$f":"IFERROR('Historical scenario - input'!A86,\"\")","v":""},{"$f":"IFERROR('Historical scenario - input'!B86,\"\")","v":0},{"$f":"IFERROR('Historical scenario - input'!C86,\"\")","v":0},{"$f":"IFERROR(repcalc('Historical scenario - input'!$CV86:$GH86,'Historical scenario - input'!$G86,'Historical scenario - input'!$E86,'Historical scenario - input'!$F86,20,TRUE,TRUE),\"\")","v":""},"","","","","","","","","","","","","","","","","","","",{"$f":"IFERROR(IF(OR(D101=\"\",'Historical scenario - input'!$D86=\"\"),\"\",D101/'Historical scenario - input'!$D86),\"\")","v":""},{"$f":"IFERROR(IF(OR(E101=\"\",'Historical scenario - input'!$D86=\"\"),\"\",E101/'Historical scenario - input'!$D86),\"\")","v":""},{"$f":"IFERROR(IF(OR(F101=\"\",'Historical scenario - input'!$D86=\"\"),\"\",F101/'Historical scenario - input'!$D86),\"\")","v":""},{"$f":"IFERROR(IF(OR(G101=\"\",'Historical scenario - input'!$D86=\"\"),\"\",G101/'Historical scenario - input'!$D86),\"\")","v":""},{"$f":"IFERROR(IF(OR(H101=\"\",'Historical scenario - input'!$D86=\"\"),\"\",H101/'Historical scenario - input'!$D86),\"\")","v":""},{"$f":"IFERROR(IF(OR(I101=\"\",'Historical scenario - input'!$D86=\"\"),\"\",I101/'Historical scenario - input'!$D86),\"\")","v":""},{"$f":"IFERROR(IF(OR(J101=\"\",'Historical scenario - input'!$D86=\"\"),\"\",J101/'Historical scenario - input'!$D86),\"\")","v":""},{"$f":"IFERROR(IF(OR(K101=\"\",'Historical scenario - input'!$D86=\"\"),\"\",K101/'Historical scenario - input'!$D86),\"\")","v":""},{"$f":"IFERROR(IF(OR(L101=\"\",'Historical scenario - input'!$D86=\"\"),\"\",L101/'Historical scenario - input'!$D86),\"\")","v":""},{"$f":"IFERROR(IF(OR(M101=\"\",'Historical scenario - input'!$D86=\"\"),\"\",M101/'Historical scenario - input'!$D86),\"\")","v":""},{"$f":"IFERROR(IF(OR(N101=\"\",'Historical scenario - input'!$D86=\"\"),\"\",N101/'Historical scenario - input'!$D86),\"\")","v":""},{"$f":"IFERROR(IF(OR(O101=\"\",'Historical scenario - input'!$D86=\"\"),\"\",O101/'Historical scenario - input'!$D86),\"\")","v":""},{"$f":"IFERROR(IF(OR(P101=\"\",'Historical scenario - input'!$D86=\"\"),\"\",P101/'Historical scenario - input'!$D86),\"\")","v":""},{"$f":"IFERROR(IF(OR(Q101=\"\",'Historical scenario - input'!$D86=\"\"),\"\",Q101/'Historical scenario - input'!$D86),\"\")","v":""},{"$f":"IFERROR(IF(OR(R101=\"\",'Historical scenario - input'!$D86=\"\"),\"\",R101/'Historical scenario - input'!$D86),\"\")","v":""},{"$f":"IFERROR(IF(OR(S101=\"\",'Historical scenario - input'!$D86=\"\"),\"\",S101/'Historical scenario - input'!$D86),\"\")","v":""},{"$f":"IFERROR(IF(OR(T101=\"\",'Historical scenario - input'!$D86=\"\"),\"\",T101/'Historical scenario - input'!$D86),\"\")","v":""},{"$f":"IFERROR(IF(OR(U101=\"\",'Historical scenario - input'!$D86=\"\"),\"\",U101/'Historical scenario - input'!$D86),\"\")","v":""},{"$f":"IFERROR(IF(OR(V101=\"\",'Historical scenario - input'!$D86=\"\"),\"\",V101/'Historical scenario - input'!$D86),\"\")","v":""},{"$f":"IFERROR(IF(OR(W101=\"\",'Historical scenario - input'!$D86=\"\"),\"\",W101/'Historical scenario - input'!$D86),\"\")","v":""}]
[{"$f":"IFERROR('Historical scenario - input'!A87,\"\")","v":""},{"$f":"IFERROR('Historical scenario - input'!B87,\"\")","v":0},{"$f":"IFERROR('Historical scenario - input'!C87,\"\")","v":0},{"$f":"IFERROR(repcalc('Historical scenario - input'!$CV87:$GH87,'Historical scenario - input'!$G87,'Historical scenario - input'!$E87,'Historical scenario - input'!$F87,20,TRUE,TRUE),\"\")","v":""},"","","","","","","","","","","","","","","","","","","",{"$f":"IFERROR(IF(OR(D102=\"\",'Historical scenario - input'!$D87=\"\"),\"\",D102/'Historical scenario - input'!$D87),\"\")","v":""},{"$f":"IFERROR(IF(OR(E102=\"\",'Historical scenario - input'!$D87=\"\"),\"\",E102/'Historical scenario - input'!$D87),\"\")","v":""},{"$f":"IFERROR(IF(OR(F102=\"\",'Historical scenario - input'!$D87=\"\"),\"\",F102/'Historical scenario - input'!$D87),\"\")","v":""},{"$f":"IFERROR(IF(OR(G102=\"\",'Historical scenario - input'!$D87=\"\"),\"\",G102/'Historical scenario - input'!$D87),\"\")","v":""},{"$f":"IFERROR(IF(OR(H102=\"\",'Historical scenario - input'!$D87=\"\"),\"\",H102/'Historical scenario - input'!$D87),\"\")","v":""},{"$f":"IFERROR(IF(OR(I102=\"\",'Historical scenario - input'!$D87=\"\"),\"\",I102/'Historical scenario - input'!$D87),\"\")","v":""},{"$f":"IFERROR(IF(OR(J102=\"\",'Historical scenario - input'!$D87=\"\"),\"\",J102/'Historical scenario - input'!$D87),\"\")","v":""},{"$f":"IFERROR(IF(OR(K102=\"\",'Historical scenario - input'!$D87=\"\"),\"\",K102/'Historical scenario - input'!$D87),\"\")","v":""},{"$f":"IFERROR(IF(OR(L102=\"\",'Historical scenario - input'!$D87=\"\"),\"\",L102/'Historical scenario - input'!$D87),\"\")","v":""},{"$f":"IFERROR(IF(OR(M102=\"\",'Historical scenario - input'!$D87=\"\"),\"\",M102/'Historical scenario - input'!$D87),\"\")","v":""},{"$f":"IFERROR(IF(OR(N102=\"\",'Historical scenario - input'!$D87=\"\"),\"\",N102/'Historical scenario - input'!$D87),\"\")","v":""},{"$f":"IFERROR(IF(OR(O102=\"\",'Historical scenario - input'!$D87=\"\"),\"\",O102/'Historical scenario - input'!$D87),\"\")","v":""},{"$f":"IFERROR(IF(OR(P102=\"\",'Historical scenario - input'!$D87=\"\"),\"\",P102/'Historical scenario - input'!$D87),\"\")","v":""},{"$f":"IFERROR(IF(OR(Q102=\"\",'Historical scenario - input'!$D87=\"\"),\"\",Q102/'Historical scenario - input'!$D87),\"\")","v":""},{"$f":"IFERROR(IF(OR(R102=\"\",'Historical scenario - input'!$D87=\"\"),\"\",R102/'Historical scenario - input'!$D87),\"\")","v":""},{"$f":"IFERROR(IF(OR(S102=\"\",'Historical scenario - input'!$D87=\"\"),\"\",S102/'Historical scenario - input'!$D87),\"\")","v":""},{"$f":"IFERROR(IF(OR(T102=\"\",'Historical scenario - input'!$D87=\"\"),\"\",T102/'Historical scenario - input'!$D87),\"\")","v":""},{"$f":"IFERROR(IF(OR(U102=\"\",'Historical scenario - input'!$D87=\"\"),\"\",U102/'Historical scenario - input'!$D87),\"\")","v":""},{"$f":"IFERROR(IF(OR(V102=\"\",'Historical scenario - input'!$D87=\"\"),\"\",V102/'Historical scenario - input'!$D87),\"\")","v":""},{"$f":"IFERROR(IF(OR(W102=\"\",'Historical scenario - input'!$D87=\"\"),\"\",W102/'Historical scenario - input'!$D87),\"\")","v":""}]
[{"$f":"IFERROR('Historical scenario - input'!A88,\"\")","v":""},{"$f":"IFERROR('Historical scenario - input'!B88,\"\")","v":0},{"$f":"IFERROR('Historical scenario - input'!C88,\"\")","v":0},{"$f":"IFERROR(repcalc('Historical scenario - input'!$CV88:$GH88,'Historical scenario - input'!$G88,'Historical scenario - input'!$E88,'Historical scenario - input'!$F88,20,TRUE,TRUE),\"\")","v":""},"","","","","","","","","","","","","","","","","","","",{"$f":"IFERROR(IF(OR(D103=\"\",'Historical scenario - input'!$D88=\"\"),\"\",D103/'Historical scenario - input'!$D88),\"\")","v":""},{"$f":"IFERROR(IF(OR(E103=\"\",'Historical scenario - input'!$D88=\"\"),\"\",E103/'Historical scenario - input'!$D88),\"\")","v":""},{"$f":"IFERROR(IF(OR(F103=\"\",'Historical scenario - input'!$D88=\"\"),\"\",F103/'Historical scenario - input'!$D88),\"\")","v":""},{"$f":"IFERROR(IF(OR(G103=\"\",'Historical scenario - input'!$D88=\"\"),\"\",G103/'Historical scenario - input'!$D88),\"\")","v":""},{"$f":"IFERROR(IF(OR(H103=\"\",'Historical scenario - input'!$D88=\"\"),\"\",H103/'Historical scenario - input'!$D88),\"\")","v":""},{"$f":"IFERROR(IF(OR(I103=\"\",'Historical scenario - input'!$D88=\"\"),\"\",I103/'Historical scenario - input'!$D88),\"\")","v":""},{"$f":"IFERROR(IF(OR(J103=\"\",'Historical scenario - input'!$D88=\"\"),\"\",J103/'Historical scenario - input'!$D88),\"\")","v":""},{"$f":"IFERROR(IF(OR(K103=\"\",'Historical scenario - input'!$D88=\"\"),\"\",K103/'Historical scenario - input'!$D88),\"\")","v":""},{"$f":"IFERROR(IF(OR(L103=\"\",'Historical scenario - input'!$D88=\"\"),\"\",L103/'Historical scenario - input'!$D88),\"\")","v":""},{"$f":"IFERROR(IF(OR(M103=\"\",'Historical scenario - input'!$D88=\"\"),\"\",M103/'Historical scenario - input'!$D88),\"\")","v":""},{"$f":"IFERROR(IF(OR(N103=\"\",'Historical scenario - input'!$D88=\"\"),\"\",N103/'Historical scenario - input'!$D88),\"\")","v":""},{"$f":"IFERROR(IF(OR(O103=\"\",'Historical scenario - input'!$D88=\"\"),\"\",O103/'Historical scenario - input'!$D88),\"\")","v":""},{"$f":"IFERROR(IF(OR(P103=\"\",'Historical scenario - input'!$D88=\"\"),\"\",P103/'Historical scenario - input'!$D88),\"\")","v":""},{"$f":"IFERROR(IF(OR(Q103=\"\",'Historical scenario - input'!$D88=\"\"),\"\",Q103/'Historical scenario - input'!$D88),\"\")","v":""},{"$f":"IFERROR(IF(OR(R103=\"\",'Historical scenario - input'!$D88=\"\"),\"\",R103/'Historical scenario - input'!$D88),\"\")","v":""},{"$f":"IFERROR(IF(OR(S103=\"\",'Historical scenario - input'!$D88=\"\"),\"\",S103/'Historical scenario - input'!$D88),\"\")","v":""},{"$f":"IFERROR(IF(OR(T103=\"\",'Historical scenario - input'!$D88=\"\"),\"\",T103/'Historical scenario - input'!$D88),\"\")","v":""},{"$f":"IFERROR(IF(OR(U103=\"\",'Historical scenario - input'!$D88=\"\"),\"\",U103/'Historical scenario - input'!$D88),\"\")","v":""},{"$f":"IFERROR(IF(OR(V103=\"\",'Historical scenario - input'!$D88=\"\"),\"\",V103/'Historical scenario - input'!$D88),\"\")","v":""},{"$f":"IFERROR(IF(OR(W103=\"\",'Historical scenario - input'!$D88=\"\"),\"\",W103/'Historical scenario - input'!$D88),\"\")","v":""}]
[{"$f":"IFERROR('Historical scenario - input'!A89,\"\")","v":""},{"$f":"IFERROR('Historical scenario - input'!B89,\"\")","v":0},{"$f":"IFERROR('Historical scenario - input'!C89,\"\")","v":0},{"$f":"IFERROR(repcalc('Historical scenario - input'!$CV89:$GH89,'Historical scenario - input'!$G89,'Historical scenario - input'!$E89,'Historical scenario - input'!$F89,20,TRUE,TRUE),\"\")","v":""},"","","","","","","","","","","","","","","","","","","",{"$f":"IFERROR(IF(OR(D104=\"\",'Historical scenario - input'!$D89=\"\"),\"\",D104/'Historical scenario - input'!$D89),\"\")","v":""},{"$f":"IFERROR(IF(OR(E104=\"\",'Historical scenario - input'!$D89=\"\"),\"\",E104/'Historical scenario - input'!$D89),\"\")","v":""},{"$f":"IFERROR(IF(OR(F104=\"\",'Historical scenario - input'!$D89=\"\"),\"\",F104/'Historical scenario - input'!$D89),\"\")","v":""},{"$f":"IFERROR(IF(OR(G104=\"\",'Historical scenario - input'!$D89=\"\"),\"\",G104/'Historical scenario - input'!$D89),\"\")","v":""},{"$f":"IFERROR(IF(OR(H104=\"\",'Historical scenario - input'!$D89=\"\"),\"\",H104/'Historical scenario - input'!$D89),\"\")","v":""},{"$f":"IFERROR(IF(OR(I104=\"\",'Historical scenario - input'!$D89=\"\"),\"\",I104/'Historical scenario - input'!$D89),\"\")","v":""},{"$f":"IFERROR(IF(OR(J104=\"\",'Historical scenario - input'!$D89=\"\"),\"\",J104/'Historical scenario - input'!$D89),\"\")","v":""},{"$f":"IFERROR(IF(OR(K104=\"\",'Historical scenario - input'!$D89=\"\"),\"\",K104/'Historical scenario - input'!$D89),\"\")","v":""},{"$f":"IFERROR(IF(OR(L104=\"\",'Historical scenario - input'!$D89=\"\"),\"\",L104/'Historical scenario - input'!$D89),\"\")","v":""},{"$f":"IFERROR(IF(OR(M104=\"\",'Historical scenario - input'!$D89=\"\"),\"\",M104/'Historical scenario - input'!$D89),\"\")","v":""},{"$f":"IFERROR(IF(OR(N104=\"\",'Historical scenario - input'!$D89=\"\"),\"\",N104/'Historical scenario - input'!$D89),\"\")","v":""},{"$f":"IFERROR(IF(OR(O104=\"\",'Historical scenario - input'!$D89=\"\"),\"\",O104/'Historical scenario - input'!$D89),\"\")","v":""},{"$f":"IFERROR(IF(OR(P104=\"\",'Historical scenario - input'!$D89=\"\"),\"\",P104/'Historical scenario - input'!$D89),\"\")","v":""},{"$f":"IFERROR(IF(OR(Q104=\"\",'Historical scenario - input'!$D89=\"\"),\"\",Q104/'Historical scenario - input'!$D89),\"\")","v":""},{"$f":"IFERROR(IF(OR(R104=\"\",'Historical scenario - input'!$D89=\"\"),\"\",R104/'Historical scenario - input'!$D89),\"\")","v":""},{"$f":"IFERROR(IF(OR(S104=\"\",'Historical scenario - input'!$D89=\"\"),\"\",S104/'Historical scenario - input'!$D89),\"\")","v":""},{"$f":"IFERROR(IF(OR(T104=\"\",'Historical scenario - input'!$D89=\"\"),\"\",T104/'Historical scenario - input'!$D89),\"\")","v":""},{"$f":"IFERROR(IF(OR(U104=\"\",'Historical scenario - input'!$D89=\"\"),\"\",U104/'Historical scenario - input'!$D89),\"\")","v":""},{"$f":"IFERROR(IF(OR(V104=\"\",'Historical scenario - input'!$D89=\"\"),\"\",V104/'Historical scenario - input'!$D89),\"\")","v":""},{"$f":"IFERROR(IF(OR(W104=\"\",'Historical scenario - input'!$D89=\"\"),\"\",W104/'Historical scenario - input'!$D89),\"\")","v":""}]
[{"$f":"IFERROR('Historical scenario - input'!A90,\"\")","v":""},{"$f":"IFERROR('Historical scenario - input'!B90,\"\")","v":0},{"$f":"IFERROR('Historical scenario - input'!C90,\"\")","v":0},{"$f":"IFERROR(repcalc('Historical scenario - input'!$CV90:$GH90,'Historical scenario - input'!$G90,'Historical scenario - input'!$E90,'Historical scenario - input'!$F90,20,TRUE,TRUE),\"\")","v":""},"","","","","","","","","","","","","","","","","","","",{"$f":"IFERROR(IF(OR(D105=\"\",'Historical scenario - input'!$D90=\"\"),\"\",D105/'Historical scenario - input'!$D90),\"\")","v":""},{"$f":"IFERROR(IF(OR(E105=\"\",'Historical scenario - input'!$D90=\"\"),\"\",E105/'Historical scenario - input'!$D90),\"\")","v":""},{"$f":"IFERROR(IF(OR(F105=\"\",'Historical scenario - input'!$D90=\"\"),\"\",F105/'Historical scenario - input'!$D90),\"\")","v":""},{"$f":"IFERROR(IF(OR(G105=\"\",'Historical scenario - input'!$D90=\"\"),\"\",G105/'Historical scenario - input'!$D90),\"\")","v":""},{"$f":"IFERROR(IF(OR(H105=\"\",'Historical scenario - input'!$D90=\"\"),\"\",H105/'Historical scenario - input'!$D90),\"\")","v":""},{"$f":"IFERROR(IF(OR(I105=\"\",'Historical scenario - input'!$D90=\"\"),\"\",I105/'Historical scenario - input'!$D90),\"\")","v":""},{"$f":"IFERROR(IF(OR(J105=\"\",'Historical scenario - input'!$D90=\"\"),\"\",J105/'Historical scenario - input'!$D90),\"\")","v":""},{"$f":"IFERROR(IF(OR(K105=\"\",'Historical scenario - input'!$D90=\"\"),\"\",K105/'Historical scenario - input'!$D90),\"\")","v":""},{"$f":"IFERROR(IF(OR(L105=\"\",'Historical scenario - input'!$D90=\"\"),\"\",L105/'Historical scenario - input'!$D90),\"\")","v":""},{"$f":"IFERROR(IF(OR(M105=\"\",'Historical scenario - input'!$D90=\"\"),\"\",M105/'Historical scenario - input'!$D90),\"\")","v":""},{"$f":"IFERROR(IF(OR(N105=\"\",'Historical scenario - input'!$D90=\"\"),\"\",N105/'Historical scenario - input'!$D90),\"\")","v":""},{"$f":"IFERROR(IF(OR(O105=\"\",'Historical scenario - input'!$D90=\"\"),\"\",O105/'Historical scenario - input'!$D90),\"\")","v":""},{"$f":"IFERROR(IF(OR(P105=\"\",'Historical scenario - input'!$D90=\"\"),\"\",P105/'Historical scenario - input'!$D90),\"\")","v":""},{"$f":"IFERROR(IF(OR(Q105=\"\",'Historical scenario - input'!$D90=\"\"),\"\",Q105/'Historical scenario - input'!$D90),\"\")","v":""},{"$f":"IFERROR(IF(OR(R105=\"\",'Historical scenario - input'!$D90=\"\"),\"\",R105/'Historical scenario - input'!$D90),\"\")","v":""},{"$f":"IFERROR(IF(OR(S105=\"\",'Historical scenario - input'!$D90=\"\"),\"\",S105/'Historical scenario - input'!$D90),\"\")","v":""},{"$f":"IFERROR(IF(OR(T105=\"\",'Historical scenario - input'!$D90=\"\"),\"\",T105/'Historical scenario - input'!$D90),\"\")","v":""},{"$f":"IFERROR(IF(OR(U105=\"\",'Historical scenario - input'!$D90=\"\"),\"\",U105/'Historical scenario - input'!$D90),\"\")","v":""},{"$f":"IFERROR(IF(OR(V105=\"\",'Historical scenario - input'!$D90=\"\"),\"\",V105/'Historical scenario - input'!$D90),\"\")","v":""},{"$f":"IFERROR(IF(OR(W105=\"\",'Historical scenario - input'!$D90=\"\"),\"\",W105/'Historical scenario - input'!$D90),\"\")","v":""}]
[{"$f":"IFERROR('Historical scenario - input'!A91,\"\")","v":""},{"$f":"IFERROR('Historical scenario - input'!B91,\"\")","v":0},{"$f":"IFERROR('Historical scenario - input'!C91,\"\")","v":0},{"$f":"IFERROR(repcalc('Historical scenario - input'!$CV91:$GH91,'Historical scenario - input'!$G91,'Historical scenario - input'!$E91,'Historical scenario - input'!$F91,20,TRUE,TRUE),\"\")","v":""},"","","","","","","","","","","","","","","","","","","",{"$f":"IFERROR(IF(OR(D106=\"\",'Historical scenario - input'!$D91=\"\"),\"\",D106/'Historical scenario - input'!$D91),\"\")","v":""},{"$f":"IFERROR(IF(OR(E106=\"\",'Historical scenario - input'!$D91=\"\"),\"\",E106/'Historical scenario - input'!$D91),\"\")","v":""},{"$f":"IFERROR(IF(OR(F106=\"\",'Historical scenario - input'!$D91=\"\"),\"\",F106/'Historical scenario - input'!$D91),\"\")","v":""},{"$f":"IFERROR(IF(OR(G106=\"\",'Historical scenario - input'!$D91=\"\"),\"\",G106/'Historical scenario - input'!$D91),\"\")","v":""},{"$f":"IFERROR(IF(OR(H106=\"\",'Historical scenario - input'!$D91=\"\"),\"\",H106/'Historical scenario - input'!$D91),\"\")","v":""},{"$f":"IFERROR(IF(OR(I106=\"\",'Historical scenario - input'!$D91=\"\"),\"\",I106/'Historical scenario - input'!$D91),\"\")","v":""},{"$f":"IFERROR(IF(OR(J106=\"\",'Historical scenario - input'!$D91=\"\"),\"\",J106/'Historical scenario - input'!$D91),\"\")","v":""},{"$f":"IFERROR(IF(OR(K106=\"\",'Historical scenario - input'!$D91=\"\"),\"\",K106/'Historical scenario - input'!$D91),\"\")","v":""},{"$f":"IFERROR(IF(OR(L106=\"\",'Historical scenario - input'!$D91=\"\"),\"\",L106/'Historical scenario - input'!$D91),\"\")","v":""},{"$f":"IFERROR(IF(OR(M106=\"\",'Historical scenario - input'!$D91=\"\"),\"\",M106/'Historical scenario - input'!$D91),\"\")","v":""},{"$f":"IFERROR(IF(OR(N106=\"\",'Historical scenario - input'!$D91=\"\"),\"\",N106/'Historical scenario - input'!$D91),\"\")","v":""},{"$f":"IFERROR(IF(OR(O106=\"\",'Historical scenario - input'!$D91=\"\"),\"\",O106/'Historical scenario - input'!$D91),\"\")","v":""},{"$f":"IFERROR(IF(OR(P106=\"\",'Historical scenario - input'!$D91=\"\"),\"\",P106/'Historical scenario - input'!$D91),\"\")","v":""},{"$f":"IFERROR(IF(OR(Q106=\"\",'Historical scenario - input'!$D91=\"\"),\"\",Q106/'Historical scenario - input'!$D91),\"\")","v":""},{"$f":"IFERROR(IF(OR(R106=\"\",'Historical scenario - input'!$D91=\"\"),\"\",R106/'Historical scenario - input'!$D91),\"\")","v":""},{"$f":"IFERROR(IF(OR(S106=\"\",'Historical scenario - input'!$D91=\"\"),\"\",S106/'Historical scenario - input'!$D91),\"\")","v":""},{"$f":"IFERROR(IF(OR(T106=\"\",'Historical scenario - input'!$D91=\"\"),\"\",T106/'Historical scenario - input'!$D91),\"\")","v":""},{"$f":"IFERROR(IF(OR(U106=\"\",'Historical scenario - input'!$D91=\"\"),\"\",U106/'Historical scenario - input'!$D91),\"\")","v":""},{"$f":"IFERROR(IF(OR(V106=\"\",'Historical scenario - input'!$D91=\"\"),\"\",V106/'Historical scenario - input'!$D91),\"\")","v":""},{"$f":"IFERROR(IF(OR(W106=\"\",'Historical scenario - input'!$D91=\"\"),\"\",W106/'Historical scenario - input'!$D91),\"\")","v":""}]
[{"$f":"IFERROR('Historical scenario - input'!A92,\"\")","v":""},{"$f":"IFERROR('Historical scenario - input'!B92,\"\")","v":0},{"$f":"IFERROR('Historical scenario - input'!C92,\"\")","v":0},{"$f":"IFERROR(repcalc('Historical scenario - input'!$CV92:$GH92,'Historical scenario - input'!$G92,'Historical scenario - input'!$E92,'Historical scenario - input'!$F92,20,TRUE,TRUE),\"\")","v":""},"","","","","","","","","","","","","","","","","","","",{"$f":"IFERROR(IF(OR(D107=\"\",'Historical scenario - input'!$D92=\"\"),\"\",D107/'Historical scenario - input'!$D92),\"\")","v":""},{"$f":"IFERROR(IF(OR(E107=\"\",'Historical scenario - input'!$D92=\"\"),\"\",E107/'Historical scenario - input'!$D92),\"\")","v":""},{"$f":"IFERROR(IF(OR(F107=\"\",'Historical scenario - input'!$D92=\"\"),\"\",F107/'Historical scenario - input'!$D92),\"\")","v":""},{"$f":"IFERROR(IF(OR(G107=\"\",'Historical scenario - input'!$D92=\"\"),\"\",G107/'Historical scenario - input'!$D92),\"\")","v":""},{"$f":"IFERROR(IF(OR(H107=\"\",'Historical scenario - input'!$D92=\"\"),\"\",H107/'Historical scenario - input'!$D92),\"\")","v":""},{"$f":"IFERROR(IF(OR(I107=\"\",'Historical scenario - input'!$D92=\"\"),\"\",I107/'Historical scenario - input'!$D92),\"\")","v":""},{"$f":"IFERROR(IF(OR(J107=\"\",'Historical scenario - input'!$D92=\"\"),\"\",J107/'Historical scenario - input'!$D92),\"\")","v":""},{"$f":"IFERROR(IF(OR(K107=\"\",'Historical scenario - input'!$D92=\"\"),\"\",K107/'Historical scenario - input'!$D92),\"\")","v":""},{"$f":"IFERROR(IF(OR(L107=\"\",'Historical scenario - input'!$D92=\"\"),\"\",L107/'Historical scenario - input'!$D92),\"\")","v":""},{"$f":"IFERROR(IF(OR(M107=\"\",'Historical scenario - input'!$D92=\"\"),\"\",M107/'Historical scenario - input'!$D92),\"\")","v":""},{"$f":"IFERROR(IF(OR(N107=\"\",'Historical scenario - input'!$D92=\"\"),\"\",N107/'Historical scenario - input'!$D92),\"\")","v":""},{"$f":"IFERROR(IF(OR(O107=\"\",'Historical scenario - input'!$D92=\"\"),\"\",O107/'Historical scenario - input'!$D92),\"\")","v":""},{"$f":"IFERROR(IF(OR(P107=\"\",'Historical scenario - input'!$D92=\"\"),\"\",P107/'Historical scenario - input'!$D92),\"\")","v":""},{"$f":"IFERROR(IF(OR(Q107=\"\",'Historical scenario - input'!$D92=\"\"),\"\",Q107/'Historical scenario - input'!$D92),\"\")","v":""},{"$f":"IFERROR(IF(OR(R107=\"\",'Historical scenario - input'!$D92=\"\"),\"\",R107/'Historical scenario - input'!$D92),\"\")","v":""},{"$f":"IFERROR(IF(OR(S107=\"\",'Historical scenario - input'!$D92=\"\"),\"\",S107/'Historical scenario - input'!$D92),\"\")","v":""},{"$f":"IFERROR(IF(OR(T107=\"\",'Historical scenario - input'!$D92=\"\"),\"\",T107/'Historical scenario - input'!$D92),\"\")","v":""},{"$f":"IFERROR(IF(OR(U107=\"\",'Historical scenario - input'!$D92=\"\"),\"\",U107/'Historical scenario - input'!$D92),\"\")","v":""},{"$f":"IFERROR(IF(OR(V107=\"\",'Historical scenario - input'!$D92=\"\"),\"\",V107/'Historical scenario - input'!$D92),\"\")","v":""},{"$f":"IFERROR(IF(OR(W107=\"\",'Historical scenario - input'!$D92=\"\"),\"\",W107/'Historical scenario - input'!$D92),\"\")","v":""}]
[{"$f":"IFERROR('Historical scenario - input'!A93,\"\")","v":""},{"$f":"IFERROR('Historical scenario - input'!B93,\"\")","v":0},{"$f":"IFERROR('Historical scenario - input'!C93,\"\")","v":0},{"$f":"IFERROR(repcalc('Historical scenario - input'!$CV93:$GH93,'Historical scenario - input'!$G93,'Historical scenario - input'!$E93,'Historical scenario - input'!$F93,20,TRUE,TRUE),\"\")","v":""},"","","","","","","","","","","","","","","","","","","",{"$f":"IFERROR(IF(OR(D108=\"\",'Historical scenario - input'!$D93=\"\"),\"\",D108/'Historical scenario - input'!$D93),\"\")","v":""},{"$f":"IFERROR(IF(OR(E108=\"\",'Historical scenario - input'!$D93=\"\"),\"\",E108/'Historical scenario - input'!$D93),\"\")","v":""},{"$f":"IFERROR(IF(OR(F108=\"\",'Historical scenario - input'!$D93=\"\"),\"\",F108/'Historical scenario - input'!$D93),\"\")","v":""},{"$f":"IFERROR(IF(OR(G108=\"\",'Historical scenario - input'!$D93=\"\"),\"\",G108/'Historical scenario - input'!$D93),\"\")","v":""},{"$f":"IFERROR(IF(OR(H108=\"\",'Historical scenario - input'!$D93=\"\"),\"\",H108/'Historical scenario - input'!$D93),\"\")","v":""},{"$f":"IFERROR(IF(OR(I108=\"\",'Historical scenario - input'!$D93=\"\"),\"\",I108/'Historical scenario - input'!$D93),\"\")","v":""},{"$f":"IFERROR(IF(OR(J108=\"\",'Historical scenario - input'!$D93=\"\"),\"\",J108/'Historical scenario - input'!$D93),\"\")","v":""},{"$f":"IFERROR(IF(OR(K108=\"\",'Historical scenario - input'!$D93=\"\"),\"\",K108/'Historical scenario - input'!$D93),\"\")","v":""},{"$f":"IFERROR(IF(OR(L108=\"\",'Historical scenario - input'!$D93=\"\"),\"\",L108/'Historical scenario - input'!$D93),\"\")","v":""},{"$f":"IFERROR(IF(OR(M108=\"\",'Historical scenario - input'!$D93=\"\"),\"\",M108/'Historical scenario - input'!$D93),\"\")","v":""},{"$f":"IFERROR(IF(OR(N108=\"\",'Historical scenario - input'!$D93=\"\"),\"\",N108/'Historical scenario - input'!$D93),\"\")","v":""},{"$f":"IFERROR(IF(OR(O108=\"\",'Historical scenario - input'!$D93=\"\"),\"\",O108/'Historical scenario - input'!$D93),\"\")","v":""},{"$f":"IFERROR(IF(OR(P108=\"\",'Historical scenario - input'!$D93=\"\"),\"\",P108/'Historical scenario - input'!$D93),\"\")","v":""},{"$f":"IFERROR(IF(OR(Q108=\"\",'Historical scenario - input'!$D93=\"\"),\"\",Q108/'Historical scenario - input'!$D93),\"\")","v":""},{"$f":"IFERROR(IF(OR(R108=\"\",'Historical scenario - input'!$D93=\"\"),\"\",R108/'Historical scenario - input'!$D93),\"\")","v":""},{"$f":"IFERROR(IF(OR(S108=\"\",'Historical scenario - input'!$D93=\"\"),\"\",S108/'Historical scenario - input'!$D93),\"\")","v":""},{"$f":"IFERROR(IF(OR(T108=\"\",'Historical scenario - input'!$D93=\"\"),\"\",T108/'Historical scenario - input'!$D93),\"\")","v":""},{"$f":"IFERROR(IF(OR(U108=\"\",'Historical scenario - input'!$D93=\"\"),\"\",U108/'Historical scenario - input'!$D93),\"\")","v":""},{"$f":"IFERROR(IF(OR(V108=\"\",'Historical scenario - input'!$D93=\"\"),\"\",V108/'Historical scenario - input'!$D93),\"\")","v":""},{"$f":"IFERROR(IF(OR(W108=\"\",'Historical scenario - input'!$D93=\"\"),\"\",W108/'Historical scenario - input'!$D93),\"\")","v":""}]
[{"$f":"IFERROR('Historical scenario - input'!A94,\"\")","v":""},{"$f":"IFERROR('Historical scenario - input'!B94,\"\")","v":0},{"$f":"IFERROR('Historical scenario - input'!C94,\"\")","v":0},{"$f":"IFERROR(repcalc('Historical scenario - input'!$CV94:$GH94,'Historical scenario - input'!$G94,'Historical scenario - input'!$E94,'Historical scenario - input'!$F94,20,TRUE,TRUE),\"\")","v":""},"","","","","","","","","","","","","","","","","","","",{"$f":"IFERROR(IF(OR(D109=\"\",'Historical scenario - input'!$D94=\"\"),\"\",D109/'Historical scenario - input'!$D94),\"\")","v":""},{"$f":"IFERROR(IF(OR(E109=\"\",'Historical scenario - input'!$D94=\"\"),\"\",E109/'Historical scenario - input'!$D94),\"\")","v":""},{"$f":"IFERROR(IF(OR(F109=\"\",'Historical scenario - input'!$D94=\"\"),\"\",F109/'Historical scenario - input'!$D94),\"\")","v":""},{"$f":"IFERROR(IF(OR(G109=\"\",'Historical scenario - input'!$D94=\"\"),\"\",G109/'Historical scenario - input'!$D94),\"\")","v":""},{"$f":"IFERROR(IF(OR(H109=\"\",'Historical scenario - input'!$D94=\"\"),\"\",H109/'Historical scenario - input'!$D94),\"\")","v":""},{"$f":"IFERROR(IF(OR(I109=\"\",'Historical scenario - input'!$D94=\"\"),\"\",I109/'Historical scenario - input'!$D94),\"\")","v":""},{"$f":"IFERROR(IF(OR(J109=\"\",'Historical scenario - input'!$D94=\"\"),\"\",J109/'Historical scenario - input'!$D94),\"\")","v":""},{"$f":"IFERROR(IF(OR(K109=\"\",'Historical scenario - input'!$D94=\"\"),\"\",K109/'Historical scenario - input'!$D94),\"\")","v":""},{"$f":"IFERROR(IF(OR(L109=\"\",'Historical scenario - input'!$D94=\"\"),\"\",L109/'Historical scenario - input'!$D94),\"\")","v":""},{"$f":"IFERROR(IF(OR(M109=\"\",'Historical scenario - input'!$D94=\"\"),\"\",M109/'Historical scenario - input'!$D94),\"\")","v":""},{"$f":"IFERROR(IF(OR(N109=\"\",'Historical scenario - input'!$D94=\"\"),\"\",N109/'Historical scenario - input'!$D94),\"\")","v":""},{"$f":"IFERROR(IF(OR(O109=\"\",'Historical scenario - input'!$D94=\"\"),\"\",O109/'Historical scenario - input'!$D94),\"\")","v":""},{"$f":"IFERROR(IF(OR(P109=\"\",'Historical scenario - input'!$D94=\"\"),\"\",P109/'Historical scenario - input'!$D94),\"\")","v":""},{"$f":"IFERROR(IF(OR(Q109=\"\",'Historical scenario - input'!$D94=\"\"),\"\",Q109/'Historical scenario - input'!$D94),\"\")","v":""},{"$f":"IFERROR(IF(OR(R109=\"\",'Historical scenario - input'!$D94=\"\"),\"\",R109/'Historical scenario - input'!$D94),\"\")","v":""},{"$f":"IFERROR(IF(OR(S109=\"\",'Historical scenario - input'!$D94=\"\"),\"\",S109/'Historical scenario - input'!$D94),\"\")","v":""},{"$f":"IFERROR(IF(OR(T109=\"\",'Historical scenario - input'!$D94=\"\"),\"\",T109/'Historical scenario - input'!$D94),\"\")","v":""},{"$f":"IFERROR(IF(OR(U109=\"\",'Historical scenario - input'!$D94=\"\"),\"\",U109/'Historical scenario - input'!$D94),\"\")","v":""},{"$f":"IFERROR(IF(OR(V109=\"\",'Historical scenario - input'!$D94=\"\"),\"\",V109/'Historical scenario - input'!$D94),\"\")","v":""},{"$f":"IFERROR(IF(OR(W109=\"\",'Historical scenario - input'!$D94=\"\"),\"\",W109/'Historical scenario - input'!$D94),\"\")","v":""}]
[{"$f":"IFERROR('Historical scenario - input'!A95,\"\")","v":""},{"$f":"IFERROR('Historical scenario - input'!B95,\"\")","v":0},{"$f":"IFERROR('Historical scenario - input'!C95,\"\")","v":0},{"$f":"IFERROR(repcalc('Historical scenario - input'!$CV95:$GH95,'Historical scenario - input'!$G95,'Historical scenario - input'!$E95,'Historical scenario - input'!$F95,20,TRUE,TRUE),\"\")","v":""},"","","","","","","","","","","","","","","","","","","",{"$f":"IFERROR(IF(OR(D110=\"\",'Historical scenario - input'!$D95=\"\"),\"\",D110/'Historical scenario - input'!$D95),\"\")","v":""},{"$f":"IFERROR(IF(OR(E110=\"\",'Historical scenario - input'!$D95=\"\"),\"\",E110/'Historical scenario - input'!$D95),\"\")","v":""},{"$f":"IFERROR(IF(OR(F110=\"\",'Historical scenario - input'!$D95=\"\"),\"\",F110/'Historical scenario - input'!$D95),\"\")","v":""},{"$f":"IFERROR(IF(OR(G110=\"\",'Historical scenario - input'!$D95=\"\"),\"\",G110/'Historical scenario - input'!$D95),\"\")","v":""},{"$f":"IFERROR(IF(OR(H110=\"\",'Historical scenario - input'!$D95=\"\"),\"\",H110/'Historical scenario - input'!$D95),\"\")","v":""},{"$f":"IFERROR(IF(OR(I110=\"\",'Historical scenario - input'!$D95=\"\"),\"\",I110/'Historical scenario - input'!$D95),\"\")","v":""},{"$f":"IFERROR(IF(OR(J110=\"\",'Historical scenario - input'!$D95=\"\"),\"\",J110/'Historical scenario - input'!$D95),\"\")","v":""},{"$f":"IFERROR(IF(OR(K110=\"\",'Historical scenario - input'!$D95=\"\"),\"\",K110/'Historical scenario - input'!$D95),\"\")","v":""},{"$f":"IFERROR(IF(OR(L110=\"\",'Historical scenario - input'!$D95=\"\"),\"\",L110/'Historical scenario - input'!$D95),\"\")","v":""},{"$f":"IFERROR(IF(OR(M110=\"\",'Historical scenario - input'!$D95=\"\"),\"\",M110/'Historical scenario - input'!$D95),\"\")","v":""},{"$f":"IFERROR(IF(OR(N110=\"\",'Historical scenario - input'!$D95=\"\"),\"\",N110/'Historical scenario - input'!$D95),\"\")","v":""},{"$f":"IFERROR(IF(OR(O110=\"\",'Historical scenario - input'!$D95=\"\"),\"\",O110/'Historical scenario - input'!$D95),\"\")","v":""},{"$f":"IFERROR(IF(OR(P110=\"\",'Historical scenario - input'!$D95=\"\"),\"\",P110/'Historical scenario - input'!$D95),\"\")","v":""},{"$f":"IFERROR(IF(OR(Q110=\"\",'Historical scenario - input'!$D95=\"\"),\"\",Q110/'Historical scenario - input'!$D95),\"\")","v":""},{"$f":"IFERROR(IF(OR(R110=\"\",'Historical scenario - input'!$D95=\"\"),\"\",R110/'Historical scenario - input'!$D95),\"\")","v":""},{"$f":"IFERROR(IF(OR(S110=\"\",'Historical scenario - input'!$D95=\"\"),\"\",S110/'Historical scenario - input'!$D95),\"\")","v":""},{"$f":"IFERROR(IF(OR(T110=\"\",'Historical scenario - input'!$D95=\"\"),\"\",T110/'Historical scenario - input'!$D95),\"\")","v":""},{"$f":"IFERROR(IF(OR(U110=\"\",'Historical scenario - input'!$D95=\"\"),\"\",U110/'Historical scenario - input'!$D95),\"\")","v":""},{"$f":"IFERROR(IF(OR(V110=\"\",'Historical scenario - input'!$D95=\"\"),\"\",V110/'Historical scenario - input'!$D95),\"\")","v":""},{"$f":"IFERROR(IF(OR(W110=\"\",'Historical scenario - input'!$D95=\"\"),\"\",W110/'Historical scenario - input'!$D95),\"\")","v":""}]
[{"$f":"IFERROR('Historical scenario - input'!A96,\"\")","v":""},{"$f":"IFERROR('Historical scenario - input'!B96,\"\")","v":0},{"$f":"IFERROR('Historical scenario - input'!C96,\"\")","v":0},{"$f":"IFERROR(repcalc('Historical scenario - input'!$CV96:$GH96,'Historical scenario - input'!$G96,'Historical scenario - input'!$E96,'Historical scenario - input'!$F96,20,TRUE,TRUE),\"\")","v":""},"","","","","","","","","","","","","","","","","","","",{"$f":"IFERROR(IF(OR(D111=\"\",'Historical scenario - input'!$D96=\"\"),\"\",D111/'Historical scenario - input'!$D96),\"\")","v":""},{"$f":"IFERROR(IF(OR(E111=\"\",'Historical scenario - input'!$D96=\"\"),\"\",E111/'Historical scenario - input'!$D96),\"\")","v":""},{"$f":"IFERROR(IF(OR(F111=\"\",'Historical scenario - input'!$D96=\"\"),\"\",F111/'Historical scenario - input'!$D96),\"\")","v":""},{"$f":"IFERROR(IF(OR(G111=\"\",'Historical scenario - input'!$D96=\"\"),\"\",G111/'Historical scenario - input'!$D96),\"\")","v":""},{"$f":"IFERROR(IF(OR(H111=\"\",'Historical scenario - input'!$D96=\"\"),\"\",H111/'Historical scenario - input'!$D96),\"\")","v":""},{"$f":"IFERROR(IF(OR(I111=\"\",'Historical scenario - input'!$D96=\"\"),\"\",I111/'Historical scenario - input'!$D96),\"\")","v":""},{"$f":"IFERROR(IF(OR(J111=\"\",'Historical scenario - input'!$D96=\"\"),\"\",J111/'Historical scenario - input'!$D96),\"\")","v":""},{"$f":"IFERROR(IF(OR(K111=\"\",'Historical scenario - input'!$D96=\"\"),\"\",K111/'Historical scenario - input'!$D96),\"\")","v":""},{"$f":"IFERROR(IF(OR(L111=\"\",'Historical scenario - input'!$D96=\"\"),\"\",L111/'Historical scenario - input'!$D96),\"\")","v":""},{"$f":"IFERROR(IF(OR(M111=\"\",'Historical scenario - input'!$D96=\"\"),\"\",M111/'Historical scenario - input'!$D96),\"\")","v":""},{"$f":"IFERROR(IF(OR(N111=\"\",'Historical scenario - input'!$D96=\"\"),\"\",N111/'Historical scenario - input'!$D96),\"\")","v":""},{"$f":"IFERROR(IF(OR(O111=\"\",'Historical scenario - input'!$D96=\"\"),\"\",O111/'Historical scenario - input'!$D96),\"\")","v":""},{"$f":"IFERROR(IF(OR(P111=\"\",'Historical scenario - input'!$D96=\"\"),\"\",P111/'Historical scenario - input'!$D96),\"\")","v":""},{"$f":"IFERROR(IF(OR(Q111=\"\",'Historical scenario - input'!$D96=\"\"),\"\",Q111/'Historical scenario - input'!$D96),\"\")","v":""},{"$f":"IFERROR(IF(OR(R111=\"\",'Historical scenario - input'!$D96=\"\"),\"\",R111/'Historical scenario - input'!$D96),\"\")","v":""},{"$f":"IFERROR(IF(OR(S111=\"\",'Historical scenario - input'!$D96=\"\"),\"\",S111/'Historical scenario - input'!$D96),\"\")","v":""},{"$f":"IFERROR(IF(OR(T111=\"\",'Historical scenario - input'!$D96=\"\"),\"\",T111/'Historical scenario - input'!$D96),\"\")","v":""},{"$f":"IFERROR(IF(OR(U111=\"\",'Historical scenario - input'!$D96=\"\"),\"\",U111/'Historical scenario - input'!$D96),\"\")","v":""},{"$f":"IFERROR(IF(OR(V111=\"\",'Historical scenario - input'!$D96=\"\"),\"\",V111/'Historical scenario - input'!$D96),\"\")","v":""},{"$f":"IFERROR(IF(OR(W111=\"\",'Historical scenario - input'!$D96=\"\"),\"\",W111/'Historical scenario - input'!$D96),\"\")","v":""}]
[{"$f":"IFERROR('Historical scenario - input'!A97,\"\")","v":""},{"$f":"IFERROR('Historical scenario - input'!B97,\"\")","v":0},{"$f":"IFERROR('Historical scenario - input'!C97,\"\")","v":0},{"$f":"IFERROR(repcalc('Historical scenario - input'!$CV97:$GH97,'Historical scenario - input'!$G97,'Historical scenario - input'!$E97,'Historical scenario - input'!$F97,20,TRUE,TRUE),\"\")","v":""},"","","","","","","","","","","","","","","","","","","",{"$f":"IFERROR(IF(OR(D112=\"\",'Historical scenario - input'!$D97=\"\"),\"\",D112/'Historical scenario - input'!$D97),\"\")","v":""},{"$f":"IFERROR(IF(OR(E112=\"\",'Historical scenario - input'!$D97=\"\"),\"\",E112/'Historical scenario - input'!$D97),\"\")","v":""},{"$f":"IFERROR(IF(OR(F112=\"\",'Historical scenario - input'!$D97=\"\"),\"\",F112/'Historical scenario - input'!$D97),\"\")","v":""},{"$f":"IFERROR(IF(OR(G112=\"\",'Historical scenario - input'!$D97=\"\"),\"\",G112/'Historical scenario - input'!$D97),\"\")","v":""},{"$f":"IFERROR(IF(OR(H112=\"\",'Historical scenario - input'!$D97=\"\"),\"\",H112/'Historical scenario - input'!$D97),\"\")","v":""},{"$f":"IFERROR(IF(OR(I112=\"\",'Historical scenario - input'!$D97=\"\"),\"\",I112/'Historical scenario - input'!$D97),\"\")","v":""},{"$f":"IFERROR(IF(OR(J112=\"\",'Historical scenario - input'!$D97=\"\"),\"\",J112/'Historical scenario - input'!$D97),\"\")","v":""},{"$f":"IFERROR(IF(OR(K112=\"\",'Historical scenario - input'!$D97=\"\"),\"\",K112/'Historical scenario - input'!$D97),\"\")","v":""},{"$f":"IFERROR(IF(OR(L112=\"\",'Historical scenario - input'!$D97=\"\"),\"\",L112/'Historical scenario - input'!$D97),\"\")","v":""},{"$f":"IFERROR(IF(OR(M112=\"\",'Historical scenario - input'!$D97=\"\"),\"\",M112/'Historical scenario - input'!$D97),\"\")","v":""},{"$f":"IFERROR(IF(OR(N112=\"\",'Historical scenario - input'!$D97=\"\"),\"\",N112/'Historical scenario - input'!$D97),\"\")","v":""},{"$f":"IFERROR(IF(OR(O112=\"\",'Historical scenario - input'!$D97=\"\"),\"\",O112/'Historical scenario - input'!$D97),\"\")","v":""},{"$f":"IFERROR(IF(OR(P112=\"\",'Historical scenario - input'!$D97=\"\"),\"\",P112/'Historical scenario - input'!$D97),\"\")","v":""},{"$f":"IFERROR(IF(OR(Q112=\"\",'Historical scenario - input'!$D97=\"\"),\"\",Q112/'Historical scenario - input'!$D97),\"\")","v":""},{"$f":"IFERROR(IF(OR(R112=\"\",'Historical scenario - input'!$D97=\"\"),\"\",R112/'Historical scenario - input'!$D97),\"\")","v":""},{"$f":"IFERROR(IF(OR(S112=\"\",'Historical scenario - input'!$D97=\"\"),\"\",S112/'Historical scenario - input'!$D97),\"\")","v":""},{"$f":"IFERROR(IF(OR(T112=\"\",'Historical scenario - input'!$D97=\"\"),\"\",T112/'Historical scenario - input'!$D97),\"\")","v":""},{"$f":"IFERROR(IF(OR(U112=\"\",'Historical scenario - input'!$D97=\"\"),\"\",U112/'Historical scenario - input'!$D97),\"\")","v":""},{"$f":"IFERROR(IF(OR(V112=\"\",'Historical scenario - input'!$D97=\"\"),\"\",V112/'Historical scenario - input'!$D97),\"\")","v":""},{"$f":"IFERROR(IF(OR(W112=\"\",'Historical scenario - input'!$D97=\"\"),\"\",W112/'Historical scenario - input'!$D97),\"\")","v":""}]
[{"$f":"IFERROR('Historical scenario - input'!A98,\"\")","v":""},{"$f":"IFERROR('Historical scenario - input'!B98,\"\")","v":0},{"$f":"IFERROR('Historical scenario - input'!C98,\"\")","v":0},{"$f":"IFERROR(repcalc('Historical scenario - input'!$CV98:$GH98,'Historical scenario - input'!$G98,'Historical scenario - input'!$E98,'Historical scenario - input'!$F98,20,TRUE,TRUE),\"\")","v":""},"","","","","","","","","","","","","","","","","","","",{"$f":"IFERROR(IF(OR(D113=\"\",'Historical scenario - input'!$D98=\"\"),\"\",D113/'Historical scenario - input'!$D98),\"\")","v":""},{"$f":"IFERROR(IF(OR(E113=\"\",'Historical scenario - input'!$D98=\"\"),\"\",E113/'Historical scenario - input'!$D98),\"\")","v":""},{"$f":"IFERROR(IF(OR(F113=\"\",'Historical scenario - input'!$D98=\"\"),\"\",F113/'Historical scenario - input'!$D98),\"\")","v":""},{"$f":"IFERROR(IF(OR(G113=\"\",'Historical scenario - input'!$D98=\"\"),\"\",G113/'Historical scenario - input'!$D98),\"\")","v":""},{"$f":"IFERROR(IF(OR(H113=\"\",'Historical scenario - input'!$D98=\"\"),\"\",H113/'Historical scenario - input'!$D98),\"\")","v":""},{"$f":"IFERROR(IF(OR(I113=\"\",'Historical scenario - input'!$D98=\"\"),\"\",I113/'Historical scenario - input'!$D98),\"\")","v":""},{"$f":"IFERROR(IF(OR(J113=\"\",'Historical scenario - input'!$D98=\"\"),\"\",J113/'Historical scenario - input'!$D98),\"\")","v":""},{"$f":"IFERROR(IF(OR(K113=\"\",'Historical scenario - input'!$D98=\"\"),\"\",K113/'Historical scenario - input'!$D98),\"\")","v":""},{"$f":"IFERROR(IF(OR(L113=\"\",'Historical scenario - input'!$D98=\"\"),\"\",L113/'Historical scenario - input'!$D98),\"\")","v":""},{"$f":"IFERROR(IF(OR(M113=\"\",'Historical scenario - input'!$D98=\"\"),\"\",M113/'Historical scenario - input'!$D98),\"\")","v":""},{"$f":"IFERROR(IF(OR(N113=\"\",'Historical scenario - input'!$D98=\"\"),\"\",N113/'Historical scenario - input'!$D98),\"\")","v":""},{"$f":"IFERROR(IF(OR(O113=\"\",'Historical scenario - input'!$D98=\"\"),\"\",O113/'Historical scenario - input'!$D98),\"\")","v":""},{"$f":"IFERROR(IF(OR(P113=\"\",'Historical scenario - input'!$D98=\"\"),\"\",P113/'Historical scenario - input'!$D98),\"\")","v":""},{"$f":"IFERROR(IF(OR(Q113=\"\",'Historical scenario - input'!$D98=\"\"),\"\",Q113/'Historical scenario - input'!$D98),\"\")","v":""},{"$f":"IFERROR(IF(OR(R113=\"\",'Historical scenario - input'!$D98=\"\"),\"\",R113/'Historical scenario - input'!$D98),\"\")","v":""},{"$f":"IFERROR(IF(OR(S113=\"\",'Historical scenario - input'!$D98=\"\"),\"\",S113/'Historical scenario - input'!$D98),\"\")","v":""},{"$f":"IFERROR(IF(OR(T113=\"\",'Historical scenario - input'!$D98=\"\"),\"\",T113/'Historical scenario - input'!$D98),\"\")","v":""},{"$f":"IFERROR(IF(OR(U113=\"\",'Historical scenario - input'!$D98=\"\"),\"\",U113/'Historical scenario - input'!$D98),\"\")","v":""},{"$f":"IFERROR(IF(OR(V113=\"\",'Historical scenario - input'!$D98=\"\"),\"\",V113/'Historical scenario - input'!$D98),\"\")","v":""},{"$f":"IFERROR(IF(OR(W113=\"\",'Historical scenario - input'!$D98=\"\"),\"\",W113/'Historical scenario - input'!$D98),\"\")","v":""}]
[{"$f":"IFERROR('Historical scenario - input'!A99,\"\")","v":""},{"$f":"IFERROR('Historical scenario - input'!B99,\"\")","v":0},{"$f":"IFERROR('Historical scenario - input'!C99,\"\")","v":0},{"$f":"IFERROR(repcalc('Historical scenario - input'!$CV99:$GH99,'Historical scenario - input'!$G99,'Historical scenario - input'!$E99,'Historical scenario - input'!$F99,20,TRUE,TRUE),\"\")","v":""},"","","","","","","","","","","","","","","","","","","",{"$f":"IFERROR(IF(OR(D114=\"\",'Historical scenario - input'!$D99=\"\"),\"\",D114/'Historical scenario - input'!$D99),\"\")","v":""},{"$f":"IFERROR(IF(OR(E114=\"\",'Historical scenario - input'!$D99=\"\"),\"\",E114/'Historical scenario - input'!$D99),\"\")","v":""},{"$f":"IFERROR(IF(OR(F114=\"\",'Historical scenario - input'!$D99=\"\"),\"\",F114/'Historical scenario - input'!$D99),\"\")","v":""},{"$f":"IFERROR(IF(OR(G114=\"\",'Historical scenario - input'!$D99=\"\"),\"\",G114/'Historical scenario - input'!$D99),\"\")","v":""},{"$f":"IFERROR(IF(OR(H114=\"\",'Historical scenario - input'!$D99=\"\"),\"\",H114/'Historical scenario - input'!$D99),\"\")","v":""},{"$f":"IFERROR(IF(OR(I114=\"\",'Historical scenario - input'!$D99=\"\"),\"\",I114/'Historical scenario - input'!$D99),\"\")","v":""},{"$f":"IFERROR(IF(OR(J114=\"\",'Historical scenario - input'!$D99=\"\"),\"\",J114/'Historical scenario - input'!$D99),\"\")","v":""},{"$f":"IFERROR(IF(OR(K114=\"\",'Historical scenario - input'!$D99=\"\"),\"\",K114/'Historical scenario - input'!$D99),\"\")","v":""},{"$f":"IFERROR(IF(OR(L114=\"\",'Historical scenario - input'!$D99=\"\"),\"\",L114/'Historical scenario - input'!$D99),\"\")","v":""},{"$f":"IFERROR(IF(OR(M114=\"\",'Historical scenario - input'!$D99=\"\"),\"\",M114/'Historical scenario - input'!$D99),\"\")","v":""},{"$f":"IFERROR(IF(OR(N114=\"\",'Historical scenario - input'!$D99=\"\"),\"\",N114/'Historical scenario - input'!$D99),\"\")","v":""},{"$f":"IFERROR(IF(OR(O114=\"\",'Historical scenario - input'!$D99=\"\"),\"\",O114/'Historical scenario - input'!$D99),\"\")","v":""},{"$f":"IFERROR(IF(OR(P114=\"\",'Historical scenario - input'!$D99=\"\"),\"\",P114/'Historical scenario - input'!$D99),\"\")","v":""},{"$f":"IFERROR(IF(OR(Q114=\"\",'Historical scenario - input'!$D99=\"\"),\"\",Q114/'Historical scenario - input'!$D99),\"\")","v":""},{"$f":"IFERROR(IF(OR(R114=\"\",'Historical scenario - input'!$D99=\"\"),\"\",R114/'Historical scenario - input'!$D99),\"\")","v":""},{"$f":"IFERROR(IF(OR(S114=\"\",'Historical scenario - input'!$D99=\"\"),\"\",S114/'Historical scenario - input'!$D99),\"\")","v":""},{"$f":"IFERROR(IF(OR(T114=\"\",'Historical scenario - input'!$D99=\"\"),\"\",T114/'Historical scenario - input'!$D99),\"\")","v":""},{"$f":"IFERROR(IF(OR(U114=\"\",'Historical scenario - input'!$D99=\"\"),\"\",U114/'Historical scenario - input'!$D99),\"\")","v":""},{"$f":"IFERROR(IF(OR(V114=\"\",'Historical scenario - input'!$D99=\"\"),\"\",V114/'Historical scenario - input'!$D99),\"\")","v":""},{"$f":"IFERROR(IF(OR(W114=\"\",'Historical scenario - input'!$D99=\"\"),\"\",W114/'Historical scenario - input'!$D99),\"\")","v":""}]
[{"$f":"IFERROR('Historical scenario - input'!A100,\"\")","v":""},{"$f":"IFERROR('Historical scenario - input'!B100,\"\")","v":0},{"$f":"IFERROR('Historical scenario - input'!C100,\"\")","v":0},{"$f":"IFERROR(repcalc('Historical scenario - input'!$CV100:$GH100,'Historical scenario - input'!$G100,'Historical scenario - input'!$E100,'Historical scenario - input'!$F100,20,TRUE,TRUE),\"\")","v":""},"","","","","","","","","","","","","","","","","","","",{"$f":"IFERROR(IF(OR(D115=\"\",'Historical scenario - input'!$D100=\"\"),\"\",D115/'Historical scenario - input'!$D100),\"\")","v":""},{"$f":"IFERROR(IF(OR(E115=\"\",'Historical scenario - input'!$D100=\"\"),\"\",E115/'Historical scenario - input'!$D100),\"\")","v":""},{"$f":"IFERROR(IF(OR(F115=\"\",'Historical scenario - input'!$D100=\"\"),\"\",F115/'Historical scenario - input'!$D100),\"\")","v":""},{"$f":"IFERROR(IF(OR(G115=\"\",'Historical scenario - input'!$D100=\"\"),\"\",G115/'Historical scenario - input'!$D100),\"\")","v":""},{"$f":"IFERROR(IF(OR(H115=\"\",'Historical scenario - input'!$D100=\"\"),\"\",H115/'Historical scenario - input'!$D100),\"\")","v":""},{"$f":"IFERROR(IF(OR(I115=\"\",'Historical scenario - input'!$D100=\"\"),\"\",I115/'Historical scenario - input'!$D100),\"\")","v":""},{"$f":"IFERROR(IF(OR(J115=\"\",'Historical scenario - input'!$D100=\"\"),\"\",J115/'Historical scenario - input'!$D100),\"\")","v":""},{"$f":"IFERROR(IF(OR(K115=\"\",'Historical scenario - input'!$D100=\"\"),\"\",K115/'Historical scenario - input'!$D100),\"\")","v":""},{"$f":"IFERROR(IF(OR(L115=\"\",'Historical scenario - input'!$D100=\"\"),\"\",L115/'Historical scenario - input'!$D100),\"\")","v":""},{"$f":"IFERROR(IF(OR(M115=\"\",'Historical scenario - input'!$D100=\"\"),\"\",M115/'Historical scenario - input'!$D100),\"\")","v":""},{"$f":"IFERROR(IF(OR(N115=\"\",'Historical scenario - input'!$D100=\"\"),\"\",N115/'Historical scenario - input'!$D100),\"\")","v":""},{"$f":"IFERROR(IF(OR(O115=\"\",'Historical scenario - input'!$D100=\"\"),\"\",O115/'Historical scenario - input'!$D100),\"\")","v":""},{"$f":"IFERROR(IF(OR(P115=\"\",'Historical scenario - input'!$D100=\"\"),\"\",P115/'Historical scenario - input'!$D100),\"\")","v":""},{"$f":"IFERROR(IF(OR(Q115=\"\",'Historical scenario - input'!$D100=\"\"),\"\",Q115/'Historical scenario - input'!$D100),\"\")","v":""},{"$f":"IFERROR(IF(OR(R115=\"\",'Historical scenario - input'!$D100=\"\"),\"\",R115/'Historical scenario - input'!$D100),\"\")","v":""},{"$f":"IFERROR(IF(OR(S115=\"\",'Historical scenario - input'!$D100=\"\"),\"\",S115/'Historical scenario - input'!$D100),\"\")","v":""},{"$f":"IFERROR(IF(OR(T115=\"\",'Historical scenario - input'!$D100=\"\"),\"\",T115/'Historical scenario - input'!$D100),\"\")","v":""},{"$f":"IFERROR(IF(OR(U115=\"\",'Historical scenario - input'!$D100=\"\"),\"\",U115/'Historical scenario - input'!$D100),\"\")","v":""},{"$f":"IFERROR(IF(OR(V115=\"\",'Historical scenario - input'!$D100=\"\"),\"\",V115/'Historical scenario - input'!$D100),\"\")","v":""},{"$f":"IFERROR(IF(OR(W115=\"\",'Historical scenario - input'!$D100=\"\"),\"\",W115/'Historical scenario - input'!$D100),\"\")","v":""}]
[{"$f":"IFERROR('Historical scenario - input'!A101,\"\")","v":""},{"$f":"IFERROR('Historical scenario - input'!B101,\"\")","v":0},{"$f":"IFERROR('Historical scenario - input'!C101,\"\")","v":0},{"$f":"IFERROR(repcalc('Historical scenario - input'!$CV101:$GH101,'Historical scenario - input'!$G101,'Historical scenario - input'!$E101,'Historical scenario - input'!$F101,20,TRUE,TRUE),\"\")","v":""},"","","","","","","","","","","","","","","","","","","",{"$f":"IFERROR(IF(OR(D116=\"\",'Historical scenario - input'!$D101=\"\"),\"\",D116/'Historical scenario - input'!$D101),\"\")","v":""},{"$f":"IFERROR(IF(OR(E116=\"\",'Historical scenario - input'!$D101=\"\"),\"\",E116/'Historical scenario - input'!$D101),\"\")","v":""},{"$f":"IFERROR(IF(OR(F116=\"\",'Historical scenario - input'!$D101=\"\"),\"\",F116/'Historical scenario - input'!$D101),\"\")","v":""},{"$f":"IFERROR(IF(OR(G116=\"\",'Historical scenario - input'!$D101=\"\"),\"\",G116/'Historical scenario - input'!$D101),\"\")","v":""},{"$f":"IFERROR(IF(OR(H116=\"\",'Historical scenario - input'!$D101=\"\"),\"\",H116/'Historical scenario - input'!$D101),\"\")","v":""},{"$f":"IFERROR(IF(OR(I116=\"\",'Historical scenario - input'!$D101=\"\"),\"\",I116/'Historical scenario - input'!$D101),\"\")","v":""},{"$f":"IFERROR(IF(OR(J116=\"\",'Historical scenario - input'!$D101=\"\"),\"\",J116/'Historical scenario - input'!$D101),\"\")","v":""},{"$f":"IFERROR(IF(OR(K116=\"\",'Historical scenario - input'!$D101=\"\"),\"\",K116/'Historical scenario - input'!$D101),\"\")","v":""},{"$f":"IFERROR(IF(OR(L116=\"\",'Historical scenario - input'!$D101=\"\"),\"\",L116/'Historical scenario - input'!$D101),\"\")","v":""},{"$f":"IFERROR(IF(OR(M116=\"\",'Historical scenario - input'!$D101=\"\"),\"\",M116/'Historical scenario - input'!$D101),\"\")","v":""},{"$f":"IFERROR(IF(OR(N116=\"\",'Historical scenario - input'!$D101=\"\"),\"\",N116/'Historical scenario - input'!$D101),\"\")","v":""},{"$f":"IFERROR(IF(OR(O116=\"\",'Historical scenario - input'!$D101=\"\"),\"\",O116/'Historical scenario - input'!$D101),\"\")","v":""},{"$f":"IFERROR(IF(OR(P116=\"\",'Historical scenario - input'!$D101=\"\"),\"\",P116/'Historical scenario - input'!$D101),\"\")","v":""},{"$f":"IFERROR(IF(OR(Q116=\"\",'Historical scenario - input'!$D101=\"\"),\"\",Q116/'Historical scenario - input'!$D101),\"\")","v":""},{"$f":"IFERROR(IF(OR(R116=\"\",'Historical scenario - input'!$D101=\"\"),\"\",R116/'Historical scenario - input'!$D101),\"\")","v":""},{"$f":"IFERROR(IF(OR(S116=\"\",'Historical scenario - input'!$D101=\"\"),\"\",S116/'Historical scenario - input'!$D101),\"\")","v":""},{"$f":"IFERROR(IF(OR(T116=\"\",'Historical scenario - input'!$D101=\"\"),\"\",T116/'Historical scenario - input'!$D101),\"\")","v":""},{"$f":"IFERROR(IF(OR(U116=\"\",'Historical scenario - input'!$D101=\"\"),\"\",U116/'Historical scenario - input'!$D101),\"\")","v":""},{"$f":"IFERROR(IF(OR(V116=\"\",'Historical scenario - input'!$D101=\"\"),\"\",V116/'Historical scenario - input'!$D101),\"\")","v":""},{"$f":"IFERROR(IF(OR(W116=\"\",'Historical scenario - input'!$D101=\"\"),\"\",W116/'Historical scenario - input'!$D101),\"\")","v":""}]
[{"$f":"IFERROR('Historical scenario - input'!A102,\"\")","v":""},{"$f":"IFERROR('Historical scenario - input'!B102,\"\")","v":0},{"$f":"IFERROR('Historical scenario - input'!C102,\"\")","v":0},{"$f":"IFERROR(repcalc('Historical scenario - input'!$CV102:$GH102,'Historical scenario - input'!$G102,'Historical scenario - input'!$E102,'Historical scenario - input'!$F102,20,TRUE,TRUE),\"\")","v":""},"","","","","","","","","","","","","","","","","","","",{"$f":"IFERROR(IF(OR(D117=\"\",'Historical scenario - input'!$D102=\"\"),\"\",D117/'Historical scenario - input'!$D102),\"\")","v":""},{"$f":"IFERROR(IF(OR(E117=\"\",'Historical scenario - input'!$D102=\"\"),\"\",E117/'Historical scenario - input'!$D102),\"\")","v":""},{"$f":"IFERROR(IF(OR(F117=\"\",'Historical scenario - input'!$D102=\"\"),\"\",F117/'Historical scenario - input'!$D102),\"\")","v":""},{"$f":"IFERROR(IF(OR(G117=\"\",'Historical scenario - input'!$D102=\"\"),\"\",G117/'Historical scenario - input'!$D102),\"\")","v":""},{"$f":"IFERROR(IF(OR(H117=\"\",'Historical scenario - input'!$D102=\"\"),\"\",H117/'Historical scenario - input'!$D102),\"\")","v":""},{"$f":"IFERROR(IF(OR(I117=\"\",'Historical scenario - input'!$D102=\"\"),\"\",I117/'Historical scenario - input'!$D102),\"\")","v":""},{"$f":"IFERROR(IF(OR(J117=\"\",'Historical scenario - input'!$D102=\"\"),\"\",J117/'Historical scenario - input'!$D102),\"\")","v":""},{"$f":"IFERROR(IF(OR(K117=\"\",'Historical scenario - input'!$D102=\"\"),\"\",K117/'Historical scenario - input'!$D102),\"\")","v":""},{"$f":"IFERROR(IF(OR(L117=\"\",'Historical scenario - input'!$D102=\"\"),\"\",L117/'Historical scenario - input'!$D102),\"\")","v":""},{"$f":"IFERROR(IF(OR(M117=\"\",'Historical scenario - input'!$D102=\"\"),\"\",M117/'Historical scenario - input'!$D102),\"\")","v":""},{"$f":"IFERROR(IF(OR(N117=\"\",'Historical scenario - input'!$D102=\"\"),\"\",N117/'Historical scenario - input'!$D102),\"\")","v":""},{"$f":"IFERROR(IF(OR(O117=\"\",'Historical scenario - input'!$D102=\"\"),\"\",O117/'Historical scenario - input'!$D102),\"\")","v":""},{"$f":"IFERROR(IF(OR(P117=\"\",'Historical scenario - input'!$D102=\"\"),\"\",P117/'Historical scenario - input'!$D102),\"\")","v":""},{"$f":"IFERROR(IF(OR(Q117=\"\",'Historical scenario - input'!$D102=\"\"),\"\",Q117/'Historical scenario - input'!$D102),\"\")","v":""},{"$f":"IFERROR(IF(OR(R117=\"\",'Historical scenario - input'!$D102=\"\"),\"\",R117/'Historical scenario - input'!$D102),\"\")","v":""},{"$f":"IFERROR(IF(OR(S117=\"\",'Historical scenario - input'!$D102=\"\"),\"\",S117/'Historical scenario - input'!$D102),\"\")","v":""},{"$f":"IFERROR(IF(OR(T117=\"\",'Historical scenario - input'!$D102=\"\"),\"\",T117/'Historical scenario - input'!$D102),\"\")","v":""},{"$f":"IFERROR(IF(OR(U117=\"\",'Historical scenario - input'!$D102=\"\"),\"\",U117/'Historical scenario - input'!$D102),\"\")","v":""},{"$f":"IFERROR(IF(OR(V117=\"\",'Historical scenario - input'!$D102=\"\"),\"\",V117/'Historical scenario - input'!$D102),\"\")","v":""},{"$f":"IFERROR(IF(OR(W117=\"\",'Historical scenario - input'!$D102=\"\"),\"\",W117/'Historical scenario - input'!$D102),\"\")","v":""}]
[{"$f":"IFERROR('Historical scenario - input'!A103,\"\")","v":""},{"$f":"IFERROR('Historical scenario - input'!B103,\"\")","v":0},{"$f":"IFERROR('Historical scenario - input'!C103,\"\")","v":0},{"$f":"IFERROR(repcalc('Historical scenario - input'!$CV103:$GH103,'Historical scenario - input'!$G103,'Historical scenario - input'!$E103,'Historical scenario - input'!$F103,20,TRUE,TRUE),\"\")","v":""},"","","","","","","","","","","","","","","","","","","",{"$f":"IFERROR(IF(OR(D118=\"\",'Historical scenario - input'!$D103=\"\"),\"\",D118/'Historical scenario - input'!$D103),\"\")","v":""},{"$f":"IFERROR(IF(OR(E118=\"\",'Historical scenario - input'!$D103=\"\"),\"\",E118/'Historical scenario - input'!$D103),\"\")","v":""},{"$f":"IFERROR(IF(OR(F118=\"\",'Historical scenario - input'!$D103=\"\"),\"\",F118/'Historical scenario - input'!$D103),\"\")","v":""},{"$f":"IFERROR(IF(OR(G118=\"\",'Historical scenario - input'!$D103=\"\"),\"\",G118/'Historical scenario - input'!$D103),\"\")","v":""},{"$f":"IFERROR(IF(OR(H118=\"\",'Historical scenario - input'!$D103=\"\"),\"\",H118/'Historical scenario - input'!$D103),\"\")","v":""},{"$f":"IFERROR(IF(OR(I118=\"\",'Historical scenario - input'!$D103=\"\"),\"\",I118/'Historical scenario - input'!$D103),\"\")","v":""},{"$f":"IFERROR(IF(OR(J118=\"\",'Historical scenario - input'!$D103=\"\"),\"\",J118/'Historical scenario - input'!$D103),\"\")","v":""},{"$f":"IFERROR(IF(OR(K118=\"\",'Historical scenario - input'!$D103=\"\"),\"\",K118/'Historical scenario - input'!$D103),\"\")","v":""},{"$f":"IFERROR(IF(OR(L118=\"\",'Historical scenario - input'!$D103=\"\"),\"\",L118/'Historical scenario - input'!$D103),\"\")","v":""},{"$f":"IFERROR(IF(OR(M118=\"\",'Historical scenario - input'!$D103=\"\"),\"\",M118/'Historical scenario - input'!$D103),\"\")","v":""},{"$f":"IFERROR(IF(OR(N118=\"\",'Historical scenario - input'!$D103=\"\"),\"\",N118/'Historical scenario - input'!$D103),\"\")","v":""},{"$f":"IFERROR(IF(OR(O118=\"\",'Historical scenario - input'!$D103=\"\"),\"\",O118/'Historical scenario - input'!$D103),\"\")","v":""},{"$f":"IFERROR(IF(OR(P118=\"\",'Historical scenario - input'!$D103=\"\"),\"\",P118/'Historical scenario - input'!$D103),\"\")","v":""},{"$f":"IFERROR(IF(OR(Q118=\"\",'Historical scenario - input'!$D103=\"\"),\"\",Q118/'Historical scenario - input'!$D103),\"\")","v":""},{"$f":"IFERROR(IF(OR(R118=\"\",'Historical scenario - input'!$D103=\"\"),\"\",R118/'Historical scenario - input'!$D103),\"\")","v":""},{"$f":"IFERROR(IF(OR(S118=\"\",'Historical scenario - input'!$D103=\"\"),\"\",S118/'Historical scenario - input'!$D103),\"\")","v":""},{"$f":"IFERROR(IF(OR(T118=\"\",'Historical scenario - input'!$D103=\"\"),\"\",T118/'Historical scenario - input'!$D103),\"\")","v":""},{"$f":"IFERROR(IF(OR(U118=\"\",'Historical scenario - input'!$D103=\"\"),\"\",U118/'Historical scenario - input'!$D103),\"\")","v":""},{"$f":"IFERROR(IF(OR(V118=\"\",'Historical scenario - input'!$D103=\"\"),\"\",V118/'Historical scenario - input'!$D103),\"\")","v":""},{"$f":"IFERROR(IF(OR(W118=\"\",'Historical scenario - input'!$D103=\"\"),\"\",W118/'Historical scenario - input'!$D103),\"\")","v":""}]
[{"$f":"IFERROR('Historical scenario - input'!A104,\"\")","v":""},{"$f":"IFERROR('Historical scenario - input'!B104,\"\")","v":0},{"$f":"IFERROR('Historical scenario - input'!C104,\"\")","v":0},{"$f":"IFERROR(repcalc('Historical scenario - input'!$CV104:$GH104,'Historical scenario - input'!$G104,'Historical scenario - input'!$E104,'Historical scenario - input'!$F104,20,TRUE,TRUE),\"\")","v":""},"","","","","","","","","","","","","","","","","","","",{"$f":"IFERROR(IF(OR(D119=\"\",'Historical scenario - input'!$D104=\"\"),\"\",D119/'Historical scenario - input'!$D104),\"\")","v":""},{"$f":"IFERROR(IF(OR(E119=\"\",'Historical scenario - input'!$D104=\"\"),\"\",E119/'Historical scenario - input'!$D104),\"\")","v":""},{"$f":"IFERROR(IF(OR(F119=\"\",'Historical scenario - input'!$D104=\"\"),\"\",F119/'Historical scenario - input'!$D104),\"\")","v":""},{"$f":"IFERROR(IF(OR(G119=\"\",'Historical scenario - input'!$D104=\"\"),\"\",G119/'Historical scenario - input'!$D104),\"\")","v":""},{"$f":"IFERROR(IF(OR(H119=\"\",'Historical scenario - input'!$D104=\"\"),\"\",H119/'Historical scenario - input'!$D104),\"\")","v":""},{"$f":"IFERROR(IF(OR(I119=\"\",'Historical scenario - input'!$D104=\"\"),\"\",I119/'Historical scenario - input'!$D104),\"\")","v":""},{"$f":"IFERROR(IF(OR(J119=\"\",'Historical scenario - input'!$D104=\"\"),\"\",J119/'Historical scenario - input'!$D104),\"\")","v":""},{"$f":"IFERROR(IF(OR(K119=\"\",'Historical scenario - input'!$D104=\"\"),\"\",K119/'Historical scenario - input'!$D104),\"\")","v":""},{"$f":"IFERROR(IF(OR(L119=\"\",'Historical scenario - input'!$D104=\"\"),\"\",L119/'Historical scenario - input'!$D104),\"\")","v":""},{"$f":"IFERROR(IF(OR(M119=\"\",'Historical scenario - input'!$D104=\"\"),\"\",M119/'Historical scenario - input'!$D104),\"\")","v":""},{"$f":"IFERROR(IF(OR(N119=\"\",'Historical scenario - input'!$D104=\"\"),\"\",N119/'Historical scenario - input'!$D104),\"\")","v":""},{"$f":"IFERROR(IF(OR(O119=\"\",'Historical scenario - input'!$D104=\"\"),\"\",O119/'Historical scenario - input'!$D104),\"\")","v":""},{"$f":"IFERROR(IF(OR(P119=\"\",'Historical scenario - input'!$D104=\"\"),\"\",P119/'Historical scenario - input'!$D104),\"\")","v":""},{"$f":"IFERROR(IF(OR(Q119=\"\",'Historical scenario - input'!$D104=\"\"),\"\",Q119/'Historical scenario - input'!$D104),\"\")","v":""},{"$f":"IFERROR(IF(OR(R119=\"\",'Historical scenario - input'!$D104=\"\"),\"\",R119/'Historical scenario - input'!$D104),\"\")","v":""},{"$f":"IFERROR(IF(OR(S119=\"\",'Historical scenario - input'!$D104=\"\"),\"\",S119/'Historical scenario - input'!$D104),\"\")","v":""},{"$f":"IFERROR(IF(OR(T119=\"\",'Historical scenario - input'!$D104=\"\"),\"\",T119/'Historical scenario - input'!$D104),\"\")","v":""},{"$f":"IFERROR(IF(OR(U119=\"\",'Historical scenario - input'!$D104=\"\"),\"\",U119/'Historical scenario - input'!$D104),\"\")","v":""},{"$f":"IFERROR(IF(OR(V119=\"\",'Historical scenario - input'!$D104=\"\"),\"\",V119/'Historical scenario - input'!$D104),\"\")","v":""},{"$f":"IFERROR(IF(OR(W119=\"\",'Historical scenario - input'!$D104=\"\"),\"\",W119/'Historical scenario - input'!$D104),\"\")","v":""}]
[{"$f":"IFERROR('Historical scenario - input'!A105,\"\")","v":""},{"$f":"IFERROR('Historical scenario - input'!B105,\"\")","v":0},{"$f":"IFERROR('Historical scenario - input'!C105,\"\")","v":0},{"$f":"IFERROR(repcalc('Historical scenario - input'!$CV105:$GH105,'Historical scenario - input'!$G105,'Historical scenario - input'!$E105,'Historical scenario - input'!$F105,20,TRUE,TRUE),\"\")","v":""},"","","","","","","","","","","","","","","","","","","",{"$f":"IFERROR(IF(OR(D120=\"\",'Historical scenario - input'!$D105=\"\"),\"\",D120/'Historical scenario - input'!$D105),\"\")","v":""},{"$f":"IFERROR(IF(OR(E120=\"\",'Historical scenario - input'!$D105=\"\"),\"\",E120/'Historical scenario - input'!$D105),\"\")","v":""},{"$f":"IFERROR(IF(OR(F120=\"\",'Historical scenario - input'!$D105=\"\"),\"\",F120/'Historical scenario - input'!$D105),\"\")","v":""},{"$f":"IFERROR(IF(OR(G120=\"\",'Historical scenario - input'!$D105=\"\"),\"\",G120/'Historical scenario - input'!$D105),\"\")","v":""},{"$f":"IFERROR(IF(OR(H120=\"\",'Historical scenario - input'!$D105=\"\"),\"\",H120/'Historical scenario - input'!$D105),\"\")","v":""},{"$f":"IFERROR(IF(OR(I120=\"\",'Historical scenario - input'!$D105=\"\"),\"\",I120/'Historical scenario - input'!$D105),\"\")","v":""},{"$f":"IFERROR(IF(OR(J120=\"\",'Historical scenario - input'!$D105=\"\"),\"\",J120/'Historical scenario - input'!$D105),\"\")","v":""},{"$f":"IFERROR(IF(OR(K120=\"\",'Historical scenario - input'!$D105=\"\"),\"\",K120/'Historical scenario - input'!$D105),\"\")","v":""},{"$f":"IFERROR(IF(OR(L120=\"\",'Historical scenario - input'!$D105=\"\"),\"\",L120/'Historical scenario - input'!$D105),\"\")","v":""},{"$f":"IFERROR(IF(OR(M120=\"\",'Historical scenario - input'!$D105=\"\"),\"\",M120/'Historical scenario - input'!$D105),\"\")","v":""},{"$f":"IFERROR(IF(OR(N120=\"\",'Historical scenario - input'!$D105=\"\"),\"\",N120/'Historical scenario - input'!$D105),\"\")","v":""},{"$f":"IFERROR(IF(OR(O120=\"\",'Historical scenario - input'!$D105=\"\"),\"\",O120/'Historical scenario - input'!$D105),\"\")","v":""},{"$f":"IFERROR(IF(OR(P120=\"\",'Historical scenario - input'!$D105=\"\"),\"\",P120/'Historical scenario - input'!$D105),\"\")","v":""},{"$f":"IFERROR(IF(OR(Q120=\"\",'Historical scenario - input'!$D105=\"\"),\"\",Q120/'Historical scenario - input'!$D105),\"\")","v":""},{"$f":"IFERROR(IF(OR(R120=\"\",'Historical scenario - input'!$D105=\"\"),\"\",R120/'Historical scenario - input'!$D105),\"\")","v":""},{"$f":"IFERROR(IF(OR(S120=\"\",'Historical scenario - input'!$D105=\"\"),\"\",S120/'Historical scenario - input'!$D105),\"\")","v":""},{"$f":"IFERROR(IF(OR(T120=\"\",'Historical scenario - input'!$D105=\"\"),\"\",T120/'Historical scenario - input'!$D105),\"\")","v":""},{"$f":"IFERROR(IF(OR(U120=\"\",'Historical scenario - input'!$D105=\"\"),\"\",U120/'Historical scenario - input'!$D105),\"\")","v":""},{"$f":"IFERROR(IF(OR(V120=\"\",'Historical scenario - input'!$D105=\"\"),\"\",V120/'Historical scenario - input'!$D105),\"\")","v":""},{"$f":"IFERROR(IF(OR(W120=\"\",'Historical scenario - input'!$D105=\"\"),\"\",W120/'Historical scenario - input'!$D105),\"\")","v":""}]
[{"$f":"IFERROR('Historical scenario - input'!A106,\"\")","v":""},{"$f":"IFERROR('Historical scenario - input'!B106,\"\")","v":0},{"$f":"IFERROR('Historical scenario - input'!C106,\"\")","v":0},{"$f":"IFERROR(repcalc('Historical scenario - input'!$CV106:$GH106,'Historical scenario - input'!$G106,'Historical scenario - input'!$E106,'Historical scenario - input'!$F106,20,TRUE,TRUE),\"\")","v":""},"","","","","","","","","","","","","","","","","","","",{"$f":"IFERROR(IF(OR(D121=\"\",'Historical scenario - input'!$D106=\"\"),\"\",D121/'Historical scenario - input'!$D106),\"\")","v":""},{"$f":"IFERROR(IF(OR(E121=\"\",'Historical scenario - input'!$D106=\"\"),\"\",E121/'Historical scenario - input'!$D106),\"\")","v":""},{"$f":"IFERROR(IF(OR(F121=\"\",'Historical scenario - input'!$D106=\"\"),\"\",F121/'Historical scenario - input'!$D106),\"\")","v":""},{"$f":"IFERROR(IF(OR(G121=\"\",'Historical scenario - input'!$D106=\"\"),\"\",G121/'Historical scenario - input'!$D106),\"\")","v":""},{"$f":"IFERROR(IF(OR(H121=\"\",'Historical scenario - input'!$D106=\"\"),\"\",H121/'Historical scenario - input'!$D106),\"\")","v":""},{"$f":"IFERROR(IF(OR(I121=\"\",'Historical scenario - input'!$D106=\"\"),\"\",I121/'Historical scenario - input'!$D106),\"\")","v":""},{"$f":"IFERROR(IF(OR(J121=\"\",'Historical scenario - input'!$D106=\"\"),\"\",J121/'Historical scenario - input'!$D106),\"\")","v":""},{"$f":"IFERROR(IF(OR(K121=\"\",'Historical scenario - input'!$D106=\"\"),\"\",K121/'Historical scenario - input'!$D106),\"\")","v":""},{"$f":"IFERROR(IF(OR(L121=\"\",'Historical scenario - input'!$D106=\"\"),\"\",L121/'Historical scenario - input'!$D106),\"\")","v":""},{"$f":"IFERROR(IF(OR(M121=\"\",'Historical scenario - input'!$D106=\"\"),\"\",M121/'Historical scenario - input'!$D106),\"\")","v":""},{"$f":"IFERROR(IF(OR(N121=\"\",'Historical scenario - input'!$D106=\"\"),\"\",N121/'Historical scenario - input'!$D106),\"\")","v":""},{"$f":"IFERROR(IF(OR(O121=\"\",'Historical scenario - input'!$D106=\"\"),\"\",O121/'Historical scenario - input'!$D106),\"\")","v":""},{"$f":"IFERROR(IF(OR(P121=\"\",'Historical scenario - input'!$D106=\"\"),\"\",P121/'Historical scenario - input'!$D106),\"\")","v":""},{"$f":"IFERROR(IF(OR(Q121=\"\",'Historical scenario - input'!$D106=\"\"),\"\",Q121/'Historical scenario - input'!$D106),\"\")","v":""},{"$f":"IFERROR(IF(OR(R121=\"\",'Historical scenario - input'!$D106=\"\"),\"\",R121/'Historical scenario - input'!$D106),\"\")","v":""},{"$f":"IFERROR(IF(OR(S121=\"\",'Historical scenario - input'!$D106=\"\"),\"\",S121/'Historical scenario - input'!$D106),\"\")","v":""},{"$f":"IFERROR(IF(OR(T121=\"\",'Historical scenario - input'!$D106=\"\"),\"\",T121/'Historical scenario - input'!$D106),\"\")","v":""},{"$f":"IFERROR(IF(OR(U121=\"\",'Historical scenario - input'!$D106=\"\"),\"\",U121/'Historical scenario - input'!$D106),\"\")","v":""},{"$f":"IFERROR(IF(OR(V121=\"\",'Historical scenario - input'!$D106=\"\"),\"\",V121/'Historical scenario - input'!$D106),\"\")","v":""},{"$f":"IFERROR(IF(OR(W121=\"\",'Historical scenario - input'!$D106=\"\"),\"\",W121/'Historical scenario - input'!$D106),\"\")","v":""}]
[{"$f":"IFERROR('Historical scenario - input'!A107,\"\")","v":""},{"$f":"IFERROR('Historical scenario - input'!B107,\"\")","v":0},{"$f":"IFERROR('Historical scenario - input'!C107,\"\")","v":0},{"$f":"IFERROR(repcalc('Historical scenario - input'!$CV107:$GH107,'Historical scenario - input'!$G107,'Historical scenario - input'!$E107,'Historical scenario - input'!$F107,20,TRUE,TRUE),\"\")","v":""},"","","","","","","","","","","","","","","","","","","",{"$f":"IFERROR(IF(OR(D122=\"\",'Historical scenario - input'!$D107=\"\"),\"\",D122/'Historical scenario - input'!$D107),\"\")","v":""},{"$f":"IFERROR(IF(OR(E122=\"\",'Historical scenario - input'!$D107=\"\"),\"\",E122/'Historical scenario - input'!$D107),\"\")","v":""},{"$f":"IFERROR(IF(OR(F122=\"\",'Historical scenario - input'!$D107=\"\"),\"\",F122/'Historical scenario - input'!$D107),\"\")","v":""},{"$f":"IFERROR(IF(OR(G122=\"\",'Historical scenario - input'!$D107=\"\"),\"\",G122/'Historical scenario - input'!$D107),\"\")","v":""},{"$f":"IFERROR(IF(OR(H122=\"\",'Historical scenario - input'!$D107=\"\"),\"\",H122/'Historical scenario - input'!$D107),\"\")","v":""},{"$f":"IFERROR(IF(OR(I122=\"\",'Historical scenario - input'!$D107=\"\"),\"\",I122/'Historical scenario - input'!$D107),\"\")","v":""},{"$f":"IFERROR(IF(OR(J122=\"\",'Historical scenario - input'!$D107=\"\"),\"\",J122/'Historical scenario - input'!$D107),\"\")","v":""},{"$f":"IFERROR(IF(OR(K122=\"\",'Historical scenario - input'!$D107=\"\"),\"\",K122/'Historical scenario - input'!$D107),\"\")","v":""},{"$f":"IFERROR(IF(OR(L122=\"\",'Historical scenario - input'!$D107=\"\"),\"\",L122/'Historical scenario - input'!$D107),\"\")","v":""},{"$f":"IFERROR(IF(OR(M122=\"\",'Historical scenario - input'!$D107=\"\"),\"\",M122/'Historical scenario - input'!$D107),\"\")","v":""},{"$f":"IFERROR(IF(OR(N122=\"\",'Historical scenario - input'!$D107=\"\"),\"\",N122/'Historical scenario - input'!$D107),\"\")","v":""},{"$f":"IFERROR(IF(OR(O122=\"\",'Historical scenario - input'!$D107=\"\"),\"\",O122/'Historical scenario - input'!$D107),\"\")","v":""},{"$f":"IFERROR(IF(OR(P122=\"\",'Historical scenario - input'!$D107=\"\"),\"\",P122/'Historical scenario - input'!$D107),\"\")","v":""},{"$f":"IFERROR(IF(OR(Q122=\"\",'Historical scenario - input'!$D107=\"\"),\"\",Q122/'Historical scenario - input'!$D107),\"\")","v":""},{"$f":"IFERROR(IF(OR(R122=\"\",'Historical scenario - input'!$D107=\"\"),\"\",R122/'Historical scenario - input'!$D107),\"\")","v":""},{"$f":"IFERROR(IF(OR(S122=\"\",'Historical scenario - input'!$D107=\"\"),\"\",S122/'Historical scenario - input'!$D107),\"\")","v":""},{"$f":"IFERROR(IF(OR(T122=\"\",'Historical scenario - input'!$D107=\"\"),\"\",T122/'Historical scenario - input'!$D107),\"\")","v":""},{"$f":"IFERROR(IF(OR(U122=\"\",'Historical scenario - input'!$D107=\"\"),\"\",U122/'Historical scenario - input'!$D107),\"\")","v":""},{"$f":"IFERROR(IF(OR(V122=\"\",'Historical scenario - input'!$D107=\"\"),\"\",V122/'Historical scenario - input'!$D107),\"\")","v":""},{"$f":"IFERROR(IF(OR(W122=\"\",'Historical scenario - input'!$D107=\"\"),\"\",W122/'Historical scenario - input'!$D107),\"\")","v":""}]
[{"$f":"IFERROR('Historical scenario - input'!A108,\"\")","v":""},{"$f":"IFERROR('Historical scenario - input'!B108,\"\")","v":0},{"$f":"IFERROR('Historical scenario - input'!C108,\"\")","v":0},{"$f":"IFERROR(repcalc('Historical scenario - input'!$CV108:$GH108,'Historical scenario - input'!$G108,'Historical scenario - input'!$E108,'Historical scenario - input'!$F108,20,TRUE,TRUE),\"\")","v":""},"","","","","","","","","","","","","","","","","","","",{"$f":"IFERROR(IF(OR(D123=\"\",'Historical scenario - input'!$D108=\"\"),\"\",D123/'Historical scenario - input'!$D108),\"\")","v":""},{"$f":"IFERROR(IF(OR(E123=\"\",'Historical scenario - input'!$D108=\"\"),\"\",E123/'Historical scenario - input'!$D108),\"\")","v":""},{"$f":"IFERROR(IF(OR(F123=\"\",'Historical scenario - input'!$D108=\"\"),\"\",F123/'Historical scenario - input'!$D108),\"\")","v":""},{"$f":"IFERROR(IF(OR(G123=\"\",'Historical scenario - input'!$D108=\"\"),\"\",G123/'Historical scenario - input'!$D108),\"\")","v":""},{"$f":"IFERROR(IF(OR(H123=\"\",'Historical scenario - input'!$D108=\"\"),\"\",H123/'Historical scenario - input'!$D108),\"\")","v":""},{"$f":"IFERROR(IF(OR(I123=\"\",'Historical scenario - input'!$D108=\"\"),\"\",I123/'Historical scenario - input'!$D108),\"\")","v":""},{"$f":"IFERROR(IF(OR(J123=\"\",'Historical scenario - input'!$D108=\"\"),\"\",J123/'Historical scenario - input'!$D108),\"\")","v":""},{"$f":"IFERROR(IF(OR(K123=\"\",'Historical scenario - input'!$D108=\"\"),\"\",K123/'Historical scenario - input'!$D108),\"\")","v":""},{"$f":"IFERROR(IF(OR(L123=\"\",'Historical scenario - input'!$D108=\"\"),\"\",L123/'Historical scenario - input'!$D108),\"\")","v":""},{"$f":"IFERROR(IF(OR(M123=\"\",'Historical scenario - input'!$D108=\"\"),\"\",M123/'Historical scenario - input'!$D108),\"\")","v":""},{"$f":"IFERROR(IF(OR(N123=\"\",'Historical scenario - input'!$D108=\"\"),\"\",N123/'Historical scenario - input'!$D108),\"\")","v":""},{"$f":"IFERROR(IF(OR(O123=\"\",'Historical scenario - input'!$D108=\"\"),\"\",O123/'Historical scenario - input'!$D108),\"\")","v":""},{"$f":"IFERROR(IF(OR(P123=\"\",'Historical scenario - input'!$D108=\"\"),\"\",P123/'Historical scenario - input'!$D108),\"\")","v":""},{"$f":"IFERROR(IF(OR(Q123=\"\",'Historical scenario - input'!$D108=\"\"),\"\",Q123/'Historical scenario - input'!$D108),\"\")","v":""},{"$f":"IFERROR(IF(OR(R123=\"\",'Historical scenario - input'!$D108=\"\"),\"\",R123/'Historical scenario - input'!$D108),\"\")","v":""},{"$f":"IFERROR(IF(OR(S123=\"\",'Historical scenario - input'!$D108=\"\"),\"\",S123/'Historical scenario - input'!$D108),\"\")","v":""},{"$f":"IFERROR(IF(OR(T123=\"\",'Historical scenario - input'!$D108=\"\"),\"\",T123/'Historical scenario - input'!$D108),\"\")","v":""},{"$f":"IFERROR(IF(OR(U123=\"\",'Historical scenario - input'!$D108=\"\"),\"\",U123/'Historical scenario - input'!$D108),\"\")","v":""},{"$f":"IFERROR(IF(OR(V123=\"\",'Historical scenario - input'!$D108=\"\"),\"\",V123/'Historical scenario - input'!$D108),\"\")","v":""},{"$f":"IFERROR(IF(OR(W123=\"\",'Historical scenario - input'!$D108=\"\"),\"\",W123/'Historical scenario - input'!$D108),\"\")","v":""}]
[{"$f":"IFERROR('Historical scenario - input'!A109,\"\")","v":""},{"$f":"IFERROR('Historical scenario - input'!B109,\"\")","v":0},{"$f":"IFERROR('Historical scenario - input'!C109,\"\")","v":0},{"$f":"IFERROR(repcalc('Historical scenario - input'!$CV109:$GH109,'Historical scenario - input'!$G109,'Historical scenario - input'!$E109,'Historical scenario - input'!$F109,20,TRUE,TRUE),\"\")","v":""},"","","","","","","","","","","","","","","","","","","",{"$f":"IFERROR(IF(OR(D124=\"\",'Historical scenario - input'!$D109=\"\"),\"\",D124/'Historical scenario - input'!$D109),\"\")","v":""},{"$f":"IFERROR(IF(OR(E124=\"\",'Historical scenario - input'!$D109=\"\"),\"\",E124/'Historical scenario - input'!$D109),\"\")","v":""},{"$f":"IFERROR(IF(OR(F124=\"\",'Historical scenario - input'!$D109=\"\"),\"\",F124/'Historical scenario - input'!$D109),\"\")","v":""},{"$f":"IFERROR(IF(OR(G124=\"\",'Historical scenario - input'!$D109=\"\"),\"\",G124/'Historical scenario - input'!$D109),\"\")","v":""},{"$f":"IFERROR(IF(OR(H124=\"\",'Historical scenario - input'!$D109=\"\"),\"\",H124/'Historical scenario - input'!$D109),\"\")","v":""},{"$f":"IFERROR(IF(OR(I124=\"\",'Historical scenario - input'!$D109=\"\"),\"\",I124/'Historical scenario - input'!$D109),\"\")","v":""},{"$f":"IFERROR(IF(OR(J124=\"\",'Historical scenario - input'!$D109=\"\"),\"\",J124/'Historical scenario - input'!$D109),\"\")","v":""},{"$f":"IFERROR(IF(OR(K124=\"\",'Historical scenario - input'!$D109=\"\"),\"\",K124/'Historical scenario - input'!$D109),\"\")","v":""},{"$f":"IFERROR(IF(OR(L124=\"\",'Historical scenario - input'!$D109=\"\"),\"\",L124/'Historical scenario - input'!$D109),\"\")","v":""},{"$f":"IFERROR(IF(OR(M124=\"\",'Historical scenario - input'!$D109=\"\"),\"\",M124/'Historical scenario - input'!$D109),\"\")","v":""},{"$f":"IFERROR(IF(OR(N124=\"\",'Historical scenario - input'!$D109=\"\"),\"\",N124/'Historical scenario - input'!$D109),\"\")","v":""},{"$f":"IFERROR(IF(OR(O124=\"\",'Historical scenario - input'!$D109=\"\"),\"\",O124/'Historical scenario - input'!$D109),\"\")","v":""},{"$f":"IFERROR(IF(OR(P124=\"\",'Historical scenario - input'!$D109=\"\"),\"\",P124/'Historical scenario - input'!$D109),\"\")","v":""},{"$f":"IFERROR(IF(OR(Q124=\"\",'Historical scenario - input'!$D109=\"\"),\"\",Q124/'Historical scenario - input'!$D109),\"\")","v":""},{"$f":"IFERROR(IF(OR(R124=\"\",'Historical scenario - input'!$D109=\"\"),\"\",R124/'Historical scenario - input'!$D109),\"\")","v":""},{"$f":"IFERROR(IF(OR(S124=\"\",'Historical scenario - input'!$D109=\"\"),\"\",S124/'Historical scenario - input'!$D109),\"\")","v":""},{"$f":"IFERROR(IF(OR(T124=\"\",'Historical scenario - input'!$D109=\"\"),\"\",T124/'Historical scenario - input'!$D109),\"\")","v":""},{"$f":"IFERROR(IF(OR(U124=\"\",'Historical scenario - input'!$D109=\"\"),\"\",U124/'Historical scenario - input'!$D109),\"\")","v":""},{"$f":"IFERROR(IF(OR(V124=\"\",'Historical scenario - input'!$D109=\"\"),\"\",V124/'Historical scenario - input'!$D109),\"\")","v":""},{"$f":"IFERROR(IF(OR(W124=\"\",'Historical scenario - input'!$D109=\"\"),\"\",W124/'Historical scenario - input'!$D109),\"\")","v":""}]
[{"$f":"IFERROR('Historical scenario - input'!A110,\"\")","v":""},{"$f":"IFERROR('Historical scenario - input'!B110,\"\")","v":0},{"$f":"IFERROR('Historical scenario - input'!C110,\"\")","v":0},{"$f":"IFERROR(repcalc('Historical scenario - input'!$CV110:$GH110,'Historical scenario - input'!$G110,'Historical scenario - input'!$E110,'Historical scenario - input'!$F110,20,TRUE,TRUE),\"\")","v":""},"","","","","","","","","","","","","","","","","","","",{"$f":"IFERROR(IF(OR(D125=\"\",'Historical scenario - input'!$D110=\"\"),\"\",D125/'Historical scenario - input'!$D110),\"\")","v":""},{"$f":"IFERROR(IF(OR(E125=\"\",'Historical scenario - input'!$D110=\"\"),\"\",E125/'Historical scenario - input'!$D110),\"\")","v":""},{"$f":"IFERROR(IF(OR(F125=\"\",'Historical scenario - input'!$D110=\"\"),\"\",F125/'Historical scenario - input'!$D110),\"\")","v":""},{"$f":"IFERROR(IF(OR(G125=\"\",'Historical scenario - input'!$D110=\"\"),\"\",G125/'Historical scenario - input'!$D110),\"\")","v":""},{"$f":"IFERROR(IF(OR(H125=\"\",'Historical scenario - input'!$D110=\"\"),\"\",H125/'Historical scenario - input'!$D110),\"\")","v":""},{"$f":"IFERROR(IF(OR(I125=\"\",'Historical scenario - input'!$D110=\"\"),\"\",I125/'Historical scenario - input'!$D110),\"\")","v":""},{"$f":"IFERROR(IF(OR(J125=\"\",'Historical scenario - input'!$D110=\"\"),\"\",J125/'Historical scenario - input'!$D110),\"\")","v":""},{"$f":"IFERROR(IF(OR(K125=\"\",'Historical scenario - input'!$D110=\"\"),\"\",K125/'Historical scenario - input'!$D110),\"\")","v":""},{"$f":"IFERROR(IF(OR(L125=\"\",'Historical scenario - input'!$D110=\"\"),\"\",L125/'Historical scenario - input'!$D110),\"\")","v":""},{"$f":"IFERROR(IF(OR(M125=\"\",'Historical scenario - input'!$D110=\"\"),\"\",M125/'Historical scenario - input'!$D110),\"\")","v":""},{"$f":"IFERROR(IF(OR(N125=\"\",'Historical scenario - input'!$D110=\"\"),\"\",N125/'Historical scenario - input'!$D110),\"\")","v":""},{"$f":"IFERROR(IF(OR(O125=\"\",'Historical scenario - input'!$D110=\"\"),\"\",O125/'Historical scenario - input'!$D110),\"\")","v":""},{"$f":"IFERROR(IF(OR(P125=\"\",'Historical scenario - input'!$D110=\"\"),\"\",P125/'Historical scenario - input'!$D110),\"\")","v":""},{"$f":"IFERROR(IF(OR(Q125=\"\",'Historical scenario - input'!$D110=\"\"),\"\",Q125/'Historical scenario - input'!$D110),\"\")","v":""},{"$f":"IFERROR(IF(OR(R125=\"\",'Historical scenario - input'!$D110=\"\"),\"\",R125/'Historical scenario - input'!$D110),\"\")","v":""},{"$f":"IFERROR(IF(OR(S125=\"\",'Historical scenario - input'!$D110=\"\"),\"\",S125/'Historical scenario - input'!$D110),\"\")","v":""},{"$f":"IFERROR(IF(OR(T125=\"\",'Historical scenario - input'!$D110=\"\"),\"\",T125/'Historical scenario - input'!$D110),\"\")","v":""},{"$f":"IFERROR(IF(OR(U125=\"\",'Historical scenario - input'!$D110=\"\"),\"\",U125/'Historical scenario - input'!$D110),\"\")","v":""},{"$f":"IFERROR(IF(OR(V125=\"\",'Historical scenario - input'!$D110=\"\"),\"\",V125/'Historical scenario - input'!$D110),\"\")","v":""},{"$f":"IFERROR(IF(OR(W125=\"\",'Historical scenario - input'!$D110=\"\"),\"\",W125/'Historical scenario - input'!$D110),\"\")","v":""}]
[{"$f":"IFERROR('Historical scenario - input'!A111,\"\")","v":""},{"$f":"IFERROR('Historical scenario - input'!B111,\"\")","v":0},{"$f":"IFERROR('Historical scenario - input'!C111,\"\")","v":0},{"$f":"IFERROR(repcalc('Historical scenario - input'!$CV111:$GH111,'Historical scenario - input'!$G111,'Historical scenario - input'!$E111,'Historical scenario - input'!$F111,20,TRUE,TRUE),\"\")","v":""},"","","","","","","","","","","","","","","","","","","",{"$f":"IFERROR(IF(OR(D126=\"\",'Historical scenario - input'!$D111=\"\"),\"\",D126/'Historical scenario - input'!$D111),\"\")","v":""},{"$f":"IFERROR(IF(OR(E126=\"\",'Historical scenario - input'!$D111=\"\"),\"\",E126/'Historical scenario - input'!$D111),\"\")","v":""},{"$f":"IFERROR(IF(OR(F126=\"\",'Historical scenario - input'!$D111=\"\"),\"\",F126/'Historical scenario - input'!$D111),\"\")","v":""},{"$f":"IFERROR(IF(OR(G126=\"\",'Historical scenario - input'!$D111=\"\"),\"\",G126/'Historical scenario - input'!$D111),\"\")","v":""},{"$f":"IFERROR(IF(OR(H126=\"\",'Historical scenario - input'!$D111=\"\"),\"\",H126/'Historical scenario - input'!$D111),\"\")","v":""},{"$f":"IFERROR(IF(OR(I126=\"\",'Historical scenario - input'!$D111=\"\"),\"\",I126/'Historical scenario - input'!$D111),\"\")","v":""},{"$f":"IFERROR(IF(OR(J126=\"\",'Historical scenario - input'!$D111=\"\"),\"\",J126/'Historical scenario - input'!$D111),\"\")","v":""},{"$f":"IFERROR(IF(OR(K126=\"\",'Historical scenario - input'!$D111=\"\"),\"\",K126/'Historical scenario - input'!$D111),\"\")","v":""},{"$f":"IFERROR(IF(OR(L126=\"\",'Historical scenario - input'!$D111=\"\"),\"\",L126/'Historical scenario - input'!$D111),\"\")","v":""},{"$f":"IFERROR(IF(OR(M126=\"\",'Historical scenario - input'!$D111=\"\"),\"\",M126/'Historical scenario - input'!$D111),\"\")","v":""},{"$f":"IFERROR(IF(OR(N126=\"\",'Historical scenario - input'!$D111=\"\"),\"\",N126/'Historical scenario - input'!$D111),\"\")","v":""},{"$f":"IFERROR(IF(OR(O126=\"\",'Historical scenario - input'!$D111=\"\"),\"\",O126/'Historical scenario - input'!$D111),\"\")","v":""},{"$f":"IFERROR(IF(OR(P126=\"\",'Historical scenario - input'!$D111=\"\"),\"\",P126/'Historical scenario - input'!$D111),\"\")","v":""},{"$f":"IFERROR(IF(OR(Q126=\"\",'Historical scenario - input'!$D111=\"\"),\"\",Q126/'Historical scenario - input'!$D111),\"\")","v":""},{"$f":"IFERROR(IF(OR(R126=\"\",'Historical scenario - input'!$D111=\"\"),\"\",R126/'Historical scenario - input'!$D111),\"\")","v":""},{"$f":"IFERROR(IF(OR(S126=\"\",'Historical scenario - input'!$D111=\"\"),\"\",S126/'Historical scenario - input'!$D111),\"\")","v":""},{"$f":"IFERROR(IF(OR(T126=\"\",'Historical scenario - input'!$D111=\"\"),\"\",T126/'Historical scenario - input'!$D111),\"\")","v":""},{"$f":"IFERROR(IF(OR(U126=\"\",'Historical scenario - input'!$D111=\"\"),\"\",U126/'Historical scenario - input'!$D111),\"\")","v":""},{"$f":"IFERROR(IF(OR(V126=\"\",'Historical scenario - input'!$D111=\"\"),\"\",V126/'Historical scenario - input'!$D111),\"\")","v":""},{"$f":"IFERROR(IF(OR(W126=\"\",'Historical scenario - input'!$D111=\"\"),\"\",W126/'Historical scenario - input'!$D111),\"\")","v":""}]
[{"$f":"IFERROR('Historical scenario - input'!A112,\"\")","v":""},{"$f":"IFERROR('Historical scenario - input'!B112,\"\")","v":0},{"$f":"IFERROR('Historical scenario - input'!C112,\"\")","v":0},{"$f":"IFERROR(repcalc('Historical scenario - input'!$CV112:$GH112,'Historical scenario - input'!$G112,'Historical scenario - input'!$E112,'Historical scenario - input'!$F112,20,TRUE,TRUE),\"\")","v":""},"","","","","","","","","","","","","","","","","","","",{"$f":"IFERROR(IF(OR(D127=\"\",'Historical scenario - input'!$D112=\"\"),\"\",D127/'Historical scenario - input'!$D112),\"\")","v":""},{"$f":"IFERROR(IF(OR(E127=\"\",'Historical scenario - input'!$D112=\"\"),\"\",E127/'Historical scenario - input'!$D112),\"\")","v":""},{"$f":"IFERROR(IF(OR(F127=\"\",'Historical scenario - input'!$D112=\"\"),\"\",F127/'Historical scenario - input'!$D112),\"\")","v":""},{"$f":"IFERROR(IF(OR(G127=\"\",'Historical scenario - input'!$D112=\"\"),\"\",G127/'Historical scenario - input'!$D112),\"\")","v":""},{"$f":"IFERROR(IF(OR(H127=\"\",'Historical scenario - input'!$D112=\"\"),\"\",H127/'Historical scenario - input'!$D112),\"\")","v":""},{"$f":"IFERROR(IF(OR(I127=\"\",'Historical scenario - input'!$D112=\"\"),\"\",I127/'Historical scenario - input'!$D112),\"\")","v":""},{"$f":"IFERROR(IF(OR(J127=\"\",'Historical scenario - input'!$D112=\"\"),\"\",J127/'Historical scenario - input'!$D112),\"\")","v":""},{"$f":"IFERROR(IF(OR(K127=\"\",'Historical scenario - input'!$D112=\"\"),\"\",K127/'Historical scenario - input'!$D112),\"\")","v":""},{"$f":"IFERROR(IF(OR(L127=\"\",'Historical scenario - input'!$D112=\"\"),\"\",L127/'Historical scenario - input'!$D112),\"\")","v":""},{"$f":"IFERROR(IF(OR(M127=\"\",'Historical scenario - input'!$D112=\"\"),\"\",M127/'Historical scenario - input'!$D112),\"\")","v":""},{"$f":"IFERROR(IF(OR(N127=\"\",'Historical scenario - input'!$D112=\"\"),\"\",N127/'Historical scenario - input'!$D112),\"\")","v":""},{"$f":"IFERROR(IF(OR(O127=\"\",'Historical scenario - input'!$D112=\"\"),\"\",O127/'Historical scenario - input'!$D112),\"\")","v":""},{"$f":"IFERROR(IF(OR(P127=\"\",'Historical scenario - input'!$D112=\"\"),\"\",P127/'Historical scenario - input'!$D112),\"\")","v":""},{"$f":"IFERROR(IF(OR(Q127=\"\",'Historical scenario - input'!$D112=\"\"),\"\",Q127/'Historical scenario - input'!$D112),\"\")","v":""},{"$f":"IFERROR(IF(OR(R127=\"\",'Historical scenario - input'!$D112=\"\"),\"\",R127/'Historical scenario - input'!$D112),\"\")","v":""},{"$f":"IFERROR(IF(OR(S127=\"\",'Historical scenario - input'!$D112=\"\"),\"\",S127/'Historical scenario - input'!$D112),\"\")","v":""},{"$f":"IFERROR(IF(OR(T127=\"\",'Historical scenario - input'!$D112=\"\"),\"\",T127/'Historical scenario - input'!$D112),\"\")","v":""},{"$f":"IFERROR(IF(OR(U127=\"\",'Historical scenario - input'!$D112=\"\"),\"\",U127/'Historical scenario - input'!$D112),\"\")","v":""},{"$f":"IFERROR(IF(OR(V127=\"\",'Historical scenario - input'!$D112=\"\"),\"\",V127/'Historical scenario - input'!$D112),\"\")","v":""},{"$f":"IFERROR(IF(OR(W127=\"\",'Historical scenario - input'!$D112=\"\"),\"\",W127/'Historical scenario - input'!$D112),\"\")","v":""}]
[{"$f":"IFERROR('Historical scenario - input'!A113,\"\")","v":""},{"$f":"IFERROR('Historical scenario - input'!B113,\"\")","v":0},{"$f":"IFERROR('Historical scenario - input'!C113,\"\")","v":0},{"$f":"IFERROR(repcalc('Historical scenario - input'!$CV113:$GH113,'Historical scenario - input'!$G113,'Historical scenario - input'!$E113,'Historical scenario - input'!$F113,20,TRUE,TRUE),\"\")","v":""},"","","","","","","","","","","","","","","","","","","",{"$f":"IFERROR(IF(OR(D128=\"\",'Historical scenario - input'!$D113=\"\"),\"\",D128/'Historical scenario - input'!$D113),\"\")","v":""},{"$f":"IFERROR(IF(OR(E128=\"\",'Historical scenario - input'!$D113=\"\"),\"\",E128/'Historical scenario - input'!$D113),\"\")","v":""},{"$f":"IFERROR(IF(OR(F128=\"\",'Historical scenario - input'!$D113=\"\"),\"\",F128/'Historical scenario - input'!$D113),\"\")","v":""},{"$f":"IFERROR(IF(OR(G128=\"\",'Historical scenario - input'!$D113=\"\"),\"\",G128/'Historical scenario - input'!$D113),\"\")","v":""},{"$f":"IFERROR(IF(OR(H128=\"\",'Historical scenario - input'!$D113=\"\"),\"\",H128/'Historical scenario - input'!$D113),\"\")","v":""},{"$f":"IFERROR(IF(OR(I128=\"\",'Historical scenario - input'!$D113=\"\"),\"\",I128/'Historical scenario - input'!$D113),\"\")","v":""},{"$f":"IFERROR(IF(OR(J128=\"\",'Historical scenario - input'!$D113=\"\"),\"\",J128/'Historical scenario - input'!$D113),\"\")","v":""},{"$f":"IFERROR(IF(OR(K128=\"\",'Historical scenario - input'!$D113=\"\"),\"\",K128/'Historical scenario - input'!$D113),\"\")","v":""},{"$f":"IFERROR(IF(OR(L128=\"\",'Historical scenario - input'!$D113=\"\"),\"\",L128/'Historical scenario - input'!$D113),\"\")","v":""},{"$f":"IFERROR(IF(OR(M128=\"\",'Historical scenario - input'!$D113=\"\"),\"\",M128/'Historical scenario - input'!$D113),\"\")","v":""},{"$f":"IFERROR(IF(OR(N128=\"\",'Historical scenario - input'!$D113=\"\"),\"\",N128/'Historical scenario - input'!$D113),\"\")","v":""},{"$f":"IFERROR(IF(OR(O128=\"\",'Historical scenario - input'!$D113=\"\"),\"\",O128/'Historical scenario - input'!$D113),\"\")","v":""},{"$f":"IFERROR(IF(OR(P128=\"\",'Historical scenario - input'!$D113=\"\"),\"\",P128/'Historical scenario - input'!$D113),\"\")","v":""},{"$f":"IFERROR(IF(OR(Q128=\"\",'Historical scenario - input'!$D113=\"\"),\"\",Q128/'Historical scenario - input'!$D113),\"\")","v":""},{"$f":"IFERROR(IF(OR(R128=\"\",'Historical scenario - input'!$D113=\"\"),\"\",R128/'Historical scenario - input'!$D113),\"\")","v":""},{"$f":"IFERROR(IF(OR(S128=\"\",'Historical scenario - input'!$D113=\"\"),\"\",S128/'Historical scenario - input'!$D113),\"\")","v":""},{"$f":"IFERROR(IF(OR(T128=\"\",'Historical scenario - input'!$D113=\"\"),\"\",T128/'Historical scenario - input'!$D113),\"\")","v":""},{"$f":"IFERROR(IF(OR(U128=\"\",'Historical scenario - input'!$D113=\"\"),\"\",U128/'Historical scenario - input'!$D113),\"\")","v":""},{"$f":"IFERROR(IF(OR(V128=\"\",'Historical scenario - input'!$D113=\"\"),\"\",V128/'Historical scenario - input'!$D113),\"\")","v":""},{"$f":"IFERROR(IF(OR(W128=\"\",'Historical scenario - input'!$D113=\"\"),\"\",W128/'Historical scenario - input'!$D113),\"\")","v":""}]
[{"$f":"IFERROR('Historical scenario - input'!A114,\"\")","v":""},{"$f":"IFERROR('Historical scenario - input'!B114,\"\")","v":0},{"$f":"IFERROR('Historical scenario - input'!C114,\"\")","v":0},{"$f":"IFERROR(repcalc('Historical scenario - input'!$CV114:$GH114,'Historical scenario - input'!$G114,'Historical scenario - input'!$E114,'Historical scenario - input'!$F114,20,TRUE,TRUE),\"\")","v":""},"","","","","","","","","","","","","","","","","","","",{"$f":"IFERROR(IF(OR(D129=\"\",'Historical scenario - input'!$D114=\"\"),\"\",D129/'Historical scenario - input'!$D114),\"\")","v":""},{"$f":"IFERROR(IF(OR(E129=\"\",'Historical scenario - input'!$D114=\"\"),\"\",E129/'Historical scenario - input'!$D114),\"\")","v":""},{"$f":"IFERROR(IF(OR(F129=\"\",'Historical scenario - input'!$D114=\"\"),\"\",F129/'Historical scenario - input'!$D114),\"\")","v":""},{"$f":"IFERROR(IF(OR(G129=\"\",'Historical scenario - input'!$D114=\"\"),\"\",G129/'Historical scenario - input'!$D114),\"\")","v":""},{"$f":"IFERROR(IF(OR(H129=\"\",'Historical scenario - input'!$D114=\"\"),\"\",H129/'Historical scenario - input'!$D114),\"\")","v":""},{"$f":"IFERROR(IF(OR(I129=\"\",'Historical scenario - input'!$D114=\"\"),\"\",I129/'Historical scenario - input'!$D114),\"\")","v":""},{"$f":"IFERROR(IF(OR(J129=\"\",'Historical scenario - input'!$D114=\"\"),\"\",J129/'Historical scenario - input'!$D114),\"\")","v":""},{"$f":"IFERROR(IF(OR(K129=\"\",'Historical scenario - input'!$D114=\"\"),\"\",K129/'Historical scenario - input'!$D114),\"\")","v":""},{"$f":"IFERROR(IF(OR(L129=\"\",'Historical scenario - input'!$D114=\"\"),\"\",L129/'Historical scenario - input'!$D114),\"\")","v":""},{"$f":"IFERROR(IF(OR(M129=\"\",'Historical scenario - input'!$D114=\"\"),\"\",M129/'Historical scenario - input'!$D114),\"\")","v":""},{"$f":"IFERROR(IF(OR(N129=\"\",'Historical scenario - input'!$D114=\"\"),\"\",N129/'Historical scenario - input'!$D114),\"\")","v":""},{"$f":"IFERROR(IF(OR(O129=\"\",'Historical scenario - input'!$D114=\"\"),\"\",O129/'Historical scenario - input'!$D114),\"\")","v":""},{"$f":"IFERROR(IF(OR(P129=\"\",'Historical scenario - input'!$D114=\"\"),\"\",P129/'Historical scenario - input'!$D114),\"\")","v":""},{"$f":"IFERROR(IF(OR(Q129=\"\",'Historical scenario - input'!$D114=\"\"),\"\",Q129/'Historical scenario - input'!$D114),\"\")","v":""},{"$f":"IFERROR(IF(OR(R129=\"\",'Historical scenario - input'!$D114=\"\"),\"\",R129/'Historical scenario - input'!$D114),\"\")","v":""},{"$f":"IFERROR(IF(OR(S129=\"\",'Historical scenario - input'!$D114=\"\"),\"\",S129/'Historical scenario - input'!$D114),\"\")","v":""},{"$f":"IFERROR(IF(OR(T129=\"\",'Historical scenario - input'!$D114=\"\"),\"\",T129/'Historical scenario - input'!$D114),\"\")","v":""},{"$f":"IFERROR(IF(OR(U129=\"\",'Historical scenario - input'!$D114=\"\"),\"\",U129/'Historical scenario - input'!$D114),\"\")","v":""},{"$f":"IFERROR(IF(OR(V129=\"\",'Historical scenario - input'!$D114=\"\"),\"\",V129/'Historical scenario - input'!$D114),\"\")","v":""},{"$f":"IFERROR(IF(OR(W129=\"\",'Historical scenario - input'!$D114=\"\"),\"\",W129/'Historical scenario - input'!$D114),\"\")","v":""}]
[{"$f":"IFERROR('Historical scenario - input'!A115,\"\")","v":""},{"$f":"IFERROR('Historical scenario - input'!B115,\"\")","v":0},{"$f":"IFERROR('Historical scenario - input'!C115,\"\")","v":0},{"$f":"IFERROR(repcalc('Historical scenario - input'!$CV115:$GH115,'Historical scenario - input'!$G115,'Historical scenario - input'!$E115,'Historical scenario - input'!$F115,20,TRUE,TRUE),\"\")","v":""},"","","","","","","","","","","","","","","","","","","",{"$f":"IFERROR(IF(OR(D130=\"\",'Historical scenario - input'!$D115=\"\"),\"\",D130/'Historical scenario - input'!$D115),\"\")","v":""},{"$f":"IFERROR(IF(OR(E130=\"\",'Historical scenario - input'!$D115=\"\"),\"\",E130/'Historical scenario - input'!$D115),\"\")","v":""},{"$f":"IFERROR(IF(OR(F130=\"\",'Historical scenario - input'!$D115=\"\"),\"\",F130/'Historical scenario - input'!$D115),\"\")","v":""},{"$f":"IFERROR(IF(OR(G130=\"\",'Historical scenario - input'!$D115=\"\"),\"\",G130/'Historical scenario - input'!$D115),\"\")","v":""},{"$f":"IFERROR(IF(OR(H130=\"\",'Historical scenario - input'!$D115=\"\"),\"\",H130/'Historical scenario - input'!$D115),\"\")","v":""},{"$f":"IFERROR(IF(OR(I130=\"\",'Historical scenario - input'!$D115=\"\"),\"\",I130/'Historical scenario - input'!$D115),\"\")","v":""},{"$f":"IFERROR(IF(OR(J130=\"\",'Historical scenario - input'!$D115=\"\"),\"\",J130/'Historical scenario - input'!$D115),\"\")","v":""},{"$f":"IFERROR(IF(OR(K130=\"\",'Historical scenario - input'!$D115=\"\"),\"\",K130/'Historical scenario - input'!$D115),\"\")","v":""},{"$f":"IFERROR(IF(OR(L130=\"\",'Historical scenario - input'!$D115=\"\"),\"\",L130/'Historical scenario - input'!$D115),\"\")","v":""},{"$f":"IFERROR(IF(OR(M130=\"\",'Historical scenario - input'!$D115=\"\"),\"\",M130/'Historical scenario - input'!$D115),\"\")","v":""},{"$f":"IFERROR(IF(OR(N130=\"\",'Historical scenario - input'!$D115=\"\"),\"\",N130/'Historical scenario - input'!$D115),\"\")","v":""},{"$f":"IFERROR(IF(OR(O130=\"\",'Historical scenario - input'!$D115=\"\"),\"\",O130/'Historical scenario - input'!$D115),\"\")","v":""},{"$f":"IFERROR(IF(OR(P130=\"\",'Historical scenario - input'!$D115=\"\"),\"\",P130/'Historical scenario - input'!$D115),\"\")","v":""},{"$f":"IFERROR(IF(OR(Q130=\"\",'Historical scenario - input'!$D115=\"\"),\"\",Q130/'Historical scenario - input'!$D115),\"\")","v":""},{"$f":"IFERROR(IF(OR(R130=\"\",'Historical scenario - input'!$D115=\"\"),\"\",R130/'Historical scenario - input'!$D115),\"\")","v":""},{"$f":"IFERROR(IF(OR(S130=\"\",'Historical scenario - input'!$D115=\"\"),\"\",S130/'Historical scenario - input'!$D115),\"\")","v":""},{"$f":"IFERROR(IF(OR(T130=\"\",'Historical scenario - input'!$D115=\"\"),\"\",T130/'Historical scenario - input'!$D115),\"\")","v":""},{"$f":"IFERROR(IF(OR(U130=\"\",'Historical scenario - input'!$D115=\"\"),\"\",U130/'Historical scenario - input'!$D115),\"\")","v":""},{"$f":"IFERROR(IF(OR(V130=\"\",'Historical scenario - input'!$D115=\"\"),\"\",V130/'Historical scenario - input'!$D115),\"\")","v":""},{"$f":"IFERROR(IF(OR(W130=\"\",'Historical scenario - input'!$D115=\"\"),\"\",W130/'Historical scenario - input'!$D115),\"\")","v":""}]
[{"$f":"IFERROR('Historical scenario - input'!A116,\"\")","v":""},{"$f":"IFERROR('Historical scenario - input'!B116,\"\")","v":0},{"$f":"IFERROR('Historical scenario - input'!C116,\"\")","v":0},{"$f":"IFERROR(repcalc('Historical scenario - input'!$CV116:$GH116,'Historical scenario - input'!$G116,'Historical scenario - input'!$E116,'Historical scenario - input'!$F116,20,TRUE,TRUE),\"\")","v":""},"","","","","","","","","","","","","","","","","","","",{"$f":"IFERROR(IF(OR(D131=\"\",'Historical scenario - input'!$D116=\"\"),\"\",D131/'Historical scenario - input'!$D116),\"\")","v":""},{"$f":"IFERROR(IF(OR(E131=\"\",'Historical scenario - input'!$D116=\"\"),\"\",E131/'Historical scenario - input'!$D116),\"\")","v":""},{"$f":"IFERROR(IF(OR(F131=\"\",'Historical scenario - input'!$D116=\"\"),\"\",F131/'Historical scenario - input'!$D116),\"\")","v":""},{"$f":"IFERROR(IF(OR(G131=\"\",'Historical scenario - input'!$D116=\"\"),\"\",G131/'Historical scenario - input'!$D116),\"\")","v":""},{"$f":"IFERROR(IF(OR(H131=\"\",'Historical scenario - input'!$D116=\"\"),\"\",H131/'Historical scenario - input'!$D116),\"\")","v":""},{"$f":"IFERROR(IF(OR(I131=\"\",'Historical scenario - input'!$D116=\"\"),\"\",I131/'Historical scenario - input'!$D116),\"\")","v":""},{"$f":"IFERROR(IF(OR(J131=\"\",'Historical scenario - input'!$D116=\"\"),\"\",J131/'Historical scenario - input'!$D116),\"\")","v":""},{"$f":"IFERROR(IF(OR(K131=\"\",'Historical scenario - input'!$D116=\"\"),\"\",K131/'Historical scenario - input'!$D116),\"\")","v":""},{"$f":"IFERROR(IF(OR(L131=\"\",'Historical scenario - input'!$D116=\"\"),\"\",L131/'Historical scenario - input'!$D116),\"\")","v":""},{"$f":"IFERROR(IF(OR(M131=\"\",'Historical scenario - input'!$D116=\"\"),\"\",M131/'Historical scenario - input'!$D116),\"\")","v":""},{"$f":"IFERROR(IF(OR(N131=\"\",'Historical scenario - input'!$D116=\"\"),\"\",N131/'Historical scenario - input'!$D116),\"\")","v":""},{"$f":"IFERROR(IF(OR(O131=\"\",'Historical scenario - input'!$D116=\"\"),\"\",O131/'Historical scenario - input'!$D116),\"\")","v":""},{"$f":"IFERROR(IF(OR(P131=\"\",'Historical scenario - input'!$D116=\"\"),\"\",P131/'Historical scenario - input'!$D116),\"\")","v":""},{"$f":"IFERROR(IF(OR(Q131=\"\",'Historical scenario - input'!$D116=\"\"),\"\",Q131/'Historical scenario - input'!$D116),\"\")","v":""},{"$f":"IFERROR(IF(OR(R131=\"\",'Historical scenario - input'!$D116=\"\"),\"\",R131/'Historical scenario - input'!$D116),\"\")","v":""},{"$f":"IFERROR(IF(OR(S131=\"\",'Historical scenario - input'!$D116=\"\"),\"\",S131/'Historical scenario - input'!$D116),\"\")","v":""},{"$f":"IFERROR(IF(OR(T131=\"\",'Historical scenario - input'!$D116=\"\"),\"\",T131/'Historical scenario - input'!$D116),\"\")","v":""},{"$f":"IFERROR(IF(OR(U131=\"\",'Historical scenario - input'!$D116=\"\"),\"\",U131/'Historical scenario - input'!$D116),\"\")","v":""},{"$f":"IFERROR(IF(OR(V131=\"\",'Historical scenario - input'!$D116=\"\"),\"\",V131/'Historical scenario - input'!$D116),\"\")","v":""},{"$f":"IFERROR(IF(OR(W131=\"\",'Historical scenario - input'!$D116=\"\"),\"\",W131/'Historical scenario - input'!$D116),\"\")","v":""}]
[{"$f":"IFERROR('Historical scenario - input'!A117,\"\")","v":""},{"$f":"IFERROR('Historical scenario - input'!B117,\"\")","v":0},{"$f":"IFERROR('Historical scenario - input'!C117,\"\")","v":0},{"$f":"IFERROR(repcalc('Historical scenario - input'!$CV117:$GH117,'Historical scenario - input'!$G117,'Historical scenario - input'!$E117,'Historical scenario - input'!$F117,20,TRUE,TRUE),\"\")","v":""},"","","","","","","","","","","","","","","","","","","",{"$f":"IFERROR(IF(OR(D132=\"\",'Historical scenario - input'!$D117=\"\"),\"\",D132/'Historical scenario - input'!$D117),\"\")","v":""},{"$f":"IFERROR(IF(OR(E132=\"\",'Historical scenario - input'!$D117=\"\"),\"\",E132/'Historical scenario - input'!$D117),\"\")","v":""},{"$f":"IFERROR(IF(OR(F132=\"\",'Historical scenario - input'!$D117=\"\"),\"\",F132/'Historical scenario - input'!$D117),\"\")","v":""},{"$f":"IFERROR(IF(OR(G132=\"\",'Historical scenario - input'!$D117=\"\"),\"\",G132/'Historical scenario - input'!$D117),\"\")","v":""},{"$f":"IFERROR(IF(OR(H132=\"\",'Historical scenario - input'!$D117=\"\"),\"\",H132/'Historical scenario - input'!$D117),\"\")","v":""},{"$f":"IFERROR(IF(OR(I132=\"\",'Historical scenario - input'!$D117=\"\"),\"\",I132/'Historical scenario - input'!$D117),\"\")","v":""},{"$f":"IFERROR(IF(OR(J132=\"\",'Historical scenario - input'!$D117=\"\"),\"\",J132/'Historical scenario - input'!$D117),\"\")","v":""},{"$f":"IFERROR(IF(OR(K132=\"\",'Historical scenario - input'!$D117=\"\"),\"\",K132/'Historical scenario - input'!$D117),\"\")","v":""},{"$f":"IFERROR(IF(OR(L132=\"\",'Historical scenario - input'!$D117=\"\"),\"\",L132/'Historical scenario - input'!$D117),\"\")","v":""},{"$f":"IFERROR(IF(OR(M132=\"\",'Historical scenario - input'!$D117=\"\"),\"\",M132/'Historical scenario - input'!$D117),\"\")","v":""},{"$f":"IFERROR(IF(OR(N132=\"\",'Historical scenario - input'!$D117=\"\"),\"\",N132/'Historical scenario - input'!$D117),\"\")","v":""},{"$f":"IFERROR(IF(OR(O132=\"\",'Historical scenario - input'!$D117=\"\"),\"\",O132/'Historical scenario - input'!$D117),\"\")","v":""},{"$f":"IFERROR(IF(OR(P132=\"\",'Historical scenario - input'!$D117=\"\"),\"\",P132/'Historical scenario - input'!$D117),\"\")","v":""},{"$f":"IFERROR(IF(OR(Q132=\"\",'Historical scenario - input'!$D117=\"\"),\"\",Q132/'Historical scenario - input'!$D117),\"\")","v":""},{"$f":"IFERROR(IF(OR(R132=\"\",'Historical scenario - input'!$D117=\"\"),\"\",R132/'Historical scenario - input'!$D117),\"\")","v":""},{"$f":"IFERROR(IF(OR(S132=\"\",'Historical scenario - input'!$D117=\"\"),\"\",S132/'Historical scenario - input'!$D117),\"\")","v":""},{"$f":"IFERROR(IF(OR(T132=\"\",'Historical scenario - input'!$D117=\"\"),\"\",T132/'Historical scenario - input'!$D117),\"\")","v":""},{"$f":"IFERROR(IF(OR(U132=\"\",'Historical scenario - input'!$D117=\"\"),\"\",U132/'Historical scenario - input'!$D117),\"\")","v":""},{"$f":"IFERROR(IF(OR(V132=\"\",'Historical scenario - input'!$D117=\"\"),\"\",V132/'Historical scenario - input'!$D117),\"\")","v":""},{"$f":"IFERROR(IF(OR(W132=\"\",'Historical scenario - input'!$D117=\"\"),\"\",W132/'Historical scenario - input'!$D117),\"\")","v":""}]
[{"$f":"IFERROR('Historical scenario - input'!A118,\"\")","v":""},{"$f":"IFERROR('Historical scenario - input'!B118,\"\")","v":0},{"$f":"IFERROR('Historical scenario - input'!C118,\"\")","v":0},{"$f":"IFERROR(repcalc('Historical scenario - input'!$CV118:$GH118,'Historical scenario - input'!$G118,'Historical scenario - input'!$E118,'Historical scenario - input'!$F118,20,TRUE,TRUE),\"\")","v":""},"","","","","","","","","","","","","","","","","","","",{"$f":"IFERROR(IF(OR(D133=\"\",'Historical scenario - input'!$D118=\"\"),\"\",D133/'Historical scenario - input'!$D118),\"\")","v":""},{"$f":"IFERROR(IF(OR(E133=\"\",'Historical scenario - input'!$D118=\"\"),\"\",E133/'Historical scenario - input'!$D118),\"\")","v":""},{"$f":"IFERROR(IF(OR(F133=\"\",'Historical scenario - input'!$D118=\"\"),\"\",F133/'Historical scenario - input'!$D118),\"\")","v":""},{"$f":"IFERROR(IF(OR(G133=\"\",'Historical scenario - input'!$D118=\"\"),\"\",G133/'Historical scenario - input'!$D118),\"\")","v":""},{"$f":"IFERROR(IF(OR(H133=\"\",'Historical scenario - input'!$D118=\"\"),\"\",H133/'Historical scenario - input'!$D118),\"\")","v":""},{"$f":"IFERROR(IF(OR(I133=\"\",'Historical scenario - input'!$D118=\"\"),\"\",I133/'Historical scenario - input'!$D118),\"\")","v":""},{"$f":"IFERROR(IF(OR(J133=\"\",'Historical scenario - input'!$D118=\"\"),\"\",J133/'Historical scenario - input'!$D118),\"\")","v":""},{"$f":"IFERROR(IF(OR(K133=\"\",'Historical scenario - input'!$D118=\"\"),\"\",K133/'Historical scenario - input'!$D118),\"\")","v":""},{"$f":"IFERROR(IF(OR(L133=\"\",'Historical scenario - input'!$D118=\"\"),\"\",L133/'Historical scenario - input'!$D118),\"\")","v":""},{"$f":"IFERROR(IF(OR(M133=\"\",'Historical scenario - input'!$D118=\"\"),\"\",M133/'Historical scenario - input'!$D118),\"\")","v":""},{"$f":"IFERROR(IF(OR(N133=\"\",'Historical scenario - input'!$D118=\"\"),\"\",N133/'Historical scenario - input'!$D118),\"\")","v":""},{"$f":"IFERROR(IF(OR(O133=\"\",'Historical scenario - input'!$D118=\"\"),\"\",O133/'Historical scenario - input'!$D118),\"\")","v":""},{"$f":"IFERROR(IF(OR(P133=\"\",'Historical scenario - input'!$D118=\"\"),\"\",P133/'Historical scenario - input'!$D118),\"\")","v":""},{"$f":"IFERROR(IF(OR(Q133=\"\",'Historical scenario - input'!$D118=\"\"),\"\",Q133/'Historical scenario - input'!$D118),\"\")","v":""},{"$f":"IFERROR(IF(OR(R133=\"\",'Historical scenario - input'!$D118=\"\"),\"\",R133/'Historical scenario - input'!$D118),\"\")","v":""},{"$f":"IFERROR(IF(OR(S133=\"\",'Historical scenario - input'!$D118=\"\"),\"\",S133/'Historical scenario - input'!$D118),\"\")","v":""},{"$f":"IFERROR(IF(OR(T133=\"\",'Historical scenario - input'!$D118=\"\"),\"\",T133/'Historical scenario - input'!$D118),\"\")","v":""},{"$f":"IFERROR(IF(OR(U133=\"\",'Historical scenario - input'!$D118=\"\"),\"\",U133/'Historical scenario - input'!$D118),\"\")","v":""},{"$f":"IFERROR(IF(OR(V133=\"\",'Historical scenario - input'!$D118=\"\"),\"\",V133/'Historical scenario - input'!$D118),\"\")","v":""},{"$f":"IFERROR(IF(OR(W133=\"\",'Historical scenario - input'!$D118=\"\"),\"\",W133/'Historical scenario - input'!$D118),\"\")","v":""}]
[{"$f":"IFERROR('Historical scenario - input'!A119,\"\")","v":""},{"$f":"IFERROR('Historical scenario - input'!B119,\"\")","v":0},{"$f":"IFERROR('Historical scenario - input'!C119,\"\")","v":0},{"$f":"IFERROR(repcalc('Historical scenario - input'!$CV119:$GH119,'Historical scenario - input'!$G119,'Historical scenario - input'!$E119,'Historical scenario - input'!$F119,20,TRUE,TRUE),\"\")","v":""},"","","","","","","","","","","","","","","","","","","",{"$f":"IFERROR(IF(OR(D134=\"\",'Historical scenario - input'!$D119=\"\"),\"\",D134/'Historical scenario - input'!$D119),\"\")","v":""},{"$f":"IFERROR(IF(OR(E134=\"\",'Historical scenario - input'!$D119=\"\"),\"\",E134/'Historical scenario - input'!$D119),\"\")","v":""},{"$f":"IFERROR(IF(OR(F134=\"\",'Historical scenario - input'!$D119=\"\"),\"\",F134/'Historical scenario - input'!$D119),\"\")","v":""},{"$f":"IFERROR(IF(OR(G134=\"\",'Historical scenario - input'!$D119=\"\"),\"\",G134/'Historical scenario - input'!$D119),\"\")","v":""},{"$f":"IFERROR(IF(OR(H134=\"\",'Historical scenario - input'!$D119=\"\"),\"\",H134/'Historical scenario - input'!$D119),\"\")","v":""},{"$f":"IFERROR(IF(OR(I134=\"\",'Historical scenario - input'!$D119=\"\"),\"\",I134/'Historical scenario - input'!$D119),\"\")","v":""},{"$f":"IFERROR(IF(OR(J134=\"\",'Historical scenario - input'!$D119=\"\"),\"\",J134/'Historical scenario - input'!$D119),\"\")","v":""},{"$f":"IFERROR(IF(OR(K134=\"\",'Historical scenario - input'!$D119=\"\"),\"\",K134/'Historical scenario - input'!$D119),\"\")","v":""},{"$f":"IFERROR(IF(OR(L134=\"\",'Historical scenario - input'!$D119=\"\"),\"\",L134/'Historical scenario - input'!$D119),\"\")","v":""},{"$f":"IFERROR(IF(OR(M134=\"\",'Historical scenario - input'!$D119=\"\"),\"\",M134/'Historical scenario - input'!$D119),\"\")","v":""},{"$f":"IFERROR(IF(OR(N134=\"\",'Historical scenario - input'!$D119=\"\"),\"\",N134/'Historical scenario - input'!$D119),\"\")","v":""},{"$f":"IFERROR(IF(OR(O134=\"\",'Historical scenario - input'!$D119=\"\"),\"\",O134/'Historical scenario - input'!$D119),\"\")","v":""},{"$f":"IFERROR(IF(OR(P134=\"\",'Historical scenario - input'!$D119=\"\"),\"\",P134/'Historical scenario - input'!$D119),\"\")","v":""},{"$f":"IFERROR(IF(OR(Q134=\"\",'Historical scenario - input'!$D119=\"\"),\"\",Q134/'Historical scenario - input'!$D119),\"\")","v":""},{"$f":"IFERROR(IF(OR(R134=\"\",'Historical scenario - input'!$D119=\"\"),\"\",R134/'Historical scenario - input'!$D119),\"\")","v":""},{"$f":"IFERROR(IF(OR(S134=\"\",'Historical scenario - input'!$D119=\"\"),\"\",S134/'Historical scenario - input'!$D119),\"\")","v":""},{"$f":"IFERROR(IF(OR(T134=\"\",'Historical scenario - input'!$D119=\"\"),\"\",T134/'Historical scenario - input'!$D119),\"\")","v":""},{"$f":"IFERROR(IF(OR(U134=\"\",'Historical scenario - input'!$D119=\"\"),\"\",U134/'Historical scenario - input'!$D119),\"\")","v":""},{"$f":"IFERROR(IF(OR(V134=\"\",'Historical scenario - input'!$D119=\"\"),\"\",V134/'Historical scenario - input'!$D119),\"\")","v":""},{"$f":"IFERROR(IF(OR(W134=\"\",'Historical scenario - input'!$D119=\"\"),\"\",W134/'Historical scenario - input'!$D119),\"\")","v":""}]
[{"$f":"IFERROR('Historical scenario - input'!A120,\"\")","v":""},{"$f":"IFERROR('Historical scenario - input'!B120,\"\")","v":0},{"$f":"IFERROR('Historical scenario - input'!C120,\"\")","v":0},{"$f":"IFERROR(repcalc('Historical scenario - input'!$CV120:$GH120,'Historical scenario - input'!$G120,'Historical scenario - input'!$E120,'Historical scenario - input'!$F120,20,TRUE,TRUE),\"\")","v":""},"","","","","","","","","","","","","","","","","","","",{"$f":"IFERROR(IF(OR(D135=\"\",'Historical scenario - input'!$D120=\"\"),\"\",D135/'Historical scenario - input'!$D120),\"\")","v":""},{"$f":"IFERROR(IF(OR(E135=\"\",'Historical scenario - input'!$D120=\"\"),\"\",E135/'Historical scenario - input'!$D120),\"\")","v":""},{"$f":"IFERROR(IF(OR(F135=\"\",'Historical scenario - input'!$D120=\"\"),\"\",F135/'Historical scenario - input'!$D120),\"\")","v":""},{"$f":"IFERROR(IF(OR(G135=\"\",'Historical scenario - input'!$D120=\"\"),\"\",G135/'Historical scenario - input'!$D120),\"\")","v":""},{"$f":"IFERROR(IF(OR(H135=\"\",'Historical scenario - input'!$D120=\"\"),\"\",H135/'Historical scenario - input'!$D120),\"\")","v":""},{"$f":"IFERROR(IF(OR(I135=\"\",'Historical scenario - input'!$D120=\"\"),\"\",I135/'Historical scenario - input'!$D120),\"\")","v":""},{"$f":"IFERROR(IF(OR(J135=\"\",'Historical scenario - input'!$D120=\"\"),\"\",J135/'Historical scenario - input'!$D120),\"\")","v":""},{"$f":"IFERROR(IF(OR(K135=\"\",'Historical scenario - input'!$D120=\"\"),\"\",K135/'Historical scenario - input'!$D120),\"\")","v":""},{"$f":"IFERROR(IF(OR(L135=\"\",'Historical scenario - input'!$D120=\"\"),\"\",L135/'Historical scenario - input'!$D120),\"\")","v":""},{"$f":"IFERROR(IF(OR(M135=\"\",'Historical scenario - input'!$D120=\"\"),\"\",M135/'Historical scenario - input'!$D120),\"\")","v":""},{"$f":"IFERROR(IF(OR(N135=\"\",'Historical scenario - input'!$D120=\"\"),\"\",N135/'Historical scenario - input'!$D120),\"\")","v":""},{"$f":"IFERROR(IF(OR(O135=\"\",'Historical scenario - input'!$D120=\"\"),\"\",O135/'Historical scenario - input'!$D120),\"\")","v":""},{"$f":"IFERROR(IF(OR(P135=\"\",'Historical scenario - input'!$D120=\"\"),\"\",P135/'Historical scenario - input'!$D120),\"\")","v":""},{"$f":"IFERROR(IF(OR(Q135=\"\",'Historical scenario - input'!$D120=\"\"),\"\",Q135/'Historical scenario - input'!$D120),\"\")","v":""},{"$f":"IFERROR(IF(OR(R135=\"\",'Historical scenario - input'!$D120=\"\"),\"\",R135/'Historical scenario - input'!$D120),\"\")","v":""},{"$f":"IFERROR(IF(OR(S135=\"\",'Historical scenario - input'!$D120=\"\"),\"\",S135/'Historical scenario - input'!$D120),\"\")","v":""},{"$f":"IFERROR(IF(OR(T135=\"\",'Historical scenario - input'!$D120=\"\"),\"\",T135/'Historical scenario - input'!$D120),\"\")","v":""},{"$f":"IFERROR(IF(OR(U135=\"\",'Historical scenario - input'!$D120=\"\"),\"\",U135/'Historical scenario - input'!$D120),\"\")","v":""},{"$f":"IFERROR(IF(OR(V135=\"\",'Historical scenario - input'!$D120=\"\"),\"\",V135/'Historical scenario - input'!$D120),\"\")","v":""},{"$f":"IFERROR(IF(OR(W135=\"\",'Historical scenario - input'!$D120=\"\"),\"\",W135/'Historical scenario - input'!$D120),\"\")","v":""}]
[{"$f":"IFERROR('Historical scenario - input'!A121,\"\")","v":""},{"$f":"IFERROR('Historical scenario - input'!B121,\"\")","v":0},{"$f":"IFERROR('Historical scenario - input'!C121,\"\")","v":0},{"$f":"IFERROR(repcalc('Historical scenario - input'!$CV121:$GH121,'Historical scenario - input'!$G121,'Historical scenario - input'!$E121,'Historical scenario - input'!$F121,20,TRUE,TRUE),\"\")","v":""},"","","","","","","","","","","","","","","","","","","",{"$f":"IFERROR(IF(OR(D136=\"\",'Historical scenario - input'!$D121=\"\"),\"\",D136/'Historical scenario - input'!$D121),\"\")","v":""},{"$f":"IFERROR(IF(OR(E136=\"\",'Historical scenario - input'!$D121=\"\"),\"\",E136/'Historical scenario - input'!$D121),\"\")","v":""},{"$f":"IFERROR(IF(OR(F136=\"\",'Historical scenario - input'!$D121=\"\"),\"\",F136/'Historical scenario - input'!$D121),\"\")","v":""},{"$f":"IFERROR(IF(OR(G136=\"\",'Historical scenario - input'!$D121=\"\"),\"\",G136/'Historical scenario - input'!$D121),\"\")","v":""},{"$f":"IFERROR(IF(OR(H136=\"\",'Historical scenario - input'!$D121=\"\"),\"\",H136/'Historical scenario - input'!$D121),\"\")","v":""},{"$f":"IFERROR(IF(OR(I136=\"\",'Historical scenario - input'!$D121=\"\"),\"\",I136/'Historical scenario - input'!$D121),\"\")","v":""},{"$f":"IFERROR(IF(OR(J136=\"\",'Historical scenario - input'!$D121=\"\"),\"\",J136/'Historical scenario - input'!$D121),\"\")","v":""},{"$f":"IFERROR(IF(OR(K136=\"\",'Historical scenario - input'!$D121=\"\"),\"\",K136/'Historical scenario - input'!$D121),\"\")","v":""},{"$f":"IFERROR(IF(OR(L136=\"\",'Historical scenario - input'!$D121=\"\"),\"\",L136/'Historical scenario - input'!$D121),\"\")","v":""},{"$f":"IFERROR(IF(OR(M136=\"\",'Historical scenario - input'!$D121=\"\"),\"\",M136/'Historical scenario - input'!$D121),\"\")","v":""},{"$f":"IFERROR(IF(OR(N136=\"\",'Historical scenario - input'!$D121=\"\"),\"\",N136/'Historical scenario - input'!$D121),\"\")","v":""},{"$f":"IFERROR(IF(OR(O136=\"\",'Historical scenario - input'!$D121=\"\"),\"\",O136/'Historical scenario - input'!$D121),\"\")","v":""},{"$f":"IFERROR(IF(OR(P136=\"\",'Historical scenario - input'!$D121=\"\"),\"\",P136/'Historical scenario - input'!$D121),\"\")","v":""},{"$f":"IFERROR(IF(OR(Q136=\"\",'Historical scenario - input'!$D121=\"\"),\"\",Q136/'Historical scenario - input'!$D121),\"\")","v":""},{"$f":"IFERROR(IF(OR(R136=\"\",'Historical scenario - input'!$D121=\"\"),\"\",R136/'Historical scenario - input'!$D121),\"\")","v":""},{"$f":"IFERROR(IF(OR(S136=\"\",'Historical scenario - input'!$D121=\"\"),\"\",S136/'Historical scenario - input'!$D121),\"\")","v":""},{"$f":"IFERROR(IF(OR(T136=\"\",'Historical scenario - input'!$D121=\"\"),\"\",T136/'Historical scenario - input'!$D121),\"\")","v":""},{"$f":"IFERROR(IF(OR(U136=\"\",'Historical scenario - input'!$D121=\"\"),\"\",U136/'Historical scenario - input'!$D121),\"\")","v":""},{"$f":"IFERROR(IF(OR(V136=\"\",'Historical scenario - input'!$D121=\"\"),\"\",V136/'Historical scenario - input'!$D121),\"\")","v":""},{"$f":"IFERROR(IF(OR(W136=\"\",'Historical scenario - input'!$D121=\"\"),\"\",W136/'Historical scenario - input'!$D121),\"\")","v":""}]
[{"$f":"IFERROR('Historical scenario - input'!A122,\"\")","v":""},{"$f":"IFERROR('Historical scenario - input'!B122,\"\")","v":0},{"$f":"IFERROR('Historical scenario - input'!C122,\"\")","v":0},{"$f":"IFERROR(repcalc('Historical scenario - input'!$CV122:$GH122,'Historical scenario - input'!$G122,'Historical scenario - input'!$E122,'Historical scenario - input'!$F122,20,TRUE,TRUE),\"\")","v":""},"","","","","","","","","","","","","","","","","","","",{"$f":"IFERROR(IF(OR(D137=\"\",'Historical scenario - input'!$D122=\"\"),\"\",D137/'Historical scenario - input'!$D122),\"\")","v":""},{"$f":"IFERROR(IF(OR(E137=\"\",'Historical scenario - input'!$D122=\"\"),\"\",E137/'Historical scenario - input'!$D122),\"\")","v":""},{"$f":"IFERROR(IF(OR(F137=\"\",'Historical scenario - input'!$D122=\"\"),\"\",F137/'Historical scenario - input'!$D122),\"\")","v":""},{"$f":"IFERROR(IF(OR(G137=\"\",'Historical scenario - input'!$D122=\"\"),\"\",G137/'Historical scenario - input'!$D122),\"\")","v":""},{"$f":"IFERROR(IF(OR(H137=\"\",'Historical scenario - input'!$D122=\"\"),\"\",H137/'Historical scenario - input'!$D122),\"\")","v":""},{"$f":"IFERROR(IF(OR(I137=\"\",'Historical scenario - input'!$D122=\"\"),\"\",I137/'Historical scenario - input'!$D122),\"\")","v":""},{"$f":"IFERROR(IF(OR(J137=\"\",'Historical scenario - input'!$D122=\"\"),\"\",J137/'Historical scenario - input'!$D122),\"\")","v":""},{"$f":"IFERROR(IF(OR(K137=\"\",'Historical scenario - input'!$D122=\"\"),\"\",K137/'Historical scenario - input'!$D122),\"\")","v":""},{"$f":"IFERROR(IF(OR(L137=\"\",'Historical scenario - input'!$D122=\"\"),\"\",L137/'Historical scenario - input'!$D122),\"\")","v":""},{"$f":"IFERROR(IF(OR(M137=\"\",'Historical scenario - input'!$D122=\"\"),\"\",M137/'Historical scenario - input'!$D122),\"\")","v":""},{"$f":"IFERROR(IF(OR(N137=\"\",'Historical scenario - input'!$D122=\"\"),\"\",N137/'Historical scenario - input'!$D122),\"\")","v":""},{"$f":"IFERROR(IF(OR(O137=\"\",'Historical scenario - input'!$D122=\"\"),\"\",O137/'Historical scenario - input'!$D122),\"\")","v":""},{"$f":"IFERROR(IF(OR(P137=\"\",'Historical scenario - input'!$D122=\"\"),\"\",P137/'Historical scenario - input'!$D122),\"\")","v":""},{"$f":"IFERROR(IF(OR(Q137=\"\",'Historical scenario - input'!$D122=\"\"),\"\",Q137/'Historical scenario - input'!$D122),\"\")","v":""},{"$f":"IFERROR(IF(OR(R137=\"\",'Historical scenario - input'!$D122=\"\"),\"\",R137/'Historical scenario - input'!$D122),\"\")","v":""},{"$f":"IFERROR(IF(OR(S137=\"\",'Historical scenario - input'!$D122=\"\"),\"\",S137/'Historical scenario - input'!$D122),\"\")","v":""},{"$f":"IFERROR(IF(OR(T137=\"\",'Historical scenario - input'!$D122=\"\"),\"\",T137/'Historical scenario - input'!$D122),\"\")","v":""},{"$f":"IFERROR(IF(OR(U137=\"\",'Historical scenario - input'!$D122=\"\"),\"\",U137/'Historical scenario - input'!$D122),\"\")","v":""},{"$f":"IFERROR(IF(OR(V137=\"\",'Historical scenario - input'!$D122=\"\"),\"\",V137/'Historical scenario - input'!$D122),\"\")","v":""},{"$f":"IFERROR(IF(OR(W137=\"\",'Historical scenario - input'!$D122=\"\"),\"\",W137/'Historical scenario - input'!$D122),\"\")","v":""}]
[{"$f":"IFERROR('Historical scenario - input'!A123,\"\")","v":""},{"$f":"IFERROR('Historical scenario - input'!B123,\"\")","v":0},{"$f":"IFERROR('Historical scenario - input'!C123,\"\")","v":0},{"$f":"IFERROR(repcalc('Historical scenario - input'!$CV123:$GH123,'Historical scenario - input'!$G123,'Historical scenario - input'!$E123,'Historical scenario - input'!$F123,20,TRUE,TRUE),\"\")","v":""},"","","","","","","","","","","","","","","","","","","",{"$f":"IFERROR(IF(OR(D138=\"\",'Historical scenario - input'!$D123=\"\"),\"\",D138/'Historical scenario - input'!$D123),\"\")","v":""},{"$f":"IFERROR(IF(OR(E138=\"\",'Historical scenario - input'!$D123=\"\"),\"\",E138/'Historical scenario - input'!$D123),\"\")","v":""},{"$f":"IFERROR(IF(OR(F138=\"\",'Historical scenario - input'!$D123=\"\"),\"\",F138/'Historical scenario - input'!$D123),\"\")","v":""},{"$f":"IFERROR(IF(OR(G138=\"\",'Historical scenario - input'!$D123=\"\"),\"\",G138/'Historical scenario - input'!$D123),\"\")","v":""},{"$f":"IFERROR(IF(OR(H138=\"\",'Historical scenario - input'!$D123=\"\"),\"\",H138/'Historical scenario - input'!$D123),\"\")","v":""},{"$f":"IFERROR(IF(OR(I138=\"\",'Historical scenario - input'!$D123=\"\"),\"\",I138/'Historical scenario - input'!$D123),\"\")","v":""},{"$f":"IFERROR(IF(OR(J138=\"\",'Historical scenario - input'!$D123=\"\"),\"\",J138/'Historical scenario - input'!$D123),\"\")","v":""},{"$f":"IFERROR(IF(OR(K138=\"\",'Historical scenario - input'!$D123=\"\"),\"\",K138/'Historical scenario - input'!$D123),\"\")","v":""},{"$f":"IFERROR(IF(OR(L138=\"\",'Historical scenario - input'!$D123=\"\"),\"\",L138/'Historical scenario - input'!$D123),\"\")","v":""},{"$f":"IFERROR(IF(OR(M138=\"\",'Historical scenario - input'!$D123=\"\"),\"\",M138/'Historical scenario - input'!$D123),\"\")","v":""},{"$f":"IFERROR(IF(OR(N138=\"\",'Historical scenario - input'!$D123=\"\"),\"\",N138/'Historical scenario - input'!$D123),\"\")","v":""},{"$f":"IFERROR(IF(OR(O138=\"\",'Historical scenario - input'!$D123=\"\"),\"\",O138/'Historical scenario - input'!$D123),\"\")","v":""},{"$f":"IFERROR(IF(OR(P138=\"\",'Historical scenario - input'!$D123=\"\"),\"\",P138/'Historical scenario - input'!$D123),\"\")","v":""},{"$f":"IFERROR(IF(OR(Q138=\"\",'Historical scenario - input'!$D123=\"\"),\"\",Q138/'Historical scenario - input'!$D123),\"\")","v":""},{"$f":"IFERROR(IF(OR(R138=\"\",'Historical scenario - input'!$D123=\"\"),\"\",R138/'Historical scenario - input'!$D123),\"\")","v":""},{"$f":"IFERROR(IF(OR(S138=\"\",'Historical scenario - input'!$D123=\"\"),\"\",S138/'Historical scenario - input'!$D123),\"\")","v":""},{"$f":"IFERROR(IF(OR(T138=\"\",'Historical scenario - input'!$D123=\"\"),\"\",T138/'Historical scenario - input'!$D123),\"\")","v":""},{"$f":"IFERROR(IF(OR(U138=\"\",'Historical scenario - input'!$D123=\"\"),\"\",U138/'Historical scenario - input'!$D123),\"\")","v":""},{"$f":"IFERROR(IF(OR(V138=\"\",'Historical scenario - input'!$D123=\"\"),\"\",V138/'Historical scenario - input'!$D123),\"\")","v":""},{"$f":"IFERROR(IF(OR(W138=\"\",'Historical scenario - input'!$D123=\"\"),\"\",W138/'Historical scenario - input'!$D123),\"\")","v":""}]
[{"$f":"IFERROR('Historical scenario - input'!A124,\"\")","v":""},{"$f":"IFERROR('Historical scenario - input'!B124,\"\")","v":0},{"$f":"IFERROR('Historical scenario - input'!C124,\"\")","v":0},{"$f":"IFERROR(repcalc('Historical scenario - input'!$CV124:$GH124,'Historical scenario - input'!$G124,'Historical scenario - input'!$E124,'Historical scenario - input'!$F124,20,TRUE,TRUE),\"\")","v":""},"","","","","","","","","","","","","","","","","","","",{"$f":"IFERROR(IF(OR(D139=\"\",'Historical scenario - input'!$D124=\"\"),\"\",D139/'Historical scenario - input'!$D124),\"\")","v":""},{"$f":"IFERROR(IF(OR(E139=\"\",'Historical scenario - input'!$D124=\"\"),\"\",E139/'Historical scenario - input'!$D124),\"\")","v":""},{"$f":"IFERROR(IF(OR(F139=\"\",'Historical scenario - input'!$D124=\"\"),\"\",F139/'Historical scenario - input'!$D124),\"\")","v":""},{"$f":"IFERROR(IF(OR(G139=\"\",'Historical scenario - input'!$D124=\"\"),\"\",G139/'Historical scenario - input'!$D124),\"\")","v":""},{"$f":"IFERROR(IF(OR(H139=\"\",'Historical scenario - input'!$D124=\"\"),\"\",H139/'Historical scenario - input'!$D124),\"\")","v":""},{"$f":"IFERROR(IF(OR(I139=\"\",'Historical scenario - input'!$D124=\"\"),\"\",I139/'Historical scenario - input'!$D124),\"\")","v":""},{"$f":"IFERROR(IF(OR(J139=\"\",'Historical scenario - input'!$D124=\"\"),\"\",J139/'Historical scenario - input'!$D124),\"\")","v":""},{"$f":"IFERROR(IF(OR(K139=\"\",'Historical scenario - input'!$D124=\"\"),\"\",K139/'Historical scenario - input'!$D124),\"\")","v":""},{"$f":"IFERROR(IF(OR(L139=\"\",'Historical scenario - input'!$D124=\"\"),\"\",L139/'Historical scenario - input'!$D124),\"\")","v":""},{"$f":"IFERROR(IF(OR(M139=\"\",'Historical scenario - input'!$D124=\"\"),\"\",M139/'Historical scenario - input'!$D124),\"\")","v":""},{"$f":"IFERROR(IF(OR(N139=\"\",'Historical scenario - input'!$D124=\"\"),\"\",N139/'Historical scenario - input'!$D124),\"\")","v":""},{"$f":"IFERROR(IF(OR(O139=\"\",'Historical scenario - input'!$D124=\"\"),\"\",O139/'Historical scenario - input'!$D124),\"\")","v":""},{"$f":"IFERROR(IF(OR(P139=\"\",'Historical scenario - input'!$D124=\"\"),\"\",P139/'Historical scenario - input'!$D124),\"\")","v":""},{"$f":"IFERROR(IF(OR(Q139=\"\",'Historical scenario - input'!$D124=\"\"),\"\",Q139/'Historical scenario - input'!$D124),\"\")","v":""},{"$f":"IFERROR(IF(OR(R139=\"\",'Historical scenario - input'!$D124=\"\"),\"\",R139/'Historical scenario - input'!$D124),\"\")","v":""},{"$f":"IFERROR(IF(OR(S139=\"\",'Historical scenario - input'!$D124=\"\"),\"\",S139/'Historical scenario - input'!$D124),\"\")","v":""},{"$f":"IFERROR(IF(OR(T139=\"\",'Historical scenario - input'!$D124=\"\"),\"\",T139/'Historical scenario - input'!$D124),\"\")","v":""},{"$f":"IFERROR(IF(OR(U139=\"\",'Historical scenario - input'!$D124=\"\"),\"\",U139/'Historical scenario - input'!$D124),\"\")","v":""},{"$f":"IFERROR(IF(OR(V139=\"\",'Historical scenario - input'!$D124=\"\"),\"\",V139/'Historical scenario - input'!$D124),\"\")","v":""},{"$f":"IFERROR(IF(OR(W139=\"\",'Historical scenario - input'!$D124=\"\"),\"\",W139/'Historical scenario - input'!$D124),\"\")","v":""}]
[{"$f":"IFERROR('Historical scenario - input'!A125,\"\")","v":""},{"$f":"IFERROR('Historical scenario - input'!B125,\"\")","v":0},{"$f":"IFERROR('Historical scenario - input'!C125,\"\")","v":0},{"$f":"IFERROR(repcalc('Historical scenario - input'!$CV125:$GH125,'Historical scenario - input'!$G125,'Historical scenario - input'!$E125,'Historical scenario - input'!$F125,20,TRUE,TRUE),\"\")","v":""},"","","","","","","","","","","","","","","","","","","",{"$f":"IFERROR(IF(OR(D140=\"\",'Historical scenario - input'!$D125=\"\"),\"\",D140/'Historical scenario - input'!$D125),\"\")","v":""},{"$f":"IFERROR(IF(OR(E140=\"\",'Historical scenario - input'!$D125=\"\"),\"\",E140/'Historical scenario - input'!$D125),\"\")","v":""},{"$f":"IFERROR(IF(OR(F140=\"\",'Historical scenario - input'!$D125=\"\"),\"\",F140/'Historical scenario - input'!$D125),\"\")","v":""},{"$f":"IFERROR(IF(OR(G140=\"\",'Historical scenario - input'!$D125=\"\"),\"\",G140/'Historical scenario - input'!$D125),\"\")","v":""},{"$f":"IFERROR(IF(OR(H140=\"\",'Historical scenario - input'!$D125=\"\"),\"\",H140/'Historical scenario - input'!$D125),\"\")","v":""},{"$f":"IFERROR(IF(OR(I140=\"\",'Historical scenario - input'!$D125=\"\"),\"\",I140/'Historical scenario - input'!$D125),\"\")","v":""},{"$f":"IFERROR(IF(OR(J140=\"\",'Historical scenario - input'!$D125=\"\"),\"\",J140/'Historical scenario - input'!$D125),\"\")","v":""},{"$f":"IFERROR(IF(OR(K140=\"\",'Historical scenario - input'!$D125=\"\"),\"\",K140/'Historical scenario - input'!$D125),\"\")","v":""},{"$f":"IFERROR(IF(OR(L140=\"\",'Historical scenario - input'!$D125=\"\"),\"\",L140/'Historical scenario - input'!$D125),\"\")","v":""},{"$f":"IFERROR(IF(OR(M140=\"\",'Historical scenario - input'!$D125=\"\"),\"\",M140/'Historical scenario - input'!$D125),\"\")","v":""},{"$f":"IFERROR(IF(OR(N140=\"\",'Historical scenario - input'!$D125=\"\"),\"\",N140/'Historical scenario - input'!$D125),\"\")","v":""},{"$f":"IFERROR(IF(OR(O140=\"\",'Historical scenario - input'!$D125=\"\"),\"\",O140/'Historical scenario - input'!$D125),\"\")","v":""},{"$f":"IFERROR(IF(OR(P140=\"\",'Historical scenario - input'!$D125=\"\"),\"\",P140/'Historical scenario - input'!$D125),\"\")","v":""},{"$f":"IFERROR(IF(OR(Q140=\"\",'Historical scenario - input'!$D125=\"\"),\"\",Q140/'Historical scenario - input'!$D125),\"\")","v":""},{"$f":"IFERROR(IF(OR(R140=\"\",'Historical scenario - input'!$D125=\"\"),\"\",R140/'Historical scenario - input'!$D125),\"\")","v":""},{"$f":"IFERROR(IF(OR(S140=\"\",'Historical scenario - input'!$D125=\"\"),\"\",S140/'Historical scenario - input'!$D125),\"\")","v":""},{"$f":"IFERROR(IF(OR(T140=\"\",'Historical scenario - input'!$D125=\"\"),\"\",T140/'Historical scenario - input'!$D125),\"\")","v":""},{"$f":"IFERROR(IF(OR(U140=\"\",'Historical scenario - input'!$D125=\"\"),\"\",U140/'Historical scenario - input'!$D125),\"\")","v":""},{"$f":"IFERROR(IF(OR(V140=\"\",'Historical scenario - input'!$D125=\"\"),\"\",V140/'Historical scenario - input'!$D125),\"\")","v":""},{"$f":"IFERROR(IF(OR(W140=\"\",'Historical scenario - input'!$D125=\"\"),\"\",W140/'Historical scenario - input'!$D125),\"\")","v":""}]
[{"$f":"IFERROR('Historical scenario - input'!A126,\"\")","v":""},{"$f":"IFERROR('Historical scenario - input'!B126,\"\")","v":0},{"$f":"IFERROR('Historical scenario - input'!C126,\"\")","v":0},{"$f":"IFERROR(repcalc('Historical scenario - input'!$CV126:$GH126,'Historical scenario - input'!$G126,'Historical scenario - input'!$E126,'Historical scenario - input'!$F126,20,TRUE,TRUE),\"\")","v":""},"","","","","","","","","","","","","","","","","","","",{"$f":"IFERROR(IF(OR(D141=\"\",'Historical scenario - input'!$D126=\"\"),\"\",D141/'Historical scenario - input'!$D126),\"\")","v":""},{"$f":"IFERROR(IF(OR(E141=\"\",'Historical scenario - input'!$D126=\"\"),\"\",E141/'Historical scenario - input'!$D126),\"\")","v":""},{"$f":"IFERROR(IF(OR(F141=\"\",'Historical scenario - input'!$D126=\"\"),\"\",F141/'Historical scenario - input'!$D126),\"\")","v":""},{"$f":"IFERROR(IF(OR(G141=\"\",'Historical scenario - input'!$D126=\"\"),\"\",G141/'Historical scenario - input'!$D126),\"\")","v":""},{"$f":"IFERROR(IF(OR(H141=\"\",'Historical scenario - input'!$D126=\"\"),\"\",H141/'Historical scenario - input'!$D126),\"\")","v":""},{"$f":"IFERROR(IF(OR(I141=\"\",'Historical scenario - input'!$D126=\"\"),\"\",I141/'Historical scenario - input'!$D126),\"\")","v":""},{"$f":"IFERROR(IF(OR(J141=\"\",'Historical scenario - input'!$D126=\"\"),\"\",J141/'Historical scenario - input'!$D126),\"\")","v":""},{"$f":"IFERROR(IF(OR(K141=\"\",'Historical scenario - input'!$D126=\"\"),\"\",K141/'Historical scenario - input'!$D126),\"\")","v":""},{"$f":"IFERROR(IF(OR(L141=\"\",'Historical scenario - input'!$D126=\"\"),\"\",L141/'Historical scenario - input'!$D126),\"\")","v":""},{"$f":"IFERROR(IF(OR(M141=\"\",'Historical scenario - input'!$D126=\"\"),\"\",M141/'Historical scenario - input'!$D126),\"\")","v":""},{"$f":"IFERROR(IF(OR(N141=\"\",'Historical scenario - input'!$D126=\"\"),\"\",N141/'Historical scenario - input'!$D126),\"\")","v":""},{"$f":"IFERROR(IF(OR(O141=\"\",'Historical scenario - input'!$D126=\"\"),\"\",O141/'Historical scenario - input'!$D126),\"\")","v":""},{"$f":"IFERROR(IF(OR(P141=\"\",'Historical scenario - input'!$D126=\"\"),\"\",P141/'Historical scenario - input'!$D126),\"\")","v":""},{"$f":"IFERROR(IF(OR(Q141=\"\",'Historical scenario - input'!$D126=\"\"),\"\",Q141/'Historical scenario - input'!$D126),\"\")","v":""},{"$f":"IFERROR(IF(OR(R141=\"\",'Historical scenario - input'!$D126=\"\"),\"\",R141/'Historical scenario - input'!$D126),\"\")","v":""},{"$f":"IFERROR(IF(OR(S141=\"\",'Historical scenario - input'!$D126=\"\"),\"\",S141/'Historical scenario - input'!$D126),\"\")","v":""},{"$f":"IFERROR(IF(OR(T141=\"\",'Historical scenario - input'!$D126=\"\"),\"\",T141/'Historical scenario - input'!$D126),\"\")","v":""},{"$f":"IFERROR(IF(OR(U141=\"\",'Historical scenario - input'!$D126=\"\"),\"\",U141/'Historical scenario - input'!$D126),\"\")","v":""},{"$f":"IFERROR(IF(OR(V141=\"\",'Historical scenario - input'!$D126=\"\"),\"\",V141/'Historical scenario - input'!$D126),\"\")","v":""},{"$f":"IFERROR(IF(OR(W141=\"\",'Historical scenario - input'!$D126=\"\"),\"\",W141/'Historical scenario - input'!$D126),\"\")","v":""}]
[{"$f":"IFERROR('Historical scenario - input'!A127,\"\")","v":""},{"$f":"IFERROR('Historical scenario - input'!B127,\"\")","v":0},{"$f":"IFERROR('Historical scenario - input'!C127,\"\")","v":0},{"$f":"IFERROR(repcalc('Historical scenario - input'!$CV127:$GH127,'Historical scenario - input'!$G127,'Historical scenario - input'!$E127,'Historical scenario - input'!$F127,20,TRUE,TRUE),\"\")","v":""},"","","","","","","","","","","","","","","","","","","",{"$f":"IFERROR(IF(OR(D142=\"\",'Historical scenario - input'!$D127=\"\"),\"\",D142/'Historical scenario - input'!$D127),\"\")","v":""},{"$f":"IFERROR(IF(OR(E142=\"\",'Historical scenario - input'!$D127=\"\"),\"\",E142/'Historical scenario - input'!$D127),\"\")","v":""},{"$f":"IFERROR(IF(OR(F142=\"\",'Historical scenario - input'!$D127=\"\"),\"\",F142/'Historical scenario - input'!$D127),\"\")","v":""},{"$f":"IFERROR(IF(OR(G142=\"\",'Historical scenario - input'!$D127=\"\"),\"\",G142/'Historical scenario - input'!$D127),\"\")","v":""},{"$f":"IFERROR(IF(OR(H142=\"\",'Historical scenario - input'!$D127=\"\"),\"\",H142/'Historical scenario - input'!$D127),\"\")","v":""},{"$f":"IFERROR(IF(OR(I142=\"\",'Historical scenario - input'!$D127=\"\"),\"\",I142/'Historical scenario - input'!$D127),\"\")","v":""},{"$f":"IFERROR(IF(OR(J142=\"\",'Historical scenario - input'!$D127=\"\"),\"\",J142/'Historical scenario - input'!$D127),\"\")","v":""},{"$f":"IFERROR(IF(OR(K142=\"\",'Historical scenario - input'!$D127=\"\"),\"\",K142/'Historical scenario - input'!$D127),\"\")","v":""},{"$f":"IFERROR(IF(OR(L142=\"\",'Historical scenario - input'!$D127=\"\"),\"\",L142/'Historical scenario - input'!$D127),\"\")","v":""},{"$f":"IFERROR(IF(OR(M142=\"\",'Historical scenario - input'!$D127=\"\"),\"\",M142/'Historical scenario - input'!$D127),\"\")","v":""},{"$f":"IFERROR(IF(OR(N142=\"\",'Historical scenario - input'!$D127=\"\"),\"\",N142/'Historical scenario - input'!$D127),\"\")","v":""},{"$f":"IFERROR(IF(OR(O142=\"\",'Historical scenario - input'!$D127=\"\"),\"\",O142/'Historical scenario - input'!$D127),\"\")","v":""},{"$f":"IFERROR(IF(OR(P142=\"\",'Historical scenario - input'!$D127=\"\"),\"\",P142/'Historical scenario - input'!$D127),\"\")","v":""},{"$f":"IFERROR(IF(OR(Q142=\"\",'Historical scenario - input'!$D127=\"\"),\"\",Q142/'Historical scenario - input'!$D127),\"\")","v":""},{"$f":"IFERROR(IF(OR(R142=\"\",'Historical scenario - input'!$D127=\"\"),\"\",R142/'Historical scenario - input'!$D127),\"\")","v":""},{"$f":"IFERROR(IF(OR(S142=\"\",'Historical scenario - input'!$D127=\"\"),\"\",S142/'Historical scenario - input'!$D127),\"\")","v":""},{"$f":"IFERROR(IF(OR(T142=\"\",'Historical scenario - input'!$D127=\"\"),\"\",T142/'Historical scenario - input'!$D127),\"\")","v":""},{"$f":"IFERROR(IF(OR(U142=\"\",'Historical scenario - input'!$D127=\"\"),\"\",U142/'Historical scenario - input'!$D127),\"\")","v":""},{"$f":"IFERROR(IF(OR(V142=\"\",'Historical scenario - input'!$D127=\"\"),\"\",V142/'Historical scenario - input'!$D127),\"\")","v":""},{"$f":"IFERROR(IF(OR(W142=\"\",'Historical scenario - input'!$D127=\"\"),\"\",W142/'Historical scenario - input'!$D127),\"\")","v":""}]
[{"$f":"IFERROR('Historical scenario - input'!A128,\"\")","v":""},{"$f":"IFERROR('Historical scenario - input'!B128,\"\")","v":0},{"$f":"IFERROR('Historical scenario - input'!C128,\"\")","v":0},{"$f":"IFERROR(repcalc('Historical scenario - input'!$CV128:$GH128,'Historical scenario - input'!$G128,'Historical scenario - input'!$E128,'Historical scenario - input'!$F128,20,TRUE,TRUE),\"\")","v":""},"","","","","","","","","","","","","","","","","","","",{"$f":"IFERROR(IF(OR(D143=\"\",'Historical scenario - input'!$D128=\"\"),\"\",D143/'Historical scenario - input'!$D128),\"\")","v":""},{"$f":"IFERROR(IF(OR(E143=\"\",'Historical scenario - input'!$D128=\"\"),\"\",E143/'Historical scenario - input'!$D128),\"\")","v":""},{"$f":"IFERROR(IF(OR(F143=\"\",'Historical scenario - input'!$D128=\"\"),\"\",F143/'Historical scenario - input'!$D128),\"\")","v":""},{"$f":"IFERROR(IF(OR(G143=\"\",'Historical scenario - input'!$D128=\"\"),\"\",G143/'Historical scenario - input'!$D128),\"\")","v":""},{"$f":"IFERROR(IF(OR(H143=\"\",'Historical scenario - input'!$D128=\"\"),\"\",H143/'Historical scenario - input'!$D128),\"\")","v":""},{"$f":"IFERROR(IF(OR(I143=\"\",'Historical scenario - input'!$D128=\"\"),\"\",I143/'Historical scenario - input'!$D128),\"\")","v":""},{"$f":"IFERROR(IF(OR(J143=\"\",'Historical scenario - input'!$D128=\"\"),\"\",J143/'Historical scenario - input'!$D128),\"\")","v":""},{"$f":"IFERROR(IF(OR(K143=\"\",'Historical scenario - input'!$D128=\"\"),\"\",K143/'Historical scenario - input'!$D128),\"\")","v":""},{"$f":"IFERROR(IF(OR(L143=\"\",'Historical scenario - input'!$D128=\"\"),\"\",L143/'Historical scenario - input'!$D128),\"\")","v":""},{"$f":"IFERROR(IF(OR(M143=\"\",'Historical scenario - input'!$D128=\"\"),\"\",M143/'Historical scenario - input'!$D128),\"\")","v":""},{"$f":"IFERROR(IF(OR(N143=\"\",'Historical scenario - input'!$D128=\"\"),\"\",N143/'Historical scenario - input'!$D128),\"\")","v":""},{"$f":"IFERROR(IF(OR(O143=\"\",'Historical scenario - input'!$D128=\"\"),\"\",O143/'Historical scenario - input'!$D128),\"\")","v":""},{"$f":"IFERROR(IF(OR(P143=\"\",'Historical scenario - input'!$D128=\"\"),\"\",P143/'Historical scenario - input'!$D128),\"\")","v":""},{"$f":"IFERROR(IF(OR(Q143=\"\",'Historical scenario - input'!$D128=\"\"),\"\",Q143/'Historical scenario - input'!$D128),\"\")","v":""},{"$f":"IFERROR(IF(OR(R143=\"\",'Historical scenario - input'!$D128=\"\"),\"\",R143/'Historical scenario - input'!$D128),\"\")","v":""},{"$f":"IFERROR(IF(OR(S143=\"\",'Historical scenario - input'!$D128=\"\"),\"\",S143/'Historical scenario - input'!$D128),\"\")","v":""},{"$f":"IFERROR(IF(OR(T143=\"\",'Historical scenario - input'!$D128=\"\"),\"\",T143/'Historical scenario - input'!$D128),\"\")","v":""},{"$f":"IFERROR(IF(OR(U143=\"\",'Historical scenario - input'!$D128=\"\"),\"\",U143/'Historical scenario - input'!$D128),\"\")","v":""},{"$f":"IFERROR(IF(OR(V143=\"\",'Historical scenario - input'!$D128=\"\"),\"\",V143/'Historical scenario - input'!$D128),\"\")","v":""},{"$f":"IFERROR(IF(OR(W143=\"\",'Historical scenario - input'!$D128=\"\"),\"\",W143/'Historical scenario - input'!$D128),\"\")","v":""}]
[{"$f":"IFERROR('Historical scenario - input'!A129,\"\")","v":""},{"$f":"IFERROR('Historical scenario - input'!B129,\"\")","v":0},{"$f":"IFERROR('Historical scenario - input'!C129,\"\")","v":0},{"$f":"IFERROR(repcalc('Historical scenario - input'!$CV129:$GH129,'Historical scenario - input'!$G129,'Historical scenario - input'!$E129,'Historical scenario - input'!$F129,20,TRUE,TRUE),\"\")","v":""},"","","","","","","","","","","","","","","","","","","",{"$f":"IFERROR(IF(OR(D144=\"\",'Historical scenario - input'!$D129=\"\"),\"\",D144/'Historical scenario - input'!$D129),\"\")","v":""},{"$f":"IFERROR(IF(OR(E144=\"\",'Historical scenario - input'!$D129=\"\"),\"\",E144/'Historical scenario - input'!$D129),\"\")","v":""},{"$f":"IFERROR(IF(OR(F144=\"\",'Historical scenario - input'!$D129=\"\"),\"\",F144/'Historical scenario - input'!$D129),\"\")","v":""},{"$f":"IFERROR(IF(OR(G144=\"\",'Historical scenario - input'!$D129=\"\"),\"\",G144/'Historical scenario - input'!$D129),\"\")","v":""},{"$f":"IFERROR(IF(OR(H144=\"\",'Historical scenario - input'!$D129=\"\"),\"\",H144/'Historical scenario - input'!$D129),\"\")","v":""},{"$f":"IFERROR(IF(OR(I144=\"\",'Historical scenario - input'!$D129=\"\"),\"\",I144/'Historical scenario - input'!$D129),\"\")","v":""},{"$f":"IFERROR(IF(OR(J144=\"\",'Historical scenario - input'!$D129=\"\"),\"\",J144/'Historical scenario - input'!$D129),\"\")","v":""},{"$f":"IFERROR(IF(OR(K144=\"\",'Historical scenario - input'!$D129=\"\"),\"\",K144/'Historical scenario - input'!$D129),\"\")","v":""},{"$f":"IFERROR(IF(OR(L144=\"\",'Historical scenario - input'!$D129=\"\"),\"\",L144/'Historical scenario - input'!$D129),\"\")","v":""},{"$f":"IFERROR(IF(OR(M144=\"\",'Historical scenario - input'!$D129=\"\"),\"\",M144/'Historical scenario - input'!$D129),\"\")","v":""},{"$f":"IFERROR(IF(OR(N144=\"\",'Historical scenario - input'!$D129=\"\"),\"\",N144/'Historical scenario - input'!$D129),\"\")","v":""},{"$f":"IFERROR(IF(OR(O144=\"\",'Historical scenario - input'!$D129=\"\"),\"\",O144/'Historical scenario - input'!$D129),\"\")","v":""},{"$f":"IFERROR(IF(OR(P144=\"\",'Historical scenario - input'!$D129=\"\"),\"\",P144/'Historical scenario - input'!$D129),\"\")","v":""},{"$f":"IFERROR(IF(OR(Q144=\"\",'Historical scenario - input'!$D129=\"\"),\"\",Q144/'Historical scenario - input'!$D129),\"\")","v":""},{"$f":"IFERROR(IF(OR(R144=\"\",'Historical scenario - input'!$D129=\"\"),\"\",R144/'Historical scenario - input'!$D129),\"\")","v":""},{"$f":"IFERROR(IF(OR(S144=\"\",'Historical scenario - input'!$D129=\"\"),\"\",S144/'Historical scenario - input'!$D129),\"\")","v":""},{"$f":"IFERROR(IF(OR(T144=\"\",'Historical scenario - input'!$D129=\"\"),\"\",T144/'Historical scenario - input'!$D129),\"\")","v":""},{"$f":"IFERROR(IF(OR(U144=\"\",'Historical scenario - input'!$D129=\"\"),\"\",U144/'Historical scenario - input'!$D129),\"\")","v":""},{"$f":"IFERROR(IF(OR(V144=\"\",'Historical scenario - input'!$D129=\"\"),\"\",V144/'Historical scenario - input'!$D129),\"\")","v":""},{"$f":"IFERROR(IF(OR(W144=\"\",'Historical scenario - input'!$D129=\"\"),\"\",W144/'Historical scenario - input'!$D129),\"\")","v":""}]
[{"$f":"IFERROR('Historical scenario - input'!A130,\"\")","v":""},{"$f":"IFERROR('Historical scenario - input'!B130,\"\")","v":0},{"$f":"IFERROR('Historical scenario - input'!C130,\"\")","v":0},{"$f":"IFERROR(repcalc('Historical scenario - input'!$CV130:$GH130,'Historical scenario - input'!$G130,'Historical scenario - input'!$E130,'Historical scenario - input'!$F130,20,TRUE,TRUE),\"\")","v":""},"","","","","","","","","","","","","","","","","","","",{"$f":"IFERROR(IF(OR(D145=\"\",'Historical scenario - input'!$D130=\"\"),\"\",D145/'Historical scenario - input'!$D130),\"\")","v":""},{"$f":"IFERROR(IF(OR(E145=\"\",'Historical scenario - input'!$D130=\"\"),\"\",E145/'Historical scenario - input'!$D130),\"\")","v":""},{"$f":"IFERROR(IF(OR(F145=\"\",'Historical scenario - input'!$D130=\"\"),\"\",F145/'Historical scenario - input'!$D130),\"\")","v":""},{"$f":"IFERROR(IF(OR(G145=\"\",'Historical scenario - input'!$D130=\"\"),\"\",G145/'Historical scenario - input'!$D130),\"\")","v":""},{"$f":"IFERROR(IF(OR(H145=\"\",'Historical scenario - input'!$D130=\"\"),\"\",H145/'Historical scenario - input'!$D130),\"\")","v":""},{"$f":"IFERROR(IF(OR(I145=\"\",'Historical scenario - input'!$D130=\"\"),\"\",I145/'Historical scenario - input'!$D130),\"\")","v":""},{"$f":"IFERROR(IF(OR(J145=\"\",'Historical scenario - input'!$D130=\"\"),\"\",J145/'Historical scenario - input'!$D130),\"\")","v":""},{"$f":"IFERROR(IF(OR(K145=\"\",'Historical scenario - input'!$D130=\"\"),\"\",K145/'Historical scenario - input'!$D130),\"\")","v":""},{"$f":"IFERROR(IF(OR(L145=\"\",'Historical scenario - input'!$D130=\"\"),\"\",L145/'Historical scenario - input'!$D130),\"\")","v":""},{"$f":"IFERROR(IF(OR(M145=\"\",'Historical scenario - input'!$D130=\"\"),\"\",M145/'Historical scenario - input'!$D130),\"\")","v":""},{"$f":"IFERROR(IF(OR(N145=\"\",'Historical scenario - input'!$D130=\"\"),\"\",N145/'Historical scenario - input'!$D130),\"\")","v":""},{"$f":"IFERROR(IF(OR(O145=\"\",'Historical scenario - input'!$D130=\"\"),\"\",O145/'Historical scenario - input'!$D130),\"\")","v":""},{"$f":"IFERROR(IF(OR(P145=\"\",'Historical scenario - input'!$D130=\"\"),\"\",P145/'Historical scenario - input'!$D130),\"\")","v":""},{"$f":"IFERROR(IF(OR(Q145=\"\",'Historical scenario - input'!$D130=\"\"),\"\",Q145/'Historical scenario - input'!$D130),\"\")","v":""},{"$f":"IFERROR(IF(OR(R145=\"\",'Historical scenario - input'!$D130=\"\"),\"\",R145/'Historical scenario - input'!$D130),\"\")","v":""},{"$f":"IFERROR(IF(OR(S145=\"\",'Historical scenario - input'!$D130=\"\"),\"\",S145/'Historical scenario - input'!$D130),\"\")","v":""},{"$f":"IFERROR(IF(OR(T145=\"\",'Historical scenario - input'!$D130=\"\"),\"\",T145/'Historical scenario - input'!$D130),\"\")","v":""},{"$f":"IFERROR(IF(OR(U145=\"\",'Historical scenario - input'!$D130=\"\"),\"\",U145/'Historical scenario - input'!$D130),\"\")","v":""},{"$f":"IFERROR(IF(OR(V145=\"\",'Historical scenario - input'!$D130=\"\"),\"\",V145/'Historical scenario - input'!$D130),\"\")","v":""},{"$f":"IFERROR(IF(OR(W145=\"\",'Historical scenario - input'!$D130=\"\"),\"\",W145/'Historical scenario - input'!$D130),\"\")","v":""}]
[{"$f":"IFERROR('Historical scenario - input'!A131,\"\")","v":""},{"$f":"IFERROR('Historical scenario - input'!B131,\"\")","v":0},{"$f":"IFERROR('Historical scenario - input'!C131,\"\")","v":0},{"$f":"IFERROR(repcalc('Historical scenario - input'!$CV131:$GH131,'Historical scenario - input'!$G131,'Historical scenario - input'!$E131,'Historical scenario - input'!$F131,20,TRUE,TRUE),\"\")","v":""},"","","","","","","","","","","","","","","","","","","",{"$f":"IFERROR(IF(OR(D146=\"\",'Historical scenario - input'!$D131=\"\"),\"\",D146/'Historical scenario - input'!$D131),\"\")","v":""},{"$f":"IFERROR(IF(OR(E146=\"\",'Historical scenario - input'!$D131=\"\"),\"\",E146/'Historical scenario - input'!$D131),\"\")","v":""},{"$f":"IFERROR(IF(OR(F146=\"\",'Historical scenario - input'!$D131=\"\"),\"\",F146/'Historical scenario - input'!$D131),\"\")","v":""},{"$f":"IFERROR(IF(OR(G146=\"\",'Historical scenario - input'!$D131=\"\"),\"\",G146/'Historical scenario - input'!$D131),\"\")","v":""},{"$f":"IFERROR(IF(OR(H146=\"\",'Historical scenario - input'!$D131=\"\"),\"\",H146/'Historical scenario - input'!$D131),\"\")","v":""},{"$f":"IFERROR(IF(OR(I146=\"\",'Historical scenario - input'!$D131=\"\"),\"\",I146/'Historical scenario - input'!$D131),\"\")","v":""},{"$f":"IFERROR(IF(OR(J146=\"\",'Historical scenario - input'!$D131=\"\"),\"\",J146/'Historical scenario - input'!$D131),\"\")","v":""},{"$f":"IFERROR(IF(OR(K146=\"\",'Historical scenario - input'!$D131=\"\"),\"\",K146/'Historical scenario - input'!$D131),\"\")","v":""},{"$f":"IFERROR(IF(OR(L146=\"\",'Historical scenario - input'!$D131=\"\"),\"\",L146/'Historical scenario - input'!$D131),\"\")","v":""},{"$f":"IFERROR(IF(OR(M146=\"\",'Historical scenario - input'!$D131=\"\"),\"\",M146/'Historical scenario - input'!$D131),\"\")","v":""},{"$f":"IFERROR(IF(OR(N146=\"\",'Historical scenario - input'!$D131=\"\"),\"\",N146/'Historical scenario - input'!$D131),\"\")","v":""},{"$f":"IFERROR(IF(OR(O146=\"\",'Historical scenario - input'!$D131=\"\"),\"\",O146/'Historical scenario - input'!$D131),\"\")","v":""},{"$f":"IFERROR(IF(OR(P146=\"\",'Historical scenario - input'!$D131=\"\"),\"\",P146/'Historical scenario - input'!$D131),\"\")","v":""},{"$f":"IFERROR(IF(OR(Q146=\"\",'Historical scenario - input'!$D131=\"\"),\"\",Q146/'Historical scenario - input'!$D131),\"\")","v":""},{"$f":"IFERROR(IF(OR(R146=\"\",'Historical scenario - input'!$D131=\"\"),\"\",R146/'Historical scenario - input'!$D131),\"\")","v":""},{"$f":"IFERROR(IF(OR(S146=\"\",'Historical scenario - input'!$D131=\"\"),\"\",S146/'Historical scenario - input'!$D131),\"\")","v":""},{"$f":"IFERROR(IF(OR(T146=\"\",'Historical scenario - input'!$D131=\"\"),\"\",T146/'Historical scenario - input'!$D131),\"\")","v":""},{"$f":"IFERROR(IF(OR(U146=\"\",'Historical scenario - input'!$D131=\"\"),\"\",U146/'Historical scenario - input'!$D131),\"\")","v":""},{"$f":"IFERROR(IF(OR(V146=\"\",'Historical scenario - input'!$D131=\"\"),\"\",V146/'Historical scenario - input'!$D131),\"\")","v":""},{"$f":"IFERROR(IF(OR(W146=\"\",'Historical scenario - input'!$D131=\"\"),\"\",W146/'Historical scenario - input'!$D131),\"\")","v":""}]
[{"$f":"IFERROR('Historical scenario - input'!A132,\"\")","v":""},{"$f":"IFERROR('Historical scenario - input'!B132,\"\")","v":0},{"$f":"IFERROR('Historical scenario - input'!C132,\"\")","v":0},{"$f":"IFERROR(repcalc('Historical scenario - input'!$CV132:$GH132,'Historical scenario - input'!$G132,'Historical scenario - input'!$E132,'Historical scenario - input'!$F132,20,TRUE,TRUE),\"\")","v":""},"","","","","","","","","","","","","","","","","","","",{"$f":"IFERROR(IF(OR(D147=\"\",'Historical scenario - input'!$D132=\"\"),\"\",D147/'Historical scenario - input'!$D132),\"\")","v":""},{"$f":"IFERROR(IF(OR(E147=\"\",'Historical scenario - input'!$D132=\"\"),\"\",E147/'Historical scenario - input'!$D132),\"\")","v":""},{"$f":"IFERROR(IF(OR(F147=\"\",'Historical scenario - input'!$D132=\"\"),\"\",F147/'Historical scenario - input'!$D132),\"\")","v":""},{"$f":"IFERROR(IF(OR(G147=\"\",'Historical scenario - input'!$D132=\"\"),\"\",G147/'Historical scenario - input'!$D132),\"\")","v":""},{"$f":"IFERROR(IF(OR(H147=\"\",'Historical scenario - input'!$D132=\"\"),\"\",H147/'Historical scenario - input'!$D132),\"\")","v":""},{"$f":"IFERROR(IF(OR(I147=\"\",'Historical scenario - input'!$D132=\"\"),\"\",I147/'Historical scenario - input'!$D132),\"\")","v":""},{"$f":"IFERROR(IF(OR(J147=\"\",'Historical scenario - input'!$D132=\"\"),\"\",J147/'Historical scenario - input'!$D132),\"\")","v":""},{"$f":"IFERROR(IF(OR(K147=\"\",'Historical scenario - input'!$D132=\"\"),\"\",K147/'Historical scenario - input'!$D132),\"\")","v":""},{"$f":"IFERROR(IF(OR(L147=\"\",'Historical scenario - input'!$D132=\"\"),\"\",L147/'Historical scenario - input'!$D132),\"\")","v":""},{"$f":"IFERROR(IF(OR(M147=\"\",'Historical scenario - input'!$D132=\"\"),\"\",M147/'Historical scenario - input'!$D132),\"\")","v":""},{"$f":"IFERROR(IF(OR(N147=\"\",'Historical scenario - input'!$D132=\"\"),\"\",N147/'Historical scenario - input'!$D132),\"\")","v":""},{"$f":"IFERROR(IF(OR(O147=\"\",'Historical scenario - input'!$D132=\"\"),\"\",O147/'Historical scenario - input'!$D132),\"\")","v":""},{"$f":"IFERROR(IF(OR(P147=\"\",'Historical scenario - input'!$D132=\"\"),\"\",P147/'Historical scenario - input'!$D132),\"\")","v":""},{"$f":"IFERROR(IF(OR(Q147=\"\",'Historical scenario - input'!$D132=\"\"),\"\",Q147/'Historical scenario - input'!$D132),\"\")","v":""},{"$f":"IFERROR(IF(OR(R147=\"\",'Historical scenario - input'!$D132=\"\"),\"\",R147/'Historical scenario - input'!$D132),\"\")","v":""},{"$f":"IFERROR(IF(OR(S147=\"\",'Historical scenario - input'!$D132=\"\"),\"\",S147/'Historical scenario - input'!$D132),\"\")","v":""},{"$f":"IFERROR(IF(OR(T147=\"\",'Historical scenario - input'!$D132=\"\"),\"\",T147/'Historical scenario - input'!$D132),\"\")","v":""},{"$f":"IFERROR(IF(OR(U147=\"\",'Historical scenario - input'!$D132=\"\"),\"\",U147/'Historical scenario - input'!$D132),\"\")","v":""},{"$f":"IFERROR(IF(OR(V147=\"\",'Historical scenario - input'!$D132=\"\"),\"\",V147/'Historical scenario - input'!$D132),\"\")","v":""},{"$f":"IFERROR(IF(OR(W147=\"\",'Historical scenario - input'!$D132=\"\"),\"\",W147/'Historical scenario - input'!$D132),\"\")","v":""}]
[{"$f":"IFERROR('Historical scenario - input'!A133,\"\")","v":""},{"$f":"IFERROR('Historical scenario - input'!B133,\"\")","v":0},{"$f":"IFERROR('Historical scenario - input'!C133,\"\")","v":0},{"$f":"IFERROR(repcalc('Historical scenario - input'!$CV133:$GH133,'Historical scenario - input'!$G133,'Historical scenario - input'!$E133,'Historical scenario - input'!$F133,20,TRUE,TRUE),\"\")","v":""},"","","","","","","","","","","","","","","","","","","",{"$f":"IFERROR(IF(OR(D148=\"\",'Historical scenario - input'!$D133=\"\"),\"\",D148/'Historical scenario - input'!$D133),\"\")","v":""},{"$f":"IFERROR(IF(OR(E148=\"\",'Historical scenario - input'!$D133=\"\"),\"\",E148/'Historical scenario - input'!$D133),\"\")","v":""},{"$f":"IFERROR(IF(OR(F148=\"\",'Historical scenario - input'!$D133=\"\"),\"\",F148/'Historical scenario - input'!$D133),\"\")","v":""},{"$f":"IFERROR(IF(OR(G148=\"\",'Historical scenario - input'!$D133=\"\"),\"\",G148/'Historical scenario - input'!$D133),\"\")","v":""},{"$f":"IFERROR(IF(OR(H148=\"\",'Historical scenario - input'!$D133=\"\"),\"\",H148/'Historical scenario - input'!$D133),\"\")","v":""},{"$f":"IFERROR(IF(OR(I148=\"\",'Historical scenario - input'!$D133=\"\"),\"\",I148/'Historical scenario - input'!$D133),\"\")","v":""},{"$f":"IFERROR(IF(OR(J148=\"\",'Historical scenario - input'!$D133=\"\"),\"\",J148/'Historical scenario - input'!$D133),\"\")","v":""},{"$f":"IFERROR(IF(OR(K148=\"\",'Historical scenario - input'!$D133=\"\"),\"\",K148/'Historical scenario - input'!$D133),\"\")","v":""},{"$f":"IFERROR(IF(OR(L148=\"\",'Historical scenario - input'!$D133=\"\"),\"\",L148/'Historical scenario - input'!$D133),\"\")","v":""},{"$f":"IFERROR(IF(OR(M148=\"\",'Historical scenario - input'!$D133=\"\"),\"\",M148/'Historical scenario - input'!$D133),\"\")","v":""},{"$f":"IFERROR(IF(OR(N148=\"\",'Historical scenario - input'!$D133=\"\"),\"\",N148/'Historical scenario - input'!$D133),\"\")","v":""},{"$f":"IFERROR(IF(OR(O148=\"\",'Historical scenario - input'!$D133=\"\"),\"\",O148/'Historical scenario - input'!$D133),\"\")","v":""},{"$f":"IFERROR(IF(OR(P148=\"\",'Historical scenario - input'!$D133=\"\"),\"\",P148/'Historical scenario - input'!$D133),\"\")","v":""},{"$f":"IFERROR(IF(OR(Q148=\"\",'Historical scenario - input'!$D133=\"\"),\"\",Q148/'Historical scenario - input'!$D133),\"\")","v":""},{"$f":"IFERROR(IF(OR(R148=\"\",'Historical scenario - input'!$D133=\"\"),\"\",R148/'Historical scenario - input'!$D133),\"\")","v":""},{"$f":"IFERROR(IF(OR(S148=\"\",'Historical scenario - input'!$D133=\"\"),\"\",S148/'Historical scenario - input'!$D133),\"\")","v":""},{"$f":"IFERROR(IF(OR(T148=\"\",'Historical scenario - input'!$D133=\"\"),\"\",T148/'Historical scenario - input'!$D133),\"\")","v":""},{"$f":"IFERROR(IF(OR(U148=\"\",'Historical scenario - input'!$D133=\"\"),\"\",U148/'Historical scenario - input'!$D133),\"\")","v":""},{"$f":"IFERROR(IF(OR(V148=\"\",'Historical scenario - input'!$D133=\"\"),\"\",V148/'Historical scenario - input'!$D133),\"\")","v":""},{"$f":"IFERROR(IF(OR(W148=\"\",'Historical scenario - input'!$D133=\"\"),\"\",W148/'Historical scenario - input'!$D133),\"\")","v":""}]
[{"$f":"IFERROR('Historical scenario - input'!A134,\"\")","v":""},{"$f":"IFERROR('Historical scenario - input'!B134,\"\")","v":0},{"$f":"IFERROR('Historical scenario - input'!C134,\"\")","v":0},{"$f":"IFERROR(repcalc('Historical scenario - input'!$CV134:$GH134,'Historical scenario - input'!$G134,'Historical scenario - input'!$E134,'Historical scenario - input'!$F134,20,TRUE,TRUE),\"\")","v":""},"","","","","","","","","","","","","","","","","","","",{"$f":"IFERROR(IF(OR(D149=\"\",'Historical scenario - input'!$D134=\"\"),\"\",D149/'Historical scenario - input'!$D134),\"\")","v":""},{"$f":"IFERROR(IF(OR(E149=\"\",'Historical scenario - input'!$D134=\"\"),\"\",E149/'Historical scenario - input'!$D134),\"\")","v":""},{"$f":"IFERROR(IF(OR(F149=\"\",'Historical scenario - input'!$D134=\"\"),\"\",F149/'Historical scenario - input'!$D134),\"\")","v":""},{"$f":"IFERROR(IF(OR(G149=\"\",'Historical scenario - input'!$D134=\"\"),\"\",G149/'Historical scenario - input'!$D134),\"\")","v":""},{"$f":"IFERROR(IF(OR(H149=\"\",'Historical scenario - input'!$D134=\"\"),\"\",H149/'Historical scenario - input'!$D134),\"\")","v":""},{"$f":"IFERROR(IF(OR(I149=\"\",'Historical scenario - input'!$D134=\"\"),\"\",I149/'Historical scenario - input'!$D134),\"\")","v":""},{"$f":"IFERROR(IF(OR(J149=\"\",'Historical scenario - input'!$D134=\"\"),\"\",J149/'Historical scenario - input'!$D134),\"\")","v":""},{"$f":"IFERROR(IF(OR(K149=\"\",'Historical scenario - input'!$D134=\"\"),\"\",K149/'Historical scenario - input'!$D134),\"\")","v":""},{"$f":"IFERROR(IF(OR(L149=\"\",'Historical scenario - input'!$D134=\"\"),\"\",L149/'Historical scenario - input'!$D134),\"\")","v":""},{"$f":"IFERROR(IF(OR(M149=\"\",'Historical scenario - input'!$D134=\"\"),\"\",M149/'Historical scenario - input'!$D134),\"\")","v":""},{"$f":"IFERROR(IF(OR(N149=\"\",'Historical scenario - input'!$D134=\"\"),\"\",N149/'Historical scenario - input'!$D134),\"\")","v":""},{"$f":"IFERROR(IF(OR(O149=\"\",'Historical scenario - input'!$D134=\"\"),\"\",O149/'Historical scenario - input'!$D134),\"\")","v":""},{"$f":"IFERROR(IF(OR(P149=\"\",'Historical scenario - input'!$D134=\"\"),\"\",P149/'Historical scenario - input'!$D134),\"\")","v":""},{"$f":"IFERROR(IF(OR(Q149=\"\",'Historical scenario - input'!$D134=\"\"),\"\",Q149/'Historical scenario - input'!$D134),\"\")","v":""},{"$f":"IFERROR(IF(OR(R149=\"\",'Historical scenario - input'!$D134=\"\"),\"\",R149/'Historical scenario - input'!$D134),\"\")","v":""},{"$f":"IFERROR(IF(OR(S149=\"\",'Historical scenario - input'!$D134=\"\"),\"\",S149/'Historical scenario - input'!$D134),\"\")","v":""},{"$f":"IFERROR(IF(OR(T149=\"\",'Historical scenario - input'!$D134=\"\"),\"\",T149/'Historical scenario - input'!$D134),\"\")","v":""},{"$f":"IFERROR(IF(OR(U149=\"\",'Historical scenario - input'!$D134=\"\"),\"\",U149/'Historical scenario - input'!$D134),\"\")","v":""},{"$f":"IFERROR(IF(OR(V149=\"\",'Historical scenario - input'!$D134=\"\"),\"\",V149/'Historical scenario - input'!$D134),\"\")","v":""},{"$f":"IFERROR(IF(OR(W149=\"\",'Historical scenario - input'!$D134=\"\"),\"\",W149/'Historical scenario - input'!$D134),\"\")","v":""}]
[{"$f":"IFERROR('Historical scenario - input'!A135,\"\")","v":""},{"$f":"IFERROR('Historical scenario - input'!B135,\"\")","v":0},{"$f":"IFERROR('Historical scenario - input'!C135,\"\")","v":0},{"$f":"IFERROR(repcalc('Historical scenario - input'!$CV135:$GH135,'Historical scenario - input'!$G135,'Historical scenario - input'!$E135,'Historical scenario - input'!$F135,20,TRUE,TRUE),\"\")","v":""},"","","","","","","","","","","","","","","","","","","",{"$f":"IFERROR(IF(OR(D150=\"\",'Historical scenario - input'!$D135=\"\"),\"\",D150/'Historical scenario - input'!$D135),\"\")","v":""},{"$f":"IFERROR(IF(OR(E150=\"\",'Historical scenario - input'!$D135=\"\"),\"\",E150/'Historical scenario - input'!$D135),\"\")","v":""},{"$f":"IFERROR(IF(OR(F150=\"\",'Historical scenario - input'!$D135=\"\"),\"\",F150/'Historical scenario - input'!$D135),\"\")","v":""},{"$f":"IFERROR(IF(OR(G150=\"\",'Historical scenario - input'!$D135=\"\"),\"\",G150/'Historical scenario - input'!$D135),\"\")","v":""},{"$f":"IFERROR(IF(OR(H150=\"\",'Historical scenario - input'!$D135=\"\"),\"\",H150/'Historical scenario - input'!$D135),\"\")","v":""},{"$f":"IFERROR(IF(OR(I150=\"\",'Historical scenario - input'!$D135=\"\"),\"\",I150/'Historical scenario - input'!$D135),\"\")","v":""},{"$f":"IFERROR(IF(OR(J150=\"\",'Historical scenario - input'!$D135=\"\"),\"\",J150/'Historical scenario - input'!$D135),\"\")","v":""},{"$f":"IFERROR(IF(OR(K150=\"\",'Historical scenario - input'!$D135=\"\"),\"\",K150/'Historical scenario - input'!$D135),\"\")","v":""},{"$f":"IFERROR(IF(OR(L150=\"\",'Historical scenario - input'!$D135=\"\"),\"\",L150/'Historical scenario - input'!$D135),\"\")","v":""},{"$f":"IFERROR(IF(OR(M150=\"\",'Historical scenario - input'!$D135=\"\"),\"\",M150/'Historical scenario - input'!$D135),\"\")","v":""},{"$f":"IFERROR(IF(OR(N150=\"\",'Historical scenario - input'!$D135=\"\"),\"\",N150/'Historical scenario - input'!$D135),\"\")","v":""},{"$f":"IFERROR(IF(OR(O150=\"\",'Historical scenario - input'!$D135=\"\"),\"\",O150/'Historical scenario - input'!$D135),\"\")","v":""},{"$f":"IFERROR(IF(OR(P150=\"\",'Historical scenario - input'!$D135=\"\"),\"\",P150/'Historical scenario - input'!$D135),\"\")","v":""},{"$f":"IFERROR(IF(OR(Q150=\"\",'Historical scenario - input'!$D135=\"\"),\"\",Q150/'Historical scenario - input'!$D135),\"\")","v":""},{"$f":"IFERROR(IF(OR(R150=\"\",'Historical scenario - input'!$D135=\"\"),\"\",R150/'Historical scenario - input'!$D135),\"\")","v":""},{"$f":"IFERROR(IF(OR(S150=\"\",'Historical scenario - input'!$D135=\"\"),\"\",S150/'Historical scenario - input'!$D135),\"\")","v":""},{"$f":"IFERROR(IF(OR(T150=\"\",'Historical scenario - input'!$D135=\"\"),\"\",T150/'Historical scenario - input'!$D135),\"\")","v":""},{"$f":"IFERROR(IF(OR(U150=\"\",'Historical scenario - input'!$D135=\"\"),\"\",U150/'Historical scenario - input'!$D135),\"\")","v":""},{"$f":"IFERROR(IF(OR(V150=\"\",'Historical scenario - input'!$D135=\"\"),\"\",V150/'Historical scenario - input'!$D135),\"\")","v":""},{"$f":"IFERROR(IF(OR(W150=\"\",'Historical scenario - input'!$D135=\"\"),\"\",W150/'Historical scenario - input'!$D135),\"\")","v":""}]
[{"$f":"IFERROR('Historical scenario - input'!A136,\"\")","v":""},{"$f":"IFERROR('Historical scenario - input'!B136,\"\")","v":0},{"$f":"IFERROR('Historical scenario - input'!C136,\"\")","v":0},{"$f":"IFERROR(repcalc('Historical scenario - input'!$CV136:$GH136,'Historical scenario - input'!$G136,'Historical scenario - input'!$E136,'Historical scenario - input'!$F136,20,TRUE,TRUE),\"\")","v":""},"","","","","","","","","","","","","","","","","","","",{"$f":"IFERROR(IF(OR(D151=\"\",'Historical scenario - input'!$D136=\"\"),\"\",D151/'Historical scenario - input'!$D136),\"\")","v":""},{"$f":"IFERROR(IF(OR(E151=\"\",'Historical scenario - input'!$D136=\"\"),\"\",E151/'Historical scenario - input'!$D136),\"\")","v":""},{"$f":"IFERROR(IF(OR(F151=\"\",'Historical scenario - input'!$D136=\"\"),\"\",F151/'Historical scenario - input'!$D136),\"\")","v":""},{"$f":"IFERROR(IF(OR(G151=\"\",'Historical scenario - input'!$D136=\"\"),\"\",G151/'Historical scenario - input'!$D136),\"\")","v":""},{"$f":"IFERROR(IF(OR(H151=\"\",'Historical scenario - input'!$D136=\"\"),\"\",H151/'Historical scenario - input'!$D136),\"\")","v":""},{"$f":"IFERROR(IF(OR(I151=\"\",'Historical scenario - input'!$D136=\"\"),\"\",I151/'Historical scenario - input'!$D136),\"\")","v":""},{"$f":"IFERROR(IF(OR(J151=\"\",'Historical scenario - input'!$D136=\"\"),\"\",J151/'Historical scenario - input'!$D136),\"\")","v":""},{"$f":"IFERROR(IF(OR(K151=\"\",'Historical scenario - input'!$D136=\"\"),\"\",K151/'Historical scenario - input'!$D136),\"\")","v":""},{"$f":"IFERROR(IF(OR(L151=\"\",'Historical scenario - input'!$D136=\"\"),\"\",L151/'Historical scenario - input'!$D136),\"\")","v":""},{"$f":"IFERROR(IF(OR(M151=\"\",'Historical scenario - input'!$D136=\"\"),\"\",M151/'Historical scenario - input'!$D136),\"\")","v":""},{"$f":"IFERROR(IF(OR(N151=\"\",'Historical scenario - input'!$D136=\"\"),\"\",N151/'Historical scenario - input'!$D136),\"\")","v":""},{"$f":"IFERROR(IF(OR(O151=\"\",'Historical scenario - input'!$D136=\"\"),\"\",O151/'Historical scenario - input'!$D136),\"\")","v":""},{"$f":"IFERROR(IF(OR(P151=\"\",'Historical scenario - input'!$D136=\"\"),\"\",P151/'Historical scenario - input'!$D136),\"\")","v":""},{"$f":"IFERROR(IF(OR(Q151=\"\",'Historical scenario - input'!$D136=\"\"),\"\",Q151/'Historical scenario - input'!$D136),\"\")","v":""},{"$f":"IFERROR(IF(OR(R151=\"\",'Historical scenario - input'!$D136=\"\"),\"\",R151/'Historical scenario - input'!$D136),\"\")","v":""},{"$f":"IFERROR(IF(OR(S151=\"\",'Historical scenario - input'!$D136=\"\"),\"\",S151/'Historical scenario - input'!$D136),\"\")","v":""},{"$f":"IFERROR(IF(OR(T151=\"\",'Historical scenario - input'!$D136=\"\"),\"\",T151/'Historical scenario - input'!$D136),\"\")","v":""},{"$f":"IFERROR(IF(OR(U151=\"\",'Historical scenario - input'!$D136=\"\"),\"\",U151/'Historical scenario - input'!$D136),\"\")","v":""},{"$f":"IFERROR(IF(OR(V151=\"\",'Historical scenario - input'!$D136=\"\"),\"\",V151/'Historical scenario - input'!$D136),\"\")","v":""},{"$f":"IFERROR(IF(OR(W151=\"\",'Historical scenario - input'!$D136=\"\"),\"\",W151/'Historical scenario - input'!$D136),\"\")","v":""}]
[{"$f":"IFERROR('Historical scenario - input'!A137,\"\")","v":""},{"$f":"IFERROR('Historical scenario - input'!B137,\"\")","v":0},{"$f":"IFERROR('Historical scenario - input'!C137,\"\")","v":0},{"$f":"IFERROR(repcalc('Historical scenario - input'!$CV137:$GH137,'Historical scenario - input'!$G137,'Historical scenario - input'!$E137,'Historical scenario - input'!$F137,20,TRUE,TRUE),\"\")","v":""},"","","","","","","","","","","","","","","","","","","",{"$f":"IFERROR(IF(OR(D152=\"\",'Historical scenario - input'!$D137=\"\"),\"\",D152/'Historical scenario - input'!$D137),\"\")","v":""},{"$f":"IFERROR(IF(OR(E152=\"\",'Historical scenario - input'!$D137=\"\"),\"\",E152/'Historical scenario - input'!$D137),\"\")","v":""},{"$f":"IFERROR(IF(OR(F152=\"\",'Historical scenario - input'!$D137=\"\"),\"\",F152/'Historical scenario - input'!$D137),\"\")","v":""},{"$f":"IFERROR(IF(OR(G152=\"\",'Historical scenario - input'!$D137=\"\"),\"\",G152/'Historical scenario - input'!$D137),\"\")","v":""},{"$f":"IFERROR(IF(OR(H152=\"\",'Historical scenario - input'!$D137=\"\"),\"\",H152/'Historical scenario - input'!$D137),\"\")","v":""},{"$f":"IFERROR(IF(OR(I152=\"\",'Historical scenario - input'!$D137=\"\"),\"\",I152/'Historical scenario - input'!$D137),\"\")","v":""},{"$f":"IFERROR(IF(OR(J152=\"\",'Historical scenario - input'!$D137=\"\"),\"\",J152/'Historical scenario - input'!$D137),\"\")","v":""},{"$f":"IFERROR(IF(OR(K152=\"\",'Historical scenario - input'!$D137=\"\"),\"\",K152/'Historical scenario - input'!$D137),\"\")","v":""},{"$f":"IFERROR(IF(OR(L152=\"\",'Historical scenario - input'!$D137=\"\"),\"\",L152/'Historical scenario - input'!$D137),\"\")","v":""},{"$f":"IFERROR(IF(OR(M152=\"\",'Historical scenario - input'!$D137=\"\"),\"\",M152/'Historical scenario - input'!$D137),\"\")","v":""},{"$f":"IFERROR(IF(OR(N152=\"\",'Historical scenario - input'!$D137=\"\"),\"\",N152/'Historical scenario - input'!$D137),\"\")","v":""},{"$f":"IFERROR(IF(OR(O152=\"\",'Historical scenario - input'!$D137=\"\"),\"\",O152/'Historical scenario - input'!$D137),\"\")","v":""},{"$f":"IFERROR(IF(OR(P152=\"\",'Historical scenario - input'!$D137=\"\"),\"\",P152/'Historical scenario - input'!$D137),\"\")","v":""},{"$f":"IFERROR(IF(OR(Q152=\"\",'Historical scenario - input'!$D137=\"\"),\"\",Q152/'Historical scenario - input'!$D137),\"\")","v":""},{"$f":"IFERROR(IF(OR(R152=\"\",'Historical scenario - input'!$D137=\"\"),\"\",R152/'Historical scenario - input'!$D137),\"\")","v":""},{"$f":"IFERROR(IF(OR(S152=\"\",'Historical scenario - input'!$D137=\"\"),\"\",S152/'Historical scenario - input'!$D137),\"\")","v":""},{"$f":"IFERROR(IF(OR(T152=\"\",'Historical scenario - input'!$D137=\"\"),\"\",T152/'Historical scenario - input'!$D137),\"\")","v":""},{"$f":"IFERROR(IF(OR(U152=\"\",'Historical scenario - input'!$D137=\"\"),\"\",U152/'Historical scenario - input'!$D137),\"\")","v":""},{"$f":"IFERROR(IF(OR(V152=\"\",'Historical scenario - input'!$D137=\"\"),\"\",V152/'Historical scenario - input'!$D137),\"\")","v":""},{"$f":"IFERROR(IF(OR(W152=\"\",'Historical scenario - input'!$D137=\"\"),\"\",W152/'Historical scenario - input'!$D137),\"\")","v":""}]
[{"$f":"IFERROR('Historical scenario - input'!A138,\"\")","v":""},{"$f":"IFERROR('Historical scenario - input'!B138,\"\")","v":0},{"$f":"IFERROR('Historical scenario - input'!C138,\"\")","v":0},{"$f":"IFERROR(repcalc('Historical scenario - input'!$CV138:$GH138,'Historical scenario - input'!$G138,'Historical scenario - input'!$E138,'Historical scenario - input'!$F138,20,TRUE,TRUE),\"\")","v":""},"","","","","","","","","","","","","","","","","","","",{"$f":"IFERROR(IF(OR(D153=\"\",'Historical scenario - input'!$D138=\"\"),\"\",D153/'Historical scenario - input'!$D138),\"\")","v":""},{"$f":"IFERROR(IF(OR(E153=\"\",'Historical scenario - input'!$D138=\"\"),\"\",E153/'Historical scenario - input'!$D138),\"\")","v":""},{"$f":"IFERROR(IF(OR(F153=\"\",'Historical scenario - input'!$D138=\"\"),\"\",F153/'Historical scenario - input'!$D138),\"\")","v":""},{"$f":"IFERROR(IF(OR(G153=\"\",'Historical scenario - input'!$D138=\"\"),\"\",G153/'Historical scenario - input'!$D138),\"\")","v":""},{"$f":"IFERROR(IF(OR(H153=\"\",'Historical scenario - input'!$D138=\"\"),\"\",H153/'Historical scenario - input'!$D138),\"\")","v":""},{"$f":"IFERROR(IF(OR(I153=\"\",'Historical scenario - input'!$D138=\"\"),\"\",I153/'Historical scenario - input'!$D138),\"\")","v":""},{"$f":"IFERROR(IF(OR(J153=\"\",'Historical scenario - input'!$D138=\"\"),\"\",J153/'Historical scenario - input'!$D138),\"\")","v":""},{"$f":"IFERROR(IF(OR(K153=\"\",'Historical scenario - input'!$D138=\"\"),\"\",K153/'Historical scenario - input'!$D138),\"\")","v":""},{"$f":"IFERROR(IF(OR(L153=\"\",'Historical scenario - input'!$D138=\"\"),\"\",L153/'Historical scenario - input'!$D138),\"\")","v":""},{"$f":"IFERROR(IF(OR(M153=\"\",'Historical scenario - input'!$D138=\"\"),\"\",M153/'Historical scenario - input'!$D138),\"\")","v":""},{"$f":"IFERROR(IF(OR(N153=\"\",'Historical scenario - input'!$D138=\"\"),\"\",N153/'Historical scenario - input'!$D138),\"\")","v":""},{"$f":"IFERROR(IF(OR(O153=\"\",'Historical scenario - input'!$D138=\"\"),\"\",O153/'Historical scenario - input'!$D138),\"\")","v":""},{"$f":"IFERROR(IF(OR(P153=\"\",'Historical scenario - input'!$D138=\"\"),\"\",P153/'Historical scenario - input'!$D138),\"\")","v":""},{"$f":"IFERROR(IF(OR(Q153=\"\",'Historical scenario - input'!$D138=\"\"),\"\",Q153/'Historical scenario - input'!$D138),\"\")","v":""},{"$f":"IFERROR(IF(OR(R153=\"\",'Historical scenario - input'!$D138=\"\"),\"\",R153/'Historical scenario - input'!$D138),\"\")","v":""},{"$f":"IFERROR(IF(OR(S153=\"\",'Historical scenario - input'!$D138=\"\"),\"\",S153/'Historical scenario - input'!$D138),\"\")","v":""},{"$f":"IFERROR(IF(OR(T153=\"\",'Historical scenario - input'!$D138=\"\"),\"\",T153/'Historical scenario - input'!$D138),\"\")","v":""},{"$f":"IFERROR(IF(OR(U153=\"\",'Historical scenario - input'!$D138=\"\"),\"\",U153/'Historical scenario - input'!$D138),\"\")","v":""},{"$f":"IFERROR(IF(OR(V153=\"\",'Historical scenario - input'!$D138=\"\"),\"\",V153/'Historical scenario - input'!$D138),\"\")","v":""},{"$f":"IFERROR(IF(OR(W153=\"\",'Historical scenario - input'!$D138=\"\"),\"\",W153/'Historical scenario - input'!$D138),\"\")","v":""}]
[{"$f":"IFERROR('Historical scenario - input'!A139,\"\")","v":""},{"$f":"IFERROR('Historical scenario - input'!B139,\"\")","v":0},{"$f":"IFERROR('Historical scenario - input'!C139,\"\")","v":0},{"$f":"IFERROR(repcalc('Historical scenario - input'!$CV139:$GH139,'Historical scenario - input'!$G139,'Historical scenario - input'!$E139,'Historical scenario - input'!$F139,20,TRUE,TRUE),\"\")","v":""},"","","","","","","","","","","","","","","","","","","",{"$f":"IFERROR(IF(OR(D154=\"\",'Historical scenario - input'!$D139=\"\"),\"\",D154/'Historical scenario - input'!$D139),\"\")","v":""},{"$f":"IFERROR(IF(OR(E154=\"\",'Historical scenario - input'!$D139=\"\"),\"\",E154/'Historical scenario - input'!$D139),\"\")","v":""},{"$f":"IFERROR(IF(OR(F154=\"\",'Historical scenario - input'!$D139=\"\"),\"\",F154/'Historical scenario - input'!$D139),\"\")","v":""},{"$f":"IFERROR(IF(OR(G154=\"\",'Historical scenario - input'!$D139=\"\"),\"\",G154/'Historical scenario - input'!$D139),\"\")","v":""},{"$f":"IFERROR(IF(OR(H154=\"\",'Historical scenario - input'!$D139=\"\"),\"\",H154/'Historical scenario - input'!$D139),\"\")","v":""},{"$f":"IFERROR(IF(OR(I154=\"\",'Historical scenario - input'!$D139=\"\"),\"\",I154/'Historical scenario - input'!$D139),\"\")","v":""},{"$f":"IFERROR(IF(OR(J154=\"\",'Historical scenario - input'!$D139=\"\"),\"\",J154/'Historical scenario - input'!$D139),\"\")","v":""},{"$f":"IFERROR(IF(OR(K154=\"\",'Historical scenario - input'!$D139=\"\"),\"\",K154/'Historical scenario - input'!$D139),\"\")","v":""},{"$f":"IFERROR(IF(OR(L154=\"\",'Historical scenario - input'!$D139=\"\"),\"\",L154/'Historical scenario - input'!$D139),\"\")","v":""},{"$f":"IFERROR(IF(OR(M154=\"\",'Historical scenario - input'!$D139=\"\"),\"\",M154/'Historical scenario - input'!$D139),\"\")","v":""},{"$f":"IFERROR(IF(OR(N154=\"\",'Historical scenario - input'!$D139=\"\"),\"\",N154/'Historical scenario - input'!$D139),\"\")","v":""},{"$f":"IFERROR(IF(OR(O154=\"\",'Historical scenario - input'!$D139=\"\"),\"\",O154/'Historical scenario - input'!$D139),\"\")","v":""},{"$f":"IFERROR(IF(OR(P154=\"\",'Historical scenario - input'!$D139=\"\"),\"\",P154/'Historical scenario - input'!$D139),\"\")","v":""},{"$f":"IFERROR(IF(OR(Q154=\"\",'Historical scenario - input'!$D139=\"\"),\"\",Q154/'Historical scenario - input'!$D139),\"\")","v":""},{"$f":"IFERROR(IF(OR(R154=\"\",'Historical scenario - input'!$D139=\"\"),\"\",R154/'Historical scenario - input'!$D139),\"\")","v":""},{"$f":"IFERROR(IF(OR(S154=\"\",'Historical scenario - input'!$D139=\"\"),\"\",S154/'Historical scenario - input'!$D139),\"\")","v":""},{"$f":"IFERROR(IF(OR(T154=\"\",'Historical scenario - input'!$D139=\"\"),\"\",T154/'Historical scenario - input'!$D139),\"\")","v":""},{"$f":"IFERROR(IF(OR(U154=\"\",'Historical scenario - input'!$D139=\"\"),\"\",U154/'Historical scenario - input'!$D139),\"\")","v":""},{"$f":"IFERROR(IF(OR(V154=\"\",'Historical scenario - input'!$D139=\"\"),\"\",V154/'Historical scenario - input'!$D139),\"\")","v":""},{"$f":"IFERROR(IF(OR(W154=\"\",'Historical scenario - input'!$D139=\"\"),\"\",W154/'Historical scenario - input'!$D139),\"\")","v":""}]
[{"$f":"IFERROR('Historical scenario - input'!A140,\"\")","v":""},{"$f":"IFERROR('Historical scenario - input'!B140,\"\")","v":0},{"$f":"IFERROR('Historical scenario - input'!C140,\"\")","v":0},{"$f":"IFERROR(repcalc('Historical scenario - input'!$CV140:$GH140,'Historical scenario - input'!$G140,'Historical scenario - input'!$E140,'Historical scenario - input'!$F140,20,TRUE,TRUE),\"\")","v":""},"","","","","","","","","","","","","","","","","","","",{"$f":"IFERROR(IF(OR(D155=\"\",'Historical scenario - input'!$D140=\"\"),\"\",D155/'Historical scenario - input'!$D140),\"\")","v":""},{"$f":"IFERROR(IF(OR(E155=\"\",'Historical scenario - input'!$D140=\"\"),\"\",E155/'Historical scenario - input'!$D140),\"\")","v":""},{"$f":"IFERROR(IF(OR(F155=\"\",'Historical scenario - input'!$D140=\"\"),\"\",F155/'Historical scenario - input'!$D140),\"\")","v":""},{"$f":"IFERROR(IF(OR(G155=\"\",'Historical scenario - input'!$D140=\"\"),\"\",G155/'Historical scenario - input'!$D140),\"\")","v":""},{"$f":"IFERROR(IF(OR(H155=\"\",'Historical scenario - input'!$D140=\"\"),\"\",H155/'Historical scenario - input'!$D140),\"\")","v":""},{"$f":"IFERROR(IF(OR(I155=\"\",'Historical scenario - input'!$D140=\"\"),\"\",I155/'Historical scenario - input'!$D140),\"\")","v":""},{"$f":"IFERROR(IF(OR(J155=\"\",'Historical scenario - input'!$D140=\"\"),\"\",J155/'Historical scenario - input'!$D140),\"\")","v":""},{"$f":"IFERROR(IF(OR(K155=\"\",'Historical scenario - input'!$D140=\"\"),\"\",K155/'Historical scenario - input'!$D140),\"\")","v":""},{"$f":"IFERROR(IF(OR(L155=\"\",'Historical scenario - input'!$D140=\"\"),\"\",L155/'Historical scenario - input'!$D140),\"\")","v":""},{"$f":"IFERROR(IF(OR(M155=\"\",'Historical scenario - input'!$D140=\"\"),\"\",M155/'Historical scenario - input'!$D140),\"\")","v":""},{"$f":"IFERROR(IF(OR(N155=\"\",'Historical scenario - input'!$D140=\"\"),\"\",N155/'Historical scenario - input'!$D140),\"\")","v":""},{"$f":"IFERROR(IF(OR(O155=\"\",'Historical scenario - input'!$D140=\"\"),\"\",O155/'Historical scenario - input'!$D140),\"\")","v":""},{"$f":"IFERROR(IF(OR(P155=\"\",'Historical scenario - input'!$D140=\"\"),\"\",P155/'Historical scenario - input'!$D140),\"\")","v":""},{"$f":"IFERROR(IF(OR(Q155=\"\",'Historical scenario - input'!$D140=\"\"),\"\",Q155/'Historical scenario - input'!$D140),\"\")","v":""},{"$f":"IFERROR(IF(OR(R155=\"\",'Historical scenario - input'!$D140=\"\"),\"\",R155/'Historical scenario - input'!$D140),\"\")","v":""},{"$f":"IFERROR(IF(OR(S155=\"\",'Historical scenario - input'!$D140=\"\"),\"\",S155/'Historical scenario - input'!$D140),\"\")","v":""},{"$f":"IFERROR(IF(OR(T155=\"\",'Historical scenario - input'!$D140=\"\"),\"\",T155/'Historical scenario - input'!$D140),\"\")","v":""},{"$f":"IFERROR(IF(OR(U155=\"\",'Historical scenario - input'!$D140=\"\"),\"\",U155/'Historical scenario - input'!$D140),\"\")","v":""},{"$f":"IFERROR(IF(OR(V155=\"\",'Historical scenario - input'!$D140=\"\"),\"\",V155/'Historical scenario - input'!$D140),\"\")","v":""},{"$f":"IFERROR(IF(OR(W155=\"\",'Historical scenario - input'!$D140=\"\"),\"\",W155/'Historical scenario - input'!$D140),\"\")","v":""}]
[{"$f":"IFERROR('Historical scenario - input'!A141,\"\")","v":""},{"$f":"IFERROR('Historical scenario - input'!B141,\"\")","v":0},{"$f":"IFERROR('Historical scenario - input'!C141,\"\")","v":0},{"$f":"IFERROR(repcalc('Historical scenario - input'!$CV141:$GH141,'Historical scenario - input'!$G141,'Historical scenario - input'!$E141,'Historical scenario - input'!$F141,20,TRUE,TRUE),\"\")","v":""},"","","","","","","","","","","","","","","","","","","",{"$f":"IFERROR(IF(OR(D156=\"\",'Historical scenario - input'!$D141=\"\"),\"\",D156/'Historical scenario - input'!$D141),\"\")","v":""},{"$f":"IFERROR(IF(OR(E156=\"\",'Historical scenario - input'!$D141=\"\"),\"\",E156/'Historical scenario - input'!$D141),\"\")","v":""},{"$f":"IFERROR(IF(OR(F156=\"\",'Historical scenario - input'!$D141=\"\"),\"\",F156/'Historical scenario - input'!$D141),\"\")","v":""},{"$f":"IFERROR(IF(OR(G156=\"\",'Historical scenario - input'!$D141=\"\"),\"\",G156/'Historical scenario - input'!$D141),\"\")","v":""},{"$f":"IFERROR(IF(OR(H156=\"\",'Historical scenario - input'!$D141=\"\"),\"\",H156/'Historical scenario - input'!$D141),\"\")","v":""},{"$f":"IFERROR(IF(OR(I156=\"\",'Historical scenario - input'!$D141=\"\"),\"\",I156/'Historical scenario - input'!$D141),\"\")","v":""},{"$f":"IFERROR(IF(OR(J156=\"\",'Historical scenario - input'!$D141=\"\"),\"\",J156/'Historical scenario - input'!$D141),\"\")","v":""},{"$f":"IFERROR(IF(OR(K156=\"\",'Historical scenario - input'!$D141=\"\"),\"\",K156/'Historical scenario - input'!$D141),\"\")","v":""},{"$f":"IFERROR(IF(OR(L156=\"\",'Historical scenario - input'!$D141=\"\"),\"\",L156/'Historical scenario - input'!$D141),\"\")","v":""},{"$f":"IFERROR(IF(OR(M156=\"\",'Historical scenario - input'!$D141=\"\"),\"\",M156/'Historical scenario - input'!$D141),\"\")","v":""},{"$f":"IFERROR(IF(OR(N156=\"\",'Historical scenario - input'!$D141=\"\"),\"\",N156/'Historical scenario - input'!$D141),\"\")","v":""},{"$f":"IFERROR(IF(OR(O156=\"\",'Historical scenario - input'!$D141=\"\"),\"\",O156/'Historical scenario - input'!$D141),\"\")","v":""},{"$f":"IFERROR(IF(OR(P156=\"\",'Historical scenario - input'!$D141=\"\"),\"\",P156/'Historical scenario - input'!$D141),\"\")","v":""},{"$f":"IFERROR(IF(OR(Q156=\"\",'Historical scenario - input'!$D141=\"\"),\"\",Q156/'Historical scenario - input'!$D141),\"\")","v":""},{"$f":"IFERROR(IF(OR(R156=\"\",'Historical scenario - input'!$D141=\"\"),\"\",R156/'Historical scenario - input'!$D141),\"\")","v":""},{"$f":"IFERROR(IF(OR(S156=\"\",'Historical scenario - input'!$D141=\"\"),\"\",S156/'Historical scenario - input'!$D141),\"\")","v":""},{"$f":"IFERROR(IF(OR(T156=\"\",'Historical scenario - input'!$D141=\"\"),\"\",T156/'Historical scenario - input'!$D141),\"\")","v":""},{"$f":"IFERROR(IF(OR(U156=\"\",'Historical scenario - input'!$D141=\"\"),\"\",U156/'Historical scenario - input'!$D141),\"\")","v":""},{"$f":"IFERROR(IF(OR(V156=\"\",'Historical scenario - input'!$D141=\"\"),\"\",V156/'Historical scenario - input'!$D141),\"\")","v":""},{"$f":"IFERROR(IF(OR(W156=\"\",'Historical scenario - input'!$D141=\"\"),\"\",W156/'Historical scenario - input'!$D141),\"\")","v":""}]
[{"$f":"IFERROR('Historical scenario - input'!A142,\"\")","v":""},{"$f":"IFERROR('Historical scenario - input'!B142,\"\")","v":0},{"$f":"IFERROR('Historical scenario - input'!C142,\"\")","v":0},{"$f":"IFERROR(repcalc('Historical scenario - input'!$CV142:$GH142,'Historical scenario - input'!$G142,'Historical scenario - input'!$E142,'Historical scenario - input'!$F142,20,TRUE,TRUE),\"\")","v":""},"","","","","","","","","","","","","","","","","","","",{"$f":"IFERROR(IF(OR(D157=\"\",'Historical scenario - input'!$D142=\"\"),\"\",D157/'Historical scenario - input'!$D142),\"\")","v":""},{"$f":"IFERROR(IF(OR(E157=\"\",'Historical scenario - input'!$D142=\"\"),\"\",E157/'Historical scenario - input'!$D142),\"\")","v":""},{"$f":"IFERROR(IF(OR(F157=\"\",'Historical scenario - input'!$D142=\"\"),\"\",F157/'Historical scenario - input'!$D142),\"\")","v":""},{"$f":"IFERROR(IF(OR(G157=\"\",'Historical scenario - input'!$D142=\"\"),\"\",G157/'Historical scenario - input'!$D142),\"\")","v":""},{"$f":"IFERROR(IF(OR(H157=\"\",'Historical scenario - input'!$D142=\"\"),\"\",H157/'Historical scenario - input'!$D142),\"\")","v":""},{"$f":"IFERROR(IF(OR(I157=\"\",'Historical scenario - input'!$D142=\"\"),\"\",I157/'Historical scenario - input'!$D142),\"\")","v":""},{"$f":"IFERROR(IF(OR(J157=\"\",'Historical scenario - input'!$D142=\"\"),\"\",J157/'Historical scenario - input'!$D142),\"\")","v":""},{"$f":"IFERROR(IF(OR(K157=\"\",'Historical scenario - input'!$D142=\"\"),\"\",K157/'Historical scenario - input'!$D142),\"\")","v":""},{"$f":"IFERROR(IF(OR(L157=\"\",'Historical scenario - input'!$D142=\"\"),\"\",L157/'Historical scenario - input'!$D142),\"\")","v":""},{"$f":"IFERROR(IF(OR(M157=\"\",'Historical scenario - input'!$D142=\"\"),\"\",M157/'Historical scenario - input'!$D142),\"\")","v":""},{"$f":"IFERROR(IF(OR(N157=\"\",'Historical scenario - input'!$D142=\"\"),\"\",N157/'Historical scenario - input'!$D142),\"\")","v":""},{"$f":"IFERROR(IF(OR(O157=\"\",'Historical scenario - input'!$D142=\"\"),\"\",O157/'Historical scenario - input'!$D142),\"\")","v":""},{"$f":"IFERROR(IF(OR(P157=\"\",'Historical scenario - input'!$D142=\"\"),\"\",P157/'Historical scenario - input'!$D142),\"\")","v":""},{"$f":"IFERROR(IF(OR(Q157=\"\",'Historical scenario - input'!$D142=\"\"),\"\",Q157/'Historical scenario - input'!$D142),\"\")","v":""},{"$f":"IFERROR(IF(OR(R157=\"\",'Historical scenario - input'!$D142=\"\"),\"\",R157/'Historical scenario - input'!$D142),\"\")","v":""},{"$f":"IFERROR(IF(OR(S157=\"\",'Historical scenario - input'!$D142=\"\"),\"\",S157/'Historical scenario - input'!$D142),\"\")","v":""},{"$f":"IFERROR(IF(OR(T157=\"\",'Historical scenario - input'!$D142=\"\"),\"\",T157/'Historical scenario - input'!$D142),\"\")","v":""},{"$f":"IFERROR(IF(OR(U157=\"\",'Historical scenario - input'!$D142=\"\"),\"\",U157/'Historical scenario - input'!$D142),\"\")","v":""},{"$f":"IFERROR(IF(OR(V157=\"\",'Historical scenario - input'!$D142=\"\"),\"\",V157/'Historical scenario - input'!$D142),\"\")","v":""},{"$f":"IFERROR(IF(OR(W157=\"\",'Historical scenario - input'!$D142=\"\"),\"\",W157/'Historical scenario - input'!$D142),\"\")","v":""}]
[{"$f":"IFERROR('Historical scenario - input'!A143,\"\")","v":""},{"$f":"IFERROR('Historical scenario - input'!B143,\"\")","v":0},{"$f":"IFERROR('Historical scenario - input'!C143,\"\")","v":0},{"$f":"IFERROR(repcalc('Historical scenario - input'!$CV143:$GH143,'Historical scenario - input'!$G143,'Historical scenario - input'!$E143,'Historical scenario - input'!$F143,20,TRUE,TRUE),\"\")","v":""},"","","","","","","","","","","","","","","","","","","",{"$f":"IFERROR(IF(OR(D158=\"\",'Historical scenario - input'!$D143=\"\"),\"\",D158/'Historical scenario - input'!$D143),\"\")","v":""},{"$f":"IFERROR(IF(OR(E158=\"\",'Historical scenario - input'!$D143=\"\"),\"\",E158/'Historical scenario - input'!$D143),\"\")","v":""},{"$f":"IFERROR(IF(OR(F158=\"\",'Historical scenario - input'!$D143=\"\"),\"\",F158/'Historical scenario - input'!$D143),\"\")","v":""},{"$f":"IFERROR(IF(OR(G158=\"\",'Historical scenario - input'!$D143=\"\"),\"\",G158/'Historical scenario - input'!$D143),\"\")","v":""},{"$f":"IFERROR(IF(OR(H158=\"\",'Historical scenario - input'!$D143=\"\"),\"\",H158/'Historical scenario - input'!$D143),\"\")","v":""},{"$f":"IFERROR(IF(OR(I158=\"\",'Historical scenario - input'!$D143=\"\"),\"\",I158/'Historical scenario - input'!$D143),\"\")","v":""},{"$f":"IFERROR(IF(OR(J158=\"\",'Historical scenario - input'!$D143=\"\"),\"\",J158/'Historical scenario - input'!$D143),\"\")","v":""},{"$f":"IFERROR(IF(OR(K158=\"\",'Historical scenario - input'!$D143=\"\"),\"\",K158/'Historical scenario - input'!$D143),\"\")","v":""},{"$f":"IFERROR(IF(OR(L158=\"\",'Historical scenario - input'!$D143=\"\"),\"\",L158/'Historical scenario - input'!$D143),\"\")","v":""},{"$f":"IFERROR(IF(OR(M158=\"\",'Historical scenario - input'!$D143=\"\"),\"\",M158/'Historical scenario - input'!$D143),\"\")","v":""},{"$f":"IFERROR(IF(OR(N158=\"\",'Historical scenario - input'!$D143=\"\"),\"\",N158/'Historical scenario - input'!$D143),\"\")","v":""},{"$f":"IFERROR(IF(OR(O158=\"\",'Historical scenario - input'!$D143=\"\"),\"\",O158/'Historical scenario - input'!$D143),\"\")","v":""},{"$f":"IFERROR(IF(OR(P158=\"\",'Historical scenario - input'!$D143=\"\"),\"\",P158/'Historical scenario - input'!$D143),\"\")","v":""},{"$f":"IFERROR(IF(OR(Q158=\"\",'Historical scenario - input'!$D143=\"\"),\"\",Q158/'Historical scenario - input'!$D143),\"\")","v":""},{"$f":"IFERROR(IF(OR(R158=\"\",'Historical scenario - input'!$D143=\"\"),\"\",R158/'Historical scenario - input'!$D143),\"\")","v":""},{"$f":"IFERROR(IF(OR(S158=\"\",'Historical scenario - input'!$D143=\"\"),\"\",S158/'Historical scenario - input'!$D143),\"\")","v":""},{"$f":"IFERROR(IF(OR(T158=\"\",'Historical scenario - input'!$D143=\"\"),\"\",T158/'Historical scenario - input'!$D143),\"\")","v":""},{"$f":"IFERROR(IF(OR(U158=\"\",'Historical scenario - input'!$D143=\"\"),\"\",U158/'Historical scenario - input'!$D143),\"\")","v":""},{"$f":"IFERROR(IF(OR(V158=\"\",'Historical scenario - input'!$D143=\"\"),\"\",V158/'Historical scenario - input'!$D143),\"\")","v":""},{"$f":"IFERROR(IF(OR(W158=\"\",'Historical scenario - input'!$D143=\"\"),\"\",W158/'Historical scenario - input'!$D143),\"\")","v":""}]
[{"$f":"IFERROR('Historical scenario - input'!A144,\"\")","v":""},{"$f":"IFERROR('Historical scenario - input'!B144,\"\")","v":0},{"$f":"IFERROR('Historical scenario - input'!C144,\"\")","v":0},{"$f":"IFERROR(repcalc('Historical scenario - input'!$CV144:$GH144,'Historical scenario - input'!$G144,'Historical scenario - input'!$E144,'Historical scenario - input'!$F144,20,TRUE,TRUE),\"\")","v":""},"","","","","","","","","","","","","","","","","","","",{"$f":"IFERROR(IF(OR(D159=\"\",'Historical scenario - input'!$D144=\"\"),\"\",D159/'Historical scenario - input'!$D144),\"\")","v":""},{"$f":"IFERROR(IF(OR(E159=\"\",'Historical scenario - input'!$D144=\"\"),\"\",E159/'Historical scenario - input'!$D144),\"\")","v":""},{"$f":"IFERROR(IF(OR(F159=\"\",'Historical scenario - input'!$D144=\"\"),\"\",F159/'Historical scenario - input'!$D144),\"\")","v":""},{"$f":"IFERROR(IF(OR(G159=\"\",'Historical scenario - input'!$D144=\"\"),\"\",G159/'Historical scenario - input'!$D144),\"\")","v":""},{"$f":"IFERROR(IF(OR(H159=\"\",'Historical scenario - input'!$D144=\"\"),\"\",H159/'Historical scenario - input'!$D144),\"\")","v":""},{"$f":"IFERROR(IF(OR(I159=\"\",'Historical scenario - input'!$D144=\"\"),\"\",I159/'Historical scenario - input'!$D144),\"\")","v":""},{"$f":"IFERROR(IF(OR(J159=\"\",'Historical scenario - input'!$D144=\"\"),\"\",J159/'Historical scenario - input'!$D144),\"\")","v":""},{"$f":"IFERROR(IF(OR(K159=\"\",'Historical scenario - input'!$D144=\"\"),\"\",K159/'Historical scenario - input'!$D144),\"\")","v":""},{"$f":"IFERROR(IF(OR(L159=\"\",'Historical scenario - input'!$D144=\"\"),\"\",L159/'Historical scenario - input'!$D144),\"\")","v":""},{"$f":"IFERROR(IF(OR(M159=\"\",'Historical scenario - input'!$D144=\"\"),\"\",M159/'Historical scenario - input'!$D144),\"\")","v":""},{"$f":"IFERROR(IF(OR(N159=\"\",'Historical scenario - input'!$D144=\"\"),\"\",N159/'Historical scenario - input'!$D144),\"\")","v":""},{"$f":"IFERROR(IF(OR(O159=\"\",'Historical scenario - input'!$D144=\"\"),\"\",O159/'Historical scenario - input'!$D144),\"\")","v":""},{"$f":"IFERROR(IF(OR(P159=\"\",'Historical scenario - input'!$D144=\"\"),\"\",P159/'Historical scenario - input'!$D144),\"\")","v":""},{"$f":"IFERROR(IF(OR(Q159=\"\",'Historical scenario - input'!$D144=\"\"),\"\",Q159/'Historical scenario - input'!$D144),\"\")","v":""},{"$f":"IFERROR(IF(OR(R159=\"\",'Historical scenario - input'!$D144=\"\"),\"\",R159/'Historical scenario - input'!$D144),\"\")","v":""},{"$f":"IFERROR(IF(OR(S159=\"\",'Historical scenario - input'!$D144=\"\"),\"\",S159/'Historical scenario - input'!$D144),\"\")","v":""},{"$f":"IFERROR(IF(OR(T159=\"\",'Historical scenario - input'!$D144=\"\"),\"\",T159/'Historical scenario - input'!$D144),\"\")","v":""},{"$f":"IFERROR(IF(OR(U159=\"\",'Historical scenario - input'!$D144=\"\"),\"\",U159/'Historical scenario - input'!$D144),\"\")","v":""},{"$f":"IFERROR(IF(OR(V159=\"\",'Historical scenario - input'!$D144=\"\"),\"\",V159/'Historical scenario - input'!$D144),\"\")","v":""},{"$f":"IFERROR(IF(OR(W159=\"\",'Historical scenario - input'!$D144=\"\"),\"\",W159/'Historical scenario - input'!$D144),\"\")","v":""}]
[{"$f":"IFERROR('Historical scenario - input'!A145,\"\")","v":""},{"$f":"IFERROR('Historical scenario - input'!B145,\"\")","v":0},{"$f":"IFERROR('Historical scenario - input'!C145,\"\")","v":0},{"$f":"IFERROR(repcalc('Historical scenario - input'!$CV145:$GH145,'Historical scenario - input'!$G145,'Historical scenario - input'!$E145,'Historical scenario - input'!$F145,20,TRUE,TRUE),\"\")","v":""},"","","","","","","","","","","","","","","","","","","",{"$f":"IFERROR(IF(OR(D160=\"\",'Historical scenario - input'!$D145=\"\"),\"\",D160/'Historical scenario - input'!$D145),\"\")","v":""},{"$f":"IFERROR(IF(OR(E160=\"\",'Historical scenario - input'!$D145=\"\"),\"\",E160/'Historical scenario - input'!$D145),\"\")","v":""},{"$f":"IFERROR(IF(OR(F160=\"\",'Historical scenario - input'!$D145=\"\"),\"\",F160/'Historical scenario - input'!$D145),\"\")","v":""},{"$f":"IFERROR(IF(OR(G160=\"\",'Historical scenario - input'!$D145=\"\"),\"\",G160/'Historical scenario - input'!$D145),\"\")","v":""},{"$f":"IFERROR(IF(OR(H160=\"\",'Historical scenario - input'!$D145=\"\"),\"\",H160/'Historical scenario - input'!$D145),\"\")","v":""},{"$f":"IFERROR(IF(OR(I160=\"\",'Historical scenario - input'!$D145=\"\"),\"\",I160/'Historical scenario - input'!$D145),\"\")","v":""},{"$f":"IFERROR(IF(OR(J160=\"\",'Historical scenario - input'!$D145=\"\"),\"\",J160/'Historical scenario - input'!$D145),\"\")","v":""},{"$f":"IFERROR(IF(OR(K160=\"\",'Historical scenario - input'!$D145=\"\"),\"\",K160/'Historical scenario - input'!$D145),\"\")","v":""},{"$f":"IFERROR(IF(OR(L160=\"\",'Historical scenario - input'!$D145=\"\"),\"\",L160/'Historical scenario - input'!$D145),\"\")","v":""},{"$f":"IFERROR(IF(OR(M160=\"\",'Historical scenario - input'!$D145=\"\"),\"\",M160/'Historical scenario - input'!$D145),\"\")","v":""},{"$f":"IFERROR(IF(OR(N160=\"\",'Historical scenario - input'!$D145=\"\"),\"\",N160/'Historical scenario - input'!$D145),\"\")","v":""},{"$f":"IFERROR(IF(OR(O160=\"\",'Historical scenario - input'!$D145=\"\"),\"\",O160/'Historical scenario - input'!$D145),\"\")","v":""},{"$f":"IFERROR(IF(OR(P160=\"\",'Historical scenario - input'!$D145=\"\"),\"\",P160/'Historical scenario - input'!$D145),\"\")","v":""},{"$f":"IFERROR(IF(OR(Q160=\"\",'Historical scenario - input'!$D145=\"\"),\"\",Q160/'Historical scenario - input'!$D145),\"\")","v":""},{"$f":"IFERROR(IF(OR(R160=\"\",'Historical scenario - input'!$D145=\"\"),\"\",R160/'Historical scenario - input'!$D145),\"\")","v":""},{"$f":"IFERROR(IF(OR(S160=\"\",'Historical scenario - input'!$D145=\"\"),\"\",S160/'Historical scenario - input'!$D145),\"\")","v":""},{"$f":"IFERROR(IF(OR(T160=\"\",'Historical scenario - input'!$D145=\"\"),\"\",T160/'Historical scenario - input'!$D145),\"\")","v":""},{"$f":"IFERROR(IF(OR(U160=\"\",'Historical scenario - input'!$D145=\"\"),\"\",U160/'Historical scenario - input'!$D145),\"\")","v":""},{"$f":"IFERROR(IF(OR(V160=\"\",'Historical scenario - input'!$D145=\"\"),\"\",V160/'Historical scenario - input'!$D145),\"\")","v":""},{"$f":"IFERROR(IF(OR(W160=\"\",'Historical scenario - input'!$D145=\"\"),\"\",W160/'Historical scenario - input'!$D145),\"\")","v":""}]
[{"$f":"IFERROR('Historical scenario - input'!A146,\"\")","v":""},{"$f":"IFERROR('Historical scenario - input'!B146,\"\")","v":0},{"$f":"IFERROR('Historical scenario - input'!C146,\"\")","v":0},{"$f":"IFERROR(repcalc('Historical scenario - input'!$CV146:$GH146,'Historical scenario - input'!$G146,'Historical scenario - input'!$E146,'Historical scenario - input'!$F146,20,TRUE,TRUE),\"\")","v":""},"","","","","","","","","","","","","","","","","","","",{"$f":"IFERROR(IF(OR(D161=\"\",'Historical scenario - input'!$D146=\"\"),\"\",D161/'Historical scenario - input'!$D146),\"\")","v":""},{"$f":"IFERROR(IF(OR(E161=\"\",'Historical scenario - input'!$D146=\"\"),\"\",E161/'Historical scenario - input'!$D146),\"\")","v":""},{"$f":"IFERROR(IF(OR(F161=\"\",'Historical scenario - input'!$D146=\"\"),\"\",F161/'Historical scenario - input'!$D146),\"\")","v":""},{"$f":"IFERROR(IF(OR(G161=\"\",'Historical scenario - input'!$D146=\"\"),\"\",G161/'Historical scenario - input'!$D146),\"\")","v":""},{"$f":"IFERROR(IF(OR(H161=\"\",'Historical scenario - input'!$D146=\"\"),\"\",H161/'Historical scenario - input'!$D146),\"\")","v":""},{"$f":"IFERROR(IF(OR(I161=\"\",'Historical scenario - input'!$D146=\"\"),\"\",I161/'Historical scenario - input'!$D146),\"\")","v":""},{"$f":"IFERROR(IF(OR(J161=\"\",'Historical scenario - input'!$D146=\"\"),\"\",J161/'Historical scenario - input'!$D146),\"\")","v":""},{"$f":"IFERROR(IF(OR(K161=\"\",'Historical scenario - input'!$D146=\"\"),\"\",K161/'Historical scenario - input'!$D146),\"\")","v":""},{"$f":"IFERROR(IF(OR(L161=\"\",'Historical scenario - input'!$D146=\"\"),\"\",L161/'Historical scenario - input'!$D146),\"\")","v":""},{"$f":"IFERROR(IF(OR(M161=\"\",'Historical scenario - input'!$D146=\"\"),\"\",M161/'Historical scenario - input'!$D146),\"\")","v":""},{"$f":"IFERROR(IF(OR(N161=\"\",'Historical scenario - input'!$D146=\"\"),\"\",N161/'Historical scenario - input'!$D146),\"\")","v":""},{"$f":"IFERROR(IF(OR(O161=\"\",'Historical scenario - input'!$D146=\"\"),\"\",O161/'Historical scenario - input'!$D146),\"\")","v":""},{"$f":"IFERROR(IF(OR(P161=\"\",'Historical scenario - input'!$D146=\"\"),\"\",P161/'Historical scenario - input'!$D146),\"\")","v":""},{"$f":"IFERROR(IF(OR(Q161=\"\",'Historical scenario - input'!$D146=\"\"),\"\",Q161/'Historical scenario - input'!$D146),\"\")","v":""},{"$f":"IFERROR(IF(OR(R161=\"\",'Historical scenario - input'!$D146=\"\"),\"\",R161/'Historical scenario - input'!$D146),\"\")","v":""},{"$f":"IFERROR(IF(OR(S161=\"\",'Historical scenario - input'!$D146=\"\"),\"\",S161/'Historical scenario - input'!$D146),\"\")","v":""},{"$f":"IFERROR(IF(OR(T161=\"\",'Historical scenario - input'!$D146=\"\"),\"\",T161/'Historical scenario - input'!$D146),\"\")","v":""},{"$f":"IFERROR(IF(OR(U161=\"\",'Historical scenario - input'!$D146=\"\"),\"\",U161/'Historical scenario - input'!$D146),\"\")","v":""},{"$f":"IFERROR(IF(OR(V161=\"\",'Historical scenario - input'!$D146=\"\"),\"\",V161/'Historical scenario - input'!$D146),\"\")","v":""},{"$f":"IFERROR(IF(OR(W161=\"\",'Historical scenario - input'!$D146=\"\"),\"\",W161/'Historical scenario - input'!$D146),\"\")","v":""}]
[{"$f":"IFERROR('Historical scenario - input'!A147,\"\")","v":""},{"$f":"IFERROR('Historical scenario - input'!B147,\"\")","v":0},{"$f":"IFERROR('Historical scenario - input'!C147,\"\")","v":0},{"$f":"IFERROR(repcalc('Historical scenario - input'!$CV147:$GH147,'Historical scenario - input'!$G147,'Historical scenario - input'!$E147,'Historical scenario - input'!$F147,20,TRUE,TRUE),\"\")","v":""},"","","","","","","","","","","","","","","","","","","",{"$f":"IFERROR(IF(OR(D162=\"\",'Historical scenario - input'!$D147=\"\"),\"\",D162/'Historical scenario - input'!$D147),\"\")","v":""},{"$f":"IFERROR(IF(OR(E162=\"\",'Historical scenario - input'!$D147=\"\"),\"\",E162/'Historical scenario - input'!$D147),\"\")","v":""},{"$f":"IFERROR(IF(OR(F162=\"\",'Historical scenario - input'!$D147=\"\"),\"\",F162/'Historical scenario - input'!$D147),\"\")","v":""},{"$f":"IFERROR(IF(OR(G162=\"\",'Historical scenario - input'!$D147=\"\"),\"\",G162/'Historical scenario - input'!$D147),\"\")","v":""},{"$f":"IFERROR(IF(OR(H162=\"\",'Historical scenario - input'!$D147=\"\"),\"\",H162/'Historical scenario - input'!$D147),\"\")","v":""},{"$f":"IFERROR(IF(OR(I162=\"\",'Historical scenario - input'!$D147=\"\"),\"\",I162/'Historical scenario - input'!$D147),\"\")","v":""},{"$f":"IFERROR(IF(OR(J162=\"\",'Historical scenario - input'!$D147=\"\"),\"\",J162/'Historical scenario - input'!$D147),\"\")","v":""},{"$f":"IFERROR(IF(OR(K162=\"\",'Historical scenario - input'!$D147=\"\"),\"\",K162/'Historical scenario - input'!$D147),\"\")","v":""},{"$f":"IFERROR(IF(OR(L162=\"\",'Historical scenario - input'!$D147=\"\"),\"\",L162/'Historical scenario - input'!$D147),\"\")","v":""},{"$f":"IFERROR(IF(OR(M162=\"\",'Historical scenario - input'!$D147=\"\"),\"\",M162/'Historical scenario - input'!$D147),\"\")","v":""},{"$f":"IFERROR(IF(OR(N162=\"\",'Historical scenario - input'!$D147=\"\"),\"\",N162/'Historical scenario - input'!$D147),\"\")","v":""},{"$f":"IFERROR(IF(OR(O162=\"\",'Historical scenario - input'!$D147=\"\"),\"\",O162/'Historical scenario - input'!$D147),\"\")","v":""},{"$f":"IFERROR(IF(OR(P162=\"\",'Historical scenario - input'!$D147=\"\"),\"\",P162/'Historical scenario - input'!$D147),\"\")","v":""},{"$f":"IFERROR(IF(OR(Q162=\"\",'Historical scenario - input'!$D147=\"\"),\"\",Q162/'Historical scenario - input'!$D147),\"\")","v":""},{"$f":"IFERROR(IF(OR(R162=\"\",'Historical scenario - input'!$D147=\"\"),\"\",R162/'Historical scenario - input'!$D147),\"\")","v":""},{"$f":"IFERROR(IF(OR(S162=\"\",'Historical scenario - input'!$D147=\"\"),\"\",S162/'Historical scenario - input'!$D147),\"\")","v":""},{"$f":"IFERROR(IF(OR(T162=\"\",'Historical scenario - input'!$D147=\"\"),\"\",T162/'Historical scenario - input'!$D147),\"\")","v":""},{"$f":"IFERROR(IF(OR(U162=\"\",'Historical scenario - input'!$D147=\"\"),\"\",U162/'Historical scenario - input'!$D147),\"\")","v":""},{"$f":"IFERROR(IF(OR(V162=\"\",'Historical scenario - input'!$D147=\"\"),\"\",V162/'Historical scenario - input'!$D147),\"\")","v":""},{"$f":"IFERROR(IF(OR(W162=\"\",'Historical scenario - input'!$D147=\"\"),\"\",W162/'Historical scenario - input'!$D147),\"\")","v":""}]
[{"$f":"IFERROR('Historical scenario - input'!A148,\"\")","v":""},{"$f":"IFERROR('Historical scenario - input'!B148,\"\")","v":0},{"$f":"IFERROR('Historical scenario - input'!C148,\"\")","v":0},{"$f":"IFERROR(repcalc('Historical scenario - input'!$CV148:$GH148,'Historical scenario - input'!$G148,'Historical scenario - input'!$E148,'Historical scenario - input'!$F148,20,TRUE,TRUE),\"\")","v":""},"","","","","","","","","","","","","","","","","","","",{"$f":"IFERROR(IF(OR(D163=\"\",'Historical scenario - input'!$D148=\"\"),\"\",D163/'Historical scenario - input'!$D148),\"\")","v":""},{"$f":"IFERROR(IF(OR(E163=\"\",'Historical scenario - input'!$D148=\"\"),\"\",E163/'Historical scenario - input'!$D148),\"\")","v":""},{"$f":"IFERROR(IF(OR(F163=\"\",'Historical scenario - input'!$D148=\"\"),\"\",F163/'Historical scenario - input'!$D148),\"\")","v":""},{"$f":"IFERROR(IF(OR(G163=\"\",'Historical scenario - input'!$D148=\"\"),\"\",G163/'Historical scenario - input'!$D148),\"\")","v":""},{"$f":"IFERROR(IF(OR(H163=\"\",'Historical scenario - input'!$D148=\"\"),\"\",H163/'Historical scenario - input'!$D148),\"\")","v":""},{"$f":"IFERROR(IF(OR(I163=\"\",'Historical scenario - input'!$D148=\"\"),\"\",I163/'Historical scenario - input'!$D148),\"\")","v":""},{"$f":"IFERROR(IF(OR(J163=\"\",'Historical scenario - input'!$D148=\"\"),\"\",J163/'Historical scenario - input'!$D148),\"\")","v":""},{"$f":"IFERROR(IF(OR(K163=\"\",'Historical scenario - input'!$D148=\"\"),\"\",K163/'Historical scenario - input'!$D148),\"\")","v":""},{"$f":"IFERROR(IF(OR(L163=\"\",'Historical scenario - input'!$D148=\"\"),\"\",L163/'Historical scenario - input'!$D148),\"\")","v":""},{"$f":"IFERROR(IF(OR(M163=\"\",'Historical scenario - input'!$D148=\"\"),\"\",M163/'Historical scenario - input'!$D148),\"\")","v":""},{"$f":"IFERROR(IF(OR(N163=\"\",'Historical scenario - input'!$D148=\"\"),\"\",N163/'Historical scenario - input'!$D148),\"\")","v":""},{"$f":"IFERROR(IF(OR(O163=\"\",'Historical scenario - input'!$D148=\"\"),\"\",O163/'Historical scenario - input'!$D148),\"\")","v":""},{"$f":"IFERROR(IF(OR(P163=\"\",'Historical scenario - input'!$D148=\"\"),\"\",P163/'Historical scenario - input'!$D148),\"\")","v":""},{"$f":"IFERROR(IF(OR(Q163=\"\",'Historical scenario - input'!$D148=\"\"),\"\",Q163/'Historical scenario - input'!$D148),\"\")","v":""},{"$f":"IFERROR(IF(OR(R163=\"\",'Historical scenario - input'!$D148=\"\"),\"\",R163/'Historical scenario - input'!$D148),\"\")","v":""},{"$f":"IFERROR(IF(OR(S163=\"\",'Historical scenario - input'!$D148=\"\"),\"\",S163/'Historical scenario - input'!$D148),\"\")","v":""},{"$f":"IFERROR(IF(OR(T163=\"\",'Historical scenario - input'!$D148=\"\"),\"\",T163/'Historical scenario - input'!$D148),\"\")","v":""},{"$f":"IFERROR(IF(OR(U163=\"\",'Historical scenario - input'!$D148=\"\"),\"\",U163/'Historical scenario - input'!$D148),\"\")","v":""},{"$f":"IFERROR(IF(OR(V163=\"\",'Historical scenario - input'!$D148=\"\"),\"\",V163/'Historical scenario - input'!$D148),\"\")","v":""},{"$f":"IFERROR(IF(OR(W163=\"\",'Historical scenario - input'!$D148=\"\"),\"\",W163/'Historical scenario - input'!$D148),\"\")","v":""}]
[{"$f":"IFERROR('Historical scenario - input'!A149,\"\")","v":""},{"$f":"IFERROR('Historical scenario - input'!B149,\"\")","v":0},{"$f":"IFERROR('Historical scenario - input'!C149,\"\")","v":0},{"$f":"IFERROR(repcalc('Historical scenario - input'!$CV149:$GH149,'Historical scenario - input'!$G149,'Historical scenario - input'!$E149,'Historical scenario - input'!$F149,20,TRUE,TRUE),\"\")","v":""},"","","","","","","","","","","","","","","","","","","",{"$f":"IFERROR(IF(OR(D164=\"\",'Historical scenario - input'!$D149=\"\"),\"\",D164/'Historical scenario - input'!$D149),\"\")","v":""},{"$f":"IFERROR(IF(OR(E164=\"\",'Historical scenario - input'!$D149=\"\"),\"\",E164/'Historical scenario - input'!$D149),\"\")","v":""},{"$f":"IFERROR(IF(OR(F164=\"\",'Historical scenario - input'!$D149=\"\"),\"\",F164/'Historical scenario - input'!$D149),\"\")","v":""},{"$f":"IFERROR(IF(OR(G164=\"\",'Historical scenario - input'!$D149=\"\"),\"\",G164/'Historical scenario - input'!$D149),\"\")","v":""},{"$f":"IFERROR(IF(OR(H164=\"\",'Historical scenario - input'!$D149=\"\"),\"\",H164/'Historical scenario - input'!$D149),\"\")","v":""},{"$f":"IFERROR(IF(OR(I164=\"\",'Historical scenario - input'!$D149=\"\"),\"\",I164/'Historical scenario - input'!$D149),\"\")","v":""},{"$f":"IFERROR(IF(OR(J164=\"\",'Historical scenario - input'!$D149=\"\"),\"\",J164/'Historical scenario - input'!$D149),\"\")","v":""},{"$f":"IFERROR(IF(OR(K164=\"\",'Historical scenario - input'!$D149=\"\"),\"\",K164/'Historical scenario - input'!$D149),\"\")","v":""},{"$f":"IFERROR(IF(OR(L164=\"\",'Historical scenario - input'!$D149=\"\"),\"\",L164/'Historical scenario - input'!$D149),\"\")","v":""},{"$f":"IFERROR(IF(OR(M164=\"\",'Historical scenario - input'!$D149=\"\"),\"\",M164/'Historical scenario - input'!$D149),\"\")","v":""},{"$f":"IFERROR(IF(OR(N164=\"\",'Historical scenario - input'!$D149=\"\"),\"\",N164/'Historical scenario - input'!$D149),\"\")","v":""},{"$f":"IFERROR(IF(OR(O164=\"\",'Historical scenario - input'!$D149=\"\"),\"\",O164/'Historical scenario - input'!$D149),\"\")","v":""},{"$f":"IFERROR(IF(OR(P164=\"\",'Historical scenario - input'!$D149=\"\"),\"\",P164/'Historical scenario - input'!$D149),\"\")","v":""},{"$f":"IFERROR(IF(OR(Q164=\"\",'Historical scenario - input'!$D149=\"\"),\"\",Q164/'Historical scenario - input'!$D149),\"\")","v":""},{"$f":"IFERROR(IF(OR(R164=\"\",'Historical scenario - input'!$D149=\"\"),\"\",R164/'Historical scenario - input'!$D149),\"\")","v":""},{"$f":"IFERROR(IF(OR(S164=\"\",'Historical scenario - input'!$D149=\"\"),\"\",S164/'Historical scenario - input'!$D149),\"\")","v":""},{"$f":"IFERROR(IF(OR(T164=\"\",'Historical scenario - input'!$D149=\"\"),\"\",T164/'Historical scenario - input'!$D149),\"\")","v":""},{"$f":"IFERROR(IF(OR(U164=\"\",'Historical scenario - input'!$D149=\"\"),\"\",U164/'Historical scenario - input'!$D149),\"\")","v":""},{"$f":"IFERROR(IF(OR(V164=\"\",'Historical scenario - input'!$D149=\"\"),\"\",V164/'Historical scenario - input'!$D149),\"\")","v":""},{"$f":"IFERROR(IF(OR(W164=\"\",'Historical scenario - input'!$D149=\"\"),\"\",W164/'Historical scenario - input'!$D149),\"\")","v":""}]
[{"$f":"IFERROR('Historical scenario - input'!A150,\"\")","v":""},{"$f":"IFERROR('Historical scenario - input'!B150,\"\")","v":0},{"$f":"IFERROR('Historical scenario - input'!C150,\"\")","v":0},{"$f":"IFERROR(repcalc('Historical scenario - input'!$CV150:$GH150,'Historical scenario - input'!$G150,'Historical scenario - input'!$E150,'Historical scenario - input'!$F150,20,TRUE,TRUE),\"\")","v":""},"","","","","","","","","","","","","","","","","","","",{"$f":"IFERROR(IF(OR(D165=\"\",'Historical scenario - input'!$D150=\"\"),\"\",D165/'Historical scenario - input'!$D150),\"\")","v":""},{"$f":"IFERROR(IF(OR(E165=\"\",'Historical scenario - input'!$D150=\"\"),\"\",E165/'Historical scenario - input'!$D150),\"\")","v":""},{"$f":"IFERROR(IF(OR(F165=\"\",'Historical scenario - input'!$D150=\"\"),\"\",F165/'Historical scenario - input'!$D150),\"\")","v":""},{"$f":"IFERROR(IF(OR(G165=\"\",'Historical scenario - input'!$D150=\"\"),\"\",G165/'Historical scenario - input'!$D150),\"\")","v":""},{"$f":"IFERROR(IF(OR(H165=\"\",'Historical scenario - input'!$D150=\"\"),\"\",H165/'Historical scenario - input'!$D150),\"\")","v":""},{"$f":"IFERROR(IF(OR(I165=\"\",'Historical scenario - input'!$D150=\"\"),\"\",I165/'Historical scenario - input'!$D150),\"\")","v":""},{"$f":"IFERROR(IF(OR(J165=\"\",'Historical scenario - input'!$D150=\"\"),\"\",J165/'Historical scenario - input'!$D150),\"\")","v":""},{"$f":"IFERROR(IF(OR(K165=\"\",'Historical scenario - input'!$D150=\"\"),\"\",K165/'Historical scenario - input'!$D150),\"\")","v":""},{"$f":"IFERROR(IF(OR(L165=\"\",'Historical scenario - input'!$D150=\"\"),\"\",L165/'Historical scenario - input'!$D150),\"\")","v":""},{"$f":"IFERROR(IF(OR(M165=\"\",'Historical scenario - input'!$D150=\"\"),\"\",M165/'Historical scenario - input'!$D150),\"\")","v":""},{"$f":"IFERROR(IF(OR(N165=\"\",'Historical scenario - input'!$D150=\"\"),\"\",N165/'Historical scenario - input'!$D150),\"\")","v":""},{"$f":"IFERROR(IF(OR(O165=\"\",'Historical scenario - input'!$D150=\"\"),\"\",O165/'Historical scenario - input'!$D150),\"\")","v":""},{"$f":"IFERROR(IF(OR(P165=\"\",'Historical scenario - input'!$D150=\"\"),\"\",P165/'Historical scenario - input'!$D150),\"\")","v":""},{"$f":"IFERROR(IF(OR(Q165=\"\",'Historical scenario - input'!$D150=\"\"),\"\",Q165/'Historical scenario - input'!$D150),\"\")","v":""},{"$f":"IFERROR(IF(OR(R165=\"\",'Historical scenario - input'!$D150=\"\"),\"\",R165/'Historical scenario - input'!$D150),\"\")","v":""},{"$f":"IFERROR(IF(OR(S165=\"\",'Historical scenario - input'!$D150=\"\"),\"\",S165/'Historical scenario - input'!$D150),\"\")","v":""},{"$f":"IFERROR(IF(OR(T165=\"\",'Historical scenario - input'!$D150=\"\"),\"\",T165/'Historical scenario - input'!$D150),\"\")","v":""},{"$f":"IFERROR(IF(OR(U165=\"\",'Historical scenario - input'!$D150=\"\"),\"\",U165/'Historical scenario - input'!$D150),\"\")","v":""},{"$f":"IFERROR(IF(OR(V165=\"\",'Historical scenario - input'!$D150=\"\"),\"\",V165/'Historical scenario - input'!$D150),\"\")","v":""},{"$f":"IFERROR(IF(OR(W165=\"\",'Historical scenario - input'!$D150=\"\"),\"\",W165/'Historical scenario - input'!$D150),\"\")","v":""}]
[{"$f":"IFERROR('Historical scenario - input'!A151,\"\")","v":""},{"$f":"IFERROR('Historical scenario - input'!B151,\"\")","v":0},{"$f":"IFERROR('Historical scenario - input'!C151,\"\")","v":0},{"$f":"IFERROR(repcalc('Historical scenario - input'!$CV151:$GH151,'Historical scenario - input'!$G151,'Historical scenario - input'!$E151,'Historical scenario - input'!$F151,20,TRUE,TRUE),\"\")","v":""},"","","","","","","","","","","","","","","","","","","",{"$f":"IFERROR(IF(OR(D166=\"\",'Historical scenario - input'!$D151=\"\"),\"\",D166/'Historical scenario - input'!$D151),\"\")","v":""},{"$f":"IFERROR(IF(OR(E166=\"\",'Historical scenario - input'!$D151=\"\"),\"\",E166/'Historical scenario - input'!$D151),\"\")","v":""},{"$f":"IFERROR(IF(OR(F166=\"\",'Historical scenario - input'!$D151=\"\"),\"\",F166/'Historical scenario - input'!$D151),\"\")","v":""},{"$f":"IFERROR(IF(OR(G166=\"\",'Historical scenario - input'!$D151=\"\"),\"\",G166/'Historical scenario - input'!$D151),\"\")","v":""},{"$f":"IFERROR(IF(OR(H166=\"\",'Historical scenario - input'!$D151=\"\"),\"\",H166/'Historical scenario - input'!$D151),\"\")","v":""},{"$f":"IFERROR(IF(OR(I166=\"\",'Historical scenario - input'!$D151=\"\"),\"\",I166/'Historical scenario - input'!$D151),\"\")","v":""},{"$f":"IFERROR(IF(OR(J166=\"\",'Historical scenario - input'!$D151=\"\"),\"\",J166/'Historical scenario - input'!$D151),\"\")","v":""},{"$f":"IFERROR(IF(OR(K166=\"\",'Historical scenario - input'!$D151=\"\"),\"\",K166/'Historical scenario - input'!$D151),\"\")","v":""},{"$f":"IFERROR(IF(OR(L166=\"\",'Historical scenario - input'!$D151=\"\"),\"\",L166/'Historical scenario - input'!$D151),\"\")","v":""},{"$f":"IFERROR(IF(OR(M166=\"\",'Historical scenario - input'!$D151=\"\"),\"\",M166/'Historical scenario - input'!$D151),\"\")","v":""},{"$f":"IFERROR(IF(OR(N166=\"\",'Historical scenario - input'!$D151=\"\"),\"\",N166/'Historical scenario - input'!$D151),\"\")","v":""},{"$f":"IFERROR(IF(OR(O166=\"\",'Historical scenario - input'!$D151=\"\"),\"\",O166/'Historical scenario - input'!$D151),\"\")","v":""},{"$f":"IFERROR(IF(OR(P166=\"\",'Historical scenario - input'!$D151=\"\"),\"\",P166/'Historical scenario - input'!$D151),\"\")","v":""},{"$f":"IFERROR(IF(OR(Q166=\"\",'Historical scenario - input'!$D151=\"\"),\"\",Q166/'Historical scenario - input'!$D151),\"\")","v":""},{"$f":"IFERROR(IF(OR(R166=\"\",'Historical scenario - input'!$D151=\"\"),\"\",R166/'Historical scenario - input'!$D151),\"\")","v":""},{"$f":"IFERROR(IF(OR(S166=\"\",'Historical scenario - input'!$D151=\"\"),\"\",S166/'Historical scenario - input'!$D151),\"\")","v":""},{"$f":"IFERROR(IF(OR(T166=\"\",'Historical scenario - input'!$D151=\"\"),\"\",T166/'Historical scenario - input'!$D151),\"\")","v":""},{"$f":"IFERROR(IF(OR(U166=\"\",'Historical scenario - input'!$D151=\"\"),\"\",U166/'Historical scenario - input'!$D151),\"\")","v":""},{"$f":"IFERROR(IF(OR(V166=\"\",'Historical scenario - input'!$D151=\"\"),\"\",V166/'Historical scenario - input'!$D151),\"\")","v":""},{"$f":"IFERROR(IF(OR(W166=\"\",'Historical scenario - input'!$D151=\"\"),\"\",W166/'Historical scenario - input'!$D151),\"\")","v":""}]
[{"$f":"IFERROR('Historical scenario - input'!A152,\"\")","v":""},{"$f":"IFERROR('Historical scenario - input'!B152,\"\")","v":0},{"$f":"IFERROR('Historical scenario - input'!C152,\"\")","v":0},{"$f":"IFERROR(repcalc('Historical scenario - input'!$CV152:$GH152,'Historical scenario - input'!$G152,'Historical scenario - input'!$E152,'Historical scenario - input'!$F152,20,TRUE,TRUE),\"\")","v":""},"","","","","","","","","","","","","","","","","","","",{"$f":"IFERROR(IF(OR(D167=\"\",'Historical scenario - input'!$D152=\"\"),\"\",D167/'Historical scenario - input'!$D152),\"\")","v":""},{"$f":"IFERROR(IF(OR(E167=\"\",'Historical scenario - input'!$D152=\"\"),\"\",E167/'Historical scenario - input'!$D152),\"\")","v":""},{"$f":"IFERROR(IF(OR(F167=\"\",'Historical scenario - input'!$D152=\"\"),\"\",F167/'Historical scenario - input'!$D152),\"\")","v":""},{"$f":"IFERROR(IF(OR(G167=\"\",'Historical scenario - input'!$D152=\"\"),\"\",G167/'Historical scenario - input'!$D152),\"\")","v":""},{"$f":"IFERROR(IF(OR(H167=\"\",'Historical scenario - input'!$D152=\"\"),\"\",H167/'Historical scenario - input'!$D152),\"\")","v":""},{"$f":"IFERROR(IF(OR(I167=\"\",'Historical scenario - input'!$D152=\"\"),\"\",I167/'Historical scenario - input'!$D152),\"\")","v":""},{"$f":"IFERROR(IF(OR(J167=\"\",'Historical scenario - input'!$D152=\"\"),\"\",J167/'Historical scenario - input'!$D152),\"\")","v":""},{"$f":"IFERROR(IF(OR(K167=\"\",'Historical scenario - input'!$D152=\"\"),\"\",K167/'Historical scenario - input'!$D152),\"\")","v":""},{"$f":"IFERROR(IF(OR(L167=\"\",'Historical scenario - input'!$D152=\"\"),\"\",L167/'Historical scenario - input'!$D152),\"\")","v":""},{"$f":"IFERROR(IF(OR(M167=\"\",'Historical scenario - input'!$D152=\"\"),\"\",M167/'Historical scenario - input'!$D152),\"\")","v":""},{"$f":"IFERROR(IF(OR(N167=\"\",'Historical scenario - input'!$D152=\"\"),\"\",N167/'Historical scenario - input'!$D152),\"\")","v":""},{"$f":"IFERROR(IF(OR(O167=\"\",'Historical scenario - input'!$D152=\"\"),\"\",O167/'Historical scenario - input'!$D152),\"\")","v":""},{"$f":"IFERROR(IF(OR(P167=\"\",'Historical scenario - input'!$D152=\"\"),\"\",P167/'Historical scenario - input'!$D152),\"\")","v":""},{"$f":"IFERROR(IF(OR(Q167=\"\",'Historical scenario - input'!$D152=\"\"),\"\",Q167/'Historical scenario - input'!$D152),\"\")","v":""},{"$f":"IFERROR(IF(OR(R167=\"\",'Historical scenario - input'!$D152=\"\"),\"\",R167/'Historical scenario - input'!$D152),\"\")","v":""},{"$f":"IFERROR(IF(OR(S167=\"\",'Historical scenario - input'!$D152=\"\"),\"\",S167/'Historical scenario - input'!$D152),\"\")","v":""},{"$f":"IFERROR(IF(OR(T167=\"\",'Historical scenario - input'!$D152=\"\"),\"\",T167/'Historical scenario - input'!$D152),\"\")","v":""},{"$f":"IFERROR(IF(OR(U167=\"\",'Historical scenario - input'!$D152=\"\"),\"\",U167/'Historical scenario - input'!$D152),\"\")","v":""},{"$f":"IFERROR(IF(OR(V167=\"\",'Historical scenario - input'!$D152=\"\"),\"\",V167/'Historical scenario - input'!$D152),\"\")","v":""},{"$f":"IFERROR(IF(OR(W167=\"\",'Historical scenario - input'!$D152=\"\"),\"\",W167/'Historical scenario - input'!$D152),\"\")","v":""}]
[{"$f":"IFERROR('Historical scenario - input'!A153,\"\")","v":""},{"$f":"IFERROR('Historical scenario - input'!B153,\"\")","v":0},{"$f":"IFERROR('Historical scenario - input'!C153,\"\")","v":0},{"$f":"IFERROR(repcalc('Historical scenario - input'!$CV153:$GH153,'Historical scenario - input'!$G153,'Historical scenario - input'!$E153,'Historical scenario - input'!$F153,20,TRUE,TRUE),\"\")","v":""},"","","","","","","","","","","","","","","","","","","",{"$f":"IFERROR(IF(OR(D168=\"\",'Historical scenario - input'!$D153=\"\"),\"\",D168/'Historical scenario - input'!$D153),\"\")","v":""},{"$f":"IFERROR(IF(OR(E168=\"\",'Historical scenario - input'!$D153=\"\"),\"\",E168/'Historical scenario - input'!$D153),\"\")","v":""},{"$f":"IFERROR(IF(OR(F168=\"\",'Historical scenario - input'!$D153=\"\"),\"\",F168/'Historical scenario - input'!$D153),\"\")","v":""},{"$f":"IFERROR(IF(OR(G168=\"\",'Historical scenario - input'!$D153=\"\"),\"\",G168/'Historical scenario - input'!$D153),\"\")","v":""},{"$f":"IFERROR(IF(OR(H168=\"\",'Historical scenario - input'!$D153=\"\"),\"\",H168/'Historical scenario - input'!$D153),\"\")","v":""},{"$f":"IFERROR(IF(OR(I168=\"\",'Historical scenario - input'!$D153=\"\"),\"\",I168/'Historical scenario - input'!$D153),\"\")","v":""},{"$f":"IFERROR(IF(OR(J168=\"\",'Historical scenario - input'!$D153=\"\"),\"\",J168/'Historical scenario - input'!$D153),\"\")","v":""},{"$f":"IFERROR(IF(OR(K168=\"\",'Historical scenario - input'!$D153=\"\"),\"\",K168/'Historical scenario - input'!$D153),\"\")","v":""},{"$f":"IFERROR(IF(OR(L168=\"\",'Historical scenario - input'!$D153=\"\"),\"\",L168/'Historical scenario - input'!$D153),\"\")","v":""},{"$f":"IFERROR(IF(OR(M168=\"\",'Historical scenario - input'!$D153=\"\"),\"\",M168/'Historical scenario - input'!$D153),\"\")","v":""},{"$f":"IFERROR(IF(OR(N168=\"\",'Historical scenario - input'!$D153=\"\"),\"\",N168/'Historical scenario - input'!$D153),\"\")","v":""},{"$f":"IFERROR(IF(OR(O168=\"\",'Historical scenario - input'!$D153=\"\"),\"\",O168/'Historical scenario - input'!$D153),\"\")","v":""},{"$f":"IFERROR(IF(OR(P168=\"\",'Historical scenario - input'!$D153=\"\"),\"\",P168/'Historical scenario - input'!$D153),\"\")","v":""},{"$f":"IFERROR(IF(OR(Q168=\"\",'Historical scenario - input'!$D153=\"\"),\"\",Q168/'Historical scenario - input'!$D153),\"\")","v":""},{"$f":"IFERROR(IF(OR(R168=\"\",'Historical scenario - input'!$D153=\"\"),\"\",R168/'Historical scenario - input'!$D153),\"\")","v":""},{"$f":"IFERROR(IF(OR(S168=\"\",'Historical scenario - input'!$D153=\"\"),\"\",S168/'Historical scenario - input'!$D153),\"\")","v":""},{"$f":"IFERROR(IF(OR(T168=\"\",'Historical scenario - input'!$D153=\"\"),\"\",T168/'Historical scenario - input'!$D153),\"\")","v":""},{"$f":"IFERROR(IF(OR(U168=\"\",'Historical scenario - input'!$D153=\"\"),\"\",U168/'Historical scenario - input'!$D153),\"\")","v":""},{"$f":"IFERROR(IF(OR(V168=\"\",'Historical scenario - input'!$D153=\"\"),\"\",V168/'Historical scenario - input'!$D153),\"\")","v":""},{"$f":"IFERROR(IF(OR(W168=\"\",'Historical scenario - input'!$D153=\"\"),\"\",W168/'Historical scenario - input'!$D153),\"\")","v":""}]
[{"$f":"IFERROR('Historical scenario - input'!A154,\"\")","v":""},{"$f":"IFERROR('Historical scenario - input'!B154,\"\")","v":0},{"$f":"IFERROR('Historical scenario - input'!C154,\"\")","v":0},{"$f":"IFERROR(repcalc('Historical scenario - input'!$CV154:$GH154,'Historical scenario - input'!$G154,'Historical scenario - input'!$E154,'Historical scenario - input'!$F154,20,TRUE,TRUE),\"\")","v":""},"","","","","","","","","","","","","","","","","","","",{"$f":"IFERROR(IF(OR(D169=\"\",'Historical scenario - input'!$D154=\"\"),\"\",D169/'Historical scenario - input'!$D154),\"\")","v":""},{"$f":"IFERROR(IF(OR(E169=\"\",'Historical scenario - input'!$D154=\"\"),\"\",E169/'Historical scenario - input'!$D154),\"\")","v":""},{"$f":"IFERROR(IF(OR(F169=\"\",'Historical scenario - input'!$D154=\"\"),\"\",F169/'Historical scenario - input'!$D154),\"\")","v":""},{"$f":"IFERROR(IF(OR(G169=\"\",'Historical scenario - input'!$D154=\"\"),\"\",G169/'Historical scenario - input'!$D154),\"\")","v":""},{"$f":"IFERROR(IF(OR(H169=\"\",'Historical scenario - input'!$D154=\"\"),\"\",H169/'Historical scenario - input'!$D154),\"\")","v":""},{"$f":"IFERROR(IF(OR(I169=\"\",'Historical scenario - input'!$D154=\"\"),\"\",I169/'Historical scenario - input'!$D154),\"\")","v":""},{"$f":"IFERROR(IF(OR(J169=\"\",'Historical scenario - input'!$D154=\"\"),\"\",J169/'Historical scenario - input'!$D154),\"\")","v":""},{"$f":"IFERROR(IF(OR(K169=\"\",'Historical scenario - input'!$D154=\"\"),\"\",K169/'Historical scenario - input'!$D154),\"\")","v":""},{"$f":"IFERROR(IF(OR(L169=\"\",'Historical scenario - input'!$D154=\"\"),\"\",L169/'Historical scenario - input'!$D154),\"\")","v":""},{"$f":"IFERROR(IF(OR(M169=\"\",'Historical scenario - input'!$D154=\"\"),\"\",M169/'Historical scenario - input'!$D154),\"\")","v":""},{"$f":"IFERROR(IF(OR(N169=\"\",'Historical scenario - input'!$D154=\"\"),\"\",N169/'Historical scenario - input'!$D154),\"\")","v":""},{"$f":"IFERROR(IF(OR(O169=\"\",'Historical scenario - input'!$D154=\"\"),\"\",O169/'Historical scenario - input'!$D154),\"\")","v":""},{"$f":"IFERROR(IF(OR(P169=\"\",'Historical scenario - input'!$D154=\"\"),\"\",P169/'Historical scenario - input'!$D154),\"\")","v":""},{"$f":"IFERROR(IF(OR(Q169=\"\",'Historical scenario - input'!$D154=\"\"),\"\",Q169/'Historical scenario - input'!$D154),\"\")","v":""},{"$f":"IFERROR(IF(OR(R169=\"\",'Historical scenario - input'!$D154=\"\"),\"\",R169/'Historical scenario - input'!$D154),\"\")","v":""},{"$f":"IFERROR(IF(OR(S169=\"\",'Historical scenario - input'!$D154=\"\"),\"\",S169/'Historical scenario - input'!$D154),\"\")","v":""},{"$f":"IFERROR(IF(OR(T169=\"\",'Historical scenario - input'!$D154=\"\"),\"\",T169/'Historical scenario - input'!$D154),\"\")","v":""},{"$f":"IFERROR(IF(OR(U169=\"\",'Historical scenario - input'!$D154=\"\"),\"\",U169/'Historical scenario - input'!$D154),\"\")","v":""},{"$f":"IFERROR(IF(OR(V169=\"\",'Historical scenario - input'!$D154=\"\"),\"\",V169/'Historical scenario - input'!$D154),\"\")","v":""},{"$f":"IFERROR(IF(OR(W169=\"\",'Historical scenario - input'!$D154=\"\"),\"\",W169/'Historical scenario - input'!$D154),\"\")","v":""}]
[{"$f":"IFERROR('Historical scenario - input'!A155,\"\")","v":""},{"$f":"IFERROR('Historical scenario - input'!B155,\"\")","v":0},{"$f":"IFERROR('Historical scenario - input'!C155,\"\")","v":0},{"$f":"IFERROR(repcalc('Historical scenario - input'!$CV155:$GH155,'Historical scenario - input'!$G155,'Historical scenario - input'!$E155,'Historical scenario - input'!$F155,20,TRUE,TRUE),\"\")","v":""},"","","","","","","","","","","","","","","","","","","",{"$f":"IFERROR(IF(OR(D170=\"\",'Historical scenario - input'!$D155=\"\"),\"\",D170/'Historical scenario - input'!$D155),\"\")","v":""},{"$f":"IFERROR(IF(OR(E170=\"\",'Historical scenario - input'!$D155=\"\"),\"\",E170/'Historical scenario - input'!$D155),\"\")","v":""},{"$f":"IFERROR(IF(OR(F170=\"\",'Historical scenario - input'!$D155=\"\"),\"\",F170/'Historical scenario - input'!$D155),\"\")","v":""},{"$f":"IFERROR(IF(OR(G170=\"\",'Historical scenario - input'!$D155=\"\"),\"\",G170/'Historical scenario - input'!$D155),\"\")","v":""},{"$f":"IFERROR(IF(OR(H170=\"\",'Historical scenario - input'!$D155=\"\"),\"\",H170/'Historical scenario - input'!$D155),\"\")","v":""},{"$f":"IFERROR(IF(OR(I170=\"\",'Historical scenario - input'!$D155=\"\"),\"\",I170/'Historical scenario - input'!$D155),\"\")","v":""},{"$f":"IFERROR(IF(OR(J170=\"\",'Historical scenario - input'!$D155=\"\"),\"\",J170/'Historical scenario - input'!$D155),\"\")","v":""},{"$f":"IFERROR(IF(OR(K170=\"\",'Historical scenario - input'!$D155=\"\"),\"\",K170/'Historical scenario - input'!$D155),\"\")","v":""},{"$f":"IFERROR(IF(OR(L170=\"\",'Historical scenario - input'!$D155=\"\"),\"\",L170/'Historical scenario - input'!$D155),\"\")","v":""},{"$f":"IFERROR(IF(OR(M170=\"\",'Historical scenario - input'!$D155=\"\"),\"\",M170/'Historical scenario - input'!$D155),\"\")","v":""},{"$f":"IFERROR(IF(OR(N170=\"\",'Historical scenario - input'!$D155=\"\"),\"\",N170/'Historical scenario - input'!$D155),\"\")","v":""},{"$f":"IFERROR(IF(OR(O170=\"\",'Historical scenario - input'!$D155=\"\"),\"\",O170/'Historical scenario - input'!$D155),\"\")","v":""},{"$f":"IFERROR(IF(OR(P170=\"\",'Historical scenario - input'!$D155=\"\"),\"\",P170/'Historical scenario - input'!$D155),\"\")","v":""},{"$f":"IFERROR(IF(OR(Q170=\"\",'Historical scenario - input'!$D155=\"\"),\"\",Q170/'Historical scenario - input'!$D155),\"\")","v":""},{"$f":"IFERROR(IF(OR(R170=\"\",'Historical scenario - input'!$D155=\"\"),\"\",R170/'Historical scenario - input'!$D155),\"\")","v":""},{"$f":"IFERROR(IF(OR(S170=\"\",'Historical scenario - input'!$D155=\"\"),\"\",S170/'Historical scenario - input'!$D155),\"\")","v":""},{"$f":"IFERROR(IF(OR(T170=\"\",'Historical scenario - input'!$D155=\"\"),\"\",T170/'Historical scenario - input'!$D155),\"\")","v":""},{"$f":"IFERROR(IF(OR(U170=\"\",'Historical scenario - input'!$D155=\"\"),\"\",U170/'Historical scenario - input'!$D155),\"\")","v":""},{"$f":"IFERROR(IF(OR(V170=\"\",'Historical scenario - input'!$D155=\"\"),\"\",V170/'Historical scenario - input'!$D155),\"\")","v":""},{"$f":"IFERROR(IF(OR(W170=\"\",'Historical scenario - input'!$D155=\"\"),\"\",W170/'Historical scenario - input'!$D155),\"\")","v":""}]
[{"$f":"IFERROR('Historical scenario - input'!A156,\"\")","v":""},{"$f":"IFERROR('Historical scenario - input'!B156,\"\")","v":0},{"$f":"IFERROR('Historical scenario - input'!C156,\"\")","v":0},{"$f":"IFERROR(repcalc('Historical scenario - input'!$CV156:$GH156,'Historical scenario - input'!$G156,'Historical scenario - input'!$E156,'Historical scenario - input'!$F156,20,TRUE,TRUE),\"\")","v":""},"","","","","","","","","","","","","","","","","","","",{"$f":"IFERROR(IF(OR(D171=\"\",'Historical scenario - input'!$D156=\"\"),\"\",D171/'Historical scenario - input'!$D156),\"\")","v":""},{"$f":"IFERROR(IF(OR(E171=\"\",'Historical scenario - input'!$D156=\"\"),\"\",E171/'Historical scenario - input'!$D156),\"\")","v":""},{"$f":"IFERROR(IF(OR(F171=\"\",'Historical scenario - input'!$D156=\"\"),\"\",F171/'Historical scenario - input'!$D156),\"\")","v":""},{"$f":"IFERROR(IF(OR(G171=\"\",'Historical scenario - input'!$D156=\"\"),\"\",G171/'Historical scenario - input'!$D156),\"\")","v":""},{"$f":"IFERROR(IF(OR(H171=\"\",'Historical scenario - input'!$D156=\"\"),\"\",H171/'Historical scenario - input'!$D156),\"\")","v":""},{"$f":"IFERROR(IF(OR(I171=\"\",'Historical scenario - input'!$D156=\"\"),\"\",I171/'Historical scenario - input'!$D156),\"\")","v":""},{"$f":"IFERROR(IF(OR(J171=\"\",'Historical scenario - input'!$D156=\"\"),\"\",J171/'Historical scenario - input'!$D156),\"\")","v":""},{"$f":"IFERROR(IF(OR(K171=\"\",'Historical scenario - input'!$D156=\"\"),\"\",K171/'Historical scenario - input'!$D156),\"\")","v":""},{"$f":"IFERROR(IF(OR(L171=\"\",'Historical scenario - input'!$D156=\"\"),\"\",L171/'Historical scenario - input'!$D156),\"\")","v":""},{"$f":"IFERROR(IF(OR(M171=\"\",'Historical scenario - input'!$D156=\"\"),\"\",M171/'Historical scenario - input'!$D156),\"\")","v":""},{"$f":"IFERROR(IF(OR(N171=\"\",'Historical scenario - input'!$D156=\"\"),\"\",N171/'Historical scenario - input'!$D156),\"\")","v":""},{"$f":"IFERROR(IF(OR(O171=\"\",'Historical scenario - input'!$D156=\"\"),\"\",O171/'Historical scenario - input'!$D156),\"\")","v":""},{"$f":"IFERROR(IF(OR(P171=\"\",'Historical scenario - input'!$D156=\"\"),\"\",P171/'Historical scenario - input'!$D156),\"\")","v":""},{"$f":"IFERROR(IF(OR(Q171=\"\",'Historical scenario - input'!$D156=\"\"),\"\",Q171/'Historical scenario - input'!$D156),\"\")","v":""},{"$f":"IFERROR(IF(OR(R171=\"\",'Historical scenario - input'!$D156=\"\"),\"\",R171/'Historical scenario - input'!$D156),\"\")","v":""},{"$f":"IFERROR(IF(OR(S171=\"\",'Historical scenario - input'!$D156=\"\"),\"\",S171/'Historical scenario - input'!$D156),\"\")","v":""},{"$f":"IFERROR(IF(OR(T171=\"\",'Historical scenario - input'!$D156=\"\"),\"\",T171/'Historical scenario - input'!$D156),\"\")","v":""},{"$f":"IFERROR(IF(OR(U171=\"\",'Historical scenario - input'!$D156=\"\"),\"\",U171/'Historical scenario - input'!$D156),\"\")","v":""},{"$f":"IFERROR(IF(OR(V171=\"\",'Historical scenario - input'!$D156=\"\"),\"\",V171/'Historical scenario - input'!$D156),\"\")","v":""},{"$f":"IFERROR(IF(OR(W171=\"\",'Historical scenario - input'!$D156=\"\"),\"\",W171/'Historical scenario - input'!$D156),\"\")","v":""}]
[{"$f":"IFERROR('Historical scenario - input'!A157,\"\")","v":""},{"$f":"IFERROR('Historical scenario - input'!B157,\"\")","v":0},{"$f":"IFERROR('Historical scenario - input'!C157,\"\")","v":0},{"$f":"IFERROR(repcalc('Historical scenario - input'!$CV157:$GH157,'Historical scenario - input'!$G157,'Historical scenario - input'!$E157,'Historical scenario - input'!$F157,20,TRUE,TRUE),\"\")","v":""},"","","","","","","","","","","","","","","","","","","",{"$f":"IFERROR(IF(OR(D172=\"\",'Historical scenario - input'!$D157=\"\"),\"\",D172/'Historical scenario - input'!$D157),\"\")","v":""},{"$f":"IFERROR(IF(OR(E172=\"\",'Historical scenario - input'!$D157=\"\"),\"\",E172/'Historical scenario - input'!$D157),\"\")","v":""},{"$f":"IFERROR(IF(OR(F172=\"\",'Historical scenario - input'!$D157=\"\"),\"\",F172/'Historical scenario - input'!$D157),\"\")","v":""},{"$f":"IFERROR(IF(OR(G172=\"\",'Historical scenario - input'!$D157=\"\"),\"\",G172/'Historical scenario - input'!$D157),\"\")","v":""},{"$f":"IFERROR(IF(OR(H172=\"\",'Historical scenario - input'!$D157=\"\"),\"\",H172/'Historical scenario - input'!$D157),\"\")","v":""},{"$f":"IFERROR(IF(OR(I172=\"\",'Historical scenario - input'!$D157=\"\"),\"\",I172/'Historical scenario - input'!$D157),\"\")","v":""},{"$f":"IFERROR(IF(OR(J172=\"\",'Historical scenario - input'!$D157=\"\"),\"\",J172/'Historical scenario - input'!$D157),\"\")","v":""},{"$f":"IFERROR(IF(OR(K172=\"\",'Historical scenario - input'!$D157=\"\"),\"\",K172/'Historical scenario - input'!$D157),\"\")","v":""},{"$f":"IFERROR(IF(OR(L172=\"\",'Historical scenario - input'!$D157=\"\"),\"\",L172/'Historical scenario - input'!$D157),\"\")","v":""},{"$f":"IFERROR(IF(OR(M172=\"\",'Historical scenario - input'!$D157=\"\"),\"\",M172/'Historical scenario - input'!$D157),\"\")","v":""},{"$f":"IFERROR(IF(OR(N172=\"\",'Historical scenario - input'!$D157=\"\"),\"\",N172/'Historical scenario - input'!$D157),\"\")","v":""},{"$f":"IFERROR(IF(OR(O172=\"\",'Historical scenario - input'!$D157=\"\"),\"\",O172/'Historical scenario - input'!$D157),\"\")","v":""},{"$f":"IFERROR(IF(OR(P172=\"\",'Historical scenario - input'!$D157=\"\"),\"\",P172/'Historical scenario - input'!$D157),\"\")","v":""},{"$f":"IFERROR(IF(OR(Q172=\"\",'Historical scenario - input'!$D157=\"\"),\"\",Q172/'Historical scenario - input'!$D157),\"\")","v":""},{"$f":"IFERROR(IF(OR(R172=\"\",'Historical scenario - input'!$D157=\"\"),\"\",R172/'Historical scenario - input'!$D157),\"\")","v":""},{"$f":"IFERROR(IF(OR(S172=\"\",'Historical scenario - input'!$D157=\"\"),\"\",S172/'Historical scenario - input'!$D157),\"\")","v":""},{"$f":"IFERROR(IF(OR(T172=\"\",'Historical scenario - input'!$D157=\"\"),\"\",T172/'Historical scenario - input'!$D157),\"\")","v":""},{"$f":"IFERROR(IF(OR(U172=\"\",'Historical scenario - input'!$D157=\"\"),\"\",U172/'Historical scenario - input'!$D157),\"\")","v":""},{"$f":"IFERROR(IF(OR(V172=\"\",'Historical scenario - input'!$D157=\"\"),\"\",V172/'Historical scenario - input'!$D157),\"\")","v":""},{"$f":"IFERROR(IF(OR(W172=\"\",'Historical scenario - input'!$D157=\"\"),\"\",W172/'Historical scenario - input'!$D157),\"\")","v":""}]
[{"$f":"IFERROR('Historical scenario - input'!A158,\"\")","v":""},{"$f":"IFERROR('Historical scenario - input'!B158,\"\")","v":0},{"$f":"IFERROR('Historical scenario - input'!C158,\"\")","v":0},{"$f":"IFERROR(repcalc('Historical scenario - input'!$CV158:$GH158,'Historical scenario - input'!$G158,'Historical scenario - input'!$E158,'Historical scenario - input'!$F158,20,TRUE,TRUE),\"\")","v":""},"","","","","","","","","","","","","","","","","","","",{"$f":"IFERROR(IF(OR(D173=\"\",'Historical scenario - input'!$D158=\"\"),\"\",D173/'Historical scenario - input'!$D158),\"\")","v":""},{"$f":"IFERROR(IF(OR(E173=\"\",'Historical scenario - input'!$D158=\"\"),\"\",E173/'Historical scenario - input'!$D158),\"\")","v":""},{"$f":"IFERROR(IF(OR(F173=\"\",'Historical scenario - input'!$D158=\"\"),\"\",F173/'Historical scenario - input'!$D158),\"\")","v":""},{"$f":"IFERROR(IF(OR(G173=\"\",'Historical scenario - input'!$D158=\"\"),\"\",G173/'Historical scenario - input'!$D158),\"\")","v":""},{"$f":"IFERROR(IF(OR(H173=\"\",'Historical scenario - input'!$D158=\"\"),\"\",H173/'Historical scenario - input'!$D158),\"\")","v":""},{"$f":"IFERROR(IF(OR(I173=\"\",'Historical scenario - input'!$D158=\"\"),\"\",I173/'Historical scenario - input'!$D158),\"\")","v":""},{"$f":"IFERROR(IF(OR(J173=\"\",'Historical scenario - input'!$D158=\"\"),\"\",J173/'Historical scenario - input'!$D158),\"\")","v":""},{"$f":"IFERROR(IF(OR(K173=\"\",'Historical scenario - input'!$D158=\"\"),\"\",K173/'Historical scenario - input'!$D158),\"\")","v":""},{"$f":"IFERROR(IF(OR(L173=\"\",'Historical scenario - input'!$D158=\"\"),\"\",L173/'Historical scenario - input'!$D158),\"\")","v":""},{"$f":"IFERROR(IF(OR(M173=\"\",'Historical scenario - input'!$D158=\"\"),\"\",M173/'Historical scenario - input'!$D158),\"\")","v":""},{"$f":"IFERROR(IF(OR(N173=\"\",'Historical scenario - input'!$D158=\"\"),\"\",N173/'Historical scenario - input'!$D158),\"\")","v":""},{"$f":"IFERROR(IF(OR(O173=\"\",'Historical scenario - input'!$D158=\"\"),\"\",O173/'Historical scenario - input'!$D158),\"\")","v":""},{"$f":"IFERROR(IF(OR(P173=\"\",'Historical scenario - input'!$D158=\"\"),\"\",P173/'Historical scenario - input'!$D158),\"\")","v":""},{"$f":"IFERROR(IF(OR(Q173=\"\",'Historical scenario - input'!$D158=\"\"),\"\",Q173/'Historical scenario - input'!$D158),\"\")","v":""},{"$f":"IFERROR(IF(OR(R173=\"\",'Historical scenario - input'!$D158=\"\"),\"\",R173/'Historical scenario - input'!$D158),\"\")","v":""},{"$f":"IFERROR(IF(OR(S173=\"\",'Historical scenario - input'!$D158=\"\"),\"\",S173/'Historical scenario - input'!$D158),\"\")","v":""},{"$f":"IFERROR(IF(OR(T173=\"\",'Historical scenario - input'!$D158=\"\"),\"\",T173/'Historical scenario - input'!$D158),\"\")","v":""},{"$f":"IFERROR(IF(OR(U173=\"\",'Historical scenario - input'!$D158=\"\"),\"\",U173/'Historical scenario - input'!$D158),\"\")","v":""},{"$f":"IFERROR(IF(OR(V173=\"\",'Historical scenario - input'!$D158=\"\"),\"\",V173/'Historical scenario - input'!$D158),\"\")","v":""},{"$f":"IFERROR(IF(OR(W173=\"\",'Historical scenario - input'!$D158=\"\"),\"\",W173/'Historical scenario - input'!$D158),\"\")","v":""}]
[{"$f":"IFERROR('Historical scenario - input'!A159,\"\")","v":""},{"$f":"IFERROR('Historical scenario - input'!B159,\"\")","v":0},{"$f":"IFERROR('Historical scenario - input'!C159,\"\")","v":0},{"$f":"IFERROR(repcalc('Historical scenario - input'!$CV159:$GH159,'Historical scenario - input'!$G159,'Historical scenario - input'!$E159,'Historical scenario - input'!$F159,20,TRUE,TRUE),\"\")","v":""},"","","","","","","","","","","","","","","","","","","",{"$f":"IFERROR(IF(OR(D174=\"\",'Historical scenario - input'!$D159=\"\"),\"\",D174/'Historical scenario - input'!$D159),\"\")","v":""},{"$f":"IFERROR(IF(OR(E174=\"\",'Historical scenario - input'!$D159=\"\"),\"\",E174/'Historical scenario - input'!$D159),\"\")","v":""},{"$f":"IFERROR(IF(OR(F174=\"\",'Historical scenario - input'!$D159=\"\"),\"\",F174/'Historical scenario - input'!$D159),\"\")","v":""},{"$f":"IFERROR(IF(OR(G174=\"\",'Historical scenario - input'!$D159=\"\"),\"\",G174/'Historical scenario - input'!$D159),\"\")","v":""},{"$f":"IFERROR(IF(OR(H174=\"\",'Historical scenario - input'!$D159=\"\"),\"\",H174/'Historical scenario - input'!$D159),\"\")","v":""},{"$f":"IFERROR(IF(OR(I174=\"\",'Historical scenario - input'!$D159=\"\"),\"\",I174/'Historical scenario - input'!$D159),\"\")","v":""},{"$f":"IFERROR(IF(OR(J174=\"\",'Historical scenario - input'!$D159=\"\"),\"\",J174/'Historical scenario - input'!$D159),\"\")","v":""},{"$f":"IFERROR(IF(OR(K174=\"\",'Historical scenario - input'!$D159=\"\"),\"\",K174/'Historical scenario - input'!$D159),\"\")","v":""},{"$f":"IFERROR(IF(OR(L174=\"\",'Historical scenario - input'!$D159=\"\"),\"\",L174/'Historical scenario - input'!$D159),\"\")","v":""},{"$f":"IFERROR(IF(OR(M174=\"\",'Historical scenario - input'!$D159=\"\"),\"\",M174/'Historical scenario - input'!$D159),\"\")","v":""},{"$f":"IFERROR(IF(OR(N174=\"\",'Historical scenario - input'!$D159=\"\"),\"\",N174/'Historical scenario - input'!$D159),\"\")","v":""},{"$f":"IFERROR(IF(OR(O174=\"\",'Historical scenario - input'!$D159=\"\"),\"\",O174/'Historical scenario - input'!$D159),\"\")","v":""},{"$f":"IFERROR(IF(OR(P174=\"\",'Historical scenario - input'!$D159=\"\"),\"\",P174/'Historical scenario - input'!$D159),\"\")","v":""},{"$f":"IFERROR(IF(OR(Q174=\"\",'Historical scenario - input'!$D159=\"\"),\"\",Q174/'Historical scenario - input'!$D159),\"\")","v":""},{"$f":"IFERROR(IF(OR(R174=\"\",'Historical scenario - input'!$D159=\"\"),\"\",R174/'Historical scenario - input'!$D159),\"\")","v":""},{"$f":"IFERROR(IF(OR(S174=\"\",'Historical scenario - input'!$D159=\"\"),\"\",S174/'Historical scenario - input'!$D159),\"\")","v":""},{"$f":"IFERROR(IF(OR(T174=\"\",'Historical scenario - input'!$D159=\"\"),\"\",T174/'Historical scenario - input'!$D159),\"\")","v":""},{"$f":"IFERROR(IF(OR(U174=\"\",'Historical scenario - input'!$D159=\"\"),\"\",U174/'Historical scenario - input'!$D159),\"\")","v":""},{"$f":"IFERROR(IF(OR(V174=\"\",'Historical scenario - input'!$D159=\"\"),\"\",V174/'Historical scenario - input'!$D159),\"\")","v":""},{"$f":"IFERROR(IF(OR(W174=\"\",'Historical scenario - input'!$D159=\"\"),\"\",W174/'Historical scenario - input'!$D159),\"\")","v":""}]
[{"$f":"IFERROR('Historical scenario - input'!A160,\"\")","v":""},{"$f":"IFERROR('Historical scenario - input'!B160,\"\")","v":0},{"$f":"IFERROR('Historical scenario - input'!C160,\"\")","v":0},{"$f":"IFERROR(repcalc('Historical scenario - input'!$CV160:$GH160,'Historical scenario - input'!$G160,'Historical scenario - input'!$E160,'Historical scenario - input'!$F160,20,TRUE,TRUE),\"\")","v":""},"","","","","","","","","","","","","","","","","","","",{"$f":"IFERROR(IF(OR(D175=\"\",'Historical scenario - input'!$D160=\"\"),\"\",D175/'Historical scenario - input'!$D160),\"\")","v":""},{"$f":"IFERROR(IF(OR(E175=\"\",'Historical scenario - input'!$D160=\"\"),\"\",E175/'Historical scenario - input'!$D160),\"\")","v":""},{"$f":"IFERROR(IF(OR(F175=\"\",'Historical scenario - input'!$D160=\"\"),\"\",F175/'Historical scenario - input'!$D160),\"\")","v":""},{"$f":"IFERROR(IF(OR(G175=\"\",'Historical scenario - input'!$D160=\"\"),\"\",G175/'Historical scenario - input'!$D160),\"\")","v":""},{"$f":"IFERROR(IF(OR(H175=\"\",'Historical scenario - input'!$D160=\"\"),\"\",H175/'Historical scenario - input'!$D160),\"\")","v":""},{"$f":"IFERROR(IF(OR(I175=\"\",'Historical scenario - input'!$D160=\"\"),\"\",I175/'Historical scenario - input'!$D160),\"\")","v":""},{"$f":"IFERROR(IF(OR(J175=\"\",'Historical scenario - input'!$D160=\"\"),\"\",J175/'Historical scenario - input'!$D160),\"\")","v":""},{"$f":"IFERROR(IF(OR(K175=\"\",'Historical scenario - input'!$D160=\"\"),\"\",K175/'Historical scenario - input'!$D160),\"\")","v":""},{"$f":"IFERROR(IF(OR(L175=\"\",'Historical scenario - input'!$D160=\"\"),\"\",L175/'Historical scenario - input'!$D160),\"\")","v":""},{"$f":"IFERROR(IF(OR(M175=\"\",'Historical scenario - input'!$D160=\"\"),\"\",M175/'Historical scenario - input'!$D160),\"\")","v":""},{"$f":"IFERROR(IF(OR(N175=\"\",'Historical scenario - input'!$D160=\"\"),\"\",N175/'Historical scenario - input'!$D160),\"\")","v":""},{"$f":"IFERROR(IF(OR(O175=\"\",'Historical scenario - input'!$D160=\"\"),\"\",O175/'Historical scenario - input'!$D160),\"\")","v":""},{"$f":"IFERROR(IF(OR(P175=\"\",'Historical scenario - input'!$D160=\"\"),\"\",P175/'Historical scenario - input'!$D160),\"\")","v":""},{"$f":"IFERROR(IF(OR(Q175=\"\",'Historical scenario - input'!$D160=\"\"),\"\",Q175/'Historical scenario - input'!$D160),\"\")","v":""},{"$f":"IFERROR(IF(OR(R175=\"\",'Historical scenario - input'!$D160=\"\"),\"\",R175/'Historical scenario - input'!$D160),\"\")","v":""},{"$f":"IFERROR(IF(OR(S175=\"\",'Historical scenario - input'!$D160=\"\"),\"\",S175/'Historical scenario - input'!$D160),\"\")","v":""},{"$f":"IFERROR(IF(OR(T175=\"\",'Historical scenario - input'!$D160=\"\"),\"\",T175/'Historical scenario - input'!$D160),\"\")","v":""},{"$f":"IFERROR(IF(OR(U175=\"\",'Historical scenario - input'!$D160=\"\"),\"\",U175/'Historical scenario - input'!$D160),\"\")","v":""},{"$f":"IFERROR(IF(OR(V175=\"\",'Historical scenario - input'!$D160=\"\"),\"\",V175/'Historical scenario - input'!$D160),\"\")","v":""},{"$f":"IFERROR(IF(OR(W175=\"\",'Historical scenario - input'!$D160=\"\"),\"\",W175/'Historical scenario - input'!$D160),\"\")","v":""}]

{"sheet":"Cost scenario - input","index":2,"n_rows":190,"n_cols":193,"rows_kept":190,"cut":false,"hidden":false,"merged":[[2,6,3,6],[2,7,3,8],[2,9,3,9],[1,3,1,5],[2,3,3,3],[2,4,3,4],[2,5,3,5]]}
[null,"Unit cost - comparative"]
[null,"Replacement lives - calibrated",null,"Unit cost"]
[null,null,null,"Historical","NEM median","Forecast","Unit cost","Replacement \nlife",null,"Method","Volume",null,null,null,null,null,null,null,null,null,null,null,null,null,null,null,null,null,null,null,null,null,null,null,null,null,null,null,null,null,null,null,null,null,null,null,null,null,null,null,null,null,null,null,null,null,null,null,null,null,null,null,null,null,null,null,null,null,null,null,null,null,null,null,null,null,null,null,null,null,null,null,null,null,null,null,null,null,null,null,null,null,null,null,null,null,null,null,null,null,null,null,"Replacement Cost (NOT depreciated)"]
[null,null,null,null,null,null,null,null,null,null,"Installation date",null,null,null,null,null,null,null,null,null,null,null,null,null,null,null,null,null,null,null,null,null,null,null,null,null,null,null,null,null,null,null,null,null,null,null,null,null,null,null,null,null,null,null,null,null,null,null,null,null,null,null,null,null,null,null,null,null,null,null,null,null,null,null,null,null,null,null,null,null,null,null,null,null,null,null,null,null,null,null,null,null,null,null,null,null,null,null,null,null,null,null,"Installation date"]
["ID","Asset group","Asset category","$ ('000)","$ ('000)","$ ('000)","$ ('000)","μ","σ","#",2019,2018,2017,2016,2015,2014,2013,2012,2011,2010,2009,2008,2007,2006,2005,2004,2003,2002,2001,2000,1999,1998,1997,1996,1995,1994,1993,1992,1991,1990,1989,1988,1987,1986,1985,1984,1983,1982,1981,1980,1979,1978,1977,1976,1975,1974,1973,1972,1971,1970,1969,1968,1967,1966,1965,1964,1963,1962,1961,1960,1959,1958,1957,1956,1955,1954,1953,1952,1951,1950,1949,1948,1947,1946,1945,1944,1943,1942,1941,1940,1939,1938,1937,1936,1935,1934,1933,1932,1931,1930,1929,null,{"$f":"K5","v":2019},{"$f":"L5","v":2018},2017,2016,2015,2014,2013,2012,2011,2010,2009,2008,2007,2006,2005,2004,2003,2002,2001,2000,1999,1998,1997,1996,1995,1994,1993,1992,1991,1990,1989,1988,1987,1986,1985,1984,1983,1982,1981,1980,1979,1978,1977,1976,1975,1974,1973,1972,1971,1970,1969,1968,1967,1966,1965,1964,1963,1962,1961,1960,1959,1958,1957,1956,1955,{"$f":"BX5","v":1954},1953,1952,1951,1950,1949,1948,1947,1946,1945,1944,1943,1942,1941,1940,1939,1938,1937,1936,1935,1934,1933,1932,1931,1930,1929]
[1,"OVERHEAD CONDUCTORS","˂ = 1 kv",69.874822203222365,81.710362468035612,77.617569319666131,69.874822203222365,100.01054076600057,10.000527024412293,2,2.597,7.056,4.4950000000000001,9.3390000000000004,13.988,20.846,27.491,22.42,18.885999999999999,19.370999999999999,20.173999999999999,15.946,25.123999999999999,32.322000000000003,15.625999999999999,9.1010000000000009,11.731,17.992999999999999,13.167,32.595999999999997,13.877000000000001,17.233000000000001,48.146999999999998,108.235,68.891000000000005,20.259,32.652000000000001,31.417999999999999,39.328000000000003,62.985999999999997,69.805999999999997,111.23399999999999,97.677999999999997,129.971,148.91,146.71700000000001,153.57300000000001,151.86099999999999,165.74199999999999,173.762,156.756,151.17699999999999,143.39400000000001,142.93,122.996,105.10899999999999,108.86199999999999,125.08199999999999,112.999,474.79899999999998,140.018,136.91300000000001,140.87100000000001,108.29600000000001,151.06299999999999,124.90900000000001,95.61,86.911000000000001,85.49,83.835999999999999,72.364000000000004,64.399000000000001,47.219000000000001,26.109000000000002,19.635000000000002,26.593,20.079000000000001,19.241,12.566000000000001,60.597000000000001,16.62,14.772,12.41,12.137,4.6749999999999998,2.4510000000000001,4.9589999999999996,15.603,22.963000000000001,32.387999999999998,32.768999999999998,47.387999999999998,38.732999999999997,27.443000000000001,40.552,40.173999999999999,28.745999999999999,9.9710000000000001,2.5739999999999998,4.585,20.765999999999998,null,{"$f":"IFERROR($G6*K6,\"\")","v":181.46491326176849},{"$f":"IFERROR($G6*L6,\"\")","v":493.03674546593703},314.08732580348453,652.56096455589375,977.40901297867447,1456.6105436483733,1920.928737188786,1566.5935137962456,1319.6558921300575,1353.5451808986204,1409.6546631278079,1114.2239148525839,1755.5350330337585,2258.4940032525533,1091.8639717475526,635.9307568715268,819.70153926600153,{"$f":"IFERROR($G6*AB6,\"\")","v":1257.2576759025799},920.04178394982887,2277.639704536236,969.65290771411685,1204.1528110281311,3364.2630646185471,7562.9013811657724,4813.7463764021923,1415.594023015082,2281.5526945796169,2195.3271639808404,2748.0370076083295,4401.1355512921637,4877.6818387181402,7772.4559729532366,6825.2328831663544,{"$f":"IFERROR($G6*AR6,\"\")","v":9081.7005165750143},10405.059774281843,10251.824289190177,10730.886070215469,10611.260374603551,11581.19278160648,12141.588855676324,10953.297629288325,10563.465996216548,10019.630255008868,9987.208337506574,8594.3236317075371,7344.4726869584993,7606.7128946871926,8740.0825108234603,7895.7850341419235,{"$f":"IFERROR($G6*BH6,\"\")","v":33176.495707267772},9783.7328552507897,9566.7715323097837,9843.3360785901386,7567.1637453201693,10555.50026648538,8727.9941665823026,6680.7317508500901,6072.8906725042589,5973.5985501534797,5858.0255942293497,5056.4216339139839,4499.8686750653169,3299.4192296139568,1824.3617329039328,1371.9921339602713,{"$f":"IFERROR($G6*BX6,\"\")","v":1858.1811468502924},1403.016555018502,1344.4614540122016,878.04701580569224,4234.2046010486656,1161.3195450175558,1032.1908735860009,867.14654354198956,848.07071708050989,326.66479380006456,171.26318922009801,346.50924330577971,1090.2568508368786,1604.5355422525952,2263.1057415179657,2289.7280487773937,{"$f":"IFERROR($G6*CN6,\"\")","v":3311.2280745663015},2706.4614883974118,1917.5747457230314,2833.5637899850735,2807.151107192255,2008.62163905383,696.72185218833022,179.85779235109436,320.37605980177455,1451.0205578721154]
[1,"OVERHEAD CONDUCTORS","˃ 11 kv & < = 22 kv ; multiple-phase",312.28904545241903,75.916238097539804,246.55779926164882,75.916238097539804,67.838095789750767,8.2363885161975432,2,9.1029999999999998,11.132,34.124000000000002,35.212000000000003,17.998999999999999,7.407,15.164999999999999,9.8789999999999996,21.135000000000002,15.377000000000001,32.619999999999997,18.885999999999999,7.7809999999999997,6.8540000000000001,10.074,2.8690000000000002,3.8,5.9210000000000003,8.8450000000000006,18.966000000000001,10.134,30.56,11.11,13.183999999999999,15.226000000000001,21.408000000000001,34.597999999999999,28.094999999999999,43.35,59.402999999999999,69.856999999999999,87.807000000000002,79.902000000000001,142.31,131.94499999999999,160.41300000000001,161.83600000000001,146.137,129.04599999999999,97.778999999999996,101.328,91.176000000000002,69.186999999999998,57.183,43.14,28.504000000000001,17.359000000000002,17.952000000000002,8.5069999999999997,298.74599999999998,10.455,11.948,12.62,7.5519999999999996,7.7409999999999997,8.5380000000000003,5.8209999999999997,5.9850000000000003,10.445,5.9320000000000004,6.3929999999999998,7.59,1.597,8.1609999999999996,3.0569999999999999,2.5710000000000002,1.7050000000000001,4.7859999999999996,1.7070000000000001,20.062000000000001,2.2109999999999999,3.5369999999999999,2.1150000000000002,1.413,0.193,0,0.39100000000000001,0.34499999999999997,0.221,2.0190000000000001,0.97499999999999998,3.1320000000000001,2.1419999999999999,1.675,7.1029999999999998,4.4429999999999996,0.89100000000000001,0.97499999999999998,0.23400000000000001,0.89600000000000002,1.9159999999999999,null,{"$f":"IFERROR($G7*K7,\"\")","v":691.0655154019048},845.09956250181312,2590.5657088404482,2673.162575890572,1366.4163695176189,562.31157558847735,1151.269750749191,749.97651616559574,1604.4896921915038,1167.3639932258695,2476.387686741748,1433.7540727101366,590.70424863695723,520.32989592053787,764.78018259461601,217.80368710184172,288.48170477065122,449.50004577553318,671.47912597273967,1439.82737175794,769.33515688046839,2320.0002362608161,843.42940526366715,1000.8796830779647,1155.9006412731412,1625.2148251921321,2626.5500056986821,2132.8667093503809,3290.9689215283506,4509.6522917081566,5303.2806447798384,6665.977118630678,6065.8592564696255,10803.639843660889,10016.768035779889,12177.951501940654,12285.980308753453,11094.171286860173,9796.6868615351214,7423.0138449393444,7692.4405739475133,6921.7389247812889,5252.4167652544866,4341.1182431316183,3275.0265115278671,2163.9164507322748,1317.8299771351935,1362.8483063270346,645.81943749577113,22679.672466687625,793.70426930977862,907.04721278940565,958.06292479095225,573.31943011262058,587.66759911305564,648.17284087679491,441.90842196577916,454.35868501377576,792.94510692880328,450.33512439460617,485.33251015757196,576.2042471603271,121.23823224177106,619.55241911402231,232.07593986417916,195.18064814877485,129.43718595630537,363.33511553482549,129.58901843250044,1523.0315687128436,167.8508024336605,268.5157341509983,160.5628435762967,107.26964443182375,14.651833952825182,0,29.683249096138063,26.191102143651229,16.777488619556298,153.27488471893287,74.018332145101311,237.76965772149467,162.61258200493026,127.15969881337918,539.2330392068252,337.29584586736934,67.641368144907972,74.018332145101311,17.764399714824314,68.02094933539567,145.45551219488627]
[1,"OVERHEAD CONDUCTORS","˃ 11 kv & < = 22 kv ; single-phase",185.61772484083568,118.68886382878587,0,0,75.397085963256302,8.6831495416845321,2,1.4770000000000001,0,0,0.28100000000000003,0,0,1.1459999999999999,3.7999999999999999E-2,1.0720000000000001,0,0.125,0.72899999999999998,0.45600000000000002,0.371,0.18099999999999999,0,0,0.13800000000000001,0.20100000000000001,2.1659999999999999,1.24,1.9890000000000001,0.59399999999999997,0.47499999999999998,3.302,3.0310000000000001,2.4990000000000001,2.4990000000000001,4.641,7.1150000000000002,12.101000000000001,18.343,10.984,22.981000000000002,9.82,7.2439999999999998,16.695,12.563000000000001,14.726000000000001,8.7409999999999997,7.9889999999999999,5.2149999999999999,8.99,4.3289999999999997,1.899,3.242,0.61899999999999999,1.6739999999999999,2.4900000000000002,18.687999999999999,0.51500000000000001,0,0,0,1.38,0.73399999999999999,0,0,0.45,0,0,0,0,0.627,1.472,0,0,0,0,0.78,0,0,0,0,0,0,0,0.317,0,0,0,1.7000000000000001E-2,8.9999999999999993E-3,0,0,0,0,0,0,0,0,null,0,0,0,0,0,0,0,0,0,0,0,0,0,0,0,0,0,0,0,0,0,0,0,0,0,0,0,0,0,0,0,0,0,0,0,0,0,0,0,0,0,0,0,0,0,0,0,0,0,0,0,0,0,0,0,0,0,0,0,0,0,0,0,0,0,0,0,0,0,0,0,0,0,0,0,0,0,0,0,0,0,0,0,0,0,0,0,0,0,0,0]
[1,"OVERHEAD CONDUCTORS","˃ 11 kv & < = 22 kv ; swer",12510.71180301534,33.46996881596661,0,0,88.409880748854164,9.4026528569789374,2,0,0,0.76,0,0,0,0,0,0.105,0.77500000000000002,0,3.4000000000000002E-2,0,0,0,0,0,0,0.111,0,0,0,0,0,0,0,0,0,0,0,1.7849999999999999,0.84299999999999997,2.7589999999999999,2.95,0,3.7229999999999999,4.5720000000000001,11.21,0,0,0,0,0,0,0,0,0,0,0,5.351,0,0,0,0,0,0,0,0.21,0,0,0.32400000000000001,1.6830000000000001,6.7000000000000004E-2,0,0,0,0,0,0,0,0,0,0,0,0,0,0,0,0,0,0,0,0,0,0,0,0,0,0,0,0,null,0,0,0,0,0,0,0,0,0,0,0,0,0,0,0,0,0,0,0,0,0,0,0,0,0,0,0,0,0,0,0,0,0,0,0,0,0,0,0,0,0,0,0,0,0,0,0,0,0,0,0,0,0,0,0,0,0,0,0,0,0,0,0,0,0,0,0,0,0,0,0,0,0,0,0,0,0,0,0,0,0,0,0,0,0,0,0,0,0,0,0]
[1,"OVERHEAD CONDUCTORS","> 1 kv & < = 11 kv",150.54601540931674,58.930852846750383,81.357344323592812,58.930852846750383,91.826235840985305,9.5826006825383949,2,1.2090000000000001,0.97599999999999998,1.1479999999999999,4.7629999999999999,2.5659999999999998,1.294,2.649,9.1440000000000001,3.6629999999999998,5.9960000000000004,5.2160000000000002,3.5,2.169,0.93899999999999995,0.875,2.1190000000000002,0.31900000000000001,0.95799999999999996,0.86199999999999999,1.5649999999999999,3.7250000000000001,3.2229999999999999,0.25,0.378,0.95,1.5780000000000001,1.617,1.028,3.1339999999999999,7.0789999999999997,5.4160000000000004,16.530999999999999,12.567,19.574999999999999,20.416,18.600999999999999,14.942,19.853000000000002,25.297999999999998,24.984999999999999,31.937999999999999,33.484000000000002,30.928000000000001,31.105,13.887,19.838999999999999,16.47,9.3149999999999995,9.4269999999999996,55.296999999999997,7.0090000000000003,8.7840000000000007,8.1839999999999993,4.9770000000000003,5.758,9.3170000000000002,8.5050000000000008,6.6429999999999998,6.1630000000000003,5.9029999999999996,4.0430000000000001,3.7240000000000002,0.52,1.6259999999999999,1.528,1.8540000000000001,1.4059999999999999,0.20300000000000001,1.865,12.518000000000001,0.42399999999999999,0.69599999999999995,0.33700000000000002,1.9710000000000001,0.29299999999999998,0.248,0.52200000000000002,3.0739999999999998,3.4079999999999999,3.2829999999999999,3.8719999999999999,7.99,4.9710000000000001,3.431,7.38,5.6210000000000004,3.0150000000000001,1.73,0.20899999999999999,0.61,3.843,null,71.247401091721215,57.516512378428374,67.652619068069441,280.68765210907208,151.21656840476146,76.256523583695,156.10782919104176,538.86371843068548,215.86371397764665,353.34939366911533,307.38332844864999,206.25798496362634,127.82101982460158,55.336070823098609,51.564496240906585,124.87447718226407,18.798942058113372,56.455757027186863,50.798395153898831,92.226784705164349,219.51742685414519,189.93413872507648,14.732713211687596,22.275862376071647,55.984310204412864,92.992885792172103,95.291189053195367,60.580916726459392,184.6892928217157,417.17150730214593,319.16949901800012,974.18592840963049,740.58402772511204,1153.5714444751386,1203.1322917192558,1096.1727938024039,880.54480323614428,1169.9542215665354,1490.832715317091,1472.3873583760583,1882.1335782195138,1973.24067672059,1822.6134168442959,1833.0441777981707,818.37275348282265,1169.1291896266807,970.59114638597873,548.94089426747985,555.54114978631583,3258.6993698667557,413.04634760287348,517.64861140585538,482.29009969780509,293.29885461827666,339.32385069158869,549.05875597317333,501.20690346161206,391.47765546096281,363.19084609452261,347.86882435436746,238.25743805941181,219.45849600129844,30.644043480310199,95.821566728816123,90.046343149834584,109.25780117787522,82.856779102531036,11.962963127890328,109.90604055918946,737.6964159356213,24.986681607022163,41.015873581338262,19.859697409354879,116.15271096094502,17.266739884097863,14.614851505994094,30.761905186003702,181.15344165091068,200.8363465017253,193.4699898958815,228.18026222261747,470.85751424553558,292.94526950119615,202.19175611720055,434.90969400901781,331.25032385158391,177.6765213329524,101.95037542487816,12.31654824497083,35.947820236517735,226.47126749006173]
[1,"OVERHEAD CONDUCTORS","> 22 kv & < = 66 kv",4047.0649273426875,113.85250597581967,0,0,100.55489120761079,10.027706178763456,2,0,5.3490000000000002,2.3210000000000002,0,0.53300000000000003,43.073999999999998,0,4.2969999999999997,4.97,5.9829999999999997,9.6359999999999992,0,4.5780000000000003,1.4970000000000001,2.198,0,0.23200000000000001,0,0,6.7560000000000002,14.547000000000001,0.189,0,0,0,0.40699999999999997,0,0.78700000000000003,0.48399999999999999,3.0289999999999999,6.1920000000000002,7.5629999999999997,10.292,15.58,11.59,19.725999999999999,36.392000000000003,29.207999999999998,23.302,35.936,20.850999999999999,30.376999999999999,28.978000000000002,14.193,12.045999999999999,11.497999999999999,17.091000000000001,48.634,2.2440000000000002,35.017000000000003,3.3740000000000001,8.5210000000000008,6.3810000000000002,0.57699999999999996,0.14899999999999999,3.7509999999999999,8.1120000000000001,1.6930000000000001,1.1779999999999999,0,0.52800000000000002,0,5.2569999999999997,0.17599999999999999,0,0,0,0,0,4.6900000000000004,0,0,0,0,0,0,0,0,1.2190000000000001,0,0.13500000000000001,0,0,0,0,0.81799999999999995,0,0,0,0,0,null,0,0,0,0,0,0,0,0,0,0,0,0,0,0,0,0,0,0,0,0,0,0,0,0,0,0,0,0,0,0,0,0,0,0,0,0,0,0,0,0,0,0,0,0,0,0,0,0,0,0,0,0,0,0,0,0,0,0,0,0,0,0,0,0,0,0,0,0,0,0,0,0,0,0,0,0,0,0,0,0,0,0,0,0,0,0,0,0,0,0,0]
[2,"POLES","˂ = 1 kv ; concrete",8.5319905783217553,11.128099823622188,"",8.5319905783217553,77.460362845577308,8.8011569038153912,2,3,2,3,3,2,5,7,7,5,12,10,4,3,4,1,2,4,6,7,11,71,38,154,131,357,730,1212,1074,766,995,1139,1528,1093,956,1099,578,199,106,179,375,14,457,511,180,106,16,461,256,9,4,3,2,2,1,0,5,2,4,1,0,2,0,0,0,1,0,0,0,0,17,0,0,0,0,0,0,0,0,0,0,0,1,0,0,0,1,0,0,0,0,0,null,25.595971734965268,17.063981156643511,25.595971734965268,25.595971734965268,17.063981156643511,42.659952891608775,59.723934048252289,59.723934048252289,42.659952891608775,102.38388693986107,85.31990578321755,34.127962313287021,25.595971734965268,34.127962313287021,8.5319905783217553,17.063981156643511,34.127962313287021,51.191943469930536,59.723934048252289,93.851896361539303,605.77133106084466,324.21564197622672,1313.9265490615503,1117.69076576015,3045.9206364608667,6228.3531221748817,10340.772580925968,9163.3578811175648,6535.5047829944642,8489.330625430146,9717.9372687084797,13036.881603675642,9325.4657021056792,8156.5829928755984,9376.6576455756094,4931.4905542699744,1697.8661250860293,904.39100130210602,1527.2263135195942,3199.4964668706584,119.44786809650458,3899.1196942930424,4359.847185522417,1535.7583040979159,904.39100130210602,136.51184925314809,3933.2476566063292,2184.1895880503694,76.787915204895796,34.127962313287021,25.595971734965268,17.063981156643511,17.063981156643511,8.5319905783217553,0,42.659952891608775,17.063981156643511,34.127962313287021,8.5319905783217553,0,17.063981156643511,0,0,0,8.5319905783217553,0,0,0,0,145.04383983146985,0,0,0,0,0,0,0,0,0,0,0,8.5319905783217553,0,0,0,8.5319905783217553,0,0,0,0,0]
[2,"POLES","˂ = 1 kv ; steel",8.5319905783217553,9.0684548732328469,"",8.5319905783217553,77.460362845577308,8.8011569038153912,2,9,7,5,8,17,8,14,54,13,11,9,3,32,1,5,3,1,17,2,7,7,6,2,5,3,2,1,3,4,9,4,10,5,12,8,10,7,5,8,14,4,7,7,3,12,4,8,12,2,8,0,4,1,2,2,1,1,0,0,0,0,0,1,0,0,0,0,0,0,13,0,0,0,1,0,0,0,0,0,0,0,0,0,0,0,0,0,0,0,0,0,null,76.787915204895796,59.723934048252289,42.659952891608775,68.255924626574043,145.04383983146985,68.255924626574043,119.44786809650458,460.72749122937478,110.91587751818282,93.851896361539303,76.787915204895796,25.595971734965268,273.02369850629617,8.5319905783217553,42.659952891608775,25.595971734965268,8.5319905783217553,145.04383983146985,17.063981156643511,59.723934048252289,59.723934048252289,51.191943469930536,17.063981156643511,42.659952891608775,25.595971734965268,17.063981156643511,8.5319905783217553,25.595971734965268,34.127962313287021,76.787915204895796,34.127962313287021,85.31990578321755,42.659952891608775,102.38388693986107,68.255924626574043,85.31990578321755,59.723934048252289,42.659952891608775,68.255924626574043,119.44786809650458,34.127962313287021,59.723934048252289,59.723934048252289,25.595971734965268,102.38388693986107,34.127962313287021,68.255924626574043,102.38388693986107,17.063981156643511,68.255924626574043,0,34.127962313287021,8.5319905783217553,17.063981156643511,17.063981156643511,8.5319905783217553,8.5319905783217553,0,0,0,0,0,8.5319905783217553,0,0,0,0,0,0,110.91587751818282,0,0,0,8.5319905783217553,0,0,0,0,0,0,0,0,0,0,0,0,0,0,0,0,0]
[2,"POLES","˂ = 1 kv ; wood",3.7452678137108917,4.3897798836331567,9.2126787645091159,3.7452678137108917,77.460362845577308,8.8011569038153912,2,522,484,500,486,546,394,418,402,278,454,432,307,273,269,304,575,865,370,462,320,479,264,576,45,22,21,70,81,81,144,412,583,511,1127,808,1042,1090,1376,1433,1711,1138,1151,805,1213,1548,1470,1879,2309,1877,1988,2165,2276,2262,1403,1890,1566,1177,1180,1015,1079,922,693,508,246,192,240,145,118,89,506,130,121,145,107,41,22,54,112,308,356,367,427,389,264,426,373,260,77,24,33,131,null,1955.0297987570855,1812.7096218360716,1872.6339068554457,1820.2001574634933,2044.9162262861469,1475.6355186020912,1565.5219461311526,1505.5976611117785,1041.1844522116278,1700.3515874247448,1617.9556955231053,1149.7972188092438,1022.4581131430734,1007.4770418882299,1138.5614153681111,2153.5289928837628,3239.6566588599212,1385.7490910730298,1730.3137299344319,1198.4857003874854,1793.983282767517,988.75070281967544,2157.2742606974734,168.53705161699011,82.395891901639615,78.650624087928719,262.16874695976242,303.36669291058223,303.36669291058223,539.31856517436836,1543.0503392488874,2183.4911353934499,1913.8318528062657,4220.9168260521747,3026.1763934784003,3902.5690618867493,4082.3419169448721,5153.4885116661872,5366.9687770477076,6408.1532292593356,4262.1147720029949,4310.8032535812363,3014.9405900372676,4543.0098580313115,5797.67457562446,5505.5436861550106,7037.3582219627651,8647.8233818584486,7029.8676863353439,7445.592413657253,8108.5048166840807,8524.2295440059897,8471.7957946140377,5254.6107426363815,7078.5561679135853,5865.0893962712562,4408.1802167377191,4419.4160201788518,3801.446830916555,4041.1439709940523,3453.1369242414421,2595.4705949016479,1902.596049365133,921.33588217287934,719.09142023249115,898.86427529061405,543.0638329880793,441.9416020178852,333.32883542026934,1895.1055137377111,486.8848157824159,453.1774054590179,543.0638329880793,400.74365606706539,153.55598036214656,82.395891901639615,202.24446194038816,419.46999513561985,1153.5424866229546,1333.3153416810774,1374.5132876318974,1599.2293564545507,1456.9091795335369,988.75070281967544,1595.4840886408399,1396.9848945141625,973.7696315648318,288.38562165573865,89.886427529061393,123.59383785245943,490.63008359612684]
[2,"POLES","˃ 11 kv & < = 22 kv ; concrete",14.084368960256651,12.34058880412428,2.8992328154112448,2.8992328154112448,69.263418993272936,8.322464718655942,2,1,0,0,2,3,1,2,1,3,6,2,2,0,2,4,2,3,1,3,1,29,35,71,76,239,297,401,577,358,719,892,889,780,581,821,439,114,117,235,198,5,319,281,80,34,2,7,19,2,2,0,1,1,2,0,1,1,0,1,0,0,1,0,0,0,0,0,0,0,34,0,0,0,0,0,0,0,0,1,0,0,0,0,0,0,0,0,0,0,0,0,null,2.8992328154112448,0,0,5.7984656308224896,8.6976984462337334,2.8992328154112448,5.7984656308224896,2.8992328154112448,8.6976984462337334,17.395396892467467,5.7984656308224896,5.7984656308224896,0,5.7984656308224896,11.596931261644979,5.7984656308224896,8.6976984462337334,2.8992328154112448,8.6976984462337334,2.8992328154112448,84.077751646926103,101.47314853939356,205.84552989419839,220.34169397125461,692.91664288328752,861.07214617713964,1162.5923589799092,1672.8573344922881,1037.9253479172257,2084.548394280685,2586.1156713468304,2577.4179729005964,2261.4015960207707,1684.4542657539332,2380.2701414526318,1272.7632059655364,330.51254095688188,339.21023940311562,681.31971162164257,574.04809745142643,14.496164077056225,924.85526811618706,814.68442113055983,231.9386252328996,98.573915723982324,5.7984656308224896,20.294629707878713,55.085423492813653,5.7984656308224896,5.7984656308224896,0,2.8992328154112448,2.8992328154112448,5.7984656308224896,0,2.8992328154112448,2.8992328154112448,0,2.8992328154112448,0,0,2.8992328154112448,0,0,0,0,0,0,0,98.573915723982324,0,0,0,0,0,0,0,0,2.8992328154112448,0,0,0,0,0,0,0,0,0,0,0,0]
[2,"POLES","˃ 11 kv & < = 22 kv ; steel",14.084368960256651,10.15045560150087,"",10.15045560150087,69.263418993272936,8.322464718655942,2,1,1,0,0,3,0,0,2,1,0,0,0,0,0,0,0,0,0,0,0,0,1,0,0,0,0,0,0,0,1,0,0,0,0,0,0,0,0,0,0,0,0,0,0,0,0,0,1,0,0,0,0,0,0,0,0,0,0,0,0,0,0,0,0,0,0,0,0,0,0,0,0,0,0,0,0,0,0,0,0,0,0,0,0,0,0,0,0,0,0,0,null,10.15045560150087,10.15045560150087,0,0,30.451366804502609,0,0,20.300911203001739,10.15045560150087,0,0,0,0,0,0,0,0,0,0,0,0,10.15045560150087,0,0,0,0,0,0,0,10.15045560150087,0,0,0,0,0,0,0,0,0,0,0,0,0,0,0,0,0,10.15045560150087,0,0,0,0,0,0,0,0,0,0,0,0,0,0,0,0,0,0,0,0,0,0,0,0,0,0,0,0,0,0,0,0,0,0,0,0,0,0,0,0,0,0,0]
[2,"POLES","˃ 11 kv & < = 22 kv ; wood",7.0903752024563671,7.031845558797154,12.964846148970592,7.031845558797154,69.263418993272936,8.322464718655942,2,497,355,439,603,645,489,491,422,463,630,737,522,503,485,496,397,483,380,530,470,446,239,323,137,110,147,285,245,324,456,509,702,517,1032,1031,819,986,789,935,890,532,691,933,1110,887,1052,912,932,1052,951,1278,941,1008,977,1204,917,599,418,433,409,368,344,233,105,62,69,68,137,40,263,81,71,36,22,16,20,14,49,38,227,57,169,205,41,110,29,30,17,2,5,51,null,3494.8272427221855,2496.3051733729899,3086.9802003119507,4240.2028719546843,4535.540385424164,3438.5724782518082,3452.6361693694025,2967.438825812399,3255.7444937230821,4430.0627020422071,5182.4701768335026,3670.6233816921144,3537.0183160749684,3410.4450960166196,3487.7953971633883,2791.6426868424701,3396.3814048990253,2672.1013123429184,3726.8781461624917,3304.9674126346622,3136.2031192235308,1680.6110885525197,2271.2861154914808,963.36284155521014,773.50301146768697,1033.6812971431816,2004.0759842571888,1722.8021619053027,2278.317961050278,3206.5215748115024,3579.2093894277514,4936.3555822756025,3635.4641538981286,7256.864616678663,7249.8327711198654,5759.0815126548696,6933.3997209739937,5548.1261458909548,6574.7755974753391,6258.3425473294674,3740.941837280086,4859.0052811288333,6560.7119063577447,7805.3485702648413,6237.2470106530754,7397.5015278546061,6413.0431496230049,6553.6800607989471,7397.5015278546061,6687.2851264160936,8986.6986241427621,6616.966670828122,7088.1003232675312,6870.1131109448197,8466.3420527917733,6448.2023774169902,4212.0754897194956,2939.3114435772104,3044.7891269591678,2876.024833548036,2587.7191656373525,2418.9548722262211,1638.4200151997368,738.34378367370118,435.97442464542354,485.19734355700365,478.16549799820649,963.36284155521014,281.27382235188617,1849.3753819636515,569.57949026256949,499.26103467459791,253.14644011669753,154.7006022935374,112.50952894075446,140.63691117594308,98.445837823160161,344.56043238106054,267.21013123429185,1596.2289418469541,400.8151968514378,1188.3818994367191,1441.5283395534166,288.30566791068333,773.50301146768697,203.92352120511745,210.95536676391461,119.54137449955162,14.063691117594308,35.159227793985771,358.62412349865485]
[2,"POLES","> 1 kv & < = 11 kv ; concrete",14.278281006354645,11.101511926289906,"",11.101511926289906,74.551942039055973,8.6343466480710607,2,0,0,0,0,0,1,0,0,1,0,1,0,0,0,0,0,0,1,0,1,3,26,9,10,23,33,30,20,14,42,25,72,37,33,40,34,22,18,30,40,2,34,7,1,0,0,1,0,0,0,0,0,0,0,0,0,0,0,0,0,0,0,0,0,0,0,0,0,0,7,0,0,0,0,0,0,0,0,0,0,0,0,0,0,0,0,0,0,0,0,0,null,0,0,0,0,0,11.101511926289906,0,0,11.101511926289906,0,11.101511926289906,0,0,0,0,0,0,11.101511926289906,0,11.101511926289906,33.30453577886972,288.63931008353757,99.913607336609147,111.01511926289905,255.33477430466783,366.34989356756688,333.04535778869717,222.0302385257981,155.42116696805869,466.26350090417606,277.53779815724766,799.30885869287317,410.75594127272649,366.34989356756688,444.06047705159619,377.45140549385678,244.23326237837793,199.82721467321829,333.04535778869717,444.06047705159619,22.203023852579811,377.45140549385678,77.710583484029343,11.101511926289906,0,0,11.101511926289906,0,0,0,0,0,0,0,0,0,0,0,0,0,0,0,0,0,0,0,0,0,0,77.710583484029343,0,0,0,0,0,0,0,0,0,0,0,0,0,0,0,0,0,0,0,0,0]
[2,"POLES","> 1 kv & < = 11 kv ; steel",14.278281006354645,8.1426411680844826,"",8.1426411680844826,74.551942039055973,8.6343466480710607,2,0,1,0,0,0,0,0,0,0,0,0,1,0,0,0,0,0,0,0,0,1,0,0,0,0,0,0,0,0,0,0,0,0,0,0,0,0,0,0,0,0,0,0,0,0,0,0,0,0,0,1,0,0,0,0,0,0,0,0,0,0,0,0,0,0,0,0,0,0,0,0,0,0,0,0,0,0,0,0,0,0,0,0,0,0,0,0,0,0,0,0,null,0,8.1426411680844826,0,0,0,0,0,0,0,0,0,8.1426411680844826,0,0,0,0,0,0,0,0,8.1426411680844826,0,0,0,0,0,0,0,0,0,0,0,0,0,0,0,0,0,0,0,0,0,0,0,0,0,0,0,0,0,8.1426411680844826,0,0,0,0,0,0,0,0,0,0,0,0,0,0,0,0,0,0,0,0,0,0,0,0,0,0,0,0,0,0,0,0,0,0,0,0,0,0,0,0]
[2,"POLES","> 1 kv & < = 11 kv ; wood",6.6102179910608561,6.1248073868550463,14.712187434841976,6.1248073868550463,74.551942039055973,8.6343466480710607,2,198,171,172,297,299,234,265,311,185,259,260,170,185,186,123,130,141,135,175,122,170,110,125,89,83,173,191,87,218,370,198,256,232,430,293,258,203,327,273,261,241,204,159,159,185,215,262,290,187,280,352,452,341,336,400,294,200,229,211,129,126,114,34,22,30,41,40,10,16,100,10,11,7,7,6,7,10,51,62,81,63,132,47,41,65,82,54,20,4,18,33,null,1212.7118625972992,1047.3420631522129,1053.4668705390679,1819.0677938959489,1831.3174086696588,1433.2049285240807,1623.0739575165874,1904.8150973119193,1133.0893665681836,1586.3251131954571,1592.449920582312,1041.2172557653578,1133.0893665681836,1139.2141739550386,753.35130858317075,796.22496029115598,863.59784154656154,826.84899722543128,1071.8412926996332,747.22650119631567,1041.2172557653578,673.72881255405514,765.6009233568808,545.1078574300991,508.35901310896884,1059.591677925923,1169.8382108893138,532.85824265638905,1335.2080103344001,2266.1787331363671,1212.7118625972992,1567.9506910348919,1420.9553137503708,2633.6671763476697,1794.5685643485285,1580.200305808602,1243.3358995315743,2002.8120155016002,1672.0724166114276,1598.574727969167,1476.0785802320661,1249.4607069184294,973.84437450995233,973.84437450995233,1133.0893665681836,1316.8335881738349,1604.6995353560221,1776.1941421879635,1145.3389813418937,1714.9460683194129,2155.9322001729761,2768.4129388584811,2088.5593189175706,2057.9352819832957,2449.9229547420186,1800.6933717353836,1224.9614773710093,1402.5808915898056,1292.3343586264148,790.10015290430101,771.72573074373588,698.22804210147524,208.24345115307159,134.74576251081101,183.74422160565138,251.11710286105691,244.99229547420185,61.248073868550463,97.996918189680741,612.48073868550466,61.248073868550463,67.372881255405503,42.873651707985324,42.873651707985324,36.748844321130278,42.873651707985324,61.248073868550463,312.36517672960736,379.73805798501286,496.10939833525873,385.86286537186794,808.47457506486614,287.8659471821872,251.11710286105691,398.11248014557799,502.23420572211381,330.73959889017249,122.49614773710093,24.499229547420185,110.24653296339083,202.11864376621654]
[2,"POLES","> 22 kv & < = 66 kv ; concrete",20.208418327529795,19.73151047820069,"",19.73151047820069,64.828363165596159,8.0516062475506196,2,0,1,6,0,1,3,1,2,1,15,7,0,0,0,1,0,0,2,1,0,0,2,10,10,69,71,81,52,45,51,65,52,30,20,58,208,51,30,79,17,0,26,14,1,0,0,0,1,0,3,1,0,0,0,0,0,2,0,0,0,0,0,0,0,0,0,0,0,0,1,0,0,0,0,0,0,0,0,0,0,0,0,0,0,0,0,0,0,0,0,0,null,0,19.73151047820069,118.38906286920414,0,19.73151047820069,59.194531434602069,19.73151047820069,39.46302095640138,19.73151047820069,295.97265717301036,138.12057334740484,0,0,0,19.73151047820069,0,{"$f":"IFERROR($G21*AA21,\"\")","v":0},39.46302095640138,19.73151047820069,0,0,39.46302095640138,197.3151047820069,197.3151047820069,1361.4742229958476,1400.937243952249,1598.252348734256,1026.0385448664358,887.91797151903108,1006.3070343882351,1282.5481810830449,1026.0385448664358,{"$f":"IFERROR($G21*AQ21,\"\")","v":591.94531434602072},394.6302095640138,1144.4276077356401,4104.1541794657433,1006.3070343882351,591.94531434602072,1558.7893277778544,335.43567812941171,0,513.01927243321791,276.24114669480969,19.73151047820069,0,0,0,19.73151047820069,{"$f":"IFERROR($G21*BG21,\"\")","v":0},59.194531434602069,19.73151047820069,0,0,0,0,0,39.46302095640138,0,0,0,0,0,0,0,{"$f":"IFERROR($G21*BW21,\"\")","v":0},0,0,0,0,19.73151047820069,0,0,0,0,0,0,0,0,0,0,{"$f":"IFERROR($G21*CM21,\"\")","v":0},0,0,0,0,0,0,0,0,0,0]
[2,"POLES","> 22 kv & < = 66 kv ; steel",20.208418327529795,20.712178089791255,null,20.208418327529795,64.828363165596159,8.0516062475506196,2,0,0,0,0,0,0,0,0,0,0,0,0,0,0,0,0,0,0,0,2,0,1,0,0,0,0,0,0,0,0,0,0,0,0,0,2,1,0,0,0,2,0,0,0,1,0,2,0,0,0,0,0,0,0,1,0,0,0,0,0,0,0,0,0,0,0,0,0,0,0,0,0,0,0,0,0,0,0,0,0,0,0,0,0,0,0,0,0,0,0,0,null,0,0,0,0,0,0,0,0,0,0,0,0,0,0,0,0,0,0,0,40.416836655059591,0,20.208418327529795,0,0,0,0,0,0,0,0,0,0,0,0,0,40.416836655059591,20.208418327529795,0,0,0,40.416836655059591,0,0,0,20.208418327529795,0,40.416836655059591,0,0,0,0,0,0,0,20.208418327529795,0,0,0,0,0,0,0,0,0,0,0,0,0,0,0,0,0,0,0,0,0,0,0,0,0,0,0,0,0,0,0,0,0,0,0,0]
[2,"POLES","> 22 kv & < = 66 kv ; wood",8.2704443687302955,8.2704443687302955,23.35725067943573,8.2704443687302955,64.828363165596159,8.0516062475506196,2,51,116,100,62,96,190,72,171,86,127,161,76,156,105,160,106,107,156,192,210,65,78,47,58,73,26,82,32,62,115,67,81,43,144,95,211,356,242,196,88,56,77,126,309,112,64,53,85,88,180,367,299,298,207,438,236,213,38,89,23,16,12,31,57,36,31,16,35,6,7,23,3,3,1,0,2,2,6,6,4,2,3,8,2,3,1,0,0,0,0,0,null,421.79266280524507,959.37154677271428,827.04443687302955,512.76755086127832,793.96265939810837,1571.3844300587562,595.47199454858128,1414.2459870528805,711.25821571080542,1050.3464348287475,1331.5415433655776,628.55377202350246,1290.1893215219261,868.39665871668103,1323.2710989968473,876.66710308541133,884.93754745414162,1290.1893215219261,1587.9253187962167,1736.7933174333621,537.57888396746921,645.09466076096305,388.71088533032389,479.68577338635714,603.74243891731157,215.03155358698768,678.17643823588423,264.65421979936946,512.76755086127832,951.10110240398399,554.1197727049298,669.90599386715394,355.62910785540271,1190.9439890971626,785.69221502937808,1745.0637618020924,2944.2781952679852,2001.4475372327315,1621.0070962711379,727.79910444826601,463.14488464889655,636.82421639223276,1042.0759904600172,2555.5673099376613,926.2897692977931,529.30843959873891,438.33355154270566,702.98777134207512,727.79910444826601,1488.6799863714532,3035.2530833240185,2472.8628662503584,2464.5924218816281,1711.9819843271712,3622.4546335038694,1951.8248710203497,1761.6046505395529,314.27688601175123,736.0695488169963,190.2202204807968,132.32710989968473,99.245332424763546,256.38377543063916,471.41532901762685,297.73599727429064,256.38377543063916,132.32710989968473,289.46555290556034,49.622666212381773,57.893110581112069,190.2202204807968,24.811333106190887,24.811333106190887,8.2704443687302955,0,16.540888737460591,16.540888737460591,49.622666212381773,49.622666212381773,33.081777474921182,16.540888737460591,24.811333106190887,66.163554949842364,16.540888737460591,24.811333106190887,8.2704443687302955,0,0,0,0,0]
[2,"POLES","staking of a wooden pole",11.717888288645852,9.8296272019812889,"",9.8296272019812889,38.166549336011592,6.1779081683051578,2,890,1410,1024,637,1018,868,770,307,399,285,310,482,545,419,475,630,383,405,414,499,526,745,613,289,200,232,626,703,533,1032,508,3,20,307,1,1,1,2,1,3,4,3,4,2,10,10,4,7,4,11,6,1,9,5,5,8,3,5,7,13,3,3,4,3,1,4,0,2,1,2,0,1,0,0,0,0,1,0,1,1,0,3,0,1,1,0,4,0,0,0,0,null,8748.3682097633464,13859.774354793617,10065.53825482884,6261.4725276620811,10006.560491616952,8532.1164113197592,7568.8129455255921,3017.6955510082557,3922.0212535905343,2801.4437525646672,3047.1844326141995,4737.8803113549811,5357.1468250798025,4118.6137976301598,4669.072920941112,6192.665137248212,3764.7472183588338,3980.9990168024219,4069.4656616202537,4904.9839737886632,5170.3839082421582,7323.0722654760602,6025.5614748145299,2840.7622613725925,1965.9254403962577,2280.4735108596592,6153.3466284402866,6910.2279229928463,5239.1912986560274,10144.175272444691,4993.4506186064946,29.488881605943867,196.59254403962578,3017.6955510082557,9.8296272019812889,9.8296272019812889,9.8296272019812889,19.659254403962578,9.8296272019812889,29.488881605943867,39.318508807925156,29.488881605943867,39.318508807925156,19.659254403962578,98.296272019812889,98.296272019812889,39.318508807925156,68.80739041386903,39.318508807925156,108.12589922179419,58.977763211887734,9.8296272019812889,88.466644817831593,49.148136009906445,49.148136009906445,78.637017615850311,29.488881605943867,49.148136009906445,68.80739041386903,127.78515362575675,29.488881605943867,29.488881605943867,39.318508807925156,29.488881605943867,9.8296272019812889,39.318508807925156,0,19.659254403962578,9.8296272019812889,19.659254403962578,0,9.8296272019812889,0,0,0,0,9.8296272019812889,0,9.8296272019812889,9.8296272019812889,0,29.488881605943867,0,9.8296272019812889,9.8296272019812889,0,39.318508807925156,0,0,0,0]
["","SERVICE LINES","˂ = 11 kv ; commercial and industrial ; complex type",0.6076915165757194,"","","",51.588800401003844,7.1825343995698239,2,138,139,87,59,78,153,247,191,145,132,82,64,91,52,56,53,68,67,106,208,141,98,938,74,44,30,50,46,40,76,61,70,57,88,69,57,38,57,66,65,29,39,48,59,26,40,34,35,45,242,17,37,27,32,31,30,22,16,38,0,0,0,0,0,0,0,0,0,0,0,0,0,0,0,0,0,0,0,0,0,0,0,0,0,0,0,0,0,0,0,0,null,"","","","","","","","","","","","","","","","","","","","","","","","","","","","","","","","","","","","","","","","","","","","","","","","","","","","","","","","","","","","","","","","","","","","","","","","","","","","","","","","","","","","","","","","","","",""]
[3,"SERVICE LINES","˂ = 11 kv ; commercial and industrial ; simple type",0.54505768913904806,1.0123313408943999,0.83252540652011575,0.54505768913904806,52.006290288585831,7.2115386907778447,2,634,630,392,355,520,1697,2065,1537,995,751,488,434,391,334,241,306,324,172,464,609,341,172,1761,247,192,158,275,184,186,324,388,424,287,361,279,234,183,242,228,249,137,203,288,209,134,209,193,243,169,484,224,180,210,181,197,152,110,84,118,105,51,50,38,17,28,19,18,9,10,48,11,0,0,0,0,0,0,0,0,0,0,0,0,0,0,0,0,0,0,0,0,null,345.56657491415649,343.38634415760026,213.66261414250684,193.49547964436206,283.42999835230501,924.96289846896457,1125.5441280721343,837.75366820671684,542.33240069335284,409.33832454342507,265.98815229985547,236.55503708634686,213.1175564533678,182.04926817244205,131.35890308251058,166.78765287654872,176.59869128105157,93.749922531916269,252.90676776051831,331.94013268568028,185.86467199641538,93.749922531916269,959.84659057386364,134.62924921734486,104.65107631469724,86.119114883969587,149.89086451323823,100.29061480158484,101.38073017986294,176.59869128105157,211.48238338595064,231.10446019495637,156.4315567829068,196.76582577919635,152.0710952697944,127.54349925853725,99.745557112445795,131.90396077164962,124.27315312370295,135.71936459562298,74.672903412049578,110.64671089522676,156.97661447204584,113.91705703006104,73.037730344632436,113.91705703006104,105.19613400383628,132.44901846078869,92.114749464499127,263.80792154329924,122.09292236714677,98.110384045028653,114.46211471920009,98.655441734167695,107.37636476039246,82.848768749135303,59.956345805295285,45.784845887680035,64.316807318407669,57.231057359600044,27.797942146091451,27.252884456952405,20.712192187283826,9.265980715363817,15.261615295893346,10.356096093641913,9.8110384045028649,4.9055192022514325,5.4505768913904804,26.162769078674309,5.9956345805295284,0,0,0,0,0,0,0,0,0,0,0,0,0,0,0,0,0,0,0,0]
["","SERVICE LINES","˂ = 11 kv ; residential ; complex type",0.67804770671778969,"","","",49.377999446791385,7.0269480890918343,2,560,558,355,323,383,1230,1532,2405,1022,700,309,334,367,302,190,325,397,145,128,181,133,117,3865,274,53,105,108,139,131,157,154,187,196,236,200,175,156,205,160,202,92,140,91,122,121,117,120,129,89,331,124,117,131,138,151,168,104,150,87,96,0,0,0,0,0,0,0,0,0,0,0,0,0,0,0,0,0,0,0,0,0,0,0,0,0,0,0,0,0,0,0,null,"","","","","","","","","","","","","","","","","","","","","","","","","","","","","","","","","","","","","","","","","","","","","","","","","","","","","","","","","","","","","","","","","","","","","","","","","","","","","","","","","","","","","","","","","","",""]
[3,"SERVICE LINES","˂ = 11 kv ; residential ; simple type",0.66134679356360904,0.92261857371230815,0.78214788473263841,0.66134679356360904,49.366173210749579,7.0261065470678412,2,7360,7267,5005,3361,8698,34274,37818,36854,22445,18103,7197,6924,5063,4490,2578,3718,3494,1174,1015,907,966,886,3102,579,668,902,1976,1389,1230,2096,1912,2325,1828,2711,2353,1527,1310,1260,1326,1523,971,1598,1562,1216,1383,1268,1946,1946,1515,1889,2057,1899,1806,1295,1968,1674,1095,1065,976,77,0,0,0,0,0,0,0,0,0,0,0,0,0,0,0,0,0,0,0,0,0,0,0,0,0,0,0,0,0,0,0,null,4867.5124006281621,4806.0071488267467,3310.0407017858633,2222.78657316729,5752.3944104162711,22667.000002599136,25010.813038988566,24373.274729993249,14843.928781535205,11972.361003882015,4759.7128732772944,4579.1651986344286,3348.3988158125526,2969.4471031006046,1704.952033806984,2458.8873784694983,2310.7456967112498,776.42113564367696,671.26699546706323,599.8415417621934,638.8610025824463,585.95325909735766,2051.4977536343154,382.91979347332961,441.77965810049085,596.5348077943753,1306.8212640816914,918.61069625985294,813.45655608323909,1386.1828793093246,1264.4950692936204,1537.6312950353911,1208.9419386342772,1792.911157350944,1556.1490052551721,1009.8765537716311,866.36429956832785,833.29695989014738,876.9458482653456,1007.2311665973766,642.16773655026441,1056.8321761146472,1033.0236915463572,804.19770097334856,914.64261549847129,838.58773423865625,1286.9808602747833,1286.9808602747833,1001.9403922488677,1249.2840930416576,1360.3903543603437,1255.8975609772936,1194.3923091758779,856.44409766487365,1301.5304897331825,1107.0945324254815,724.17473895215187,704.33433514524359,645.4744705180824,50.923703104397894,0,0,0,0,0,0,0,0,0,0,0,0,0,0,0,0,0,0,0,0,0,0,0,0,0,0,0,0,0,0,0]
[4,"SWITCHGEAR","˂ = 11 kv ; circuit breaker",224.0174069318162,104.8156265294694,103.46746837874957,103.46746837874957,63.337783889379146,7.958503872549108,2,5,0,38,18,21,12,38,26,6,7,17,6,17,25,12,24,0,4,2,0,0,0,0,1,0,0,0,0,2,0,0,0,0,0,0,0,0,0,0,0,0,1,0,0,0,0,0,0,0,0,0,0,0,49,15,0,0,0,32,19,0,0,0,0,0,0,0,1,0,0,0,0,0,0,0,0,0,0,0,0,0,0,0,0,0,0,0,0,0,0,0,null,517.33734189374786,0,3931.7637983924837,1862.4144308174923,2172.8168359537412,1241.6096205449949,3931.7637983924837,2690.1541778474889,620.80481027249743,724.27227865124701,1758.9469624387427,620.80481027249743,1758.9469624387427,2586.6867094687395,1241.6096205449949,2483.2192410899897,0,413.86987351499829,206.93493675749914,0,0,0,0,103.46746837874957,0,0,0,0,206.93493675749914,0,0,0,0,0,0,0,0,0,0,0,0,103.46746837874957,0,0,0,0,0,0,0,0,0,0,0,5069.9059505587293,1552.0120256812436,0,0,0,3310.9589881199863,1965.8818991962419,0,0,0,0,0,0,0,103.46746837874957,0,0,0,0,0,0,0,0,0,0,0,0,0,0,0,0,0,0,0,0,0,0,0]
[4,"SWITCHGEAR","˂ = 11 kv ; fuse",1.8485848828393983,2.3639613525049166,2.9155207791127786,1.8485848828393983,48.067773765718812,6.9330926552094203,2,28,27,45,56,46,80,64,101,81,89,96,73,70,47,39,39,49,61,35,22,26,32,15,46,16,26,29,15,17,43,26,62,43,40,42,30,14,15,17,38,6,21,13,7,11,11,15,18,11,16,17,13,23,17,34,15,9,16,13,7,12,4,2,1,0,0,0,1,0,25,0,0,0,0,0,0,1,0,1,2,0,1,1,1,0,0,0,0,0,0,0,null,51.760376719503149,49.911791836663753,83.186319727772926,103.5207534390063,85.034904610612315,147.88679062715187,118.30943250172149,186.70707316677922,149.73537550999126,164.52405457270643,177.46414875258222,134.94669644727608,129.40094179875788,86.883489493451719,72.09481043073653,72.09481043073653,90.580659259130513,112.76367785320329,64.700470899378942,40.668867422466761,48.063206953824356,59.154716250860744,27.728773242590975,85.034904610612315,29.577358125430372,48.063206953824356,53.608961602342546,27.728773242590975,31.425943008269769,79.489149962094132,48.063206953824356,114.61226273604269,79.489149962094132,73.943395313575934,77.640565079254728,55.45754648518195,25.880188359751575,27.728773242590975,31.425943008269769,70.24622554789714,11.091509297036389,38.820282539627364,24.031603476912178,12.940094179875787,20.33443371123338,20.33443371123338,27.728773242590975,33.274527891109166,20.33443371123338,29.577358125430372,31.425943008269769,24.031603476912178,42.517452305306158,31.425943008269769,62.851886016539538,27.728773242590975,16.637263945554583,29.577358125430372,24.031603476912178,12.940094179875787,22.183018594072777,7.394339531357593,3.6971697656787965,1.8485848828393983,0,0,0,1.8485848828393983,0,46.214622070984959,0,0,0,0,0,0,1.8485848828393983,0,1.8485848828393983,3.6971697656787965,0,1.8485848828393983,1.8485848828393983,1.8485848828393983,0,0,0,0,0,0,0]
[4,"SWITCHGEAR","˂ = 11 kv ; switch",2.6567630208006285,13.522586701221076,4.6568560745643399,2.6567630208006285,62.235961417806386,7.8889772098673463,2,858,791,979,1448,1439,1714,1654,1686,1396,1543,2517,1359,1259,1362,1287,3979,1751,5643,4728,2167,767,668,528,1229,763,732,959,1039,789,1518,1472,1492,1333,1569,1369,1124,641,956,681,857,446,651,531,517,490,565,696,647,586,1115,723,664,685,501,706,605,383,336,315,373,269,207,146,59,46,71,34,52,25,201,36,25,27,23,14,5,11,40,76,103,59,127,98,57,79,83,50,18,4,9,43,null,2279.5026718469394,2101.4995494532973,2600.9709973638155,3846.9928541193103,3823.0819869321044,4553.6918176522777,4394.2860364042399,4479.3024530698594,3708.8411770376774,4099.3853410953698,6687.0725233551821,3610.5409452680542,3344.8646431879915,3618.5112343304559,3419.2540077704089,10571.2600597657,4651.9920494219004,14992.113726377947,12561.175562345372,5757.2054660749618,2037.7372369540822,1774.7176978948198,1402.7708749827318,3265.1617525639726,2027.1101848708795,1944.75053122606,2547.8357369478026,2760.3767786118528,2096.1860234116957,4032.9662655753541,3910.7551666185254,3963.8904270345379,3541.465106727238,4168.461179636186,3637.1085754760607,2986.2016353799063,1702.9850963332028,2539.865447885401,1809.2556171652279,2276.8459088261388,1184.9163072770803,1729.5527265412093,1410.7411640451337,1373.546481753925,1301.813880192308,1501.071106752355,1849.1070624772374,1718.9256744580066,1556.8631301891683,2962.2907681927009,1920.8396640388544,1764.0906458116174,1819.8826692484306,1331.0382734211148,1875.6746926852438,1607.3416275843804,1017.5402369666407,892.67237498901113,836.88035155219802,990.97260675863447,714.66925259536913,549.94994530573013,387.88740103689179,156.74901822723709,122.21109895682892,188.63017447684462,90.329942707221363,138.15167708163267,66.41907552001571,534.00936718092635,95.643468748822627,66.41907552001571,71.732601561616974,61.10554947841446,37.1946822912088,13.283815104003143,29.224393228806914,106.27052083202514,201.91398958084778,273.64659114246473,156.74901822723709,337.40890364167984,260.36277603846162,151.43549218563584,209.88427864324964,220.51133072645217,{"$f":"IFERROR($G31*CS31,\"\")","v":132.83815104003142},47.821734374411314,10.627052083202514,23.910867187205657,114.24080989442703]
[4,"SWITCHGEAR","> 11 kv & < = 22 kv ; circuit breaker",123.25351897412,79.028576136292443,140.86091678936148,79.028576136292443,64.322382199802178,8.0201235775891995,2,20,6,22,15,20,32,50,39,2,6,36,11,26,40,52,12,15,20,19,5,12,5,1,4,8,1,1,2,0,0,0,0,2,1,1,2,15,3,0,16,8,18,0,2,0,0,0,0,0,6,0,16,1,4,32,9,0,17,9,13,0,0,0,0,7,1,0,4,0,0,0,0,0,0,0,0,0,0,0,0,0,0,0,0,0,0,0,0,0,0,0,null,1580.5715227258488,474.17145681775469,1738.6286749984338,1185.4286420443866,1580.5715227258488,2528.9144363613582,3951.428806814622,3082.1144693154051,158.05715227258489,474.17145681775469,2845.0287409065281,869.31433749921689,2054.7429795436037,3161.1430454516976,4109.4859590872074,948.34291363550938,1185.4286420443866,1580.5715227258488,1501.5429465895563,395.1428806814622,948.34291363550938,395.1428806814622,79.028576136292443,316.11430454516977,632.22860909033955,79.028576136292443,79.028576136292443,158.05715227258489,0,0,0,0,158.05715227258489,79.028576136292443,79.028576136292443,158.05715227258489,1185.4286420443866,237.08572840887734,0,1264.4572181806791,632.22860909033955,1422.5143704532641,0,158.05715227258489,0,0,0,0,0,474.17145681775469,0,1264.4572181806791,79.028576136292443,316.11430454516977,2528.9144363613582,711.25718522663203,0,1343.4857943169716,711.25718522663203,1027.3714897718019,0,0,0,0,553.20003295404706,79.028576136292443,0,316.11430454516977,0,0,0,0,0,0,0,0,0,0,0,0,0,0,0,0,0,0,0,0,0,0,0]
[4,"SWITCHGEAR","> 11 kv & < = 22 kv ; switch",8.4088712473334741,14.624868252382221,14.790007186249207,8.4088712473334741,52.505981436255404,7.2461011196543073,2,483,449,334,660,521,623,659,504,635,649,720,528,448,445,497,447,462,451,455,532,261,217,175,612,1048,272,169,209,161,356,426,471,347,402,489,344,205,189,242,215,82,212,217,219,123,153,146,161,183,191,161,127,128,119,140,81,84,62,55,56,39,31,20,13,7,3,5,11,4,50,3,5,5,1,3,1,2,1,1,18,2,13,6,1,3,3,2,0,0,0,0,null,4061.484812462068,3775.5831900527301,2808.5629966093802,5549.855023240093,4381.0219198607401,5238.7267870887545,5541.446151992759,4238.0711086560714,5339.633242056756,5457.3574395194246,6054.3872980801016,4439.8840185920744,3767.1743188053965,3741.9477050633959,4179.2090099247371,3758.765447558063,3884.8985162680651,3792.4009325473967,3826.0364175367308,4473.5195035814086,2194.7153955540366,1824.725060671364,1471.5524682833579,5146.229203368086,8812.4970672054806,2287.212979274705,1421.0992407993572,1757.4540906926961,1353.8282708206893,2993.5581640507166,3582.1791513640601,3960.5783574940665,2917.8783228247157,3380.3662414280566,4111.9380399460688,2892.6517090827151,1723.8186057033622,1589.2766657460265,2034.9468418547008,1807.9073181766969,689.52744228134486,1782.6807044346965,1824.725060671364,1841.5428031660308,1034.2911634220172,1286.5573008420215,1227.6952021106872,1353.8282708206893,1538.8234382620258,1606.0944082406936,1353.8282708206893,1067.9266484113512,1076.3355196586847,1000.6556784326834,1177.2419746266864,681.11857103401144,706.34518477601182,521.35001733467539,462.48791860334109,470.89678985067457,327.94597864600547,260.67500866733769,168.17742494666948,109.31532621533516,58.862098731334321,25.226613742000424,42.044356236667369,92.497583720668217,33.635484989333897,420.44356236667369,25.226613742000424,42.044356236667369,42.044356236667369,8.4088712473334741,25.226613742000424,8.4088712473334741,16.817742494666948,8.4088712473334741,8.4088712473334741,151.35968245200255,16.817742494666948,109.31532621533516,50.453227484000848,8.4088712473334741,25.226613742000424,25.226613742000424,16.817742494666948,0,0,0,0]
[4,"SWITCHGEAR","> 33 kv & < = 66 kv ; circuit breaker",60.424163751626772,158.1055466244774,155.9176909692795,60.424163751626772,57.208590907720655,7.5636360903814417,2,1,0,4,0,1,7,5,8,0,7,8,2,6,2,5,4,5,4,3,0,0,2,0,0,0,0,2,0,1,2,0,0,0,0,0,0,0,0,0,0,0,2,0,0,3,0,0,0,0,3,0,0,3,3,4,3,0,0,1,0,1,0,0,0,0,0,0,0,0,0,0,0,0,0,0,0,0,0,0,0,0,0,0,0,0,0,0,0,0,0,0,null,60.424163751626772,0,241.69665500650709,0,60.424163751626772,422.96914626138738,302.12081875813385,483.39331001301417,0,422.96914626138738,483.39331001301417,120.84832750325354,362.54498250976064,120.84832750325354,302.12081875813385,241.69665500650709,302.12081875813385,241.69665500650709,181.27249125488032,0,0,120.84832750325354,0,0,0,0,120.84832750325354,0,60.424163751626772,120.84832750325354,0,0,0,0,0,0,0,0,0,0,0,120.84832750325354,0,0,181.27249125488032,0,0,0,0,181.27249125488032,0,0,181.27249125488032,181.27249125488032,241.69665500650709,181.27249125488032,0,0,60.424163751626772,0,60.424163751626772,0,0,0,0,0,0,0,0,0,0,0,0,0,0,0,0,0,0,0,0,0,0,0,0,0,0,0,0,0,0]
[4,"SWITCHGEAR","> 33 kv & < = 66 kv ; switch",50.262624481258648,40.152781354391195,407.46420083014749,40.152781354391195,34.410578867614802,5.8660530911009321,2,1,2,9,2,4,19,9,20,2,2,6,2,8,7,18,12,3,6,2,0,5,0,0,52,0,0,0,154,0,0,0,0,0,0,0,0,0,0,0,0,0,0,0,0,0,0,0,3,0,0,2,0,0,1,0,1,0,0,0,0,0,0,0,0,0,0,0,0,0,0,0,0,0,0,0,0,0,0,0,0,0,0,0,0,0,0,0,0,0,0,0,null,40.152781354391195,80.305562708782389,361.37503218952077,80.305562708782389,160.61112541756478,762.90284573343274,361.37503218952077,803.05562708782395,80.305562708782389,80.305562708782389,240.91668812634717,80.305562708782389,321.22225083512956,281.06946948073835,722.75006437904153,481.83337625269434,120.45834406317358,240.91668812634717,80.305562708782389,0,200.76390677195599,0,0,2087.944630428342,0,0,0,6183.5283285762443,0,0,0,0,0,0,0,0,0,0,0,0,0,0,0,0,0,0,0,120.45834406317358,0,0,80.305562708782389,0,0,40.152781354391195,0,40.152781354391195,0,0,0,0,0,0,0,0,0,0,0,0,0,0,0,0,0,0,0,0,0,0,0,0,0,0,0,0,0,0,0,0,0,0,0]
[5,"TRANSFORMERS","ground outdoor / indoor chamber mounted ; ˂ 22 kv ; > 60 kva and < = 600 kva ; multiple phase",14.481569332713301,76.0141327424314,71.97611165278856,14.481569332713301,50.446051125967244,7.1025383579370587,2,13,13,15,9,9,6,8,11,7,10,4,1,3,0,0,1,2,1,1,1,1,2,1,0,4,1,2,5,1,5,4,2,6,3,6,8,10,1,1,5,2,1,2,3,6,6,8,6,3,2,2,1,8,2,0,0,1,2,0,0,0,1,0,0,1,1,0,0,0,0,0,0,0,2,0,0,0,0,0,0,0,0,0,0,0,0,0,0,0,0,0,null,188.26040132527291,188.26040132527291,217.22353999069952,130.33412399441971,130.33412399441971,86.889415996279808,115.85255466170641,159.2972626598463,101.3709853289931,144.815693327133,57.926277330853203,14.481569332713301,43.444707998139904,0,0,14.481569332713301,28.963138665426602,14.481569332713301,14.481569332713301,14.481569332713301,14.481569332713301,28.963138665426602,14.481569332713301,0,57.926277330853203,14.481569332713301,28.963138665426602,72.407846663566502,14.481569332713301,72.407846663566502,57.926277330853203,28.963138665426602,86.889415996279808,43.444707998139904,86.889415996279808,115.85255466170641,144.815693327133,14.481569332713301,14.481569332713301,72.407846663566502,28.963138665426602,14.481569332713301,28.963138665426602,43.444707998139904,86.889415996279808,86.889415996279808,115.85255466170641,86.889415996279808,43.444707998139904,28.963138665426602,28.963138665426602,14.481569332713301,115.85255466170641,28.963138665426602,0,0,14.481569332713301,28.963138665426602,0,0,0,14.481569332713301,0,0,14.481569332713301,14.481569332713301,0,0,0,0,0,0,0,28.963138665426602,0,0,0,0,0,0,0,0,0,0,0,0,0,0,0,0,0]
[5,"TRANSFORMERS","ground outdoor / indoor chamber mounted ; ˂ 22 kv ; > 600 kva ; multiple phase",34.935181991777533,62.692613163597436,28.543575136358633,28.543575136358633,49.974626160767215,7.0692733828001879,2,4,6,8,10,19,9,5,17,7,11,14,15,12,17,4,4,5,6,5,2,1,17,0,1,7,6,3,0,7,9,7,6,12,5,3,2,3,2,0,7,3,3,1,1,6,2,1,3,0,4,0,0,0,0,0,2,0,0,0,2,0,0,0,0,0,0,0,0,0,0,0,0,0,0,0,0,0,0,0,0,0,0,0,0,0,0,0,0,0,0,0,null,{"$f":"IFERROR($G37*K37,\"\")","v":114.17430054543453},171.26145081815179,228.34860109086907,285.43575136358635,542.32792759081406,256.89217622722771,142.71787568179317,485.24077731809678,199.80502595451043,313.97932649994499,399.61005190902085,428.15362704537949,342.52290163630357,485.24077731809678,114.17430054543453,114.17430054543453,142.71787568179317,171.26145081815179,142.71787568179317,57.087150272717267,28.543575136358633,485.24077731809678,0,28.543575136358633,199.80502595451043,171.26145081815179,85.630725409075893,0,199.80502595451043,256.89217622722771,{"$f":"IFERROR($G37*AO37,\"\")","v":199.80502595451043},171.26145081815179,342.52290163630357,142.71787568179317,85.630725409075893,57.087150272717267,85.630725409075893,57.087150272717267,0,199.80502595451043,85.630725409075893,85.630725409075893,28.543575136358633,28.543575136358633,171.26145081815179,57.087150272717267,{"$f":"IFERROR($G37*BE37,\"\")","v":28.543575136358633},85.630725409075893,0,114.17430054543453,0,0,0,0,0,57.087150272717267,0,0,0,57.087150272717267,0,0,{"$f":"IFERROR($G37*BU37,\"\")","v":0},0,0,0,0,0,0,0,0,0,0,0,0,0,0,0,{"$f":"IFERROR($G37*CK37,\"\")","v":0},0,0,0,0,0,0,0,0,0,0,0,0]
[5,"TRANSFORMERS","ground outdoor / indoor chamber mounted ; > = 22 kv & < = 33 kv ; < = 15 mva",24.224497083491144,468.75795655995421,31.715083484842982,24.224497083491144,59.486918116657442,7.7127762911066879,2,31,19,29,23,22,14,22,27,13,17,22,18,15,13,20,14,17,15,20,22,26,28,18,10,25,50,24,34,40,85,79,71,57,46,27,41,24,32,32,25,36,29,28,19,16,14,16,10,6,16,6,5,7,6,6,5,8,6,3,2,2,0,1,2,1,0,0,1,3,1,2,0,0,1,0,0,0,0,0,0,0,0,0,2,0,0,0,0,0,0,0,null,750.95940958822553,460.26544458633174,702.51041542124312,557.16343292029637,532.93893583680517,339.14295916887602,532.93893583680517,654.06142125426095,314.91846208538487,411.81645041934945,532.93893583680517,436.0409475028406,363.36745625236716,314.91846208538487,484.48994166982288,339.14295916887602,{"$f":"IFERROR($G38*AA38,\"\")","v":411.81645041934945},363.36745625236716,484.48994166982288,532.93893583680517,629.83692417076975,678.28591833775204,436.0409475028406,242.24497083491144,605.61242708727855,1211.2248541745571,581.38793000378746,823.6329008386989,968.97988333964577,2059.0822520967472,1913.7352695958004,1719.9392929278713,1380.7963337589952,1114.3268658405927,654.06142125426095,993.20438042313685,581.38793000378746,775.18390667171661,775.18390667171661,605.61242708727855,872.08189500568119,702.51041542124312,678.28591833775204,460.26544458633174,387.59195333585831,339.14295916887602,387.59195333585831,242.24497083491144,145.34698250094687,387.59195333585831,145.34698250094687,121.12248541745572,169.57147958443801,145.34698250094687,145.34698250094687,121.12248541745572,193.79597666792915,145.34698250094687,72.673491250473433,48.448994166982288,48.448994166982288,0,24.224497083491144,48.448994166982288,24.224497083491144,0,0,24.224497083491144,72.673491250473433,24.224497083491144,48.448994166982288,0,0,24.224497083491144,0,0,0,0,0,0,0,0,0,48.448994166982288,0,0,0,0,0,0,0]
[5,"TRANSFORMERS","ground outdoor / indoor chamber mounted ; > 33 kv & < = 66 kv ; > 15 mva and < = 40 mva",680.33071873589302,726.47902955521761,1862.6934895092461,680.33071873589302,60.79661847778894,7.7972186372955417,2,1,1,3,3,0,2,2,4,3,2,4,1,3,2,3,2,2,2,1,0,2,0,0,0,0,0,0,0,0,0,1,0,0,2,1,0,1,0,4,0,2,0,0,3,2,0,0,2,0,1,8,1,9,3,3,3,10,3,4,0,0,2,0,0,0,0,0,0,0,0,1,0,0,0,0,0,0,0,0,0,0,0,0,0,0,0,0,0,0,0,0,null,680.33071873589302,680.33071873589302,2040.992156207679,2040.992156207679,0,1360.661437471786,1360.661437471786,2721.3228749435721,2040.992156207679,1360.661437471786,2721.3228749435721,680.33071873589302,2040.992156207679,1360.661437471786,2040.992156207679,1360.661437471786,1360.661437471786,1360.661437471786,680.33071873589302,0,1360.661437471786,0,0,0,0,0,0,0,0,0,680.33071873589302,0,0,1360.661437471786,680.33071873589302,0,680.33071873589302,0,2721.3228749435721,0,1360.661437471786,0,0,2040.992156207679,1360.661437471786,0,0,1360.661437471786,0,680.33071873589302,5442.6457498871441,680.33071873589302,6122.9764686230374,2040.992156207679,2040.992156207679,2040.992156207679,6803.3071873589306,2040.992156207679,2721.3228749435721,0,0,1360.661437471786,0,0,0,0,0,0,0,0,680.33071873589302,0,0,0,0,0,0,0,0,0,0,0,0,0,0,0,0,0,0,0,0]
["","TRANSFORMERS","kiosk mounted ; < = 22 kv ; < = 60 kva ; multiple phase","","","","",39.611660252963354,6.2937794887462779,2,0,0,0,0,0,0,0,0,0,0,0,0,0,0,0,0,0,0,0,0,0,0,0,5,0,0,3,18,0,0,0,0,0,0,0,0,0,0,0,0,0,0,0,0,0,0,0,0,0,0,0,0,0,0,0,0,0,0,0,0,0,0,0,0,0,0,0,0,0,0,0,0,0,0,0,0,0,0,0,0,0,0,0,0,0,0,0,0,0,0,0,null,"","","","","","","","","","","","","","","","","","","","","","","","","","","","","","","","","","","","","","","","","","","","","","","","","","","","","","","","","","","","","","","","","","","","","","","","","","","","","","","","","","","","","","","","","","",""]
[5,"TRANSFORMERS","kiosk mounted ; < = 22 kv ; > 60 kva and < = 600 kva ; multiple phase",38.384932894614835,56.129816879888324,49.994318448292482,38.384932894614835,39.611660252963354,6.2937794887462779,2,57,70,68,74,61,61,63,67,57,55,98,56,65,66,60,48,58,65,40,46,35,27,33,19,22,25,16,25,22,37,38,41,29,30,20,20,10,13,9,7,16,35,15,11,8,5,4,0,1,5,0,0,1,0,0,0,0,0,0,0,0,0,0,0,0,0,0,0,0,0,0,0,0,0,0,0,0,0,0,0,0,0,0,0,0,0,0,0,0,0,0,null,2187.9411749930455,2686.9453026230385,2610.1754368338088,2840.4850342014979,2341.4809065715049,2341.4809065715049,2418.2507723607346,2571.790503939194,2187.9411749930455,2111.1713092038158,3761.7234236722538,2149.5562420984306,2495.0206381499643,2533.4055710445791,2303.09597367689,1842.4767789415121,2226.3261078876603,2495.0206381499643,1535.3973157845935,1765.7069131522824,1343.4726513115193,1036.3931881546005,1266.7027855222896,729.3137249976819,844.46852368152634,959.62332236537088,614.15892631383736,959.62332236537088,844.46852368152634,1420.242517100749,1458.6274499953638,1573.7822486792081,1113.1630539438302,1151.547986838445,767.69865789229675,767.69865789229675,383.84932894614838,499.00412762999287,345.46439605153353,268.69453026230383,614.15892631383736,1343.4726513115193,575.77399341922251,422.23426184076317,307.07946315691868,191.92466447307419,153.53973157845934,0,38.384932894614835,191.92466447307419,0,0,38.384932894614835,0,0,0,0,0,0,0,0,0,0,0,0,0,0,0,0,0,0,0,0,0,0,0,0,0,0,0,0,0,0,0,0,0,0,0,0,0,0]
["","TRANSFORMERS","kiosk mounted ; < = 22 kv ; > 60 kva and < = 600 kva ; single phase","","","","",39.611660252963354,6.2937794887462779,2,0,0,0,0,0,0,0,0,0,0,0,1,0,0,0,0,0,0,0,2,0,0,0,0,0,0,0,0,0,0,0,0,0,0,0,0,0,0,0,0,0,0,0,0,0,0,0,0,0,0,0,0,0,0,0,0,0,0,0,0,0,0,0,0,0,0,0,0,0,0,0,0,0,0,0,0,0,0,0,0,0,0,0,0,0,0,0,0,0,0,0,null,"","","","","","","","","","","","","","","","","","","","","","","","","","","","","","","","","","","","","","","","","","","","","","","","","","","","","","","","","","","","","","","","","","","","","","","","","","","","","","","","","","","","","","","","","","",""]
[5,"TRANSFORMERS","kiosk mounted ; < = 22 kv ; > 600 kva ; multiple phase",70.950664193917859,65.304312651794547,51.83350151867721,51.83350151867721,40.080348101594744,6.3309042088468486,2,26,42,26,50,26,21,31,41,36,30,26,43,38,37,29,30,11,12,17,13,4,9,2,1,4,7,1,3,3,6,2,1,5,0,2,2,0,3,0,0,1,1,0,2,0,1,0,0,0,2,0,0,0,0,0,0,0,0,0,0,0,0,0,0,0,0,0,0,0,0,0,0,0,0,0,0,0,0,0,0,0,0,0,0,0,0,0,0,0,0,0,null,1347.6710394856075,2177.0070637844428,1347.6710394856075,2591.6750759338606,1347.6710394856075,1088.5035318922214,1606.8385470789935,2125.1735622657657,1866.0060546723796,1555.0050455603164,1347.6710394856075,2228.84056530312,1969.6730577097339,1917.8395561910568,1503.171544041639,1555.0050455603164,570.16851670544929,622.00201822412646,881.16952581751252,673.83551974280374,207.33400607470884,466.5015136680949,103.66700303735442,51.83350151867721,207.33400607470884,362.83451063074045,51.83350151867721,155.50050455603161,155.50050455603161,311.00100911206323,103.66700303735442,51.83350151867721,259.16750759338606,0,103.66700303735442,103.66700303735442,0,155.50050455603161,0,0,51.83350151867721,51.83350151867721,0,103.66700303735442,0,51.83350151867721,0,0,0,103.66700303735442,0,0,0,0,0,0,0,0,0,0,0,0,0,0,0,0,0,0,0,0,0,0,0,0,0,0,0,0,0,0,0,0,0,0,0,0,0,0,0,0,0]
[5,"TRANSFORMERS","pole mounted ; < = 22 kv ; < = 60 kva ; multiple phase",7.4566247275398005,13.2623178896464,12.683267281782676,7.4566247275398005,56.648027904450501,7.5264884178779221,2,9,9,10,6,10,6,10,3,7,4,8,3,0,13,11,3,7,9,18,22,27,16,8,14,22,26,12,6,12,32,36,16,17,30,21,21,8,7,13,10,11,5,11,12,5,5,5,3,6,6,3,8,2,2,1,2,3,1,0,1,0,0,1,1,0,0,0,0,0,0,0,0,0,0,0,0,0,0,0,0,0,1,1,0,0,0,0,0,0,0,0,null,67.109622547858208,67.109622547858208,74.566247275398013,44.739748365238803,74.566247275398013,44.739748365238803,74.566247275398013,22.369874182619402,52.1963730927786,29.826498910159202,59.652997820318404,22.369874182619402,0,96.936121458017411,82.022872002937802,22.369874182619402,52.1963730927786,67.109622547858208,134.21924509571642,164.0457440058756,201.32886764357463,119.30599564063681,59.652997820318404,104.3927461855572,164.0457440058756,193.87224291603482,89.479496730477607,44.739748365238803,89.479496730477607,238.61199128127362,268.43849019143283,119.30599564063681,126.76262036817661,223.69874182619401,156.5891192783358,156.5891192783358,59.652997820318404,52.1963730927786,96.936121458017411,74.566247275398013,82.022872002937802,37.283123637699006,82.022872002937802,89.479496730477607,37.283123637699006,37.283123637699006,37.283123637699006,22.369874182619402,44.739748365238803,44.739748365238803,22.369874182619402,59.652997820318404,14.913249455079601,14.913249455079601,7.4566247275398005,14.913249455079601,22.369874182619402,7.4566247275398005,0,7.4566247275398005,0,0,7.4566247275398005,7.4566247275398005,0,0,0,0,0,0,0,0,0,0,0,0,0,0,0,0,0,7.4566247275398005,7.4566247275398005,0,0,0,0,0,0,0,0]
[5,"TRANSFORMERS","pole mounted ; < = 22 kv ; < = 60 kva ; single phase",7.326372918207892,8.6074161272853633,12.175936590511395,7.326372918207892,50.69641078389747,7.1201412053341659,2,18,26,31,16,18,18,22,34,27,27,26,17,2,28,17,16,16,19,22,31,14,13,12,16,20,12,16,16,18,57,59,67,64,71,85,51,29,32,29,26,29,22,16,19,6,1,5,10,10,7,4,4,1,2,4,1,2,1,5,1,3,1,0,2,0,1,0,0,0,0,0,0,0,0,0,0,0,0,0,0,0,0,0,0,0,0,0,0,0,0,0,null,131.87471252774205,190.48569587340521,227.11756046444467,117.22196669132627,131.87471252774205,131.87471252774205,161.18020420057363,249.09667921906833,197.81206879161309,197.81206879161309,190.48569587340521,124.54833960953417,14.652745836415784,205.13844170982097,124.54833960953417,117.22196669132627,117.22196669132627,139.20108544594996,161.18020420057363,227.11756046444467,102.56922085491048,95.242847936702603,87.916475018494708,117.22196669132627,146.52745836415784,87.916475018494708,117.22196669132627,117.22196669132627,131.87471252774205,417.60325633784987,432.25600217426563,490.86698551992879,468.88786676530509,520.17247719276031,622.74169804767087,373.64501882860247,212.46481462802888,234.44393338265255,212.46481462802888,190.48569587340521,212.46481462802888,161.18020420057363,117.22196669132627,139.20108544594996,43.958237509247354,7.326372918207892,36.631864591039459,73.263729182078919,73.263729182078919,51.284610427455242,29.305491672831568,29.305491672831568,7.326372918207892,14.652745836415784,29.305491672831568,7.326372918207892,14.652745836415784,7.326372918207892,36.631864591039459,7.326372918207892,21.979118754623677,7.326372918207892,0,14.652745836415784,0,7.326372918207892,0,0,0,0,0,0,0,0,0,0,0,0,0,0,0,0,0,0,0,0,0,0,0,0,0]
[5,"TRANSFORMERS","pole mounted ; < = 22 kv ; > 60 kva and < = 600 kva ; multiple phase",20.148807418825907,20.805681904135078,22.534953969705093,20.148807418825907,54.237259601787336,7.3645950059583951,2,201,194,164,231,284,258,288,305,211,229,617,291,264,258,109,187,190,188,201,114,92,58,43,34,45,53,62,57,70,138,130,154,130,131,106,69,69,79,75,67,77,96,117,116,57,47,60,45,48,65,18,37,48,30,24,27,16,16,12,22,7,5,2,4,4,2,2,0,0,1,0,0,0,0,0,0,0,0,0,0,0,0,0,0,0,0,0,0,0,0,0,null,4049.9102911840073,3908.8686392522259,3304.4044166874487,4654.3745137487849,5722.2613069465579,5198.3923140570841,5802.8565366218609,6145.3862627419012,4251.3983653722662,4614.076898911133,12431.814177415585,5863.3029588783393,5319.2851585700391,5198.3923140570841,2196.2200086520238,3767.8269873204445,3828.2734095769224,3787.9757947392704,4049.9102911840073,2296.9640457461533,1853.6902825319835,1168.6308302919026,866.39871900951402,685.05945224008087,906.69633384716576,1067.8867931977732,1249.2260599672063,1148.4820228730766,1410.4165193178135,2780.535423797975,2619.3449644473681,3102.9163424991898,2619.3449644473681,2639.493771866194,2135.7735863955463,1390.2677118989875,1390.2677118989875,1591.7557860872466,1511.1605564119429,1349.9700970613358,1551.4581712495949,1934.285512207287,2357.4104680026312,2337.2616605838052,1148.4820228730766,946.99394868481761,1208.9284451295543,906.69633384716576,967.14275610364348,1309.672482223684,362.6785335388663,745.50587449655859,967.14275610364348,604.46422256477717,483.57137805182174,544.01780030829946,322.38091870121451,322.38091870121451,241.78568902591087,443.27376321416995,141.04165193178136,100.74403709412954,40.297614837651814,80.595229675303628,80.595229675303628,40.297614837651814,40.297614837651814,0,0,20.148807418825907,0,0,0,0,0,0,0,0,0,0,0,0,0,0,0,0,0,0,0,0,0]
[5,"TRANSFORMERS","pole mounted ; < = 22 kv ; > 60 kva and < = 600 kva ; single phase",7.9603587664942239,22.573824805391432,14.535745256582281,7.9603587664942239,30.092748176871119,5.4856857526540033,2,0,0,1,9,1,1,1,2,2,0,0,2,1,0,3,1,0,2,0,3,1,1,0,0,2,1,1,1,0,2,0,0,1,0,0,0,0,0,0,0,0,0,0,0,0,0,0,0,0,0,0,0,0,0,0,0,0,0,0,0,0,0,0,0,0,0,0,0,0,0,0,0,0,0,0,0,0,0,0,0,0,0,0,0,0,0,0,0,0,0,0,null,0,0,7.9603587664942239,71.643228898448015,7.9603587664942239,7.9603587664942239,7.9603587664942239,15.920717532988448,15.920717532988448,0,0,15.920717532988448,7.9603587664942239,0,23.881076299482672,7.9603587664942239,0,15.920717532988448,0,23.881076299482672,7.9603587664942239,7.9603587664942239,0,0,15.920717532988448,7.9603587664942239,7.9603587664942239,7.9603587664942239,0,15.920717532988448,0,0,7.9603587664942239,0,0,0,0,0,0,0,0,0,0,0,0,0,0,0,0,0,0,0,0,0,0,0,0,0,0,0,0,0,0,0,0,0,0,0,0,0,0,0,0,0,0,0,0,0,0,0,0,0,0,0,0,0,0,0,0,0,0]
[5,"TRANSFORMERS","pole mounted ; < = 22 kv ; > 600 kva ; multiple phase",7.9603587664942239,71.209772048553475,"",7.9603587664942239,30.092748176871119,5.4856857526540033,2,0,0,0,0,0,0,0,0,0,0,0,0,0,0,0,0,0,0,0,0,0,0,0,0,0,0,0,0,0,0,0,0,0,0,0,0,0,0,0,0,0,0,0,0,0,0,0,0,0,1,0,0,0,0,0,0,0,0,0,0,0,0,0,0,0,0,0,0,0,0,0,0,0,0,0,0,0,0,0,0,0,0,0,0,0,0,0,0,0,0,0,null,0,0,0,0,0,0,0,0,0,0,0,0,0,0,0,0,0,0,0,0,0,0,0,0,0,0,0,0,0,0,0,0,0,0,0,0,0,0,0,0,0,0,0,0,0,0,0,0,0,7.9603587664942239,0,0,0,0,0,0,0,0,0,0,0,0,0,0,0,0,0,0,0,0,0,0,0,0,0,0,0,0,0,0,0,0,0,0,0,0,0,0,0,0,0]
[6,"UNDERGROUND CABLES","˂ = 1 kv",143.97777693386996,323.1544435912279,180.77733301415137,143.97777693386996,61.867909063268733,7.8656156188354851,2,30.875,36.487000000000002,32.658999999999999,40.113999999999997,33.47,36.792000000000002,41.18,49.85,68.682000000000002,52.51,58.841999999999999,71.194999999999993,68.563000000000002,68.281999999999996,67.539000000000001,69.233000000000004,76.941000000000003,87.265000000000001,59.631999999999998,99.89,107.771,130.214,58.651000000000003,37.277000000000001,69.198999999999998,68.323999999999998,40.180999999999997,30.934999999999999,38.274000000000001,71.457999999999998,66.744,55.725000000000001,71.552000000000007,67.5,53.323999999999998,67.569000000000003,65.039000000000001,42.323,30.510999999999999,35.904000000000003,27.661999999999999,42.442,58.905999999999999,56.468000000000004,31.986999999999998,44.497,21.530999999999999,14.138,12.715999999999999,2.6579999999999999,0.80100000000000005,0.57899999999999996,1.804,0.66,0.42799999999999999,0.41799999999999998,8.5999999999999993E-2,0.51900000000000002,0.25,0.54,9.0999999999999998E-2,0.1,0,0,0.11,0.20499999999999999,8.9999999999999993E-3,0,0,0.315,0.13700000000000001,4.9000000000000002E-2,0.21299999999999999,0,0,0,0,0,0,0.29199999999999998,0,0,0,0,0,0,0,0,0,0,2.4E-2,null,4445.3138628332354,5253.3171469861136,4702.1702168832589,5775.5245439252594,4818.9361939766277,5297.2303689509436,5929.0048541367651,7177.2921801534176,9888.6816753720577,7560.2730667975111,8471.9403503427766,10250.497828806871,9871.5483199169266,9831.0905645985076,9724.1150763366441,9968.013430462619,11077.794135068889,12564.220704134163,8585.6827941205338,14381.94013792427,15516.628997940099,18747.922245666941,8444.440594948408,5367.0595907638708,9963.1181860468678,9837.1376312297307,5785.1710549798281,4453.9525294492669,5510.6054343669393,10288.36398414048,9609.6527436742163,8023.1616196399036,10301.897895172264,9718.4999430362222,7677.4709772216811,9728.4344096446603,9364.1706340019682,6093.5714531721787,4392.9059520293067,5169.3781030336677,3982.7132655447108,6110.7048086273089,8481.154928066544,8130.1371079017699,4605.4171507836982,6406.5791402264113,3099.9855151631541,2035.5578102910536,1830.8214114910904,382.69293109022635,115.32619932402984,83.363132844710705,259.73590958870142,95.025332776354176,61.622488527696341,60.182710758357643,12.382088816312816,74.724466228678509,35.99444423346749,77.747999544289783,13.101977700982166,14.397777693386997,0,0,15.837555462725696,29.515444271443339,1.2957999924048296,0,0,45.352999734169039,19.724955439940185,7.054911069759628,30.667266486914301,0,0,0,0,0,0,42.041510864690025,0,0,0,0,0,0,0,0,0,0,3.4554666464128792]
[6,"UNDERGROUND CABLES","> 1 kv & < = 11 kv",793.53108366428989,629.93730740543629,1245.2511320954227,629.93730740543629,79.565566526622774,8.9199532805179409,2,5.2460000000000004,3.0259999999999998,7.8929999999999998,10.359,13.23,7.81,9.4220000000000006,8.7739999999999991,8.0589999999999993,8.8970000000000002,7.7240000000000002,4.718,4.6449999999999996,8.61,18.233000000000001,2.6,3.302,2.7160000000000002,2.8889999999999998,2.0030000000000001,2.5990000000000002,1.5349999999999999,2.431,1.296,0.104,0.54,1.522,0.88200000000000001,0.90900000000000003,0.875,1.599,1.806,0.90700000000000003,0.3,4.391,3.6469999999999998,1.5129999999999999,1.4830000000000001,2.34,0.88900000000000001,0.66600000000000004,0.73199999999999998,0.45400000000000001,0.307,1.0509999999999999,0.48799999999999999,1.5,1.028,1.377,0.21299999999999999,4.133,3.2450000000000001,2.8220000000000001,1.4359999999999999,2.37,2.4670000000000001,2.165,5.5439999999999996,3.51,3.9870000000000001,3.5680000000000001,4.8559999999999999,0,0.16200000000000001,1.2749999999999999,0,0,0,6.0999999999999999E-2,0.376,0.52100000000000002,0,0,0,0,0.126,0,0,0.32400000000000001,1.038,2.5000000000000001E-2,0,0,5.1999999999999998E-2,0,0.82299999999999995,1.569,0.20599999999999999,0,0,0,null,3304.6511146489192,1906.19029220885,4972.0951673511081,6525.5205674129147,8334.0705769739216,4919.810370836457,5935.2693103740212,5527.0699351752974,5076.6647603804104,5604.5522239861666,4865.63576239959,2972.0442163388484,2926.0587928982513,5423.7602167608056,11485.64692592332,1637.8369992541343,2080.0529890527505,1710.9097269131651,1819.8888810943054,1261.7644267330888,1637.207061946729,966.9537668673446,1531.3775943026155,816.3987503974455,65.513479970165378,340.16614599893563,958.76458187107403,555.60470513159476,572.61301243154162,551.19514397975672,1007.2697545412926,1137.6667771742179,571.35313781673074,188.98119222163089,2766.0547168172707,2297.3813601076258,953.095146104425,934.19702688226209,1474.0532993287209,560.0142662834329,419.53824673202058,461.11410902077932,285.99153756206806,193.39075337346893,662.06411008311352,307.4094060138529,944.90596110815443,647.57555201278853,867.42367229728575,134.17664647735793,2603.530891506668,2044.1465625306407,1777.6830814981413,904.58997343420651,1492.951418550884,1554.0553373692114,1363.8142705327696,3492.3724322557387,2211.0799489930814,2511.5600446254743,2247.6163128225967,3058.9755647607985,0,102.04984379968069,803.17006694193117,0,0,0,38.426175751731613,236.85642758444405,328.1973371582323,0,0,0,0,79.372100733084977,0,0,204.09968759936137,653.87492508684284,15.748432685135908,0,0,32.756739985082689,0,518.43840399467399,988.3716353191295,129.76708532551987,0,0,0]
[6,"UNDERGROUND CABLES","> 11 kv & < = 22 kv",631.06373888415737,631.06373888415737,525.40853148042743,525.40853148042743,69.96516743388257,8.3645183623375807,2,16.035,21.003,22.077999999999999,28.933,32.500999999999998,33.137999999999998,24.402999999999999,31.744,23.332000000000001,28.564,26.498000000000001,28.969000000000001,30.640999999999998,38.612000000000002,49.646000000000001,30.03,24.927,28.199000000000002,26.533999999999999,23.318999999999999,27.803999999999998,13.324999999999999,10.804,5.6680000000000001,4.2839999999999998,3.641,1.377,3.83,2.411,4.6719999999999997,10.272,10.739000000000001,9.6110000000000007,9.6579999999999995,4.9580000000000002,3.5779999999999998,17.995999999999999,2.3730000000000002,3.0680000000000001,5.7770000000000001,4.1669999999999998,15.67,14.122999999999999,23.628,18.7,4.4459999999999997,10.865,9.8629999999999995,9.8529999999999998,6.12,5.2910000000000004,3.9510000000000001,3.0579999999999998,8.3000000000000007,5.5659999999999998,5.2519999999999998,5.101,2.9729999999999999,2.7480000000000002,6.782,5.2210000000000001,0.33900000000000002,2.5299999999999998,2.7709999999999999,1.042,0.05,0,0.14099999999999999,0.152,1.921,3.7970000000000002,1.784,1.7270000000000001,0.29399999999999998,2.7679999999999998,0.14399999999999999,0,0,0.33300000000000002,0.40400000000000003,0.308,0,0.223,0,0,0,0,0,0,0,0,null,8424.9258022886534,11035.155386683417,11599.969558024877,15201.645041323207,17076.302681645371,17410.987916198403,12821.544393716869,16678.568423314689,12258.831856501332,15007.769293206929,13922.275267168367,15220.559748456502,16099.042813091775,20287.074217522266,26084.431953877302,15778.018200357235,13096.858464212613,14815.995179216574,13941.18997430166,12252.001545592087,14608.458809281803,7001.0686819766952,5676.5137741145381,2978.0155564310626,2250.8501488621509,1913.0124631202364,723.48754784854862,2012.314675570037,1266.7599693993106,2454.7086590765566,5396.9964353669502,5642.3622195683101,5049.7013960583881,5074.3955970379675,2604.9754990799593,1879.9117256369693,9455.2519325217709,1246.7944452030545,1611.9533745819513,3035.2850863624294,2189.3773506789412,8233.1516882982978,7420.3446900980762,12414.35278181954,9825.1395386839922,2335.96633096198,5708.5636945348442,5182.1043459914554,5176.8502606766515,3215.5002126602158,2779.9365400629417,2075.8891078791689,1606.6992892671469,4360.8908112875479,2924.4238862200591,2759.4456073352048,2680.1089190816601,1562.0395640913107,1443.8226445082146,3563.3206605002588,2743.1579428593118,178.11349217186492,1329.2835846454814,1455.9070407322642,547.47568980260542,26.270426574021371,0,74.082602938740266,79.862096785024974,1009.3097889739012,1994.976194031183,937.32882016108249,907.38053386669822,154.47010825524566,1454.330815137823,75.658828533181548,0,0,174.96104098298235,212.26504671809269,161.82582769597164,0,117.16610252013531,0,0,0,0,0,0,0,0]
["","UNDERGROUND CABLES","> 33 kv & < = 66 kv",660.02032004352407,"","","",24.236262271810311,4.9230338483307534,2,0.17499999999999999,0,0.11,0.214,0,0,0,0.36199999999999999,0,0.34499999999999997,0.753,0.26300000000000001,0.158,0,0,0,0.74199999999999999,0,0.34300000000000003,0,3.3000000000000002E-2,0.10199999999999999,0,0,0,0,0,0,0,0,0,0,0,0,0,0,0,0,0,0,0,0,0,0,0,0,0,0,0,0,0,0,0,0,0,0,0,0,0,0,0,0,0,0,0,0,0,0,0,0,0,0,0,0,0,0,0,0,0,0,0,0,0,0,0,0,0,0,0,0,0,null,"","","","","","","","","","","","","","","",{"$f":"IFERROR($G52*Z52,\"\")","v":""},"","","","","","","","","","","","","","","","","","","","","","","","","","","","","","","","","","","","","","","","","","","","","","","","","","","","","","","","","","","","","","","","","","","","","","","","","","",""]
["","","","","","","","","","","","","","","","","","","","","","","","","","","","","","","","","","","","","","","","","","","","","","","","","","","","","","","","","","","","","","","","","","","","","","","","","","","","","","","","","","","","","","","","","","","","","","","","","","","","","",null,{"$f":"IFERROR($G53*K53,\"\")","v":""},"","","","","","","","","","","","","","","","","","","","","","","","","","","","","","","","","","","","","","","","","","",{"$f":"IFERROR($G53*BB53,\"\")","v":""},"","","","","","","","","","","","","","","",{"$f":"IFERROR($G53*BR53,\"\")","v":""},"","","","","","","","","","","","","","","",{"$f":"IFERROR($G53*CH53,\"\")","v":""},"","","","","","","","","","","","","","",""]
["","","","","","","","","","","","","","","","","","","","","","","","","","","","","","","","","","","","","","","","","","","","","","","","","","","","","","","","","","","","","","","","","","","","","","","","","","","","","","","","","","","","","","","","","","","","","","","","","","","","","",null,"","","","","","","","","","","","","","","","","","","","","","","","","","","","","","","","",{"$f":"IFERROR($G54*AQ54,\"\")","v":""},"","","","","","","","","","","","","","","","","","","","","","","","","","","","","","","","","","","","","","","","","","","","","","","","","","","","","","","","","",""]
["","","","","","","","","","","","","","","","","","","","","","","","","","","","","","","","","","","","","","","","","","","","","","","","","","","","","","","","","","","","","","","","","","","","","","","","","","","","","","","","","","","","","","","","","","","","","","","","","","","","","",null,"","","","","","","","","","","","","","","","","","","","","","","","","","","","","","","",{"$f":"IFERROR($G55*AP55,\"\")","v":""},"","","","","","","","","","","","","","","","","","","","","","","","","","","","","","","","","","","","","","","","","","","","","","","","","","","","","","","","","","",""]
["","","","","","","","","","","","","","","","","","","","","","","","","","","","","","","","","","","","","","","","","","","","","","","","","","","","","","","","","","","","","","","","","","","","","","","","","","","","","","","","","","","","","","","","","","","","","","","","","","","","","",null,"","","","","","","","","","","","","","","","","","","","","","","","","","","","","","","","","","","","","","","","","","","","","","","","","","","","","","","","","","","","","","","","","","","","","","","","","","","","","","","","","","","","","","","","","","",""]
["","","","","","","","","","","","","","","","","","","","","","","","","","","","","","","","","","","","","","","","","","","","","","","","","","","","","","","","","","","","","","","","","","","","","","","","","","","","","","","","","","","","","","","","","","","","","","","","","","","","","",null,"","","","","","","","","","","","","","","","","","","","","","","","","","","","","","","","","","","","","","","","","","","","","","","","","","","","","","","","","","","","","","","","","","","","","","","","","","","","","","","","","","","","","","","","","","",""]
["","","","","","","","","","","","","","","","","","","","","","","","","","","","","","","","","","","","","","","","","","","","","","","","","","","","","","","","","","","","","","","","","","","","","","","","","","","","","","","","","","","","","","","","","","","","","","","","","","","","","",null,"","","","","","","","","","","","","","","","","","","","","","","","","","","","","","","","","","","","","","","","","","","","","","","","","","","","","","","","","","","","","","","","","","","","","","","","","","","","","","","","","","","","","","","","","","",""]
["","","","","","","","","","","","","","","","","","","","","","","","","","","","","","","","","","","","","","","","","","","","","","","","","","","","","","","","","","","","","","","","","","","","","","","","","","","","","","","","","","","","","","","","","","","","","","","","","","","","","",null,"","","","","","","","","","","","","","","","","","","","","","","","","","","","","","","","","","","","","","","","","","","","","","","","","","","","","","","","","","","","","","","","","","","","","","","","","","","","","","","","","","","","","","","","","","",""]
["","","","","","","","","","","","","","","","","","","","","","","","","","","","","","","","","","","","","","","","","","","","","","","","","","","","","","","","","","","","","","","","","","","","","","","","","","","","","","","","","","","","","","","","","","","","","","","","","","","","","",null,"","","","","","","","","","","","","","","","","","","","","","","","","","","","","","","","","","","","","","","","","","","","","","","","","","","","","","","","","","","","","","","","","","","","","","","","","","","","","","","","","","","","","","","","","","",""]
["","","","","","","","","","","","","","","","","","","","","","","","","","","","","","","","","","","","","","","","","","","","","","","","","","","","","","","","","","","","","","","","","","","","","","","","","","","","","","","","","","","","","","","","","","","","","","","","","","","","","",null,"","","","","","","","","","","","","","","","","","","","","","","","","","","","","","","","","","","","","","","","","","","","","","","","","","","","","","","","","","","","","","","","","","","","","","","","","","","","","","","","","","","","","","","","","","",""]
["","","","","","","","","","","","","","","","","","","","","","","","","","","","","","","","","","","","","","","","","","","","","","","","","","","","","","","","","","","","","","","","","","","","","","","","","","","","","","","","","","","","","","","","","","","","","","","","","","","","","",null,"","","","","","","","","","","","","","","","","","","","","","","","","","","","","","","","","","","","","","","","","","","","","","","","","","","","","","","","","","","","","","","","","","","","","","","","","","","","","","","","","","","","","","","","","","",""]
["","","","","","","","","","","","","","","","","","","","","","","","","","","","","","","","","","","","","","","","","","","","","","","","","","","","","","","","","","","","","","","","","","","","","","","","","","","","","","","","","","","","","","","","","","","","","","","","","","","","","",null,"","","","","","","","","","","","","","","","","","","","","","","","","","","","","","","","","","","","","","","","","","","","","","","","","","","","","","","","","","","","","","","","","","","","","","","","","","","","","","","","","","","","","","","","","","",""]
["","","","","","","","","","","","","","","","","","","","","","","","","","","","","","","","","","","","","","","","","","","","","","","","","","","","","","","","","","","","","","","","","","","","","","","","","","","","","","","","","","","","","","","","","","","","","","","","","","","","","",null,"","","","","","","","","","","","","","","","","","","","","","","","","","","","","","","","","","","","","","","","","","","","","","","","","","","","","","","","","","","","","","","","","","","","","","","","","","","","","","","","","","","","","","","","","","",""]
["","","","","","","","","","","","","","","","","","","","","","","","","","","","","","","","","","","","","","","","","","","","","","","","","","","","","","","","","","","","","","","","","","","","","","","","","","","","","","","","","","","","","","","","","","","","","","","","","","","","","",null,"","","","","","","","","","","","","","","","","","","","","","","","","","","","","","","","","","","","","","","","","","","","","","","","","","","","","","","","","","","","","","","","","","","","","","","","","","","","","","","","","","","","","","","","","","",""]
["","","","","","","","","","","","","","","","","","","","","","","","","","","","","","","","","","","","","","","","","","","","","","","","","","","","","","","","","","","","","","","","","","","","","","","","","","","","","","","","","","","","","","","","","","","","","","","","","","","","","",null,{"$f":"IFERROR($G66*K66,\"\")","v":""},"","","","","","","","","","","","","","","",{"$f":"IFERROR($G66*AA66,\"\")","v":""},"","","","","","","","","","","","","","","",{"$f":"IFERROR($G66*AQ66,\"\")","v":""},"","","","","","","","","","","","","","","",{"$f":"IFERROR($G66*BG66,\"\")","v":""},"","","","","","","","","","","","","","","",{"$f":"IFERROR($G66*BW66,\"\")","v":""},"","","","","","","","","","","","","",{"$f":"IFERROR($G66*CK66,\"\")","v":""},{"$f":"IFERROR($G66*CL66,\"\")","v":""},"","","","","","","","","","",""]
["","","","","","","","","","","","","","","","","","","","","","","","","","","","","","","","","","","","","","","","","","","","","","","","","","","","","","","","","","","","","","","","","","","","","","","","","","","","","","","","","","","","","","","","","","","","","","","","","","","","","",null,"","","","","","","","","","","","","","","","","","","","","","","","","","","","","","","","","","","","","","","","","","","","","","","","","","","","","","","","","","","","","","","","","","","","","","","","","","","","","","","","","","","","","","","","","","",""]
["","","","","","","","","","","","","","","","","","","","","","","","","","","","","","","","","","","","","","","","","","","","","","","","","","","","","","","","","","","","","","","","","","","","","","","","","","","","","","","","","","","","","","","","","","","","","","","","","","","","","",null,"","","","","","","","","","","","","","","","","","","","","","","","","","","","","","","","","","","","","","","","","","","","","","","","","","","","","","","","","","","","","","","","","","","","","","","","","","","","","","","","","","","","","","","","","","",""]
["","","","","","","","","","","","","","","","","","","","","","","","","","","","","","","","","","","","","","","","","","","","","","","","","","","","","","","","","","","","","","","","","","","","","","","","","","","","","","","","","","","","","","","","","","","","","","","","","","","","","",null,"","","","","","","","","","","","","","","","","","","","","","","","","","","","","","","","","","","","","","","","","","","","","","","","","","","","","","","","","","","","","","","","","","","","","","","","","","","","","","","","","","","","","","","","","","",""]
["","","","","","","","","","","","","","","","","","","","","","","","","","","","","","","","","","","","","","","","","","","","","","","","","","","","","","","","","","","","","","","","","","","","","","","","","","","","","","","","","","","","","","","","","","","","","","","","","","","","","",null,"","","","","","","","","","","","","","","","","","","","","","","","","","","","","","","","","","","","","","","","","","","","","","","","","","","","","","","","","","","","","","","","","","","","","","","","","","","","","","","","","","","","","","","","","","",""]
["","","","","","","","","","","","","","","","","","","","","","","","","","","","","","","","","","","","","","","","","","","","","","","","","","","","","","","","","","","","","","","","","","","","","","","","","","","","","","","","","","","","","","","","","","","","","","","","","","","","","",null,"","","","","","","","","","","","","","","","","","","","","","","","","","","","","","","","","","","","","","","","","","","","","","","","","","","","","","","","","","","","","","","","","","","","","","","","","","","","","","","","","","","","","","","","","","",""]
["","","","","","","","","","","","","","","","","","","","","","","","","","","","","","","","","","","","","","","","","","","","","","","","","","","","","","","","","","","","","","","","","","","","","","","","","","","","","","","","","","","","","","","","","","","","","","","","","","","","","",null,"","","","","","","","","","","","","","","","","","","","","","","","","","","","","","","","","","","","","","","","","","","","","","","","","","","","","","","","","","","","","","","","","","","","","","","","","","","","","","","","","","","","","","","","","","",""]
["","","","","","","","","","","","","","","","","","","","","","","","","","","","","","","","","","","","","","","","","","","","","","","","","","","","","","","","","","","","","","","","","","","","","","","","","","","","","","","","","","","","","","","","","","","","","","","","","","","","","",null,"","","","","","","","","","","","","","","","","","","","","","","","","","","","","","","","","","","","","","","","","","","","","","","","","","","","","","","","","","","","","","","","","","","","","","","","","","","","","","","","","","","","","","","","","","",""]
["","","","","","","","","","","","","","","","","","","","","","","","","","","","","","","","","","","","","","","","","","","","","","","","","","","","","","","","","","","","","","","","","","","","","","","","","","","","","","","","","","","","","","","","","","","","","","","","","","","","","",null,"","","","","","","","","","","","","","","","","","","","","","","","","","","","","","","","","","","","","","","","","","","","","","","","","","","","","","","","","","","","","","","","","","","","","","","","","","","","","","","","","","","","","","","","","","",""]
["","","","","","","","","","","","","","","","","","","","","","","","","","","","","","","","","","","","","","","","","","","","","","","","","","","","","","","","","","","","","","","","","","","","","","","","","","","","","","","","","","","","","","","","","","","","","","","","","","","","","",null,"","","","","","","","","","","","","","","","","","","","","","","","","","","","","","","","","","","","","","","","","","","","","","","","","","","","","","","","","","","","","","","","","","","","","","","","","","","","","","","","","","","","","","","","","","",""]
["","","","","","","","","","","","","","","","","","","","","","","","","","","","","","","","","","","","","","","","","","","","","","","","","","","","","","","","","","","","","","","","","","","","","","","","","","","","","","","","","","","","","","","","","","","","","","","","","","","","","",null,"","","","","","","","","","","","","","","","","","","","","","","","","","","","","","","","","","","","","","","","","","","","","","","","","","","","","","","","","","","","","","","","","","","","","","","","","","","","","","","","","","","","","","","","","","",""]
["","","","","","","","","","","","","","","","","","","","","","","","","","","","","","","","","","","","","","","","","","","","","","","","","","","","","","","","","","","","","","","","","","","","","","","","","","","","","","","","","","","","","","","","","","","","","","","","","","","","","",null,"","","","","","","","","","","","","","","","","","","","","","","","","","","","","","","","","","","","","","","","","","","","","","","","","","","","","","","","","","","","","","","","","","","","","","","","","","","","","","","","","","","","","","","","","","",""]
["","","","","","","","","","","","","","","","","","","","","","","","","","","","","","","","","","","","","","","","","","","","","","","","","","","","","","","","","","","","","","","","","","","","","","","","","","","","","","","","","","","","","","","","","","","","","","","","","","","","","",null,"","","","","","","","","","","","","","","","","","","","","","","","","","","","","","","","","","","","","","","","","","","","","","","","","","","","","","","","","","","","","","","","","","","","","","","","","","","","","","","","","","","","","","","","","","",""]
["","","","","","","","","","","","","","","","","","","","","","","","","","","","","","","","","","","","","","","","","","","","","","","","","","","","","","","","","","","","","","","","","","","","","","","","","","","","","","","","","","","","","","","","","","","","","","","","","","","","","",null,"","","","","","","","","","","","","","","","","","","","","","","","","","","","","","","","","","","","","","","","","","","","","","","","","","","","","","","","","","","","","","","","","","","","","","","","","","","","","","","","","","","","","","","","","","",""]
["","","","","","","","","","","","","","","","","","","","","","","","","","","","","","","","","","","","","","","","","","","","","","","","","","","","","","","","","","","","","","","","","","","","","","","","","","","","","","","","","","","","","","","","","","","","","","","","","","","","","",null,"","","","","","","","","","","","","","","","","","","","","","","","","","","","","","","","","","","","","","","","","","","","","","","","","","","","","","","","","","","","","","","","","","","","","","","","","","","","","","","","","","","","","","","","","","",""]
["","","","","","","","","","","","","","","","","","","","","","","","","","","","","","","","","","","","","","","","","","","","","","","","","","","","","","","","","","","","","","","","","","","","","","","","","","","","","","","","","","","","","","","","","","","","","","","","","","","","","",null,"","","","","","","","","","","","","","","",{"$f":"IFERROR($G81*Z81,\"\")","v":""},"","","","","","","","","","","","","","","","","","","","","","","","","","","","","","","",{"$f":"IFERROR($G81*BF81,\"\")","v":""},"","","","","","","","","","","","","","","","","","","","","","","","","","","","","","","","","","","","","","","","","","",""]
["","","","","","","","","","","","","","","","","","","","","","","","","","","","","","","","","","","","","","","","","","","","","","","","","","","","","","","","","","","","","","","","","","","","","","","","","","","","","","","","","","","","","","","","","","","","","","","","","","","","","",null,{"$f":"IFERROR($G82*K82,\"\")","v":""},"","","","","","","","","","","","","","","","","","","","","","","","","","","","","","","",{"$f":"IFERROR($G82*AQ82,\"\")","v":""},"","","","","","","","","","","","","","","","","","","","","","","","","","","","","","","","","","","","","","","","","","","","","","","","","","","","","","","","","",""]
["","","","","","","","","","","","","","","","","","","","","","","","","","","","","","","","","","","","","","","","","","","","","","","","","","","","","","","","","","","","","","","","","","","","","","","","","","","","","","","","","","","","","","","","","","","","","","","","","","","","","",null,"","","","","","","","","","","","","","","","","","","","","","","","","","","","","","","","","","","","","","","","","","","","","","","","","","","","","","","","","","","","","","","","","","","","","","","","","","","","","","","","","","","","","","","","","","",""]
["","","","","","","","","","","","","","","","","","","","","","","","","","","","","","","","","","","","","","","","","","","","","","","","","","","","","","","","","","","","","","","","","","","","","","","","","","","","","","","","","","","","","","","","","","","","","","","","","","","","","",null,"","","","","","","","","","","","","","","","","","","","","","","","","","","","","","","","","","","","","","","","","","","","","","","","","","","","","","","","","","","",{"$f":"IFERROR($G84*BR84,\"\")","v":""},"","","","","","","","","","","","","","","","","","","","","","","","","","","","","","",""]
["","","","","","","","","","","","","","","","","","","","","","","","","","","","","","","","","","","","","","","","","","","","","","","","","","","","","","","","","","","","","","","","","","","","","","","","","","","","","","","","","","","","","","","","","","","","","","","","","","","","","",null,"","","","","","","","","","","","","","","","","","","","","","","","","","","","","","","","","","","","","","","","","","","","","","","","","","","","","","","","","","","","","","","","","","","","","","","","","","","",{"$f":"IFERROR($G85*CH85,\"\")","v":""},"","","","","","","","","","","","","","",""]
["","","","","","","","","","","","","","","","","","","","","","","","","","","","","","","","","","","","","","","","","","","","","","","","","","","","","","","","","","","","","","","","","","","","","","","","","","","","","","","","","","","","","","","","","","","","","","","","","","","","","",null,{"$f":"IFERROR($G86*K86,\"\")","v":""},{"$f":"IFERROR($G86*L86,\"\")","v":""},"","","","","","","","","","","","","","",{"$f":"IFERROR($G86*AA86,\"\")","v":""},"","","","","","","","","",{"$f":"IFERROR($G86*AK86,\"\")","v":""},"","","","","","","","","","","","","","","","","","","","",{"$f":"IFERROR($G86*BF86,\"\")","v":""},{"$f":"IFERROR($G86*BG86,\"\")","v":""},"","","","","","","","","","","","","","","",{"$f":"IFERROR($G86*BW86,\"\")","v":""},"",{"$f":"IFERROR($G86*BY86,\"\")","v":""},"","","","",{"$f":"IFERROR($G86*CD86,\"\")","v":""},"","","","","","","","","","","","",{"$f":"IFERROR($G86*CQ86,\"\")","v":""},"","","","","",""]
["","","","","","","","","","","","","","","","","","","","","","","","","","","","","","","","","","","","","","","","","","","","","","","","","","","","","","","","","","","","","","","","","","","","","","","","","","","","","","","","","","","","","","","","","","","","","","","","","","","","","",null,{"$f":"IFERROR($G87*K87,\"\")","v":""},"","","","","","","","","","","","","","","","","","","","","","","","","","","","","","","","","","","","","","","","","","","","","","","","","","","","","","","","","","","","","","","","","","","","","","","","","","","","","","","","","","","","","","","","","",""]
["","","","","","","","","","","","","","","","","","","","","","","","","","","","","","","","","","","","","","","","","","","","","","","","","","","","","","","","","","","","","","","","","","","","","","","","","","","","","","","","","","","","","","","","","","","","","","","","","","","","","",null,"","","","","","","","","","","","","","","","","","","","","","","","","","","","","","","","","","","","","","","","","","","","","","","","","","","","","","","","","","","","","","","","","","","","","","","","","","","","","","","","","","","","","","","","","","",""]
["","","","","","","","","","","","","","","","","","","","","","","","","","","","","","","","","","","","","","","","","","","","","","","","","","","","","","","","","","","","","","","","","","","","","","","","","","","","","","","","","","","","","","","","","","","","","","","","","","","","","",null,"","","","","","","","","","","","","","","","","","","","","","","","","","","","","","","","","","","","","","","","","","",{"$f":"IFERROR($G89*BA89,\"\")","v":""},"","","","","","","","","","","","","","","","","","","","","","","","","","","","","","","","","","","","","","","","","","","","","","","",""]
["","","","","","","","","","","","","","","","","","","","","","","","","","","","","","","","","","","","","","","","","","","","","","","","","","","","","","","","","","","","","","","","","","","","","","","","","","","","","","","","","","","","","","","","","","","","","","","","","","","","","",null,"","","","","","","","","","","","","","","","","","","","","","","","","","","","","","","","","","","","","","","","","","","","","","","","","","","","","","","","","","","","","","","","","","","","","","","","","","","","","","","","","","","","","","","","","","",""]
["","","","","","","","","","","","","","","","","","","","","","","","","","","","","","","","","","","","","","","","","","","","","","","","","","","","","","","","","","","","","","","","","","","","","","","","","","","","","","","","","","","","","","","","","","","","","","","","","","","","","",null,"","","","","","","","","","","","","","","","","","","","","","","","","","","","","","","","","","","","","","","","","","","","","","","","","","","","","","","","","","","","","","","","","","","","","","","","","","","","","","","","","","","","","","","","","","",""]
["","","","","","","","","","","","","","","","","","","","","","","","","","","","","","","","","","","","","","","","","","","","","","","","","","","","","","","","","","","","","","","","","","","","","","","","","","","","","","","","","","","","","","","","","","","","","","","","","","","","","",null,"","","","","","","","","","","","","","","","","","","","","","","","","","","","","","","","","","","","","","","","","","","","","","","","","","","","","","","","","","","","","","","","","","","","","","","","","","","","","","","","","","","","","","","","","","",""]
["","","","","","","","","","","","","","","","","","","","","","","","","","","","","","","","","","","","","","","","","","","","","","","","","","","","","","","","","","","","","","","","","","","","","","","","","","","","","","","","","","","","","","","","","","","","","","","","","","","","","",null,"","","","","","","","","","","","","","","","","","","","","","","","","","","","","","","","","","","","","","","","","","","","","","","","","","","","","","","","","","","","","","","","","","","","","","","","","","","","","","","","","","","","","","","","","","",""]
["","","","","","","","","","","","","","","","","","","","","","","","","","","","","","","","","","","","","","","","","","","","","","","","","","","","","","","","","","","","","","","","","","","","","","","","","","","","","","","","","","","","","","","","","","","","","","","","","","","","","",null,"","","","","","","","","","","","","","","","","","","","","","","","","","","","","","","","","","","","","","","","","","","","","","","","","","","","","","","","","","","","","","","",{"$f":"IFERROR($G94*BV94,\"\")","v":""},"","","","","","","","","","","","","","","","","","","","","","","","","","",""]
["","","","","","","","","","","","","","","","","","","","","","","","","","","","","","","","","","","","","","","","","","","","","","","","","","","","","","","","","","","","","","","","","","","","","","","","","","","","","","","","","","","","","","","","","","","","","","","","","","","","","",null,"","","","","","","","","","","","","","","","","","","","","","","","","","","","","","","","","","","","","","","","","","","","","","","","","","","","","","","","","","","","","","","","","","","","","","","","","","","","","","","","","","","","","","","","","","",""]
["","","","","","","","","","","","","","","","","","","","","","","","","","","","","","","","","","","","","","","","","","","","","","","","","","","","","","","","","","","","","","","","","","","","","","","","","","","","","","","","","","","","","","","","","","","","","","","","","","","","","",null,"","","","","","","","","","","","","","","","","","","","","","","","","","","","","","","","","","","","","","","","","","","","","","","","","","","","","","","","","","","","","","","","","","","","","","","","","","","","","","","","","","","","","","","","","","",""]
["","","","","","","","","","","","","","","","","","","","","","","","","","","","","","","","","","","","","","","","","","","","","","","","","","","","","","","","","","","","","","","","","","","","","","","","","","","","","","","","","","","","","","","","","","","","","","","","","","","","","",null,"","","","","","","","","","","","","","","","","","","","","",{"$f":"IFERROR($G97*AF97,\"\")","v":""},"","","","","","","","","","","","","","","","","","","","","","","","","","","","","","","","","","","","","","","","","","","","","","","","","","","","","","","","","","","","","","","","","","","","",""]
["","","","","","","","","","","","","","","","","","","","","","","","","","","","","","","","","","","","","","","","","","","","","","","","","","","","","","","","","","","","","","","","","","","","","","","","","","","","","","","","","","","","","","","","","","","","","","","","","","","","","",null,"","","","","","","","","","","","","","","","","",{"$f":"IFERROR($G98*AB98,\"\")","v":""},"","","","","","","","","","","","","","","","","","","","","","","","","","","","","","","","","","","","","","","","","","","","","","","","","","","","","","","","","","","","","","","","","","","","","","","","",""]
["","","","","","","","","","","","","","","","","","","","","","","","","","","","","","","","","","","","","","","","","","","","","","","","","","","","","","","","","","","","","","","","","","","","","","","","","","","","","","","","","","","","","","","","","","","","","","","","","","","","","",null,"","","","","","","","","","","","","","","","","","","","","","","","","","","","","","","","","","","","","","","","","","","","","","","","","","","","","","","","","","","","","","","","","","","","","","","","","","","","","","","","","","","","","","","","","","",""]
["","","","","","","","","","","","","","","","","","","","","","","","","","","","","","","","","","","","","","","","","","","","","","","","","","","","","","","","","","","","","","","","","","","","","","","","","","","","","","","","","","","","","","","","","","","","","","","","","","","","","",null,"","","","","","","","","","","","","","","","","","","","","","","","","","","","","","","","","","","","","",{"$f":"IFERROR($G100*AV100,\"\")","v":""},"","","","","","","","","","","","","","","","","","","","","","","","","","","","","","","","","","","","","","","","","","","","","","","","","","","","",""]
["","","","","","","","","","","","","","","","","","","","","","","","","","","","","","","","","","","","","","","","","","","","","","","","","","","","","","","","","","","","","","","","","","","","","","","","","","","","","","","","","","","","","","","","","","","","","","","","","","","","","",null,"","","","","","","","","","","","","","","","","","","","","","","","","","","","","","","","","","","","","","","","","","","","","","","","","","","","","","","","","","","","","","","","","","","","","","","","","","","","","","","","","","","","","","","","","","",""]
["","","","","","","","","","","","","","","","","","","","","","","","","","","","","","","","","","","","","","","","","","","","","","","","","","","","","","","","","","","","","","","","","","","","","","","","","","","","","","","","","","","","","","","","","","","","","","","","","","","","","",null,"","","","","","","","","","","","",{"$f":"IFERROR($G102*W102,\"\")","v":""},"","","","","","","","","","","","","","","","","","","","","","","","","","","","","","","","","","","","","","","","","","","","","","","","","","","","","","","","","","","","","","","","","","","","","","","","","","","","","",""]
["","","","","","","","","","","","","","","","","","","","","","","","","","","","","","","","","","","","","","","","","","","","","","","","","","","","","","","","","","","","","","","","","","","","","","","","","","","","","","","","","","","","","","","","","","","","","","","","","","","","","",null,"","","","","","","","","","","","","","","","","","","","","","","","","","","","","","","","","","","","","","","","","","","","","","","","","","","","","","","","","","","","","","","","","","","","","","","","","","","","","","","","","","","","","","","","","","",""]
["","","","","","","","","","","","","","","","","","","","","","","","","","","","","","","","","","","","","","","","","","","","","","","","","","","","","","","","","","","","","","","","","","","","","","","","","","","","","","","","","","","","","","","","","","","","","","","","","","","","","",null,"","","","","","","","","","","","","","","","","","","","","","","","","","","","","","","","","","","","","","","","","","","","","","","","","","","","","","","","","","","","","","","","","","","","","","","","","","","","","","","","","","","","","","","","","","",""]
["","","","","","","","","","","","","","","","","","","","","","","","","","","","","","","","","","","","","","","","","","","","","","","","","","","","","","","","","","","","","","","","","","","","","","","","","","","","","","","","","","","","","","","","","","","","","","","","","","","","","",null,"","","","","","","","","","","","","","","","","","","","","","","","","","","","","","","","","","","","","","","","","","","","","","","","","","","","","","","","","","","","","","","","","","","","","","","","","","","","","","","","","","","","","","","","","","",""]
["","","","","","","","","","","","","","","","","","","","","","","","","","","","","","","","","","","","","","","","","","","","","","","","","","","","","","","","","","","","","","","","","","","","","","","","","","","","","","","","","","","","","","","","","","","","","","","","","","","","","",null,"","","","","","","","","","","","","","","","","","","","","","","","","","","","","","","","","","","","","","","","","","","","","","","","","","","","","","","","","","","","","","","","","","","","","","","","","","","","","","","","","","","","","","","","","","",""]
["","","","","","","","","","","","","","","","","","","","","","","","","","","","","","","","","","","","","","","","","","","","","","","","","","","","","","","","","","","","","","","","","","","","","","","","","","","","","","","","","","","","","","","","","","","","","","","","","","","","","",null,"","","","","","","","","","","","","","","","","","","","","","","","","","","","","","","","","","","","","","","","","","","","","","","","","","","","","","","","","","","","","","","","","","","","","","","","","","","","","","","","","","","","","","","","","","",""]
["","","","","","","","","","","","","","","","","","","","","","","","","","","","","","","","","","","","","","","","","","","","","","","","","","","","","","","","","","","","","","","","","","","","","","","","","","","","","","","","","","","","","","","","","","","","","","","","","","","","","",null,"","","","","","","","","","","","","","","","","","","","","","","","","","","","","","","","","","","","","","","","","","","","","","","","","","","","","","","","","","","","","","","","","","","","","","","","","","","","","","","","","","","","","","","","","","",""]
["","","","","","","","","","","","","","","","","","","","","","","","","","","","","","","","","","","","","","","","","","","","","","","","","","","","","","","","","","","","","","","","","","","","","","","","","","","","","","","","","","","","","","","","","","","","","","","","","","","","","",null,"","","","","","","","","","","","","","","","","","","","","","","","","","","","","","","","","","","","","","","","","","","","","","","","","","","","","","","","","",{"$f":"IFERROR($G109*BP109,\"\")","v":""},"","","","","","","","","","","","","","","","","","","","","","","","","","","","","","","","",""]
["","","","","","","","","","","","","","","","","","","","","","","","","","","","","","","","","","","","","","","","","","","","","","","","","","","","","","","","","","","","","","","","","","","","","","","","","","","","","","","","","","","","","","","","","","","","","","","","","","","","","",null,"","","","","","","","","","","","","","","","","","","","","","","","","","","","","","","","","","","","","","","","","","","","","","","","","","","","","","","","","","","","","","","","","","","","","","","","","","","","","","","","","","","","","","","","","","",""]
["","","","","","","","","","","","","","","","","","","","","","","","","","","","","","","","","","","","","","","","","","","","","","","","","","","","","","","","","","","","","","","","","","","","","","","","","","","","","","","","","","","","","","","","","","","","","","","","","","","","","",null,"","","","","","","","","","","","","","","","","","","","","","","","","","","","","","","","","","","","","","","","","","","","","","","","","","","","","","","","","","","","","","","","","","","","","","","","","","","","","","","","","","","","","","","","","","",""]
["","","","","","","","","","","","","","","","","","","","","","","","","","","","","","","","","","","","","","","","","","","","","","","","","","","","","","","","","","","","","","","","","","","","","","","","","","","","","","","","","","","","","","","","","","","","","","","","","","","","","",null,"","","","","","","","","","","","","","","","","","","","","","","","","","","","","","","","","","","","","","","","","","","","","","","","","","","","","","","","","","","","","","","","","","","","","","","","","","","","","","","","","","","","","","","","","","",""]
["","","","","","","","","","","","","","","","","","","","","","","","","","","","","","","","","","","","","","","","","","","","","","","","","","","","","","","","","","","","","","","","","","","","","","","","","","","","","","","","","","","","","","","","","","","","","","","","","","","","","",null,"","","","","","","","","","","","","","","","","","","","","","","","","","","","","","","","","","","","","","","","","","","","","","","","","","","","","","","","","","","","","","","","","","","","","","","","","","","","","","",{"$f":"IFERROR($G113*CK113,\"\")","v":""},"","","","","","","","","","","",""]
["","","","","","","","","","","","","","","","","","","","","","","","","","","","","","","","","","","","","","","","","","","","","","","","","","","","","","","","","","","","","","","","","","","","","","","","","","","","","","","","","","","","","","","","","","","","","","","","","","","","","",null,"","","","","","","","","","","","","","","","","","","","","","","","","","","","","","","","","","","","","","","","","","","","","","","","","","","","","","","","","","","","","","","","","","","","","","","","","","","","","","","","","","","","","","","","","","",""]
["","","","","","","","","","","","","","","","","","","","","","","","","","","","","","","","","","","","","","","","","","","","","","","","","","","","","","","","","","","","","","","","","","","","","","","","","","","","","","","","","","","","","","","","","","","","","","","","","","","","","",null,"","","","","","","","","","","","","","","","","","","","","","","","","","","","","","","","","",{"$f":"IFERROR($G115*AR115,\"\")","v":""},"","","","","","","","","","","","","","","","","","","","","","","","","","","","","","","","","","","","","","","","","","","","","","","","","","","","","","",{"$f":"IFERROR($G115*CU115,\"\")","v":""},"",""]
["","","","","","","","","","","","","","","","","","","","","","","","","","","","","","","","","","","","","","","","","","","","","","","","","","","","","","","","","","","","","","","","","","","","","","","","","","","","","","","","","","","","","","","","","","","","","","","","","","","","","",null,"","","","","","","","","","","","","","","","","","","","","","","","","","","","","","","","","","","","","","","","","","","","","","","","","","","","","","","","","","","","","","","","","","","","","","","","","","","","","","","","","","","","","","","","","","",""]
["","","","","","","","","","","","","","","","","","","","","","","","","","","","","","","","","","","","","","","","","","","","","","","","","","","","","","","","","","","","","","","","","","","","","","","","","","","","","","","","","","","","","","","","","","","","","","","","","","","","","",null,"","","","","","","","","","","","","","","","","","","","","","","","","","","","","","","","","","","","","","","","","","","","","","","","","","","","","","","","","","","","","","","","","","","","","","","","","","","","","","","","","","","","","","","","","","",""]
["","","","","","","","","","","","","","","","","","","","","","","","","","","","","","","","","","","","","","","","","","","","","","","","","","","","","","","","","","","","","","","","","","","","","","","","","","","","","","","","","","","","","","","","","","","","","","","","","","","","","",null,"","","","","","","","","","","","","","","","","","","","","","","","","","","","","","","","","","","","","","","","","","","","","","","","","","","","","","","","","","","","","","","","","","","","","","","","","","","","","","","","","","","","","","","","","","",""]
["","","","","","","","","","","","","","","","","","","","","","","","","","","","","","","","","","","","","","","","","","","","","","","","","","","","","","","","","","","","","","","","","","","","","","","","","","","","","","","","","","","","","","","","","","","","","","","","","","","","","",null,"","","","","","","","","","","","","","","","","","","","","","","","","","","","","","","","","","","","","","","","","","","","","","","","","","","","","","","","","","","","","","","","","","","","","","","","","","","","","","","","","","","","","","","","","","",""]
["","","","","","","","","","","","","","","","","","","","","","","","","","","","","","","","","","","","","","","","","","","","","","","","","","","","","","","","","","","","","","","","","","","","","","","","","","","","","","","","","","","","","","","","","","","","","","","","","","","","","",null,"","","","","","","","","","","","","","","","","","","","","","","","","","","","","","","","","","","","","","","","","","","","","","","","","","","","","",{"$f":"IFERROR($G120*BL120,\"\")","v":""},"","","","","","","","","","","","","","","","","","","","","","","","","","","","","","","","","","","","",""]
["","","","","","","","","","","","","","","","","","","","","","","","","","","","","","","","","","","","","","","","","","","","","","","","","","","","","","","","","","","","","","","","","","","","","","","","","","","","","","","","","","","","","","","","","","","","","","","","","","","","","",null,"","","","","","","","","","","","","","","","","","","","","","","","","","","","","","","","","","","","","","","","","","","","","","","","","","","","","","","","","","","","","","","","","","","","","","","","","","","","","","","","","","","","","","","","","","",""]
["","","","","","","","","","","","","","","","","","","","","","","","","","","","","","","","","","","","","","","","","","","","","","","","","","","","","","","","","","","","","","","","","","","","","","","","","","","","","","","","","","","","","","","","","","","","","","","","","","","","","",null,"","","","","","","","","","","",{"$f":"IFERROR($G122*V122,\"\")","v":""},"","","","","","","","","","","","","","","","","","","","","","","","","","","","","","","","","","","","","","","","","","","","","","","","","","","","","","","","","","","","","","","","","","","","","","","","","","","","","","",""]
["","","","","","","","","","","","","","","","","","","","","","","","","","","","","","","","","","","","","","","","","","","","","","","","","","","","","","","","","","","","","","","","","","","","","","","","","","","","","","","","","","","","","","","","","","","","","","","","","","","","","",null,{"$f":"IFERROR($G123*K123,\"\")","v":""},"","","","","","","","","","","","","","","","","","","","","","","","","","","","","","","","","","","","","","","","","","","","","","","","","","","","","","","","","","","","","","","","","","","","","","","","","","","","","","","","","","","","","","","","","",""]
["","","","","","","","","","","","","","","","","","","","","","","","","","","","","","","","","","","","","","","","","","","","","","","","","","","","","","","","","","","","","","","","","","","","","","","","","","","","","","","","","","","","","","","","","","","","","","","","","","","","","",null,"","","","","","","","","","","","","","","","","","","","","","","","","","","","","","","","","","","","","","","","","","","","","","","","","","","","","","","","","","","","","","","","","","","","","","","","","","","","",{"$f":"IFERROR($G124*CI124,\"\")","v":""},"","","","","","","","","","","","","",""]
["","","","","","","","","","","","","","","","","","","","","","","","","","","","","","","","","","","","","","","","","","","","","","","","","","","","","","","","","","","","","","","","","","","","","","","","","","","","","","","","","","","","","","","","","","","","","","","","","","","","","",null,"","","","","","","","","","","","","","","","","","","","","","","","","","","","","","","","","","","","","","","","","","","","","","","","","","","","","","","","","","","","","","","","","","","","","","","","","","","","","","","","","","","","","","","","","","",""]
["","","","","","","","","","","","","","","","","","","","","","","","","","","","","","","","","","","","","","","","","","","","","","","","","","","","","","","","","","","","","","","","","","","","","","","","","","","","","","","","","","","","","","","","","","","","","","","","","","","","","",null,"","","","","","","","","","","","","","","","","","","","","","","","","","","","",{"$f":"IFERROR($G126*AM126,\"\")","v":""},"","","","","","","","","","","","","","","","","","","","","","","","","","","","","","","","","","","","","","","","","","","","","","","","","","","","","","","","","","","","","",""]
["","","","","","","","","","","","","","","","","","","","","","","","","","","","","","","","","","","","","","","","","","","","","","","","","","","","","","","","","","","","","","","","","","","","","","","","","","","","","","","","","","","","","","","","","","","","","","","","","","","","","",null,"","","","","","","","","","","","","","","","","","","","","","","","","","","","","","","","","","","","","","","","","","","","","","","","","","","","","","","","","","","","","","","","","","","","","","","","","","","","","","","","","","","","","","","","","","",""]
["","","","","","","","","","","","","","","","","","","","","","","","","","","","","","","","","","","","","","","","","","","","","","","","","","","","","","","","","","","","","","","","","","","","","","","","","","","","","","","","","","","","","","","","","","","","","","","","","","","","","",null,"","","","","","","","","","","","","","","","","","","","","","","","","","","","","","","","","","","","","","","","","","","","","","","","","","","","","","","","","","","","","","","","","","","","","","","","","","","","","","","","","","","","","","","","","","",""]
["","","","","","","","","","","","","","","","","","","","","","","","","","","","","","","","","","","","","","","","","","","","","","","","","","","","","","","","","","","","","","","","","","","","","","","","","","","","","","","","","","","","","","","","","","","","","","","","","","","","","",null,"","","","","","","","","","","","","","","","","","","","","","","","","","","","","","","","","","","","","","","","","","","","","","","","",{"$f":"IFERROR($G129*BG129,\"\")","v":""},"","","","","","","","","","","","","","","","","","","","","","","","","","","","","","","","","","","","","","","","","",""]
["","","","","","","","","","","","","","","","","","","","","","","","","","","","","","","","","","","","","","","","","","","","","","","","","","","","","","","","","","","","","","","","","","","","","","","","","","","","","","","","","","","","","","","","","","","","","","","","","","","","","",null,"","","","","","","","","","","","","","","","","","","","","","","","","","","","","","","","","","","","","","","","","","","","","","","","","","","","","","","","","","","","","","","","","","","","","","","",{"$f":"IFERROR($G130*CD130,\"\")","v":""},"","","","","","","","","","","","","","","","","","",""]
["","","","","","","","","","","","","","","","","","","","","","","","","","","","","","","","","","","","","","","","","","","","","","","","","","","","","","","","","","","","","","","","","","","","","","","","","","","","","","","","","","","","","","","","","","","","","","","","","","","","","",null,"","","","","","","","","","","","","","","","","","","","","","","","","","","","","","","","","","","","","","","","","","","","","","","","","","","","","","","","","","","","","","","","","","","","","","","","","","","","","","","","","","","","","","","","","","",""]
["","","","","","","","","","","","","","","","","","","","","","","","","","","","","","","","","","","","","","","","","","","","","","","","","","","","","","","","","","","","","","","","","","","","","","","","","","","","","","","","","","","","","","","","","","","","","","","","","","","","","",null,"","","","","","","","","","","","","","","","","","","","","","","","","","","","","","","","","","","","","","","","","","","","","","","","","","","","","","","","","","","","","","","","","","","","","","","","","","","","","","","","","","","","","","","","","","",""]
["","","","","","","","","","","","","","","","","","","","","","","","","","","","","","","","","","","","","","","","","","","","","","","","","","","","","","","","","","","","","","","","","","","","","","","","","","","","","","","","","","","","","","","","","","","","","","","","","","","","","",null,"","","","","","","","","","","","","","","","","","","","","","","","","","","","","","","","","","","","","","","","","","","","","","","","","","","","","","","","","","","","","","","","","","","","","","","","","","","","","","","","","","","","","","","","","","",""]
["","","","","","","","","","","","","","","","","","","","","","","","","","","","","","","","","","","","","","","","","","","","","","","","","","","","","","","","","","","","","","","","","","","","","","","","","","","","","","","","","","","","","","","","","","","","","","","","","","","","","",null,"","","","","","","","","","","","","","","","","","","","","","","","","","","","","","","","","","","","","","","","","","","","","","","","","","","","","","","","","","","","","","","","","","","","","","","","","","","","","","","","","","","","","","","","","","",""]
["","","","","","","","","","","","","","","","","","","","","","","","","","","","","","","","","","","","","","","","","","","","","","","","","","","","","","","","","","","","","","","","","","","","","","","","","","","","","","","","","","","","","","","","","","","","","","","","","","","","","",null,"","","","","","","","","","","","","","",{"$f":"IFERROR($G135*Y135,\"\")","v":""},"","","","","","","","","","","","","","","","","","","","","","","","","","","","","","","","","","","","","","","","","","","","","","","","","","","","","","","","","","","","","","","","","","","","","","","","","","","",""]
["","","","","","","","","","","","","","","","","","","","","","","","","","","","","","","","","","","","","","","","","","","","","","","","","","","","","","","","","","","","","","","","","","","","","","","","","","","","","","","","","","","","","","","","","","","","","","","","","","","","","",null,"","","","","","","","","","","","","","","","","","","","","","","","","","","","","","","","","","","","","","","","","","","","","","","","","","","","","","","","","","","","","","","","","","","","","","","","","","","","","","","","","","","","","","","","","","",""]
["","","","","","","","","","","","","","","","","","","","","","","","","","","","","","","","","","","","","","","","","","","","","","","","","","","","","","","","","","","","","","","","","","","","","","","","","","","","","","","","","","","","","","","","","","","","","","","","","","","","","",null,"","","","","","","","","","","","","","","","","","","","","","","","","","","","","","","","","","","","","","","","","","","","","","","","","","","","","","","","","","","","","","","","","","","","","","","","","","","","","","","","","","","","","","","","","","",""]
["","","","","","","","","","","","","","","","","","","","","","","","","","","","","","","","","","","","","","","","","","","","","","","","","","","","","","","","","","","","","","","","","","","","","","","","","","","","","","","","","","","","","","","","","","","","","","","","","","","","","",null,"","","","","","","","","","","","","","","","","","","","","","","","","","","","","","","","","","","","","","","","","","","","","","","","","","","","","","","","","","","","","","","","","","","","","","","","","","","","","","","","","","","","","","","","","","",""]
["","","","","","","","","","","","","","","","","","","","","","","","","","","","","","","","","","","","","","","","","","","","","","","","","","","","","","","","","","","","","","","","","","","","","","","","","","","","","","","","","","","","","","","","","","","","","","","","","","","","","",null,"","","","","","","","","","","","","","","","","","","","","","","","","","","","","","","","","","","","","","","","","","","","","","","","","","","","","","","","","","","","","","","","","","","","","","","","","","","","","","","","","","","","","",{"$f":"IFERROR($G139*CR139,\"\")","v":""},"","","","",""]
["","","","","","","","","","","","","","","","","","","","","","","","","","","","","","","","","","","","","","","","","","","","","","","","","","","","","","","","","","","","","","","","","","","","","","","","","","","","","","","","","","","","","","","","","","","","","","","","","","","","","",null,"","","","","","","","","","","","","","","","","","","","","","","","","","","","","","","","","","","","","","","","","","","","","","","","","","","","","","","","","","","","","","","","","","","","","","","","","","","","","","","","","","","","","","","","","","",""]
["","","","","","","","","","","","","","","","","","","","","","","","","","","","","","","","","","","","","","","","","","","","","","","","","","","","","","","","","","","","","","","","","","","","","","","","","","","","","","","","","","","","","","","","","","","","","","","","","","","","","",null,"","","","","","","","","","","","","","","","","","","","","","","","","","","","","","","","","","","","","","","","","","","","","","","","","","","","","","","","","","","","","","","","","","","","","","","","","","","","","","","","","","","","","","","","","","",""]
["","","","","","","","","","","","","","","","","","","","","","","","","","","","","","","","","","","","","","","","","","","","","","","","","","","","","","","","","","","","","","","","","","","","","","","","","","","","","","","","","","","","","","","","","","","","","","","","","","","","","",null,"","","","","","","","","","","","","","","","","","","","","","","","","","","","","","","","","","","","","","","","","","","","","","","","","","","","","","","","","","","","","","","","","","","","","","","","","","","","","","","","","","","","","","","","","","",""]
["","","","","","","","","","","","","","","","","","","","","","","","","","","","","","","","","","","","","","","","","","","","","","","","","","","","","","","","","","","","","","","","","","","","","","","","","","","","","","","","","","","","","","","","","","","","","","","","","","","","","",null,"","","","","","","","","","","","","","","","","","","","","","","","","","","","","","","","","","","","","","","","","","","","",{"$f":"IFERROR($G143*BC143,\"\")","v":""},"","","","","","","","","","","","","","","","","","","","","","","","","","","","","","","","","","","","","","","","","","","","","",""]
["","","","","","","","","","","","","","","","","","","","","","","","","","","","","","","","","","","","","","","","","","","","","","","","","","","","","","","","","","","","","","","","","","","","","","","","","","","","","","","","","","","","","","","","","","","","","","","","","","","","","",null,"","","","","","","","","","","","","","","","","","","","","","","","","","","","","","","","","","","","","","","","","","","","","","","","","","","","","","","","","","","","","","","","","","","","","","","","","","","","","","","","","","","","","","","","","","",""]
["","","","","","","","","","","","","","","","","","","","","","","","","","","","","","","","","","","","","","","","","","","","","","","","","","","","","","","","","","","","","","","","","","","","","","","","","","","","","","","","","","","","","","","","","","","","","","","","","","","","","",null,"","","","","","","","","","","","","","","","","","","","","","","","","","","","","","","","","","","","","","","","","","","","","","","","","","","","","","","","","","","","","","","","","","","","","","","","","","","","","","","","","","","","","","","","","","",""]
["","","","","","","","","","","","","","","","","","","","","","","","","","","","","","","","","","","","","","","","","","","","","","","","","","","","","","","","","","","","","","","","","","","","","","","","","","","","","","","","","","","","","","","","","","","","","","","","","","","","","",null,"","",{"$f":"IFERROR($G146*M146,\"\")","v":""},"","","","","","","","","","","","","","","","","","","","","","","","","","","","","","","","","","","","","","","","","","","","","","","","","","","","","","","","","","","","","","","","","","","","","","","","","","","","","","","","","","","","","","","",""]
["","","","","","","","","","","","","","","","","","","","","","","","","","","","","","","","","","","","","","","","","","","","","","","","","","","","","","","","","","","","","","","","","","","","","","","","","","","","","","","","","","","","","","","","","","","","","","","","","","","","","",null,{"$f":"IFERROR($G147*K147,\"\")","v":""},"","","","","","","","","","","","","","","","","","","","","","","","","","","","","","","","","","","","","","","","","","","","","","","","","","","","","","","","","","","","","","","","","","","","","","","","","","","","","","","","","","","","","","","","","",""]
["","","","","","","","","","","","","","","","","","","","","","","","","","","","","","","","","","","","","","","","","","","","","","","","","","","","","","","","","","","","","","","","","","","","","","","","","","","","","","","","","","","","","","","","","","","","","","","","","","","","","",null,"","","","","","","","","","","","","","","","","","","","","","","","","","","","","","","","","","","","","","","","","","","","","","","","","","","","","","","","","","","","","","","","","","","","","","","","","","","","","","","","","","","","","","","","","","",""]
["","","","","","","","","","","","","","","","","","","","","","","","","","","","","","","","","","","","","","","","","","","","","","","","","","","","","","","","","","","","","","","","","","","","","","","","","","","","","","","","","","","","","","","","","","","","","","","","","","","","","",null,"","","","","","","","","","","","","","","","","","","","","","","","","","","","","","","","","","","","","","","","","","","","","","","","","","","","","","","","","","","","","","","","","","","","","","","","","","","","","","","","","","","","","","","","","","",""]
["","","","","","","","","","","","","","","","","","","","","","","","","","","","","","","","","","","","","","","","","","","","","","","","","","","","","","","","","","","","","","","","","","","","","","","","","","","","","","","","","","","","","","","","","","","","","","","","","","","","","",null,"","","","","","","","","","","","","","","","","","","","","","","","","","","","","","","","","","","","","","","","","","","","","","","","","","","","","","","","","","","","","","","","","","","","","","","","","","","","","","","","","","","","","","","","","","",""]
["","","","","","","","","","","","","","","","","","","","","","","","","","","","","","","","","","","","","","","","","","","","","","","","","","","","","","","","","","","","","","","","","","","","","","","","","","","","","","","","","","","","","","","","","","","","","","","","","","","","","",null,"","","","","","","","","","","","","","","","","","","","","","","","","","","","","","","","","","","","","","","","","","","","","","","","","","","","","","","","","","","","",{"$f":"IFERROR($G151*BS151,\"\")","v":""},"","","","","","","","","","","","","","","","","","","","","","","","","","","","","",""]
["","","","","","","","","","","","","","","","","","","","","","","","","","","","","","","","","","","","","","","","","","","","","","","","","","","","","","","","","","","","","","","","","","","","","","","","","","","","","","","","","","","","","","","","","","","","","","","","","","","","","",null,"","","","","","","","","","","","","","","","","","","","","","","","","","","","","","","","","","","","","","","","","","","","","","","","","","","","","","","","","","","","","","","","","","","","","","","","","","","","","","","","","","","","","","","","","","",""]
["","","","","","","","","","","","","","","","","","","","","","","","","","","","","","","","","","","","","","","","","","","","","","","","","","","","","","","","","","","","","","","","","","","","","","","","","","","","","","","","","","","","","","","","","","","","","","","","","","","","","",null,"","","","","","","","","","","","","","","","","",{"$f":"IFERROR($G153*AB153,\"\")","v":""},"","","","","","","","","","","","","","","","","","","","",{"$f":"IFERROR($G153*AW153,\"\")","v":""},"","","","","","","","","","","","","","","","","","","","","","","","","","","","","","","","","","","","","","","","","","","","","","","","","","","",""]
["","","","","","","","","","","","","","","","","","","","","","","","","","","","","","","","","","","","","","","","","","","","","","","","","","","","","","","","","","","","","","","","","","","","","","","","","","","","","","","","","","","","","","","","","","","","","","","","","","","","","",null,"","","","","","","","","","","","","","","","","","","","","","","","","","","","","","","","","",{"$f":"IFERROR($G154*AR154,\"\")","v":""},"","","","","","","","","","","","","","","","","","","","","","","","","","","","","","","","","","","","","","","","","","","","","","","","","","","","","","","","",""]
["","","","","","","","","","","","","","","","","","","","","","","","","","","","","","","","","","","","","","","","","","","","","","","","","","","","","","","","","","","","","","","","","","","","","","","","","","","","","","","","","","","","","","","","","","","","","","","","","","","","","",null,"","","","","","","","","","","","","","","","","","","","","","","","","","","","","","","","","","","","","","","","","","","","","","","","","","","","","","","","","","","","","","","","","","","","","","","","","","","","","","","","","","","","","","","","","","",""]
["","","","","","","","","","","","","","","","","","","","","","","","","","","","","","","","","","","","","","","","","","","","","","","","","","","","","","","","","","","","","","","","","","","","","","","","","","","","","","","","","","","","","","","","","","","","","","","","","","","","","",null,"","","","","","","","","","","","","","","","","","","","","","","","","","","","","","","","","","","","","","","","","","","","","","","","","","","","","","","","","","","","","","","","","","","","","","","","","","","","","","","","","","","","","","","","","","",""]
["","","","","","","","","","","","","","","","","","","","","","","","","","","","","","","","","","","","","","","","","","","","","","","","","","","","","","","","","","","","","","","","","","","","","","","","","","","","","","","","","","","","","","","","","","","","","","","","","","","","","",null,"","","","","","","","","","","","","","","","","","","","","","","","","","","","","","","","","","","","","","","","","","","","","","","","","","","","","","","","","","","","","","","","","","","","","","","","","","","","","","","","","","","","","","","","","","",""]
["","","","","","","","","","","","","","","","","","","","","","","","","","","","","","","","","","","","","","","","","","","","","","","","","","","","","","","","","","","","","","","","","","","","","","","","","","","","","","","","","","","","","","","","","","","","","","","","","","","","","",null,"","","","","","","","","","","","","","","","","","","","","","","","","","","","","","","","","","","","","","","","","","","","","","","","","","","","","","","","","","","","","","","","","","","","","","","","","","","","","","","","","","","","","","","","","","",""]
["","","","","","","","","","","","","","","","","","","","","","","","","","","","","","","","","","","","","","","","","","","","","","","","","","","","","","","","","","","","","","","","","","","","","","","","","","","","","","","","","","","","","","","","","","","","","","","","","","","","","",null,"","","","","","","","","","","","","","","","","","","","","","","","","","","","","","","","","","","","","","","","","","","","","","","","","","","","","","","","","","","","","","","","","","","","","","","","","","","","","","","","","","","","","","","","","","",""]
["","","","","","","","","","","","","","","","","","","","","","","","","","","","","","","","","","","","","","","","","","","","","","","","","","","","","","","","","","","","","","","","","","","","","","","","","","","","","","","","","","","","","","","","","","","","","","","","","","","","","",null,"","","","","","","","","","","","","","","","","","","","","","","","","","","","","","","","","","","","","","","","","","","","","","","","","","","","","","","","","","","","","","","","","","","","","","","","","","","","","","","","","","","","","","","","","","",""]
["","","","","","","","","","","","","","","","","","","","","","","","","","","","","","","","","","","","","","","","","","","","","","","","","","","","","","","","","","","","","","","","","","","","","","","","","","","","","","","","","","","","","","","","","","","","","","","","","","","","","",null,"","","","","","","","","","","","","","","","","","","","","","","","","","","","","","","","","","","","","","","","","","","","","","","","","","","","","","","","","","","","","","","","","","","","","","","","","","","","","","","","","","","","","","","","","","",""]
["","","","","","","","","","","","","","","","","","","","","","","","","","","","","","","","","","","","","","","","","","","","","","","","","","","","","","","","","","","","","","","","","","","","","","","","","","","","","","","","","","","","","","","","","","","","","","","","","","","","","",null,"","","","","","","","","","","","","","","","","","","","","","","","","","","","","","","","","","","","","","","","","","","","","","","","","","","","","","","","","","","","","","","","","","","","","","","","","","","","","","","","","","","","","","","","","","",""]
["","","","","","","","","","","","","","","","","","","","","","","","","","","","","","","","","","","","","","","","","","","","","","","","","","","","","","","","","","","","","","","","","","","","","","","","","","","","","","","","","","","","","","","","","","","","","","","","","","","","","",null,"","","","","","","","","","","","","","","","","","","","","","","","","","","","","","","","","","","","","","","","","","","","","","","","","","","","","","","","","","","","","","","","","","","","","","","","","","","","","","","","","","","","","","","","","","",""]
["","","","","","","","","","","","","","","","","","","","","","","","","","","","","","","","","","","","","","","","","","","","","","","","","","","","","","","","","","","","","","","","","","","","","","","","","","","","","","","","","","","","","","","","","","","","","","","","","","","","","",null,"","","","","","","","","","","","","","","","","","","","","","","","","","","","","","","","","","","","","","","","","","","","","","","","","","","","","","","","","","","","","","","","","","","","","","","","","","","","","","","","","","","",{"$f":"IFERROR($G164*CP164,\"\")","v":""},"","","","","","",""]
["","","","","","","","","","","","","","","","","","","","","","","","","","","","","","","","","","","","","","","","","","","","","","","","","","","","","","","","","","","","","","","","","","","","","","","","","","","","","","","","","","","","","","","","","","","","","","","","","","","","","",null,"","","","","","","","","","","","","","","","","","","","","","","","","","","","","","","","","","","","","","","","","","","","","","","","","","","","","","","","","","","","","","","","","","","","","","","","","","","","","","","","","","","","","","","","","","",""]
["","","","","","","","","","","","","","","","","","","","","","","","","","","","","","","","","","","","","","","","","","","","","","","","","","","","","","","","","","","","","","","","","","","","","","","","","","","","","","","","","","","","","","","","","","","","","","","","","","","","","",null,"","","","","","","","","","","","","","","","","","","","","","","","","","","","","","","","","","","","","","","","","","","","","","","","","","","","","","","","","","","","","","","","","","","","","","","","","","","","","","","","","","","","","","","","","","",""]
["","","","","","","","","","","","","","","","","","","","","","","","","","","","","","","","","","","","","","","","","","","","","","","","","","","","","","","","","","","","","","","","","","","","","","","","","","","","","","","","","","","","","","","","","","","","","","","","","","","","","",null,"","","","","","","","","","","","","","","","","","","","","","","","","","","","","","","","","","","","","","","","","","","","","","","","","","","","","","","","","","","","","","","","","","","","","","","","","","","","","","","","","","","","","","","","","","",""]
["","","","","","","","","","","","","","","","","","","","","","","","","","","","","","","","","","","","","","","","","","","","","","","","","","","","","","","","","","","","","","","","","","","","","","","","","","","","","","","","","","","","","","","","","","","","","","","","","","","","","",null,"","","","","","","","","","","","","","","","","","","","","","","","","","","","","","","","","","","","","","","","","","","","","","","","","","","","","","","","","","","","","","","","","","","","","","","","","","","","","","","","","","","","","","","","","","",""]
["","","","","","","","","","","","","","","","","","","","","","","","","","","","","","","","","","","","","","","","","","","","","","","","","","","","","","","","","","","","","","","","","","","","","","","","","","","","","","","","","","","","","","","","","","","","","","","","","","","","","",null,"","","","","","","","","","","","","","","","","","","","","",{"$f":"IFERROR($G169*AF169,\"\")","v":""},"","","","","","","","","","","","","","","","","","","","","","","","","","","","","","","","","","","","","","","","","","","","","","","","","","","","","","","","","","","","","","","","","","","","",""]
["","","","","","","","","","","","","","","","","","","","","","","","","","","","","","","","","","","","","","","","","","","","","","","","","","","","","","","","","","","","","","","","","","","","","","","","","","","","","","","","","","","","","","","","","","","","","","","","","","","","","",null,"","","","","","","","","","","","","","","","","","","","","","","","","","","","","","","","","","","","","","","","","","","","","","","","","","","","","","",{"$f":"IFERROR($G170*BM170,\"\")","v":""},"","","","","","","","","","","","","","","","","","","","","","","","","","","","","","","","","","","",""]
["","","","","","","","","","","","","","","","","","","","","","","","","","","","","","","","","","","","","","","","","","","","","","","","","","","","","","","","","","","","","","","","","","","","","","","","","","","","","","","","","","","","","","","","","","","","","","","","","","","","","",null,"","","","","","","","","","","","","","","","","","","","","","","","","","","","","","","","","","","","","","","","","","","","","","","","","","","","","","","","","","","","","","","","","","","","","","","","","","","","","","","",{"$f":"IFERROR($G171*CL171,\"\")","v":""},"","","","","","","","","","",""]
["","","","","","","","","","","","","","","","","","","","","","","","","","","","","","","","","","","","","","","","","","","","","","","","","","","","","","","","","","","","","","","","","","","","","","","","","","","","","","","","","","","","","","","","","","","","","","","","","","","","","",null,"","","","","","","","","","","","","","","","","","","","","","","","","","","","","","","","","","","","","","","","","","","","","","","","","","","","","","","","","","","","","","","","","","","","","","","","","","","","",{"$f":"IFERROR($G172*CI172,\"\")","v":""},"","","","","","","","","","","","","",""]
["","","","","","","","","","","","","","","","","","","","","","","","","","","","","","","","","","","","","","","","","","","","","","","","","","","","","","","","","","","","","","","","","","","","","","","","","","","","","","","","","","","","","","","","","","","","","","","","","","","","","",null,"","","","","","","","","","","","","","","","","","","","","","","","","","","","","","","","","","","","","","","","","","","","","","","","","","","","","","","","","","","","","","","","","","","","","","","","","","","","","","","","","","","","","","","","","","",""]
["","","","","","","","","","","","","","","","","","","","","","","","","","","","","","","","","","","","","","","","","","","","","","","","","","","","","","","","","","","","","","","","","","","","","","","","","","","","","","","","","","","","","","","","","","","","","","","","","","","","","",null,"","","","","",{"$f":"IFERROR($G174*P174,\"\")","v":""},"","","","","","","","","","","","","","","","","","","","","","","","","","","","","","","","","","","","","","","","","","","","","","","","","","","","","","","","","","","","","","","","","","","","","","","","","","","","","","","","","","","","",""]
["","","","","","","","","","","","","","","","","","","","","","","","","","","","","","","","","","","","","","","","","","","","","","","","","","","","","","","","","","","","","","","","","","","","","","","","","","","","","","","","","","","","","","","","","","","","","","","","","","","","","",null,"","","","","","","","","","","","","","","","","","","","","","","","","","","","","","","","","","","","","","","","","","","","","","","","","","","","","","","","","","","","","","","","","","","","","","","","","","","","","","","","","","","","","","","","","","",""]
["","","","","","","","","","","","","","","","","","","","","","","","","","","","","","","","","","","","","","","","","","","","","","","","","","","","","","","","","","","","","","","","","","","","","","","","","","","","","","","","","","","","","","","","","","","","","","","","","","","","","",null,"","","","","","","","","","","","","","","","","","","","","","","","","","","","","","","","","","","","","","","","","","","","","","","","","","","","","","","","","","","","","","","","","","","","","","","","","","","","","","","","","","","","","","","","","","",""]
["","","","","","","","","","","","","","","","","","","","","","","","","","","","","","","","","","","","","","","","","","","","","","","","","","","","","","","","","","","","","","","","","","","","","","","","","","","","","","","","","","","","","","","","","","","","","","","","","","","","","",null,"","","","","","","","","","","","","","","","","","","","","","","","","","","","","","","","","","","","","","","","","","","","","","","","","","","","","","","","","","","","","","","","","","","","","","",{"$f":"IFERROR($G177*CC177,\"\")","v":""},"","","","","","","","","","","","","","","","","","","",""]
["","","","","","","","","","","","","","","","","","","","","","","","","","","","","","","","","","","","","","","","","","","","","","","","","","","","","","","","","","","","","","","","","","","","","","","","","","","","","","","","","","","","","","","","","","","","","","","","","","","","","",null,"","","","","","","","","","","","","","","","","","","","","","","","","","","","","","","","","","","","","","","","","","","","","","","","","","","",{"$f":"IFERROR($G178*BJ178,\"\")","v":""},"","","","","","","","","","","","","","","","","","","","","","","","","","","","","","","","","","","","","","",""]
["","","","","","","","","","","","","","","","","","","","","","","","","","","","","","","","","","","","","","","","","","","","","","","","","","","","","","","","","","","","","","","","","","","","","","","","","","","","","","","","","","","","","","","","","","","","","","","","","","","","","",null,"","","","","","","","","","","","",{"$f":"IFERROR($G179*W179,\"\")","v":""},"","","","","","","","","","","","","","","","","","","","","","","","","","","","","","","","","","","","","","","","","","","","","","","","","","","","","","","","","","","","","","","","","","","","","","","","","","","","","",""]
["","","","","","","","","","","","","","","","","","","","","","","","","","","","","","","","","","","","","","","","","","","","","","","","","","","","","","","","","","","","","","","","","","","","","","","","","","","","","","","","","","","","","","","","","","","","","","","","","","","","","",null,"","","","","","","","","","","","","","","","","","","","","","","","","","","","","","","","","","","","","","","","","","","","","","","","","","","","","","","","","","","","","","","","","","","","","","","","","","","","","","","","","","","","","","","","","","",""]
["","","","","","","","","","","","","","","","","","","","","","","","","","","","","","","","","","","","","","","","","","","","","","","","","","","","","","","","","","","","","","","","","","","","","","","","","","","","","","","","","","","","","","","","","","","","","","","","","","","","","",null,"","","","","","","","","","","","","","","","","","","","","","","","","","","","","","","","","","","","","","","","","","","","","","","","","","","","","","","","","","","","","","","","","","","","","","","","","","","","","","","","","","","","","","","","","","",""]
["","","","","","","","","","","","","","","","","","","","","","","","","","","","","","","","","","","","","","","","","","","","","","","","","","","","","","","","","","","","","","","","","","","","","","","","","","","","","","","","","","","","","","","","","","","","","","","","","","","","","",null,"","","","","","","","","","","","","","","","","","","","","","","","","","","","","","","","","","","","","","","","","","","","","","","","","","","","","","","","","","","","","","","","","","","","","","","","","","","","","","","","","","","","","","","","","","",""]
["","","","","","","","","","","","","","","","","","","","","","","","","","","","","","","","","","","","","","","","","","","","","","","","","","","","","","","","","","","","","","","","","","","","","","","","","","","","","","","","","","","","","","","","","","","","","","","","","","","","","",null,"","","","","","","","","","","","","","","","","","","","","","","","","","","","","","","","","","","","","","","","","","","","","","","","","","","","","","","","","","","","","","","","","","","","","","","","","","","","","","","","","","","","","","","","","","",""]
["","","","","","","","","","","","","","","","","","","","","","","","","","","","","","","","","","","","","","","","","","","","","","","","","","","","","","","","","","","","","","","","","","","","","","","","","","","","","","","","","","","","","","","","","","","","","","","","","","","","","",null,"","","","","","","","","","","","","","","","","","","","","","","","","","","","","","","","","","","","","","","","","","","","","","","","","","","","","","","","","","","","","","","","","","","","","","","","","","","","","","","","","","","","","","","","","","",""]
["","","","","","","","","","","","","","","","","","","","","","","","","","","","","","","","","","","","","","","","","","","","","","","","","","","","","","","","","","","","","","","","","","","","","","","","","","","","","","","","","","","","","","","","","","","","","","","","","","","","","",null,"","","","","","","","","","","","","","","","","","","","","","","","","","","","","","","","","","","","","","","","","","","","","","","","","","","","","","","","","","","","","","","","","","","","","","","","","","","","","","","","","","","","","","","","","","",""]
["","","","","","","","","","","","","","","","","","","","","","","","","","","","","","","","","","","","","","","","","","","","","","","","","","","","","","","","","","","","","","","","","","","","","","","","","","","","","","","","","","","","","","","","","","","","","","","","","","","","","",null,"","","","","","","","","","","","","","","","","","","","","","","","","","","","","","","","","","","","","","","","","","","","","","","","","","","","","","","","","","","","","","","","","","","","","","","","","","","","","","","","","","","","","","","","","","",""]
["","","","","","","","","","","","","","","","","","","","","","","","","","","","","","","","","","","","","","","","","","","","","","","","","","","","","","","","","","","","","","","","","","","","","","","","","","","","","","","","","","","","","","","","","","","","","","","","","","","","","",null,"","","","","","","","","","","","","","","","","","","","","","","","","","","","","","","","","","","","","","","","","","","","","","","","","","","","","","","","","","","","","","","","","","","","","","","","","","","","","","","","","","","","","","","","","","",""]
["","","","","","","","","","","","","","","","","","","","","","","","","","","","","","","","","","","","","","","","","","","","","","","","","","","","","","","","","","","","","","","","","","","","","","","","","","","","","","","","","","","","","","","","","","","","","","","","","","","","","",null,"","","","","","","","","","","","","","","","","","","","","","","","","","","","","","","","","","","","","","","","","","","","","","","","","","","","","","","","","","","","","","","","","","","","","","","","","","","","","","","","","","","","","","","","","","",""]
["","","","","","","","","","","","","","","","","","","","","","","","","","","","","","","","","","","","","","","","","","","","","","","","","","","","","","","","","","","","","","","","","","","","","","","","","","","","","","","","","","","","","","","","","","","","","","","","","","","","","",null,"","","","","","","","","","","","","","","","","","","","","","","","","","","","","","","","","","","","","","","","","","","","","","","","","","","","","","","","","","","","","","","","","","","","","","","","","","","","","","","","","","","","","","","","","","",""]
["","","","","","","","","","","","","","","","","","","","","","","","","","","","","","","","","","","","","","","","","","","","","","","","","","","","","","","","","","","","","","","","","","","","","","","","","","","","","","","","","","","","","","","","","","","","","","","","","","","","","",null,"","","","","","","","","","","","","","","","","","","","","","","","",{"$f":"IFERROR($G190*AI190,\"\")","v":""},"","","","","","","","","","","","","","","","","","","","","","","","","","","","","","","","","","",{"$f":"IFERROR($G190*BR190,\"\")","v":""},"","","","","","","","","","","","","","","","","","","","","","","","","","","","","","",""]

{"sheet":"Cost scenario - output","index":3,"n_rows":175,"n_cols":43,"rows_kept":175,"cut":false,"hidden":false,"merged":[]}
[null,null,null,"Replacement expenditure forecast ($,000)",null,null,null,null,null,null,null,null,null,null,null,null,null,null,null,null,null,null,null,"Replacement quantity forecast (#)"]
[null,null,null,1,2,3,4,5,6,7,8,9,10,11,12,13,14,15,16,17,18,19,20,1,2,3,4,5,6,7,8,9,10,11,12,13,14,15,16,17,18,19,20]
[]
[]
["ID","Asset group",null,2020,2021,2022,2023,2024,2025,2026,2027,2028,2029,2030,2031,2032,2033,2034,2035,2036,2037,2038,2039,2020,2021,2022,2023,2024,2025,2026,2027,2028,2029,2030,2031,2032,2033,2034,2035,2036,2037,2038,2039]
[{"$f":"IFERROR(IF('Historical scenario - output'!A6=\"\",\"\",'Historical scenario - output'!A6),\"\")","v":1},{"$f":"IFERROR(IF('Historical scenario - output'!B6=\"\",\"\",'Historical scenario - output'!B6),\"\")","v":"OVERHEAD CONDUCTORS"},null,{"$f":"IFERROR(IF($A6=\"\",\"\",SUMIFS(D$21:D$175,$A$21:$A$175,$A6)),\"\")","v":1665.4299656879948},{"$f":"IFERROR(IF($A6=\"\",\"\",SUMIFS(E$21:E$175,$A$21:$A$175,$A6)),\"\")","v":1661.1002516287135},1691.0582005255264,1753.2218703062649,1845.6536076487655,1966.5875232837429,2114.4208648919789,2287.6814507837234,2484.9833750169555,2704.9816896347161,2946.3340519925223,3207.6738507181985,3487.5956233272168,3784.6502049939627,4097.3445150835123,4424.1396025446993,4763.4407684950402,{"$f":"IFERROR(IF($A6=\"\",\"\",SUMIFS(U$21:U$175,$A$21:$A$175,$A6)),\"\")","v":5113.5752779832392},5472.7561315110506,5839.034126984815,{"$f":"IFERROR(IF($A6=\"\",\"\",SUMIFS(X$21:X$175,$A$21:$A$175,$A6)),\"\")","v":22.762790591103137},{"$f":"IFERROR(IF($A6=\"\",\"\",SUMIFS(Y$21:Y$175,$A$21:$A$175,$A6)),\"\")","v":22.798987325887808},23.290285070562511,24.208398249500874,25.526872800536029,27.221481912311049,29.270151712156771,31.652576005142016,34.34967951193412,37.343068999420694,40.61457572986702,44.145946786625728,47.918694061395918,51.914065296462688,56.113068328958114,60.496462936109623,65.044637523262651,{"$f":"IFERROR(IF($A6=\"\",\"\",SUMIFS(AO$21:AO$175,$A$21:$A$175,$A6)),\"\")","v":69.737310501117179},74.553035505089383,79.468539501727889]
[{"$f":"IFERROR(IF('Historical scenario - output'!A7=\"\",\"\",'Historical scenario - output'!A7),\"\")","v":2},{"$f":"IFERROR(IF('Historical scenario - output'!B7=\"\",\"\",'Historical scenario - output'!B7),\"\")","v":"POLES"},null,{"$f":"IFERROR(IF($A7=\"\",\"\",SUMIFS(D$21:D$175,$A$21:$A$175,$A7)),\"\")","v":9007.6514304772445},8838.9266440391912,8888.5798040009158,9089.9525769952343,9417.1479574853947,9844.3374533738388,10352.135332247452,10922.464857830888,11538.455057294908,12184.793322373256,12848.056806153916,13517.013033226709,14182.700260031708,14838.314710015828,15478.94461216484,16101.224085160524,16702.982477869962,17282.945857086703,17840.516417134422,18375.621264417277,1500.6592264814933,1465.1436728332703,1455.8394098181004,1466.6764918396318,1495.6007631067973,1540.4203585470873,1599.445505276371,1670.9625833424286,1753.2247561383265,1844.4934005555451,1943.0813165654654,2047.3961752099256,2155.9643234514265,2267.4370840224915,2380.5829917069132,2494.2727822568731,2607.4642162050213,2719.1918969801559,2828.564100624817,2934.7651561056696]
[{"$f":"IFERROR(IF('Historical scenario - output'!A8=\"\",\"\",'Historical scenario - output'!A8),\"\")","v":3},{"$f":"IFERROR(IF('Historical scenario - output'!B8=\"\",\"\",'Historical scenario - output'!B8),\"\")","v":"SERVICE LINES"},null,2647.9035258735566,2519.9429235780085,2384.9590417220988,2248.2381015657884,2114.4663029654175,1987.537749164153,1870.440514373536,1765.2185269339202,1673.0018224146902,1594.0945718056369,1528.1088274343085,1474.1316999046246,1430.9142146044276,1397.0710223045787,1371.2812209535809,1352.4816730923244,1340.04532530342,1333.9380911775377,1334.8487201332855,1344.2865385502157,4078.1802600734309,3881.334492866541,3674.0935281434104,3464.4413180301499,3259.4635368541517,3065.0561679928437,2885.7511647863603,2724.6561509384255,2583.4973583163496,2462.7501678314452,2361.8393084986542,2279.3903081315648,2213.5144804574625,2162.1110246175022,2123.1713616494389,2095.0724796869276,2076.8477369691486,2068.4251891289446,2070.8248689172046,2086.3072359717326]
[{"$f":"IFERROR(IF('Historical scenario - output'!A9=\"\",\"\",'Historical scenario - output'!A9),\"\")","v":4},{"$f":"IFERROR(IF('Historical scenario - output'!B9=\"\",\"\",'Historical scenario - output'!B9),\"\")","v":"SWITCHGEAR"},null,5849.2423583002783,5625.2949911678388,5522.2319160773095,5497.16407008444,5518.519328387245,5563.3206019275649,5615.3296092575792,5663.7563846828862,5702.2960578122102,5728.3201543788527,5742.115679923927,5746.1257711728113,5744.1944635079371,5740.8502105802454,5740.6761911496233,5747.811712829468,5765.612888275502,5796.4787546080079,5841.8277322331969,5902.1938177276952,1070.4484952766973,987.76106725575164,935.39635294762707,905.05927120486649,890.54096571335799,887.21720892952544,891.67661771633004,901.44296784581832,914.76526652897462,930.45620328983114,947.76490912761494,966.27408881208191,985.81481038241247,1006.3946748754092,1028.1368428278929,1051.2285695502087,1075.8786316650696,1102.2834546440579,1130.6019928601438,1160.939534800433]
[{"$f":"IFERROR(IF('Historical scenario - output'!A10=\"\",\"\",'Historical scenario - output'!A10),\"\")","v":5},{"$f":"IFERROR(IF('Historical scenario - output'!B10=\"\",\"\",'Historical scenario - output'!B10),\"\")","v":"TRANSFORMERS"},null,4851.1734214864309,4997.4697104242869,5137.7702563941075,5268.8889349645269,5388.3819365184527,5494.5903562888398,5586.7267687591811,5664.9654630758805,5730.4949257812541,5785.4976325835396,5833.0351367672629,5876.833621722948,5920.9834908819776,5969.5828917231438,6026.3664004716738,6094.3645122149173,6175.6365087160157,6271.109499046247,6380.5418268029898,6502.6121288927097,131.90658609029404,134.42574123887536,137.59406452136233,141.31654724080212,145.53239479560048,150.19841227329135,155.27833145846199,160.7367638822212,166.53634580515839,172.63675102643884,178.99451287743207,185.56295463152989,192.29191406172166,199.12729848655229,206.01076448761953,212.87994330334499,219.66961696646572,226.31410774159625,232.75091302110508,238.92535072587606]
[{"$f":"IFERROR(IF('Historical scenario - output'!A11=\"\",\"\",'Historical scenario - output'!A11),\"\")","v":6},{"$f":"IFERROR(IF('Historical scenario - output'!B11=\"\",\"\",'Historical scenario - output'!B11),\"\")","v":"UNDERGROUND CABLES"},null,2220.4682029078685,2348.9847122770534,2502.2682467836958,2684.7770105392474,2900.6599473506376,3153.5222961367308,3446.2012380581855,3780.5646545089639,4157.3453239240662,4576.0212914430213,5034.750740896814,5530.3666684690552,6058.4332636770851,6613.3624523498984,7188.5858531488393,7776.7746968357042,8370.0982118652937,8960.5096234119283,9540.0481563567009,10101.145098635139,5.7204946971392516,6.3225288959183388,7.0611622426964704,7.9547545306184286,9.0204353248300553,10.273057268570346,11.724155121913821,13.380982299153256,15.245699256449562,17.314783318061536,19.578717137450376,22.021993801993258,24.623452539556695,27.356932869130386,30.192210079510364,33.096154198059281,36.034040472708654,38.970932985467776,41.873064081705024,44.709139262898852]
[{"$f":"IFERROR(IF('Historical scenario - output'!A12=\"\",\"\",'Historical scenario - output'!A12),\"\")","v":""},{"$f":"IFERROR(IF('Historical scenario - output'!B12=\"\",\"\",'Historical scenario - output'!B12),\"\")","v":""},null,"","","","","","","","","","","","","","","","","","","","","","","","","","","","","","","","","","","","","","","",""]
[{"$f":"IFERROR(IF('Historical scenario - output'!A13=\"\",\"\",'Historical scenario - output'!A13),\"\")","v":""},{"$f":"IFERROR(IF('Historical scenario - output'!B13=\"\",\"\",'Historical scenario - output'!B13),\"\")","v":""},null,"","","","","","","","","","","","","","","","","","","","","","","","","","","","","","","","","","","","","","","",""]
[{"$f":"IFERROR(IF('Historical scenario - output'!A14=\"\",\"\",'Historical scenario - output'!A14),\"\")","v":""},{"$f":"IFERROR(IF('Historical scenario - output'!B14=\"\",\"\",'Historical scenario - output'!B14),\"\")","v":""},null,"","","","","","","","","","","","","","","","","","","","","","","","","","","","","","","","","","","","","","","",""]
[{"$f":"IFERROR(IF('Historical scenario - output'!A15=\"\",\"\",'Historical scenario - output'!A15),\"\")","v":""},{"$f":"IFERROR(IF('Historical scenario - output'!B15=\"\",\"\",'Historical scenario - output'!B15),\"\")","v":""},null,"","","","","","","","","","","","","","","","","","","","","","","","","","","","","","","","","","","","","","","",""]
[{"$f":"IFERROR(IF('Historical scenario - output'!A16=\"\",\"\",'Historical scenario - output'!A16),\"\")","v":""},{"$f":"IFERROR(IF('Historical scenario - output'!B16=\"\",\"\",'Historical scenario - output'!B16),\"\")","v":""},null,"","","","","","","","","","","","","","","","","","","","","","","","","","","","","","","","","","","","","","","",""]
[{"$f":"IFERROR(IF('Historical scenario - output'!A17=\"\",\"\",'Historical scenario - output'!A17),\"\")","v":""},{"$f":"IFERROR(IF('Historical scenario - output'!B17=\"\",\"\",'Historical scenario - output'!B17),\"\")","v":""},null,"","","","","","","","","","","","","","","","","","","","","","","","","","","","","","","","","","","","","","","",""]
[null,null,"Total",{"$f":"IFERROR(SUM(D$6:D$17),\"\")","v":26241.868904733372},{"$f":"IFERROR(SUM(E$6:E$17),\"\")","v":25991.719233115095},26126.867465503656,26542.242564455504,27184.829080355914,28009.895980174872,28985.254327587914,30084.651337816264,31286.576562244085,32573.708662219025,33932.401243168752,35352.14464521435,36824.821316030357,38343.831491967656,39903.198792972071,41496.796282677635,43117.816180525231,44758.557103313658,46410.538984171646,48064.892975207855]
[]
["ID","Asset group","Asset category"]
[{"$f":"IFERROR('Cost scenario - input'!A6,\"\")","v":1},{"$f":"IFERROR('Cost scenario - input'!B6,\"\")","v":"OVERHEAD CONDUCTORS"},{"$f":"IFERROR('Cost scenario - input'!C6,\"\")","v":"˂ = 1 kv"},{"$f":"IFERROR(repcalc('Cost scenario - input'!$CY6:$GK6,'Cost scenario - input'!$J6,'Cost scenario - input'!$H6,'Cost scenario - input'!$I6,20,TRUE,TRUE),\"\")","v":321.34940854064911},371.47142592316459,425.92494452366623,484.44848903091935,546.66832807905007,612.10530394836587,680.18858711890232,750.27654560066685,821.6844816749923,893.71851731296545,965.71443791127922,1037.0798690022821,1107.3377988174659,1176.1692035998226,1243.4524075434451,1309.2968301476451,1374.068943578088,1438.4085718263018,1503.2340909892405,1569.7356054599161,{"$f":"IFERROR(IF(OR(D21=\"\",'Cost scenario - input'!$G6=\"\"),\"\",D21/'Cost scenario - input'!$G6),\"\")","v":4.5989298921726585},{"$f":"IFERROR(IF(OR(E21=\"\",'Cost scenario - input'!$G6=\"\"),\"\",E21/'Cost scenario - input'!$G6),\"\")","v":5.3162414473526018},{"$f":"IFERROR(IF(OR(F21=\"\",'Cost scenario - input'!$G6=\"\"),\"\",F21/'Cost scenario - input'!$G6),\"\")","v":6.0955424442428727},{"$f":"IFERROR(IF(OR(G21=\"\",'Cost scenario - input'!$G6=\"\"),\"\",G21/'Cost scenario - input'!$G6),\"\")","v":6.9330908295116691},{"$f":"IFERROR(IF(OR(H21=\"\",'Cost scenario - input'!$G6=\"\"),\"\",H21/'Cost scenario - input'!$G6),\"\")","v":7.8235380190182404},{"$f":"IFERROR(IF(OR(I21=\"\",'Cost scenario - input'!$G6=\"\"),\"\",I21/'Cost scenario - input'!$G6),\"\")","v":8.760026639754912},{"$f":"IFERROR(IF(OR(J21=\"\",'Cost scenario - input'!$G6=\"\"),\"\",J21/'Cost scenario - input'!$G6),\"\")","v":9.7343873754792121},{"$f":"IFERROR(IF(OR(K21=\"\",'Cost scenario - input'!$G6=\"\"),\"\",K21/'Cost scenario - input'!$G6),\"\")","v":10.73743763409629},{"$f":"IFERROR(IF(OR(L21=\"\",'Cost scenario - input'!$G6=\"\"),\"\",L21/'Cost scenario - input'!$G6),\"\")","v":11.759378496666848},{"$f":"IFERROR(IF(OR(M21=\"\",'Cost scenario - input'!$G6=\"\"),\"\",M21/'Cost scenario - input'!$G6),\"\")","v":12.790279662017523},{"$f":"IFERROR(IF(OR(N21=\"\",'Cost scenario - input'!$G6=\"\"),\"\",N21/'Cost scenario - input'!$G6),\"\")","v":13.820635351351836},{"$f":"IFERROR(IF(OR(O21=\"\",'Cost scenario - input'!$G6=\"\"),\"\",O21/'Cost scenario - input'!$G6),\"\")","v":14.841967912076575},{"$f":"IFERROR(IF(OR(P21=\"\",'Cost scenario - input'!$G6=\"\"),\"\",P21/'Cost scenario - input'!$G6),\"\")","v":15.847450682549281},{"$f":"IFERROR(IF(OR(Q21=\"\",'Cost scenario - input'!$G6=\"\"),\"\",Q21/'Cost scenario - input'!$G6),\"\")","v":16.832518015989773},{"$f":"IFERROR(IF(OR(R21=\"\",'Cost scenario - input'!$G6=\"\"),\"\",R21/'Cost scenario - input'!$G6),\"\")","v":17.795428572641175},{"$f":"IFERROR(IF(OR(S21=\"\",'Cost scenario - input'!$G6=\"\"),\"\",S21/'Cost scenario - input'!$G6),\"\")","v":18.73774828849962},{"$f":"IFERROR(IF(OR(T21=\"\",'Cost scenario - input'!$G6=\"\"),\"\",T21/'Cost scenario - input'!$G6),\"\")","v":19.664721859066443},{"$f":"IFERROR(IF(OR(U21=\"\",'Cost scenario - input'!$G6=\"\"),\"\",U21/'Cost scenario - input'!$G6),\"\")","v":20.585506001616242},{"$f":"IFERROR(IF(OR(V21=\"\",'Cost scenario - input'!$G6=\"\"),\"\",V21/'Cost scenario - input'!$G6),\"\")","v":21.513243877991819},{"$f":"IFERROR(IF(OR(W21=\"\",'Cost scenario - input'!$G6=\"\"),\"\",W21/'Cost scenario - input'!$G6),\"\")","v":22.464967436976544}]
[{"$f":"IFERROR('Cost scenario - input'!A7,\"\")","v":1},{"$f":"IFERROR('Cost scenario - input'!B7,\"\")","v":"OVERHEAD CONDUCTORS"},{"$f":"IFERROR('Cost scenario - input'!C7,\"\")","v":"˃ 11 kv & < = 22 kv ; multiple-phase"},{"$f":"IFERROR(repcalc('Cost scenario - input'!$CY7:$GK7,'Cost scenario - input'!$J7,'Cost scenario - input'!$H7,'Cost scenario - input'!$I7,20,TRUE,TRUE),\"\")","v":1223.1634473149411},1159.191202134893,1125.5658206196874,1120.6152791347683,1142.9086297823724,1191.2697864888125,1264.7489108024679,1362.5637220798726,1484.0234836175134,1628.4473017329199,1795.086031854903,1983.0539423956754,2191.2728473531656,2418.4282121837427,2662.9342610352542,2922.9037645330181,3196.1182011875899,3479.9953849667318,3771.5542227515152,4067.3795691422188,{"$f":"IFERROR(IF(OR(D22=\"\",'Cost scenario - input'!$G7=\"\"),\"\",D22/'Cost scenario - input'!$G7),\"\")","v":16.11201342383929},{"$f":"IFERROR(IF(OR(E22=\"\",'Cost scenario - input'!$G7=\"\"),\"\",E22/'Cost scenario - input'!$G7),\"\")","v":15.269344624868321},{"$f":"IFERROR(IF(OR(F22=\"\",'Cost scenario - input'!$G7=\"\"),\"\",F22/'Cost scenario - input'!$G7),\"\")","v":14.826417230705262},{"$f":"IFERROR(IF(OR(G22=\"\",'Cost scenario - input'!$G7=\"\"),\"\",G22/'Cost scenario - input'!$G7),\"\")","v":14.761206656406804},{"$f":"IFERROR(IF(OR(H22=\"\",'Cost scenario - input'!$G7=\"\"),\"\",H22/'Cost scenario - input'!$G7),\"\")","v":15.054863866066755},{"$f":"IFERROR(IF(OR(I22=\"\",'Cost scenario - input'!$G7=\"\"),\"\",I22/'Cost scenario - input'!$G7),\"\")","v":15.691896968843846},{"$f":"IFERROR(IF(OR(J22=\"\",'Cost scenario - input'!$G7=\"\"),\"\",J22/'Cost scenario - input'!$G7),\"\")","v":16.659794300890869},{"$f":"IFERROR(IF(OR(K22=\"\",'Cost scenario - input'!$G7=\"\"),\"\",K22/'Cost scenario - input'!$G7),\"\")","v":17.948251338919135},{"$f":"IFERROR(IF(OR(L22=\"\",'Cost scenario - input'!$G7=\"\"),\"\",L22/'Cost scenario - input'!$G7),\"\")","v":19.54816941417446},{"$f":"IFERROR(IF(OR(M22=\"\",'Cost scenario - input'!$G7=\"\"),\"\",M22/'Cost scenario - input'!$G7),\"\")","v":21.450579514235606},{"$f":"IFERROR(IF(OR(N22=\"\",'Cost scenario - input'!$G7=\"\"),\"\",N22/'Cost scenario - input'!$G7),\"\")","v":23.645613597824941},{"$f":"IFERROR(IF(OR(O22=\"\",'Cost scenario - input'!$G7=\"\"),\"\",O22/'Cost scenario - input'!$G7),\"\")","v":26.121604443146659},{"$f":"IFERROR(IF(OR(P22=\"\",'Cost scenario - input'!$G7=\"\"),\"\",P22/'Cost scenario - input'!$G7),\"\")","v":28.864349739481856},{"$f":"IFERROR(IF(OR(Q22=\"\",'Cost scenario - input'!$G7=\"\"),\"\",Q22/'Cost scenario - input'!$G7),\"\")","v":31.85653389563986},{"$f":"IFERROR(IF(OR(R22=\"\",'Cost scenario - input'!$G7=\"\"),\"\",R22/'Cost scenario - input'!$G7),\"\")","v":35.077268418040212},{"$f":"IFERROR(IF(OR(S22=\"\",'Cost scenario - input'!$G7=\"\"),\"\",S22/'Cost scenario - input'!$G7),\"\")","v":38.5016939429687},{"$f":"IFERROR(IF(OR(T22=\"\",'Cost scenario - input'!$G7=\"\"),\"\",T22/'Cost scenario - input'!$G7),\"\")","v":42.100587190333471},{"$f":"IFERROR(IF(OR(U22=\"\",'Cost scenario - input'!$G7=\"\"),\"\",U22/'Cost scenario - input'!$G7),\"\")","v":45.839934540690933},{"$f":"IFERROR(IF(OR(V22=\"\",'Cost scenario - input'!$G7=\"\"),\"\",V22/'Cost scenario - input'!$G7),\"\")","v":49.680467805921737},{"$f":"IFERROR(IF(OR(W22=\"\",'Cost scenario - input'!$G7=\"\"),\"\",W22/'Cost scenario - input'!$G7),\"\")","v":53.577201282238313}]
[{"$f":"IFERROR('Cost scenario - input'!A8,\"\")","v":1},{"$f":"IFERROR('Cost scenario - input'!B8,\"\")","v":"OVERHEAD CONDUCTORS"},{"$f":"IFERROR('Cost scenario - input'!C8,\"\")","v":"˃ 11 kv & < = 22 kv ; single-phase"},{"$f":"IFERROR(repcalc('Cost scenario - input'!$CY8:$GK8,'Cost scenario - input'!$J8,'Cost scenario - input'!$H8,'Cost scenario - input'!$I8,20,TRUE,TRUE),\"\")","v":""},"","","","","","","","","","","","","","","","","","","",{"$f":"IFERROR(IF(OR(D23=\"\",'Cost scenario - input'!$G8=\"\"),\"\",D23/'Cost scenario - input'!$G8),\"\")","v":""},{"$f":"IFERROR(IF(OR(E23=\"\",'Cost scenario - input'!$G8=\"\"),\"\",E23/'Cost scenario - input'!$G8),\"\")","v":""},{"$f":"IFERROR(IF(OR(F23=\"\",'Cost scenario - input'!$G8=\"\"),\"\",F23/'Cost scenario - input'!$G8),\"\")","v":""},{"$f":"IFERROR(IF(OR(G23=\"\",'Cost scenario - input'!$G8=\"\"),\"\",G23/'Cost scenario - input'!$G8),\"\")","v":""},{"$f":"IFERROR(IF(OR(H23=\"\",'Cost scenario - input'!$G8=\"\"),\"\",H23/'Cost scenario - input'!$G8),\"\")","v":""},{"$f":"IFERROR(IF(OR(I23=\"\",'Cost scenario - input'!$G8=\"\"),\"\",I23/'Cost scenario - input'!$G8),\"\")","v":""},{"$f":"IFERROR(IF(OR(J23=\"\",'Cost scenario - input'!$G8=\"\"),\"\",J23/'Cost scenario - input'!$G8),\"\")","v":""},{"$f":"IFERROR(IF(OR(K23=\"\",'Cost scenario - input'!$G8=\"\"),\"\",K23/'Cost scenario - input'!$G8),\"\")","v":""},{"$f":"IFERROR(IF(OR(L23=\"\",'Cost scenario - input'!$G8=\"\"),\"\",L23/'Cost scenario - input'!$G8),\"\")","v":""},{"$f":"IFERROR(IF(OR(M23=\"\",'Cost scenario - input'!$G8=\"\"),\"\",M23/'Cost scenario - input'!$G8),\"\")","v":""},{"$f":"IFERROR(IF(OR(N23=\"\",'Cost scenario - input'!$G8=\"\"),\"\",N23/'Cost scenario - input'!$G8),\"\")","v":""},{"$f":"IFERROR(IF(OR(O23=\"\",'Cost scenario - input'!$G8=\"\"),\"\",O23/'Cost scenario - input'!$G8),\"\")","v":""},{"$f":"IFERROR(IF(OR(P23=\"\",'Cost scenario - input'!$G8=\"\"),\"\",P23/'Cost scenario - input'!$G8),\"\")","v":""},{"$f":"IFERROR(IF(OR(Q23=\"\",'Cost scenario - input'!$G8=\"\"),\"\",Q23/'Cost scenario - input'!$G8),\"\")","v":""},{"$f":"IFERROR(IF(OR(R23=\"\",'Cost scenario - input'!$G8=\"\"),\"\",R23/'Cost scenario - input'!$G8),\"\")","v":""},{"$f":"IFERROR(IF(OR(S23=\"\",'Cost scenario - input'!$G8=\"\"),\"\",S23/'Cost scenario - input'!$G8),\"\")","v":""},{"$f":"IFERROR(IF(OR(T23=\"\",'Cost scenario - input'!$G8=\"\"),\"\",T23/'Cost scenario - input'!$G8),\"\")","v":""},{"$f":"IFERROR(IF(OR(U23=\"\",'Cost scenario - input'!$G8=\"\"),\"\",U23/'Cost scenario - input'!$G8),\"\")","v":""},{"$f":"IFERROR(IF(OR(V23=\"\",'Cost scenario - input'!$G8=\"\"),\"\",V23/'Cost scenario - input'!$G8),\"\")","v":""},{"$f":"IFERROR(IF(OR(W23=\"\",'Cost scenario - input'!$G8=\"\"),\"\",W23/'Cost scenario - input'!$G8),\"\")","v":""}]
[{"$f":"IFERROR('Cost scenario - input'!A9,\"\")","v":1},{"$f":"IFERROR('Cost scenario - input'!B9,\"\")","v":"OVERHEAD CONDUCTORS"},{"$f":"IFERROR('Cost scenario - input'!C9,\"\")","v":"˃ 11 kv & < = 22 kv ; swer"},{"$f":"IFERROR(repcalc('Cost scenario - input'!$CY9:$GK9,'Cost scenario - input'!$J9,'Cost scenario - input'!$H9,'Cost scenario - input'!$I9,20,TRUE,TRUE),\"\")","v":""},"","","","","","","","","","","","","","","","","","","",{"$f":"IFERROR(IF(OR(D24=\"\",'Cost scenario - input'!$G9=\"\"),\"\",D24/'Cost scenario - input'!$G9),\"\")","v":""},{"$f":"IFERROR(IF(OR(E24=\"\",'Cost scenario - input'!$G9=\"\"),\"\",E24/'Cost scenario - input'!$G9),\"\")","v":""},{"$f":"IFERROR(IF(OR(F24=\"\",'Cost scenario - input'!$G9=\"\"),\"\",F24/'Cost scenario - input'!$G9),\"\")","v":""},{"$f":"IFERROR(IF(OR(G24=\"\",'Cost scenario - input'!$G9=\"\"),\"\",G24/'Cost scenario - input'!$G9),\"\")","v":""},{"$f":"IFERROR(IF(OR(H24=\"\",'Cost scenario - input'!$G9=\"\"),\"\",H24/'Cost scenario - input'!$G9),\"\")","v":""},{"$f":"IFERROR(IF(OR(I24=\"\",'Cost scenario - input'!$G9=\"\"),\"\",I24/'Cost scenario - input'!$G9),\"\")","v":""},{"$f":"IFERROR(IF(OR(J24=\"\",'Cost scenario - input'!$G9=\"\"),\"\",J24/'Cost scenario - input'!$G9),\"\")","v":""},{"$f":"IFERROR(IF(OR(K24=\"\",'Cost scenario - input'!$G9=\"\"),\"\",K24/'Cost scenario - input'!$G9),\"\")","v":""},{"$f":"IFERROR(IF(OR(L24=\"\",'Cost scenario - input'!$G9=\"\"),\"\",L24/'Cost scenario - input'!$G9),\"\")","v":""},{"$f":"IFERROR(IF(OR(M24=\"\",'Cost scenario - input'!$G9=\"\"),\"\",M24/'Cost scenario - input'!$G9),\"\")","v":""},{"$f":"IFERROR(IF(OR(N24=\"\",'Cost scenario - input'!$G9=\"\"),\"\",N24/'Cost scenario - input'!$G9),\"\")","v":""},{"$f":"IFERROR(IF(OR(O24=\"\",'Cost scenario - input'!$G9=\"\"),\"\",O24/'Cost scenario - input'!$G9),\"\")","v":""},{"$f":"IFERROR(IF(OR(P24=\"\",'Cost scenario - input'!$G9=\"\"),\"\",P24/'Cost scenario - input'!$G9),\"\")","v":""},{"$f":"IFERROR(IF(OR(Q24=\"\",'Cost scenario - input'!$G9=\"\"),\"\",Q24/'Cost scenario - input'!$G9),\"\")","v":""},{"$f":"IFERROR(IF(OR(R24=\"\",'Cost scenario - input'!$G9=\"\"),\"\",R24/'Cost scenario - input'!$G9),\"\")","v":""},{"$f":"IFERROR(IF(OR(S24=\"\",'Cost scenario - input'!$G9=\"\"),\"\",S24/'Cost scenario - input'!$G9),\"\")","v":""},{"$f":"IFERROR(IF(OR(T24=\"\",'Cost scenario - input'!$G9=\"\"),\"\",T24/'Cost scenario - input'!$G9),\"\")","v":""},{"$f":"IFERROR(IF(OR(U24=\"\",'Cost scenario - input'!$G9=\"\"),\"\",U24/'Cost scenario - input'!$G9),\"\")","v":""},{"$f":"IFERROR(IF(OR(V24=\"\",'Cost scenario - input'!$G9=\"\"),\"\",V24/'Cost scenario - input'!$G9),\"\")","v":""},{"$f":"IFERROR(IF(OR(W24=\"\",'Cost scenario - input'!$G9=\"\"),\"\",W24/'Cost scenario - input'!$G9),\"\")","v":""}]
[{"$f":"IFERROR('Cost scenario - input'!A10,\"\")","v":1},{"$f":"IFERROR('Cost scenario - input'!B10,\"\")","v":"OVERHEAD CONDUCTORS"},{"$f":"IFERROR('Cost scenario - input'!C10,\"\")","v":"> 1 kv & < = 11 kv"},{"$f":"IFERROR(repcalc('Cost scenario - input'!$CY10:$GK10,'Cost scenario - input'!$J10,'Cost scenario - input'!$H10,'Cost scenario - input'!$I10,20,TRUE,TRUE),\"\")","v":120.91710983240451},130.43762357065594,139.56743538217276,148.1581021405772,156.07664978734311,163.21243284656464,169.48336697060878,174.84118310318416,179.27540972444984,182.81587058883107,185.53358222634017,187.54003932024131,188.98497715658564,190.05278921039726,190.95784650481332,191.93900786403597,193.25362372936286,195.17132119020548,197.96781777029582,201.91895238268029,{"$f":"IFERROR(IF(OR(D25=\"\",'Cost scenario - input'!$G10=\"\"),\"\",D25/'Cost scenario - input'!$G10),\"\")","v":2.0518472750911871},{"$f":"IFERROR(IF(OR(E25=\"\",'Cost scenario - input'!$G10=\"\"),\"\",E25/'Cost scenario - input'!$G10),\"\")","v":2.2134012536668837},{"$f":"IFERROR(IF(OR(F25=\"\",'Cost scenario - input'!$G10=\"\"),\"\",F25/'Cost scenario - input'!$G10),\"\")","v":2.3683253956143773},{"$f":"IFERROR(IF(OR(G25=\"\",'Cost scenario - input'!$G10=\"\"),\"\",G25/'Cost scenario - input'!$G10),\"\")","v":2.5141007635824},{"$f":"IFERROR(IF(OR(H25=\"\",'Cost scenario - input'!$G10=\"\"),\"\",H25/'Cost scenario - input'!$G10),\"\")","v":2.6484709154510333},{"$f":"IFERROR(IF(OR(I25=\"\",'Cost scenario - input'!$G10=\"\"),\"\",I25/'Cost scenario - input'!$G10),\"\")","v":2.7695583037122913},{"$f":"IFERROR(IF(OR(J25=\"\",'Cost scenario - input'!$G10=\"\"),\"\",J25/'Cost scenario - input'!$G10),\"\")","v":2.8759700357866889},{"$f":"IFERROR(IF(OR(K25=\"\",'Cost scenario - input'!$G10=\"\"),\"\",K25/'Cost scenario - input'!$G10),\"\")","v":2.9668870321265919},{"$f":"IFERROR(IF(OR(L25=\"\",'Cost scenario - input'!$G10=\"\"),\"\",L25/'Cost scenario - input'!$G10),\"\")","v":3.0421316010928154},{"$f":"IFERROR(IF(OR(M25=\"\",'Cost scenario - input'!$G10=\"\"),\"\",M25/'Cost scenario - input'!$G10),\"\")","v":3.102209823167561},{"$f":"IFERROR(IF(OR(N25=\"\",'Cost scenario - input'!$G10=\"\"),\"\",N25/'Cost scenario - input'!$G10),\"\")","v":3.1483267806902444},{"$f":"IFERROR(IF(OR(O25=\"\",'Cost scenario - input'!$G10=\"\"),\"\",O25/'Cost scenario - input'!$G10),\"\")","v":3.182374431402494},{"$f":"IFERROR(IF(OR(P25=\"\",'Cost scenario - input'!$G10=\"\"),\"\",P25/'Cost scenario - input'!$G10),\"\")","v":3.2068936393647798},{"$f":"IFERROR(IF(OR(Q25=\"\",'Cost scenario - input'!$G10=\"\"),\"\",Q25/'Cost scenario - input'!$G10),\"\")","v":3.2250133848330571},{"$f":"IFERROR(IF(OR(R25=\"\",'Cost scenario - input'!$G10=\"\"),\"\",R25/'Cost scenario - input'!$G10),\"\")","v":3.2403713382767254},{"$f":"IFERROR(IF(OR(S25=\"\",'Cost scenario - input'!$G10=\"\"),\"\",S25/'Cost scenario - input'!$G10),\"\")","v":3.2570207046413047},{"$f":"IFERROR(IF(OR(T25=\"\",'Cost scenario - input'!$G10=\"\"),\"\",T25/'Cost scenario - input'!$G10),\"\")","v":3.2793284738627269},{"$f":"IFERROR(IF(OR(U25=\"\",'Cost scenario - input'!$G10=\"\"),\"\",U25/'Cost scenario - input'!$G10),\"\")","v":3.3118699588100018},{"$f":"IFERROR(IF(OR(V25=\"\",'Cost scenario - input'!$G10=\"\"),\"\",V25/'Cost scenario - input'!$G10),\"\")","v":3.3593238211758263},{"$f":"IFERROR(IF(OR(W25=\"\",'Cost scenario - input'!$G10=\"\"),\"\",W25/'Cost scenario - input'!$G10),\"\")","v":3.4263707825130294}]
[{"$f":"IFERROR('Cost scenario - input'!A11,\"\")","v":1},{"$f":"IFERROR('Cost scenario - input'!B11,\"\")","v":"OVERHEAD CONDUCTORS"},{"$f":"IFERROR('Cost scenario - input'!C11,\"\")","v":"> 22 kv & < = 66 kv"},{"$f":"IFERROR(repcalc('Cost scenario - input'!$CY11:$GK11,'Cost scenario - input'!$J11,'Cost scenario - input'!$H11,'Cost scenario - input'!$I11,20,TRUE,TRUE),\"\")","v":""},"","","","","","","","","","","","","","","","","","","",{"$f":"IFERROR(IF(OR(D26=\"\",'Cost scenario - input'!$G11=\"\"),\"\",D26/'Cost scenario - input'!$G11),\"\")","v":""},{"$f":"IFERROR(IF(OR(E26=\"\",'Cost scenario - input'!$G11=\"\"),\"\",E26/'Cost scenario - input'!$G11),\"\")","v":""},{"$f":"IFERROR(IF(OR(F26=\"\",'Cost scenario - input'!$G11=\"\"),\"\",F26/'Cost scenario - input'!$G11),\"\")","v":""},{"$f":"IFERROR(IF(OR(G26=\"\",'Cost scenario - input'!$G11=\"\"),\"\",G26/'Cost scenario - input'!$G11),\"\")","v":""},{"$f":"IFERROR(IF(OR(H26=\"\",'Cost scenario - input'!$G11=\"\"),\"\",H26/'Cost scenario - input'!$G11),\"\")","v":""},{"$f":"IFERROR(IF(OR(I26=\"\",'Cost scenario - input'!$G11=\"\"),\"\",I26/'Cost scenario - input'!$G11),\"\")","v":""},{"$f":"IFERROR(IF(OR(J26=\"\",'Cost scenario - input'!$G11=\"\"),\"\",J26/'Cost scenario - input'!$G11),\"\")","v":""},{"$f":"IFERROR(IF(OR(K26=\"\",'Cost scenario - input'!$G11=\"\"),\"\",K26/'Cost scenario - input'!$G11),\"\")","v":""},{"$f":"IFERROR(IF(OR(L26=\"\",'Cost scenario - input'!$G11=\"\"),\"\",L26/'Cost scenario - input'!$G11),\"\")","v":""},{"$f":"IFERROR(IF(OR(M26=\"\",'Cost scenario - input'!$G11=\"\"),\"\",M26/'Cost scenario - input'!$G11),\"\")","v":""},{"$f":"IFERROR(IF(OR(N26=\"\",'Cost scenario - input'!$G11=\"\"),\"\",N26/'Cost scenario - input'!$G11),\"\")","v":""},{"$f":"IFERROR(IF(OR(O26=\"\",'Cost scenario - input'!$G11=\"\"),\"\",O26/'Cost scenario - input'!$G11),\"\")","v":""},{"$f":"IFERROR(IF(OR(P26=\"\",'Cost scenario - input'!$G11=\"\"),\"\",P26/'Cost scenario - input'!$G11),\"\")","v":""},{"$f":"IFERROR(IF(OR(Q26=\"\",'Cost scenario - input'!$G11=\"\"),\"\",Q26/'Cost scenario - input'!$G11),\"\")","v":""},{"$f":"IFERROR(IF(OR(R26=\"\",'Cost scenario - input'!$G11=\"\"),\"\",R26/'Cost scenario - input'!$G11),\"\")","v":""},{"$f":"IFERROR(IF(OR(S26=\"\",'Cost scenario - input'!$G11=\"\"),\"\",S26/'Cost scenario - input'!$G11),\"\")","v":""},{"$f":"IFERROR(IF(OR(T26=\"\",'Cost scenario - input'!$G11=\"\"),\"\",T26/'Cost scenario - input'!$G11),\"\")","v":""},{"$f":"IFERROR(IF(OR(U26=\"\",'Cost scenario - input'!$G11=\"\"),\"\",U26/'Cost scenario - input'!$G11),\"\")","v":""},{"$f":"IFERROR(IF(OR(V26=\"\",'Cost scenario - input'!$G11=\"\"),\"\",V26/'Cost scenario - input'!$G11),\"\")","v":""},{"$f":"IFERROR(IF(OR(W26=\"\",'Cost scenario - input'!$G11=\"\"),\"\",W26/'Cost scenario - input'!$G11),\"\")","v":""}]
[{"$f":"IFERROR('Cost scenario - input'!A12,\"\")","v":2},{"$f":"IFERROR('Cost scenario - input'!B12,\"\")","v":"POLES"},{"$f":"IFERROR('Cost scenario - input'!C12,\"\")","v":"˂ = 1 kv ; concrete"},{"$f":"IFERROR(repcalc('Cost scenario - input'!$CY12:$GK12,'Cost scenario - input'!$J12,'Cost scenario - input'!$H12,'Cost scenario - input'!$I12,20,TRUE,TRUE),\"\")","v":9.8181702429288507},10.858567855357336,12.129634866429942,13.713498005644754,15.719420343710812,18.290275397770596,21.609534466997978,25.908504435607103,31.473478767364959,38.652401976601254,47.860606266580639,59.585166873180896,74.387446930837172,92.903467001735862,115.84183713952461,143.97912201003152,178.15265600259195,219.25096204656631,268.2020265187316,325.95971363374588,{"$f":"IFERROR(IF(OR(D27=\"\",'Cost scenario - input'!$G12=\"\"),\"\",D27/'Cost scenario - input'!$G12),\"\")","v":1.1507479002467542},{"$f":"IFERROR(IF(OR(E27=\"\",'Cost scenario - input'!$G12=\"\"),\"\",E27/'Cost scenario - input'!$G12),\"\")","v":1.2726886833357496},{"$f":"IFERROR(IF(OR(F27=\"\",'Cost scenario - input'!$G12=\"\"),\"\",F27/'Cost scenario - input'!$G12),\"\")","v":1.4216652907762404},{"$f":"IFERROR(IF(OR(G27=\"\",'Cost scenario - input'!$G12=\"\"),\"\",G27/'Cost scenario - input'!$G12),\"\")","v":1.6073034633310861},{"$f":"IFERROR(IF(OR(H27=\"\",'Cost scenario - input'!$G12=\"\"),\"\",H27/'Cost scenario - input'!$G12),\"\")","v":1.8424094822198955},{"$f":"IFERROR(IF(OR(I27=\"\",'Cost scenario - input'!$G12=\"\"),\"\",I27/'Cost scenario - input'!$G12),\"\")","v":2.143728972725647},{"$f":"IFERROR(IF(OR(J27=\"\",'Cost scenario - input'!$G12=\"\"),\"\",J27/'Cost scenario - input'!$G12),\"\")","v":2.5327658614513591},{"$f":"IFERROR(IF(OR(K27=\"\",'Cost scenario - input'!$G12=\"\"),\"\",K27/'Cost scenario - input'!$G12),\"\")","v":3.0366306898458051},{"$f":"IFERROR(IF(OR(L27=\"\",'Cost scenario - input'!$G12=\"\"),\"\",L27/'Cost scenario - input'!$G12),\"\")","v":3.688878753257578},{"$f":"IFERROR(IF(OR(M27=\"\",'Cost scenario - input'!$G12=\"\"),\"\",M27/'Cost scenario - input'!$G12),\"\")","v":4.5302912165433016},{"$f":"IFERROR(IF(OR(N27=\"\",'Cost scenario - input'!$G12=\"\"),\"\",N27/'Cost scenario - input'!$G12),\"\")","v":5.6095474821767599},{"$f":"IFERROR(IF(OR(O27=\"\",'Cost scenario - input'!$G12=\"\"),\"\",O27/'Cost scenario - input'!$G12),\"\")","v":6.9837356624110702},{"$f":"IFERROR(IF(OR(P27=\"\",'Cost scenario - input'!$G12=\"\"),\"\",P27/'Cost scenario - input'!$G12),\"\")","v":8.7186508526910735},{"$f":"IFERROR(IF(OR(Q27=\"\",'Cost scenario - input'!$G12=\"\"),\"\",Q27/'Cost scenario - input'!$G12),\"\")","v":10.888838442670901},{"$f":"IFERROR(IF(OR(R27=\"\",'Cost scenario - input'!$G12=\"\"),\"\",R27/'Cost scenario - input'!$G12),\"\")","v":13.577351741791389},{"$f":"IFERROR(IF(OR(S27=\"\",'Cost scenario - input'!$G12=\"\"),\"\",S27/'Cost scenario - input'!$G12),\"\")","v":16.875208743884038},{"$f":"IFERROR(IF(OR(T27=\"\",'Cost scenario - input'!$G12=\"\"),\"\",T27/'Cost scenario - input'!$G12),\"\")","v":20.880550015519898},{"$f":"IFERROR(IF(OR(U27=\"\",'Cost scenario - input'!$G12=\"\"),\"\",U27/'Cost scenario - input'!$G12),\"\")","v":25.697515724366053},{"$f":"IFERROR(IF(OR(V27=\"\",'Cost scenario - input'!$G12=\"\"),\"\",V27/'Cost scenario - input'!$G12),\"\")","v":31.434871388651604},{"$f":"IFERROR(IF(OR(W27=\"\",'Cost scenario - input'!$G12=\"\"),\"\",W27/'Cost scenario - input'!$G12),\"\")","v":38.204415562993063}]
[{"$f":"IFERROR('Cost scenario - input'!A13,\"\")","v":2},{"$f":"IFERROR('Cost scenario - input'!B13,\"\")","v":"POLES"},{"$f":"IFERROR('Cost scenario - input'!C13,\"\")","v":"˂ = 1 kv ; steel"},{"$f":"IFERROR(repcalc('Cost scenario - input'!$CY13:$GK13,'Cost scenario - input'!$J13,'Cost scenario - input'!$H13,'Cost scenario - input'!$I13,20,TRUE,TRUE),\"\")","v":5.1271362594414018},5.6449567977739292,6.1538380847072069,6.64683710034355,7.1189643663780782,7.5679135966105227,7.994690463327764,8.4040788198661005,8.8048908509389499,9.2099612946440086,9.6358639826071908,10.102349846937727,10.631527287474297,11.246826329689597,11.971805426343785,12.828872510785217,13.837998947499901,15.015505882264762,16.37299729884904,17.916503506097587,{"$f":"IFERROR(IF(OR(D28=\"\",'Cost scenario - input'!$G13=\"\"),\"\",D28/'Cost scenario - input'!$G13),\"\")","v":0.60093083933642966},{"$f":"IFERROR(IF(OR(E28=\"\",'Cost scenario - input'!$G13=\"\"),\"\",E28/'Cost scenario - input'!$G13),\"\")","v":0.66162248375153432},{"$f":"IFERROR(IF(OR(F28=\"\",'Cost scenario - input'!$G13=\"\"),\"\",F28/'Cost scenario - input'!$G13),\"\")","v":0.72126639477814192},{"$f":"IFERROR(IF(OR(G28=\"\",'Cost scenario - input'!$G13=\"\"),\"\",G28/'Cost scenario - input'!$G13),\"\")","v":0.77904880922301545},{"$f":"IFERROR(IF(OR(H28=\"\",'Cost scenario - input'!$G13=\"\"),\"\",H28/'Cost scenario - input'!$G13),\"\")","v":0.83438493057717134},{"$f":"IFERROR(IF(OR(I28=\"\",'Cost scenario - input'!$G13=\"\"),\"\",I28/'Cost scenario - input'!$G13),\"\")","v":0.88700444839205783},{"$f":"IFERROR(IF(OR(J28=\"\",'Cost scenario - input'!$G13=\"\"),\"\",J28/'Cost scenario - input'!$G13),\"\")","v":0.93702523343624244},{"$f":"IFERROR(IF(OR(K28=\"\",'Cost scenario - input'!$G13=\"\"),\"\",K28/'Cost scenario - input'!$G13),\"\")","v":0.98500798175039528},{"$f":"IFERROR(IF(OR(L28=\"\",'Cost scenario - input'!$G13=\"\"),\"\",L28/'Cost scenario - input'!$G13),\"\")","v":1.0319855337522974},{"$f":"IFERROR(IF(OR(M28=\"\",'Cost scenario - input'!$G13=\"\"),\"\",M28/'Cost scenario - input'!$G13),\"\")","v":1.0794621970217424},{"$f":"IFERROR(IF(OR(N28=\"\",'Cost scenario - input'!$G13=\"\"),\"\",N28/'Cost scenario - input'!$G13),\"\")","v":1.1293805231208505},{"$f":"IFERROR(IF(OR(O28=\"\",'Cost scenario - input'!$G13=\"\"),\"\",O28/'Cost scenario - input'!$G13),\"\")","v":1.1840554386693734},{"$f":"IFERROR(IF(OR(P28=\"\",'Cost scenario - input'!$G13=\"\"),\"\",P28/'Cost scenario - input'!$G13),\"\")","v":1.2460781795149991},{"$f":"IFERROR(IF(OR(Q28=\"\",'Cost scenario - input'!$G13=\"\"),\"\",Q28/'Cost scenario - input'!$G13),\"\")","v":1.3181948838839259},{"$f":"IFERROR(IF(OR(R28=\"\",'Cost scenario - input'!$G13=\"\"),\"\",R28/'Cost scenario - input'!$G13),\"\")","v":1.4031667424436658},{"$f":"IFERROR(IF(OR(S28=\"\",'Cost scenario - input'!$G13=\"\"),\"\",S28/'Cost scenario - input'!$G13),\"\")","v":1.5036200981493184},{"$f":"IFERROR(IF(OR(T28=\"\",'Cost scenario - input'!$G13=\"\"),\"\",T28/'Cost scenario - input'!$G13),\"\")","v":1.6218957136051877},{"$f":"IFERROR(IF(OR(U28=\"\",'Cost scenario - input'!$G13=\"\"),\"\",U28/'Cost scenario - input'!$G13),\"\")","v":1.7599065240902219},{"$f":"IFERROR(IF(OR(V28=\"\",'Cost scenario - input'!$G13=\"\"),\"\",V28/'Cost scenario - input'!$G13),\"\")","v":1.9190125854627482},{"$f":"IFERROR(IF(OR(W28=\"\",'Cost scenario - input'!$G13=\"\"),\"\",W28/'Cost scenario - input'!$G13),\"\")","v":2.09992068575652}]
[{"$f":"IFERROR('Cost scenario - input'!A14,\"\")","v":2},{"$f":"IFERROR('Cost scenario - input'!B14,\"\")","v":"POLES"},{"$f":"IFERROR('Cost scenario - input'!C14,\"\")","v":"˂ = 1 kv ; wood"},{"$f":"IFERROR(repcalc('Cost scenario - input'!$CY14:$GK14,'Cost scenario - input'!$J14,'Cost scenario - input'!$H14,'Cost scenario - input'!$I14,20,TRUE,TRUE),\"\")","v":2285.0624239226554},2216.5775655786329,2154.9169481006529,2104.587738987419,2069.7222036854887,2053.9382940319711,2060.2257859555084,2090.8596140371401,2147.3404550934047,2230.3614526028018,2339.799283812667,2474.7275111409153,2633.450226969449,2813.5542548579274,3011.9784564176539,3225.0988707127717,3448.8283769882287,3678.7292681901567,3910.1365574860088,4138.289075476896,{"$f":"IFERROR(IF(OR(D29=\"\",'Cost scenario - input'!$G14=\"\"),\"\",D29/'Cost scenario - input'!$G14),\"\")","v":610.11989998615525},{"$f":"IFERROR(IF(OR(E29=\"\",'Cost scenario - input'!$G14=\"\"),\"\",E29/'Cost scenario - input'!$G14),\"\")","v":591.8341960657815},{"$f":"IFERROR(IF(OR(F29=\"\",'Cost scenario - input'!$G14=\"\"),\"\",F29/'Cost scenario - input'!$G14),\"\")","v":575.3705890435416},{"$f":"IFERROR(IF(OR(G29=\"\",'Cost scenario - input'!$G14=\"\"),\"\",G29/'Cost scenario - input'!$G14),\"\")","v":561.93250888035914},{"$f":"IFERROR(IF(OR(H29=\"\",'Cost scenario - input'!$G14=\"\"),\"\",H29/'Cost scenario - input'!$G14),\"\")","v":552.62328533850928},{"$f":"IFERROR(IF(OR(I29=\"\",'Cost scenario - input'!$G14=\"\"),\"\",I29/'Cost scenario - input'!$G14),\"\")","v":548.40892459353529},{"$f":"IFERROR(IF(OR(J29=\"\",'Cost scenario - input'!$G14=\"\"),\"\",J29/'Cost scenario - input'!$G14),\"\")","v":550.08770759017966},{"$f":"IFERROR(IF(OR(K29=\"\",'Cost scenario - input'!$G14=\"\"),\"\",K29/'Cost scenario - input'!$G14),\"\")","v":558.26705005788938},{"$f":"IFERROR(IF(OR(L29=\"\",'Cost scenario - input'!$G14=\"\"),\"\",L29/'Cost scenario - input'!$G14),\"\")","v":573.34763811343407},{"$f":"IFERROR(IF(OR(M29=\"\",'Cost scenario - input'!$G14=\"\"),\"\",M29/'Cost scenario - input'!$G14),\"\")","v":595.51454356288389},{"$f":"IFERROR(IF(OR(N29=\"\",'Cost scenario - input'!$G14=\"\"),\"\",N29/'Cost scenario - input'!$G14),\"\")","v":624.73483878696084},{"$f":"IFERROR(IF(OR(O29=\"\",'Cost scenario - input'!$G14=\"\"),\"\",O29/'Cost scenario - input'!$G14),\"\")","v":660.76116161340735},{"$f":"IFERROR(IF(OR(P29=\"\",'Cost scenario - input'!$G14=\"\"),\"\",P29/'Cost scenario - input'!$G14),\"\")","v":703.14069859804499},{"$f":"IFERROR(IF(OR(Q29=\"\",'Cost scenario - input'!$G14=\"\"),\"\",Q29/'Cost scenario - input'!$G14),\"\")","v":751.22912293692491},{"$f":"IFERROR(IF(OR(R29=\"\",'Cost scenario - input'!$G14=\"\"),\"\",R29/'Cost scenario - input'!$G14),\"\")","v":804.20909965136002},{"$f":"IFERROR(IF(OR(S29=\"\",'Cost scenario - input'!$G14=\"\"),\"\",S29/'Cost scenario - input'!$G14),\"\")","v":861.1130181147912},{"$f":"IFERROR(IF(OR(T29=\"\",'Cost scenario - input'!$G14=\"\"),\"\",T29/'Cost scenario - input'!$G14),\"\")","v":920.8496023602263},{"$f":"IFERROR(IF(OR(U29=\"\",'Cost scenario - input'!$G14=\"\"),\"\",U29/'Cost scenario - input'!$G14),\"\")","v":982.23396861576975},{"$f":"IFERROR(IF(OR(V29=\"\",'Cost scenario - input'!$G14=\"\"),\"\",V29/'Cost scenario - input'!$G14),\"\")","v":1044.0205485897579},{"$f":"IFERROR(IF(OR(W29=\"\",'Cost scenario - input'!$G14=\"\"),\"\",W29/'Cost scenario - input'!$G14),\"\")","v":1104.93809289878}]
[{"$f":"IFERROR('Cost scenario - input'!A15,\"\")","v":2},{"$f":"IFERROR('Cost scenario - input'!B15,\"\")","v":"POLES"},{"$f":"IFERROR('Cost scenario - input'!C15,\"\")","v":"˃ 11 kv & < = 22 kv ; concrete"},{"$f":"IFERROR(repcalc('Cost scenario - input'!$CY15:$GK15,'Cost scenario - input'!$J15,'Cost scenario - input'!$H15,'Cost scenario - input'!$I15,20,TRUE,TRUE),\"\")","v":11.548579673332165},11.838485340461597,12.196072399107711,12.698573688968478,13.444468907500472,14.555492685142942,16.178551316689802,18.487481488925496,21.684533642372323,26.001402496517997,31.699563450320291,39.069612691792528,48.429257874175008,60.119571996684449,74.499112314622835,91.935525339650326,112.79431523428023,137.42455356837192,166.14146095364538,199.20600175932452,{"$f":"IFERROR(IF(OR(D30=\"\",'Cost scenario - input'!$G15=\"\"),\"\",D30/'Cost scenario - input'!$G15),\"\")","v":3.983322626573556},{"$f":"IFERROR(IF(OR(E30=\"\",'Cost scenario - input'!$G15=\"\"),\"\",E30/'Cost scenario - input'!$G15),\"\")","v":4.0833165510312268},{"$f":"IFERROR(IF(OR(F30=\"\",'Cost scenario - input'!$G15=\"\"),\"\",F30/'Cost scenario - input'!$G15),\"\")","v":4.2066550620832937},{"$f":"IFERROR(IF(OR(G30=\"\",'Cost scenario - input'!$G15=\"\"),\"\",G30/'Cost scenario - input'!$G15),\"\")","v":4.3799772206866514},{"$f":"IFERROR(IF(OR(H30=\"\",'Cost scenario - input'!$G15=\"\"),\"\",H30/'Cost scenario - input'!$G15),\"\")","v":4.637250529186435},{"$f":"IFERROR(IF(OR(I30=\"\",'Cost scenario - input'!$G15=\"\"),\"\",I30/'Cost scenario - input'!$G15),\"\")","v":5.0204635542793765},{"$f":"IFERROR(IF(OR(J30=\"\",'Cost scenario - input'!$G15=\"\"),\"\",J30/'Cost scenario - input'!$G15),\"\")","v":5.5802870437622785},{"$f":"IFERROR(IF(OR(K30=\"\",'Cost scenario - input'!$G15=\"\"),\"\",K30/'Cost scenario - input'!$G15),\"\")","v":6.3766805448161703},{"$f":"IFERROR(IF(OR(L30=\"\",'Cost scenario - input'!$G15=\"\"),\"\",L30/'Cost scenario - input'!$G15),\"\")","v":7.4794040434094828},{"$f":"IFERROR(IF(OR(M30=\"\",'Cost scenario - input'!$G15=\"\"),\"\",M30/'Cost scenario - input'!$G15),\"\")","v":8.968373411857165},{"$f":"IFERROR(IF(OR(N30=\"\",'Cost scenario - input'!$G15=\"\"),\"\",N30/'Cost scenario - input'!$G15),\"\")","v":10.933776439690247},{"$f":"IFERROR(IF(OR(O30=\"\",'Cost scenario - input'!$G15=\"\"),\"\",O30/'Cost scenario - input'!$G15),\"\")","v":13.475845225024006},{"$f":"IFERROR(IF(OR(P30=\"\",'Cost scenario - input'!$G15=\"\"),\"\",P30/'Cost scenario - input'!$G15),\"\")","v":16.70416312092739},{"$f":"IFERROR(IF(OR(Q30=\"\",'Cost scenario - input'!$G15=\"\"),\"\",Q30/'Cost scenario - input'!$G15),\"\")","v":20.736372628341929},{"$f":"IFERROR(IF(OR(R30=\"\",'Cost scenario - input'!$G15=\"\"),\"\",R30/'Cost scenario - input'!$G15),\"\")","v":25.696146897418249},{"$f":"IFERROR(IF(OR(S30=\"\",'Cost scenario - input'!$G15=\"\"),\"\",S30/'Cost scenario - input'!$G15),\"\")","v":31.710294134005114},{"$f":"IFERROR(IF(OR(T30=\"\",'Cost scenario - input'!$G15=\"\"),\"\",T30/'Cost scenario - input'!$G15),\"\")","v":38.904883607383148},{"$f":"IFERROR(IF(OR(U30=\"\",'Cost scenario - input'!$G15=\"\"),\"\",U30/'Cost scenario - input'!$G15),\"\")","v":47.400316676147575},{"$f":"IFERROR(IF(OR(V30=\"\",'Cost scenario - input'!$G15=\"\"),\"\",V30/'Cost scenario - input'!$G15),\"\")","v":57.305318865907935},{"$f":"IFERROR(IF(OR(W30=\"\",'Cost scenario - input'!$G15=\"\"),\"\",W30/'Cost scenario - input'!$G15),\"\")","v":68.709901702415692}]
[{"$f":"IFERROR('Cost scenario - input'!A16,\"\")","v":2},{"$f":"IFERROR('Cost scenario - input'!B16,\"\")","v":"POLES"},{"$f":"IFERROR('Cost scenario - input'!C16,\"\")","v":"˃ 11 kv & < = 22 kv ; steel"},{"$f":"IFERROR(repcalc('Cost scenario - input'!$CY16:$GK16,'Cost scenario - input'!$J16,'Cost scenario - input'!$H16,'Cost scenario - input'!$I16,20,TRUE,TRUE),\"\")","v":1.8759331331216284E-2},2.5310555993864271E-2,3.366187337887544E-2,4.4129764231352946E-2,5.7027910383850786E-2,7.2646278051137742E-2,9.1226103681544365E-2,0.11293211273352975,0.13782401034741393,0.16582992470707766,0.19672494750739689,0.23011808869280467,0.26545074960826309,0.30200916308346243,0.33895214993069778,0.37535406557360645,0.41026109391092797,0.44275728282738719,0.47203513846831707,0.49746443998423268,{"$f":"IFERROR(IF(OR(D31=\"\",'Cost scenario - input'!$G16=\"\"),\"\",D31/'Cost scenario - input'!$G16),\"\")","v":1.8481270267752797E-3},{"$f":"IFERROR(IF(OR(E31=\"\",'Cost scenario - input'!$G16=\"\"),\"\",E31/'Cost scenario - input'!$G16),\"\")","v":2.49353890973345E-3},{"$f":"IFERROR(IF(OR(F31=\"\",'Cost scenario - input'!$G16=\"\"),\"\",F31/'Cost scenario - input'!$G16),\"\")","v":3.3162918690958186E-3},{"$f":"IFERROR(IF(OR(G31=\"\",'Cost scenario - input'!$G16=\"\"),\"\",G31/'Cost scenario - input'!$G16),\"\")","v":4.3475648743124219E-3},{"$f":"IFERROR(IF(OR(H31=\"\",'Cost scenario - input'!$G16=\"\"),\"\",H31/'Cost scenario - input'!$G16),\"\")","v":5.6182611522795599E-3},{"$f":"IFERROR(IF(OR(I31=\"\",'Cost scenario - input'!$G16=\"\"),\"\",I31/'Cost scenario - input'!$G16),\"\")","v":7.1569475207000658E-3},{"$f":"IFERROR(IF(OR(J31=\"\",'Cost scenario - input'!$G16=\"\"),\"\",J31/'Cost scenario - input'!$G16),\"\")","v":8.9873900505564961E-3},{"$f":"IFERROR(IF(OR(K31=\"\",'Cost scenario - input'!$G16=\"\"),\"\",K31/'Cost scenario - input'!$G16),\"\")","v":1.1125817122615792E-2},{"$f":"IFERROR(IF(OR(L31=\"\",'Cost scenario - input'!$G16=\"\"),\"\",L31/'Cost scenario - input'!$G16),\"\")","v":1.3578110752687294E-2},{"$f":"IFERROR(IF(OR(M31=\"\",'Cost scenario - input'!$G16=\"\"),\"\",M31/'Cost scenario - input'!$G16),\"\")","v":1.6337190291493681E-2},{"$f":"IFERROR(IF(OR(N31=\"\",'Cost scenario - input'!$G16=\"\"),\"\",N31/'Cost scenario - input'!$G16),\"\")","v":1.9380898279906637E-2},{"$f":"IFERROR(IF(OR(O31=\"\",'Cost scenario - input'!$G16=\"\"),\"\",O31/'Cost scenario - input'!$G16),\"\")","v":2.267071525920264E-2},{"$f":"IFERROR(IF(OR(P31=\"\",'Cost scenario - input'!$G16=\"\"),\"\",P31/'Cost scenario - input'!$G16),\"\")","v":2.6151609349339248E-2},{"$f":"IFERROR(IF(OR(Q31=\"\",'Cost scenario - input'!$G16=\"\"),\"\",Q31/'Cost scenario - input'!$G16),\"\")","v":2.9753261818002204E-2},{"$f":"IFERROR(IF(OR(R31=\"\",'Cost scenario - input'!$G16=\"\"),\"\",R31/'Cost scenario - input'!$G16),\"\")","v":3.3392801588194673E-2},{"$f":"IFERROR(IF(OR(S31=\"\",'Cost scenario - input'!$G16=\"\"),\"\",S31/'Cost scenario - input'!$G16),\"\")","v":3.6979036243270279E-2},{"$f":"IFERROR(IF(OR(T31=\"\",'Cost scenario - input'!$G16=\"\"),\"\",T31/'Cost scenario - input'!$G16),\"\")","v":4.0417997971466994E-2},{"$f":"IFERROR(IF(OR(U31=\"\",'Cost scenario - input'!$G16=\"\"),\"\",U31/'Cost scenario - input'!$G16),\"\")","v":4.3619449235551562E-2},{"$f":"IFERROR(IF(OR(V31=\"\",'Cost scenario - input'!$G16=\"\"),\"\",V31/'Cost scenario - input'!$G16),\"\")","v":4.6503837561588948E-2},{"$f":"IFERROR(IF(OR(W31=\"\",'Cost scenario - input'!$G16=\"\"),\"\",W31/'Cost scenario - input'!$G16),\"\")","v":4.9009075012423721E-2}]
[{"$f":"IFERROR('Cost scenario - input'!A17,\"\")","v":2},{"$f":"IFERROR('Cost scenario - input'!B17,\"\")","v":"POLES"},{"$f":"IFERROR('Cost scenario - input'!C17,\"\")","v":"˃ 11 kv & < = 22 kv ; wood"},{"$f":"IFERROR(repcalc('Cost scenario - input'!$CY17:$GK17,'Cost scenario - input'!$J17,'Cost scenario - input'!$H17,'Cost scenario - input'!$I17,20,TRUE,TRUE),\"\")","v":3222.8246876506282},3115.0416887621705,3062.613489496784,3062.9835423139966,3112.4610695757347,3206.4245355549792,3339.5176040524771,3505.8348735583222,3699.0973041293614,3912.8187180224372,4140.4650253564305,4375.6070593595759,4612.0664261454413,4844.0519979427017,5066.2830413622987,5274.0938567652784,5463.5144860463288,5631.3226555448164,5775.063634315341,5893.0369370847229,{"$f":"IFERROR(IF(OR(D32=\"\",'Cost scenario - input'!$G17=\"\"),\"\",D32/'Cost scenario - input'!$G17),\"\")","v":458.318468558902},{"$f":"IFERROR(IF(OR(E32=\"\",'Cost scenario - input'!$G17=\"\"),\"\",E32/'Cost scenario - input'!$G17),\"\")","v":442.99062923319093},{"$f":"IFERROR(IF(OR(F32=\"\",'Cost scenario - input'!$G17=\"\"),\"\",F32/'Cost scenario - input'!$G17),\"\")","v":435.53480574744952},{"$f":"IFERROR(IF(OR(G32=\"\",'Cost scenario - input'!$G17=\"\"),\"\",G32/'Cost scenario - input'!$G17),\"\")","v":435.58743102400291},{"$f":"IFERROR(IF(OR(H32=\"\",'Cost scenario - input'!$G17=\"\"),\"\",H32/'Cost scenario - input'!$G17),\"\")","v":442.62363892248834},{"$f":"IFERROR(IF(OR(I32=\"\",'Cost scenario - input'!$G17=\"\"),\"\",I32/'Cost scenario - input'!$G17),\"\")","v":455.98620003017533},{"$f":"IFERROR(IF(OR(J32=\"\",'Cost scenario - input'!$G17=\"\"),\"\",J32/'Cost scenario - input'!$G17),\"\")","v":474.91338882927977},{"$f":"IFERROR(IF(OR(K32=\"\",'Cost scenario - input'!$G17=\"\"),\"\",K32/'Cost scenario - input'!$G17),\"\")","v":498.56539712712629},{"$f":"IFERROR(IF(OR(L32=\"\",'Cost scenario - input'!$G17=\"\"),\"\",L32/'Cost scenario - input'!$G17),\"\")","v":526.04928154339575},{"$f":"IFERROR(IF(OR(M32=\"\",'Cost scenario - input'!$G17=\"\"),\"\",M32/'Cost scenario - input'!$G17),\"\")","v":556.44264159461318},{"$f":"IFERROR(IF(OR(N32=\"\",'Cost scenario - input'!$G17=\"\"),\"\",N32/'Cost scenario - input'!$G17),\"\")","v":588.81626320369378},{"$f":"IFERROR(IF(OR(O32=\"\",'Cost scenario - input'!$G17=\"\"),\"\",O32/'Cost scenario - input'!$G17),\"\")","v":622.25585342748252},{"$f":"IFERROR(IF(OR(P32=\"\",'Cost scenario - input'!$G17=\"\"),\"\",P32/'Cost scenario - input'!$G17),\"\")","v":655.8827817791788},{"$f":"IFERROR(IF(OR(Q32=\"\",'Cost scenario - input'!$G17=\"\"),\"\",Q32/'Cost scenario - input'!$G17),\"\")","v":688.87349095467198},{"$f":"IFERROR(IF(OR(R32=\"\",'Cost scenario - input'!$G17=\"\"),\"\",R32/'Cost scenario - input'!$G17),\"\")","v":720.47700692518072},{"$f":"IFERROR(IF(OR(S32=\"\",'Cost scenario - input'!$G17=\"\"),\"\",S32/'Cost scenario - input'!$G17),\"\")","v":750.02981972025123},{"$f":"IFERROR(IF(OR(T32=\"\",'Cost scenario - input'!$G17=\"\"),\"\",T32/'Cost scenario - input'!$G17),\"\")","v":776.96736089592116},{"$f":"IFERROR(IF(OR(U32=\"\",'Cost scenario - input'!$G17=\"\"),\"\",U32/'Cost scenario - input'!$G17),\"\")","v":800.83139034528131},{"$f":"IFERROR(IF(OR(V32=\"\",'Cost scenario - input'!$G17=\"\"),\"\",V32/'Cost scenario - input'!$G17),\"\")","v":821.27282034664108},{"$f":"IFERROR(IF(OR(W32=\"\",'Cost scenario - input'!$G17=\"\"),\"\",W32/'Cost scenario - input'!$G17),\"\")","v":838.04982458869131}]
[{"$f":"IFERROR('Cost scenario - input'!A18,\"\")","v":2},{"$f":"IFERROR('Cost scenario - input'!B18,\"\")","v":"POLES"},{"$f":"IFERROR('Cost scenario - input'!C18,\"\")","v":"> 1 kv & < = 11 kv ; concrete"},{"$f":"IFERROR(repcalc('Cost scenario - input'!$CY18:$GK18,'Cost scenario - input'!$J18,'Cost scenario - input'!$H18,'Cost scenario - input'!$I18,20,TRUE,TRUE),\"\")","v":4.3715763253747539},4.634341708811915,4.856802568471962,5.0363019958588664,5.1740508907019294,5.2759985990082949,5.3536515037869714,5.4248213329746848,5.5142908755624136,5.6543877294644016,5.8854549968221761,6.2562005653582666,6.823893860488961,7.654362003510748,8.8217186234846636,10.40774156446124,12.50080438689826,15.194264878689562,18.584225155430605,22.766604510866777,{"$f":"IFERROR(IF(OR(D33=\"\",'Cost scenario - input'!$G18=\"\"),\"\",D33/'Cost scenario - input'!$G18),\"\")","v":0.3937820681003153},{"$f":"IFERROR(IF(OR(E33=\"\",'Cost scenario - input'!$G18=\"\"),\"\",E33/'Cost scenario - input'!$G18),\"\")","v":0.41745140117691149},{"$f":"IFERROR(IF(OR(F33=\"\",'Cost scenario - input'!$G18=\"\"),\"\",F33/'Cost scenario - input'!$G18),\"\")","v":0.43749019059020117},{"$f":"IFERROR(IF(OR(G33=\"\",'Cost scenario - input'!$G18=\"\"),\"\",G33/'Cost scenario - input'!$G18),\"\")","v":0.45365910781325303},{"$f":"IFERROR(IF(OR(H33=\"\",'Cost scenario - input'!$G18=\"\"),\"\",H33/'Cost scenario - input'!$G18),\"\")","v":0.46606722805468198},{"$f":"IFERROR(IF(OR(I33=\"\",'Cost scenario - input'!$G18=\"\"),\"\",I33/'Cost scenario - input'!$G18),\"\")","v":0.47525045543697569},{"$f":"IFERROR(IF(OR(J33=\"\",'Cost scenario - input'!$G18=\"\"),\"\",J33/'Cost scenario - input'!$G18),\"\")","v":0.48224525986490085},{"$f":"IFERROR(IF(OR(K33=\"\",'Cost scenario - input'!$G18=\"\"),\"\",K33/'Cost scenario - input'!$G18),\"\")","v":0.48865608297262308},{"$f":"IFERROR(IF(OR(L33=\"\",'Cost scenario - input'!$G18=\"\"),\"\",L33/'Cost scenario - input'!$G18),\"\")","v":0.49671530438154238},{"$f":"IFERROR(IF(OR(M33=\"\",'Cost scenario - input'!$G18=\"\"),\"\",M33/'Cost scenario - input'!$G18),\"\")","v":0.50933492365792399},{"$f":"IFERROR(IF(OR(N33=\"\",'Cost scenario - input'!$G18=\"\"),\"\",N33/'Cost scenario - input'!$G18),\"\")","v":0.53014895952006413},{"$f":"IFERROR(IF(OR(O33=\"\",'Cost scenario - input'!$G18=\"\"),\"\",O33/'Cost scenario - input'!$G18),\"\")","v":0.56354491234141935},{"$f":"IFERROR(IF(OR(P33=\"\",'Cost scenario - input'!$G18=\"\"),\"\",P33/'Cost scenario - input'!$G18),\"\")","v":0.61468148715212767},{"$f":"IFERROR(IF(OR(Q33=\"\",'Cost scenario - input'!$G18=\"\"),\"\",Q33/'Cost scenario - input'!$G18),\"\")","v":0.68948824757681582},{"$f":"IFERROR(IF(OR(R33=\"\",'Cost scenario - input'!$G18=\"\"),\"\",R33/'Cost scenario - input'!$G18),\"\")","v":0.79464118780016102},{"$f":"IFERROR(IF(OR(S33=\"\",'Cost scenario - input'!$G18=\"\"),\"\",S33/'Cost scenario - input'!$G18),\"\")","v":0.93750667778992136},{"$f":"IFERROR(IF(OR(T33=\"\",'Cost scenario - input'!$G18=\"\"),\"\",T33/'Cost scenario - input'!$G18),\"\")","v":1.1260452152733031},{"$f":"IFERROR(IF(OR(U33=\"\",'Cost scenario - input'!$G18=\"\"),\"\",U33/'Cost scenario - input'!$G18),\"\")","v":1.3686662663224687},{"$f":"IFERROR(IF(OR(V33=\"\",'Cost scenario - input'!$G18=\"\"),\"\",V33/'Cost scenario - input'!$G18),\"\")","v":1.6740265000680319},{"$f":"IFERROR(IF(OR(W33=\"\",'Cost scenario - input'!$G18=\"\"),\"\",W33/'Cost scenario - input'!$G18),\"\")","v":2.0507661174467895}]
[{"$f":"IFERROR('Cost scenario - input'!A19,\"\")","v":2},{"$f":"IFERROR('Cost scenario - input'!B19,\"\")","v":"POLES"},{"$f":"IFERROR('Cost scenario - input'!C19,\"\")","v":"> 1 kv & < = 11 kv ; steel"},{"$f":"IFERROR(repcalc('Cost scenario - input'!$CY19:$GK19,'Cost scenario - input'!$J19,'Cost scenario - input'!$H19,'Cost scenario - input'!$I19,20,TRUE,TRUE),\"\")","v":9.1730340027982912E-3},1.2492515697439279E-2,1.6786799699503033E-2,2.2257020693202026E-2,2.9117044105685833E-2,3.7584493062636649E-2,4.7868663516812834E-2,6.0155473756564902E-2,7.458995063159074E-2,9.1257153563927787E-2,0.11016283735407148,0.13121550323426262,0.15421172610623379,0.17882671821766447,0.20461195120058873,0.23100128620581414,0.25732646169324247,0.28284199953852113,0.30675868449455779,0.32828384815671685,{"$f":"IFERROR(IF(OR(D34=\"\",'Cost scenario - input'!$G19=\"\"),\"\",D34/'Cost scenario - input'!$G19),\"\")","v":1.1265428272527209E-3},{"$f":"IFERROR(IF(OR(E34=\"\",'Cost scenario - input'!$G19=\"\"),\"\",E34/'Cost scenario - input'!$G19),\"\")","v":1.5342092865892657E-3},{"$f":"IFERROR(IF(OR(F34=\"\",'Cost scenario - input'!$G19=\"\"),\"\",F34/'Cost scenario - input'!$G19),\"\")","v":2.0615914852418885E-3},{"$f":"IFERROR(IF(OR(G34=\"\",'Cost scenario - input'!$G19=\"\"),\"\",G34/'Cost scenario - input'!$G19),\"\")","v":2.7333908290641134E-3},{"$f":"IFERROR(IF(OR(H34=\"\",'Cost scenario - input'!$G19=\"\"),\"\",H34/'Cost scenario - input'!$G19),\"\")","v":3.5758721899488391E-3},{"$f":"IFERROR(IF(OR(I34=\"\",'Cost scenario - input'!$G19=\"\"),\"\",I34/'Cost scenario - input'!$G19),\"\")","v":4.6157619237786234E-3},{"$f":"IFERROR(IF(OR(J34=\"\",'Cost scenario - input'!$G19=\"\"),\"\",J34/'Cost scenario - input'!$G19),\"\")","v":5.8787637240403793E-3},{"$f":"IFERROR(IF(OR(K34=\"\",'Cost scenario - input'!$G19=\"\"),\"\",K34/'Cost scenario - input'!$G19),\"\")","v":7.3877102668293299E-3},{"$f":"IFERROR(IF(OR(L34=\"\",'Cost scenario - input'!$G19=\"\"),\"\",L34/'Cost scenario - input'!$G19),\"\")","v":9.1604123394200439E-3},{"$f":"IFERROR(IF(OR(M34=\"\",'Cost scenario - input'!$G19=\"\"),\"\",M34/'Cost scenario - input'!$G19),\"\")","v":1.1207316112813013E-2},{"$f":"IFERROR(IF(OR(N34=\"\",'Cost scenario - input'!$G19=\"\"),\"\",N34/'Cost scenario - input'!$G19),\"\")","v":1.3529128335638884E-2},{"$f":"IFERROR(IF(OR(O34=\"\",'Cost scenario - input'!$G19=\"\"),\"\",O34/'Cost scenario - input'!$G19),\"\")","v":1.6114612019079117E-2},{"$f":"IFERROR(IF(OR(P34=\"\",'Cost scenario - input'!$G19=\"\"),\"\",P34/'Cost scenario - input'!$G19),\"\")","v":1.8938784470900534E-2},{"$f":"IFERROR(IF(OR(Q34=\"\",'Cost scenario - input'!$G19=\"\"),\"\",Q34/'Cost scenario - input'!$G19),\"\")","v":2.1961758417967055E-2},{"$f":"IFERROR(IF(OR(R34=\"\",'Cost scenario - input'!$G19=\"\"),\"\",R34/'Cost scenario - input'!$G19),\"\")","v":2.5128449968122898E-2},{"$f":"IFERROR(IF(OR(S34=\"\",'Cost scenario - input'!$G19=\"\"),\"\",S34/'Cost scenario - input'!$G19),\"\")","v":2.8369331453685573E-2},{"$f":"IFERROR(IF(OR(T34=\"\",'Cost scenario - input'!$G19=\"\"),\"\",T34/'Cost scenario - input'!$G19),\"\")","v":3.1602333491232218E-2},{"$f":"IFERROR(IF(OR(U34=\"\",'Cost scenario - input'!$G19=\"\"),\"\",U34/'Cost scenario - input'!$G19),\"\")","v":3.4735903707403377E-2},{"$f":"IFERROR(IF(OR(V34=\"\",'Cost scenario - input'!$G19=\"\"),\"\",V34/'Cost scenario - input'!$G19),\"\")","v":3.7673118360773999E-2},{"$f":"IFERROR(IF(OR(W34=\"\",'Cost scenario - input'!$G19=\"\"),\"\",W34/'Cost scenario - input'!$G19),\"\")","v":4.0316629626692004E-2}]
[{"$f":"IFERROR('Cost scenario - input'!A20,\"\")","v":2},{"$f":"IFERROR('Cost scenario - input'!B20,\"\")","v":"POLES"},{"$f":"IFERROR('Cost scenario - input'!C20,\"\")","v":"> 1 kv & < = 11 kv ; wood"},{"$f":"IFERROR(repcalc('Cost scenario - input'!$CY20:$GK20,'Cost scenario - input'!$J20,'Cost scenario - input'!$H20,'Cost scenario - input'!$I20,20,TRUE,TRUE),\"\")","v":950.24523028059025},890.34431368656374,838.92489894356754,797.3845120404518,766.73707697521684,747.60442611543158,740.22138541982849,744.45244005692507,759.81803415131299,785.52878255862265,820.52617567557547,863.52864343363512,913.08203077556186,967.61357154128586,1025.4883144744972,1085.0666756753176,1144.7614216259449,1203.0920053460982,1258.7338754595339,1310.5602398274391,{"$f":"IFERROR(IF(OR(D35=\"\",'Cost scenario - input'!$G20=\"\"),\"\",D35/'Cost scenario - input'!$G20),\"\")","v":155.14695732636258},{"$f":"IFERROR(IF(OR(E35=\"\",'Cost scenario - input'!$G20=\"\"),\"\",E35/'Cost scenario - input'!$G20),\"\")","v":145.36690828799041},{"$f":"IFERROR(IF(OR(F35=\"\",'Cost scenario - input'!$G20=\"\"),\"\",F35/'Cost scenario - input'!$G20),\"\")","v":136.9716377928967},{"$f":"IFERROR(IF(OR(G35=\"\",'Cost scenario - input'!$G20=\"\"),\"\",G35/'Cost scenario - input'!$G20),\"\")","v":130.18932052488449},{"$f":"IFERROR(IF(OR(H35=\"\",'Cost scenario - input'!$G20=\"\"),\"\",H35/'Cost scenario - input'!$G20),\"\")","v":125.18550030173593},{"$f":"IFERROR(IF(OR(I35=\"\",'Cost scenario - input'!$G20=\"\"),\"\",I35/'Cost scenario - input'!$G20),\"\")","v":122.06170396801816},{"$f":"IFERROR(IF(OR(J35=\"\",'Cost scenario - input'!$G20=\"\"),\"\",J35/'Cost scenario - input'!$G20),\"\")","v":120.85627166145315},{"$f":"IFERROR(IF(OR(K35=\"\",'Cost scenario - input'!$G20=\"\"),\"\",K35/'Cost scenario - input'!$G20),\"\")","v":121.54707781581112},{"$f":"IFERROR(IF(OR(L35=\"\",'Cost scenario - input'!$G20=\"\"),\"\",L35/'Cost scenario - input'!$G20),\"\")","v":124.05582513207209},{"$f":"IFERROR(IF(OR(M35=\"\",'Cost scenario - input'!$G20=\"\"),\"\",M35/'Cost scenario - input'!$G20),\"\")","v":128.25363034999447},{"$f":"IFERROR(IF(OR(N35=\"\",'Cost scenario - input'!$G20=\"\"),\"\",N35/'Cost scenario - input'!$G20),\"\")","v":133.96767014038258},{"$f":"IFERROR(IF(OR(O35=\"\",'Cost scenario - input'!$G20=\"\"),\"\",O35/'Cost scenario - input'!$G20),\"\")","v":140.98870199362108},{"$f":"IFERROR(IF(OR(P35=\"\",'Cost scenario - input'!$G20=\"\"),\"\",P35/'Cost scenario - input'!$G20),\"\")","v":149.07930537296608},{"$f":"IFERROR(IF(OR(Q35=\"\",'Cost scenario - input'!$G20=\"\"),\"\",Q35/'Cost scenario - input'!$G20),\"\")","v":157.98269405466709},{"$f":"IFERROR(IF(OR(R35=\"\",'Cost scenario - input'!$G20=\"\"),\"\",R35/'Cost scenario - input'!$G20),\"\")","v":167.43192882691824},{"$f":"IFERROR(IF(OR(S35=\"\",'Cost scenario - input'!$G20=\"\"),\"\",S35/'Cost scenario - input'!$G20),\"\")","v":177.15931410415754},{"$f":"IFERROR(IF(OR(T35=\"\",'Cost scenario - input'!$G20=\"\"),\"\",T35/'Cost scenario - input'!$G20),\"\")","v":186.90570157076476},{"$f":"IFERROR(IF(OR(U35=\"\",'Cost scenario - input'!$G20=\"\"),\"\",U35/'Cost scenario - input'!$G20),\"\")","v":196.42936166909558},{"$f":"IFERROR(IF(OR(V35=\"\",'Cost scenario - input'!$G20=\"\"),\"\",V35/'Cost scenario - input'!$G20),\"\")","v":205.51403431249224},{"$f":"IFERROR(IF(OR(W35=\"\",'Cost scenario - input'!$G20=\"\"),\"\",W35/'Cost scenario - input'!$G20),\"\")","v":213.97574765210419}]
[{"$f":"IFERROR('Cost scenario - input'!A21,\"\")","v":2},{"$f":"IFERROR('Cost scenario - input'!B21,\"\")","v":"POLES"},{"$f":"IFERROR('Cost scenario - input'!C21,\"\")","v":"> 22 kv & < = 66 kv ; concrete"},{"$f":"IFERROR(repcalc('Cost scenario - input'!$CY21:$GK21,'Cost scenario - input'!$J21,'Cost scenario - input'!$H21,'Cost scenario - input'!$I21,20,TRUE,TRUE),\"\")","v":7.3025380574754193},8.4584828287054936,10.030574494559065,12.157346817685449,15.00889545643537,18.790570502075223,23.74569549250953,30.156615211426445,38.343288431795081,48.658626414901086,61.479858597544023,77.195402130904924,96.187028917515406,118.80755366095896,145.35478129478815,176.04300457310859,210.97386854691021,250.10884409149585,293.24580356742786,340.00220620561828,{"$f":"IFERROR(IF(OR(D36=\"\",'Cost scenario - input'!$G21=\"\"),\"\",D36/'Cost scenario - input'!$G21),\"\")","v":0.37009523754115226},{"$f":"IFERROR(IF(OR(E36=\"\",'Cost scenario - input'!$G21=\"\"),\"\",E36/'Cost scenario - input'!$G21),\"\")","v":0.42867893150148839},{"$f":"IFERROR(IF(OR(F36=\"\",'Cost scenario - input'!$G21=\"\"),\"\",F36/'Cost scenario - input'!$G21),\"\")","v":0.50835309874734691},{"$f":"IFERROR(IF(OR(G36=\"\",'Cost scenario - input'!$G21=\"\"),\"\",G36/'Cost scenario - input'!$G21),\"\")","v":0.61613867986015802},{"$f":"IFERROR(IF(OR(H36=\"\",'Cost scenario - input'!$G21=\"\"),\"\",H36/'Cost scenario - input'!$G21),\"\")","v":0.76065618357079912},{"$f":"IFERROR(IF(OR(I36=\"\",'Cost scenario - input'!$G21=\"\"),\"\",I36/'Cost scenario - input'!$G21),\"\")","v":0.95231282586474997},{"$f":"IFERROR(IF(OR(J36=\"\",'Cost scenario - input'!$G21=\"\"),\"\",J36/'Cost scenario - input'!$G21),\"\")","v":1.2034403305688988},{"$f":"IFERROR(IF(OR(K36=\"\",'Cost scenario - input'!$G21=\"\"),\"\",K36/'Cost scenario - input'!$G21),\"\")","v":1.5283480321865566},{"$f":"IFERROR(IF(OR(L36=\"\",'Cost scenario - input'!$G21=\"\"),\"\",L36/'Cost scenario - input'!$G21),\"\")","v":1.9432515556351666},{"$f":"IFERROR(IF(OR(M36=\"\",'Cost scenario - input'!$G21=\"\"),\"\",M36/'Cost scenario - input'!$G21),\"\")","v":2.4660365697121356},{"$f":"IFERROR(IF(OR(N36=\"\",'Cost scenario - input'!$G21=\"\"),\"\",N36/'Cost scenario - input'!$G21),\"\")","v":3.1158211970374379},{"$f":"IFERROR(IF(OR(O36=\"\",'Cost scenario - input'!$G21=\"\"),\"\",O36/'Cost scenario - input'!$G21),\"\")","v":3.9122905575926463},{"$f":"IFERROR(IF(OR(P36=\"\",'Cost scenario - input'!$G21=\"\"),\"\",P36/'Cost scenario - input'!$G21),\"\")","v":4.8747929877838052},{"$f":"IFERROR(IF(OR(Q36=\"\",'Cost scenario - input'!$G21=\"\"),\"\",Q36/'Cost scenario - input'!$G21),\"\")","v":6.0212092628294815},{"$f":"IFERROR(IF(OR(R36=\"\",'Cost scenario - input'!$G21=\"\"),\"\",R36/'Cost scenario - input'!$G21),\"\")","v":7.3666322431511597},{"$f":"IFERROR(IF(OR(S36=\"\",'Cost scenario - input'!$G21=\"\"),\"\",S36/'Cost scenario - input'!$G21),\"\")","v":8.921922362081725},{"$f":"IFERROR(IF(OR(T36=\"\",'Cost scenario - input'!$G21=\"\"),\"\",T36/'Cost scenario - input'!$G21),\"\")","v":10.692231027117437},{"$f":"IFERROR(IF(OR(U36=\"\",'Cost scenario - input'!$G21=\"\"),\"\",U36/'Cost scenario - input'!$G21),\"\")","v":12.675605568454342},{"$f":"IFERROR(IF(OR(V36=\"\",'Cost scenario - input'!$G21=\"\"),\"\",V36/'Cost scenario - input'!$G21),\"\")","v":14.861802085116844},{"$f":"IFERROR(IF(OR(W36=\"\",'Cost scenario - input'!$G21=\"\"),\"\",W36/'Cost scenario - input'!$G21),\"\")","v":17.23143327426715}]
[{"$f":"IFERROR('Cost scenario - input'!A22,\"\")","v":2},{"$f":"IFERROR('Cost scenario - input'!B22,\"\")","v":"POLES"},{"$f":"IFERROR('Cost scenario - input'!C22,\"\")","v":"> 22 kv & < = 66 kv ; steel"},{"$f":"IFERROR(repcalc('Cost scenario - input'!$CY22:$GK22,'Cost scenario - input'!$J22,'Cost scenario - input'!$H22,'Cost scenario - input'!$I22,20,TRUE,TRUE),\"\")","v":0.78303263114343657},0.9491842936910162,1.1389348058614441,1.3532690415672117,1.5927952893457342,1.8576805015889373,2.1475839829974519,2.4615892549098009,2.7981351170367015,3.1549488113985107,3.5289864174738046,3.9163877992835454,4.3124551593017504,4.7116651324017438,5.1077240778121062,5.4936746529177514,5.8620589052332646,6.2051391784753376,6.5151733894576171,6.7847360518154778,{"$f":"IFERROR(IF(OR(D37=\"\",'Cost scenario - input'!$G22=\"\"),\"\",D37/'Cost scenario - input'!$G22),\"\")","v":3.8747843520079768E-2},{"$f":"IFERROR(IF(OR(E37=\"\",'Cost scenario - input'!$G22=\"\"),\"\",E37/'Cost scenario - input'!$G22),\"\")","v":4.6969746880088516E-2},{"$f":"IFERROR(IF(OR(F37=\"\",'Cost scenario - input'!$G22=\"\"),\"\",F37/'Cost scenario - input'!$G22),\"\")","v":5.6359423454228515E-2},{"$f":"IFERROR(IF(OR(G37=\"\",'Cost scenario - input'!$G22=\"\"),\"\",G37/'Cost scenario - input'!$G22),\"\")","v":6.6965609066181209E-2},{"$f":"IFERROR(IF(OR(H37=\"\",'Cost scenario - input'!$G22=\"\"),\"\",H37/'Cost scenario - input'!$G22),\"\")","v":7.881840446542418E-2},{"$f":"IFERROR(IF(OR(I37=\"\",'Cost scenario - input'!$G22=\"\"),\"\",I37/'Cost scenario - input'!$G22),\"\")","v":9.1926071178872582E-2},{"$f":"IFERROR(IF(OR(J37=\"\",'Cost scenario - input'!$G22=\"\"),\"\",J37/'Cost scenario - input'!$G22),\"\")","v":0.10627175012859924},{"$f":"IFERROR(IF(OR(K37=\"\",'Cost scenario - input'!$G22=\"\"),\"\",K37/'Cost scenario - input'!$G22),\"\")","v":0.12181008998395455},{"$f":"IFERROR(IF(OR(L37=\"\",'Cost scenario - input'!$G22=\"\"),\"\",L37/'Cost scenario - input'!$G22),\"\")","v":0.13846383579781801},{"$f":"IFERROR(IF(OR(M37=\"\",'Cost scenario - input'!$G22=\"\"),\"\",M37/'Cost scenario - input'!$G22),\"\")","v":0.15612052166895934},{"$f":"IFERROR(IF(OR(N37=\"\",'Cost scenario - input'!$G22=\"\"),\"\",N37/'Cost scenario - input'!$G22),\"\")","v":0.17462952123602318},{"$f":"IFERROR(IF(OR(O37=\"\",'Cost scenario - input'!$G22=\"\"),\"\",O37/'Cost scenario - input'!$G22),\"\")","v":0.19379981826426643},{"$f":"IFERROR(IF(OR(P37=\"\",'Cost scenario - input'!$G22=\"\"),\"\",P37/'Cost scenario - input'!$G22),\"\")","v":0.21339894540024051},{"$f":"IFERROR(IF(OR(Q37=\"\",'Cost scenario - input'!$G22=\"\"),\"\",Q37/'Cost scenario - input'!$G22),\"\")","v":0.23315358263259392},{"$f":"IFERROR(IF(OR(R37=\"\",'Cost scenario - input'!$G22=\"\"),\"\",R37/'Cost scenario - input'!$G22),\"\")","v":0.25275229337735389},{"$f":"IFERROR(IF(OR(S37=\"\",'Cost scenario - input'!$G22=\"\"),\"\",S37/'Cost scenario - input'!$G22),\"\")","v":0.27185079821085029},{"$f":"IFERROR(IF(OR(T37=\"\",'Cost scenario - input'!$G22=\"\"),\"\",T37/'Cost scenario - input'!$G22),\"\")","v":0.29008004536641152},{"$f":"IFERROR(IF(OR(U37=\"\",'Cost scenario - input'!$G22=\"\"),\"\",U37/'Cost scenario - input'!$G22),\"\")","v":0.3070571421229002},{"$f":"IFERROR(IF(OR(V37=\"\",'Cost scenario - input'!$G22=\"\"),\"\",V37/'Cost scenario - input'!$G22),\"\")","v":0.32239897669685702},{"$f":"IFERROR(IF(OR(W37=\"\",'Cost scenario - input'!$G22=\"\"),\"\",W37/'Cost scenario - input'!$G22),\"\")","v":0.33573810388577896}]
[{"$f":"IFERROR('Cost scenario - input'!A23,\"\")","v":2},{"$f":"IFERROR('Cost scenario - input'!B23,\"\")","v":"POLES"},{"$f":"IFERROR('Cost scenario - input'!C23,\"\")","v":"> 22 kv & < = 66 kv ; wood"},{"$f":"IFERROR(repcalc('Cost scenario - input'!$CY23:$GK23,'Cost scenario - input'!$J23,'Cost scenario - input'!$H23,'Cost scenario - input'!$I23,20,TRUE,TRUE),\"\")","v":788.76336124863633},840.52981553386223,897.86117920749609,959.25315150345341,1023.0190816847434,1087.3544245614316,1150.4130263485522,1210.391950981397,1265.6196261922078,1314.6405977691318,1356.2894504456292,1389.7466959447688,1414.5707019220877,1430.7019305852598,1438.4386076593139,1438.3860704747804,1431.3850120925431,1418.4262244700753,1400.5609067832117,1378.8159382850977,{"$f":"IFERROR(IF(OR(D38=\"\",'Cost scenario - input'!$G23=\"\"),\"\",D38/'Cost scenario - input'!$G23),\"\")","v":95.371339928344113},{"$f":"IFERROR(IF(OR(E38=\"\",'Cost scenario - input'!$G23=\"\"),\"\",E38/'Cost scenario - input'!$G23),\"\")","v":101.63055067655367},{"$f":"IFERROR(IF(OR(F38=\"\",'Cost scenario - input'!$G23=\"\"),\"\",F38/'Cost scenario - input'!$G23),\"\")","v":108.56262846071698},{"$f":"IFERROR(IF(OR(G38=\"\",'Cost scenario - input'!$G23=\"\"),\"\",G38/'Cost scenario - input'!$G23),\"\")","v":115.98568453350481},{"$f":"IFERROR(IF(OR(H38=\"\",'Cost scenario - input'!$G23=\"\"),\"\",H38/'Cost scenario - input'!$G23),\"\")","v":123.69578175903993},{"$f":"IFERROR(IF(OR(I38=\"\",'Cost scenario - input'!$G23=\"\"),\"\",I38/'Cost scenario - input'!$G23),\"\")","v":131.47472808989653},{"$f":"IFERROR(IF(OR(J38=\"\",'Cost scenario - input'!$G23=\"\"),\"\",J38/'Cost scenario - input'!$G23),\"\")","v":139.09930047992901},{"$f":"IFERROR(IF(OR(K38=\"\",'Cost scenario - input'!$G23=\"\"),\"\",K38/'Cost scenario - input'!$G23),\"\")","v":146.3515014450451},{"$f":"IFERROR(IF(OR(L38=\"\",'Cost scenario - input'!$G23=\"\"),\"\",L38/'Cost scenario - input'!$G23),\"\")","v":153.02921702458772},{"$f":"IFERROR(IF(OR(M38=\"\",'Cost scenario - input'!$G23=\"\"),\"\",M38/'Cost scenario - input'!$G23),\"\")","v":158.95646462959758},{"$f":"IFERROR(IF(OR(N38=\"\",'Cost scenario - input'!$G23=\"\"),\"\",N38/'Cost scenario - input'!$G23),\"\")","v":163.99233100141765},{"$f":"IFERROR(IF(OR(O38=\"\",'Cost scenario - input'!$G23=\"\"),\"\",O38/'Cost scenario - input'!$G23),\"\")","v":168.03772977414116},{"$f":"IFERROR(IF(OR(P38=\"\",'Cost scenario - input'!$G23=\"\"),\"\",P38/'Cost scenario - input'!$G23),\"\")","v":171.03926208251093},{"$f":"IFERROR(IF(OR(Q38=\"\",'Cost scenario - input'!$G23=\"\"),\"\",Q38/'Cost scenario - input'!$G23),\"\")","v":172.98972906396631},{"$f":"IFERROR(IF(OR(R38=\"\",'Cost scenario - input'!$G23=\"\"),\"\",R38/'Cost scenario - input'!$G23),\"\")","v":173.92518993270824},{"$f":"IFERROR(IF(OR(S38=\"\",'Cost scenario - input'!$G23=\"\"),\"\",S38/'Cost scenario - input'!$G23),\"\")","v":173.91883753104864},{"$f":"IFERROR(IF(OR(T38=\"\",'Cost scenario - input'!$G23=\"\"),\"\",T38/'Cost scenario - input'!$G23),\"\")","v":173.07232214806541},{"$f":"IFERROR(IF(OR(U38=\"\",'Cost scenario - input'!$G23=\"\"),\"\",U38/'Cost scenario - input'!$G23),\"\")","v":171.50544290376945},{"$f":"IFERROR(IF(OR(V38=\"\",'Cost scenario - input'!$G23=\"\"),\"\",V38/'Cost scenario - input'!$G23),\"\")","v":169.34530290519689},{"$f":"IFERROR(IF(OR(W38=\"\",'Cost scenario - input'!$G23=\"\"),\"\",W38/'Cost scenario - input'!$G23),\"\")","v":166.71606467703958}]
[{"$f":"IFERROR('Cost scenario - input'!A24,\"\")","v":2},{"$f":"IFERROR('Cost scenario - input'!B24,\"\")","v":"POLES"},{"$f":"IFERROR('Cost scenario - input'!C24,\"\")","v":"staking of a wooden pole"},{"$f":"IFERROR(repcalc('Cost scenario - input'!$CY24:$GK24,'Cost scenario - input'!$J24,'Cost scenario - input'!$H24,'Cost scenario - input'!$I24,20,TRUE,TRUE),\"\")","v":1721.7767618197036},1734.0114385814686,1887.7069823602003,2114.0714187149201,2387.0637853556495,2682.5676110567142,2984.5887284775781,3279.9098010669031,3557.7486060825718,3809.8549556184648,4030.5796493674038,4216.9166698484296,4368.339601713662,4486.4686730823696,4574.6156492733708,4637.2843155296441,4679.7038915378998,4707.4508346073299,4726.1809623838162,4741.4575597875109,{"$f":"IFERROR(IF(OR(D39=\"\",'Cost scenario - input'!$G24=\"\"),\"\",D39/'Cost scenario - input'!$G24),\"\")","v":175.16195949655722},{"$f":"IFERROR(IF(OR(E39=\"\",'Cost scenario - input'!$G24=\"\"),\"\",E39/'Cost scenario - input'!$G24),\"\")","v":176.40663302388072},{"$f":"IFERROR(IF(OR(F39=\"\",'Cost scenario - input'!$G24=\"\"),\"\",F39/'Cost scenario - input'!$G24),\"\")","v":192.04258142971165},{"$f":"IFERROR(IF(OR(G39=\"\",'Cost scenario - input'!$G24=\"\"),\"\",G39/'Cost scenario - input'!$G24),\"\")","v":215.07137303119711},{"$f":"IFERROR(IF(OR(H39=\"\",'Cost scenario - input'!$G24=\"\"),\"\",H39/'Cost scenario - input'!$G24),\"\")","v":242.84377589360722},{"$f":"IFERROR(IF(OR(I39=\"\",'Cost scenario - input'!$G24=\"\"),\"\",I39/'Cost scenario - input'!$G24),\"\")","v":272.90634282813983},{"$f":"IFERROR(IF(OR(J39=\"\",'Cost scenario - input'!$G24=\"\"),\"\",J39/'Cost scenario - input'!$G24),\"\")","v":303.63193508254267},{"$f":"IFERROR(IF(OR(K39=\"\",'Cost scenario - input'!$G24=\"\"),\"\",K39/'Cost scenario - input'!$G24),\"\")","v":333.67590994761173},{"$f":"IFERROR(IF(OR(L39=\"\",'Cost scenario - input'!$G24=\"\"),\"\",L39/'Cost scenario - input'!$G24),\"\")","v":361.94135677551043},{"$f":"IFERROR(IF(OR(M39=\"\",'Cost scenario - input'!$G24=\"\"),\"\",M39/'Cost scenario - input'!$G24),\"\")","v":387.58895707159058},{"$f":"IFERROR(IF(OR(N39=\"\",'Cost scenario - input'!$G24=\"\"),\"\",N39/'Cost scenario - input'!$G24),\"\")","v":410.04399928361352},{"$f":"IFERROR(IF(OR(O39=\"\",'Cost scenario - input'!$G24=\"\"),\"\",O39/'Cost scenario - input'!$G24),\"\")","v":429.00067145969234},{"$f":"IFERROR(IF(OR(P39=\"\",'Cost scenario - input'!$G24=\"\"),\"\",P39/'Cost scenario - input'!$G24),\"\")","v":444.40541965143564},{"$f":"IFERROR(IF(OR(Q39=\"\",'Cost scenario - input'!$G24=\"\"),\"\",Q39/'Cost scenario - input'!$G24),\"\")","v":456.42307494408982},{"$f":"IFERROR(IF(OR(R39=\"\",'Cost scenario - input'!$G24=\"\"),\"\",R39/'Cost scenario - input'!$G24),\"\")","v":465.39055401320792},{"$f":"IFERROR(IF(OR(S39=\"\",'Cost scenario - input'!$G24=\"\"),\"\",S39/'Cost scenario - input'!$G24),\"\")","v":471.76604160480667},{"$f":"IFERROR(IF(OR(T39=\"\",'Cost scenario - input'!$G24=\"\"),\"\",T39/'Cost scenario - input'!$G24),\"\")","v":476.08152327431549},{"$f":"IFERROR(IF(OR(U39=\"\",'Cost scenario - input'!$G24=\"\"),\"\",U39/'Cost scenario - input'!$G24),\"\")","v":478.9043101917926},{"$f":"IFERROR(IF(OR(V39=\"\",'Cost scenario - input'!$G24=\"\"),\"\",V39/'Cost scenario - input'!$G24),\"\")","v":480.8097871129022},{"$f":"IFERROR(IF(OR(W39=\"\",'Cost scenario - input'!$G24=\"\"),\"\",W39/'Cost scenario - input'!$G24),\"\")","v":482.36392513765003}]
[{"$f":"IFERROR('Cost scenario - input'!A25,\"\")","v":""},{"$f":"IFERROR('Cost scenario - input'!B25,\"\")","v":"SERVICE LINES"},{"$f":"IFERROR('Cost scenario - input'!C25,\"\")","v":"˂ = 11 kv ; commercial and industrial ; complex type"},{"$f":"IFERROR(repcalc('Cost scenario - input'!$CY25:$GK25,'Cost scenario - input'!$J25,'Cost scenario - input'!$H25,'Cost scenario - input'!$I25,20,TRUE,TRUE),\"\")","v":""},"","","","","","","","","","","","","","","","","","","",{"$f":"IFERROR(IF(OR(D40=\"\",'Cost scenario - input'!$G25=\"\"),\"\",D40/'Cost scenario - input'!$G25),\"\")","v":""},{"$f":"IFERROR(IF(OR(E40=\"\",'Cost scenario - input'!$G25=\"\"),\"\",E40/'Cost scenario - input'!$G25),\"\")","v":""},{"$f":"IFERROR(IF(OR(F40=\"\",'Cost scenario - input'!$G25=\"\"),\"\",F40/'Cost scenario - input'!$G25),\"\")","v":""},{"$f":"IFERROR(IF(OR(G40=\"\",'Cost scenario - input'!$G25=\"\"),\"\",G40/'Cost scenario - input'!$G25),\"\")","v":""},{"$f":"IFERROR(IF(OR(H40=\"\",'Cost scenario - input'!$G25=\"\"),\"\",H40/'Cost scenario - input'!$G25),\"\")","v":""},{"$f":"IFERROR(IF(OR(I40=\"\",'Cost scenario - input'!$G25=\"\"),\"\",I40/'Cost scenario - input'!$G25),\"\")","v":""},{"$f":"IFERROR(IF(OR(J40=\"\",'Cost scenario - input'!$G25=\"\"),\"\",J40/'Cost scenario - input'!$G25),\"\")","v":""},{"$f":"IFERROR(IF(OR(K40=\"\",'Cost scenario - input'!$G25=\"\"),\"\",K40/'Cost scenario - input'!$G25),\"\")","v":""},{"$f":"IFERROR(IF(OR(L40=\"\",'Cost scenario - input'!$G25=\"\"),\"\",L40/'Cost scenario - input'!$G25),\"\")","v":""},{"$f":"IFERROR(IF(OR(M40=\"\",'Cost scenario - input'!$G25=\"\"),\"\",M40/'Cost scenario - input'!$G25),\"\")","v":""},{"$f":"IFERROR(IF(OR(N40=\"\",'Cost scenario - input'!$G25=\"\"),\"\",N40/'Cost scenario - input'!$G25),\"\")","v":""},{"$f":"IFERROR(IF(OR(O40=\"\",'Cost scenario - input'!$G25=\"\"),\"\",O40/'Cost scenario - input'!$G25),\"\")","v":""},{"$f":"IFERROR(IF(OR(P40=\"\",'Cost scenario - input'!$G25=\"\"),\"\",P40/'Cost scenario - input'!$G25),\"\")","v":""},{"$f":"IFERROR(IF(OR(Q40=\"\",'Cost scenario - input'!$G25=\"\"),\"\",Q40/'Cost scenario - input'!$G25),\"\")","v":""},{"$f":"IFERROR(IF(OR(R40=\"\",'Cost scenario - input'!$G25=\"\"),\"\",R40/'Cost scenario - input'!$G25),\"\")","v":""},{"$f":"IFERROR(IF(OR(S40=\"\",'Cost scenario - input'!$G25=\"\"),\"\",S40/'Cost scenario - input'!$G25),\"\")","v":""},{"$f":"IFERROR(IF(OR(T40=\"\",'Cost scenario - input'!$G25=\"\"),\"\",T40/'Cost scenario - input'!$G25),\"\")","v":""},{"$f":"IFERROR(IF(OR(U40=\"\",'Cost scenario - input'!$G25=\"\"),\"\",U40/'Cost scenario - input'!$G25),\"\")","v":""},{"$f":"IFERROR(IF(OR(V40=\"\",'Cost scenario - input'!$G25=\"\"),\"\",V40/'Cost scenario - input'!$G25),\"\")","v":""},{"$f":"IFERROR(IF(OR(W40=\"\",'Cost scenario - input'!$G25=\"\"),\"\",W40/'Cost scenario - input'!$G25),\"\")","v":""}]
[{"$f":"IFERROR('Cost scenario - input'!A26,\"\")","v":3},{"$f":"IFERROR('Cost scenario - input'!B26,\"\")","v":"SERVICE LINES"},{"$f":"IFERROR('Cost scenario - input'!C26,\"\")","v":"˂ = 11 kv ; commercial and industrial ; simple type"},{"$f":"IFERROR(repcalc('Cost scenario - input'!$CY26:$GK26,'Cost scenario - input'!$J26,'Cost scenario - input'!$H26,'Cost scenario - input'!$I26,20,TRUE,TRUE),\"\")","v":230.54825439344552},220.13018703075102,210.40791380300655,201.35303036590309,192.96501242285473,185.26816937966635,178.30524094330013,172.12913796505347,166.79424168047041,162.34845722034046,158.82690988870723,156.24781664258896,154.61069940637259,153.89676911654283,154.07103567407819,155.08552090930277,156.88289226265397,159.39990321068208,162.57021252015372,166.32642615909398,{"$f":"IFERROR(IF(OR(D41=\"\",'Cost scenario - input'!$G26=\"\"),\"\",D41/'Cost scenario - input'!$G26),\"\")","v":422.97954691293427},{"$f":"IFERROR(IF(OR(E41=\"\",'Cost scenario - input'!$G26=\"\"),\"\",E41/'Cost scenario - input'!$G26),\"\")","v":403.86585019736185},{"$f":"IFERROR(IF(OR(F41=\"\",'Cost scenario - input'!$G26=\"\"),\"\",F41/'Cost scenario - input'!$G26),\"\")","v":386.02870484289235},{"$f":"IFERROR(IF(OR(G41=\"\",'Cost scenario - input'!$G26=\"\"),\"\",G41/'Cost scenario - input'!$G26),\"\")","v":369.41599830277141},{"$f":"IFERROR(IF(OR(H41=\"\",'Cost scenario - input'!$G26=\"\"),\"\",H41/'Cost scenario - input'!$G26),\"\")","v":354.02676866673465},{"$f":"IFERROR(IF(OR(I41=\"\",'Cost scenario - input'!$G26=\"\"),\"\",I41/'Cost scenario - input'!$G26),\"\")","v":339.90561562815259},{"$f":"IFERROR(IF(OR(J41=\"\",'Cost scenario - input'!$G26=\"\"),\"\",J41/'Cost scenario - input'!$G26),\"\")","v":327.13095236752673},{"$f":"IFERROR(IF(OR(K41=\"\",'Cost scenario - input'!$G26=\"\"),\"\",K41/'Cost scenario - input'!$G26),\"\")","v":315.79985274025211},{"$f":"IFERROR(IF(OR(L41=\"\",'Cost scenario - input'!$G26=\"\"),\"\",L41/'Cost scenario - input'!$G26),\"\")","v":306.01208826891718},{"$f":"IFERROR(IF(OR(M41=\"\",'Cost scenario - input'!$G26=\"\"),\"\",M41/'Cost scenario - input'!$G26),\"\")","v":297.85554897276978},{"$f":"IFERROR(IF(OR(N41=\"\",'Cost scenario - input'!$G26=\"\"),\"\",N41/'Cost scenario - input'!$G26),\"\")","v":291.39467812954632},{"$f":"IFERROR(IF(OR(O41=\"\",'Cost scenario - input'!$G26=\"\"),\"\",O41/'Cost scenario - input'!$G26),\"\")","v":286.66289781067383},{"$f":"IFERROR(IF(OR(P41=\"\",'Cost scenario - input'!$G26=\"\"),\"\",P41/'Cost scenario - input'!$G26),\"\")","v":283.65933090603608},{"$f":"IFERROR(IF(OR(Q41=\"\",'Cost scenario - input'!$G26=\"\"),\"\",Q41/'Cost scenario - input'!$G26),\"\")","v":282.34950571861884},{"$f":"IFERROR(IF(OR(R41=\"\",'Cost scenario - input'!$G26=\"\"),\"\",R41/'Cost scenario - input'!$G26),\"\")","v":282.66922702703783},{"$f":"IFERROR(IF(OR(S41=\"\",'Cost scenario - input'!$G26=\"\"),\"\",S41/'Cost scenario - input'!$G26),\"\")","v":284.5304708099244},{"$f":"IFERROR(IF(OR(T41=\"\",'Cost scenario - input'!$G26=\"\"),\"\",T41/'Cost scenario - input'!$G26),\"\")","v":287.82805084441628},{"$f":"IFERROR(IF(OR(U41=\"\",'Cost scenario - input'!$G26=\"\"),\"\",U41/'Cost scenario - input'!$G26),\"\")","v":292.4459307462738},{"$f":"IFERROR(IF(OR(V41=\"\",'Cost scenario - input'!$G26=\"\"),\"\",V41/'Cost scenario - input'!$G26),\"\")","v":298.26239636568249},{"$f":"IFERROR(IF(OR(W41=\"\",'Cost scenario - input'!$G26=\"\"),\"\",W41/'Cost scenario - input'!$G26),\"\")","v":305.15380201647417}]
[{"$f":"IFERROR('Cost scenario - input'!A27,\"\")","v":""},{"$f":"IFERROR('Cost scenario - input'!B27,\"\")","v":"SERVICE LINES"},{"$f":"IFERROR('Cost scenario - input'!C27,\"\")","v":"˂ = 11 kv ; residential ; complex type"},{"$f":"IFERROR(repcalc('Cost scenario - input'!$CY27:$GK27,'Cost scenario - input'!$J27,'Cost scenario - input'!$H27,'Cost scenario - input'!$I27,20,TRUE,TRUE),\"\")","v":""},"","","","","","","","","","","","","","","","","","","",{"$f":"IFERROR(IF(OR(D42=\"\",'Cost scenario - input'!$G27=\"\"),\"\",D42/'Cost scenario - input'!$G27),\"\")","v":""},{"$f":"IFERROR(IF(OR(E42=\"\",'Cost scenario - input'!$G27=\"\"),\"\",E42/'Cost scenario - input'!$G27),\"\")","v":""},{"$f":"IFERROR(IF(OR(F42=\"\",'Cost scenario - input'!$G27=\"\"),\"\",F42/'Cost scenario - input'!$G27),\"\")","v":""},{"$f":"IFERROR(IF(OR(G42=\"\",'Cost scenario - input'!$G27=\"\"),\"\",G42/'Cost scenario - input'!$G27),\"\")","v":""},{"$f":"IFERROR(IF(OR(H42=\"\",'Cost scenario - input'!$G27=\"\"),\"\",H42/'Cost scenario - input'!$G27),\"\")","v":""},{"$f":"IFERROR(IF(OR(I42=\"\",'Cost scenario - input'!$G27=\"\"),\"\",I42/'Cost scenario - input'!$G27),\"\")","v":""},{"$f":"IFERROR(IF(OR(J42=\"\",'Cost scenario - input'!$G27=\"\"),\"\",J42/'Cost scenario - input'!$G27),\"\")","v":""},{"$f":"IFERROR(IF(OR(K42=\"\",'Cost scenario - input'!$G27=\"\"),\"\",K42/'Cost scenario - input'!$G27),\"\")","v":""},{"$f":"IFERROR(IF(OR(L42=\"\",'Cost scenario - input'!$G27=\"\"),\"\",L42/'Cost scenario - input'!$G27),\"\")","v":""},{"$f":"IFERROR(IF(OR(M42=\"\",'Cost scenario - input'!$G27=\"\"),\"\",M42/'Cost scenario - input'!$G27),\"\")","v":""},{"$f":"IFERROR(IF(OR(N42=\"\",'Cost scenario - input'!$G27=\"\"),\"\",N42/'Cost scenario - input'!$G27),\"\")","v":""},{"$f":"IFERROR(IF(OR(O42=\"\",'Cost scenario - input'!$G27=\"\"),\"\",O42/'Cost scenario - input'!$G27),\"\")","v":""},{"$f":"IFERROR(IF(OR(P42=\"\",'Cost scenario - input'!$G27=\"\"),\"\",P42/'Cost scenario - input'!$G27),\"\")","v":""},{"$f":"IFERROR(IF(OR(Q42=\"\",'Cost scenario - input'!$G27=\"\"),\"\",Q42/'Cost scenario - input'!$G27),\"\")","v":""},{"$f":"IFERROR(IF(OR(R42=\"\",'Cost scenario - input'!$G27=\"\"),\"\",R42/'Cost scenario - input'!$G27),\"\")","v":""},{"$f":"IFERROR(IF(OR(S42=\"\",'Cost scenario - input'!$G27=\"\"),\"\",S42/'Cost scenario - input'!$G27),\"\")","v":""},{"$f":"IFERROR(IF(OR(T42=\"\",'Cost scenario - input'!$G27=\"\"),\"\",T42/'Cost scenario - input'!$G27),\"\")","v":""},{"$f":"IFERROR(IF(OR(U42=\"\",'Cost scenario - input'!$G27=\"\"),\"\",U42/'Cost scenario - input'!$G27),\"\")","v":""},{"$f":"IFERROR(IF(OR(V42=\"\",'Cost scenario - input'!$G27=\"\"),\"\",V42/'Cost scenario - input'!$G27),\"\")","v":""},{"$f":"IFERROR(IF(OR(W42=\"\",'Cost scenario - input'!$G27=\"\"),\"\",W42/'Cost scenario - input'!$G27),\"\")","v":""}]
[{"$f":"IFERROR('Cost scenario - input'!A28,\"\")","v":3},{"$f":"IFERROR('Cost scenario - input'!B28,\"\")","v":"SERVICE LINES"},{"$f":"IFERROR('Cost scenario - input'!C28,\"\")","v":"˂ = 11 kv ; residential ; simple type"},{"$f":"IFERROR(repcalc('Cost scenario - input'!$CY28:$GK28,'Cost scenario - input'!$J28,'Cost scenario - input'!$H28,'Cost scenario - input'!$I28,20,TRUE,TRUE),\"\")","v":2417.3552714801112},2299.8127365472574,2174.5511279190923,2046.8850711998855,1921.5012905425629,1802.2695797844865,1692.1352734302359,1593.0893889688668,1506.2075807342198,1431.7461145852965,1369.2819175456013,1317.8838832620356,1276.303515198055,1243.1742531880359,1217.2101852795029,1197.3961521830215,1183.162433040766,1174.5381879668555,1172.2785076131318,1177.9601123911218,{"$f":"IFERROR(IF(OR(D43=\"\",'Cost scenario - input'!$G28=\"\"),\"\",D43/'Cost scenario - input'!$G28),\"\")","v":3655.2007131604964},{"$f":"IFERROR(IF(OR(E43=\"\",'Cost scenario - input'!$G28=\"\"),\"\",E43/'Cost scenario - input'!$G28),\"\")","v":3477.4686426691792},{"$f":"IFERROR(IF(OR(F43=\"\",'Cost scenario - input'!$G28=\"\"),\"\",F43/'Cost scenario - input'!$G28),\"\")","v":3288.0648233005181},{"$f":"IFERROR(IF(OR(G43=\"\",'Cost scenario - input'!$G28=\"\"),\"\",G43/'Cost scenario - input'!$G28),\"\")","v":3095.0253197273782},{"$f":"IFERROR(IF(OR(H43=\"\",'Cost scenario - input'!$G28=\"\"),\"\",H43/'Cost scenario - input'!$G28),\"\")","v":2905.4367681874169},{"$f":"IFERROR(IF(OR(I43=\"\",'Cost scenario - input'!$G28=\"\"),\"\",I43/'Cost scenario - input'!$G28),\"\")","v":2725.1505523646911},{"$f":"IFERROR(IF(OR(J43=\"\",'Cost scenario - input'!$G28=\"\"),\"\",J43/'Cost scenario - input'!$G28),\"\")","v":2558.6202124188335},{"$f":"IFERROR(IF(OR(K43=\"\",'Cost scenario - input'!$G28=\"\"),\"\",K43/'Cost scenario - input'!$G28),\"\")","v":2408.8562981981736},{"$f":"IFERROR(IF(OR(L43=\"\",'Cost scenario - input'!$G28=\"\"),\"\",L43/'Cost scenario - input'!$G28),\"\")","v":2277.4852700474326},{"$f":"IFERROR(IF(OR(M43=\"\",'Cost scenario - input'!$G28=\"\"),\"\",M43/'Cost scenario - input'!$G28),\"\")","v":2164.8946188586756},{"$f":"IFERROR(IF(OR(N43=\"\",'Cost scenario - input'!$G28=\"\"),\"\",N43/'Cost scenario - input'!$G28),\"\")","v":2070.4446303691079},{"$f":"IFERROR(IF(OR(O43=\"\",'Cost scenario - input'!$G28=\"\"),\"\",O43/'Cost scenario - input'!$G28),\"\")","v":1992.7274103208911},{"$f":"IFERROR(IF(OR(P43=\"\",'Cost scenario - input'!$G28=\"\"),\"\",P43/'Cost scenario - input'!$G28),\"\")","v":1929.8551495514264},{"$f":"IFERROR(IF(OR(Q43=\"\",'Cost scenario - input'!$G28=\"\"),\"\",Q43/'Cost scenario - input'!$G28),\"\")","v":1879.7615188988832},{"$f":"IFERROR(IF(OR(R43=\"\",'Cost scenario - input'!$G28=\"\"),\"\",R43/'Cost scenario - input'!$G28),\"\")","v":1840.5021346224012},{"$f":"IFERROR(IF(OR(S43=\"\",'Cost scenario - input'!$G28=\"\"),\"\",S43/'Cost scenario - input'!$G28),\"\")","v":1810.5420088770034},{"$f":"IFERROR(IF(OR(T43=\"\",'Cost scenario - input'!$G28=\"\"),\"\",T43/'Cost scenario - input'!$G28),\"\")","v":1789.0196861247323},{"$f":"IFERROR(IF(OR(U43=\"\",'Cost scenario - input'!$G28=\"\"),\"\",U43/'Cost scenario - input'!$G28),\"\")","v":1775.9792583826707},{"$f":"IFERROR(IF(OR(V43=\"\",'Cost scenario - input'!$G28=\"\"),\"\",V43/'Cost scenario - input'!$G28),\"\")","v":1772.562472551522},{"$f":"IFERROR(IF(OR(W43=\"\",'Cost scenario - input'!$G28=\"\"),\"\",W43/'Cost scenario - input'!$G28),\"\")","v":1781.1534339552586}]
[{"$f":"IFERROR('Cost scenario - input'!A29,\"\")","v":4},{"$f":"IFERROR('Cost scenario - input'!B29,\"\")","v":"SWITCHGEAR"},{"$f":"IFERROR('Cost scenario - input'!C29,\"\")","v":"˂ = 11 kv ; circuit breaker"},{"$f":"IFERROR(repcalc('Cost scenario - input'!$CY29:$GK29,'Cost scenario - input'!$J29,'Cost scenario - input'!$H29,'Cost scenario - input'!$I29,20,TRUE,TRUE),\"\")","v":537.72000028319962},583.14793978156229,623.9104284566738,658.51496176925036,685.63102637080351,704.17472037365735,713.38060256387405,712.85421208449395,702.60031434030816,683.02413233393474,654.90536313564508,619.34735568597011,577.70613150566805,531.50569480077081,482.3471091757263,431.81902224353291,381.41671514126006,332.47546258057594,286.12221162893326,243.24757067492055,{"$f":"IFERROR(IF(OR(D44=\"\",'Cost scenario - input'!$G29=\"\"),\"\",D44/'Cost scenario - input'!$G29),\"\")","v":5.1969958162583012},{"$f":"IFERROR(IF(OR(E44=\"\",'Cost scenario - input'!$G29=\"\"),\"\",E44/'Cost scenario - input'!$G29),\"\")","v":5.6360511078410687},{"$f":"IFERROR(IF(OR(F44=\"\",'Cost scenario - input'!$G29=\"\"),\"\",F44/'Cost scenario - input'!$G29),\"\")","v":6.0300154070920922},{"$f":"IFERROR(IF(OR(G44=\"\",'Cost scenario - input'!$G29=\"\"),\"\",G44/'Cost scenario - input'!$G29),\"\")","v":6.3644638463435905},{"$f":"IFERROR(IF(OR(H44=\"\",'Cost scenario - input'!$G29=\"\"),\"\",H44/'Cost scenario - input'!$G29),\"\")","v":6.6265371823055084},{"$f":"IFERROR(IF(OR(I44=\"\",'Cost scenario - input'!$G29=\"\"),\"\",I44/'Cost scenario - input'!$G29),\"\")","v":6.8057596402762925},{"$f":"IFERROR(IF(OR(J44=\"\",'Cost scenario - input'!$G29=\"\"),\"\",J44/'Cost scenario - input'!$G29),\"\")","v":6.8947333277015801},{"$f":"IFERROR(IF(OR(K44=\"\",'Cost scenario - input'!$G29=\"\"),\"\",K44/'Cost scenario - input'!$G29),\"\")","v":6.8896458302724053},{"$f":"IFERROR(IF(OR(L44=\"\",'Cost scenario - input'!$G29=\"\"),\"\",L44/'Cost scenario - input'!$G29),\"\")","v":6.7905432050235621},{"$f":"IFERROR(IF(OR(M44=\"\",'Cost scenario - input'!$G29=\"\"),\"\",M44/'Cost scenario - input'!$G29),\"\")","v":6.6013418810410949},{"$f":"IFERROR(IF(OR(N44=\"\",'Cost scenario - input'!$G29=\"\"),\"\",N44/'Cost scenario - input'!$G29),\"\")","v":6.329577531928396},{"$f":"IFERROR(IF(OR(O44=\"\",'Cost scenario - input'!$G29=\"\"),\"\",O44/'Cost scenario - input'!$G29),\"\")","v":5.985913885694079},{"$f":"IFERROR(IF(OR(P44=\"\",'Cost scenario - input'!$G29=\"\"),\"\",P44/'Cost scenario - input'!$G29),\"\")","v":5.5834567188880682},{"$f":"IFERROR(IF(OR(Q44=\"\",'Cost scenario - input'!$G29=\"\"),\"\",Q44/'Cost scenario - input'!$G29),\"\")","v":5.136935339474614},{"$f":"IFERROR(IF(OR(R44=\"\",'Cost scenario - input'!$G29=\"\"),\"\",R44/'Cost scenario - input'!$G29),\"\")","v":4.6618238247606731},{"$f":"IFERROR(IF(OR(S44=\"\",'Cost scenario - input'!$G29=\"\"),\"\",S44/'Cost scenario - input'!$G29),\"\")","v":4.1734762530656555},{"$f":"IFERROR(IF(OR(T44=\"\",'Cost scenario - input'!$G29=\"\"),\"\",T44/'Cost scenario - input'!$G29),\"\")","v":3.6863443275238814},{"$f":"IFERROR(IF(OR(U44=\"\",'Cost scenario - input'!$G29=\"\"),\"\",U44/'Cost scenario - input'!$G29),\"\")","v":3.2133333093985379},{"$f":"IFERROR(IF(OR(V44=\"\",'Cost scenario - input'!$G29=\"\"),\"\",V44/'Cost scenario - input'!$G29),\"\")","v":2.7653349996113157},{"$f":"IFERROR(IF(OR(W44=\"\",'Cost scenario - input'!$G29=\"\"),\"\",W44/'Cost scenario - input'!$G29),\"\")","v":2.3509570156340986}]
[{"$f":"IFERROR('Cost scenario - input'!A30,\"\")","v":4},{"$f":"IFERROR('Cost scenario - input'!B30,\"\")","v":"SWITCHGEAR"},{"$f":"IFERROR('Cost scenario - input'!C30,\"\")","v":"˂ = 11 kv ; fuse"},{"$f":"IFERROR(repcalc('Cost scenario - input'!$CY30:$GK30,'Cost scenario - input'!$J30,'Cost scenario - input'!$H30,'Cost scenario - input'!$I30,20,TRUE,TRUE),\"\")","v":123.07343380924624},103.66452130902734,89.324357419327058,78.609421490337979,70.592483759892147,64.655261451482005,60.361979076406527,57.383902727926042,55.455848346857934,54.352602630666681,53.877558609217758,53.858602965813937,54.148009095165726,54.62417685494863,55.193763120254879,55.793224398772338,56.38914313560587,56.976991291592533,57.57822680159164,58.235827579338796,{"$f":"IFERROR(IF(OR(D45=\"\",'Cost scenario - input'!$G30=\"\"),\"\",D45/'Cost scenario - input'!$G30),\"\")","v":66.577107143820911},{"$f":"IFERROR(IF(OR(E45=\"\",'Cost scenario - input'!$G30=\"\"),\"\",E45/'Cost scenario - input'!$G30),\"\")","v":56.077771852055939},{"$f":"IFERROR(IF(OR(F45=\"\",'Cost scenario - input'!$G30=\"\"),\"\",F45/'Cost scenario - input'!$G30),\"\")","v":48.320398077758917},{"$f":"IFERROR(IF(OR(G45=\"\",'Cost scenario - input'!$G30=\"\"),\"\",G45/'Cost scenario - input'!$G30),\"\")","v":42.52410707242997},{"$f":"IFERROR(IF(OR(H45=\"\",'Cost scenario - input'!$G30=\"\"),\"\",H45/'Cost scenario - input'!$G30),\"\")","v":38.187309879686545},{"$f":"IFERROR(IF(OR(I45=\"\",'Cost scenario - input'!$G30=\"\"),\"\",I45/'Cost scenario - input'!$G30),\"\")","v":34.975543753323628},{"$f":"IFERROR(IF(OR(J45=\"\",'Cost scenario - input'!$G30=\"\"),\"\",J45/'Cost scenario - input'!$G30),\"\")","v":32.653074055053096},{"$f":"IFERROR(IF(OR(K45=\"\",'Cost scenario - input'!$G30=\"\"),\"\",K45/'Cost scenario - input'!$G30),\"\")","v":31.042070754027396},{"$f":"IFERROR(IF(OR(L45=\"\",'Cost scenario - input'!$G30=\"\"),\"\",L45/'Cost scenario - input'!$G30),\"\")","v":29.999081384717694},{"$f":"IFERROR(IF(OR(M45=\"\",'Cost scenario - input'!$G30=\"\"),\"\",M45/'Cost scenario - input'!$G30),\"\")","v":29.402275835547194},{"$f":"IFERROR(IF(OR(N45=\"\",'Cost scenario - input'!$G30=\"\"),\"\",N45/'Cost scenario - input'!$G30),\"\")","v":29.1452987143672},{"$f":"IFERROR(IF(OR(O45=\"\",'Cost scenario - input'!$G30=\"\"),\"\",O45/'Cost scenario - input'!$G30),\"\")","v":29.135044576956588},{"$f":"IFERROR(IF(OR(P45=\"\",'Cost scenario - input'!$G30=\"\"),\"\",P45/'Cost scenario - input'!$G30),\"\")","v":29.291600076267642},{"$f":"IFERROR(IF(OR(Q45=\"\",'Cost scenario - input'!$G30=\"\"),\"\",Q45/'Cost scenario - input'!$G30),\"\")","v":29.549185088567167},{"$f":"IFERROR(IF(OR(R45=\"\",'Cost scenario - input'!$G30=\"\"),\"\",R45/'Cost scenario - input'!$G30),\"\")","v":29.857305246096193},{"$f":"IFERROR(IF(OR(S45=\"\",'Cost scenario - input'!$G30=\"\"),\"\",S45/'Cost scenario - input'!$G30),\"\")","v":30.181586421433238},{"$f":"IFERROR(IF(OR(T45=\"\",'Cost scenario - input'!$G30=\"\"),\"\",T45/'Cost scenario - input'!$G30),\"\")","v":30.503951243500921},{"$f":"IFERROR(IF(OR(U45=\"\",'Cost scenario - input'!$G30=\"\"),\"\",U45/'Cost scenario - input'!$G30),\"\")","v":30.821950249899665},{"$f":"IFERROR(IF(OR(V45=\"\",'Cost scenario - input'!$G30=\"\"),\"\",V45/'Cost scenario - input'!$G30),\"\")","v":31.147191203442258},{"$f":"IFERROR(IF(OR(W45=\"\",'Cost scenario - input'!$G30=\"\"),\"\",W45/'Cost scenario - input'!$G30),\"\")","v":31.502923192734027}]
[{"$f":"IFERROR('Cost scenario - input'!A31,\"\")","v":4},{"$f":"IFERROR('Cost scenario - input'!B31,\"\")","v":"SWITCHGEAR"},{"$f":"IFERROR('Cost scenario - input'!C31,\"\")","v":"˂ = 11 kv ; switch"},{"$f":"IFERROR(repcalc('Cost scenario - input'!$CY31:$GK31,'Cost scenario - input'!$J31,'Cost scenario - input'!$H31,'Cost scenario - input'!$I31,20,TRUE,TRUE),\"\")","v":1830.317469953628},1683.0410546597886,1592.5865842382573,1544.6810649927836,1527.7951382407323,1532.7928769712667,1552.590550475328,1581.8419272251804,1616.6581344905192,1654.3629520688148,1693.2797489285988,1732.5438921204275,1771.9340168247249,1811.7165954713605,1852.5002873531175,1895.0990879845926,1940.405855633031,1989.2799486952169,2042.4541146558565,2100.466179824708,{"$f":"IFERROR(IF(OR(D46=\"\",'Cost scenario - input'!$G31=\"\"),\"\",D46/'Cost scenario - input'!$G31),\"\")","v":688.92763698662623},{"$f":"IFERROR(IF(OR(E46=\"\",'Cost scenario - input'!$G31=\"\"),\"\",E46/'Cost scenario - input'!$G31),\"\")","v":633.49310476046753},{"$f":"IFERROR(IF(OR(F46=\"\",'Cost scenario - input'!$G31=\"\"),\"\",F46/'Cost scenario - input'!$G31),\"\")","v":599.44623279133248},{"$f":"IFERROR(IF(OR(G46=\"\",'Cost scenario - input'!$G31=\"\"),\"\",G46/'Cost scenario - input'!$G31),\"\")","v":581.4146963425012},{"$f":"IFERROR(IF(OR(H46=\"\",'Cost scenario - input'!$G31=\"\"),\"\",H46/'Cost scenario - input'!$G31),\"\")","v":575.05886911220398},{"$f":"IFERROR(IF(OR(I46=\"\",'Cost scenario - input'!$G31=\"\"),\"\",I46/'Cost scenario - input'!$G31),\"\")","v":576.94000743406616},{"$f":"IFERROR(IF(OR(J46=\"\",'Cost scenario - input'!$G31=\"\"),\"\",J46/'Cost scenario - input'!$G31),\"\")","v":584.39181000322992},{"$f":"IFERROR(IF(OR(K46=\"\",'Cost scenario - input'!$G31=\"\"),\"\",K46/'Cost scenario - input'!$G31),\"\")","v":595.40196654366434},{"$f":"IFERROR(IF(OR(L46=\"\",'Cost scenario - input'!$G31=\"\"),\"\",L46/'Cost scenario - input'!$G31),\"\")","v":608.50671355826512},{"$f":"IFERROR(IF(OR(M46=\"\",'Cost scenario - input'!$G31=\"\"),\"\",M46/'Cost scenario - input'!$G31),\"\")","v":622.69872740484936},{"$f":"IFERROR(IF(OR(N46=\"\",'Cost scenario - input'!$G31=\"\"),\"\",N46/'Cost scenario - input'!$G31),\"\")","v":637.34692769787227},{"$f":"IFERROR(IF(OR(O46=\"\",'Cost scenario - input'!$G31=\"\"),\"\",O46/'Cost scenario - input'!$G31),\"\")","v":652.12586841799566},{"$f":"IFERROR(IF(OR(P46=\"\",'Cost scenario - input'!$G31=\"\"),\"\",P46/'Cost scenario - input'!$G31),\"\")","v":666.95222831381625},{"$f":"IFERROR(IF(OR(Q46=\"\",'Cost scenario - input'!$G31=\"\"),\"\",Q46/'Cost scenario - input'!$G31),\"\")","v":681.92630704615533},{"$f":"IFERROR(IF(OR(R46=\"\",'Cost scenario - input'!$G31=\"\"),\"\",R46/'Cost scenario - input'!$G31),\"\")","v":697.27720268963151},{"$f":"IFERROR(IF(OR(S46=\"\",'Cost scenario - input'!$G31=\"\"),\"\",S46/'Cost scenario - input'!$G31),\"\")","v":713.31130143986093},{"$f":"IFERROR(IF(OR(T46=\"\",'Cost scenario - input'!$G31=\"\"),\"\",T46/'Cost scenario - input'!$G31),\"\")","v":730.3646732662969},{"$f":"IFERROR(IF(OR(U46=\"\",'Cost scenario - input'!$G31=\"\"),\"\",U46/'Cost scenario - input'!$G31),\"\")","v":748.76077885777624},{"$f":"IFERROR(IF(OR(V46=\"\",'Cost scenario - input'!$G31=\"\"),\"\",V46/'Cost scenario - input'!$G31),\"\")","v":768.7754228227526},{"$f":"IFERROR(IF(OR(W46=\"\",'Cost scenario - input'!$G31=\"\"),\"\",W46/'Cost scenario - input'!$G31),\"\")","v":790.61104185036504}]
[{"$f":"IFERROR('Cost scenario - input'!A32,\"\")","v":4},{"$f":"IFERROR('Cost scenario - input'!B32,\"\")","v":"SWITCHGEAR"},{"$f":"IFERROR('Cost scenario - input'!C32,\"\")","v":"> 11 kv & < = 22 kv ; circuit breaker"},{"$f":"IFERROR(repcalc('Cost scenario - input'!$CY32:$GK32,'Cost scenario - input'!$J32,'Cost scenario - input'!$H32,'Cost scenario - input'!$I32,20,TRUE,TRUE),\"\")","v":397.82039744837897},428.14191787412307,456.3934806180838,481.89341712490733,504.01929269042785,522.24579072887968,536.17974478862573,545.58876406635056,550.42011477881533,550.80719958421219,547.06208426059311,539.65394753253815,529.17490799407813,516.29620476383616,501.71896127656282,486.12455595516172,470.12982810753169,454.25191099478815,438.88644575308967,424.30141503506093,{"$f":"IFERROR(IF(OR(D47=\"\",'Cost scenario - input'!$G32=\"\"),\"\",D47/'Cost scenario - input'!$G32),\"\")","v":5.0338803619882899},{"$f":"IFERROR(IF(OR(E47=\"\",'Cost scenario - input'!$G32=\"\"),\"\",E47/'Cost scenario - input'!$G32),\"\")","v":5.4175582910129974},{"$f":"IFERROR(IF(OR(F47=\"\",'Cost scenario - input'!$G32=\"\"),\"\",F47/'Cost scenario - input'!$G32),\"\")","v":5.7750436985096254},{"$f":"IFERROR(IF(OR(G47=\"\",'Cost scenario - input'!$G32=\"\"),\"\",G47/'Cost scenario - input'!$G32),\"\")","v":6.0977109886661172},{"$f":"IFERROR(IF(OR(H47=\"\",'Cost scenario - input'!$G32=\"\"),\"\",H47/'Cost scenario - input'!$G32),\"\")","v":6.3776840901346583},{"$f":"IFERROR(IF(OR(I47=\"\",'Cost scenario - input'!$G32=\"\"),\"\",I47/'Cost scenario - input'!$G32),\"\")","v":6.6083158303170766},{"$f":"IFERROR(IF(OR(J47=\"\",'Cost scenario - input'!$G32=\"\"),\"\",J47/'Cost scenario - input'!$G32),\"\")","v":6.7846312182561883},{"$f":"IFERROR(IF(OR(K47=\"\",'Cost scenario - input'!$G32=\"\"),\"\",K47/'Cost scenario - input'!$G32),\"\")","v":6.9036896618943233},{"$f":"IFERROR(IF(OR(L47=\"\",'Cost scenario - input'!$G32=\"\"),\"\",L47/'Cost scenario - input'!$G32),\"\")","v":6.9648238863567844},{"$f":"IFERROR(IF(OR(M47=\"\",'Cost scenario - input'!$G32=\"\"),\"\",M47/'Cost scenario - input'!$G32),\"\")","v":6.9697219222865883},{"$f":"IFERROR(IF(OR(N47=\"\",'Cost scenario - input'!$G32=\"\"),\"\",N47/'Cost scenario - input'!$G32),\"\")","v":6.9223325410435272},{"$f":"IFERROR(IF(OR(O47=\"\",'Cost scenario - input'!$G32=\"\"),\"\",O47/'Cost scenario - input'!$G32),\"\")","v":6.828592566337683},{"$f":"IFERROR(IF(OR(P47=\"\",'Cost scenario - input'!$G32=\"\"),\"\",P47/'Cost scenario - input'!$G32),\"\")","v":6.6959944600477765},{"$f":"IFERROR(IF(OR(Q47=\"\",'Cost scenario - input'!$G32=\"\"),\"\",Q47/'Cost scenario - input'!$G32),\"\")","v":6.5330318475361784},{"$f":"IFERROR(IF(OR(R47=\"\",'Cost scenario - input'!$G32=\"\"),\"\",R47/'Cost scenario - input'!$G32),\"\")","v":6.3485764998637935},{"$f":"IFERROR(IF(OR(S47=\"\",'Cost scenario - input'!$G32=\"\"),\"\",S47/'Cost scenario - input'!$G32),\"\")","v":6.1512503416079873},{"$f":"IFERROR(IF(OR(T47=\"\",'Cost scenario - input'!$G32=\"\"),\"\",T47/'Cost scenario - input'!$G32),\"\")","v":5.9488586419265257},{"$f":"IFERROR(IF(OR(U47=\"\",'Cost scenario - input'!$G32=\"\"),\"\",U47/'Cost scenario - input'!$G32),\"\")","v":5.7479450244856576},{"$f":"IFERROR(IF(OR(V47=\"\",'Cost scenario - input'!$G32=\"\"),\"\",V47/'Cost scenario - input'!$G32),\"\")","v":5.5535157940361657},{"$f":"IFERROR(IF(OR(W47=\"\",'Cost scenario - input'!$G32=\"\"),\"\",W47/'Cost scenario - input'!$G32),\"\")","v":5.3689619094656598}]
[{"$f":"IFERROR('Cost scenario - input'!A33,\"\")","v":4},{"$f":"IFERROR('Cost scenario - input'!B33,\"\")","v":"SWITCHGEAR"},{"$f":"IFERROR('Cost scenario - input'!C33,\"\")","v":"> 11 kv & < = 22 kv ; switch"},{"$f":"IFERROR(repcalc('Cost scenario - input'!$CY33:$GK33,'Cost scenario - input'!$J33,'Cost scenario - input'!$H33,'Cost scenario - input'!$I33,20,TRUE,TRUE),\"\")","v":2464.4427613303674},2312.9975831864458,2210.6729808356872,2141.5496767937052,2095.8475708329438,2067.7775646397104,2054.0644428640326,2052.9375253628095,2063.4452367957406,2084.995446374463,2117.0564821277558,2158.976149694678,2209.8901928500027,2268.6996469026972,2334.100443728245,2404.6501240431789,2478.8569814152424,2555.2774512606784,2632.6087504829793,2709.7659715695781,{"$f":"IFERROR(IF(OR(D48=\"\",'Cost scenario - input'!$G33=\"\"),\"\",D48/'Cost scenario - input'!$G33),\"\")","v":293.07652464198014},{"$f":"IFERROR(IF(OR(E48=\"\",'Cost scenario - input'!$G33=\"\"),\"\",E48/'Cost scenario - input'!$G33),\"\")","v":275.06635732113477},{"$f":"IFERROR(IF(OR(F48=\"\",'Cost scenario - input'!$G33=\"\"),\"\",F48/'Cost scenario - input'!$G33),\"\")","v":262.89770836207185},{"$f":"IFERROR(IF(OR(G48=\"\",'Cost scenario - input'!$G33=\"\"),\"\",G48/'Cost scenario - input'!$G33),\"\")","v":254.67742504355851},{"$f":"IFERROR(IF(OR(H48=\"\",'Cost scenario - input'!$G33=\"\"),\"\",H48/'Cost scenario - input'!$G33),\"\")","v":249.24243803798936},{"$f":"IFERROR(IF(OR(I48=\"\",'Cost scenario - input'!$G33=\"\"),\"\",I48/'Cost scenario - input'!$G33),\"\")","v":245.90429604870221},{"$f":"IFERROR(IF(OR(J48=\"\",'Cost scenario - input'!$G33=\"\"),\"\",J48/'Cost scenario - input'!$G33),\"\")","v":244.27350383268077},{"$f":"IFERROR(IF(OR(K48=\"\",'Cost scenario - input'!$G33=\"\"),\"\",K48/'Cost scenario - input'!$G33),\"\")","v":244.13948852098477},{"$f":"IFERROR(IF(OR(L48=\"\",'Cost scenario - input'!$G33=\"\"),\"\",L48/'Cost scenario - input'!$G33),\"\")","v":245.38908684683179},{"$f":"IFERROR(IF(OR(M48=\"\",'Cost scenario - input'!$G33=\"\"),\"\",M48/'Cost scenario - input'!$G33),\"\")","v":247.95188141757231},{"$f":"IFERROR(IF(OR(N48=\"\",'Cost scenario - input'!$G33=\"\"),\"\",N48/'Cost scenario - input'!$G33),\"\")","v":251.7646447255442},{"$f":"IFERROR(IF(OR(O48=\"\",'Cost scenario - input'!$G33=\"\"),\"\",O48/'Cost scenario - input'!$G33),\"\")","v":256.7498164963946},{"$f":"IFERROR(IF(OR(P48=\"\",'Cost scenario - input'!$G33=\"\"),\"\",P48/'Cost scenario - input'!$G33),\"\")","v":262.80461762936113},{"$f":"IFERROR(IF(OR(Q48=\"\",'Cost scenario - input'!$G33=\"\"),\"\",Q48/'Cost scenario - input'!$G33),\"\")","v":269.79835701755115},{"$f":"IFERROR(IF(OR(R48=\"\",'Cost scenario - input'!$G33=\"\"),\"\",R48/'Cost scenario - input'!$G33),\"\")","v":277.57595223834693},{"$f":"IFERROR(IF(OR(S48=\"\",'Cost scenario - input'!$G33=\"\"),\"\",S48/'Cost scenario - input'!$G33),\"\")","v":285.96586311221193},{"$f":"IFERROR(IF(OR(T48=\"\",'Cost scenario - input'!$G33=\"\"),\"\",T48/'Cost scenario - input'!$G33),\"\")","v":294.79069288893078},{"$f":"IFERROR(IF(OR(U48=\"\",'Cost scenario - input'!$G33=\"\"),\"\",U48/'Cost scenario - input'!$G33),\"\")","v":303.8787699444178},{"$f":"IFERROR(IF(OR(V48=\"\",'Cost scenario - input'!$G33=\"\"),\"\",V48/'Cost scenario - input'!$G33),\"\")","v":313.07516467418884},{"$f":"IFERROR(IF(OR(W48=\"\",'Cost scenario - input'!$G33=\"\"),\"\",W48/'Cost scenario - input'!$G33),\"\")","v":322.25085767948565}]
[{"$f":"IFERROR('Cost scenario - input'!A34,\"\")","v":4},{"$f":"IFERROR('Cost scenario - input'!B34,\"\")","v":"SWITCHGEAR"},{"$f":"IFERROR('Cost scenario - input'!C34,\"\")","v":"> 33 kv & < = 66 kv ; circuit breaker"},{"$f":"IFERROR(repcalc('Cost scenario - input'!$CY34:$GK34,'Cost scenario - input'!$J34,'Cost scenario - input'!$H34,'Cost scenario - input'!$I34,20,TRUE,TRUE),\"\")","v":85.358483247148257},88.376347249767932,90.289967078965233,91.046761898999705,90.643915628993142,89.127733123224388,86.589518866300565,83.158513689942311,78.992716030721439,74.26858398848546,69.170644761643686,63.881935047614846,58.57598784677073,53.410811290330088,48.525022968722965,44.036053824889891,40.040151287165045,36.613806431719418,33.816200572176797,31.692293778354781,{"$f":"IFERROR(IF(OR(D49=\"\",'Cost scenario - input'!$G34=\"\"),\"\",D49/'Cost scenario - input'!$G34),\"\")","v":1.412654771657476},{"$f":"IFERROR(IF(OR(E49=\"\",'Cost scenario - input'!$G34=\"\"),\"\",E49/'Cost scenario - input'!$G34),\"\")","v":1.4625994264982876},{"$f":"IFERROR(IF(OR(F49=\"\",'Cost scenario - input'!$G34=\"\"),\"\",F49/'Cost scenario - input'!$G34),\"\")","v":1.4942692041233985},{"$f":"IFERROR(IF(OR(G49=\"\",'Cost scenario - input'!$G34=\"\"),\"\",G49/'Cost scenario - input'!$G34),\"\")","v":1.5067939090269742},{"$f":"IFERROR(IF(OR(H49=\"\",'Cost scenario - input'!$G34=\"\"),\"\",H49/'Cost scenario - input'!$G34),\"\")","v":1.5001269359983949},{"$f":"IFERROR(IF(OR(I49=\"\",'Cost scenario - input'!$G34=\"\"),\"\",I49/'Cost scenario - input'!$G34),\"\")","v":1.4750346151182745},{"$f":"IFERROR(IF(OR(J49=\"\",'Cost scenario - input'!$G34=\"\"),\"\",J49/'Cost scenario - input'!$G34),\"\")","v":1.4330280055215388},{"$f":"IFERROR(IF(OR(K49=\"\",'Cost scenario - input'!$G34=\"\"),\"\",K49/'Cost scenario - input'!$G34),\"\")","v":1.3762460003876094},{"$f":"IFERROR(IF(OR(L49=\"\",'Cost scenario - input'!$G34=\"\"),\"\",L49/'Cost scenario - input'!$G34),\"\")","v":1.3073034217804091},{"$f":"IFERROR(IF(OR(M49=\"\",'Cost scenario - input'!$G34=\"\"),\"\",M49/'Cost scenario - input'!$G34),\"\")","v":1.2291205931085138},{"$f":"IFERROR(IF(OR(N49=\"\",'Cost scenario - input'!$G34=\"\"),\"\",N49/'Cost scenario - input'!$G34),\"\")","v":1.1447513787028858},{"$f":"IFERROR(IF(OR(O49=\"\",'Cost scenario - input'!$G34=\"\"),\"\",O49/'Cost scenario - input'!$G34),\"\")","v":1.0572249755942214},{"$f":"IFERROR(IF(OR(P49=\"\",'Cost scenario - input'!$G34=\"\"),\"\",P49/'Cost scenario - input'!$G34),\"\")","v":0.96941329775860929},{"$f":"IFERROR(IF(OR(Q49=\"\",'Cost scenario - input'!$G34=\"\"),\"\",Q49/'Cost scenario - input'!$G34),\"\")","v":0.8839313277031845},{"$f":"IFERROR(IF(OR(R49=\"\",'Cost scenario - input'!$G34=\"\"),\"\",R49/'Cost scenario - input'!$G34),\"\")","v":0.80307314087431703},{"$f":"IFERROR(IF(OR(S49=\"\",'Cost scenario - input'!$G34=\"\"),\"\",S49/'Cost scenario - input'!$G34),\"\")","v":0.72878218068354039},{"$f":"IFERROR(IF(OR(T49=\"\",'Cost scenario - input'!$G34=\"\"),\"\",T49/'Cost scenario - input'!$G34),\"\")","v":0.66265131035573599},{"$f":"IFERROR(IF(OR(U49=\"\",'Cost scenario - input'!$G34=\"\"),\"\",U49/'Cost scenario - input'!$G34),\"\")","v":0.60594643199730969},{"$f":"IFERROR(IF(OR(V49=\"\",'Cost scenario - input'!$G34=\"\"),\"\",V49/'Cost scenario - input'!$G34),\"\")","v":0.55964697684817155},{"$f":"IFERROR(IF(OR(W49=\"\",'Cost scenario - input'!$G34=\"\"),\"\",W49/'Cost scenario - input'!$G34),\"\")","v":0.52449701924921621}]
[{"$f":"IFERROR('Cost scenario - input'!A35,\"\")","v":4},{"$f":"IFERROR('Cost scenario - input'!B35,\"\")","v":"SWITCHGEAR"},{"$f":"IFERROR('Cost scenario - input'!C35,\"\")","v":"> 33 kv & < = 66 kv ; switch"},{"$f":"IFERROR(repcalc('Cost scenario - input'!$CY35:$GK35,'Cost scenario - input'!$J35,'Cost scenario - input'!$H35,'Cost scenario - input'!$I35,20,TRUE,TRUE),\"\")","v":410.50981222831047},425.92562710712343,459.05411743031499,500.86876601445567,543.98990086345214,582.54665463934475,612.16277062301174,629.99153952618337,634.72369302924744,626.50923739827681,606.76379810047411,577.8638881257682,542.76521739152633,504.59708049630177,466.29060352699474,430.28964437934002,398.37421355566607,371.60318335343749,350.36178233856918,334.48455926573376,{"$f":"IFERROR(IF(OR(D50=\"\",'Cost scenario - input'!$G35=\"\"),\"\",D50/'Cost scenario - input'!$G35),\"\")","v":10.223695554365781},{"$f":"IFERROR(IF(OR(E50=\"\",'Cost scenario - input'!$G35=\"\"),\"\",E50/'Cost scenario - input'!$G35),\"\")","v":10.607624496740954},{"$f":"IFERROR(IF(OR(F50=\"\",'Cost scenario - input'!$G35=\"\"),\"\",F50/'Cost scenario - input'!$G35),\"\")","v":11.432685406738626},{"$f":"IFERROR(IF(OR(G50=\"\",'Cost scenario - input'!$G35=\"\"),\"\",G50/'Cost scenario - input'!$G35),\"\")","v":12.474074002340053},{"$f":"IFERROR(IF(OR(H50=\"\",'Cost scenario - input'!$G35=\"\"),\"\",H50/'Cost scenario - input'!$G35),\"\")","v":13.548000475039576},{"$f":"IFERROR(IF(OR(I50=\"\",'Cost scenario - input'!$G35=\"\"),\"\",I50/'Cost scenario - input'!$G35),\"\")","v":14.50825160772172},{"$f":"IFERROR(IF(OR(J50=\"\",'Cost scenario - input'!$G35=\"\"),\"\",J50/'Cost scenario - input'!$G35),\"\")","v":15.245837273886988},{"$f":"IFERROR(IF(OR(K50=\"\",'Cost scenario - input'!$G35=\"\"),\"\",K50/'Cost scenario - input'!$G35),\"\")","v":15.689860534587504},{"$f":"IFERROR(IF(OR(L50=\"\",'Cost scenario - input'!$G35=\"\"),\"\",L50/'Cost scenario - input'!$G35),\"\")","v":15.807714225999257},{"$f":"IFERROR(IF(OR(M50=\"\",'Cost scenario - input'!$G35=\"\"),\"\",M50/'Cost scenario - input'!$G35),\"\")","v":15.603134235426021},{"$f":"IFERROR(IF(OR(N50=\"\",'Cost scenario - input'!$G35=\"\"),\"\",N50/'Cost scenario - input'!$G35),\"\")","v":15.111376538156481},{"$f":"IFERROR(IF(OR(O50=\"\",'Cost scenario - input'!$G35=\"\"),\"\",O50/'Cost scenario - input'!$G35),\"\")","v":14.391627893109122},{"$f":"IFERROR(IF(OR(P50=\"\",'Cost scenario - input'!$G35=\"\"),\"\",P50/'Cost scenario - input'!$G35),\"\")","v":13.517499886272969},{"$f":"IFERROR(IF(OR(Q50=\"\",'Cost scenario - input'!$G35=\"\"),\"\",Q50/'Cost scenario - input'!$G35),\"\")","v":12.566927208421589},{"$f":"IFERROR(IF(OR(R50=\"\",'Cost scenario - input'!$G35=\"\"),\"\",R50/'Cost scenario - input'!$G35),\"\")","v":11.612909188319533},{"$f":"IFERROR(IF(OR(S50=\"\",'Cost scenario - input'!$G35=\"\"),\"\",S50/'Cost scenario - input'!$G35),\"\")","v":10.716309801345371},{"$f":"IFERROR(IF(OR(T50=\"\",'Cost scenario - input'!$G35=\"\"),\"\",T50/'Cost scenario - input'!$G35),\"\")","v":9.9214599865346322},{"$f":"IFERROR(IF(OR(U50=\"\",'Cost scenario - input'!$G35=\"\"),\"\",U50/'Cost scenario - input'!$G35),\"\")","v":9.2547308260825663},{"$f":"IFERROR(IF(OR(V50=\"\",'Cost scenario - input'!$G35=\"\"),\"\",V50/'Cost scenario - input'!$G35),\"\")","v":8.7257163892645977},{"$f":"IFERROR(IF(OR(W50=\"\",'Cost scenario - input'!$G35=\"\"),\"\",W50/'Cost scenario - input'!$G35),\"\")","v":8.3302961334994503}]
[{"$f":"IFERROR('Cost scenario - input'!A36,\"\")","v":5},{"$f":"IFERROR('Cost scenario - input'!B36,\"\")","v":"TRANSFORMERS"},{"$f":"IFERROR('Cost scenario - input'!C36,\"\")","v":"ground outdoor / indoor chamber mounted ; ˂ 22 kv ; > 60 kva and < = 600 kva ; multiple phase"},{"$f":"IFERROR(repcalc('Cost scenario - input'!$CY36:$GK36,'Cost scenario - input'!$J36,'Cost scenario - input'!$H36,'Cost scenario - input'!$I36,20,TRUE,TRUE),\"\")","v":98.469345654424714},92.385981175001248,87.901874718961139,84.45488523658841,81.656493031867427,79.251048766580155,77.079999852431698,75.051696570837493,73.116879210550124,71.249684192031438,69.433859057686703,67.653759301762847,65.889574351152575,64.116093589829305,62.304198914388735,60.42418988001382,58.450038177096921,56.363742556925189,54.159107442196799,51.8444754439628,{"$f":"IFERROR(IF(OR(D51=\"\",'Cost scenario - input'!$G36=\"\"),\"\",D51/'Cost scenario - input'!$G36),\"\")","v":6.7996322354364107},{"$f":"IFERROR(IF(OR(E51=\"\",'Cost scenario - input'!$G36=\"\"),\"\",E51/'Cost scenario - input'!$G36),\"\")","v":6.3795559067141232},{"$f":"IFERROR(IF(OR(F51=\"\",'Cost scenario - input'!$G36=\"\"),\"\",F51/'Cost scenario - input'!$G36),\"\")","v":6.0699136053158433},{"$f":"IFERROR(IF(OR(G51=\"\",'Cost scenario - input'!$G36=\"\"),\"\",G51/'Cost scenario - input'!$G36),\"\")","v":5.8318876425780815},{"$f":"IFERROR(IF(OR(H51=\"\",'Cost scenario - input'!$G36=\"\"),\"\",H51/'Cost scenario - input'!$G36),\"\")","v":5.6386494554432431},{"$f":"IFERROR(IF(OR(I51=\"\",'Cost scenario - input'!$G36=\"\"),\"\",I51/'Cost scenario - input'!$G36),\"\")","v":5.4725456161408639},{"$f":"IFERROR(IF(OR(J51=\"\",'Cost scenario - input'!$G36=\"\"),\"\",J51/'Cost scenario - input'!$G36),\"\")","v":5.3226275468854736},{"$f":"IFERROR(IF(OR(K51=\"\",'Cost scenario - input'!$G36=\"\"),\"\",K51/'Cost scenario - input'!$G36),\"\")","v":5.1825665331241852},{"$f":"IFERROR(IF(OR(L51=\"\",'Cost scenario - input'!$G36=\"\"),\"\",L51/'Cost scenario - input'!$G36),\"\")","v":5.0489610297540022},{"$f":"IFERROR(IF(OR(M51=\"\",'Cost scenario - input'!$G36=\"\"),\"\",M51/'Cost scenario - input'!$G36),\"\")","v":4.9200250715287588},{"$f":"IFERROR(IF(OR(N51=\"\",'Cost scenario - input'!$G36=\"\"),\"\",N51/'Cost scenario - input'!$G36),\"\")","v":4.7946363727885704},{"$f":"IFERROR(IF(OR(O51=\"\",'Cost scenario - input'!$G36=\"\"),\"\",O51/'Cost scenario - input'!$G36),\"\")","v":4.671714628948096},{"$f":"IFERROR(IF(OR(P51=\"\",'Cost scenario - input'!$G36=\"\"),\"\",P51/'Cost scenario - input'!$G36),\"\")","v":4.5498918547667753},{"$f":"IFERROR(IF(OR(Q51=\"\",'Cost scenario - input'!$G36=\"\"),\"\",Q51/'Cost scenario - input'!$G36),\"\")","v":4.4274271742768612},{"$f":"IFERROR(IF(OR(R51=\"\",'Cost scenario - input'!$G36=\"\"),\"\",R51/'Cost scenario - input'!$G36),\"\")","v":4.302309886653374},{"$f":"IFERROR(IF(OR(S51=\"\",'Cost scenario - input'!$G36=\"\"),\"\",S51/'Cost scenario - input'!$G36),\"\")","v":4.172489078481151},{"$f":"IFERROR(IF(OR(T51=\"\",'Cost scenario - input'!$G36=\"\"),\"\",T51/'Cost scenario - input'!$G36),\"\")","v":4.0361674093608464},{"$f":"IFERROR(IF(OR(U51=\"\",'Cost scenario - input'!$G36=\"\"),\"\",U51/'Cost scenario - input'!$G36),\"\")","v":3.8921018338531645},{"$f":"IFERROR(IF(OR(V51=\"\",'Cost scenario - input'!$G36=\"\"),\"\",V51/'Cost scenario - input'!$G36),\"\")","v":3.7398645269648703},{"$f":"IFERROR(IF(OR(W51=\"\",'Cost scenario - input'!$G36=\"\"),\"\",W51/'Cost scenario - input'!$G36),\"\")","v":3.580031573432318}]
[{"$f":"IFERROR('Cost scenario - input'!A37,\"\")","v":5},{"$f":"IFERROR('Cost scenario - input'!B37,\"\")","v":"TRANSFORMERS"},{"$f":"IFERROR('Cost scenario - input'!C37,\"\")","v":"ground outdoor / indoor chamber mounted ; ˂ 22 kv ; > 600 kva ; multiple phase"},{"$f":"IFERROR(repcalc('Cost scenario - input'!$CY37:$GK37,'Cost scenario - input'!$J37,'Cost scenario - input'!$H37,'Cost scenario - input'!$I37,20,TRUE,TRUE),\"\")","v":76.539783424570828},78.289116076750943,80.298506740696752,82.589357417199423,85.171797748175081,88.047697740696734,91.212579121072352,94.656002439375143,98.360455871707629,102.29920696851326,106.43391218547977,110.71294338041292,115.07135086891124,119.43314338871546,123.71616870512172,127.8393967797661,131.73192865140203,135.34266566491101,138.64934485712695,141.66561586734184,{"$f":"IFERROR(IF(OR(D52=\"\",'Cost scenario - input'!$G37=\"\"),\"\",D52/'Cost scenario - input'!$G37),\"\")","v":2.6815065407512639},{"$f":"IFERROR(IF(OR(E52=\"\",'Cost scenario - input'!$G37=\"\"),\"\",E52/'Cost scenario - input'!$G37),\"\")","v":2.7427929298536515},{"$f":"IFERROR(IF(OR(F52=\"\",'Cost scenario - input'!$G37=\"\"),\"\",F52/'Cost scenario - input'!$G37),\"\")","v":2.8131902313250521},{"$f":"IFERROR(IF(OR(G52=\"\",'Cost scenario - input'!$G37=\"\"),\"\",G52/'Cost scenario - input'!$G37),\"\")","v":2.8934482461518143},{"$f":"IFERROR(IF(OR(H52=\"\",'Cost scenario - input'!$G37=\"\"),\"\",H52/'Cost scenario - input'!$G37),\"\")","v":2.9839218577662949},{"$f":"IFERROR(IF(OR(I52=\"\",'Cost scenario - input'!$G37=\"\"),\"\",I52/'Cost scenario - input'!$G37),\"\")","v":3.0846765802838099},{"$f":"IFERROR(IF(OR(J52=\"\",'Cost scenario - input'!$G37=\"\"),\"\",J52/'Cost scenario - input'!$G37),\"\")","v":3.1955555211752826},{"$f":"IFERROR(IF(OR(K52=\"\",'Cost scenario - input'!$G37=\"\"),\"\",K52/'Cost scenario - input'!$G37),\"\")","v":3.3161929431468766},{"$f":"IFERROR(IF(OR(L52=\"\",'Cost scenario - input'!$G37=\"\"),\"\",L52/'Cost scenario - input'!$G37),\"\")","v":3.445975334267664},{"$f":"IFERROR(IF(OR(M52=\"\",'Cost scenario - input'!$G37=\"\"),\"\",M52/'Cost scenario - input'!$G37),\"\")","v":3.5839661457896752},{"$f":"IFERROR(IF(OR(N52=\"\",'Cost scenario - input'!$G37=\"\"),\"\",N52/'Cost scenario - input'!$G37),\"\")","v":3.7288220440860225},{"$f":"IFERROR(IF(OR(O52=\"\",'Cost scenario - input'!$G37=\"\"),\"\",O52/'Cost scenario - input'!$G37),\"\")","v":3.8787342808850687},{"$f":"IFERROR(IF(OR(P52=\"\",'Cost scenario - input'!$G37=\"\"),\"\",P52/'Cost scenario - input'!$G37),\"\")","v":4.0314273989572547},{"$f":"IFERROR(IF(OR(Q52=\"\",'Cost scenario - input'!$G37=\"\"),\"\",Q52/'Cost scenario - input'!$G37),\"\")","v":4.184239108736671},{"$f":"IFERROR(IF(OR(R52=\"\",'Cost scenario - input'!$G37=\"\"),\"\",R52/'Cost scenario - input'!$G37),\"\")","v":4.3342912762015162},{"$f":"IFERROR(IF(OR(S52=\"\",'Cost scenario - input'!$G37=\"\"),\"\",S52/'Cost scenario - input'!$G37),\"\")","v":4.4787450825291},{"$f":"IFERROR(IF(OR(T52=\"\",'Cost scenario - input'!$G37=\"\"),\"\",T52/'Cost scenario - input'!$G37),\"\")","v":4.6151166426101504},{"$f":"IFERROR(IF(OR(U52=\"\",'Cost scenario - input'!$G37=\"\"),\"\",U52/'Cost scenario - input'!$G37),\"\")","v":4.7416157583046541},{"$f":"IFERROR(IF(OR(V52=\"\",'Cost scenario - input'!$G37=\"\"),\"\",V52/'Cost scenario - input'!$G37),\"\")","v":4.8574624655380418},{"$f":"IFERROR(IF(OR(W52=\"\",'Cost scenario - input'!$G37=\"\"),\"\",W52/'Cost scenario - input'!$G37),\"\")","v":4.9631349678719481}]
[{"$f":"IFERROR('Cost scenario - input'!A38,\"\")","v":5},{"$f":"IFERROR('Cost scenario - input'!B38,\"\")","v":"TRANSFORMERS"},{"$f":"IFERROR('Cost scenario - input'!C38,\"\")","v":"ground outdoor / indoor chamber mounted ; > = 22 kv & < = 33 kv ; < = 15 mva"},{"$f":"IFERROR(repcalc('Cost scenario - input'!$CY38:$GK38,'Cost scenario - input'!$J38,'Cost scenario - input'!$H38,'Cost scenario - input'!$I38,20,TRUE,TRUE),\"\")","v":206.43722199645708},208.90369582460539,215.12332812095454,224.6795051290637,237.28410298816885,252.74795646068836,270.95374406865574,291.83156039970447,315.33703812509867,341.43170308943473,370.06521396325837,401.15918897215477,434.59241901015247,470.18739800785301,507.69827304903839,546.8005355802751,587.0830357827839,628.0431768808088,669.08638198266385,709.53105172689538,{"$f":"IFERROR(IF(OR(D53=\"\",'Cost scenario - input'!$G38=\"\"),\"\",D53/'Cost scenario - input'!$G38),\"\")","v":8.5218372660104826},{"$f":"IFERROR(IF(OR(E53=\"\",'Cost scenario - input'!$G38=\"\"),\"\",E53/'Cost scenario - input'!$G38),\"\")","v":8.6236546048657523},{"$f":"IFERROR(IF(OR(F53=\"\",'Cost scenario - input'!$G38=\"\"),\"\",F53/'Cost scenario - input'!$G38),\"\")","v":8.8804043022862107},{"$f":"IFERROR(IF(OR(G53=\"\",'Cost scenario - input'!$G38=\"\"),\"\",G53/'Cost scenario - input'!$G38),\"\")","v":9.2748883229522843},{"$f":"IFERROR(IF(OR(H53=\"\",'Cost scenario - input'!$G38=\"\"),\"\",H53/'Cost scenario - input'!$G38),\"\")","v":9.7952127621207303},{"$f":"IFERROR(IF(OR(I53=\"\",'Cost scenario - input'!$G38=\"\"),\"\",I53/'Cost scenario - input'!$G38),\"\")","v":10.433568779140296},{"$f":"IFERROR(IF(OR(J53=\"\",'Cost scenario - input'!$G38=\"\"),\"\",J53/'Cost scenario - input'!$G38),\"\")","v":11.185113281600763},{"$f":"IFERROR(IF(OR(K53=\"\",'Cost scenario - input'!$G38=\"\"),\"\",K53/'Cost scenario - input'!$G38),\"\")","v":12.046960537256561},{"$f":"IFERROR(IF(OR(L53=\"\",'Cost scenario - input'!$G38=\"\"),\"\",L53/'Cost scenario - input'!$G38),\"\")","v":13.017279039406727},{"$f":"IFERROR(IF(OR(M53=\"\",'Cost scenario - input'!$G38=\"\"),\"\",M53/'Cost scenario - input'!$G38),\"\")","v":14.094480554649717},{"$f":"IFERROR(IF(OR(N53=\"\",'Cost scenario - input'!$G38=\"\"),\"\",N53/'Cost scenario - input'!$G38),\"\")","v":15.276486966388074},{"$f":"IFERROR(IF(OR(O53=\"\",'Cost scenario - input'!$G38=\"\"),\"\",O53/'Cost scenario - input'!$G38),\"\")","v":16.560062633685899},{"$f":"IFERROR(IF(OR(P53=\"\",'Cost scenario - input'!$G38=\"\"),\"\",P53/'Cost scenario - input'!$G38),\"\")","v":17.940203980801101},{"$f":"IFERROR(IF(OR(Q53=\"\",'Cost scenario - input'!$G38=\"\"),\"\",Q53/'Cost scenario - input'!$G38),\"\")","v":19.409583463686559},{"$f":"IFERROR(IF(OR(R53=\"\",'Cost scenario - input'!$G38=\"\"),\"\",R53/'Cost scenario - input'!$G38),\"\")","v":20.95805214445636},{"$f":"IFERROR(IF(OR(S53=\"\",'Cost scenario - input'!$G38=\"\"),\"\",S53/'Cost scenario - input'!$G38),\"\")","v":22.572214139088011},{"$f":"IFERROR(IF(OR(T53=\"\",'Cost scenario - input'!$G38=\"\"),\"\",T53/'Cost scenario - input'!$G38),\"\")","v":24.235096966486772},{"$f":"IFERROR(IF(OR(U53=\"\",'Cost scenario - input'!$G38=\"\"),\"\",U53/'Cost scenario - input'!$G38),\"\")","v":25.925953167003687},{"$f":"IFERROR(IF(OR(V53=\"\",'Cost scenario - input'!$G38=\"\"),\"\",V53/'Cost scenario - input'!$G38),\"\")","v":27.620238293353154},{"$f":"IFERROR(IF(OR(W53=\"\",'Cost scenario - input'!$G38=\"\"),\"\",W53/'Cost scenario - input'!$G38),\"\")","v":29.289815564857967}]
[{"$f":"IFERROR('Cost scenario - input'!A39,\"\")","v":5},{"$f":"IFERROR('Cost scenario - input'!B39,\"\")","v":"TRANSFORMERS"},{"$f":"IFERROR('Cost scenario - input'!C39,\"\")","v":"ground outdoor / indoor chamber mounted ; > 33 kv & < = 66 kv ; > 15 mva and < = 40 mva"},{"$f":"IFERROR(repcalc('Cost scenario - input'!$CY39:$GK39,'Cost scenario - input'!$J39,'Cost scenario - input'!$H39,'Cost scenario - input'!$I39,20,TRUE,TRUE),\"\")","v":1833.236322817289},1937.9817949115588,2029.0462457513204,2103.1496529218616,2157.5512165351843,2190.2459911012465,2200.1092097071187,2186.9740621152046,2151.6357418775383,2095.7823997821561,2021.8612274563575,1932.8943039061803,1832.2633223692608,1723.4844200053319,1609.9939427478105,1494.9633092153811,1381.156685910649,1270.8396320939248,1165.7409730395966,1067.0646355793351,{"$f":"IFERROR(IF(OR(D54=\"\",'Cost scenario - input'!$G39=\"\"),\"\",D54/'Cost scenario - input'!$G39),\"\")","v":2.6946252349498248},{"$f":"IFERROR(IF(OR(E54=\"\",'Cost scenario - input'!$G39=\"\"),\"\",E54/'Cost scenario - input'!$G39),\"\")","v":2.8485878140450258},{"$f":"IFERROR(IF(OR(F54=\"\",'Cost scenario - input'!$G39=\"\"),\"\",F54/'Cost scenario - input'!$G39),\"\")","v":2.9824410244497632},{"$f":"IFERROR(IF(OR(G54=\"\",'Cost scenario - input'!$G39=\"\"),\"\",G54/'Cost scenario - input'!$G39),\"\")","v":3.0913636485938425},{"$f":"IFERROR(IF(OR(H54=\"\",'Cost scenario - input'!$G39=\"\"),\"\",H54/'Cost scenario - input'!$G39),\"\")","v":3.171327057734628},{"$f":"IFERROR(IF(OR(I54=\"\",'Cost scenario - input'!$G39=\"\"),\"\",I54/'Cost scenario - input'!$G39),\"\")","v":3.2193842359064613},{"$f":"IFERROR(IF(OR(J54=\"\",'Cost scenario - input'!$G39=\"\"),\"\",J54/'Cost scenario - input'!$G39),\"\")","v":3.2338819181869245},{"$f":"IFERROR(IF(OR(K54=\"\",'Cost scenario - input'!$G39=\"\"),\"\",K54/'Cost scenario - input'!$G39),\"\")","v":3.2145749146514673},{"$f":"IFERROR(IF(OR(L54=\"\",'Cost scenario - input'!$G39=\"\"),\"\",L54/'Cost scenario - input'!$G39),\"\")","v":3.1626320591188994},{"$f":"IFERROR(IF(OR(M54=\"\",'Cost scenario - input'!$G39=\"\"),\"\",M54/'Cost scenario - input'!$G39),\"\")","v":3.0805347194615607},{"$f":"IFERROR(IF(OR(N54=\"\",'Cost scenario - input'!$G39=\"\"),\"\",N54/'Cost scenario - input'!$G39),\"\")","v":2.9718799574611765},{"$f":"IFERROR(IF(OR(O54=\"\",'Cost scenario - input'!$G39=\"\"),\"\",O54/'Cost scenario - input'!$G39),\"\")","v":2.8411098465429387},{"$f":"IFERROR(IF(OR(P54=\"\",'Cost scenario - input'!$G39=\"\"),\"\",P54/'Cost scenario - input'!$G39),\"\")","v":2.6931950475112272},{"$f":"IFERROR(IF(OR(Q54=\"\",'Cost scenario - input'!$G39=\"\"),\"\",Q54/'Cost scenario - input'!$G39),\"\")","v":2.5333038367100329},{"$f":"IFERROR(IF(OR(R54=\"\",'Cost scenario - input'!$G39=\"\"),\"\",R54/'Cost scenario - input'!$G39),\"\")","v":2.3664872074853589},{"$f":"IFERROR(IF(OR(S54=\"\",'Cost scenario - input'!$G39=\"\"),\"\",S54/'Cost scenario - input'!$G39),\"\")","v":2.197406743580737},{"$f":"IFERROR(IF(OR(T54=\"\",'Cost scenario - input'!$G39=\"\"),\"\",T54/'Cost scenario - input'!$G39),\"\")","v":2.0301254197031477},{"$f":"IFERROR(IF(OR(U54=\"\",'Cost scenario - input'!$G39=\"\"),\"\",U54/'Cost scenario - input'!$G39),\"\")","v":1.8679733210566223},{"$f":"IFERROR(IF(OR(V54=\"\",'Cost scenario - input'!$G39=\"\"),\"\",V54/'Cost scenario - input'!$G39),\"\")","v":1.7134916018574515},{"$f":"IFERROR(IF(OR(W54=\"\",'Cost scenario - input'!$G39=\"\"),\"\",W54/'Cost scenario - input'!$G39),\"\")","v":1.5684498820838542}]
[{"$f":"IFERROR('Cost scenario - input'!A40,\"\")","v":""},{"$f":"IFERROR('Cost scenario - input'!B40,\"\")","v":"TRANSFORMERS"},{"$f":"IFERROR('Cost scenario - input'!C40,\"\")","v":"kiosk mounted ; < = 22 kv ; < = 60 kva ; multiple phase"},{"$f":"IFERROR(repcalc('Cost scenario - input'!$CY40:$GK40,'Cost scenario - input'!$J40,'Cost scenario - input'!$H40,'Cost scenario - input'!$I40,20,TRUE,TRUE),\"\")","v":""},"","","","","","","","","","","","","","","","","","","",{"$f":"IFERROR(IF(OR(D55=\"\",'Cost scenario - input'!$G40=\"\"),\"\",D55/'Cost scenario - input'!$G40),\"\")","v":""},{"$f":"IFERROR(IF(OR(E55=\"\",'Cost scenario - input'!$G40=\"\"),\"\",E55/'Cost scenario - input'!$G40),\"\")","v":""},{"$f":"IFERROR(IF(OR(F55=\"\",'Cost scenario - input'!$G40=\"\"),\"\",F55/'Cost scenario - input'!$G40),\"\")","v":""},{"$f":"IFERROR(IF(OR(G55=\"\",'Cost scenario - input'!$G40=\"\"),\"\",G55/'Cost scenario - input'!$G40),\"\")","v":""},{"$f":"IFERROR(IF(OR(H55=\"\",'Cost scenario - input'!$G40=\"\"),\"\",H55/'Cost scenario - input'!$G40),\"\")","v":""},{"$f":"IFERROR(IF(OR(I55=\"\",'Cost scenario - input'!$G40=\"\"),\"\",I55/'Cost scenario - input'!$G40),\"\")","v":""},{"$f":"IFERROR(IF(OR(J55=\"\",'Cost scenario - input'!$G40=\"\"),\"\",J55/'Cost scenario - input'!$G40),\"\")","v":""},{"$f":"IFERROR(IF(OR(K55=\"\",'Cost scenario - input'!$G40=\"\"),\"\",K55/'Cost scenario - input'!$G40),\"\")","v":""},{"$f":"IFERROR(IF(OR(L55=\"\",'Cost scenario - input'!$G40=\"\"),\"\",L55/'Cost scenario - input'!$G40),\"\")","v":""},{"$f":"IFERROR(IF(OR(M55=\"\",'Cost scenario - input'!$G40=\"\"),\"\",M55/'Cost scenario - input'!$G40),\"\")","v":""},{"$f":"IFERROR(IF(OR(N55=\"\",'Cost scenario - input'!$G40=\"\"),\"\",N55/'Cost scenario - input'!$G40),\"\")","v":""},{"$f":"IFERROR(IF(OR(O55=\"\",'Cost scenario - input'!$G40=\"\"),\"\",O55/'Cost scenario - input'!$G40),\"\")","v":""},{"$f":"IFERROR(IF(OR(P55=\"\",'Cost scenario - input'!$G40=\"\"),\"\",P55/'Cost scenario - input'!$G40),\"\")","v":""},{"$f":"IFERROR(IF(OR(Q55=\"\",'Cost scenario - input'!$G40=\"\"),\"\",Q55/'Cost scenario - input'!$G40),\"\")","v":""},{"$f":"IFERROR(IF(OR(R55=\"\",'Cost scenario - input'!$G40=\"\"),\"\",R55/'Cost scenario - input'!$G40),\"\")","v":""},{"$f":"IFERROR(IF(OR(S55=\"\",'Cost scenario - input'!$G40=\"\"),\"\",S55/'Cost scenario - input'!$G40),\"\")","v":""},{"$f":"IFERROR(IF(OR(T55=\"\",'Cost scenario - input'!$G40=\"\"),\"\",T55/'Cost scenario - input'!$G40),\"\")","v":""},{"$f":"IFERROR(IF(OR(U55=\"\",'Cost scenario - input'!$G40=\"\"),\"\",U55/'Cost scenario - input'!$G40),\"\")","v":""},{"$f":"IFERROR(IF(OR(V55=\"\",'Cost scenario - input'!$G40=\"\"),\"\",V55/'Cost scenario - input'!$G40),\"\")","v":""},{"$f":"IFERROR(IF(OR(W55=\"\",'Cost scenario - input'!$G40=\"\"),\"\",W55/'Cost scenario - input'!$G40),\"\")","v":""}]
[{"$f":"IFERROR('Cost scenario - input'!A41,\"\")","v":5},{"$f":"IFERROR('Cost scenario - input'!B41,\"\")","v":"TRANSFORMERS"},{"$f":"IFERROR('Cost scenario - input'!C41,\"\")","v":"kiosk mounted ; < = 22 kv ; > 60 kva and < = 600 kva ; multiple phase"},{"$f":"IFERROR(repcalc('Cost scenario - input'!$CY41:$GK41,'Cost scenario - input'!$J41,'Cost scenario - input'!$H41,'Cost scenario - input'!$I41,20,TRUE,TRUE),\"\")","v":1215.6793335835077},1212.1482821642551,1206.0343354779486,1198.6722264651983,1191.2025463499679,1184.5656976105797,1179.5456468024706,1176.8482716831941,1177.1910398203449,1181.3781295074918,1190.3385183906112,1205.1131059891115,1226.7884659450083,1256.3865947730844,1294.7294039748535,1342.3018046316936,1399.1372921305806,1464.7453638950421,1538.0922457102845,1617.6371299301622,{"$f":"IFERROR(IF(OR(D56=\"\",'Cost scenario - input'!$G41=\"\"),\"\",D56/'Cost scenario - input'!$G41),\"\")","v":31.670742708372948},{"$f":"IFERROR(IF(OR(E56=\"\",'Cost scenario - input'!$G41=\"\"),\"\",E56/'Cost scenario - input'!$G41),\"\")","v":31.578752149761133},{"$f":"IFERROR(IF(OR(F56=\"\",'Cost scenario - input'!$G41=\"\"),\"\",F56/'Cost scenario - input'!$G41),\"\")","v":31.419472291096479},{"$f":"IFERROR(IF(OR(G56=\"\",'Cost scenario - input'!$G41=\"\"),\"\",G56/'Cost scenario - input'!$G41),\"\")","v":31.227675446408412},{"$f":"IFERROR(IF(OR(H56=\"\",'Cost scenario - input'!$G41=\"\"),\"\",H56/'Cost scenario - input'!$G41),\"\")","v":31.033076171329874},{"$f":"IFERROR(IF(OR(I56=\"\",'Cost scenario - input'!$G41=\"\"),\"\",I56/'Cost scenario - input'!$G41),\"\")","v":30.860173726570899},{"$f":"IFERROR(IF(OR(J56=\"\",'Cost scenario - input'!$G41=\"\"),\"\",J56/'Cost scenario - input'!$G41),\"\")","v":30.729391921587897},{"$f":"IFERROR(IF(OR(K56=\"\",'Cost scenario - input'!$G41=\"\"),\"\",K56/'Cost scenario - input'!$G41),\"\")","v":30.659120205165149},{"$f":"IFERROR(IF(OR(L56=\"\",'Cost scenario - input'!$G41=\"\"),\"\",L56/'Cost scenario - input'!$G41),\"\")","v":30.668049962528329},{"$f":"IFERROR(IF(OR(M56=\"\",'Cost scenario - input'!$G41=\"\"),\"\",M56/'Cost scenario - input'!$G41),\"\")","v":30.777131557086342},{"$f":"IFERROR(IF(OR(N56=\"\",'Cost scenario - input'!$G41=\"\"),\"\",N56/'Cost scenario - input'!$G41),\"\")","v":31.01056661108839},{"$f":"IFERROR(IF(OR(O56=\"\",'Cost scenario - input'!$G41=\"\"),\"\",O56/'Cost scenario - input'!$G41),\"\")","v":31.395472522974799},{"$f":"IFERROR(IF(OR(P56=\"\",'Cost scenario - input'!$G41=\"\"),\"\",P56/'Cost scenario - input'!$G41),\"\")","v":31.960156588345086},{"$f":"IFERROR(IF(OR(Q56=\"\",'Cost scenario - input'!$G41=\"\"),\"\",Q56/'Cost scenario - input'!$G41),\"\")","v":32.731243746666742},{"$f":"IFERROR(IF(OR(R56=\"\",'Cost scenario - input'!$G41=\"\"),\"\",R56/'Cost scenario - input'!$G41),\"\")","v":33.730146344908576},{"$f":"IFERROR(IF(OR(S56=\"\",'Cost scenario - input'!$G41=\"\"),\"\",S56/'Cost scenario - input'!$G41),\"\")","v":34.969497232598002},{"$f":"IFERROR(IF(OR(T56=\"\",'Cost scenario - input'!$G41=\"\"),\"\",T56/'Cost scenario - input'!$G41),\"\")","v":36.450169027828906},{"$f":"IFERROR(IF(OR(U56=\"\",'Cost scenario - input'!$G41=\"\"),\"\",U56/'Cost scenario - input'!$G41),\"\")","v":38.159383212065919},{"$f":"IFERROR(IF(OR(V56=\"\",'Cost scenario - input'!$G41=\"\"),\"\",V56/'Cost scenario - input'!$G41),\"\")","v":40.070208014511579},{"$f":"IFERROR(IF(OR(W56=\"\",'Cost scenario - input'!$G41=\"\"),\"\",W56/'Cost scenario - input'!$G41),\"\")","v":42.142502485841433}]
[{"$f":"IFERROR('Cost scenario - input'!A42,\"\")","v":""},{"$f":"IFERROR('Cost scenario - input'!B42,\"\")","v":"TRANSFORMERS"},{"$f":"IFERROR('Cost scenario - input'!C42,\"\")","v":"kiosk mounted ; < = 22 kv ; > 60 kva and < = 600 kva ; single phase"},{"$f":"IFERROR(repcalc('Cost scenario - input'!$CY42:$GK42,'Cost scenario - input'!$J42,'Cost scenario - input'!$H42,'Cost scenario - input'!$I42,20,TRUE,TRUE),\"\")","v":""},"","","","","","","","","","","","","","","","","","","",{"$f":"IFERROR(IF(OR(D57=\"\",'Cost scenario - input'!$G42=\"\"),\"\",D57/'Cost scenario - input'!$G42),\"\")","v":""},{"$f":"IFERROR(IF(OR(E57=\"\",'Cost scenario - input'!$G42=\"\"),\"\",E57/'Cost scenario - input'!$G42),\"\")","v":""},{"$f":"IFERROR(IF(OR(F57=\"\",'Cost scenario - input'!$G42=\"\"),\"\",F57/'Cost scenario - input'!$G42),\"\")","v":""},{"$f":"IFERROR(IF(OR(G57=\"\",'Cost scenario - input'!$G42=\"\"),\"\",G57/'Cost scenario - input'!$G42),\"\")","v":""},{"$f":"IFERROR(IF(OR(H57=\"\",'Cost scenario - input'!$G42=\"\"),\"\",H57/'Cost scenario - input'!$G42),\"\")","v":""},{"$f":"IFERROR(IF(OR(I57=\"\",'Cost scenario - input'!$G42=\"\"),\"\",I57/'Cost scenario - input'!$G42),\"\")","v":""},{"$f":"IFERROR(IF(OR(J57=\"\",'Cost scenario - input'!$G42=\"\"),\"\",J57/'Cost scenario - input'!$G42),\"\")","v":""},{"$f":"IFERROR(IF(OR(K57=\"\",'Cost scenario - input'!$G42=\"\"),\"\",K57/'Cost scenario - input'!$G42),\"\")","v":""},{"$f":"IFERROR(IF(OR(L57=\"\",'Cost scenario - input'!$G42=\"\"),\"\",L57/'Cost scenario - input'!$G42),\"\")","v":""},{"$f":"IFERROR(IF(OR(M57=\"\",'Cost scenario - input'!$G42=\"\"),\"\",M57/'Cost scenario - input'!$G42),\"\")","v":""},{"$f":"IFERROR(IF(OR(N57=\"\",'Cost scenario - input'!$G42=\"\"),\"\",N57/'Cost scenario - input'!$G42),\"\")","v":""},{"$f":"IFERROR(IF(OR(O57=\"\",'Cost scenario - input'!$G42=\"\"),\"\",O57/'Cost scenario - input'!$G42),\"\")","v":""},{"$f":"IFERROR(IF(OR(P57=\"\",'Cost scenario - input'!$G42=\"\"),\"\",P57/'Cost scenario - input'!$G42),\"\")","v":""},{"$f":"IFERROR(IF(OR(Q57=\"\",'Cost scenario - input'!$G42=\"\"),\"\",Q57/'Cost scenario - input'!$G42),\"\")","v":""},{"$f":"IFERROR(IF(OR(R57=\"\",'Cost scenario - input'!$G42=\"\"),\"\",R57/'Cost scenario - input'!$G42),\"\")","v":""},{"$f":"IFERROR(IF(OR(S57=\"\",'Cost scenario - input'!$G42=\"\"),\"\",S57/'Cost scenario - input'!$G42),\"\")","v":""},{"$f":"IFERROR(IF(OR(T57=\"\",'Cost scenario - input'!$G42=\"\"),\"\",T57/'Cost scenario - input'!$G42),\"\")","v":""},{"$f":"IFERROR(IF(OR(U57=\"\",'Cost scenario - input'!$G42=\"\"),\"\",U57/'Cost scenario - input'!$G42),\"\")","v":""},{"$f":"IFERROR(IF(OR(V57=\"\",'Cost scenario - input'!$G42=\"\"),\"\",V57/'Cost scenario - input'!$G42),\"\")","v":""},{"$f":"IFERROR(IF(OR(W57=\"\",'Cost scenario - input'!$G42=\"\"),\"\",W57/'Cost scenario - input'!$G42),\"\")","v":""}]
[{"$f":"IFERROR('Cost scenario - input'!A43,\"\")","v":5},{"$f":"IFERROR('Cost scenario - input'!B43,\"\")","v":"TRANSFORMERS"},{"$f":"IFERROR('Cost scenario - input'!C43,\"\")","v":"kiosk mounted ; < = 22 kv ; > 600 kva ; multiple phase"},{"$f":"IFERROR(repcalc('Cost scenario - input'!$CY43:$GK43,'Cost scenario - input'!$J43,'Cost scenario - input'!$H43,'Cost scenario - input'!$I43,20,TRUE,TRUE),\"\")","v":126.813386496044},125.94272434782499,126.50101484329387,128.6895568748379,132.67749333660879,138.63232648949776,146.75373459987472,157.30654161965072,170.6484274149671,187.24793201006071,207.68860392460343,232.65588791225329,262.9046311458514,299.20692539091425,342.28230397125844,392.71486077810545,450.86432426817208,516.78009423287847,590.12830910372702,670.14179982132657,{"$f":"IFERROR(IF(OR(D58=\"\",'Cost scenario - input'!$G43=\"\"),\"\",D58/'Cost scenario - input'!$G43),\"\")","v":2.4465525727670401},{"$f":"IFERROR(IF(OR(E58=\"\",'Cost scenario - input'!$G43=\"\"),\"\",E58/'Cost scenario - input'!$G43),\"\")","v":2.4297552867896441},{"$f":"IFERROR(IF(OR(F58=\"\",'Cost scenario - input'!$G43=\"\"),\"\",F58/'Cost scenario - input'!$G43),\"\")","v":2.4405261295672194},{"$f":"IFERROR(IF(OR(G58=\"\",'Cost scenario - input'!$G43=\"\"),\"\",G58/'Cost scenario - input'!$G43),\"\")","v":2.4827486684160647},{"$f":"IFERROR(IF(OR(H58=\"\",'Cost scenario - input'!$G43=\"\"),\"\",H58/'Cost scenario - input'!$G43),\"\")","v":2.5596860997091042},{"$f":"IFERROR(IF(OR(I58=\"\",'Cost scenario - input'!$G43=\"\"),\"\",I58/'Cost scenario - input'!$G43),\"\")","v":2.6745699678333374},{"$f":"IFERROR(IF(OR(J58=\"\",'Cost scenario - input'!$G43=\"\"),\"\",J58/'Cost scenario - input'!$G43),\"\")","v":2.8312525741097159},{"$f":"IFERROR(IF(OR(K58=\"\",'Cost scenario - input'!$G43=\"\"),\"\",K58/'Cost scenario - input'!$G43),\"\")","v":3.0348430457272566},{"$f":"IFERROR(IF(OR(L58=\"\",'Cost scenario - input'!$G43=\"\"),\"\",L58/'Cost scenario - input'!$G43),\"\")","v":3.2922419364911555},{"$f":"IFERROR(IF(OR(M58=\"\",'Cost scenario - input'!$G43=\"\"),\"\",M58/'Cost scenario - input'!$G43),\"\")","v":3.6124885744519788},{"$f":"IFERROR(IF(OR(N58=\"\",'Cost scenario - input'!$G43=\"\"),\"\",N58/'Cost scenario - input'!$G43),\"\")","v":4.0068410938776111},{"$f":"IFERROR(IF(OR(O58=\"\",'Cost scenario - input'!$G43=\"\"),\"\",O58/'Cost scenario - input'!$G43),\"\")","v":4.488523466399819},{"$f":"IFERROR(IF(OR(P58=\"\",'Cost scenario - input'!$G43=\"\"),\"\",P58/'Cost scenario - input'!$G43),\"\")","v":5.0720986127305858},{"$f":"IFERROR(IF(OR(Q58=\"\",'Cost scenario - input'!$G43=\"\"),\"\",Q58/'Cost scenario - input'!$G43),\"\")","v":5.7724621456086807},{"$f":"IFERROR(IF(OR(R58=\"\",'Cost scenario - input'!$G43=\"\"),\"\",R58/'Cost scenario - input'!$G43),\"\")","v":6.6034956918340457},{"$f":"IFERROR(IF(OR(S58=\"\",'Cost scenario - input'!$G43=\"\"),\"\",S58/'Cost scenario - input'!$G43),\"\")","v":7.5764679072780403},{"$f":"IFERROR(IF(OR(T58=\"\",'Cost scenario - input'!$G43=\"\"),\"\",T58/'Cost scenario - input'!$G43),\"\")","v":8.6983188682653783},{"$f":"IFERROR(IF(OR(U58=\"\",'Cost scenario - input'!$G43=\"\"),\"\",U58/'Cost scenario - input'!$G43),\"\")","v":9.9700016223420036},{"$f":"IFERROR(IF(OR(V58=\"\",'Cost scenario - input'!$G43=\"\"),\"\",V58/'Cost scenario - input'!$G43),\"\")","v":11.385075131208058},{"$f":"IFERROR(IF(OR(W58=\"\",'Cost scenario - input'!$G43=\"\"),\"\",W58/'Cost scenario - input'!$G43),\"\")","v":12.928738753638973}]
[{"$f":"IFERROR('Cost scenario - input'!A44,\"\")","v":5},{"$f":"IFERROR('Cost scenario - input'!B44,\"\")","v":"TRANSFORMERS"},{"$f":"IFERROR('Cost scenario - input'!C44,\"\")","v":"pole mounted ; < = 22 kv ; < = 60 kva ; multiple phase"},{"$f":"IFERROR(repcalc('Cost scenario - input'!$CY44:$GK44,'Cost scenario - input'!$J44,'Cost scenario - input'!$H44,'Cost scenario - input'!$I44,20,TRUE,TRUE),\"\")","v":32.398409765083002},32.668081574810195,33.83019814582974,35.644596114876869,37.949511914248099,40.641158188743844,43.657205164143527,46.96368546953957,50.544680910124796,54.39414842313888,58.509342175521837,62.885440220995257,67.51114857243212,72.365204396647798,77.413813651581776,82.609124857199234,87.888854692993775,93.177144224725581,98.386644777696034,103.4217238891524,{"$f":"IFERROR(IF(OR(D59=\"\",'Cost scenario - input'!$G44=\"\"),\"\",D59/'Cost scenario - input'!$G44),\"\")","v":4.3449162253566112},{"$f":"IFERROR(IF(OR(E59=\"\",'Cost scenario - input'!$G44=\"\"),\"\",E59/'Cost scenario - input'!$G44),\"\")","v":4.3810816245259172},{"$f":"IFERROR(IF(OR(F59=\"\",'Cost scenario - input'!$G44=\"\"),\"\",F59/'Cost scenario - input'!$G44),\"\")","v":4.5369318400701513},{"$f":"IFERROR(IF(OR(G59=\"\",'Cost scenario - input'!$G44=\"\"),\"\",G59/'Cost scenario - input'!$G44),\"\")","v":4.7802588191450077},{"$f":"IFERROR(IF(OR(H59=\"\",'Cost scenario - input'!$G44=\"\"),\"\",H59/'Cost scenario - input'!$G44),\"\")","v":5.0893686219836036},{"$f":"IFERROR(IF(OR(I59=\"\",'Cost scenario - input'!$G44=\"\"),\"\",I59/'Cost scenario - input'!$G44),\"\")","v":5.4503424369262543},{"$f":"IFERROR(IF(OR(J59=\"\",'Cost scenario - input'!$G44=\"\"),\"\",J59/'Cost scenario - input'!$G44),\"\")","v":5.8548212843410123},{"$f":"IFERROR(IF(OR(K59=\"\",'Cost scenario - input'!$G44=\"\"),\"\",K59/'Cost scenario - input'!$G44),\"\")","v":6.2982498362948354},{"$f":"IFERROR(IF(OR(L59=\"\",'Cost scenario - input'!$G44=\"\"),\"\",L59/'Cost scenario - input'!$G44),\"\")","v":6.778493320636942},{"$f":"IFERROR(IF(OR(M59=\"\",'Cost scenario - input'!$G44=\"\"),\"\",M59/'Cost scenario - input'!$G44),\"\")","v":7.2947413086571409},{"$f":"IFERROR(IF(OR(N59=\"\",'Cost scenario - input'!$G44=\"\"),\"\",N59/'Cost scenario - input'!$G44),\"\")","v":7.8466255596084018},{"$f":"IFERROR(IF(OR(O59=\"\",'Cost scenario - input'!$G44=\"\"),\"\",O59/'Cost scenario - input'!$G44),\"\")","v":8.4334994074112863},{"$f":"IFERROR(IF(OR(P59=\"\",'Cost scenario - input'!$G44=\"\"),\"\",P59/'Cost scenario - input'!$G44),\"\")","v":9.053848227481657},{"$f":"IFERROR(IF(OR(Q59=\"\",'Cost scenario - input'!$G44=\"\"),\"\",Q59/'Cost scenario - input'!$G44),\"\")","v":9.7048204839086214},{"$f":"IFERROR(IF(OR(R59=\"\",'Cost scenario - input'!$G44=\"\"),\"\",R59/'Cost scenario - input'!$G44),\"\")","v":10.3818840937062},{"$f":"IFERROR(IF(OR(S59=\"\",'Cost scenario - input'!$G44=\"\"),\"\",S59/'Cost scenario - input'!$G44),\"\")","v":11.078621745854555},{"$f":"IFERROR(IF(OR(T59=\"\",'Cost scenario - input'!$G44=\"\"),\"\",T59/'Cost scenario - input'!$G44),\"\")","v":11.786680690579873},{"$f":"IFERROR(IF(OR(U59=\"\",'Cost scenario - input'!$G44=\"\"),\"\",U59/'Cost scenario - input'!$G44),\"\")","v":12.495887567010222},{"$f":"IFERROR(IF(OR(V59=\"\",'Cost scenario - input'!$G44=\"\"),\"\",V59/'Cost scenario - input'!$G44),\"\")","v":13.194528137418711},{"$f":"IFERROR(IF(OR(W59=\"\",'Cost scenario - input'!$G44=\"\"),\"\",W59/'Cost scenario - input'!$G44),\"\")","v":13.869777234085753}]
[{"$f":"IFERROR('Cost scenario - input'!A45,\"\")","v":5},{"$f":"IFERROR('Cost scenario - input'!B45,\"\")","v":"TRANSFORMERS"},{"$f":"IFERROR('Cost scenario - input'!C45,\"\")","v":"pole mounted ; < = 22 kv ; < = 60 kva ; single phase"},{"$f":"IFERROR(repcalc('Cost scenario - input'!$CY45:$GK45,'Cost scenario - input'!$J45,'Cost scenario - input'!$H45,'Cost scenario - input'!$I45,20,TRUE,TRUE),\"\")","v":106.64615918918579},111.83676414078778,118.57212047890937,126.88614891957317,136.74744657952692,148.05404757489453,160.62966901476454,174.2223984640878,188.50694924271701,203.09158083850687,217.53051442103995,231.34216767575208,244.03283321519106,255.1246184726476,264.18567416338243,270.86010142004932,274.89457528254167,276.15875123514911,274.65697197488021,270.52963259706695,{"$f":"IFERROR(IF(OR(D60=\"\",'Cost scenario - input'!$G45=\"\"),\"\",D60/'Cost scenario - input'!$G45),\"\")","v":14.556474312704324},{"$f":"IFERROR(IF(OR(E60=\"\",'Cost scenario - input'!$G45=\"\"),\"\",E60/'Cost scenario - input'!$G45),\"\")","v":15.264956532972148},{"$f":"IFERROR(IF(OR(F60=\"\",'Cost scenario - input'!$G45=\"\"),\"\",F60/'Cost scenario - input'!$G45),\"\")","v":16.184286795479331},{"$f":"IFERROR(IF(OR(G60=\"\",'Cost scenario - input'!$G45=\"\"),\"\",G60/'Cost scenario - input'!$G45),\"\")","v":17.31909504691318},{"$f":"IFERROR(IF(OR(H60=\"\",'Cost scenario - input'!$G45=\"\"),\"\",H60/'Cost scenario - input'!$G45),\"\")","v":18.665095007609413},{"$f":"IFERROR(IF(OR(I60=\"\",'Cost scenario - input'!$G45=\"\"),\"\",I60/'Cost scenario - input'!$G45),\"\")","v":20.208369028956024},{"$f":"IFERROR(IF(OR(J60=\"\",'Cost scenario - input'!$G45=\"\"),\"\",J60/'Cost scenario - input'!$G45),\"\")","v":21.924855697088411},{"$f":"IFERROR(IF(OR(K60=\"\",'Cost scenario - input'!$G45=\"\"),\"\",K60/'Cost scenario - input'!$G45),\"\")","v":23.780170680515187},{"$f":"IFERROR(IF(OR(L60=\"\",'Cost scenario - input'!$G45=\"\"),\"\",L60/'Cost scenario - input'!$G45),\"\")","v":25.729914563075202},{"$f":"IFERROR(IF(OR(M60=\"\",'Cost scenario - input'!$G45=\"\"),\"\",M60/'Cost scenario - input'!$G45),\"\")","v":27.720617433187556},{"$f":"IFERROR(IF(OR(N60=\"\",'Cost scenario - input'!$G45=\"\"),\"\",N60/'Cost scenario - input'!$G45),\"\")","v":29.691433516907328},{"$f":"IFERROR(IF(OR(O60=\"\",'Cost scenario - input'!$G45=\"\"),\"\",O60/'Cost scenario - input'!$G45),\"\")","v":31.576630108577767},{"$f":"IFERROR(IF(OR(P60=\"\",'Cost scenario - input'!$G45=\"\"),\"\",P60/'Cost scenario - input'!$G45),\"\")","v":33.308819512682419},{"$f":"IFERROR(IF(OR(Q60=\"\",'Cost scenario - input'!$G45=\"\"),\"\",Q60/'Cost scenario - input'!$G45),\"\")","v":34.822772649014127},{"$f":"IFERROR(IF(OR(R60=\"\",'Cost scenario - input'!$G45=\"\"),\"\",R60/'Cost scenario - input'!$G45),\"\")","v":36.059545031732434},{"$f":"IFERROR(IF(OR(S60=\"\",'Cost scenario - input'!$G45=\"\"),\"\",S60/'Cost scenario - input'!$G45),\"\")","v":36.970558889637374},{"$f":"IFERROR(IF(OR(T60=\"\",'Cost scenario - input'!$G45=\"\"),\"\",T60/'Cost scenario - input'!$G45),\"\")","v":37.521237091188603},{"$f":"IFERROR(IF(OR(U60=\"\",'Cost scenario - input'!$G45=\"\"),\"\",U60/'Cost scenario - input'!$G45),\"\")","v":37.693788497828805},{"$f":"IFERROR(IF(OR(V60=\"\",'Cost scenario - input'!$G45=\"\"),\"\",V60/'Cost scenario - input'!$G45),\"\")","v":37.48880585811952},{"$f":"IFERROR(IF(OR(W60=\"\",'Cost scenario - input'!$G45=\"\"),\"\",W60/'Cost scenario - input'!$G45),\"\")","v":36.925452146277223}]
[{"$f":"IFERROR('Cost scenario - input'!A46,\"\")","v":5},{"$f":"IFERROR('Cost scenario - input'!B46,\"\")","v":"TRANSFORMERS"},{"$f":"IFERROR('Cost scenario - input'!C46,\"\")","v":"pole mounted ; < = 22 kv ; > 60 kva and < = 600 kva ; multiple phase"},{"$f":"IFERROR(repcalc('Cost scenario - input'!$CY46:$GK46,'Cost scenario - input'!$J46,'Cost scenario - input'!$H46,'Cost scenario - input'!$I46,20,TRUE,TRUE),\"\")","v":1143.5164680206885},1187.4033261704226,1231.2269767161624,1275.1322860117086,1319.2004169087718,1363.4383342082619,1407.7739976825483,1452.0567215278372,1496.0616399731832,1539.4970566879938,1582.013767345351,1623.2162102469081,1662.6763620378235,1699.9523730190583,1734.6146745848121,1766.2823419695071,1794.671611793276,1819.6565741280001,1841.3393572150328,1860.1240086630924,{"$f":"IFERROR(IF(OR(D61=\"\",'Cost scenario - input'!$G46=\"\"),\"\",D61/'Cost scenario - input'!$G46),\"\")","v":56.753555892953315},{"$f":"IFERROR(IF(OR(E61=\"\",'Cost scenario - input'!$G46=\"\"),\"\",E61/'Cost scenario - input'!$G46),\"\")","v":58.931692654969744},{"$f":"IFERROR(IF(OR(F61=\"\",'Cost scenario - input'!$G46=\"\"),\"\",F61/'Cost scenario - input'!$G46),\"\")","v":61.106692377523721},{"$f":"IFERROR(IF(OR(G61=\"\",'Cost scenario - input'!$G46=\"\"),\"\",G61/'Cost scenario - input'!$G46),\"\")","v":63.285744883357069},{"$f":"IFERROR(IF(OR(H61=\"\",'Cost scenario - input'!$G46=\"\"),\"\",H61/'Cost scenario - input'!$G46),\"\")","v":65.472878343965192},{"$f":"IFERROR(IF(OR(I61=\"\",'Cost scenario - input'!$G46=\"\"),\"\",I61/'Cost scenario - input'!$G46),\"\")","v":67.668438427494337},{"$f":"IFERROR(IF(OR(J61=\"\",'Cost scenario - input'!$G46=\"\"),\"\",J61/'Cost scenario - input'!$G46),\"\")","v":69.868849724932289},{"$f":"IFERROR(IF(OR(K61=\"\",'Cost scenario - input'!$G46=\"\"),\"\",K61/'Cost scenario - input'!$G46),\"\")","v":72.066633589991909},{"$f":"IFERROR(IF(OR(L61=\"\",'Cost scenario - input'!$G46=\"\"),\"\",L61/'Cost scenario - input'!$G46),\"\")","v":74.250629770541551},{"$f":"IFERROR(IF(OR(M61=\"\",'Cost scenario - input'!$G46=\"\"),\"\",M61/'Cost scenario - input'!$G46),\"\")","v":76.406361165057078},{"$f":"IFERROR(IF(OR(N61=\"\",'Cost scenario - input'!$G46=\"\"),\"\",N61/'Cost scenario - input'!$G46),\"\")","v":78.516496508235363},{"$f":"IFERROR(IF(OR(O61=\"\",'Cost scenario - input'!$G46=\"\"),\"\",O61/'Cost scenario - input'!$G46),\"\")","v":80.561403784636241},{"$f":"IFERROR(IF(OR(P61=\"\",'Cost scenario - input'!$G46=\"\"),\"\",P61/'Cost scenario - input'!$G46),\"\")","v":82.519839883144286},{"$f":"IFERROR(IF(OR(Q61=\"\",'Cost scenario - input'!$G46=\"\"),\"\",Q61/'Cost scenario - input'!$G46),\"\")","v":84.369875481102611},{"$f":"IFERROR(IF(OR(R61=\"\",'Cost scenario - input'!$G46=\"\"),\"\",R61/'Cost scenario - input'!$G46),\"\")","v":86.090190775464265},{"$f":"IFERROR(IF(OR(S61=\"\",'Cost scenario - input'!$G46=\"\"),\"\",S61/'Cost scenario - input'!$G46),\"\")","v":87.661880192432264},{"$f":"IFERROR(IF(OR(T61=\"\",'Cost scenario - input'!$G46=\"\"),\"\",T61/'Cost scenario - input'!$G46),\"\")","v":89.070860348609827},{"$f":"IFERROR(IF(OR(U61=\"\",'Cost scenario - input'!$G46=\"\"),\"\",U61/'Cost scenario - input'!$G46),\"\")","v":90.310882242480304},{"$f":"IFERROR(IF(OR(V61=\"\",'Cost scenario - input'!$G46=\"\"),\"\",V61/'Cost scenario - input'!$G46),\"\")","v":91.387014573110136},{"$f":"IFERROR(IF(OR(W61=\"\",'Cost scenario - input'!$G46=\"\"),\"\",W61/'Cost scenario - input'!$G46),\"\")","v":92.319310517857133}]
[{"$f":"IFERROR('Cost scenario - input'!A47,\"\")","v":5},{"$f":"IFERROR('Cost scenario - input'!B47,\"\")","v":"TRANSFORMERS"},{"$f":"IFERROR('Cost scenario - input'!C47,\"\")","v":"pole mounted ; < = 22 kv ; > 60 kva and < = 600 kva ; single phase"},{"$f":"IFERROR(repcalc('Cost scenario - input'!$CY47:$GK47,'Cost scenario - input'!$J47,'Cost scenario - input'!$H47,'Cost scenario - input'!$I47,20,TRUE,TRUE),\"\")","v":7.4057514290068429},7.8600452995414312,8.2272536636496785,8.51082852470938,8.7199757794539181,8.8676911125388873,8.9685635701212441,9.0367974339735575,9.0848305912870302,9.1227684452388136,9.1586423679766717,9.1992892376146624,9.2514834562923252,9.3228747885614052,9.4223160002406807,9.5593031009489184,9.7424751330152937,9.9773871399304532,10.26402137337805,10.594673381682567,{"$f":"IFERROR(IF(OR(D62=\"\",'Cost scenario - input'!$G47=\"\"),\"\",D62/'Cost scenario - input'!$G47),\"\")","v":0.93032885153094269},{"$f":"IFERROR(IF(OR(E62=\"\",'Cost scenario - input'!$G47=\"\"),\"\",E62/'Cost scenario - input'!$G47),\"\")","v":0.98739837362921123},{"$f":"IFERROR(IF(OR(F62=\"\",'Cost scenario - input'!$G47=\"\"),\"\",F62/'Cost scenario - input'!$G47),\"\")","v":1.033527998546854},{"$f":"IFERROR(IF(OR(G62=\"\",'Cost scenario - input'!$G47=\"\"),\"\",G62/'Cost scenario - input'!$G47),\"\")","v":1.0691513755048487},{"$f":"IFERROR(IF(OR(H62=\"\",'Cost scenario - input'!$G47=\"\"),\"\",H62/'Cost scenario - input'!$G47),\"\")","v":1.0954249720699754},{"$f":"IFERROR(IF(OR(I62=\"\",'Cost scenario - input'!$G47=\"\"),\"\",I62/'Cost scenario - input'!$G47),\"\")","v":1.1139813383617452},{"$f":"IFERROR(IF(OR(J62=\"\",'Cost scenario - input'!$G47=\"\"),\"\",J62/'Cost scenario - input'!$G47),\"\")","v":1.1266531865210188},{"$f":"IFERROR(IF(OR(K62=\"\",'Cost scenario - input'!$G47=\"\"),\"\",K62/'Cost scenario - input'!$G47),\"\")","v":1.1352248936329539},{"$f":"IFERROR(IF(OR(L62=\"\",'Cost scenario - input'!$G47=\"\"),\"\",L62/'Cost scenario - input'!$G47),\"\")","v":1.1412589379169438},{"$f":"IFERROR(IF(OR(M62=\"\",'Cost scenario - input'!$G47=\"\"),\"\",M62/'Cost scenario - input'!$G47),\"\")","v":1.1460247851688876},{"$f":"IFERROR(IF(OR(N62=\"\",'Cost scenario - input'!$G47=\"\"),\"\",N62/'Cost scenario - input'!$G47),\"\")","v":1.1505313562657651},{"$f":"IFERROR(IF(OR(O62=\"\",'Cost scenario - input'!$G47=\"\"),\"\",O62/'Cost scenario - input'!$G47),\"\")","v":1.1556375167831876},{"$f":"IFERROR(IF(OR(P62=\"\",'Cost scenario - input'!$G47=\"\"),\"\",P62/'Cost scenario - input'!$G47),\"\")","v":1.1621942839099848},{"$f":"IFERROR(IF(OR(Q62=\"\",'Cost scenario - input'!$G47=\"\"),\"\",Q62/'Cost scenario - input'!$G47),\"\")","v":1.1711626400310144},{"$f":"IFERROR(IF(OR(R62=\"\",'Cost scenario - input'!$G47=\"\"),\"\",R62/'Cost scenario - input'!$G47),\"\")","v":1.1836546915322397},{"$f":"IFERROR(IF(OR(S62=\"\",'Cost scenario - input'!$G47=\"\"),\"\",S62/'Cost scenario - input'!$G47),\"\")","v":1.2008633506802202},{"$f":"IFERROR(IF(OR(T62=\"\",'Cost scenario - input'!$G47=\"\"),\"\",T62/'Cost scenario - input'!$G47),\"\")","v":1.223873875386388},{"$f":"IFERROR(IF(OR(U62=\"\",'Cost scenario - input'!$G47=\"\"),\"\",U62/'Cost scenario - input'!$G47),\"\")","v":1.253384103983612},{"$f":"IFERROR(IF(OR(V62=\"\",'Cost scenario - input'!$G47=\"\"),\"\",V62/'Cost scenario - input'!$G47),\"\")","v":1.2893918068843986},{"$f":"IFERROR(IF(OR(W62=\"\",'Cost scenario - input'!$G47=\"\"),\"\",W62/'Cost scenario - input'!$G47),\"\")","v":1.3309291317718468}]
[{"$f":"IFERROR('Cost scenario - input'!A48,\"\")","v":5},{"$f":"IFERROR('Cost scenario - input'!B48,\"\")","v":"TRANSFORMERS"},{"$f":"IFERROR('Cost scenario - input'!C48,\"\")","v":"pole mounted ; < = 22 kv ; > 600 kva ; multiple phase"},{"$f":"IFERROR(repcalc('Cost scenario - input'!$CY48:$GK48,'Cost scenario - input'!$J48,'Cost scenario - input'!$H48,'Cost scenario - input'!$I48,20,TRUE,TRUE),\"\")","v":4.0312391101737068},2.0498987387277956,1.0084017363808944,0.47989134890955942,0.22093534647820551,9.8407035111467339E-2,4.2419175979979087E-2,1.7725352476281996E-2,7.242743735387993E-3,3.0226389729419551E-3,1.535479376657553E-3,1.3248798021402843E-3,1.899909901841823E-3,3.2458905001059627E-3,5.6307091866653865E-3,9.5440019765795931E-3,1.5686893503598524E-2,2.49669939522951E-2,3.8469326406850433E-2,5.7381992691353953E-2,{"$f":"IFERROR(IF(OR(D63=\"\",'Cost scenario - input'!$G48=\"\"),\"\",D63/'Cost scenario - input'!$G48),\"\")","v":0.50641424946090485},{"$f":"IFERROR(IF(OR(E63=\"\",'Cost scenario - input'!$G48=\"\"),\"\",E63/'Cost scenario - input'!$G48),\"\")","v":0.25751336074901304},{"$f":"IFERROR(IF(OR(F63=\"\",'Cost scenario - input'!$G48=\"\"),\"\",F63/'Cost scenario - input'!$G48),\"\")","v":0.12667792570170788},{"$f":"IFERROR(IF(OR(G63=\"\",'Cost scenario - input'!$G48=\"\"),\"\",G63/'Cost scenario - input'!$G48),\"\")","v":6.028514078152606E-2},{"$f":"IFERROR(IF(OR(H63=\"\",'Cost scenario - input'!$G48=\"\"),\"\",H63/'Cost scenario - input'!$G48),\"\")","v":2.7754445868462582E-2},{"$f":"IFERROR(IF(OR(I63=\"\",'Cost scenario - input'!$G48=\"\"),\"\",I63/'Cost scenario - input'!$G48),\"\")","v":1.2362135677310209E-2},{"$f":"IFERROR(IF(OR(J63=\"\",'Cost scenario - input'!$G48=\"\"),\"\",J63/'Cost scenario - input'!$G48),\"\")","v":5.3288020332104549E-3},{"$f":"IFERROR(IF(OR(K63=\"\",'Cost scenario - input'!$G48=\"\"),\"\",K63/'Cost scenario - input'!$G48),\"\")","v":2.2267027148185079E-3},{"$f":"IFERROR(IF(OR(L63=\"\",'Cost scenario - input'!$G48=\"\"),\"\",L63/'Cost scenario - input'!$G48),\"\")","v":9.0985142100294164E-4},{"$f":"IFERROR(IF(OR(M63=\"\",'Cost scenario - input'!$G48=\"\"),\"\",M63/'Cost scenario - input'!$G48),\"\")","v":3.7971140015252583E-4},{"$f":"IFERROR(IF(OR(N63=\"\",'Cost scenario - input'!$G48=\"\"),\"\",N63/'Cost scenario - input'!$G48),\"\")","v":1.9289072536786991E-4},{"$f":"IFERROR(IF(OR(O63=\"\",'Cost scenario - input'!$G48=\"\"),\"\",O63/'Cost scenario - input'!$G48),\"\")","v":1.6643468479295273E-4},{"$f":"IFERROR(IF(OR(P63=\"\",'Cost scenario - input'!$G48=\"\"),\"\",P63/'Cost scenario - input'!$G48),\"\")","v":2.3867139127430953E-4},{"$f":"IFERROR(IF(OR(Q63=\"\",'Cost scenario - input'!$G48=\"\"),\"\",Q63/'Cost scenario - input'!$G48),\"\")","v":4.0775681037997575E-4},{"$f":"IFERROR(IF(OR(R63=\"\",'Cost scenario - input'!$G48=\"\"),\"\",R63/'Cost scenario - input'!$G48),\"\")","v":7.0734364515899516E-4},{"$f":"IFERROR(IF(OR(S63=\"\",'Cost scenario - input'!$G48=\"\"),\"\",S63/'Cost scenario - input'!$G48),\"\")","v":1.1989411855092573E-3},{"$f":"IFERROR(IF(OR(T63=\"\",'Cost scenario - input'!$G48=\"\"),\"\",T63/'Cost scenario - input'!$G48),\"\")","v":1.9706264458363223E-3},{"$f":"IFERROR(IF(OR(U63=\"\",'Cost scenario - input'!$G48=\"\"),\"\",U63/'Cost scenario - input'!$G48),\"\")","v":3.1364156672665485E-3},{"$f":"IFERROR(IF(OR(V63=\"\",'Cost scenario - input'!$G48=\"\"),\"\",V63/'Cost scenario - input'!$G48),\"\")","v":4.8326121391376042E-3},{"$f":"IFERROR(IF(OR(W63=\"\",'Cost scenario - input'!$G48=\"\"),\"\",W63/'Cost scenario - input'!$G48),\"\")","v":7.2084681576010459E-3}]
[{"$f":"IFERROR('Cost scenario - input'!A49,\"\")","v":6},{"$f":"IFERROR('Cost scenario - input'!B49,\"\")","v":"UNDERGROUND CABLES"},{"$f":"IFERROR('Cost scenario - input'!C49,\"\")","v":"˂ = 1 kv"},{"$f":"IFERROR(repcalc('Cost scenario - input'!$CY49:$GK49,'Cost scenario - input'!$J49,'Cost scenario - input'!$H49,'Cost scenario - input'!$I49,20,TRUE,TRUE),\"\")","v":322.37509594029683},393.29545278045936,482.12372862636687,590.88002435188548,721.45134145047336,875.46953886752101,1054.1868972849575,1258.3587389375325,1488.1433141317489,1743.0288080329383,2021.7957517038417,2322.5204341430476,2642.6213909926601,2978.9471300581672,3327.8994692652727,3685.5837267235383,4047.9749252818374,4411.0883755178766,4771.1434673358781,5124.7109900199766,{"$f":"IFERROR(IF(OR(D64=\"\",'Cost scenario - input'!$G49=\"\"),\"\",D64/'Cost scenario - input'!$G49),\"\")","v":2.2390614913325551},{"$f":"IFERROR(IF(OR(E64=\"\",'Cost scenario - input'!$G49=\"\"),\"\",E64/'Cost scenario - input'!$G49),\"\")","v":2.7316399874760036},{"$f":"IFERROR(IF(OR(F64=\"\",'Cost scenario - input'!$G49=\"\"),\"\",F64/'Cost scenario - input'!$G49),\"\")","v":3.3485982274042874},{"$f":"IFERROR(IF(OR(G64=\"\",'Cost scenario - input'!$G49=\"\"),\"\",G64/'Cost scenario - input'!$G49),\"\")","v":4.103966854713148},{"$f":"IFERROR(IF(OR(H64=\"\",'Cost scenario - input'!$G49=\"\"),\"\",H64/'Cost scenario - input'!$G49),\"\")","v":5.0108520690789744},{"$f":"IFERROR(IF(OR(I64=\"\",'Cost scenario - input'!$G49=\"\"),\"\",I64/'Cost scenario - input'!$G49),\"\")","v":6.0805879734455859},{"$f":"IFERROR(IF(OR(J64=\"\",'Cost scenario - input'!$G49=\"\"),\"\",J64/'Cost scenario - input'!$G49),\"\")","v":7.3218723037316593},{"$f":"IFERROR(IF(OR(K64=\"\",'Cost scenario - input'!$G49=\"\"),\"\",K64/'Cost scenario - input'!$G49),\"\")","v":8.7399511628485964},{"$f":"IFERROR(IF(OR(L64=\"\",'Cost scenario - input'!$G49=\"\"),\"\",L64/'Cost scenario - input'!$G49),\"\")","v":10.335923680883502},{"$f":"IFERROR(IF(OR(M64=\"\",'Cost scenario - input'!$G49=\"\"),\"\",M64/'Cost scenario - input'!$G49),\"\")","v":12.106235039547277},{"$f":"IFERROR(IF(OR(N64=\"\",'Cost scenario - input'!$G49=\"\"),\"\",N64/'Cost scenario - input'!$G49),\"\")","v":14.042415397429474},{"$f":"IFERROR(IF(OR(O64=\"\",'Cost scenario - input'!$G49=\"\"),\"\",O64/'Cost scenario - input'!$G49),\"\")","v":16.131103588366962},{"$f":"IFERROR(IF(OR(P64=\"\",'Cost scenario - input'!$G49=\"\"),\"\",P64/'Cost scenario - input'!$G49),\"\")","v":18.354370009521922},{"$f":"IFERROR(IF(OR(Q64=\"\",'Cost scenario - input'!$G49=\"\"),\"\",Q64/'Cost scenario - input'!$G49),\"\")","v":20.690325920412143},{"$f":"IFERROR(IF(OR(R64=\"\",'Cost scenario - input'!$G49=\"\"),\"\",R64/'Cost scenario - input'!$G49),\"\")","v":23.11398008870356},{"$f":"IFERROR(IF(OR(S64=\"\",'Cost scenario - input'!$G49=\"\"),\"\",S64/'Cost scenario - input'!$G49),\"\")","v":25.598281937749004},{"$f":"IFERROR(IF(OR(T64=\"\",'Cost scenario - input'!$G49=\"\"),\"\",T64/'Cost scenario - input'!$G49),\"\")","v":28.115275923041246},{"$f":"IFERROR(IF(OR(U64=\"\",'Cost scenario - input'!$G49=\"\"),\"\",U64/'Cost scenario - input'!$G49),\"\")","v":30.637286319151332},{"$f":"IFERROR(IF(OR(V64=\"\",'Cost scenario - input'!$G49=\"\"),\"\",V64/'Cost scenario - input'!$G49),\"\")","v":33.138054836944029},{"$f":"IFERROR(IF(OR(W64=\"\",'Cost scenario - input'!$G49=\"\"),\"\",W64/'Cost scenario - input'!$G49),\"\")","v":35.593763837413562}]
[{"$f":"IFERROR('Cost scenario - input'!A50,\"\")","v":6},{"$f":"IFERROR('Cost scenario - input'!B50,\"\")","v":"UNDERGROUND CABLES"},{"$f":"IFERROR('Cost scenario - input'!C50,\"\")","v":"> 1 kv & < = 11 kv"},{"$f":"IFERROR(repcalc('Cost scenario - input'!$CY50:$GK50,'Cost scenario - input'!$J50,'Cost scenario - input'!$H50,'Cost scenario - input'!$I50,20,TRUE,TRUE),\"\")","v":415.33319626855587},415.85865766981351,419.02928957173782,425.83060394546067,437.1547066645079,453.75314942285911,476.1942491338404,504.82694099946724,539.75306208732434,580.80972957352617,627.56316510002819,679.31490736677029,735.12083959853612,793.82284071217771,854.0921702667855,914.48295769494155,973.49344216909617,1029.6319674009098,1081.4842444452495,1127.778116673441,{"$f":"IFERROR(IF(OR(D65=\"\",'Cost scenario - input'!$G50=\"\"),\"\",D65/'Cost scenario - input'!$G50),\"\")","v":0.65932465244710725},{"$f":"IFERROR(IF(OR(E65=\"\",'Cost scenario - input'!$G50=\"\"),\"\",E65/'Cost scenario - input'!$G50),\"\")","v":0.66015880117124282},{"$f":"IFERROR(IF(OR(F65=\"\",'Cost scenario - input'!$G50=\"\"),\"\",F65/'Cost scenario - input'!$G50),\"\")","v":0.66519205109095858},{"$f":"IFERROR(IF(OR(G65=\"\",'Cost scenario - input'!$G50=\"\"),\"\",G65/'Cost scenario - input'!$G50),\"\")","v":0.67598886260500568},{"$f":"IFERROR(IF(OR(H65=\"\",'Cost scenario - input'!$G50=\"\"),\"\",H65/'Cost scenario - input'!$G50),\"\")","v":0.69396541770965336},{"$f":"IFERROR(IF(OR(I65=\"\",'Cost scenario - input'!$G50=\"\"),\"\",I65/'Cost scenario - input'!$G50),\"\")","v":0.72031477432533986},{"$f":"IFERROR(IF(OR(J65=\"\",'Cost scenario - input'!$G50=\"\"),\"\",J65/'Cost scenario - input'!$G50),\"\")","v":0.75593911256847546},{"$f":"IFERROR(IF(OR(K65=\"\",'Cost scenario - input'!$G50=\"\"),\"\",K65/'Cost scenario - input'!$G50),\"\")","v":0.80139235296085376},{"$f":"IFERROR(IF(OR(L65=\"\",'Cost scenario - input'!$G50=\"\"),\"\",L65/'Cost scenario - input'!$G50),\"\")","v":0.8568361577288387},{"$f":"IFERROR(IF(OR(M65=\"\",'Cost scenario - input'!$G50=\"\"),\"\",M65/'Cost scenario - input'!$G50),\"\")","v":0.92201195697671079},{"$f":"IFERROR(IF(OR(N65=\"\",'Cost scenario - input'!$G50=\"\"),\"\",N65/'Cost scenario - input'!$G50),\"\")","v":0.99623114510365063},{"$f":"IFERROR(IF(OR(O65=\"\",'Cost scenario - input'!$G50=\"\"),\"\",O65/'Cost scenario - input'!$G50),\"\")","v":1.0783849430425207},{"$f":"IFERROR(IF(OR(P65=\"\",'Cost scenario - input'!$G50=\"\"),\"\",P65/'Cost scenario - input'!$G50),\"\")","v":1.1669746035940085},{"$f":"IFERROR(IF(OR(Q65=\"\",'Cost scenario - input'!$G50=\"\"),\"\",Q65/'Cost scenario - input'!$G50),\"\")","v":1.2601616563745801},{"$f":"IFERROR(IF(OR(R65=\"\",'Cost scenario - input'!$G50=\"\"),\"\",R65/'Cost scenario - input'!$G50),\"\")","v":1.3558367796703301},{"$f":"IFERROR(IF(OR(S65=\"\",'Cost scenario - input'!$G50=\"\"),\"\",S65/'Cost scenario - input'!$G50),\"\")","v":1.451704712428419},{"$f":"IFERROR(IF(OR(T65=\"\",'Cost scenario - input'!$G50=\"\"),\"\",T65/'Cost scenario - input'!$G50),\"\")","v":1.5453814700683262},{"$f":"IFERROR(IF(OR(U65=\"\",'Cost scenario - input'!$G50=\"\"),\"\",U65/'Cost scenario - input'!$G50),\"\")","v":1.6344991085568847},{"$f":"IFERROR(IF(OR(V65=\"\",'Cost scenario - input'!$G50=\"\"),\"\",V65/'Cost scenario - input'!$G50),\"\")","v":1.7168125013894302},{"$f":"IFERROR(IF(OR(W65=\"\",'Cost scenario - input'!$G50=\"\"),\"\",W65/'Cost scenario - input'!$G50),\"\")","v":1.7903021513656556}]
[{"$f":"IFERROR('Cost scenario - input'!A51,\"\")","v":6},{"$f":"IFERROR('Cost scenario - input'!B51,\"\")","v":"UNDERGROUND CABLES"},{"$f":"IFERROR('Cost scenario - input'!C51,\"\")","v":"> 11 kv & < = 22 kv"},{"$f":"IFERROR(repcalc('Cost scenario - input'!$CY51:$GK51,'Cost scenario - input'!$J51,'Cost scenario - input'!$H51,'Cost scenario - input'!$I51,20,TRUE,TRUE),\"\")","v":1482.7599106990156},1539.8306018267804,1601.1152285855912,1668.0663822419012,1742.0538992356564,1824.2996078463505,1915.8200916393876,2017.3789745719641,2129.4489477049933,2252.1827538365569,2385.3918240929447,2528.531326959237,2680.6910330858891,2840.5924815795529,3006.5942136167819,3176.7080124172248,3348.6298444143604,3519.7892804931416,3687.4204445755722,3848.6559919417209,{"$f":"IFERROR(IF(OR(D66=\"\",'Cost scenario - input'!$G51=\"\"),\"\",D66/'Cost scenario - input'!$G51),\"\")","v":2.8221085533595898},{"$f":"IFERROR(IF(OR(E66=\"\",'Cost scenario - input'!$G51=\"\"),\"\",E66/'Cost scenario - input'!$G51),\"\")","v":2.9307301072710925},{"$f":"IFERROR(IF(OR(F66=\"\",'Cost scenario - input'!$G51=\"\"),\"\",F66/'Cost scenario - input'!$G51),\"\")","v":3.0473719642012247},{"$f":"IFERROR(IF(OR(G66=\"\",'Cost scenario - input'!$G51=\"\"),\"\",G66/'Cost scenario - input'!$G51),\"\")","v":3.1747988133002751},{"$f":"IFERROR(IF(OR(H66=\"\",'Cost scenario - input'!$G51=\"\"),\"\",H66/'Cost scenario - input'!$G51),\"\")","v":3.3156178380414283},{"$f":"IFERROR(IF(OR(I66=\"\",'Cost scenario - input'!$G51=\"\"),\"\",I66/'Cost scenario - input'!$G51),\"\")","v":3.4721545207994198},{"$f":"IFERROR(IF(OR(J66=\"\",'Cost scenario - input'!$G51=\"\"),\"\",J66/'Cost scenario - input'!$G51),\"\")","v":3.6463437056136874},{"$f":"IFERROR(IF(OR(K66=\"\",'Cost scenario - input'!$G51=\"\"),\"\",K66/'Cost scenario - input'!$G51),\"\")","v":3.8396387833438061},{"$f":"IFERROR(IF(OR(L66=\"\",'Cost scenario - input'!$G51=\"\"),\"\",L66/'Cost scenario - input'!$G51),\"\")","v":4.052939417837222},{"$f":"IFERROR(IF(OR(M66=\"\",'Cost scenario - input'!$G51=\"\"),\"\",M66/'Cost scenario - input'!$G51),\"\")","v":4.2865363215375494},{"$f":"IFERROR(IF(OR(N66=\"\",'Cost scenario - input'!$G51=\"\"),\"\",N66/'Cost scenario - input'!$G51),\"\")","v":4.5400705949172533},{"$f":"IFERROR(IF(OR(O66=\"\",'Cost scenario - input'!$G51=\"\"),\"\",O66/'Cost scenario - input'!$G51),\"\")","v":4.812505270583773},{"$f":"IFERROR(IF(OR(P66=\"\",'Cost scenario - input'!$G51=\"\"),\"\",P66/'Cost scenario - input'!$G51),\"\")","v":5.1021079264407616},{"$f":"IFERROR(IF(OR(Q66=\"\",'Cost scenario - input'!$G51=\"\"),\"\",Q66/'Cost scenario - input'!$G51),\"\")","v":5.406445292343661},{"$f":"IFERROR(IF(OR(R66=\"\",'Cost scenario - input'!$G51=\"\"),\"\",R66/'Cost scenario - input'!$G51),\"\")","v":5.722393211136473},{"$f":"IFERROR(IF(OR(S66=\"\",'Cost scenario - input'!$G51=\"\"),\"\",S66/'Cost scenario - input'!$G51),\"\")","v":6.0461675478818595},{"$f":"IFERROR(IF(OR(T66=\"\",'Cost scenario - input'!$G51=\"\"),\"\",T66/'Cost scenario - input'!$G51),\"\")","v":6.3733830795990869},{"$f":"IFERROR(IF(OR(U66=\"\",'Cost scenario - input'!$G51=\"\"),\"\",U66/'Cost scenario - input'!$G51),\"\")","v":6.6991475577595585},{"$f":"IFERROR(IF(OR(V66=\"\",'Cost scenario - input'!$G51=\"\"),\"\",V66/'Cost scenario - input'!$G51),\"\")","v":7.0181967433715648},{"$f":"IFERROR(IF(OR(W66=\"\",'Cost scenario - input'!$G51=\"\"),\"\",W66/'Cost scenario - input'!$G51),\"\")","v":7.3250732741196298}]
[{"$f":"IFERROR('Cost scenario - input'!A52,\"\")","v":""},{"$f":"IFERROR('Cost scenario - input'!B52,\"\")","v":"UNDERGROUND CABLES"},{"$f":"IFERROR('Cost scenario - input'!C52,\"\")","v":"> 33 kv & < = 66 kv"},{"$f":"IFERROR(repcalc('Cost scenario - input'!$CY52:$GK52,'Cost scenario - input'!$J52,'Cost scenario - input'!$H52,'Cost scenario - input'!$I52,20,TRUE,TRUE),\"\")","v":""},"","","","","","","","","","","","","","","","","","","",{"$f":"IFERROR(IF(OR(D67=\"\",'Cost scenario - input'!$G52=\"\"),\"\",D67/'Cost scenario - input'!$G52),\"\")","v":""},{"$f":"IFERROR(IF(OR(E67=\"\",'Cost scenario - input'!$G52=\"\"),\"\",E67/'Cost scenario - input'!$G52),\"\")","v":""},{"$f":"IFERROR(IF(OR(F67=\"\",'Cost scenario - input'!$G52=\"\"),\"\",F67/'Cost scenario - input'!$G52),\"\")","v":""},{"$f":"IFERROR(IF(OR(G67=\"\",'Cost scenario - input'!$G52=\"\"),\"\",G67/'Cost scenario - input'!$G52),\"\")","v":""},{"$f":"IFERROR(IF(OR(H67=\"\",'Cost scenario - input'!$G52=\"\"),\"\",H67/'Cost scenario - input'!$G52),\"\")","v":""},{"$f":"IFERROR(IF(OR(I67=\"\",'Cost scenario - input'!$G52=\"\"),\"\",I67/'Cost scenario - input'!$G52),\"\")","v":""},{"$f":"IFERROR(IF(OR(J67=\"\",'Cost scenario - input'!$G52=\"\"),\"\",J67/'Cost scenario - input'!$G52),\"\")","v":""},{"$f":"IFERROR(IF(OR(K67=\"\",'Cost scenario - input'!$G52=\"\"),\"\",K67/'Cost scenario - input'!$G52),\"\")","v":""},{"$f":"IFERROR(IF(OR(L67=\"\",'Cost scenario - input'!$G52=\"\"),\"\",L67/'Cost scenario - input'!$G52),\"\")","v":""},{"$f":"IFERROR(IF(OR(M67=\"\",'Cost scenario - input'!$G52=\"\"),\"\",M67/'Cost scenario - input'!$G52),\"\")","v":""},{"$f":"IFERROR(IF(OR(N67=\"\",'Cost scenario - input'!$G52=\"\"),\"\",N67/'Cost scenario - input'!$G52),\"\")","v":""},{"$f":"IFERROR(IF(OR(O67=\"\",'Cost scenario - input'!$G52=\"\"),\"\",O67/'Cost scenario - input'!$G52),\"\")","v":""},{"$f":"IFERROR(IF(OR(P67=\"\",'Cost scenario - input'!$G52=\"\"),\"\",P67/'Cost scenario - input'!$G52),\"\")","v":""},{"$f":"IFERROR(IF(OR(Q67=\"\",'Cost scenario - input'!$G52=\"\"),\"\",Q67/'Cost scenario - input'!$G52),\"\")","v":""},{"$f":"IFERROR(IF(OR(R67=\"\",'Cost scenario - input'!$G52=\"\"),\"\",R67/'Cost scenario - input'!$G52),\"\")","v":""},{"$f":"IFERROR(IF(OR(S67=\"\",'Cost scenario - input'!$G52=\"\"),\"\",S67/'Cost scenario - input'!$G52),\"\")","v":""},{"$f":"IFERROR(IF(OR(T67=\"\",'Cost scenario - input'!$G52=\"\"),\"\",T67/'Cost scenario - input'!$G52),\"\")","v":""},{"$f":"IFERROR(IF(OR(U67=\"\",'Cost scenario - input'!$G52=\"\"),\"\",U67/'Cost scenario - input'!$G52),\"\")","v":""},{"$f":"IFERROR(IF(OR(V67=\"\",'Cost scenario - input'!$G52=\"\"),\"\",V67/'Cost scenario - input'!$G52),\"\")","v":""},{"$f":"IFERROR(IF(OR(W67=\"\",'Cost scenario - input'!$G52=\"\"),\"\",W67/'Cost scenario - input'!$G52),\"\")","v":""}]
[{"$f":"IFERROR('Cost scenario - input'!A53,\"\")","v":""},{"$f":"IFERROR('Cost scenario - input'!B53,\"\")","v":""},{"$f":"IFERROR('Cost scenario - input'!C53,\"\")","v":""},{"$f":"IFERROR(repcalc('Cost scenario - input'!$CY53:$GK53,'Cost scenario - input'!$J53,'Cost scenario - input'!$H53,'Cost scenario - input'!$I53,20,TRUE,TRUE),\"\")","v":""},"","","","","","","","","","","","","","","","","","","",{"$f":"IFERROR(IF(OR(D68=\"\",'Cost scenario - input'!$G53=\"\"),\"\",D68/'Cost scenario - input'!$G53),\"\")","v":""},{"$f":"IFERROR(IF(OR(E68=\"\",'Cost scenario - input'!$G53=\"\"),\"\",E68/'Cost scenario - input'!$G53),\"\")","v":""},{"$f":"IFERROR(IF(OR(F68=\"\",'Cost scenario - input'!$G53=\"\"),\"\",F68/'Cost scenario - input'!$G53),\"\")","v":""},{"$f":"IFERROR(IF(OR(G68=\"\",'Cost scenario - input'!$G53=\"\"),\"\",G68/'Cost scenario - input'!$G53),\"\")","v":""},{"$f":"IFERROR(IF(OR(H68=\"\",'Cost scenario - input'!$G53=\"\"),\"\",H68/'Cost scenario - input'!$G53),\"\")","v":""},{"$f":"IFERROR(IF(OR(I68=\"\",'Cost scenario - input'!$G53=\"\"),\"\",I68/'Cost scenario - input'!$G53),\"\")","v":""},{"$f":"IFERROR(IF(OR(J68=\"\",'Cost scenario - input'!$G53=\"\"),\"\",J68/'Cost scenario - input'!$G53),\"\")","v":""},{"$f":"IFERROR(IF(OR(K68=\"\",'Cost scenario - input'!$G53=\"\"),\"\",K68/'Cost scenario - input'!$G53),\"\")","v":""},{"$f":"IFERROR(IF(OR(L68=\"\",'Cost scenario - input'!$G53=\"\"),\"\",L68/'Cost scenario - input'!$G53),\"\")","v":""},{"$f":"IFERROR(IF(OR(M68=\"\",'Cost scenario - input'!$G53=\"\"),\"\",M68/'Cost scenario - input'!$G53),\"\")","v":""},{"$f":"IFERROR(IF(OR(N68=\"\",'Cost scenario - input'!$G53=\"\"),\"\",N68/'Cost scenario - input'!$G53),\"\")","v":""},{"$f":"IFERROR(IF(OR(O68=\"\",'Cost scenario - input'!$G53=\"\"),\"\",O68/'Cost scenario - input'!$G53),\"\")","v":""},{"$f":"IFERROR(IF(OR(P68=\"\",'Cost scenario - input'!$G53=\"\"),\"\",P68/'Cost scenario - input'!$G53),\"\")","v":""},{"$f":"IFERROR(IF(OR(Q68=\"\",'Cost scenario - input'!$G53=\"\"),\"\",Q68/'Cost scenario - input'!$G53),\"\")","v":""},{"$f":"IFERROR(IF(OR(R68=\"\",'Cost scenario - input'!$G53=\"\"),\"\",R68/'Cost scenario - input'!$G53),\"\")","v":""},{"$f":"IFERROR(IF(OR(S68=\"\",'Cost scenario - input'!$G53=\"\"),\"\",S68/'Cost scenario - input'!$G53),\"\")","v":""},{"$f":"IFERROR(IF(OR(T68=\"\",'Cost scenario - input'!$G53=\"\"),\"\",T68/'Cost scenario - input'!$G53),\"\")","v":""},{"$f":"IFERROR(IF(OR(U68=\"\",'Cost scenario - input'!$G53=\"\"),\"\",U68/'Cost scenario - input'!$G53),\"\")","v":""},{"$f":"IFERROR(IF(OR(V68=\"\",'Cost scenario - input'!$G53=\"\"),\"\",V68/'Cost scenario - input'!$G53),\"\")","v":""},{"$f":"IFERROR(IF(OR(W68=\"\",'Cost scenario - input'!$G53=\"\"),\"\",W68/'Cost scenario - input'!$G53),\"\")","v":""}]
[{"$f":"IFERROR('Cost scenario - input'!A54,\"\")","v":""},{"$f":"IFERROR('Cost scenario - input'!B54,\"\")","v":""},{"$f":"IFERROR('Cost scenario - input'!C54,\"\")","v":""},{"$f":"IFERROR(repcalc('Cost scenario - input'!$CY54:$GK54,'Cost scenario - input'!$J54,'Cost scenario - input'!$H54,'Cost scenario - input'!$I54,20,TRUE,TRUE),\"\")","v":""},"","","","","","","","","","","","","","","","","","","",{"$f":"IFERROR(IF(OR(D69=\"\",'Cost scenario - input'!$G54=\"\"),\"\",D69/'Cost scenario - input'!$G54),\"\")","v":""},{"$f":"IFERROR(IF(OR(E69=\"\",'Cost scenario - input'!$G54=\"\"),\"\",E69/'Cost scenario - input'!$G54),\"\")","v":""},{"$f":"IFERROR(IF(OR(F69=\"\",'Cost scenario - input'!$G54=\"\"),\"\",F69/'Cost scenario - input'!$G54),\"\")","v":""},{"$f":"IFERROR(IF(OR(G69=\"\",'Cost scenario - input'!$G54=\"\"),\"\",G69/'Cost scenario - input'!$G54),\"\")","v":""},{"$f":"IFERROR(IF(OR(H69=\"\",'Cost scenario - input'!$G54=\"\"),\"\",H69/'Cost scenario - input'!$G54),\"\")","v":""},{"$f":"IFERROR(IF(OR(I69=\"\",'Cost scenario - input'!$G54=\"\"),\"\",I69/'Cost scenario - input'!$G54),\"\")","v":""},{"$f":"IFERROR(IF(OR(J69=\"\",'Cost scenario - input'!$G54=\"\"),\"\",J69/'Cost scenario - input'!$G54),\"\")","v":""},{"$f":"IFERROR(IF(OR(K69=\"\",'Cost scenario - input'!$G54=\"\"),\"\",K69/'Cost scenario - input'!$G54),\"\")","v":""},{"$f":"IFERROR(IF(OR(L69=\"\",'Cost scenario - input'!$G54=\"\"),\"\",L69/'Cost scenario - input'!$G54),\"\")","v":""},{"$f":"IFERROR(IF(OR(M69=\"\",'Cost scenario - input'!$G54=\"\"),\"\",M69/'Cost scenario - input'!$G54),\"\")","v":""},{"$f":"IFERROR(IF(OR(N69=\"\",'Cost scenario - input'!$G54=\"\"),\"\",N69/'Cost scenario - input'!$G54),\"\")","v":""},{"$f":"IFERROR(IF(OR(O69=\"\",'Cost scenario - input'!$G54=\"\"),\"\",O69/'Cost scenario - input'!$G54),\"\")","v":""},{"$f":"IFERROR(IF(OR(P69=\"\",'Cost scenario - input'!$G54=\"\"),\"\",P69/'Cost scenario - input'!$G54),\"\")","v":""},{"$f":"IFERROR(IF(OR(Q69=\"\",'Cost scenario - input'!$G54=\"\"),\"\",Q69/'Cost scenario - input'!$G54),\"\")","v":""},{"$f":"IFERROR(IF(OR(R69=\"\",'Cost scenario - input'!$G54=\"\"),\"\",R69/'Cost scenario - input'!$G54),\"\")","v":""},{"$f":"IFERROR(IF(OR(S69=\"\",'Cost scenario - input'!$G54=\"\"),\"\",S69/'Cost scenario - input'!$G54),\"\")","v":""},{"$f":"IFERROR(IF(OR(T69=\"\",'Cost scenario - input'!$G54=\"\"),\"\",T69/'Cost scenario - input'!$G54),\"\")","v":""},{"$f":"IFERROR(IF(OR(U69=\"\",'Cost scenario - input'!$G54=\"\"),\"\",U69/'Cost scenario - input'!$G54),\"\")","v":""},{"$f":"IFERROR(IF(OR(V69=\"\",'Cost scenario - input'!$G54=\"\"),\"\",V69/'Cost scenario - input'!$G54),\"\")","v":""},{"$f":"IFERROR(IF(OR(W69=\"\",'Cost scenario - input'!$G54=\"\"),\"\",W69/'Cost scenario - input'!$G54),\"\")","v":""}]
[{"$f":"IFERROR('Cost scenario - input'!A55,\"\")","v":""},{"$f":"IFERROR('Cost scenario - input'!B55,\"\")","v":""},{"$f":"IFERROR('Cost scenario - input'!C55,\"\")","v":""},{"$f":"IFERROR(repcalc('Cost scenario - input'!$CY55:$GK55,'Cost scenario - input'!$J55,'Cost scenario - input'!$H55,'Cost scenario - input'!$I55,20,TRUE,TRUE),\"\")","v":""},"","","","","","","","","","","","","","","","","","","",{"$f":"IFERROR(IF(OR(D70=\"\",'Cost scenario - input'!$G55=\"\"),\"\",D70/'Cost scenario - input'!$G55),\"\")","v":""},{"$f":"IFERROR(IF(OR(E70=\"\",'Cost scenario - input'!$G55=\"\"),\"\",E70/'Cost scenario - input'!$G55),\"\")","v":""},{"$f":"IFERROR(IF(OR(F70=\"\",'Cost scenario - input'!$G55=\"\"),\"\",F70/'Cost scenario - input'!$G55),\"\")","v":""},{"$f":"IFERROR(IF(OR(G70=\"\",'Cost scenario - input'!$G55=\"\"),\"\",G70/'Cost scenario - input'!$G55),\"\")","v":""},{"$f":"IFERROR(IF(OR(H70=\"\",'Cost scenario - input'!$G55=\"\"),\"\",H70/'Cost scenario - input'!$G55),\"\")","v":""},{"$f":"IFERROR(IF(OR(I70=\"\",'Cost scenario - input'!$G55=\"\"),\"\",I70/'Cost scenario - input'!$G55),\"\")","v":""},{"$f":"IFERROR(IF(OR(J70=\"\",'Cost scenario - input'!$G55=\"\"),\"\",J70/'Cost scenario - input'!$G55),\"\")","v":""},{"$f":"IFERROR(IF(OR(K70=\"\",'Cost scenario - input'!$G55=\"\"),\"\",K70/'Cost scenario - input'!$G55),\"\")","v":""},{"$f":"IFERROR(IF(OR(L70=\"\",'Cost scenario - input'!$G55=\"\"),\"\",L70/'Cost scenario - input'!$G55),\"\")","v":""},{"$f":"IFERROR(IF(OR(M70=\"\",'Cost scenario - input'!$G55=\"\"),\"\",M70/'Cost scenario - input'!$G55),\"\")","v":""},{"$f":"IFERROR(IF(OR(N70=\"\",'Cost scenario - input'!$G55=\"\"),\"\",N70/'Cost scenario - input'!$G55),\"\")","v":""},{"$f":"IFERROR(IF(OR(O70=\"\",'Cost scenario - input'!$G55=\"\"),\"\",O70/'Cost scenario - input'!$G55),\"\")","v":""},{"$f":"IFERROR(IF(OR(P70=\"\",'Cost scenario - input'!$G55=\"\"),\"\",P70/'Cost scenario - input'!$G55),\"\")","v":""},{"$f":"IFERROR(IF(OR(Q70=\"\",'Cost scenario - input'!$G55=\"\"),\"\",Q70/'Cost scenario - input'!$G55),\"\")","v":""},{"$f":"IFERROR(IF(OR(R70=\"\",'Cost scenario - input'!$G55=\"\"),\"\",R70/'Cost scenario - input'!$G55),\"\")","v":""},{"$f":"IFERROR(IF(OR(S70=\"\",'Cost scenario - input'!$G55=\"\"),\"\",S70/'Cost scenario - input'!$G55),\"\")","v":""},{"$f":"IFERROR(IF(OR(T70=\"\",'Cost scenario - input'!$G55=\"\"),\"\",T70/'Cost scenario - input'!$G55),\"\")","v":""},{"$f":"IFERROR(IF(OR(U70=\"\",'Cost scenario - input'!$G55=\"\"),\"\",U70/'Cost scenario - input'!$G55),\"\")","v":""},{"$f":"IFERROR(IF(OR(V70=\"\",'Cost scenario - input'!$G55=\"\"),\"\",V70/'Cost scenario - input'!$G55),\"\")","v":""},{"$f":"IFERROR(IF(OR(W70=\"\",'Cost scenario - input'!$G55=\"\"),\"\",W70/'Cost scenario - input'!$G55),\"\")","v":""}]
[{"$f":"IFERROR('Cost scenario - input'!A56,\"\")","v":""},{"$f":"IFERROR('Cost scenario - input'!B56,\"\")","v":""},{"$f":"IFERROR('Cost scenario - input'!C56,\"\")","v":""},{"$f":"IFERROR(repcalc('Cost scenario - input'!$CY56:$GK56,'Cost scenario - input'!$J56,'Cost scenario - input'!$H56,'Cost scenario - input'!$I56,20,TRUE,TRUE),\"\")","v":""},"","","","","","","","","","","","","","","","","","","",{"$f":"IFERROR(IF(OR(D71=\"\",'Cost scenario - input'!$G56=\"\"),\"\",D71/'Cost scenario - input'!$G56),\"\")","v":""},{"$f":"IFERROR(IF(OR(E71=\"\",'Cost scenario - input'!$G56=\"\"),\"\",E71/'Cost scenario - input'!$G56),\"\")","v":""},{"$f":"IFERROR(IF(OR(F71=\"\",'Cost scenario - input'!$G56=\"\"),\"\",F71/'Cost scenario - input'!$G56),\"\")","v":""},{"$f":"IFERROR(IF(OR(G71=\"\",'Cost scenario - input'!$G56=\"\"),\"\",G71/'Cost scenario - input'!$G56),\"\")","v":""},{"$f":"IFERROR(IF(OR(H71=\"\",'Cost scenario - input'!$G56=\"\"),\"\",H71/'Cost scenario - input'!$G56),\"\")","v":""},{"$f":"IFERROR(IF(OR(I71=\"\",'Cost scenario - input'!$G56=\"\"),\"\",I71/'Cost scenario - input'!$G56),\"\")","v":""},{"$f":"IFERROR(IF(OR(J71=\"\",'Cost scenario - input'!$G56=\"\"),\"\",J71/'Cost scenario - input'!$G56),\"\")","v":""},{"$f":"IFERROR(IF(OR(K71=\"\",'Cost scenario - input'!$G56=\"\"),\"\",K71/'Cost scenario - input'!$G56),\"\")","v":""},{"$f":"IFERROR(IF(OR(L71=\"\",'Cost scenario - input'!$G56=\"\"),\"\",L71/'Cost scenario - input'!$G56),\"\")","v":""},{"$f":"IFERROR(IF(OR(M71=\"\",'Cost scenario - input'!$G56=\"\"),\"\",M71/'Cost scenario - input'!$G56),\"\")","v":""},{"$f":"IFERROR(IF(OR(N71=\"\",'Cost scenario - input'!$G56=\"\"),\"\",N71/'Cost scenario - input'!$G56),\"\")","v":""},{"$f":"IFERROR(IF(OR(O71=\"\",'Cost scenario - input'!$G56=\"\"),\"\",O71/'Cost scenario - input'!$G56),\"\")","v":""},{"$f":"IFERROR(IF(OR(P71=\"\",'Cost scenario - input'!$G56=\"\"),\"\",P71/'Cost scenario - input'!$G56),\"\")","v":""},{"$f":"IFERROR(IF(OR(Q71=\"\",'Cost scenario - input'!$G56=\"\"),\"\",Q71/'Cost scenario - input'!$G56),\"\")","v":""},{"$f":"IFERROR(IF(OR(R71=\"\",'Cost scenario - input'!$G56=\"\"),\"\",R71/'Cost scenario - input'!$G56),\"\")","v":""},{"$f":"IFERROR(IF(OR(S71=\"\",'Cost scenario - input'!$G56=\"\"),\"\",S71/'Cost scenario - input'!$G56),\"\")","v":""},{"$f":"IFERROR(IF(OR(T71=\"\",'Cost scenario - input'!$G56=\"\"),\"\",T71/'Cost scenario - input'!$G56),\"\")","v":""},{"$f":"IFERROR(IF(OR(U71=\"\",'Cost scenario - input'!$G56=\"\"),\"\",U71/'Cost scenario - input'!$G56),\"\")","v":""},{"$f":"IFERROR(IF(OR(V71=\"\",'Cost scenario - input'!$G56=\"\"),\"\",V71/'Cost scenario - input'!$G56),\"\")","v":""},{"$f":"IFERROR(IF(OR(W71=\"\",'Cost scenario - input'!$G56=\"\"),\"\",W71/'Cost scenario - input'!$G56),\"\")","v":""}]
[{"$f":"IFERROR('Cost scenario - input'!A57,\"\")","v":""},{"$f":"IFERROR('Cost scenario - input'!B57,\"\")","v":""},{"$f":"IFERROR('Cost scenario - input'!C57,\"\")","v":""},{"$f":"IFERROR(repcalc('Cost scenario - input'!$CY57:$GK57,'Cost scenario - input'!$J57,'Cost scenario - input'!$H57,'Cost scenario - input'!$I57,20,TRUE,TRUE),\"\")","v":""},"","","","","","","","","","","","","","","","","","","",{"$f":"IFERROR(IF(OR(D72=\"\",'Cost scenario - input'!$G57=\"\"),\"\",D72/'Cost scenario - input'!$G57),\"\")","v":""},{"$f":"IFERROR(IF(OR(E72=\"\",'Cost scenario - input'!$G57=\"\"),\"\",E72/'Cost scenario - input'!$G57),\"\")","v":""},{"$f":"IFERROR(IF(OR(F72=\"\",'Cost scenario - input'!$G57=\"\"),\"\",F72/'Cost scenario - input'!$G57),\"\")","v":""},{"$f":"IFERROR(IF(OR(G72=\"\",'Cost scenario - input'!$G57=\"\"),\"\",G72/'Cost scenario - input'!$G57),\"\")","v":""},{"$f":"IFERROR(IF(OR(H72=\"\",'Cost scenario - input'!$G57=\"\"),\"\",H72/'Cost scenario - input'!$G57),\"\")","v":""},{"$f":"IFERROR(IF(OR(I72=\"\",'Cost scenario - input'!$G57=\"\"),\"\",I72/'Cost scenario - input'!$G57),\"\")","v":""},{"$f":"IFERROR(IF(OR(J72=\"\",'Cost scenario - input'!$G57=\"\"),\"\",J72/'Cost scenario - input'!$G57),\"\")","v":""},{"$f":"IFERROR(IF(OR(K72=\"\",'Cost scenario - input'!$G57=\"\"),\"\",K72/'Cost scenario - input'!$G57),\"\")","v":""},{"$f":"IFERROR(IF(OR(L72=\"\",'Cost scenario - input'!$G57=\"\"),\"\",L72/'Cost scenario - input'!$G57),\"\")","v":""},{"$f":"IFERROR(IF(OR(M72=\"\",'Cost scenario - input'!$G57=\"\"),\"\",M72/'Cost scenario - input'!$G57),\"\")","v":""},{"$f":"IFERROR(IF(OR(N72=\"\",'Cost scenario - input'!$G57=\"\"),\"\",N72/'Cost scenario - input'!$G57),\"\")","v":""},{"$f":"IFERROR(IF(OR(O72=\"\",'Cost scenario - input'!$G57=\"\"),\"\",O72/'Cost scenario - input'!$G57),\"\")","v":""},{"$f":"IFERROR(IF(OR(P72=\"\",'Cost scenario - input'!$G57=\"\"),\"\",P72/'Cost scenario - input'!$G57),\"\")","v":""},{"$f":"IFERROR(IF(OR(Q72=\"\",'Cost scenario - input'!$G57=\"\"),\"\",Q72/'Cost scenario - input'!$G57),\"\")","v":""},{"$f":"IFERROR(IF(OR(R72=\"\",'Cost scenario - input'!$G57=\"\"),\"\",R72/'Cost scenario - input'!$G57),\"\")","v":""},{"$f":"IFERROR(IF(OR(S72=\"\",'Cost scenario - input'!$G57=\"\"),\"\",S72/'Cost scenario - input'!$G57),\"\")","v":""},{"$f":"IFERROR(IF(OR(T72=\"\",'Cost scenario - input'!$G57=\"\"),\"\",T72/'Cost scenario - input'!$G57),\"\")","v":""},{"$f":"IFERROR(IF(OR(U72=\"\",'Cost scenario - input'!$G57=\"\"),\"\",U72/'Cost scenario - input'!$G57),\"\")","v":""},{"$f":"IFERROR(IF(OR(V72=\"\",'Cost scenario - input'!$G57=\"\"),\"\",V72/'Cost scenario - input'!$G57),\"\")","v":""},{"$f":"IFERROR(IF(OR(W72=\"\",'Cost scenario - input'!$G57=\"\"),\"\",W72/'Cost scenario - input'!$G57),\"\")","v":""}]
[{"$f":"IFERROR('Cost scenario - input'!A58,\"\")","v":""},{"$f":"IFERROR('Cost scenario - input'!B58,\"\")","v":""},{"$f":"IFERROR('Cost scenario - input'!C58,\"\")","v":""},{"$f":"IFERROR(repcalc('Cost scenario - input'!$CY58:$GK58,'Cost scenario - input'!$J58,'Cost scenario - input'!$H58,'Cost scenario - input'!$I58,20,TRUE,TRUE),\"\")","v":""},"","","","","","","","","","","","","","","","","","","",{"$f":"IFERROR(IF(OR(D73=\"\",'Cost scenario - input'!$G58=\"\"),\"\",D73/'Cost scenario - input'!$G58),\"\")","v":""},{"$f":"IFERROR(IF(OR(E73=\"\",'Cost scenario - input'!$G58=\"\"),\"\",E73/'Cost scenario - input'!$G58),\"\")","v":""},{"$f":"IFERROR(IF(OR(F73=\"\",'Cost scenario - input'!$G58=\"\"),\"\",F73/'Cost scenario - input'!$G58),\"\")","v":""},{"$f":"IFERROR(IF(OR(G73=\"\",'Cost scenario - input'!$G58=\"\"),\"\",G73/'Cost scenario - input'!$G58),\"\")","v":""},{"$f":"IFERROR(IF(OR(H73=\"\",'Cost scenario - input'!$G58=\"\"),\"\",H73/'Cost scenario - input'!$G58),\"\")","v":""},{"$f":"IFERROR(IF(OR(I73=\"\",'Cost scenario - input'!$G58=\"\"),\"\",I73/'Cost scenario - input'!$G58),\"\")","v":""},{"$f":"IFERROR(IF(OR(J73=\"\",'Cost scenario - input'!$G58=\"\"),\"\",J73/'Cost scenario - input'!$G58),\"\")","v":""},{"$f":"IFERROR(IF(OR(K73=\"\",'Cost scenario - input'!$G58=\"\"),\"\",K73/'Cost scenario - input'!$G58),\"\")","v":""},{"$f":"IFERROR(IF(OR(L73=\"\",'Cost scenario - input'!$G58=\"\"),\"\",L73/'Cost scenario - input'!$G58),\"\")","v":""},{"$f":"IFERROR(IF(OR(M73=\"\",'Cost scenario - input'!$G58=\"\"),\"\",M73/'Cost scenario - input'!$G58),\"\")","v":""},{"$f":"IFERROR(IF(OR(N73=\"\",'Cost scenario - input'!$G58=\"\"),\"\",N73/'Cost scenario - input'!$G58),\"\")","v":""},{"$f":"IFERROR(IF(OR(O73=\"\",'Cost scenario - input'!$G58=\"\"),\"\",O73/'Cost scenario - input'!$G58),\"\")","v":""},{"$f":"IFERROR(IF(OR(P73=\"\",'Cost scenario - input'!$G58=\"\"),\"\",P73/'Cost scenario - input'!$G58),\"\")","v":""},{"$f":"IFERROR(IF(OR(Q73=\"\",'Cost scenario - input'!$G58=\"\"),\"\",Q73/'Cost scenario - input'!$G58),\"\")","v":""},{"$f":"IFERROR(IF(OR(R73=\"\",'Cost scenario - input'!$G58=\"\"),\"\",R73/'Cost scenario - input'!$G58),\"\")","v":""},{"$f":"IFERROR(IF(OR(S73=\"\",'Cost scenario - input'!$G58=\"\"),\"\",S73/'Cost scenario - input'!$G58),\"\")","v":""},{"$f":"IFERROR(IF(OR(T73=\"\",'Cost scenario - input'!$G58=\"\"),\"\",T73/'Cost scenario - input'!$G58),\"\")","v":""},{"$f":"IFERROR(IF(OR(U73=\"\",'Cost scenario - input'!$G58=\"\"),\"\",U73/'Cost scenario - input'!$G58),\"\")","v":""},{"$f":"IFERROR(IF(OR(V73=\"\",'Cost scenario - input'!$G58=\"\"),\"\",V73/'Cost scenario - input'!$G58),\"\")","v":""},{"$f":"IFERROR(IF(OR(W73=\"\",'Cost scenario - input'!$G58=\"\"),\"\",W73/'Cost scenario - input'!$G58),\"\")","v":""}]
[{"$f":"IFERROR('Cost scenario - input'!A59,\"\")","v":""},{"$f":"IFERROR('Cost scenario - input'!B59,\"\")","v":""},{"$f":"IFERROR('Cost scenario - input'!C59,\"\")","v":""},{"$f":"IFERROR(repcalc('Cost scenario - input'!$CY59:$GK59,'Cost scenario - input'!$J59,'Cost scenario - input'!$H59,'Cost scenario - input'!$I59,20,TRUE,TRUE),\"\")","v":""},"","","","","","","","","","","","","","","","","","","",{"$f":"IFERROR(IF(OR(D74=\"\",'Cost scenario - input'!$G59=\"\"),\"\",D74/'Cost scenario - input'!$G59),\"\")","v":""},{"$f":"IFERROR(IF(OR(E74=\"\",'Cost scenario - input'!$G59=\"\"),\"\",E74/'Cost scenario - input'!$G59),\"\")","v":""},{"$f":"IFERROR(IF(OR(F74=\"\",'Cost scenario - input'!$G59=\"\"),\"\",F74/'Cost scenario - input'!$G59),\"\")","v":""},{"$f":"IFERROR(IF(OR(G74=\"\",'Cost scenario - input'!$G59=\"\"),\"\",G74/'Cost scenario - input'!$G59),\"\")","v":""},{"$f":"IFERROR(IF(OR(H74=\"\",'Cost scenario - input'!$G59=\"\"),\"\",H74/'Cost scenario - input'!$G59),\"\")","v":""},{"$f":"IFERROR(IF(OR(I74=\"\",'Cost scenario - input'!$G59=\"\"),\"\",I74/'Cost scenario - input'!$G59),\"\")","v":""},{"$f":"IFERROR(IF(OR(J74=\"\",'Cost scenario - input'!$G59=\"\"),\"\",J74/'Cost scenario - input'!$G59),\"\")","v":""},{"$f":"IFERROR(IF(OR(K74=\"\",'Cost scenario - input'!$G59=\"\"),\"\",K74/'Cost scenario - input'!$G59),\"\")","v":""},{"$f":"IFERROR(IF(OR(L74=\"\",'Cost scenario - input'!$G59=\"\"),\"\",L74/'Cost scenario - input'!$G59),\"\")","v":""},{"$f":"IFERROR(IF(OR(M74=\"\",'Cost scenario - input'!$G59=\"\"),\"\",M74/'Cost scenario - input'!$G59),\"\")","v":""},{"$f":"IFERROR(IF(OR(N74=\"\",'Cost scenario - input'!$G59=\"\"),\"\",N74/'Cost scenario - input'!$G59),\"\")","v":""},{"$f":"IFERROR(IF(OR(O74=\"\",'Cost scenario - input'!$G59=\"\"),\"\",O74/'Cost scenario - input'!$G59),\"\")","v":""},{"$f":"IFERROR(IF(OR(P74=\"\",'Cost scenario - input'!$G59=\"\"),\"\",P74/'Cost scenario - input'!$G59),\"\")","v":""},{"$f":"IFERROR(IF(OR(Q74=\"\",'Cost scenario - input'!$G59=\"\"),\"\",Q74/'Cost scenario - input'!$G59),\"\")","v":""},{"$f":"IFERROR(IF(OR(R74=\"\",'Cost scenario - input'!$G59=\"\"),\"\",R74/'Cost scenario - input'!$G59),\"\")","v":""},{"$f":"IFERROR(IF(OR(S74=\"\",'Cost scenario - input'!$G59=\"\"),\"\",S74/'Cost scenario - input'!$G59),\"\")","v":""},{"$f":"IFERROR(IF(OR(T74=\"\",'Cost scenario - input'!$G59=\"\"),\"\",T74/'Cost scenario - input'!$G59),\"\")","v":""},{"$f":"IFERROR(IF(OR(U74=\"\",'Cost scenario - input'!$G59=\"\"),\"\",U74/'Cost scenario - input'!$G59),\"\")","v":""},{"$f":"IFERROR(IF(OR(V74=\"\",'Cost scenario - input'!$G59=\"\"),\"\",V74/'Cost scenario - input'!$G59),\"\")","v":""},{"$f":"IFERROR(IF(OR(W74=\"\",'Cost scenario - input'!$G59=\"\"),\"\",W74/'Cost scenario - input'!$G59),\"\")","v":""}]
[{"$f":"IFERROR('Cost scenario - input'!A60,\"\")","v":""},{"$f":"IFERROR('Cost scenario - input'!B60,\"\")","v":""},{"$f":"IFERROR('Cost scenario - input'!C60,\"\")","v":""},{"$f":"IFERROR(repcalc('Cost scenario - input'!$CY60:$GK60,'Cost scenario - input'!$J60,'Cost scenario - input'!$H60,'Cost scenario - input'!$I60,20,TRUE,TRUE),\"\")","v":""},"","","","","","","","","","","","","","","","","","","",{"$f":"IFERROR(IF(OR(D75=\"\",'Cost scenario - input'!$G60=\"\"),\"\",D75/'Cost scenario - input'!$G60),\"\")","v":""},{"$f":"IFERROR(IF(OR(E75=\"\",'Cost scenario - input'!$G60=\"\"),\"\",E75/'Cost scenario - input'!$G60),\"\")","v":""},{"$f":"IFERROR(IF(OR(F75=\"\",'Cost scenario - input'!$G60=\"\"),\"\",F75/'Cost scenario - input'!$G60),\"\")","v":""},{"$f":"IFERROR(IF(OR(G75=\"\",'Cost scenario - input'!$G60=\"\"),\"\",G75/'Cost scenario - input'!$G60),\"\")","v":""},{"$f":"IFERROR(IF(OR(H75=\"\",'Cost scenario - input'!$G60=\"\"),\"\",H75/'Cost scenario - input'!$G60),\"\")","v":""},{"$f":"IFERROR(IF(OR(I75=\"\",'Cost scenario - input'!$G60=\"\"),\"\",I75/'Cost scenario - input'!$G60),\"\")","v":""},{"$f":"IFERROR(IF(OR(J75=\"\",'Cost scenario - input'!$G60=\"\"),\"\",J75/'Cost scenario - input'!$G60),\"\")","v":""},{"$f":"IFERROR(IF(OR(K75=\"\",'Cost scenario - input'!$G60=\"\"),\"\",K75/'Cost scenario - input'!$G60),\"\")","v":""},{"$f":"IFERROR(IF(OR(L75=\"\",'Cost scenario - input'!$G60=\"\"),\"\",L75/'Cost scenario - input'!$G60),\"\")","v":""},{"$f":"IFERROR(IF(OR(M75=\"\",'Cost scenario - input'!$G60=\"\"),\"\",M75/'Cost scenario - input'!$G60),\"\")","v":""},{"$f":"IFERROR(IF(OR(N75=\"\",'Cost scenario - input'!$G60=\"\"),\"\",N75/'Cost scenario - input'!$G60),\"\")","v":""},{"$f":"IFERROR(IF(OR(O75=\"\",'Cost scenario - input'!$G60=\"\"),\"\",O75/'Cost scenario - input'!$G60),\"\")","v":""},{"$f":"IFERROR(IF(OR(P75=\"\",'Cost scenario - input'!$G60=\"\"),\"\",P75/'Cost scenario - input'!$G60),\"\")","v":""},{"$f":"IFERROR(IF(OR(Q75=\"\",'Cost scenario - input'!$G60=\"\"),\"\",Q75/'Cost scenario - input'!$G60),\"\")","v":""},{"$f":"IFERROR(IF(OR(R75=\"\",'Cost scenario - input'!$G60=\"\"),\"\",R75/'Cost scenario - input'!$G60),\"\")","v":""},{"$f":"IFERROR(IF(OR(S75=\"\",'Cost scenario - input'!$G60=\"\"),\"\",S75/'Cost scenario - input'!$G60),\"\")","v":""},{"$f":"IFERROR(IF(OR(T75=\"\",'Cost scenario - input'!$G60=\"\"),\"\",T75/'Cost scenario - input'!$G60),\"\")","v":""},{"$f":"IFERROR(IF(OR(U75=\"\",'Cost scenario - input'!$G60=\"\"),\"\",U75/'Cost scenario - input'!$G60),\"\")","v":""},{"$f":"IFERROR(IF(OR(V75=\"\",'Cost scenario - input'!$G60=\"\"),\"\",V75/'Cost scenario - input'!$G60),\"\")","v":""},{"$f":"IFERROR(IF(OR(W75=\"\",'Cost scenario - input'!$G60=\"\"),\"\",W75/'Cost scenario - input'!$G60),\"\")","v":""}]
[{"$f":"IFERROR('Cost scenario - input'!A61,\"\")","v":""},{"$f":"IFERROR('Cost scenario - input'!B61,\"\")","v":""},{"$f":"IFERROR('Cost scenario - input'!C61,\"\")","v":""},{"$f":"IFERROR(repcalc('Cost scenario - input'!$CY61:$GK61,'Cost scenario - input'!$J61,'Cost scenario - input'!$H61,'Cost scenario - input'!$I61,20,TRUE,TRUE),\"\")","v":""},"","","","","","","","","","","","","","","","","","","",{"$f":"IFERROR(IF(OR(D76=\"\",'Cost scenario - input'!$G61=\"\"),\"\",D76/'Cost scenario - input'!$G61),\"\")","v":""},{"$f":"IFERROR(IF(OR(E76=\"\",'Cost scenario - input'!$G61=\"\"),\"\",E76/'Cost scenario - input'!$G61),\"\")","v":""},{"$f":"IFERROR(IF(OR(F76=\"\",'Cost scenario - input'!$G61=\"\"),\"\",F76/'Cost scenario - input'!$G61),\"\")","v":""},{"$f":"IFERROR(IF(OR(G76=\"\",'Cost scenario - input'!$G61=\"\"),\"\",G76/'Cost scenario - input'!$G61),\"\")","v":""},{"$f":"IFERROR(IF(OR(H76=\"\",'Cost scenario - input'!$G61=\"\"),\"\",H76/'Cost scenario - input'!$G61),\"\")","v":""},{"$f":"IFERROR(IF(OR(I76=\"\",'Cost scenario - input'!$G61=\"\"),\"\",I76/'Cost scenario - input'!$G61),\"\")","v":""},{"$f":"IFERROR(IF(OR(J76=\"\",'Cost scenario - input'!$G61=\"\"),\"\",J76/'Cost scenario - input'!$G61),\"\")","v":""},{"$f":"IFERROR(IF(OR(K76=\"\",'Cost scenario - input'!$G61=\"\"),\"\",K76/'Cost scenario - input'!$G61),\"\")","v":""},{"$f":"IFERROR(IF(OR(L76=\"\",'Cost scenario - input'!$G61=\"\"),\"\",L76/'Cost scenario - input'!$G61),\"\")","v":""},{"$f":"IFERROR(IF(OR(M76=\"\",'Cost scenario - input'!$G61=\"\"),\"\",M76/'Cost scenario - input'!$G61),\"\")","v":""},{"$f":"IFERROR(IF(OR(N76=\"\",'Cost scenario - input'!$G61=\"\"),\"\",N76/'Cost scenario - input'!$G61),\"\")","v":""},{"$f":"IFERROR(IF(OR(O76=\"\",'Cost scenario - input'!$G61=\"\"),\"\",O76/'Cost scenario - input'!$G61),\"\")","v":""},{"$f":"IFERROR(IF(OR(P76=\"\",'Cost scenario - input'!$G61=\"\"),\"\",P76/'Cost scenario - input'!$G61),\"\")","v":""},{"$f":"IFERROR(IF(OR(Q76=\"\",'Cost scenario - input'!$G61=\"\"),\"\",Q76/'Cost scenario - input'!$G61),\"\")","v":""},{"$f":"IFERROR(IF(OR(R76=\"\",'Cost scenario - input'!$G61=\"\"),\"\",R76/'Cost scenario - input'!$G61),\"\")","v":""},{"$f":"IFERROR(IF(OR(S76=\"\",'Cost scenario - input'!$G61=\"\"),\"\",S76/'Cost scenario - input'!$G61),\"\")","v":""},{"$f":"IFERROR(IF(OR(T76=\"\",'Cost scenario - input'!$G61=\"\"),\"\",T76/'Cost scenario - input'!$G61),\"\")","v":""},{"$f":"IFERROR(IF(OR(U76=\"\",'Cost scenario - input'!$G61=\"\"),\"\",U76/'Cost scenario - input'!$G61),\"\")","v":""},{"$f":"IFERROR(IF(OR(V76=\"\",'Cost scenario - input'!$G61=\"\"),\"\",V76/'Cost scenario - input'!$G61),\"\")","v":""},{"$f":"IFERROR(IF(OR(W76=\"\",'Cost scenario - input'!$G61=\"\"),\"\",W76/'Cost scenario - input'!$G61),\"\")","v":""}]
[{"$f":"IFERROR('Cost scenario - input'!A62,\"\")","v":""},{"$f":"IFERROR('Cost scenario - input'!B62,\"\")","v":""},{"$f":"IFERROR('Cost scenario - input'!C62,\"\")","v":""},{"$f":"IFERROR(repcalc('Cost scenario - input'!$CY62:$GK62,'Cost scenario - input'!$J62,'Cost scenario - input'!$H62,'Cost scenario - input'!$I62,20,TRUE,TRUE),\"\")","v":""},"","","","","","","","","","","","","","","","","","","",{"$f":"IFERROR(IF(OR(D77=\"\",'Cost scenario - input'!$G62=\"\"),\"\",D77/'Cost scenario - input'!$G62),\"\")","v":""},{"$f":"IFERROR(IF(OR(E77=\"\",'Cost scenario - input'!$G62=\"\"),\"\",E77/'Cost scenario - input'!$G62),\"\")","v":""},{"$f":"IFERROR(IF(OR(F77=\"\",'Cost scenario - input'!$G62=\"\"),\"\",F77/'Cost scenario - input'!$G62),\"\")","v":""},{"$f":"IFERROR(IF(OR(G77=\"\",'Cost scenario - input'!$G62=\"\"),\"\",G77/'Cost scenario - input'!$G62),\"\")","v":""},{"$f":"IFERROR(IF(OR(H77=\"\",'Cost scenario - input'!$G62=\"\"),\"\",H77/'Cost scenario - input'!$G62),\"\")","v":""},{"$f":"IFERROR(IF(OR(I77=\"\",'Cost scenario - input'!$G62=\"\"),\"\",I77/'Cost scenario - input'!$G62),\"\")","v":""},{"$f":"IFERROR(IF(OR(J77=\"\",'Cost scenario - input'!$G62=\"\"),\"\",J77/'Cost scenario - input'!$G62),\"\")","v":""},{"$f":"IFERROR(IF(OR(K77=\"\",'Cost scenario - input'!$G62=\"\"),\"\",K77/'Cost scenario - input'!$G62),\"\")","v":""},{"$f":"IFERROR(IF(OR(L77=\"\",'Cost scenario - input'!$G62=\"\"),\"\",L77/'Cost scenario - input'!$G62),\"\")","v":""},{"$f":"IFERROR(IF(OR(M77=\"\",'Cost scenario - input'!$G62=\"\"),\"\",M77/'Cost scenario - input'!$G62),\"\")","v":""},{"$f":"IFERROR(IF(OR(N77=\"\",'Cost scenario - input'!$G62=\"\"),\"\",N77/'Cost scenario - input'!$G62),\"\")","v":""},{"$f":"IFERROR(IF(OR(O77=\"\",'Cost scenario - input'!$G62=\"\"),\"\",O77/'Cost scenario - input'!$G62),\"\")","v":""},{"$f":"IFERROR(IF(OR(P77=\"\",'Cost scenario - input'!$G62=\"\"),\"\",P77/'Cost scenario - input'!$G62),\"\")","v":""},{"$f":"IFERROR(IF(OR(Q77=\"\",'Cost scenario - input'!$G62=\"\"),\"\",Q77/'Cost scenario - input'!$G62),\"\")","v":""},{"$f":"IFERROR(IF(OR(R77=\"\",'Cost scenario - input'!$G62=\"\"),\"\",R77/'Cost scenario - input'!$G62),\"\")","v":""},{"$f":"IFERROR(IF(OR(S77=\"\",'Cost scenario - input'!$G62=\"\"),\"\",S77/'Cost scenario - input'!$G62),\"\")","v":""},{"$f":"IFERROR(IF(OR(T77=\"\",'Cost scenario - input'!$G62=\"\"),\"\",T77/'Cost scenario - input'!$G62),\"\")","v":""},{"$f":"IFERROR(IF(OR(U77=\"\",'Cost scenario - input'!$G62=\"\"),\"\",U77/'Cost scenario - input'!$G62),\"\")","v":""},{"$f":"IFERROR(IF(OR(V77=\"\",'Cost scenario - input'!$G62=\"\"),\"\",V77/'Cost scenario - input'!$G62),\"\")","v":""},{"$f":"IFERROR(IF(OR(W77=\"\",'Cost scenario - input'!$G62=\"\"),\"\",W77/'Cost scenario - input'!$G62),\"\")","v":""}]
[{"$f":"IFERROR('Cost scenario - input'!A63,\"\")","v":""},{"$f":"IFERROR('Cost scenario - input'!B63,\"\")","v":""},{"$f":"IFERROR('Cost scenario - input'!C63,\"\")","v":""},{"$f":"IFERROR(repcalc('Cost scenario - input'!$CY63:$GK63,'Cost scenario - input'!$J63,'Cost scenario - input'!$H63,'Cost scenario - input'!$I63,20,TRUE,TRUE),\"\")","v":""},"","","","","","","","","","","","","","","","","","","",{"$f":"IFERROR(IF(OR(D78=\"\",'Cost scenario - input'!$G63=\"\"),\"\",D78/'Cost scenario - input'!$G63),\"\")","v":""},{"$f":"IFERROR(IF(OR(E78=\"\",'Cost scenario - input'!$G63=\"\"),\"\",E78/'Cost scenario - input'!$G63),\"\")","v":""},{"$f":"IFERROR(IF(OR(F78=\"\",'Cost scenario - input'!$G63=\"\"),\"\",F78/'Cost scenario - input'!$G63),\"\")","v":""},{"$f":"IFERROR(IF(OR(G78=\"\",'Cost scenario - input'!$G63=\"\"),\"\",G78/'Cost scenario - input'!$G63),\"\")","v":""},{"$f":"IFERROR(IF(OR(H78=\"\",'Cost scenario - input'!$G63=\"\"),\"\",H78/'Cost scenario - input'!$G63),\"\")","v":""},{"$f":"IFERROR(IF(OR(I78=\"\",'Cost scenario - input'!$G63=\"\"),\"\",I78/'Cost scenario - input'!$G63),\"\")","v":""},{"$f":"IFERROR(IF(OR(J78=\"\",'Cost scenario - input'!$G63=\"\"),\"\",J78/'Cost scenario - input'!$G63),\"\")","v":""},{"$f":"IFERROR(IF(OR(K78=\"\",'Cost scenario - input'!$G63=\"\"),\"\",K78/'Cost scenario - input'!$G63),\"\")","v":""},{"$f":"IFERROR(IF(OR(L78=\"\",'Cost scenario - input'!$G63=\"\"),\"\",L78/'Cost scenario - input'!$G63),\"\")","v":""},{"$f":"IFERROR(IF(OR(M78=\"\",'Cost scenario - input'!$G63=\"\"),\"\",M78/'Cost scenario - input'!$G63),\"\")","v":""},{"$f":"IFERROR(IF(OR(N78=\"\",'Cost scenario - input'!$G63=\"\"),\"\",N78/'Cost scenario - input'!$G63),\"\")","v":""},{"$f":"IFERROR(IF(OR(O78=\"\",'Cost scenario - input'!$G63=\"\"),\"\",O78/'Cost scenario - input'!$G63),\"\")","v":""},{"$f":"IFERROR(IF(OR(P78=\"\",'Cost scenario - input'!$G63=\"\"),\"\",P78/'Cost scenario - input'!$G63),\"\")","v":""},{"$f":"IFERROR(IF(OR(Q78=\"\",'Cost scenario - input'!$G63=\"\"),\"\",Q78/'Cost scenario - input'!$G63),\"\")","v":""},{"$f":"IFERROR(IF(OR(R78=\"\",'Cost scenario - input'!$G63=\"\"),\"\",R78/'Cost scenario - input'!$G63),\"\")","v":""},{"$f":"IFERROR(IF(OR(S78=\"\",'Cost scenario - input'!$G63=\"\"),\"\",S78/'Cost scenario - input'!$G63),\"\")","v":""},{"$f":"IFERROR(IF(OR(T78=\"\",'Cost scenario - input'!$G63=\"\"),\"\",T78/'Cost scenario - input'!$G63),\"\")","v":""},{"$f":"IFERROR(IF(OR(U78=\"\",'Cost scenario - input'!$G63=\"\"),\"\",U78/'Cost scenario - input'!$G63),\"\")","v":""},{"$f":"IFERROR(IF(OR(V78=\"\",'Cost scenario - input'!$G63=\"\"),\"\",V78/'Cost scenario - input'!$G63),\"\")","v":""},{"$f":"IFERROR(IF(OR(W78=\"\",'Cost scenario - input'!$G63=\"\"),\"\",W78/'Cost scenario - input'!$G63),\"\")","v":""}]
[{"$f":"IFERROR('Cost scenario - input'!A64,\"\")","v":""},{"$f":"IFERROR('Cost scenario - input'!B64,\"\")","v":""},{"$f":"IFERROR('Cost scenario - input'!C64,\"\")","v":""},{"$f":"IFERROR(repcalc('Cost scenario - input'!$CY64:$GK64,'Cost scenario - input'!$J64,'Cost scenario - input'!$H64,'Cost scenario - input'!$I64,20,TRUE,TRUE),\"\")","v":""},"","","","","","","","","","","","","","","","","","","",{"$f":"IFERROR(IF(OR(D79=\"\",'Cost scenario - input'!$G64=\"\"),\"\",D79/'Cost scenario - input'!$G64),\"\")","v":""},{"$f":"IFERROR(IF(OR(E79=\"\",'Cost scenario - input'!$G64=\"\"),\"\",E79/'Cost scenario - input'!$G64),\"\")","v":""},{"$f":"IFERROR(IF(OR(F79=\"\",'Cost scenario - input'!$G64=\"\"),\"\",F79/'Cost scenario - input'!$G64),\"\")","v":""},{"$f":"IFERROR(IF(OR(G79=\"\",'Cost scenario - input'!$G64=\"\"),\"\",G79/'Cost scenario - input'!$G64),\"\")","v":""},{"$f":"IFERROR(IF(OR(H79=\"\",'Cost scenario - input'!$G64=\"\"),\"\",H79/'Cost scenario - input'!$G64),\"\")","v":""},{"$f":"IFERROR(IF(OR(I79=\"\",'Cost scenario - input'!$G64=\"\"),\"\",I79/'Cost scenario - input'!$G64),\"\")","v":""},{"$f":"IFERROR(IF(OR(J79=\"\",'Cost scenario - input'!$G64=\"\"),\"\",J79/'Cost scenario - input'!$G64),\"\")","v":""},{"$f":"IFERROR(IF(OR(K79=\"\",'Cost scenario - input'!$G64=\"\"),\"\",K79/'Cost scenario - input'!$G64),\"\")","v":""},{"$f":"IFERROR(IF(OR(L79=\"\",'Cost scenario - input'!$G64=\"\"),\"\",L79/'Cost scenario - input'!$G64),\"\")","v":""},{"$f":"IFERROR(IF(OR(M79=\"\",'Cost scenario - input'!$G64=\"\"),\"\",M79/'Cost scenario - input'!$G64),\"\")","v":""},{"$f":"IFERROR(IF(OR(N79=\"\",'Cost scenario - input'!$G64=\"\"),\"\",N79/'Cost scenario - input'!$G64),\"\")","v":""},{"$f":"IFERROR(IF(OR(O79=\"\",'Cost scenario - input'!$G64=\"\"),\"\",O79/'Cost scenario - input'!$G64),\"\")","v":""},{"$f":"IFERROR(IF(OR(P79=\"\",'Cost scenario - input'!$G64=\"\"),\"\",P79/'Cost scenario - input'!$G64),\"\")","v":""},{"$f":"IFERROR(IF(OR(Q79=\"\",'Cost scenario - input'!$G64=\"\"),\"\",Q79/'Cost scenario - input'!$G64),\"\")","v":""},{"$f":"IFERROR(IF(OR(R79=\"\",'Cost scenario - input'!$G64=\"\"),\"\",R79/'Cost scenario - input'!$G64),\"\")","v":""},{"$f":"IFERROR(IF(OR(S79=\"\",'Cost scenario - input'!$G64=\"\"),\"\",S79/'Cost scenario - input'!$G64),\"\")","v":""},{"$f":"IFERROR(IF(OR(T79=\"\",'Cost scenario - input'!$G64=\"\"),\"\",T79/'Cost scenario - input'!$G64),\"\")","v":""},{"$f":"IFERROR(IF(OR(U79=\"\",'Cost scenario - input'!$G64=\"\"),\"\",U79/'Cost scenario - input'!$G64),\"\")","v":""},{"$f":"IFERROR(IF(OR(V79=\"\",'Cost scenario - input'!$G64=\"\"),\"\",V79/'Cost scenario - input'!$G64),\"\")","v":""},{"$f":"IFERROR(IF(OR(W79=\"\",'Cost scenario - input'!$G64=\"\"),\"\",W79/'Cost scenario - input'!$G64),\"\")","v":""}]
[{"$f":"IFERROR('Cost scenario - input'!A65,\"\")","v":""},{"$f":"IFERROR('Cost scenario - input'!B65,\"\")","v":""},{"$f":"IFERROR('Cost scenario - input'!C65,\"\")","v":""},{"$f":"IFERROR(repcalc('Cost scenario - input'!$CY65:$GK65,'Cost scenario - input'!$J65,'Cost scenario - input'!$H65,'Cost scenario - input'!$I65,20,TRUE,TRUE),\"\")","v":""},"","","","","","","","","","","","","","","","","","","",{"$f":"IFERROR(IF(OR(D80=\"\",'Cost scenario - input'!$G65=\"\"),\"\",D80/'Cost scenario - input'!$G65),\"\")","v":""},{"$f":"IFERROR(IF(OR(E80=\"\",'Cost scenario - input'!$G65=\"\"),\"\",E80/'Cost scenario - input'!$G65),\"\")","v":""},{"$f":"IFERROR(IF(OR(F80=\"\",'Cost scenario - input'!$G65=\"\"),\"\",F80/'Cost scenario - input'!$G65),\"\")","v":""},{"$f":"IFERROR(IF(OR(G80=\"\",'Cost scenario - input'!$G65=\"\"),\"\",G80/'Cost scenario - input'!$G65),\"\")","v":""},{"$f":"IFERROR(IF(OR(H80=\"\",'Cost scenario - input'!$G65=\"\"),\"\",H80/'Cost scenario - input'!$G65),\"\")","v":""},{"$f":"IFERROR(IF(OR(I80=\"\",'Cost scenario - input'!$G65=\"\"),\"\",I80/'Cost scenario - input'!$G65),\"\")","v":""},{"$f":"IFERROR(IF(OR(J80=\"\",'Cost scenario - input'!$G65=\"\"),\"\",J80/'Cost scenario - input'!$G65),\"\")","v":""},{"$f":"IFERROR(IF(OR(K80=\"\",'Cost scenario - input'!$G65=\"\"),\"\",K80/'Cost scenario - input'!$G65),\"\")","v":""},{"$f":"IFERROR(IF(OR(L80=\"\",'Cost scenario - input'!$G65=\"\"),\"\",L80/'Cost scenario - input'!$G65),\"\")","v":""},{"$f":"IFERROR(IF(OR(M80=\"\",'Cost scenario - input'!$G65=\"\"),\"\",M80/'Cost scenario - input'!$G65),\"\")","v":""},{"$f":"IFERROR(IF(OR(N80=\"\",'Cost scenario - input'!$G65=\"\"),\"\",N80/'Cost scenario - input'!$G65),\"\")","v":""},{"$f":"IFERROR(IF(OR(O80=\"\",'Cost scenario - input'!$G65=\"\"),\"\",O80/'Cost scenario - input'!$G65),\"\")","v":""},{"$f":"IFERROR(IF(OR(P80=\"\",'Cost scenario - input'!$G65=\"\"),\"\",P80/'Cost scenario - input'!$G65),\"\")","v":""},{"$f":"IFERROR(IF(OR(Q80=\"\",'Cost scenario - input'!$G65=\"\"),\"\",Q80/'Cost scenario - input'!$G65),\"\")","v":""},{"$f":"IFERROR(IF(OR(R80=\"\",'Cost scenario - input'!$G65=\"\"),\"\",R80/'Cost scenario - input'!$G65),\"\")","v":""},{"$f":"IFERROR(IF(OR(S80=\"\",'Cost scenario - input'!$G65=\"\"),\"\",S80/'Cost scenario - input'!$G65),\"\")","v":""},{"$f":"IFERROR(IF(OR(T80=\"\",'Cost scenario - input'!$G65=\"\"),\"\",T80/'Cost scenario - input'!$G65),\"\")","v":""},{"$f":"IFERROR(IF(OR(U80=\"\",'Cost scenario - input'!$G65=\"\"),\"\",U80/'Cost scenario - input'!$G65),\"\")","v":""},{"$f":"IFERROR(IF(OR(V80=\"\",'Cost scenario - input'!$G65=\"\"),\"\",V80/'Cost scenario - input'!$G65),\"\")","v":""},{"$f":"IFERROR(IF(OR(W80=\"\",'Cost scenario - input'!$G65=\"\"),\"\",W80/'Cost scenario - input'!$G65),\"\")","v":""}]
[{"$f":"IFERROR('Cost scenario - input'!A66,\"\")","v":""},{"$f":"IFERROR('Cost scenario - input'!B66,\"\")","v":""},{"$f":"IFERROR('Cost scenario - input'!C66,\"\")","v":""},{"$f":"IFERROR(repcalc('Cost scenario - input'!$CY66:$GK66,'Cost scenario - input'!$J66,'Cost scenario - input'!$H66,'Cost scenario - input'!$I66,20,TRUE,TRUE),\"\")","v":""},"","","","","","","","","","","","","","","","","","","",{"$f":"IFERROR(IF(OR(D81=\"\",'Cost scenario - input'!$G66=\"\"),\"\",D81/'Cost scenario - input'!$G66),\"\")","v":""},{"$f":"IFERROR(IF(OR(E81=\"\",'Cost scenario - input'!$G66=\"\"),\"\",E81/'Cost scenario - input'!$G66),\"\")","v":""},{"$f":"IFERROR(IF(OR(F81=\"\",'Cost scenario - input'!$G66=\"\"),\"\",F81/'Cost scenario - input'!$G66),\"\")","v":""},{"$f":"IFERROR(IF(OR(G81=\"\",'Cost scenario - input'!$G66=\"\"),\"\",G81/'Cost scenario - input'!$G66),\"\")","v":""},{"$f":"IFERROR(IF(OR(H81=\"\",'Cost scenario - input'!$G66=\"\"),\"\",H81/'Cost scenario - input'!$G66),\"\")","v":""},{"$f":"IFERROR(IF(OR(I81=\"\",'Cost scenario - input'!$G66=\"\"),\"\",I81/'Cost scenario - input'!$G66),\"\")","v":""},{"$f":"IFERROR(IF(OR(J81=\"\",'Cost scenario - input'!$G66=\"\"),\"\",J81/'Cost scenario - input'!$G66),\"\")","v":""},{"$f":"IFERROR(IF(OR(K81=\"\",'Cost scenario - input'!$G66=\"\"),\"\",K81/'Cost scenario - input'!$G66),\"\")","v":""},{"$f":"IFERROR(IF(OR(L81=\"\",'Cost scenario - input'!$G66=\"\"),\"\",L81/'Cost scenario - input'!$G66),\"\")","v":""},{"$f":"IFERROR(IF(OR(M81=\"\",'Cost scenario - input'!$G66=\"\"),\"\",M81/'Cost scenario - input'!$G66),\"\")","v":""},{"$f":"IFERROR(IF(OR(N81=\"\",'Cost scenario - input'!$G66=\"\"),\"\",N81/'Cost scenario - input'!$G66),\"\")","v":""},{"$f":"IFERROR(IF(OR(O81=\"\",'Cost scenario - input'!$G66=\"\"),\"\",O81/'Cost scenario - input'!$G66),\"\")","v":""},{"$f":"IFERROR(IF(OR(P81=\"\",'Cost scenario - input'!$G66=\"\"),\"\",P81/'Cost scenario - input'!$G66),\"\")","v":""},{"$f":"IFERROR(IF(OR(Q81=\"\",'Cost scenario - input'!$G66=\"\"),\"\",Q81/'Cost scenario - input'!$G66),\"\")","v":""},{"$f":"IFERROR(IF(OR(R81=\"\",'Cost scenario - input'!$G66=\"\"),\"\",R81/'Cost scenario - input'!$G66),\"\")","v":""},{"$f":"IFERROR(IF(OR(S81=\"\",'Cost scenario - input'!$G66=\"\"),\"\",S81/'Cost scenario - input'!$G66),\"\")","v":""},{"$f":"IFERROR(IF(OR(T81=\"\",'Cost scenario - input'!$G66=\"\"),\"\",T81/'Cost scenario - input'!$G66),\"\")","v":""},{"$f":"IFERROR(IF(OR(U81=\"\",'Cost scenario - input'!$G66=\"\"),\"\",U81/'Cost scenario - input'!$G66),\"\")","v":""},{"$f":"IFERROR(IF(OR(V81=\"\",'Cost scenario - input'!$G66=\"\"),\"\",V81/'Cost scenario - input'!$G66),\"\")","v":""},{"$f":"IFERROR(IF(OR(W81=\"\",'Cost scenario - input'!$G66=\"\"),\"\",W81/'Cost scenario - input'!$G66),\"\")","v":""}]
[{"$f":"IFERROR('Cost scenario - input'!A67,\"\")","v":""},{"$f":"IFERROR('Cost scenario - input'!B67,\"\")","v":""},{"$f":"IFERROR('Cost scenario - input'!C67,\"\")","v":""},{"$f":"IFERROR(repcalc('Cost scenario - input'!$CY67:$GK67,'Cost scenario - input'!$J67,'Cost scenario - input'!$H67,'Cost scenario - input'!$I67,20,TRUE,TRUE),\"\")","v":""},"","","","","","","","","","","","","","","","","","","",{"$f":"IFERROR(IF(OR(D82=\"\",'Cost scenario - input'!$G67=\"\"),\"\",D82/'Cost scenario - input'!$G67),\"\")","v":""},{"$f":"IFERROR(IF(OR(E82=\"\",'Cost scenario - input'!$G67=\"\"),\"\",E82/'Cost scenario - input'!$G67),\"\")","v":""},{"$f":"IFERROR(IF(OR(F82=\"\",'Cost scenario - input'!$G67=\"\"),\"\",F82/'Cost scenario - input'!$G67),\"\")","v":""},{"$f":"IFERROR(IF(OR(G82=\"\",'Cost scenario - input'!$G67=\"\"),\"\",G82/'Cost scenario - input'!$G67),\"\")","v":""},{"$f":"IFERROR(IF(OR(H82=\"\",'Cost scenario - input'!$G67=\"\"),\"\",H82/'Cost scenario - input'!$G67),\"\")","v":""},{"$f":"IFERROR(IF(OR(I82=\"\",'Cost scenario - input'!$G67=\"\"),\"\",I82/'Cost scenario - input'!$G67),\"\")","v":""},{"$f":"IFERROR(IF(OR(J82=\"\",'Cost scenario - input'!$G67=\"\"),\"\",J82/'Cost scenario - input'!$G67),\"\")","v":""},{"$f":"IFERROR(IF(OR(K82=\"\",'Cost scenario - input'!$G67=\"\"),\"\",K82/'Cost scenario - input'!$G67),\"\")","v":""},{"$f":"IFERROR(IF(OR(L82=\"\",'Cost scenario - input'!$G67=\"\"),\"\",L82/'Cost scenario - input'!$G67),\"\")","v":""},{"$f":"IFERROR(IF(OR(M82=\"\",'Cost scenario - input'!$G67=\"\"),\"\",M82/'Cost scenario - input'!$G67),\"\")","v":""},{"$f":"IFERROR(IF(OR(N82=\"\",'Cost scenario - input'!$G67=\"\"),\"\",N82/'Cost scenario - input'!$G67),\"\")","v":""},{"$f":"IFERROR(IF(OR(O82=\"\",'Cost scenario - input'!$G67=\"\"),\"\",O82/'Cost scenario - input'!$G67),\"\")","v":""},{"$f":"IFERROR(IF(OR(P82=\"\",'Cost scenario - input'!$G67=\"\"),\"\",P82/'Cost scenario - input'!$G67),\"\")","v":""},{"$f":"IFERROR(IF(OR(Q82=\"\",'Cost scenario - input'!$G67=\"\"),\"\",Q82/'Cost scenario - input'!$G67),\"\")","v":""},{"$f":"IFERROR(IF(OR(R82=\"\",'Cost scenario - input'!$G67=\"\"),\"\",R82/'Cost scenario - input'!$G67),\"\")","v":""},{"$f":"IFERROR(IF(OR(S82=\"\",'Cost scenario - input'!$G67=\"\"),\"\",S82/'Cost scenario - input'!$G67),\"\")","v":""},{"$f":"IFERROR(IF(OR(T82=\"\",'Cost scenario - input'!$G67=\"\"),\"\",T82/'Cost scenario - input'!$G67),\"\")","v":""},{"$f":"IFERROR(IF(OR(U82=\"\",'Cost scenario - input'!$G67=\"\"),\"\",U82/'Cost scenario - input'!$G67),\"\")","v":""},{"$f":"IFERROR(IF(OR(V82=\"\",'Cost scenario - input'!$G67=\"\"),\"\",V82/'Cost scenario - input'!$G67),\"\")","v":""},{"$f":"IFERROR(IF(OR(W82=\"\",'Cost scenario - input'!$G67=\"\"),\"\",W82/'Cost scenario - input'!$G67),\"\")","v":""}]
[{"$f":"IFERROR('Cost scenario - input'!A68,\"\")","v":""},{"$f":"IFERROR('Cost scenario - input'!B68,\"\")","v":""},{"$f":"IFERROR('Cost scenario - input'!C68,\"\")","v":""},{"$f":"IFERROR(repcalc('Cost scenario - input'!$CY68:$GK68,'Cost scenario - input'!$J68,'Cost scenario - input'!$H68,'Cost scenario - input'!$I68,20,TRUE,TRUE),\"\")","v":""},"","","","","","","","","","","","","","","","","","","",{"$f":"IFERROR(IF(OR(D83=\"\",'Cost scenario - input'!$G68=\"\"),\"\",D83/'Cost scenario - input'!$G68),\"\")","v":""},{"$f":"IFERROR(IF(OR(E83=\"\",'Cost scenario - input'!$G68=\"\"),\"\",E83/'Cost scenario - input'!$G68),\"\")","v":""},{"$f":"IFERROR(IF(OR(F83=\"\",'Cost scenario - input'!$G68=\"\"),\"\",F83/'Cost scenario - input'!$G68),\"\")","v":""},{"$f":"IFERROR(IF(OR(G83=\"\",'Cost scenario - input'!$G68=\"\"),\"\",G83/'Cost scenario - input'!$G68),\"\")","v":""},{"$f":"IFERROR(IF(OR(H83=\"\",'Cost scenario - input'!$G68=\"\"),\"\",H83/'Cost scenario - input'!$G68),\"\")","v":""},{"$f":"IFERROR(IF(OR(I83=\"\",'Cost scenario - input'!$G68=\"\"),\"\",I83/'Cost scenario - input'!$G68),\"\")","v":""},{"$f":"IFERROR(IF(OR(J83=\"\",'Cost scenario - input'!$G68=\"\"),\"\",J83/'Cost scenario - input'!$G68),\"\")","v":""},{"$f":"IFERROR(IF(OR(K83=\"\",'Cost scenario - input'!$G68=\"\"),\"\",K83/'Cost scenario - input'!$G68),\"\")","v":""},{"$f":"IFERROR(IF(OR(L83=\"\",'Cost scenario - input'!$G68=\"\"),\"\",L83/'Cost scenario - input'!$G68),\"\")","v":""},{"$f":"IFERROR(IF(OR(M83=\"\",'Cost scenario - input'!$G68=\"\"),\"\",M83/'Cost scenario - input'!$G68),\"\")","v":""},{"$f":"IFERROR(IF(OR(N83=\"\",'Cost scenario - input'!$G68=\"\"),\"\",N83/'Cost scenario - input'!$G68),\"\")","v":""},{"$f":"IFERROR(IF(OR(O83=\"\",'Cost scenario - input'!$G68=\"\"),\"\",O83/'Cost scenario - input'!$G68),\"\")","v":""},{"$f":"IFERROR(IF(OR(P83=\"\",'Cost scenario - input'!$G68=\"\"),\"\",P83/'Cost scenario - input'!$G68),\"\")","v":""},{"$f":"IFERROR(IF(OR(Q83=\"\",'Cost scenario - input'!$G68=\"\"),\"\",Q83/'Cost scenario - input'!$G68),\"\")","v":""},{"$f":"IFERROR(IF(OR(R83=\"\",'Cost scenario - input'!$G68=\"\"),\"\",R83/'Cost scenario - input'!$G68),\"\")","v":""},{"$f":"IFERROR(IF(OR(S83=\"\",'Cost scenario - input'!$G68=\"\"),\"\",S83/'Cost scenario - input'!$G68),\"\")","v":""},{"$f":"IFERROR(IF(OR(T83=\"\",'Cost scenario - input'!$G68=\"\"),\"\",T83/'Cost scenario - input'!$G68),\"\")","v":""},{"$f":"IFERROR(IF(OR(U83=\"\",'Cost scenario - input'!$G68=\"\"),\"\",U83/'Cost scenario - input'!$G68),\"\")","v":""},{"$f":"IFERROR(IF(OR(V83=\"\",'Cost scenario - input'!$G68=\"\"),\"\",V83/'Cost scenario - input'!$G68),\"\")","v":""},{"$f":"IFERROR(IF(OR(W83=\"\",'Cost scenario - input'!$G68=\"\"),\"\",W83/'Cost scenario - input'!$G68),\"\")","v":""}]
[{"$f":"IFERROR('Cost scenario - input'!A69,\"\")","v":""},{"$f":"IFERROR('Cost scenario - input'!B69,\"\")","v":""},{"$f":"IFERROR('Cost scenario - input'!C69,\"\")","v":""},{"$f":"IFERROR(repcalc('Cost scenario - input'!$CY69:$GK69,'Cost scenario - input'!$J69,'Cost scenario - input'!$H69,'Cost scenario - input'!$I69,20,TRUE,TRUE),\"\")","v":""},"","","","","","","","","","","","","","","","","","","",{"$f":"IFERROR(IF(OR(D84=\"\",'Cost scenario - input'!$G69=\"\"),\"\",D84/'Cost scenario - input'!$G69),\"\")","v":""},{"$f":"IFERROR(IF(OR(E84=\"\",'Cost scenario - input'!$G69=\"\"),\"\",E84/'Cost scenario - input'!$G69),\"\")","v":""},{"$f":"IFERROR(IF(OR(F84=\"\",'Cost scenario - input'!$G69=\"\"),\"\",F84/'Cost scenario - input'!$G69),\"\")","v":""},{"$f":"IFERROR(IF(OR(G84=\"\",'Cost scenario - input'!$G69=\"\"),\"\",G84/'Cost scenario - input'!$G69),\"\")","v":""},{"$f":"IFERROR(IF(OR(H84=\"\",'Cost scenario - input'!$G69=\"\"),\"\",H84/'Cost scenario - input'!$G69),\"\")","v":""},{"$f":"IFERROR(IF(OR(I84=\"\",'Cost scenario - input'!$G69=\"\"),\"\",I84/'Cost scenario - input'!$G69),\"\")","v":""},{"$f":"IFERROR(IF(OR(J84=\"\",'Cost scenario - input'!$G69=\"\"),\"\",J84/'Cost scenario - input'!$G69),\"\")","v":""},{"$f":"IFERROR(IF(OR(K84=\"\",'Cost scenario - input'!$G69=\"\"),\"\",K84/'Cost scenario - input'!$G69),\"\")","v":""},{"$f":"IFERROR(IF(OR(L84=\"\",'Cost scenario - input'!$G69=\"\"),\"\",L84/'Cost scenario - input'!$G69),\"\")","v":""},{"$f":"IFERROR(IF(OR(M84=\"\",'Cost scenario - input'!$G69=\"\"),\"\",M84/'Cost scenario - input'!$G69),\"\")","v":""},{"$f":"IFERROR(IF(OR(N84=\"\",'Cost scenario - input'!$G69=\"\"),\"\",N84/'Cost scenario - input'!$G69),\"\")","v":""},{"$f":"IFERROR(IF(OR(O84=\"\",'Cost scenario - input'!$G69=\"\"),\"\",O84/'Cost scenario - input'!$G69),\"\")","v":""},{"$f":"IFERROR(IF(OR(P84=\"\",'Cost scenario - input'!$G69=\"\"),\"\",P84/'Cost scenario - input'!$G69),\"\")","v":""},{"$f":"IFERROR(IF(OR(Q84=\"\",'Cost scenario - input'!$G69=\"\"),\"\",Q84/'Cost scenario - input'!$G69),\"\")","v":""},{"$f":"IFERROR(IF(OR(R84=\"\",'Cost scenario - input'!$G69=\"\"),\"\",R84/'Cost scenario - input'!$G69),\"\")","v":""},{"$f":"IFERROR(IF(OR(S84=\"\",'Cost scenario - input'!$G69=\"\"),\"\",S84/'Cost scenario - input'!$G69),\"\")","v":""},{"$f":"IFERROR(IF(OR(T84=\"\",'Cost scenario - input'!$G69=\"\"),\"\",T84/'Cost scenario - input'!$G69),\"\")","v":""},{"$f":"IFERROR(IF(OR(U84=\"\",'Cost scenario - input'!$G69=\"\"),\"\",U84/'Cost scenario - input'!$G69),\"\")","v":""},{"$f":"IFERROR(IF(OR(V84=\"\",'Cost scenario - input'!$G69=\"\"),\"\",V84/'Cost scenario - input'!$G69),\"\")","v":""},{"$f":"IFERROR(IF(OR(W84=\"\",'Cost scenario - input'!$G69=\"\"),\"\",W84/'Cost scenario - input'!$G69),\"\")","v":""}]
[{"$f":"IFERROR('Cost scenario - input'!A70,\"\")","v":""},{"$f":"IFERROR('Cost scenario - input'!B70,\"\")","v":""},{"$f":"IFERROR('Cost scenario - input'!C70,\"\")","v":""},{"$f":"IFERROR(repcalc('Cost scenario - input'!$CY70:$GK70,'Cost scenario - input'!$J70,'Cost scenario - input'!$H70,'Cost scenario - input'!$I70,20,TRUE,TRUE),\"\")","v":""},"","","","","","","","","","","","","","","","","","","",{"$f":"IFERROR(IF(OR(D85=\"\",'Cost scenario - input'!$G70=\"\"),\"\",D85/'Cost scenario - input'!$G70),\"\")","v":""},{"$f":"IFERROR(IF(OR(E85=\"\",'Cost scenario - input'!$G70=\"\"),\"\",E85/'Cost scenario - input'!$G70),\"\")","v":""},{"$f":"IFERROR(IF(OR(F85=\"\",'Cost scenario - input'!$G70=\"\"),\"\",F85/'Cost scenario - input'!$G70),\"\")","v":""},{"$f":"IFERROR(IF(OR(G85=\"\",'Cost scenario - input'!$G70=\"\"),\"\",G85/'Cost scenario - input'!$G70),\"\")","v":""},{"$f":"IFERROR(IF(OR(H85=\"\",'Cost scenario - input'!$G70=\"\"),\"\",H85/'Cost scenario - input'!$G70),\"\")","v":""},{"$f":"IFERROR(IF(OR(I85=\"\",'Cost scenario - input'!$G70=\"\"),\"\",I85/'Cost scenario - input'!$G70),\"\")","v":""},{"$f":"IFERROR(IF(OR(J85=\"\",'Cost scenario - input'!$G70=\"\"),\"\",J85/'Cost scenario - input'!$G70),\"\")","v":""},{"$f":"IFERROR(IF(OR(K85=\"\",'Cost scenario - input'!$G70=\"\"),\"\",K85/'Cost scenario - input'!$G70),\"\")","v":""},{"$f":"IFERROR(IF(OR(L85=\"\",'Cost scenario - input'!$G70=\"\"),\"\",L85/'Cost scenario - input'!$G70),\"\")","v":""},{"$f":"IFERROR(IF(OR(M85=\"\",'Cost scenario - input'!$G70=\"\"),\"\",M85/'Cost scenario - input'!$G70),\"\")","v":""},{"$f":"IFERROR(IF(OR(N85=\"\",'Cost scenario - input'!$G70=\"\"),\"\",N85/'Cost scenario - input'!$G70),\"\")","v":""},{"$f":"IFERROR(IF(OR(O85=\"\",'Cost scenario - input'!$G70=\"\"),\"\",O85/'Cost scenario - input'!$G70),\"\")","v":""},{"$f":"IFERROR(IF(OR(P85=\"\",'Cost scenario - input'!$G70=\"\"),\"\",P85/'Cost scenario - input'!$G70),\"\")","v":""},{"$f":"IFERROR(IF(OR(Q85=\"\",'Cost scenario - input'!$G70=\"\"),\"\",Q85/'Cost scenario - input'!$G70),\"\")","v":""},{"$f":"IFERROR(IF(OR(R85=\"\",'Cost scenario - input'!$G70=\"\"),\"\",R85/'Cost scenario - input'!$G70),\"\")","v":""},{"$f":"IFERROR(IF(OR(S85=\"\",'Cost scenario - input'!$G70=\"\"),\"\",S85/'Cost scenario - input'!$G70),\"\")","v":""},{"$f":"IFERROR(IF(OR(T85=\"\",'Cost scenario - input'!$G70=\"\"),\"\",T85/'Cost scenario - input'!$G70),\"\")","v":""},{"$f":"IFERROR(IF(OR(U85=\"\",'Cost scenario - input'!$G70=\"\"),\"\",U85/'Cost scenario - input'!$G70),\"\")","v":""},{"$f":"IFERROR(IF(OR(V85=\"\",'Cost scenario - input'!$G70=\"\"),\"\",V85/'Cost scenario - input'!$G70),\"\")","v":""},{"$f":"IFERROR(IF(OR(W85=\"\",'Cost scenario - input'!$G70=\"\"),\"\",W85/'Cost scenario - input'!$G70),\"\")","v":""}]
[{"$f":"IFERROR('Cost scenario - input'!A71,\"\")","v":""},{"$f":"IFERROR('Cost scenario - input'!B71,\"\")","v":""},{"$f":"IFERROR('Cost scenario - input'!C71,\"\")","v":""},{"$f":"IFERROR(repcalc('Cost scenario - input'!$CY71:$GK71,'Cost scenario - input'!$J71,'Cost scenario - input'!$H71,'Cost scenario - input'!$I71,20,TRUE,TRUE),\"\")","v":""},"","","","","","","","","","","","","","","","","","","",{"$f":"IFERROR(IF(OR(D86=\"\",'Cost scenario - input'!$G71=\"\"),\"\",D86/'Cost scenario - input'!$G71),\"\")","v":""},{"$f":"IFERROR(IF(OR(E86=\"\",'Cost scenario - input'!$G71=\"\"),\"\",E86/'Cost scenario - input'!$G71),\"\")","v":""},{"$f":"IFERROR(IF(OR(F86=\"\",'Cost scenario - input'!$G71=\"\"),\"\",F86/'Cost scenario - input'!$G71),\"\")","v":""},{"$f":"IFERROR(IF(OR(G86=\"\",'Cost scenario - input'!$G71=\"\"),\"\",G86/'Cost scenario - input'!$G71),\"\")","v":""},{"$f":"IFERROR(IF(OR(H86=\"\",'Cost scenario - input'!$G71=\"\"),\"\",H86/'Cost scenario - input'!$G71),\"\")","v":""},{"$f":"IFERROR(IF(OR(I86=\"\",'Cost scenario - input'!$G71=\"\"),\"\",I86/'Cost scenario - input'!$G71),\"\")","v":""},{"$f":"IFERROR(IF(OR(J86=\"\",'Cost scenario - input'!$G71=\"\"),\"\",J86/'Cost scenario - input'!$G71),\"\")","v":""},{"$f":"IFERROR(IF(OR(K86=\"\",'Cost scenario - input'!$G71=\"\"),\"\",K86/'Cost scenario - input'!$G71),\"\")","v":""},{"$f":"IFERROR(IF(OR(L86=\"\",'Cost scenario - input'!$G71=\"\"),\"\",L86/'Cost scenario - input'!$G71),\"\")","v":""},{"$f":"IFERROR(IF(OR(M86=\"\",'Cost scenario - input'!$G71=\"\"),\"\",M86/'Cost scenario - input'!$G71),\"\")","v":""},{"$f":"IFERROR(IF(OR(N86=\"\",'Cost scenario - input'!$G71=\"\"),\"\",N86/'Cost scenario - input'!$G71),\"\")","v":""},{"$f":"IFERROR(IF(OR(O86=\"\",'Cost scenario - input'!$G71=\"\"),\"\",O86/'Cost scenario - input'!$G71),\"\")","v":""},{"$f":"IFERROR(IF(OR(P86=\"\",'Cost scenario - input'!$G71=\"\"),\"\",P86/'Cost scenario - input'!$G71),\"\")","v":""},{"$f":"IFERROR(IF(OR(Q86=\"\",'Cost scenario - input'!$G71=\"\"),\"\",Q86/'Cost scenario - input'!$G71),\"\")","v":""},{"$f":"IFERROR(IF(OR(R86=\"\",'Cost scenario - input'!$G71=\"\"),\"\",R86/'Cost scenario - input'!$G71),\"\")","v":""},{"$f":"IFERROR(IF(OR(S86=\"\",'Cost scenario - input'!$G71=\"\"),\"\",S86/'Cost scenario - input'!$G71),\"\")","v":""},{"$f":"IFERROR(IF(OR(T86=\"\",'Cost scenario - input'!$G71=\"\"),\"\",T86/'Cost scenario - input'!$G71),\"\")","v":""},{"$f":"IFERROR(IF(OR(U86=\"\",'Cost scenario - input'!$G71=\"\"),\"\",U86/'Cost scenario - input'!$G71),\"\")","v":""},{"$f":"IFERROR(IF(OR(V86=\"\",'Cost scenario - input'!$G71=\"\"),\"\",V86/'Cost scenario - input'!$G71),\"\")","v":""},{"$f":"IFERROR(IF(OR(W86=\"\",'Cost scenario - input'!$G71=\"\"),\"\",W86/'Cost scenario - input'!$G71),\"\")","v":""}]
[{"$f":"IFERROR('Cost scenario - input'!A72,\"\")","v":""},{"$f":"IFERROR('Cost scenario - input'!B72,\"\")","v":""},{"$f":"IFERROR('Cost scenario - input'!C72,\"\")","v":""},{"$f":"IFERROR(repcalc('Cost scenario - input'!$CY72:$GK72,'Cost scenario - input'!$J72,'Cost scenario - input'!$H72,'Cost scenario - input'!$I72,20,TRUE,TRUE),\"\")","v":""},"","","","","","","","","","","","","","","","","","","",{"$f":"IFERROR(IF(OR(D87=\"\",'Cost scenario - input'!$G72=\"\"),\"\",D87/'Cost scenario - input'!$G72),\"\")","v":""},{"$f":"IFERROR(IF(OR(E87=\"\",'Cost scenario - input'!$G72=\"\"),\"\",E87/'Cost scenario - input'!$G72),\"\")","v":""},{"$f":"IFERROR(IF(OR(F87=\"\",'Cost scenario - input'!$G72=\"\"),\"\",F87/'Cost scenario - input'!$G72),\"\")","v":""},{"$f":"IFERROR(IF(OR(G87=\"\",'Cost scenario - input'!$G72=\"\"),\"\",G87/'Cost scenario - input'!$G72),\"\")","v":""},{"$f":"IFERROR(IF(OR(H87=\"\",'Cost scenario - input'!$G72=\"\"),\"\",H87/'Cost scenario - input'!$G72),\"\")","v":""},{"$f":"IFERROR(IF(OR(I87=\"\",'Cost scenario - input'!$G72=\"\"),\"\",I87/'Cost scenario - input'!$G72),\"\")","v":""},{"$f":"IFERROR(IF(OR(J87=\"\",'Cost scenario - input'!$G72=\"\"),\"\",J87/'Cost scenario - input'!$G72),\"\")","v":""},{"$f":"IFERROR(IF(OR(K87=\"\",'Cost scenario - input'!$G72=\"\"),\"\",K87/'Cost scenario - input'!$G72),\"\")","v":""},{"$f":"IFERROR(IF(OR(L87=\"\",'Cost scenario - input'!$G72=\"\"),\"\",L87/'Cost scenario - input'!$G72),\"\")","v":""},{"$f":"IFERROR(IF(OR(M87=\"\",'Cost scenario - input'!$G72=\"\"),\"\",M87/'Cost scenario - input'!$G72),\"\")","v":""},{"$f":"IFERROR(IF(OR(N87=\"\",'Cost scenario - input'!$G72=\"\"),\"\",N87/'Cost scenario - input'!$G72),\"\")","v":""},{"$f":"IFERROR(IF(OR(O87=\"\",'Cost scenario - input'!$G72=\"\"),\"\",O87/'Cost scenario - input'!$G72),\"\")","v":""},{"$f":"IFERROR(IF(OR(P87=\"\",'Cost scenario - input'!$G72=\"\"),\"\",P87/'Cost scenario - input'!$G72),\"\")","v":""},{"$f":"IFERROR(IF(OR(Q87=\"\",'Cost scenario - input'!$G72=\"\"),\"\",Q87/'Cost scenario - input'!$G72),\"\")","v":""},{"$f":"IFERROR(IF(OR(R87=\"\",'Cost scenario - input'!$G72=\"\"),\"\",R87/'Cost scenario - input'!$G72),\"\")","v":""},{"$f":"IFERROR(IF(OR(S87=\"\",'Cost scenario - input'!$G72=\"\"),\"\",S87/'Cost scenario - input'!$G72),\"\")","v":""},{"$f":"IFERROR(IF(OR(T87=\"\",'Cost scenario - input'!$G72=\"\"),\"\",T87/'Cost scenario - input'!$G72),\"\")","v":""},{"$f":"IFERROR(IF(OR(U87=\"\",'Cost scenario - input'!$G72=\"\"),\"\",U87/'Cost scenario - input'!$G72),\"\")","v":""},{"$f":"IFERROR(IF(OR(V87=\"\",'Cost scenario - input'!$G72=\"\"),\"\",V87/'Cost scenario - input'!$G72),\"\")","v":""},{"$f":"IFERROR(IF(OR(W87=\"\",'Cost scenario - input'!$G72=\"\"),\"\",W87/'Cost scenario - input'!$G72),\"\")","v":""}]
[{"$f":"IFERROR('Cost scenario - input'!A73,\"\")","v":""},{"$f":"IFERROR('Cost scenario - input'!B73,\"\")","v":""},{"$f":"IFERROR('Cost scenario - input'!C73,\"\")","v":""},{"$f":"IFERROR(repcalc('Cost scenario - input'!$CY73:$GK73,'Cost scenario - input'!$J73,'Cost scenario - input'!$H73,'Cost scenario - input'!$I73,20,TRUE,TRUE),\"\")","v":""},"","","","","","","","","","","","","","","","","","","",{"$f":"IFERROR(IF(OR(D88=\"\",'Cost scenario - input'!$G73=\"\"),\"\",D88/'Cost scenario - input'!$G73),\"\")","v":""},{"$f":"IFERROR(IF(OR(E88=\"\",'Cost scenario - input'!$G73=\"\"),\"\",E88/'Cost scenario - input'!$G73),\"\")","v":""},{"$f":"IFERROR(IF(OR(F88=\"\",'Cost scenario - input'!$G73=\"\"),\"\",F88/'Cost scenario - input'!$G73),\"\")","v":""},{"$f":"IFERROR(IF(OR(G88=\"\",'Cost scenario - input'!$G73=\"\"),\"\",G88/'Cost scenario - input'!$G73),\"\")","v":""},{"$f":"IFERROR(IF(OR(H88=\"\",'Cost scenario - input'!$G73=\"\"),\"\",H88/'Cost scenario - input'!$G73),\"\")","v":""},{"$f":"IFERROR(IF(OR(I88=\"\",'Cost scenario - input'!$G73=\"\"),\"\",I88/'Cost scenario - input'!$G73),\"\")","v":""},{"$f":"IFERROR(IF(OR(J88=\"\",'Cost scenario - input'!$G73=\"\"),\"\",J88/'Cost scenario - input'!$G73),\"\")","v":""},{"$f":"IFERROR(IF(OR(K88=\"\",'Cost scenario - input'!$G73=\"\"),\"\",K88/'Cost scenario - input'!$G73),\"\")","v":""},{"$f":"IFERROR(IF(OR(L88=\"\",'Cost scenario - input'!$G73=\"\"),\"\",L88/'Cost scenario - input'!$G73),\"\")","v":""},{"$f":"IFERROR(IF(OR(M88=\"\",'Cost scenario - input'!$G73=\"\"),\"\",M88/'Cost scenario - input'!$G73),\"\")","v":""},{"$f":"IFERROR(IF(OR(N88=\"\",'Cost scenario - input'!$G73=\"\"),\"\",N88/'Cost scenario - input'!$G73),\"\")","v":""},{"$f":"IFERROR(IF(OR(O88=\"\",'Cost scenario - input'!$G73=\"\"),\"\",O88/'Cost scenario - input'!$G73),\"\")","v":""},{"$f":"IFERROR(IF(OR(P88=\"\",'Cost scenario - input'!$G73=\"\"),\"\",P88/'Cost scenario - input'!$G73),\"\")","v":""},{"$f":"IFERROR(IF(OR(Q88=\"\",'Cost scenario - input'!$G73=\"\"),\"\",Q88/'Cost scenario - input'!$G73),\"\")","v":""},{"$f":"IFERROR(IF(OR(R88=\"\",'Cost scenario - input'!$G73=\"\"),\"\",R88/'Cost scenario - input'!$G73),\"\")","v":""},{"$f":"IFERROR(IF(OR(S88=\"\",'Cost scenario - input'!$G73=\"\"),\"\",S88/'Cost scenario - input'!$G73),\"\")","v":""},{"$f":"IFERROR(IF(OR(T88=\"\",'Cost scenario - input'!$G73=\"\"),\"\",T88/'Cost scenario - input'!$G73),\"\")","v":""},{"$f":"IFERROR(IF(OR(U88=\"\",'Cost scenario - input'!$G73=\"\"),\"\",U88/'Cost scenario - input'!$G73),\"\")","v":""},{"$f":"IFERROR(IF(OR(V88=\"\",'Cost scenario - input'!$G73=\"\"),\"\",V88/'Cost scenario - input'!$G73),\"\")","v":""},{"$f":"IFERROR(IF(OR(W88=\"\",'Cost scenario - input'!$G73=\"\"),\"\",W88/'Cost scenario - input'!$G73),\"\")","v":""}]
[{"$f":"IFERROR('Cost scenario - input'!A74,\"\")","v":""},{"$f":"IFERROR('Cost scenario - input'!B74,\"\")","v":""},{"$f":"IFERROR('Cost scenario - input'!C74,\"\")","v":""},{"$f":"IFERROR(repcalc('Cost scenario - input'!$CY74:$GK74,'Cost scenario - input'!$J74,'Cost scenario - input'!$H74,'Cost scenario - input'!$I74,20,TRUE,TRUE),\"\")","v":""},"","","","","","","","","","","","","","","","","","","",{"$f":"IFERROR(IF(OR(D89=\"\",'Cost scenario - input'!$G74=\"\"),\"\",D89/'Cost scenario - input'!$G74),\"\")","v":""},{"$f":"IFERROR(IF(OR(E89=\"\",'Cost scenario - input'!$G74=\"\"),\"\",E89/'Cost scenario - input'!$G74),\"\")","v":""},{"$f":"IFERROR(IF(OR(F89=\"\",'Cost scenario - input'!$G74=\"\"),\"\",F89/'Cost scenario - input'!$G74),\"\")","v":""},{"$f":"IFERROR(IF(OR(G89=\"\",'Cost scenario - input'!$G74=\"\"),\"\",G89/'Cost scenario - input'!$G74),\"\")","v":""},{"$f":"IFERROR(IF(OR(H89=\"\",'Cost scenario - input'!$G74=\"\"),\"\",H89/'Cost scenario - input'!$G74),\"\")","v":""},{"$f":"IFERROR(IF(OR(I89=\"\",'Cost scenario - input'!$G74=\"\"),\"\",I89/'Cost scenario - input'!$G74),\"\")","v":""},{"$f":"IFERROR(IF(OR(J89=\"\",'Cost scenario - input'!$G74=\"\"),\"\",J89/'Cost scenario - input'!$G74),\"\")","v":""},{"$f":"IFERROR(IF(OR(K89=\"\",'Cost scenario - input'!$G74=\"\"),\"\",K89/'Cost scenario - input'!$G74),\"\")","v":""},{"$f":"IFERROR(IF(OR(L89=\"\",'Cost scenario - input'!$G74=\"\"),\"\",L89/'Cost scenario - input'!$G74),\"\")","v":""},{"$f":"IFERROR(IF(OR(M89=\"\",'Cost scenario - input'!$G74=\"\"),\"\",M89/'Cost scenario - input'!$G74),\"\")","v":""},{"$f":"IFERROR(IF(OR(N89=\"\",'Cost scenario - input'!$G74=\"\"),\"\",N89/'Cost scenario - input'!$G74),\"\")","v":""},{"$f":"IFERROR(IF(OR(O89=\"\",'Cost scenario - input'!$G74=\"\"),\"\",O89/'Cost scenario - input'!$G74),\"\")","v":""},{"$f":"IFERROR(IF(OR(P89=\"\",'Cost scenario - input'!$G74=\"\"),\"\",P89/'Cost scenario - input'!$G74),\"\")","v":""},{"$f":"IFERROR(IF(OR(Q89=\"\",'Cost scenario - input'!$G74=\"\"),\"\",Q89/'Cost scenario - input'!$G74),\"\")","v":""},{"$f":"IFERROR(IF(OR(R89=\"\",'Cost scenario - input'!$G74=\"\"),\"\",R89/'Cost scenario - input'!$G74),\"\")","v":""},{"$f":"IFERROR(IF(OR(S89=\"\",'Cost scenario - input'!$G74=\"\"),\"\",S89/'Cost scenario - input'!$G74),\"\")","v":""},{"$f":"IFERROR(IF(OR(T89=\"\",'Cost scenario - input'!$G74=\"\"),\"\",T89/'Cost scenario - input'!$G74),\"\")","v":""},{"$f":"IFERROR(IF(OR(U89=\"\",'Cost scenario - input'!$G74=\"\"),\"\",U89/'Cost scenario - input'!$G74),\"\")","v":""},{"$f":"IFERROR(IF(OR(V89=\"\",'Cost scenario - input'!$G74=\"\"),\"\",V89/'Cost scenario - input'!$G74),\"\")","v":""},{"$f":"IFERROR(IF(OR(W89=\"\",'Cost scenario - input'!$G74=\"\"),\"\",W89/'Cost scenario - input'!$G74),\"\")","v":""}]
[{"$f":"IFERROR('Cost scenario - input'!A75,\"\")","v":""},{"$f":"IFERROR('Cost scenario - input'!B75,\"\")","v":""},{"$f":"IFERROR('Cost scenario - input'!C75,\"\")","v":""},{"$f":"IFERROR(repcalc('Cost scenario - input'!$CY75:$GK75,'Cost scenario - input'!$J75,'Cost scenario - input'!$H75,'Cost scenario - input'!$I75,20,TRUE,TRUE),\"\")","v":""},"","","","","","","","","","","","","","","","","","","",{"$f":"IFERROR(IF(OR(D90=\"\",'Cost scenario - input'!$G75=\"\"),\"\",D90/'Cost scenario - input'!$G75),\"\")","v":""},{"$f":"IFERROR(IF(OR(E90=\"\",'Cost scenario - input'!$G75=\"\"),\"\",E90/'Cost scenario - input'!$G75),\"\")","v":""},{"$f":"IFERROR(IF(OR(F90=\"\",'Cost scenario - input'!$G75=\"\"),\"\",F90/'Cost scenario - input'!$G75),\"\")","v":""},{"$f":"IFERROR(IF(OR(G90=\"\",'Cost scenario - input'!$G75=\"\"),\"\",G90/'Cost scenario - input'!$G75),\"\")","v":""},{"$f":"IFERROR(IF(OR(H90=\"\",'Cost scenario - input'!$G75=\"\"),\"\",H90/'Cost scenario - input'!$G75),\"\")","v":""},{"$f":"IFERROR(IF(OR(I90=\"\",'Cost scenario - input'!$G75=\"\"),\"\",I90/'Cost scenario - input'!$G75),\"\")","v":""},{"$f":"IFERROR(IF(OR(J90=\"\",'Cost scenario - input'!$G75=\"\"),\"\",J90/'Cost scenario - input'!$G75),\"\")","v":""},{"$f":"IFERROR(IF(OR(K90=\"\",'Cost scenario - input'!$G75=\"\"),\"\",K90/'Cost scenario - input'!$G75),\"\")","v":""},{"$f":"IFERROR(IF(OR(L90=\"\",'Cost scenario - input'!$G75=\"\"),\"\",L90/'Cost scenario - input'!$G75),\"\")","v":""},{"$f":"IFERROR(IF(OR(M90=\"\",'Cost scenario - input'!$G75=\"\"),\"\",M90/'Cost scenario - input'!$G75),\"\")","v":""},{"$f":"IFERROR(IF(OR(N90=\"\",'Cost scenario - input'!$G75=\"\"),\"\",N90/'Cost scenario - input'!$G75),\"\")","v":""},{"$f":"IFERROR(IF(OR(O90=\"\",'Cost scenario - input'!$G75=\"\"),\"\",O90/'Cost scenario - input'!$G75),\"\")","v":""},{"$f":"IFERROR(IF(OR(P90=\"\",'Cost scenario - input'!$G75=\"\"),\"\",P90/'Cost scenario - input'!$G75),\"\")","v":""},{"$f":"IFERROR(IF(OR(Q90=\"\",'Cost scenario - input'!$G75=\"\"),\"\",Q90/'Cost scenario - input'!$G75),\"\")","v":""},{"$f":"IFERROR(IF(OR(R90=\"\",'Cost scenario - input'!$G75=\"\"),\"\",R90/'Cost scenario - input'!$G75),\"\")","v":""},{"$f":"IFERROR(IF(OR(S90=\"\",'Cost scenario - input'!$G75=\"\"),\"\",S90/'Cost scenario - input'!$G75),\"\")","v":""},{"$f":"IFERROR(IF(OR(T90=\"\",'Cost scenario - input'!$G75=\"\"),\"\",T90/'Cost scenario - input'!$G75),\"\")","v":""},{"$f":"IFERROR(IF(OR(U90=\"\",'Cost scenario - input'!$G75=\"\"),\"\",U90/'Cost scenario - input'!$G75),\"\")","v":""},{"$f":"IFERROR(IF(OR(V90=\"\",'Cost scenario - input'!$G75=\"\"),\"\",V90/'Cost scenario - input'!$G75),\"\")","v":""},{"$f":"IFERROR(IF(OR(W90=\"\",'Cost scenario - input'!$G75=\"\"),\"\",W90/'Cost scenario - input'!$G75),\"\")","v":""}]
[{"$f":"IFERROR('Cost scenario - input'!A76,\"\")","v":""},{"$f":"IFERROR('Cost scenario - input'!B76,\"\")","v":""},{"$f":"IFERROR('Cost scenario - input'!C76,\"\")","v":""},{"$f":"IFERROR(repcalc('Cost scenario - input'!$CY76:$GK76,'Cost scenario - input'!$J76,'Cost scenario - input'!$H76,'Cost scenario - input'!$I76,20,TRUE,TRUE),\"\")","v":""},"","","","","","","","","","","","","","","","","","","",{"$f":"IFERROR(IF(OR(D91=\"\",'Cost scenario - input'!$G76=\"\"),\"\",D91/'Cost scenario - input'!$G76),\"\")","v":""},{"$f":"IFERROR(IF(OR(E91=\"\",'Cost scenario - input'!$G76=\"\"),\"\",E91/'Cost scenario - input'!$G76),\"\")","v":""},{"$f":"IFERROR(IF(OR(F91=\"\",'Cost scenario - input'!$G76=\"\"),\"\",F91/'Cost scenario - input'!$G76),\"\")","v":""},{"$f":"IFERROR(IF(OR(G91=\"\",'Cost scenario - input'!$G76=\"\"),\"\",G91/'Cost scenario - input'!$G76),\"\")","v":""},{"$f":"IFERROR(IF(OR(H91=\"\",'Cost scenario - input'!$G76=\"\"),\"\",H91/'Cost scenario - input'!$G76),\"\")","v":""},{"$f":"IFERROR(IF(OR(I91=\"\",'Cost scenario - input'!$G76=\"\"),\"\",I91/'Cost scenario - input'!$G76),\"\")","v":""},{"$f":"IFERROR(IF(OR(J91=\"\",'Cost scenario - input'!$G76=\"\"),\"\",J91/'Cost scenario - input'!$G76),\"\")","v":""},{"$f":"IFERROR(IF(OR(K91=\"\",'Cost scenario - input'!$G76=\"\"),\"\",K91/'Cost scenario - input'!$G76),\"\")","v":""},{"$f":"IFERROR(IF(OR(L91=\"\",'Cost scenario - input'!$G76=\"\"),\"\",L91/'Cost scenario - input'!$G76),\"\")","v":""},{"$f":"IFERROR(IF(OR(M91=\"\",'Cost scenario - input'!$G76=\"\"),\"\",M91/'Cost scenario - input'!$G76),\"\")","v":""},{"$f":"IFERROR(IF(OR(N91=\"\",'Cost scenario - input'!$G76=\"\"),\"\",N91/'Cost scenario - input'!$G76),\"\")","v":""},{"$f":"IFERROR(IF(OR(O91=\"\",'Cost scenario - input'!$G76=\"\"),\"\",O91/'Cost scenario - input'!$G76),\"\")","v":""},{"$f":"IFERROR(IF(OR(P91=\"\",'Cost scenario - input'!$G76=\"\"),\"\",P91/'Cost scenario - input'!$G76),\"\")","v":""},{"$f":"IFERROR(IF(OR(Q91=\"\",'Cost scenario - input'!$G76=\"\"),\"\",Q91/'Cost scenario - input'!$G76),\"\")","v":""},{"$f":"IFERROR(IF(OR(R91=\"\",'Cost scenario - input'!$G76=\"\"),\"\",R91/'Cost scenario - input'!$G76),\"\")","v":""},{"$f":"IFERROR(IF(OR(S91=\"\",'Cost scenario - input'!$G76=\"\"),\"\",S91/'Cost scenario - input'!$G76),\"\")","v":""},{"$f":"IFERROR(IF(OR(T91=\"\",'Cost scenario - input'!$G76=\"\"),\"\",T91/'Cost scenario - input'!$G76),\"\")","v":""},{"$f":"IFERROR(IF(OR(U91=\"\",'Cost scenario - input'!$G76=\"\"),\"\",U91/'Cost scenario - input'!$G76),\"\")","v":""},{"$f":"IFERROR(IF(OR(V91=\"\",'Cost scenario - input'!$G76=\"\"),\"\",V91/'Cost scenario - input'!$G76),\"\")","v":""},{"$f":"IFERROR(IF(OR(W91=\"\",'Cost scenario - input'!$G76=\"\"),\"\",W91/'Cost scenario - input'!$G76),\"\")","v":""}]
[{"$f":"IFERROR('Cost scenario - input'!A77,\"\")","v":""},{"$f":"IFERROR('Cost scenario - input'!B77,\"\")","v":""},{"$f":"IFERROR('Cost scenario - input'!C77,\"\")","v":""},{"$f":"IFERROR(repcalc('Cost scenario - input'!$CY77:$GK77,'Cost scenario - input'!$J77,'Cost scenario - input'!$H77,'Cost scenario - input'!$I77,20,TRUE,TRUE),\"\")","v":""},"","","","","","","","","","","","","","","","","","","",{"$f":"IFERROR(IF(OR(D92=\"\",'Cost scenario - input'!$G77=\"\"),\"\",D92/'Cost scenario - input'!$G77),\"\")","v":""},{"$f":"IFERROR(IF(OR(E92=\"\",'Cost scenario - input'!$G77=\"\"),\"\",E92/'Cost scenario - input'!$G77),\"\")","v":""},{"$f":"IFERROR(IF(OR(F92=\"\",'Cost scenario - input'!$G77=\"\"),\"\",F92/'Cost scenario - input'!$G77),\"\")","v":""},{"$f":"IFERROR(IF(OR(G92=\"\",'Cost scenario - input'!$G77=\"\"),\"\",G92/'Cost scenario - input'!$G77),\"\")","v":""},{"$f":"IFERROR(IF(OR(H92=\"\",'Cost scenario - input'!$G77=\"\"),\"\",H92/'Cost scenario - input'!$G77),\"\")","v":""},{"$f":"IFERROR(IF(OR(I92=\"\",'Cost scenario - input'!$G77=\"\"),\"\",I92/'Cost scenario - input'!$G77),\"\")","v":""},{"$f":"IFERROR(IF(OR(J92=\"\",'Cost scenario - input'!$G77=\"\"),\"\",J92/'Cost scenario - input'!$G77),\"\")","v":""},{"$f":"IFERROR(IF(OR(K92=\"\",'Cost scenario - input'!$G77=\"\"),\"\",K92/'Cost scenario - input'!$G77),\"\")","v":""},{"$f":"IFERROR(IF(OR(L92=\"\",'Cost scenario - input'!$G77=\"\"),\"\",L92/'Cost scenario - input'!$G77),\"\")","v":""},{"$f":"IFERROR(IF(OR(M92=\"\",'Cost scenario - input'!$G77=\"\"),\"\",M92/'Cost scenario - input'!$G77),\"\")","v":""},{"$f":"IFERROR(IF(OR(N92=\"\",'Cost scenario - input'!$G77=\"\"),\"\",N92/'Cost scenario - input'!$G77),\"\")","v":""},{"$f":"IFERROR(IF(OR(O92=\"\",'Cost scenario - input'!$G77=\"\"),\"\",O92/'Cost scenario - input'!$G77),\"\")","v":""},{"$f":"IFERROR(IF(OR(P92=\"\",'Cost scenario - input'!$G77=\"\"),\"\",P92/'Cost scenario - input'!$G77),\"\")","v":""},{"$f":"IFERROR(IF(OR(Q92=\"\",'Cost scenario - input'!$G77=\"\"),\"\",Q92/'Cost scenario - input'!$G77),\"\")","v":""},{"$f":"IFERROR(IF(OR(R92=\"\",'Cost scenario - input'!$G77=\"\"),\"\",R92/'Cost scenario - input'!$G77),\"\")","v":""},{"$f":"IFERROR(IF(OR(S92=\"\",'Cost scenario - input'!$G77=\"\"),\"\",S92/'Cost scenario - input'!$G77),\"\")","v":""},{"$f":"IFERROR(IF(OR(T92=\"\",'Cost scenario - input'!$G77=\"\"),\"\",T92/'Cost scenario - input'!$G77),\"\")","v":""},{"$f":"IFERROR(IF(OR(U92=\"\",'Cost scenario - input'!$G77=\"\"),\"\",U92/'Cost scenario - input'!$G77),\"\")","v":""},{"$f":"IFERROR(IF(OR(V92=\"\",'Cost scenario - input'!$G77=\"\"),\"\",V92/'Cost scenario - input'!$G77),\"\")","v":""},{"$f":"IFERROR(IF(OR(W92=\"\",'Cost scenario - input'!$G77=\"\"),\"\",W92/'Cost scenario - input'!$G77),\"\")","v":""}]
[{"$f":"IFERROR('Cost scenario - input'!A78,\"\")","v":""},{"$f":"IFERROR('Cost scenario - input'!B78,\"\")","v":""},{"$f":"IFERROR('Cost scenario - input'!C78,\"\")","v":""},{"$f":"IFERROR(repcalc('Cost scenario - input'!$CY78:$GK78,'Cost scenario - input'!$J78,'Cost scenario - input'!$H78,'Cost scenario - input'!$I78,20,TRUE,TRUE),\"\")","v":""},"","","","","","","","","","","","","","","","","","","",{"$f":"IFERROR(IF(OR(D93=\"\",'Cost scenario - input'!$G78=\"\"),\"\",D93/'Cost scenario - input'!$G78),\"\")","v":""},{"$f":"IFERROR(IF(OR(E93=\"\",'Cost scenario - input'!$G78=\"\"),\"\",E93/'Cost scenario - input'!$G78),\"\")","v":""},{"$f":"IFERROR(IF(OR(F93=\"\",'Cost scenario - input'!$G78=\"\"),\"\",F93/'Cost scenario - input'!$G78),\"\")","v":""},{"$f":"IFERROR(IF(OR(G93=\"\",'Cost scenario - input'!$G78=\"\"),\"\",G93/'Cost scenario - input'!$G78),\"\")","v":""},{"$f":"IFERROR(IF(OR(H93=\"\",'Cost scenario - input'!$G78=\"\"),\"\",H93/'Cost scenario - input'!$G78),\"\")","v":""},{"$f":"IFERROR(IF(OR(I93=\"\",'Cost scenario - input'!$G78=\"\"),\"\",I93/'Cost scenario - input'!$G78),\"\")","v":""},{"$f":"IFERROR(IF(OR(J93=\"\",'Cost scenario - input'!$G78=\"\"),\"\",J93/'Cost scenario - input'!$G78),\"\")","v":""},{"$f":"IFERROR(IF(OR(K93=\"\",'Cost scenario - input'!$G78=\"\"),\"\",K93/'Cost scenario - input'!$G78),\"\")","v":""},{"$f":"IFERROR(IF(OR(L93=\"\",'Cost scenario - input'!$G78=\"\"),\"\",L93/'Cost scenario - input'!$G78),\"\")","v":""},{"$f":"IFERROR(IF(OR(M93=\"\",'Cost scenario - input'!$G78=\"\"),\"\",M93/'Cost scenario - input'!$G78),\"\")","v":""},{"$f":"IFERROR(IF(OR(N93=\"\",'Cost scenario - input'!$G78=\"\"),\"\",N93/'Cost scenario - input'!$G78),\"\")","v":""},{"$f":"IFERROR(IF(OR(O93=\"\",'Cost scenario - input'!$G78=\"\"),\"\",O93/'Cost scenario - input'!$G78),\"\")","v":""},{"$f":"IFERROR(IF(OR(P93=\"\",'Cost scenario - input'!$G78=\"\"),\"\",P93/'Cost scenario - input'!$G78),\"\")","v":""},{"$f":"IFERROR(IF(OR(Q93=\"\",'Cost scenario - input'!$G78=\"\"),\"\",Q93/'Cost scenario - input'!$G78),\"\")","v":""},{"$f":"IFERROR(IF(OR(R93=\"\",'Cost scenario - input'!$G78=\"\"),\"\",R93/'Cost scenario - input'!$G78),\"\")","v":""},{"$f":"IFERROR(IF(OR(S93=\"\",'Cost scenario - input'!$G78=\"\"),\"\",S93/'Cost scenario - input'!$G78),\"\")","v":""},{"$f":"IFERROR(IF(OR(T93=\"\",'Cost scenario - input'!$G78=\"\"),\"\",T93/'Cost scenario - input'!$G78),\"\")","v":""},{"$f":"IFERROR(IF(OR(U93=\"\",'Cost scenario - input'!$G78=\"\"),\"\",U93/'Cost scenario - input'!$G78),\"\")","v":""},{"$f":"IFERROR(IF(OR(V93=\"\",'Cost scenario - input'!$G78=\"\"),\"\",V93/'Cost scenario - input'!$G78),\"\")","v":""},{"$f":"IFERROR(IF(OR(W93=\"\",'Cost scenario - input'!$G78=\"\"),\"\",W93/'Cost scenario - input'!$G78),\"\")","v":""}]
[{"$f":"IFERROR('Cost scenario - input'!A79,\"\")","v":""},{"$f":"IFERROR('Cost scenario - input'!B79,\"\")","v":""},{"$f":"IFERROR('Cost scenario - input'!C79,\"\")","v":""},{"$f":"IFERROR(repcalc('Cost scenario - input'!$CY79:$GK79,'Cost scenario - input'!$J79,'Cost scenario - input'!$H79,'Cost scenario - input'!$I79,20,TRUE,TRUE),\"\")","v":""},"","","","","","","","","","","","","","","","","","","",{"$f":"IFERROR(IF(OR(D94=\"\",'Cost scenario - input'!$G79=\"\"),\"\",D94/'Cost scenario - input'!$G79),\"\")","v":""},{"$f":"IFERROR(IF(OR(E94=\"\",'Cost scenario - input'!$G79=\"\"),\"\",E94/'Cost scenario - input'!$G79),\"\")","v":""},{"$f":"IFERROR(IF(OR(F94=\"\",'Cost scenario - input'!$G79=\"\"),\"\",F94/'Cost scenario - input'!$G79),\"\")","v":""},{"$f":"IFERROR(IF(OR(G94=\"\",'Cost scenario - input'!$G79=\"\"),\"\",G94/'Cost scenario - input'!$G79),\"\")","v":""},{"$f":"IFERROR(IF(OR(H94=\"\",'Cost scenario - input'!$G79=\"\"),\"\",H94/'Cost scenario - input'!$G79),\"\")","v":""},{"$f":"IFERROR(IF(OR(I94=\"\",'Cost scenario - input'!$G79=\"\"),\"\",I94/'Cost scenario - input'!$G79),\"\")","v":""},{"$f":"IFERROR(IF(OR(J94=\"\",'Cost scenario - input'!$G79=\"\"),\"\",J94/'Cost scenario - input'!$G79),\"\")","v":""},{"$f":"IFERROR(IF(OR(K94=\"\",'Cost scenario - input'!$G79=\"\"),\"\",K94/'Cost scenario - input'!$G79),\"\")","v":""},{"$f":"IFERROR(IF(OR(L94=\"\",'Cost scenario - input'!$G79=\"\"),\"\",L94/'Cost scenario - input'!$G79),\"\")","v":""},{"$f":"IFERROR(IF(OR(M94=\"\",'Cost scenario - input'!$G79=\"\"),\"\",M94/'Cost scenario - input'!$G79),\"\")","v":""},{"$f":"IFERROR(IF(OR(N94=\"\",'Cost scenario - input'!$G79=\"\"),\"\",N94/'Cost scenario - input'!$G79),\"\")","v":""},{"$f":"IFERROR(IF(OR(O94=\"\",'Cost scenario - input'!$G79=\"\"),\"\",O94/'Cost scenario - input'!$G79),\"\")","v":""},{"$f":"IFERROR(IF(OR(P94=\"\",'Cost scenario - input'!$G79=\"\"),\"\",P94/'Cost scenario - input'!$G79),\"\")","v":""},{"$f":"IFERROR(IF(OR(Q94=\"\",'Cost scenario - input'!$G79=\"\"),\"\",Q94/'Cost scenario - input'!$G79),\"\")","v":""},{"$f":"IFERROR(IF(OR(R94=\"\",'Cost scenario - input'!$G79=\"\"),\"\",R94/'Cost scenario - input'!$G79),\"\")","v":""},{"$f":"IFERROR(IF(OR(S94=\"\",'Cost scenario - input'!$G79=\"\"),\"\",S94/'Cost scenario - input'!$G79),\"\")","v":""},{"$f":"IFERROR(IF(OR(T94=\"\",'Cost scenario - input'!$G79=\"\"),\"\",T94/'Cost scenario - input'!$G79),\"\")","v":""},{"$f":"IFERROR(IF(OR(U94=\"\",'Cost scenario - input'!$G79=\"\"),\"\",U94/'Cost scenario - input'!$G79),\"\")","v":""},{"$f":"IFERROR(IF(OR(V94=\"\",'Cost scenario - input'!$G79=\"\"),\"\",V94/'Cost scenario - input'!$G79),\"\")","v":""},{"$f":"IFERROR(IF(OR(W94=\"\",'Cost scenario - input'!$G79=\"\"),\"\",W94/'Cost scenario - input'!$G79),\"\")","v":""}]
[{"$f":"IFERROR('Cost scenario - input'!A80,\"\")","v":""},{"$f":"IFERROR('Cost scenario - input'!B80,\"\")","v":""},{"$f":"IFERROR('Cost scenario - input'!C80,\"\")","v":""},{"$f":"IFERROR(repcalc('Cost scenario - input'!$CY80:$GK80,'Cost scenario - input'!$J80,'Cost scenario - input'!$H80,'Cost scenario - input'!$I80,20,TRUE,TRUE),\"\")","v":""},"","","","","","","","","","","","","","","","","","","",{"$f":"IFERROR(IF(OR(D95=\"\",'Cost scenario - input'!$G80=\"\"),\"\",D95/'Cost scenario - input'!$G80),\"\")","v":""},{"$f":"IFERROR(IF(OR(E95=\"\",'Cost scenario - input'!$G80=\"\"),\"\",E95/'Cost scenario - input'!$G80),\"\")","v":""},{"$f":"IFERROR(IF(OR(F95=\"\",'Cost scenario - input'!$G80=\"\"),\"\",F95/'Cost scenario - input'!$G80),\"\")","v":""},{"$f":"IFERROR(IF(OR(G95=\"\",'Cost scenario - input'!$G80=\"\"),\"\",G95/'Cost scenario - input'!$G80),\"\")","v":""},{"$f":"IFERROR(IF(OR(H95=\"\",'Cost scenario - input'!$G80=\"\"),\"\",H95/'Cost scenario - input'!$G80),\"\")","v":""},{"$f":"IFERROR(IF(OR(I95=\"\",'Cost scenario - input'!$G80=\"\"),\"\",I95/'Cost scenario - input'!$G80),\"\")","v":""},{"$f":"IFERROR(IF(OR(J95=\"\",'Cost scenario - input'!$G80=\"\"),\"\",J95/'Cost scenario - input'!$G80),\"\")","v":""},{"$f":"IFERROR(IF(OR(K95=\"\",'Cost scenario - input'!$G80=\"\"),\"\",K95/'Cost scenario - input'!$G80),\"\")","v":""},{"$f":"IFERROR(IF(OR(L95=\"\",'Cost scenario - input'!$G80=\"\"),\"\",L95/'Cost scenario - input'!$G80),\"\")","v":""},{"$f":"IFERROR(IF(OR(M95=\"\",'Cost scenario - input'!$G80=\"\"),\"\",M95/'Cost scenario - input'!$G80),\"\")","v":""},{"$f":"IFERROR(IF(OR(N95=\"\",'Cost scenario - input'!$G80=\"\"),\"\",N95/'Cost scenario - input'!$G80),\"\")","v":""},{"$f":"IFERROR(IF(OR(O95=\"\",'Cost scenario - input'!$G80=\"\"),\"\",O95/'Cost scenario - input'!$G80),\"\")","v":""},{"$f":"IFERROR(IF(OR(P95=\"\",'Cost scenario - input'!$G80=\"\"),\"\",P95/'Cost scenario - input'!$G80),\"\")","v":""},{"$f":"IFERROR(IF(OR(Q95=\"\",'Cost scenario - input'!$G80=\"\"),\"\",Q95/'Cost scenario - input'!$G80),\"\")","v":""},{"$f":"IFERROR(IF(OR(R95=\"\",'Cost scenario - input'!$G80=\"\"),\"\",R95/'Cost scenario - input'!$G80),\"\")","v":""},{"$f":"IFERROR(IF(OR(S95=\"\",'Cost scenario - input'!$G80=\"\"),\"\",S95/'Cost scenario - input'!$G80),\"\")","v":""},{"$f":"IFERROR(IF(OR(T95=\"\",'Cost scenario - input'!$G80=\"\"),\"\",T95/'Cost scenario - input'!$G80),\"\")","v":""},{"$f":"IFERROR(IF(OR(U95=\"\",'Cost scenario - input'!$G80=\"\"),\"\",U95/'Cost scenario - input'!$G80),\"\")","v":""},{"$f":"IFERROR(IF(OR(V95=\"\",'Cost scenario - input'!$G80=\"\"),\"\",V95/'Cost scenario - input'!$G80),\"\")","v":""},{"$f":"IFERROR(IF(OR(W95=\"\",'Cost scenario - input'!$G80=\"\"),\"\",W95/'Cost scenario - input'!$G80),\"\")","v":""}]
[{"$f":"IFERROR('Cost scenario - input'!A81,\"\")","v":""},{"$f":"IFERROR('Cost scenario - input'!B81,\"\")","v":""},{"$f":"IFERROR('Cost scenario - input'!C81,\"\")","v":""},{"$f":"IFERROR(repcalc('Cost scenario - input'!$CY81:$GK81,'Cost scenario - input'!$J81,'Cost scenario - input'!$H81,'Cost scenario - input'!$I81,20,TRUE,TRUE),\"\")","v":""},"","","","","","","","","","","","","","","","","","","",{"$f":"IFERROR(IF(OR(D96=\"\",'Cost scenario - input'!$G81=\"\"),\"\",D96/'Cost scenario - input'!$G81),\"\")","v":""},{"$f":"IFERROR(IF(OR(E96=\"\",'Cost scenario - input'!$G81=\"\"),\"\",E96/'Cost scenario - input'!$G81),\"\")","v":""},{"$f":"IFERROR(IF(OR(F96=\"\",'Cost scenario - input'!$G81=\"\"),\"\",F96/'Cost scenario - input'!$G81),\"\")","v":""},{"$f":"IFERROR(IF(OR(G96=\"\",'Cost scenario - input'!$G81=\"\"),\"\",G96/'Cost scenario - input'!$G81),\"\")","v":""},{"$f":"IFERROR(IF(OR(H96=\"\",'Cost scenario - input'!$G81=\"\"),\"\",H96/'Cost scenario - input'!$G81),\"\")","v":""},{"$f":"IFERROR(IF(OR(I96=\"\",'Cost scenario - input'!$G81=\"\"),\"\",I96/'Cost scenario - input'!$G81),\"\")","v":""},{"$f":"IFERROR(IF(OR(J96=\"\",'Cost scenario - input'!$G81=\"\"),\"\",J96/'Cost scenario - input'!$G81),\"\")","v":""},{"$f":"IFERROR(IF(OR(K96=\"\",'Cost scenario - input'!$G81=\"\"),\"\",K96/'Cost scenario - input'!$G81),\"\")","v":""},{"$f":"IFERROR(IF(OR(L96=\"\",'Cost scenario - input'!$G81=\"\"),\"\",L96/'Cost scenario - input'!$G81),\"\")","v":""},{"$f":"IFERROR(IF(OR(M96=\"\",'Cost scenario - input'!$G81=\"\"),\"\",M96/'Cost scenario - input'!$G81),\"\")","v":""},{"$f":"IFERROR(IF(OR(N96=\"\",'Cost scenario - input'!$G81=\"\"),\"\",N96/'Cost scenario - input'!$G81),\"\")","v":""},{"$f":"IFERROR(IF(OR(O96=\"\",'Cost scenario - input'!$G81=\"\"),\"\",O96/'Cost scenario - input'!$G81),\"\")","v":""},{"$f":"IFERROR(IF(OR(P96=\"\",'Cost scenario - input'!$G81=\"\"),\"\",P96/'Cost scenario - input'!$G81),\"\")","v":""},{"$f":"IFERROR(IF(OR(Q96=\"\",'Cost scenario - input'!$G81=\"\"),\"\",Q96/'Cost scenario - input'!$G81),\"\")","v":""},{"$f":"IFERROR(IF(OR(R96=\"\",'Cost scenario - input'!$G81=\"\"),\"\",R96/'Cost scenario - input'!$G81),\"\")","v":""},{"$f":"IFERROR(IF(OR(S96=\"\",'Cost scenario - input'!$G81=\"\"),\"\",S96/'Cost scenario - input'!$G81),\"\")","v":""},{"$f":"IFERROR(IF(OR(T96=\"\",'Cost scenario - input'!$G81=\"\"),\"\",T96/'Cost scenario - input'!$G81),\"\")","v":""},{"$f":"IFERROR(IF(OR(U96=\"\",'Cost scenario - input'!$G81=\"\"),\"\",U96/'Cost scenario - input'!$G81),\"\")","v":""},{"$f":"IFERROR(IF(OR(V96=\"\",'Cost scenario - input'!$G81=\"\"),\"\",V96/'Cost scenario - input'!$G81),\"\")","v":""},{"$f":"IFERROR(IF(OR(W96=\"\",'Cost scenario - input'!$G81=\"\"),\"\",W96/'Cost scenario - input'!$G81),\"\")","v":""}]
[{"$f":"IFERROR('Cost scenario - input'!A82,\"\")","v":""},{"$f":"IFERROR('Cost scenario - input'!B82,\"\")","v":""},{"$f":"IFERROR('Cost scenario - input'!C82,\"\")","v":""},{"$f":"IFERROR(repcalc('Cost scenario - input'!$CY82:$GK82,'Cost scenario - input'!$J82,'Cost scenario - input'!$H82,'Cost scenario - input'!$I82,20,TRUE,TRUE),\"\")","v":""},"","","","","","","","","","","","","","","","","","","",{"$f":"IFERROR(IF(OR(D97=\"\",'Cost scenario - input'!$G82=\"\"),\"\",D97/'Cost scenario - input'!$G82),\"\")","v":""},{"$f":"IFERROR(IF(OR(E97=\"\",'Cost scenario - input'!$G82=\"\"),\"\",E97/'Cost scenario - input'!$G82),\"\")","v":""},{"$f":"IFERROR(IF(OR(F97=\"\",'Cost scenario - input'!$G82=\"\"),\"\",F97/'Cost scenario - input'!$G82),\"\")","v":""},{"$f":"IFERROR(IF(OR(G97=\"\",'Cost scenario - input'!$G82=\"\"),\"\",G97/'Cost scenario - input'!$G82),\"\")","v":""},{"$f":"IFERROR(IF(OR(H97=\"\",'Cost scenario - input'!$G82=\"\"),\"\",H97/'Cost scenario - input'!$G82),\"\")","v":""},{"$f":"IFERROR(IF(OR(I97=\"\",'Cost scenario - input'!$G82=\"\"),\"\",I97/'Cost scenario - input'!$G82),\"\")","v":""},{"$f":"IFERROR(IF(OR(J97=\"\",'Cost scenario - input'!$G82=\"\"),\"\",J97/'Cost scenario - input'!$G82),\"\")","v":""},{"$f":"IFERROR(IF(OR(K97=\"\",'Cost scenario - input'!$G82=\"\"),\"\",K97/'Cost scenario - input'!$G82),\"\")","v":""},{"$f":"IFERROR(IF(OR(L97=\"\",'Cost scenario - input'!$G82=\"\"),\"\",L97/'Cost scenario - input'!$G82),\"\")","v":""},{"$f":"IFERROR(IF(OR(M97=\"\",'Cost scenario - input'!$G82=\"\"),\"\",M97/'Cost scenario - input'!$G82),\"\")","v":""},{"$f":"IFERROR(IF(OR(N97=\"\",'Cost scenario - input'!$G82=\"\"),\"\",N97/'Cost scenario - input'!$G82),\"\")","v":""},{"$f":"IFERROR(IF(OR(O97=\"\",'Cost scenario - input'!$G82=\"\"),\"\",O97/'Cost scenario - input'!$G82),\"\")","v":""},{"$f":"IFERROR(IF(OR(P97=\"\",'Cost scenario - input'!$G82=\"\"),\"\",P97/'Cost scenario - input'!$G82),\"\")","v":""},{"$f":"IFERROR(IF(OR(Q97=\"\",'Cost scenario - input'!$G82=\"\"),\"\",Q97/'Cost scenario - input'!$G82),\"\")","v":""},{"$f":"IFERROR(IF(OR(R97=\"\",'Cost scenario - input'!$G82=\"\"),\"\",R97/'Cost scenario - input'!$G82),\"\")","v":""},{"$f":"IFERROR(IF(OR(S97=\"\",'Cost scenario - input'!$G82=\"\"),\"\",S97/'Cost scenario - input'!$G82),\"\")","v":""},{"$f":"IFERROR(IF(OR(T97=\"\",'Cost scenario - input'!$G82=\"\"),\"\",T97/'Cost scenario - input'!$G82),\"\")","v":""},{"$f":"IFERROR(IF(OR(U97=\"\",'Cost scenario - input'!$G82=\"\"),\"\",U97/'Cost scenario - input'!$G82),\"\")","v":""},{"$f":"IFERROR(IF(OR(V97=\"\",'Cost scenario - input'!$G82=\"\"),\"\",V97/'Cost scenario - input'!$G82),\"\")","v":""},{"$f":"IFERROR(IF(OR(W97=\"\",'Cost scenario - input'!$G82=\"\"),\"\",W97/'Cost scenario - input'!$G82),\"\")","v":""}]
[{"$f":"IFERROR('Cost scenario - input'!A83,\"\")","v":""},{"$f":"IFERROR('Cost scenario - input'!B83,\"\")","v":""},{"$f":"IFERROR('Cost scenario - input'!C83,\"\")","v":""},{"$f":"IFERROR(repcalc('Cost scenario - input'!$CY83:$GK83,'Cost scenario - input'!$J83,'Cost scenario - input'!$H83,'Cost scenario - input'!$I83,20,TRUE,TRUE),\"\")","v":""},"","","","","","","","","","","","","","","","","","","",{"$f":"IFERROR(IF(OR(D98=\"\",'Cost scenario - input'!$G83=\"\"),\"\",D98/'Cost scenario - input'!$G83),\"\")","v":""},{"$f":"IFERROR(IF(OR(E98=\"\",'Cost scenario - input'!$G83=\"\"),\"\",E98/'Cost scenario - input'!$G83),\"\")","v":""},{"$f":"IFERROR(IF(OR(F98=\"\",'Cost scenario - input'!$G83=\"\"),\"\",F98/'Cost scenario - input'!$G83),\"\")","v":""},{"$f":"IFERROR(IF(OR(G98=\"\",'Cost scenario - input'!$G83=\"\"),\"\",G98/'Cost scenario - input'!$G83),\"\")","v":""},{"$f":"IFERROR(IF(OR(H98=\"\",'Cost scenario - input'!$G83=\"\"),\"\",H98/'Cost scenario - input'!$G83),\"\")","v":""},{"$f":"IFERROR(IF(OR(I98=\"\",'Cost scenario - input'!$G83=\"\"),\"\",I98/'Cost scenario - input'!$G83),\"\")","v":""},{"$f":"IFERROR(IF(OR(J98=\"\",'Cost scenario - input'!$G83=\"\"),\"\",J98/'Cost scenario - input'!$G83),\"\")","v":""},{"$f":"IFERROR(IF(OR(K98=\"\",'Cost scenario - input'!$G83=\"\"),\"\",K98/'Cost scenario - input'!$G83),\"\")","v":""},{"$f":"IFERROR(IF(OR(L98=\"\",'Cost scenario - input'!$G83=\"\"),\"\",L98/'Cost scenario - input'!$G83),\"\")","v":""},{"$f":"IFERROR(IF(OR(M98=\"\",'Cost scenario - input'!$G83=\"\"),\"\",M98/'Cost scenario - input'!$G83),\"\")","v":""},{"$f":"IFERROR(IF(OR(N98=\"\",'Cost scenario - input'!$G83=\"\"),\"\",N98/'Cost scenario - input'!$G83),\"\")","v":""},{"$f":"IFERROR(IF(OR(O98=\"\",'Cost scenario - input'!$G83=\"\"),\"\",O98/'Cost scenario - input'!$G83),\"\")","v":""},{"$f":"IFERROR(IF(OR(P98=\"\",'Cost scenario - input'!$G83=\"\"),\"\",P98/'Cost scenario - input'!$G83),\"\")","v":""},{"$f":"IFERROR(IF(OR(Q98=\"\",'Cost scenario - input'!$G83=\"\"),\"\",Q98/'Cost scenario - input'!$G83),\"\")","v":""},{"$f":"IFERROR(IF(OR(R98=\"\",'Cost scenario - input'!$G83=\"\"),\"\",R98/'Cost scenario - input'!$G83),\"\")","v":""},{"$f":"IFERROR(IF(OR(S98=\"\",'Cost scenario - input'!$G83=\"\"),\"\",S98/'Cost scenario - input'!$G83),\"\")","v":""},{"$f":"IFERROR(IF(OR(T98=\"\",'Cost scenario - input'!$G83=\"\"),\"\",T98/'Cost scenario - input'!$G83),\"\")","v":""},{"$f":"IFERROR(IF(OR(U98=\"\",'Cost scenario - input'!$G83=\"\"),\"\",U98/'Cost scenario - input'!$G83),\"\")","v":""},{"$f":"IFERROR(IF(OR(V98=\"\",'Cost scenario - input'!$G83=\"\"),\"\",V98/'Cost scenario - input'!$G83),\"\")","v":""},{"$f":"IFERROR(IF(OR(W98=\"\",'Cost scenario - input'!$G83=\"\"),\"\",W98/'Cost scenario - input'!$G83),\"\")","v":""}]
[{"$f":"IFERROR('Cost scenario - input'!A84,\"\")","v":""},{"$f":"IFERROR('Cost scenario - input'!B84,\"\")","v":""},{"$f":"IFERROR('Cost scenario - input'!C84,\"\")","v":""},{"$f":"IFERROR(repcalc('Cost scenario - input'!$CY84:$GK84,'Cost scenario - input'!$J84,'Cost scenario - input'!$H84,'Cost scenario - input'!$I84,20,TRUE,TRUE),\"\")","v":""},"","","","","","","","","","","","","","","","","","","",{"$f":"IFERROR(IF(OR(D99=\"\",'Cost scenario - input'!$G84=\"\"),\"\",D99/'Cost scenario - input'!$G84),\"\")","v":""},{"$f":"IFERROR(IF(OR(E99=\"\",'Cost scenario - input'!$G84=\"\"),\"\",E99/'Cost scenario - input'!$G84),\"\")","v":""},{"$f":"IFERROR(IF(OR(F99=\"\",'Cost scenario - input'!$G84=\"\"),\"\",F99/'Cost scenario - input'!$G84),\"\")","v":""},{"$f":"IFERROR(IF(OR(G99=\"\",'Cost scenario - input'!$G84=\"\"),\"\",G99/'Cost scenario - input'!$G84),\"\")","v":""},{"$f":"IFERROR(IF(OR(H99=\"\",'Cost scenario - input'!$G84=\"\"),\"\",H99/'Cost scenario - input'!$G84),\"\")","v":""},{"$f":"IFERROR(IF(OR(I99=\"\",'Cost scenario - input'!$G84=\"\"),\"\",I99/'Cost scenario - input'!$G84),\"\")","v":""},{"$f":"IFERROR(IF(OR(J99=\"\",'Cost scenario - input'!$G84=\"\"),\"\",J99/'Cost scenario - input'!$G84),\"\")","v":""},{"$f":"IFERROR(IF(OR(K99=\"\",'Cost scenario - input'!$G84=\"\"),\"\",K99/'Cost scenario - input'!$G84),\"\")","v":""},{"$f":"IFERROR(IF(OR(L99=\"\",'Cost scenario - input'!$G84=\"\"),\"\",L99/'Cost scenario - input'!$G84),\"\")","v":""},{"$f":"IFERROR(IF(OR(M99=\"\",'Cost scenario - input'!$G84=\"\"),\"\",M99/'Cost scenario - input'!$G84),\"\")","v":""},{"$f":"IFERROR(IF(OR(N99=\"\",'Cost scenario - input'!$G84=\"\"),\"\",N99/'Cost scenario - input'!$G84),\"\")","v":""},{"$f":"IFERROR(IF(OR(O99=\"\",'Cost scenario - input'!$G84=\"\"),\"\",O99/'Cost scenario - input'!$G84),\"\")","v":""},{"$f":"IFERROR(IF(OR(P99=\"\",'Cost scenario - input'!$G84=\"\"),\"\",P99/'Cost scenario - input'!$G84),\"\")","v":""},{"$f":"IFERROR(IF(OR(Q99=\"\",'Cost scenario - input'!$G84=\"\"),\"\",Q99/'Cost scenario - input'!$G84),\"\")","v":""},{"$f":"IFERROR(IF(OR(R99=\"\",'Cost scenario - input'!$G84=\"\"),\"\",R99/'Cost scenario - input'!$G84),\"\")","v":""},{"$f":"IFERROR(IF(OR(S99=\"\",'Cost scenario - input'!$G84=\"\"),\"\",S99/'Cost scenario - input'!$G84),\"\")","v":""},{"$f":"IFERROR(IF(OR(T99=\"\",'Cost scenario - input'!$G84=\"\"),\"\",T99/'Cost scenario - input'!$G84),\"\")","v":""},{"$f":"IFERROR(IF(OR(U99=\"\",'Cost scenario - input'!$G84=\"\"),\"\",U99/'Cost scenario - input'!$G84),\"\")","v":""},{"$f":"IFERROR(IF(OR(V99=\"\",'Cost scenario - input'!$G84=\"\"),\"\",V99/'Cost scenario - input'!$G84),\"\")","v":""},{"$f":"IFERROR(IF(OR(W99=\"\",'Cost scenario - input'!$G84=\"\"),\"\",W99/'Cost scenario - input'!$G84),\"\")","v":""}]
[{"$f":"IFERROR('Cost scenario - input'!A85,\"\")","v":""},{"$f":"IFERROR('Cost scenario - input'!B85,\"\")","v":""},{"$f":"IFERROR('Cost scenario - input'!C85,\"\")","v":""},{"$f":"IFERROR(repcalc('Cost scenario - input'!$CY85:$GK85,'Cost scenario - input'!$J85,'Cost scenario - input'!$H85,'Cost scenario - input'!$I85,20,TRUE,TRUE),\"\")","v":""},"","","","","","","","","","","","","","","","","","","",{"$f":"IFERROR(IF(OR(D100=\"\",'Cost scenario - input'!$G85=\"\"),\"\",D100/'Cost scenario - input'!$G85),\"\")","v":""},{"$f":"IFERROR(IF(OR(E100=\"\",'Cost scenario - input'!$G85=\"\"),\"\",E100/'Cost scenario - input'!$G85),\"\")","v":""},{"$f":"IFERROR(IF(OR(F100=\"\",'Cost scenario - input'!$G85=\"\"),\"\",F100/'Cost scenario - input'!$G85),\"\")","v":""},{"$f":"IFERROR(IF(OR(G100=\"\",'Cost scenario - input'!$G85=\"\"),\"\",G100/'Cost scenario - input'!$G85),\"\")","v":""},{"$f":"IFERROR(IF(OR(H100=\"\",'Cost scenario - input'!$G85=\"\"),\"\",H100/'Cost scenario - input'!$G85),\"\")","v":""},{"$f":"IFERROR(IF(OR(I100=\"\",'Cost scenario - input'!$G85=\"\"),\"\",I100/'Cost scenario - input'!$G85),\"\")","v":""},{"$f":"IFERROR(IF(OR(J100=\"\",'Cost scenario - input'!$G85=\"\"),\"\",J100/'Cost scenario - input'!$G85),\"\")","v":""},{"$f":"IFERROR(IF(OR(K100=\"\",'Cost scenario - input'!$G85=\"\"),\"\",K100/'Cost scenario - input'!$G85),\"\")","v":""},{"$f":"IFERROR(IF(OR(L100=\"\",'Cost scenario - input'!$G85=\"\"),\"\",L100/'Cost scenario - input'!$G85),\"\")","v":""},{"$f":"IFERROR(IF(OR(M100=\"\",'Cost scenario - input'!$G85=\"\"),\"\",M100/'Cost scenario - input'!$G85),\"\")","v":""},{"$f":"IFERROR(IF(OR(N100=\"\",'Cost scenario - input'!$G85=\"\"),\"\",N100/'Cost scenario - input'!$G85),\"\")","v":""},{"$f":"IFERROR(IF(OR(O100=\"\",'Cost scenario - input'!$G85=\"\"),\"\",O100/'Cost scenario - input'!$G85),\"\")","v":""},{"$f":"IFERROR(IF(OR(P100=\"\",'Cost scenario - input'!$G85=\"\"),\"\",P100/'Cost scenario - input'!$G85),\"\")","v":""},{"$f":"IFERROR(IF(OR(Q100=\"\",'Cost scenario - input'!$G85=\"\"),\"\",Q100/'Cost scenario - input'!$G85),\"\")","v":""},{"$f":"IFERROR(IF(OR(R100=\"\",'Cost scenario - input'!$G85=\"\"),\"\",R100/'Cost scenario - input'!$G85),\"\")","v":""},{"$f":"IFERROR(IF(OR(S100=\"\",'Cost scenario - input'!$G85=\"\"),\"\",S100/'Cost scenario - input'!$G85),\"\")","v":""},{"$f":"IFERROR(IF(OR(T100=\"\",'Cost scenario - input'!$G85=\"\"),\"\",T100/'Cost scenario - input'!$G85),\"\")","v":""},{"$f":"IFERROR(IF(OR(U100=\"\",'Cost scenario - input'!$G85=\"\"),\"\",U100/'Cost scenario - input'!$G85),\"\")","v":""},{"$f":"IFERROR(IF(OR(V100=\"\",'Cost scenario - input'!$G85=\"\"),\"\",V100/'Cost scenario - input'!$G85),\"\")","v":""},{"$f":"IFERROR(IF(OR(W100=\"\",'Cost scenario - input'!$G85=\"\"),\"\",W100/'Cost scenario - input'!$G85),\"\")","v":""}]
[{"$f":"IFERROR('Cost scenario - input'!A86,\"\")","v":""},{"$f":"IFERROR('Cost scenario - input'!B86,\"\")","v":""},{"$f":"IFERROR('Cost scenario - input'!C86,\"\")","v":""},{"$f":"IFERROR(repcalc('Cost scenario - input'!$CY86:$GK86,'Cost scenario - input'!$J86,'Cost scenario - input'!$H86,'Cost scenario - input'!$I86,20,TRUE,TRUE),\"\")","v":""},"","","","","","","","","","","","","","","","","","","",{"$f":"IFERROR(IF(OR(D101=\"\",'Cost scenario - input'!$G86=\"\"),\"\",D101/'Cost scenario - input'!$G86),\"\")","v":""},{"$f":"IFERROR(IF(OR(E101=\"\",'Cost scenario - input'!$G86=\"\"),\"\",E101/'Cost scenario - input'!$G86),\"\")","v":""},{"$f":"IFERROR(IF(OR(F101=\"\",'Cost scenario - input'!$G86=\"\"),\"\",F101/'Cost scenario - input'!$G86),\"\")","v":""},{"$f":"IFERROR(IF(OR(G101=\"\",'Cost scenario - input'!$G86=\"\"),\"\",G101/'Cost scenario - input'!$G86),\"\")","v":""},{"$f":"IFERROR(IF(OR(H101=\"\",'Cost scenario - input'!$G86=\"\"),\"\",H101/'Cost scenario - input'!$G86),\"\")","v":""},{"$f":"IFERROR(IF(OR(I101=\"\",'Cost scenario - input'!$G86=\"\"),\"\",I101/'Cost scenario - input'!$G86),\"\")","v":""},{"$f":"IFERROR(IF(OR(J101=\"\",'Cost scenario - input'!$G86=\"\"),\"\",J101/'Cost scenario - input'!$G86),\"\")","v":""},{"$f":"IFERROR(IF(OR(K101=\"\",'Cost scenario - input'!$G86=\"\"),\"\",K101/'Cost scenario - input'!$G86),\"\")","v":""},{"$f":"IFERROR(IF(OR(L101=\"\",'Cost scenario - input'!$G86=\"\"),\"\",L101/'Cost scenario - input'!$G86),\"\")","v":""},{"$f":"IFERROR(IF(OR(M101=\"\",'Cost scenario - input'!$G86=\"\"),\"\",M101/'Cost scenario - input'!$G86),\"\")","v":""},{"$f":"IFERROR(IF(OR(N101=\"\",'Cost scenario - input'!$G86=\"\"),\"\",N101/'Cost scenario - input'!$G86),\"\")","v":""},{"$f":"IFERROR(IF(OR(O101=\"\",'Cost scenario - input'!$G86=\"\"),\"\",O101/'Cost scenario - input'!$G86),\"\")","v":""},{"$f":"IFERROR(IF(OR(P101=\"\",'Cost scenario - input'!$G86=\"\"),\"\",P101/'Cost scenario - input'!$G86),\"\")","v":""},{"$f":"IFERROR(IF(OR(Q101=\"\",'Cost scenario - input'!$G86=\"\"),\"\",Q101/'Cost scenario - input'!$G86),\"\")","v":""},{"$f":"IFERROR(IF(OR(R101=\"\",'Cost scenario - input'!$G86=\"\"),\"\",R101/'Cost scenario - input'!$G86),\"\")","v":""},{"$f":"IFERROR(IF(OR(S101=\"\",'Cost scenario - input'!$G86=\"\"),\"\",S101/'Cost scenario - input'!$G86),\"\")","v":""},{"$f":"IFERROR(IF(OR(T101=\"\",'Cost scenario - input'!$G86=\"\"),\"\",T101/'Cost scenario - input'!$G86),\"\")","v":""},{"$f":"IFERROR(IF(OR(U101=\"\",'Cost scenario - input'!$G86=\"\"),\"\",U101/'Cost scenario - input'!$G86),\"\")","v":""},{"$f":"IFERROR(IF(OR(V101=\"\",'Cost scenario - input'!$G86=\"\"),\"\",V101/'Cost scenario - input'!$G86),\"\")","v":""},{"$f":"IFERROR(IF(OR(W101=\"\",'Cost scenario - input'!$G86=\"\"),\"\",W101/'Cost scenario - input'!$G86),\"\")","v":""}]
[{"$f":"IFERROR('Cost scenario - input'!A87,\"\")","v":""},{"$f":"IFERROR('Cost scenario - input'!B87,\"\")","v":""},{"$f":"IFERROR('Cost scenario - input'!C87,\"\")","v":""},{"$f":"IFERROR(repcalc('Cost scenario - input'!$CY87:$GK87,'Cost scenario - input'!$J87,'Cost scenario - input'!$H87,'Cost scenario - input'!$I87,20,TRUE,TRUE),\"\")","v":""},"","","","","","","","","","","","","","","","","","","",{"$f":"IFERROR(IF(OR(D102=\"\",'Cost scenario - input'!$G87=\"\"),\"\",D102/'Cost scenario - input'!$G87),\"\")","v":""},{"$f":"IFERROR(IF(OR(E102=\"\",'Cost scenario - input'!$G87=\"\"),\"\",E102/'Cost scenario - input'!$G87),\"\")","v":""},{"$f":"IFERROR(IF(OR(F102=\"\",'Cost scenario - input'!$G87=\"\"),\"\",F102/'Cost scenario - input'!$G87),\"\")","v":""},{"$f":"IFERROR(IF(OR(G102=\"\",'Cost scenario - input'!$G87=\"\"),\"\",G102/'Cost scenario - input'!$G87),\"\")","v":""},{"$f":"IFERROR(IF(OR(H102=\"\",'Cost scenario - input'!$G87=\"\"),\"\",H102/'Cost scenario - input'!$G87),\"\")","v":""},{"$f":"IFERROR(IF(OR(I102=\"\",'Cost scenario - input'!$G87=\"\"),\"\",I102/'Cost scenario - input'!$G87),\"\")","v":""},{"$f":"IFERROR(IF(OR(J102=\"\",'Cost scenario - input'!$G87=\"\"),\"\",J102/'Cost scenario - input'!$G87),\"\")","v":""},{"$f":"IFERROR(IF(OR(K102=\"\",'Cost scenario - input'!$G87=\"\"),\"\",K102/'Cost scenario - input'!$G87),\"\")","v":""},{"$f":"IFERROR(IF(OR(L102=\"\",'Cost scenario - input'!$G87=\"\"),\"\",L102/'Cost scenario - input'!$G87),\"\")","v":""},{"$f":"IFERROR(IF(OR(M102=\"\",'Cost scenario - input'!$G87=\"\"),\"\",M102/'Cost scenario - input'!$G87),\"\")","v":""},{"$f":"IFERROR(IF(OR(N102=\"\",'Cost scenario - input'!$G87=\"\"),\"\",N102/'Cost scenario - input'!$G87),\"\")","v":""},{"$f":"IFERROR(IF(OR(O102=\"\",'Cost scenario - input'!$G87=\"\"),\"\",O102/'Cost scenario - input'!$G87),\"\")","v":""},{"$f":"IFERROR(IF(OR(P102=\"\",'Cost scenario - input'!$G87=\"\"),\"\",P102/'Cost scenario - input'!$G87),\"\")","v":""},{"$f":"IFERROR(IF(OR(Q102=\"\",'Cost scenario - input'!$G87=\"\"),\"\",Q102/'Cost scenario - input'!$G87),\"\")","v":""},{"$f":"IFERROR(IF(OR(R102=\"\",'Cost scenario - input'!$G87=\"\"),\"\",R102/'Cost scenario - input'!$G87),\"\")","v":""},{"$f":"IFERROR(IF(OR(S102=\"\",'Cost scenario - input'!$G87=\"\"),\"\",S102/'Cost scenario - input'!$G87),\"\")","v":""},{"$f":"IFERROR(IF(OR(T102=\"\",'Cost scenario - input'!$G87=\"\"),\"\",T102/'Cost scenario - input'!$G87),\"\")","v":""},{"$f":"IFERROR(IF(OR(U102=\"\",'Cost scenario - input'!$G87=\"\"),\"\",U102/'Cost scenario - input'!$G87),\"\")","v":""},{"$f":"IFERROR(IF(OR(V102=\"\",'Cost scenario - input'!$G87=\"\"),\"\",V102/'Cost scenario - input'!$G87),\"\")","v":""},{"$f":"IFERROR(IF(OR(W102=\"\",'Cost scenario - input'!$G87=\"\"),\"\",W102/'Cost scenario - input'!$G87),\"\")","v":""}]
[{"$f":"IFERROR('Cost scenario - input'!A88,\"\")","v":""},{"$f":"IFERROR('Cost scenario - input'!B88,\"\")","v":""},{"$f":"IFERROR('Cost scenario - input'!C88,\"\")","v":""},{"$f":"IFERROR(repcalc('Cost scenario - input'!$CY88:$GK88,'Cost scenario - input'!$J88,'Cost scenario - input'!$H88,'Cost scenario - input'!$I88,20,TRUE,TRUE),\"\")","v":""},"","","","","","","","","","","","","","","","","","","",{"$f":"IFERROR(IF(OR(D103=\"\",'Cost scenario - input'!$G88=\"\"),\"\",D103/'Cost scenario - input'!$G88),\"\")","v":""},{"$f":"IFERROR(IF(OR(E103=\"\",'Cost scenario - input'!$G88=\"\"),\"\",E103/'Cost scenario - input'!$G88),\"\")","v":""},{"$f":"IFERROR(IF(OR(F103=\"\",'Cost scenario - input'!$G88=\"\"),\"\",F103/'Cost scenario - input'!$G88),\"\")","v":""},{"$f":"IFERROR(IF(OR(G103=\"\",'Cost scenario - input'!$G88=\"\"),\"\",G103/'Cost scenario - input'!$G88),\"\")","v":""},{"$f":"IFERROR(IF(OR(H103=\"\",'Cost scenario - input'!$G88=\"\"),\"\",H103/'Cost scenario - input'!$G88),\"\")","v":""},{"$f":"IFERROR(IF(OR(I103=\"\",'Cost scenario - input'!$G88=\"\"),\"\",I103/'Cost scenario - input'!$G88),\"\")","v":""},{"$f":"IFERROR(IF(OR(J103=\"\",'Cost scenario - input'!$G88=\"\"),\"\",J103/'Cost scenario - input'!$G88),\"\")","v":""},{"$f":"IFERROR(IF(OR(K103=\"\",'Cost scenario - input'!$G88=\"\"),\"\",K103/'Cost scenario - input'!$G88),\"\")","v":""},{"$f":"IFERROR(IF(OR(L103=\"\",'Cost scenario - input'!$G88=\"\"),\"\",L103/'Cost scenario - input'!$G88),\"\")","v":""},{"$f":"IFERROR(IF(OR(M103=\"\",'Cost scenario - input'!$G88=\"\"),\"\",M103/'Cost scenario - input'!$G88),\"\")","v":""},{"$f":"IFERROR(IF(OR(N103=\"\",'Cost scenario - input'!$G88=\"\"),\"\",N103/'Cost scenario - input'!$G88),\"\")","v":""},{"$f":"IFERROR(IF(OR(O103=\"\",'Cost scenario - input'!$G88=\"\"),\"\",O103/'Cost scenario - input'!$G88),\"\")","v":""},{"$f":"IFERROR(IF(OR(P103=\"\",'Cost scenario - input'!$G88=\"\"),\"\",P103/'Cost scenario - input'!$G88),\"\")","v":""},{"$f":"IFERROR(IF(OR(Q103=\"\",'Cost scenario - input'!$G88=\"\"),\"\",Q103/'Cost scenario - input'!$G88),\"\")","v":""},{"$f":"IFERROR(IF(OR(R103=\"\",'Cost scenario - input'!$G88=\"\"),\"\",R103/'Cost scenario - input'!$G88),\"\")","v":""},{"$f":"IFERROR(IF(OR(S103=\"\",'Cost scenario - input'!$G88=\"\"),\"\",S103/'Cost scenario - input'!$G88),\"\")","v":""},{"$f":"IFERROR(IF(OR(T103=\"\",'Cost scenario - input'!$G88=\"\"),\"\",T103/'Cost scenario - input'!$G88),\"\")","v":""},{"$f":"IFERROR(IF(OR(U103=\"\",'Cost scenario - input'!$G88=\"\"),\"\",U103/'Cost scenario - input'!$G88),\"\")","v":""},{"$f":"IFERROR(IF(OR(V103=\"\",'Cost scenario - input'!$G88=\"\"),\"\",V103/'Cost scenario - input'!$G88),\"\")","v":""},{"$f":"IFERROR(IF(OR(W103=\"\",'Cost scenario - input'!$G88=\"\"),\"\",W103/'Cost scenario - input'!$G88),\"\")","v":""}]
[{"$f":"IFERROR('Cost scenario - input'!A89,\"\")","v":""},{"$f":"IFERROR('Cost scenario - input'!B89,\"\")","v":""},{"$f":"IFERROR('Cost scenario - input'!C89,\"\")","v":""},{"$f":"IFERROR(repcalc('Cost scenario - input'!$CY89:$GK89,'Cost scenario - input'!$J89,'Cost scenario - input'!$H89,'Cost scenario - input'!$I89,20,TRUE,TRUE),\"\")","v":""},"","","","","","","","","","","","","","","","","","","",{"$f":"IFERROR(IF(OR(D104=\"\",'Cost scenario - input'!$G89=\"\"),\"\",D104/'Cost scenario - input'!$G89),\"\")","v":""},{"$f":"IFERROR(IF(OR(E104=\"\",'Cost scenario - input'!$G89=\"\"),\"\",E104/'Cost scenario - input'!$G89),\"\")","v":""},{"$f":"IFERROR(IF(OR(F104=\"\",'Cost scenario - input'!$G89=\"\"),\"\",F104/'Cost scenario - input'!$G89),\"\")","v":""},{"$f":"IFERROR(IF(OR(G104=\"\",'Cost scenario - input'!$G89=\"\"),\"\",G104/'Cost scenario - input'!$G89),\"\")","v":""},{"$f":"IFERROR(IF(OR(H104=\"\",'Cost scenario - input'!$G89=\"\"),\"\",H104/'Cost scenario - input'!$G89),\"\")","v":""},{"$f":"IFERROR(IF(OR(I104=\"\",'Cost scenario - input'!$G89=\"\"),\"\",I104/'Cost scenario - input'!$G89),\"\")","v":""},{"$f":"IFERROR(IF(OR(J104=\"\",'Cost scenario - input'!$G89=\"\"),\"\",J104/'Cost scenario - input'!$G89),\"\")","v":""},{"$f":"IFERROR(IF(OR(K104=\"\",'Cost scenario - input'!$G89=\"\"),\"\",K104/'Cost scenario - input'!$G89),\"\")","v":""},{"$f":"IFERROR(IF(OR(L104=\"\",'Cost scenario - input'!$G89=\"\"),\"\",L104/'Cost scenario - input'!$G89),\"\")","v":""},{"$f":"IFERROR(IF(OR(M104=\"\",'Cost scenario - input'!$G89=\"\"),\"\",M104/'Cost scenario - input'!$G89),\"\")","v":""},{"$f":"IFERROR(IF(OR(N104=\"\",'Cost scenario - input'!$G89=\"\"),\"\",N104/'Cost scenario - input'!$G89),\"\")","v":""},{"$f":"IFERROR(IF(OR(O104=\"\",'Cost scenario - input'!$G89=\"\"),\"\",O104/'Cost scenario - input'!$G89),\"\")","v":""},{"$f":"IFERROR(IF(OR(P104=\"\",'Cost scenario - input'!$G89=\"\"),\"\",P104/'Cost scenario - input'!$G89),\"\")","v":""},{"$f":"IFERROR(IF(OR(Q104=\"\",'Cost scenario - input'!$G89=\"\"),\"\",Q104/'Cost scenario - input'!$G89),\"\")","v":""},{"$f":"IFERROR(IF(OR(R104=\"\",'Cost scenario - input'!$G89=\"\"),\"\",R104/'Cost scenario - input'!$G89),\"\")","v":""},{"$f":"IFERROR(IF(OR(S104=\"\",'Cost scenario - input'!$G89=\"\"),\"\",S104/'Cost scenario - input'!$G89),\"\")","v":""},{"$f":"IFERROR(IF(OR(T104=\"\",'Cost scenario - input'!$G89=\"\"),\"\",T104/'Cost scenario - input'!$G89),\"\")","v":""},{"$f":"IFERROR(IF(OR(U104=\"\",'Cost scenario - input'!$G89=\"\"),\"\",U104/'Cost scenario - input'!$G89),\"\")","v":""},{"$f":"IFERROR(IF(OR(V104=\"\",'Cost scenario - input'!$G89=\"\"),\"\",V104/'Cost scenario - input'!$G89),\"\")","v":""},{"$f":"IFERROR(IF(OR(W104=\"\",'Cost scenario - input'!$G89=\"\"),\"\",W104/'Cost scenario - input'!$G89),\"\")","v":""}]
[{"$f":"IFERROR('Cost scenario - input'!A90,\"\")","v":""},{"$f":"IFERROR('Cost scenario - input'!B90,\"\")","v":""},{"$f":"IFERROR('Cost scenario - input'!C90,\"\")","v":""},{"$f":"IFERROR(repcalc('Cost scenario - input'!$CY90:$GK90,'Cost scenario - input'!$J90,'Cost scenario - input'!$H90,'Cost scenario - input'!$I90,20,TRUE,TRUE),\"\")","v":""},"","","","","","","","","","","","","","","","","","","",{"$f":"IFERROR(IF(OR(D105=\"\",'Cost scenario - input'!$G90=\"\"),\"\",D105/'Cost scenario - input'!$G90),\"\")","v":""},{"$f":"IFERROR(IF(OR(E105=\"\",'Cost scenario - input'!$G90=\"\"),\"\",E105/'Cost scenario - input'!$G90),\"\")","v":""},{"$f":"IFERROR(IF(OR(F105=\"\",'Cost scenario - input'!$G90=\"\"),\"\",F105/'Cost scenario - input'!$G90),\"\")","v":""},{"$f":"IFERROR(IF(OR(G105=\"\",'Cost scenario - input'!$G90=\"\"),\"\",G105/'Cost scenario - input'!$G90),\"\")","v":""},{"$f":"IFERROR(IF(OR(H105=\"\",'Cost scenario - input'!$G90=\"\"),\"\",H105/'Cost scenario - input'!$G90),\"\")","v":""},{"$f":"IFERROR(IF(OR(I105=\"\",'Cost scenario - input'!$G90=\"\"),\"\",I105/'Cost scenario - input'!$G90),\"\")","v":""},{"$f":"IFERROR(IF(OR(J105=\"\",'Cost scenario - input'!$G90=\"\"),\"\",J105/'Cost scenario - input'!$G90),\"\")","v":""},{"$f":"IFERROR(IF(OR(K105=\"\",'Cost scenario - input'!$G90=\"\"),\"\",K105/'Cost scenario - input'!$G90),\"\")","v":""},{"$f":"IFERROR(IF(OR(L105=\"\",'Cost scenario - input'!$G90=\"\"),\"\",L105/'Cost scenario - input'!$G90),\"\")","v":""},{"$f":"IFERROR(IF(OR(M105=\"\",'Cost scenario - input'!$G90=\"\"),\"\",M105/'Cost scenario - input'!$G90),\"\")","v":""},{"$f":"IFERROR(IF(OR(N105=\"\",'Cost scenario - input'!$G90=\"\"),\"\",N105/'Cost scenario - input'!$G90),\"\")","v":""},{"$f":"IFERROR(IF(OR(O105=\"\",'Cost scenario - input'!$G90=\"\"),\"\",O105/'Cost scenario - input'!$G90),\"\")","v":""},{"$f":"IFERROR(IF(OR(P105=\"\",'Cost scenario - input'!$G90=\"\"),\"\",P105/'Cost scenario - input'!$G90),\"\")","v":""},{"$f":"IFERROR(IF(OR(Q105=\"\",'Cost scenario - input'!$G90=\"\"),\"\",Q105/'Cost scenario - input'!$G90),\"\")","v":""},{"$f":"IFERROR(IF(OR(R105=\"\",'Cost scenario - input'!$G90=\"\"),\"\",R105/'Cost scenario - input'!$G90),\"\")","v":""},{"$f":"IFERROR(IF(OR(S105=\"\",'Cost scenario - input'!$G90=\"\"),\"\",S105/'Cost scenario - input'!$G90),\"\")","v":""},{"$f":"IFERROR(IF(OR(T105=\"\",'Cost scenario - input'!$G90=\"\"),\"\",T105/'Cost scenario - input'!$G90),\"\")","v":""},{"$f":"IFERROR(IF(OR(U105=\"\",'Cost scenario - input'!$G90=\"\"),\"\",U105/'Cost scenario - input'!$G90),\"\")","v":""},{"$f":"IFERROR(IF(OR(V105=\"\",'Cost scenario - input'!$G90=\"\"),\"\",V105/'Cost scenario - input'!$G90),\"\")","v":""},{"$f":"IFERROR(IF(OR(W105=\"\",'Cost scenario - input'!$G90=\"\"),\"\",W105/'Cost scenario - input'!$G90),\"\")","v":""}]
[{"$f":"IFERROR('Cost scenario - input'!A91,\"\")","v":""},{"$f":"IFERROR('Cost scenario - input'!B91,\"\")","v":""},{"$f":"IFERROR('Cost scenario - input'!C91,\"\")","v":""},{"$f":"IFERROR(repcalc('Cost scenario - input'!$CY91:$GK91,'Cost scenario - input'!$J91,'Cost scenario - input'!$H91,'Cost scenario - input'!$I91,20,TRUE,TRUE),\"\")","v":""},"","","","","","","","","","","","","","","","","","","",{"$f":"IFERROR(IF(OR(D106=\"\",'Cost scenario - input'!$G91=\"\"),\"\",D106/'Cost scenario - input'!$G91),\"\")","v":""},{"$f":"IFERROR(IF(OR(E106=\"\",'Cost scenario - input'!$G91=\"\"),\"\",E106/'Cost scenario - input'!$G91),\"\")","v":""},{"$f":"IFERROR(IF(OR(F106=\"\",'Cost scenario - input'!$G91=\"\"),\"\",F106/'Cost scenario - input'!$G91),\"\")","v":""},{"$f":"IFERROR(IF(OR(G106=\"\",'Cost scenario - input'!$G91=\"\"),\"\",G106/'Cost scenario - input'!$G91),\"\")","v":""},{"$f":"IFERROR(IF(OR(H106=\"\",'Cost scenario - input'!$G91=\"\"),\"\",H106/'Cost scenario - input'!$G91),\"\")","v":""},{"$f":"IFERROR(IF(OR(I106=\"\",'Cost scenario - input'!$G91=\"\"),\"\",I106/'Cost scenario - input'!$G91),\"\")","v":""},{"$f":"IFERROR(IF(OR(J106=\"\",'Cost scenario - input'!$G91=\"\"),\"\",J106/'Cost scenario - input'!$G91),\"\")","v":""},{"$f":"IFERROR(IF(OR(K106=\"\",'Cost scenario - input'!$G91=\"\"),\"\",K106/'Cost scenario - input'!$G91),\"\")","v":""},{"$f":"IFERROR(IF(OR(L106=\"\",'Cost scenario - input'!$G91=\"\"),\"\",L106/'Cost scenario - input'!$G91),\"\")","v":""},{"$f":"IFERROR(IF(OR(M106=\"\",'Cost scenario - input'!$G91=\"\"),\"\",M106/'Cost scenario - input'!$G91),\"\")","v":""},{"$f":"IFERROR(IF(OR(N106=\"\",'Cost scenario - input'!$G91=\"\"),\"\",N106/'Cost scenario - input'!$G91),\"\")","v":""},{"$f":"IFERROR(IF(OR(O106=\"\",'Cost scenario - input'!$G91=\"\"),\"\",O106/'Cost scenario - input'!$G91),\"\")","v":""},{"$f":"IFERROR(IF(OR(P106=\"\",'Cost scenario - input'!$G91=\"\"),\"\",P106/'Cost scenario - input'!$G91),\"\")","v":""},{"$f":"IFERROR(IF(OR(Q106=\"\",'Cost scenario - input'!$G91=\"\"),\"\",Q106/'Cost scenario - input'!$G91),\"\")","v":""},{"$f":"IFERROR(IF(OR(R106=\"\",'Cost scenario - input'!$G91=\"\"),\"\",R106/'Cost scenario - input'!$G91),\"\")","v":""},{"$f":"IFERROR(IF(OR(S106=\"\",'Cost scenario - input'!$G91=\"\"),\"\",S106/'Cost scenario - input'!$G91),\"\")","v":""},{"$f":"IFERROR(IF(OR(T106=\"\",'Cost scenario - input'!$G91=\"\"),\"\",T106/'Cost scenario - input'!$G91),\"\")","v":""},{"$f":"IFERROR(IF(OR(U106=\"\",'Cost scenario - input'!$G91=\"\"),\"\",U106/'Cost scenario - input'!$G91),\"\")","v":""},{"$f":"IFERROR(IF(OR(V106=\"\",'Cost scenario - input'!$G91=\"\"),\"\",V106/'Cost scenario - input'!$G91),\"\")","v":""},{"$f":"IFERROR(IF(OR(W106=\"\",'Cost scenario - input'!$G91=\"\"),\"\",W106/'Cost scenario - input'!$G91),\"\")","v":""}]
[{"$f":"IFERROR('Cost scenario - input'!A92,\"\")","v":""},{"$f":"IFERROR('Cost scenario - input'!B92,\"\")","v":""},{"$f":"IFERROR('Cost scenario - input'!C92,\"\")","v":""},{"$f":"IFERROR(repcalc('Cost scenario - input'!$CY92:$GK92,'Cost scenario - input'!$J92,'Cost scenario - input'!$H92,'Cost scenario - input'!$I92,20,TRUE,TRUE),\"\")","v":""},"","","","","","","","","","","","","","","","","","","",{"$f":"IFERROR(IF(OR(D107=\"\",'Cost scenario - input'!$G92=\"\"),\"\",D107/'Cost scenario - input'!$G92),\"\")","v":""},{"$f":"IFERROR(IF(OR(E107=\"\",'Cost scenario - input'!$G92=\"\"),\"\",E107/'Cost scenario - input'!$G92),\"\")","v":""},{"$f":"IFERROR(IF(OR(F107=\"\",'Cost scenario - input'!$G92=\"\"),\"\",F107/'Cost scenario - input'!$G92),\"\")","v":""},{"$f":"IFERROR(IF(OR(G107=\"\",'Cost scenario - input'!$G92=\"\"),\"\",G107/'Cost scenario - input'!$G92),\"\")","v":""},{"$f":"IFERROR(IF(OR(H107=\"\",'Cost scenario - input'!$G92=\"\"),\"\",H107/'Cost scenario - input'!$G92),\"\")","v":""},{"$f":"IFERROR(IF(OR(I107=\"\",'Cost scenario - input'!$G92=\"\"),\"\",I107/'Cost scenario - input'!$G92),\"\")","v":""},{"$f":"IFERROR(IF(OR(J107=\"\",'Cost scenario - input'!$G92=\"\"),\"\",J107/'Cost scenario - input'!$G92),\"\")","v":""},{"$f":"IFERROR(IF(OR(K107=\"\",'Cost scenario - input'!$G92=\"\"),\"\",K107/'Cost scenario - input'!$G92),\"\")","v":""},{"$f":"IFERROR(IF(OR(L107=\"\",'Cost scenario - input'!$G92=\"\"),\"\",L107/'Cost scenario - input'!$G92),\"\")","v":""},{"$f":"IFERROR(IF(OR(M107=\"\",'Cost scenario - input'!$G92=\"\"),\"\",M107/'Cost scenario - input'!$G92),\"\")","v":""},{"$f":"IFERROR(IF(OR(N107=\"\",'Cost scenario - input'!$G92=\"\"),\"\",N107/'Cost scenario - input'!$G92),\"\")","v":""},{"$f":"IFERROR(IF(OR(O107=\"\",'Cost scenario - input'!$G92=\"\"),\"\",O107/'Cost scenario - input'!$G92),\"\")","v":""},{"$f":"IFERROR(IF(OR(P107=\"\",'Cost scenario - input'!$G92=\"\"),\"\",P107/'Cost scenario - input'!$G92),\"\")","v":""},{"$f":"IFERROR(IF(OR(Q107=\"\",'Cost scenario - input'!$G92=\"\"),\"\",Q107/'Cost scenario - input'!$G92),\"\")","v":""},{"$f":"IFERROR(IF(OR(R107=\"\",'Cost scenario - input'!$G92=\"\"),\"\",R107/'Cost scenario - input'!$G92),\"\")","v":""},{"$f":"IFERROR(IF(OR(S107=\"\",'Cost scenario - input'!$G92=\"\"),\"\",S107/'Cost scenario - input'!$G92),\"\")","v":""},{"$f":"IFERROR(IF(OR(T107=\"\",'Cost scenario - input'!$G92=\"\"),\"\",T107/'Cost scenario - input'!$G92),\"\")","v":""},{"$f":"IFERROR(IF(OR(U107=\"\",'Cost scenario - input'!$G92=\"\"),\"\",U107/'Cost scenario - input'!$G92),\"\")","v":""},{"$f":"IFERROR(IF(OR(V107=\"\",'Cost scenario - input'!$G92=\"\"),\"\",V107/'Cost scenario - input'!$G92),\"\")","v":""},{"$f":"IFERROR(IF(OR(W107=\"\",'Cost scenario - input'!$G92=\"\"),\"\",W107/'Cost scenario - input'!$G92),\"\")","v":""}]
[{"$f":"IFERROR('Cost scenario - input'!A93,\"\")","v":""},{"$f":"IFERROR('Cost scenario - input'!B93,\"\")","v":""},{"$f":"IFERROR('Cost scenario - input'!C93,\"\")","v":""},{"$f":"IFERROR(repcalc('Cost scenario - input'!$CY93:$GK93,'Cost scenario - input'!$J93,'Cost scenario - input'!$H93,'Cost scenario - input'!$I93,20,TRUE,TRUE),\"\")","v":""},"","","","","","","","","","","","","","","","","","","",{"$f":"IFERROR(IF(OR(D108=\"\",'Cost scenario - input'!$G93=\"\"),\"\",D108/'Cost scenario - input'!$G93),\"\")","v":""},{"$f":"IFERROR(IF(OR(E108=\"\",'Cost scenario - input'!$G93=\"\"),\"\",E108/'Cost scenario - input'!$G93),\"\")","v":""},{"$f":"IFERROR(IF(OR(F108=\"\",'Cost scenario - input'!$G93=\"\"),\"\",F108/'Cost scenario - input'!$G93),\"\")","v":""},{"$f":"IFERROR(IF(OR(G108=\"\",'Cost scenario - input'!$G93=\"\"),\"\",G108/'Cost scenario - input'!$G93),\"\")","v":""},{"$f":"IFERROR(IF(OR(H108=\"\",'Cost scenario - input'!$G93=\"\"),\"\",H108/'Cost scenario - input'!$G93),\"\")","v":""},{"$f":"IFERROR(IF(OR(I108=\"\",'Cost scenario - input'!$G93=\"\"),\"\",I108/'Cost scenario - input'!$G93),\"\")","v":""},{"$f":"IFERROR(IF(OR(J108=\"\",'Cost scenario - input'!$G93=\"\"),\"\",J108/'Cost scenario - input'!$G93),\"\")","v":""},{"$f":"IFERROR(IF(OR(K108=\"\",'Cost scenario - input'!$G93=\"\"),\"\",K108/'Cost scenario - input'!$G93),\"\")","v":""},{"$f":"IFERROR(IF(OR(L108=\"\",'Cost scenario - input'!$G93=\"\"),\"\",L108/'Cost scenario - input'!$G93),\"\")","v":""},{"$f":"IFERROR(IF(OR(M108=\"\",'Cost scenario - input'!$G93=\"\"),\"\",M108/'Cost scenario - input'!$G93),\"\")","v":""},{"$f":"IFERROR(IF(OR(N108=\"\",'Cost scenario - input'!$G93=\"\"),\"\",N108/'Cost scenario - input'!$G93),\"\")","v":""},{"$f":"IFERROR(IF(OR(O108=\"\",'Cost scenario - input'!$G93=\"\"),\"\",O108/'Cost scenario - input'!$G93),\"\")","v":""},{"$f":"IFERROR(IF(OR(P108=\"\",'Cost scenario - input'!$G93=\"\"),\"\",P108/'Cost scenario - input'!$G93),\"\")","v":""},{"$f":"IFERROR(IF(OR(Q108=\"\",'Cost scenario - input'!$G93=\"\"),\"\",Q108/'Cost scenario - input'!$G93),\"\")","v":""},{"$f":"IFERROR(IF(OR(R108=\"\",'Cost scenario - input'!$G93=\"\"),\"\",R108/'Cost scenario - input'!$G93),\"\")","v":""},{"$f":"IFERROR(IF(OR(S108=\"\",'Cost scenario - input'!$G93=\"\"),\"\",S108/'Cost scenario - input'!$G93),\"\")","v":""},{"$f":"IFERROR(IF(OR(T108=\"\",'Cost scenario - input'!$G93=\"\"),\"\",T108/'Cost scenario - input'!$G93),\"\")","v":""},{"$f":"IFERROR(IF(OR(U108=\"\",'Cost scenario - input'!$G93=\"\"),\"\",U108/'Cost scenario - input'!$G93),\"\")","v":""},{"$f":"IFERROR(IF(OR(V108=\"\",'Cost scenario - input'!$G93=\"\"),\"\",V108/'Cost scenario - input'!$G93),\"\")","v":""},{"$f":"IFERROR(IF(OR(W108=\"\",'Cost scenario - input'!$G93=\"\"),\"\",W108/'Cost scenario - input'!$G93),\"\")","v":""}]
[{"$f":"IFERROR('Cost scenario - input'!A94,\"\")","v":""},{"$f":"IFERROR('Cost scenario - input'!B94,\"\")","v":""},{"$f":"IFERROR('Cost scenario - input'!C94,\"\")","v":""},{"$f":"IFERROR(repcalc('Cost scenario - input'!$CY94:$GK94,'Cost scenario - input'!$J94,'Cost scenario - input'!$H94,'Cost scenario - input'!$I94,20,TRUE,TRUE),\"\")","v":""},"","","","","","","","","","","","","","","","","","","",{"$f":"IFERROR(IF(OR(D109=\"\",'Cost scenario - input'!$G94=\"\"),\"\",D109/'Cost scenario - input'!$G94),\"\")","v":""},{"$f":"IFERROR(IF(OR(E109=\"\",'Cost scenario - input'!$G94=\"\"),\"\",E109/'Cost scenario - input'!$G94),\"\")","v":""},{"$f":"IFERROR(IF(OR(F109=\"\",'Cost scenario - input'!$G94=\"\"),\"\",F109/'Cost scenario - input'!$G94),\"\")","v":""},{"$f":"IFERROR(IF(OR(G109=\"\",'Cost scenario - input'!$G94=\"\"),\"\",G109/'Cost scenario - input'!$G94),\"\")","v":""},{"$f":"IFERROR(IF(OR(H109=\"\",'Cost scenario - input'!$G94=\"\"),\"\",H109/'Cost scenario - input'!$G94),\"\")","v":""},{"$f":"IFERROR(IF(OR(I109=\"\",'Cost scenario - input'!$G94=\"\"),\"\",I109/'Cost scenario - input'!$G94),\"\")","v":""},{"$f":"IFERROR(IF(OR(J109=\"\",'Cost scenario - input'!$G94=\"\"),\"\",J109/'Cost scenario - input'!$G94),\"\")","v":""},{"$f":"IFERROR(IF(OR(K109=\"\",'Cost scenario - input'!$G94=\"\"),\"\",K109/'Cost scenario - input'!$G94),\"\")","v":""},{"$f":"IFERROR(IF(OR(L109=\"\",'Cost scenario - input'!$G94=\"\"),\"\",L109/'Cost scenario - input'!$G94),\"\")","v":""},{"$f":"IFERROR(IF(OR(M109=\"\",'Cost scenario - input'!$G94=\"\"),\"\",M109/'Cost scenario - input'!$G94),\"\")","v":""},{"$f":"IFERROR(IF(OR(N109=\"\",'Cost scenario - input'!$G94=\"\"),\"\",N109/'Cost scenario - input'!$G94),\"\")","v":""},{"$f":"IFERROR(IF(OR(O109=\"\",'Cost scenario - input'!$G94=\"\"),\"\",O109/'Cost scenario - input'!$G94),\"\")","v":""},{"$f":"IFERROR(IF(OR(P109=\"\",'Cost scenario - input'!$G94=\"\"),\"\",P109/'Cost scenario - input'!$G94),\"\")","v":""},{"$f":"IFERROR(IF(OR(Q109=\"\",'Cost scenario - input'!$G94=\"\"),\"\",Q109/'Cost scenario - input'!$G94),\"\")","v":""},{"$f":"IFERROR(IF(OR(R109=\"\",'Cost scenario - input'!$G94=\"\"),\"\",R109/'Cost scenario - input'!$G94),\"\")","v":""},{"$f":"IFERROR(IF(OR(S109=\"\",'Cost scenario - input'!$G94=\"\"),\"\",S109/'Cost scenario - input'!$G94),\"\")","v":""},{"$f":"IFERROR(IF(OR(T109=\"\",'Cost scenario - input'!$G94=\"\"),\"\",T109/'Cost scenario - input'!$G94),\"\")","v":""},{"$f":"IFERROR(IF(OR(U109=\"\",'Cost scenario - input'!$G94=\"\"),\"\",U109/'Cost scenario - input'!$G94),\"\")","v":""},{"$f":"IFERROR(IF(OR(V109=\"\",'Cost scenario - input'!$G94=\"\"),\"\",V109/'Cost scenario - input'!$G94),\"\")","v":""},{"$f":"IFERROR(IF(OR(W109=\"\",'Cost scenario - input'!$G94=\"\"),\"\",W109/'Cost scenario - input'!$G94),\"\")","v":""}]
[{"$f":"IFERROR('Cost scenario - input'!A95,\"\")","v":""},{"$f":"IFERROR('Cost scenario - input'!B95,\"\")","v":""},{"$f":"IFERROR('Cost scenario - input'!C95,\"\")","v":""},{"$f":"IFERROR(repcalc('Cost scenario - input'!$CY95:$GK95,'Cost scenario - input'!$J95,'Cost scenario - input'!$H95,'Cost scenario - input'!$I95,20,TRUE,TRUE),\"\")","v":""},"","","","","","","","","","","","","","","","","","","",{"$f":"IFERROR(IF(OR(D110=\"\",'Cost scenario - input'!$G95=\"\"),\"\",D110/'Cost scenario - input'!$G95),\"\")","v":""},{"$f":"IFERROR(IF(OR(E110=\"\",'Cost scenario - input'!$G95=\"\"),\"\",E110/'Cost scenario - input'!$G95),\"\")","v":""},{"$f":"IFERROR(IF(OR(F110=\"\",'Cost scenario - input'!$G95=\"\"),\"\",F110/'Cost scenario - input'!$G95),\"\")","v":""},{"$f":"IFERROR(IF(OR(G110=\"\",'Cost scenario - input'!$G95=\"\"),\"\",G110/'Cost scenario - input'!$G95),\"\")","v":""},{"$f":"IFERROR(IF(OR(H110=\"\",'Cost scenario - input'!$G95=\"\"),\"\",H110/'Cost scenario - input'!$G95),\"\")","v":""},{"$f":"IFERROR(IF(OR(I110=\"\",'Cost scenario - input'!$G95=\"\"),\"\",I110/'Cost scenario - input'!$G95),\"\")","v":""},{"$f":"IFERROR(IF(OR(J110=\"\",'Cost scenario - input'!$G95=\"\"),\"\",J110/'Cost scenario - input'!$G95),\"\")","v":""},{"$f":"IFERROR(IF(OR(K110=\"\",'Cost scenario - input'!$G95=\"\"),\"\",K110/'Cost scenario - input'!$G95),\"\")","v":""},{"$f":"IFERROR(IF(OR(L110=\"\",'Cost scenario - input'!$G95=\"\"),\"\",L110/'Cost scenario - input'!$G95),\"\")","v":""},{"$f":"IFERROR(IF(OR(M110=\"\",'Cost scenario - input'!$G95=\"\"),\"\",M110/'Cost scenario - input'!$G95),\"\")","v":""},{"$f":"IFERROR(IF(OR(N110=\"\",'Cost scenario - input'!$G95=\"\"),\"\",N110/'Cost scenario - input'!$G95),\"\")","v":""},{"$f":"IFERROR(IF(OR(O110=\"\",'Cost scenario - input'!$G95=\"\"),\"\",O110/'Cost scenario - input'!$G95),\"\")","v":""},{"$f":"IFERROR(IF(OR(P110=\"\",'Cost scenario - input'!$G95=\"\"),\"\",P110/'Cost scenario - input'!$G95),\"\")","v":""},{"$f":"IFERROR(IF(OR(Q110=\"\",'Cost scenario - input'!$G95=\"\"),\"\",Q110/'Cost scenario - input'!$G95),\"\")","v":""},{"$f":"IFERROR(IF(OR(R110=\"\",'Cost scenario - input'!$G95=\"\"),\"\",R110/'Cost scenario - input'!$G95),\"\")","v":""},{"$f":"IFERROR(IF(OR(S110=\"\",'Cost scenario - input'!$G95=\"\"),\"\",S110/'Cost scenario - input'!$G95),\"\")","v":""},{"$f":"IFERROR(IF(OR(T110=\"\",'Cost scenario - input'!$G95=\"\"),\"\",T110/'Cost scenario - input'!$G95),\"\")","v":""},{"$f":"IFERROR(IF(OR(U110=\"\",'Cost scenario - input'!$G95=\"\"),\"\",U110/'Cost scenario - input'!$G95),\"\")","v":""},{"$f":"IFERROR(IF(OR(V110=\"\",'Cost scenario - input'!$G95=\"\"),\"\",V110/'Cost scenario - input'!$G95),\"\")","v":""},{"$f":"IFERROR(IF(OR(W110=\"\",'Cost scenario - input'!$G95=\"\"),\"\",W110/'Cost scenario - input'!$G95),\"\")","v":""}]
[{"$f":"IFERROR('Cost scenario - input'!A96,\"\")","v":""},{"$f":"IFERROR('Cost scenario - input'!B96,\"\")","v":""},{"$f":"IFERROR('Cost scenario - input'!C96,\"\")","v":""},{"$f":"IFERROR(repcalc('Cost scenario - input'!$CY96:$GK96,'Cost scenario - input'!$J96,'Cost scenario - input'!$H96,'Cost scenario - input'!$I96,20,TRUE,TRUE),\"\")","v":""},"","","","","","","","","","","","","","","","","","","",{"$f":"IFERROR(IF(OR(D111=\"\",'Cost scenario - input'!$G96=\"\"),\"\",D111/'Cost scenario - input'!$G96),\"\")","v":""},{"$f":"IFERROR(IF(OR(E111=\"\",'Cost scenario - input'!$G96=\"\"),\"\",E111/'Cost scenario - input'!$G96),\"\")","v":""},{"$f":"IFERROR(IF(OR(F111=\"\",'Cost scenario - input'!$G96=\"\"),\"\",F111/'Cost scenario - input'!$G96),\"\")","v":""},{"$f":"IFERROR(IF(OR(G111=\"\",'Cost scenario - input'!$G96=\"\"),\"\",G111/'Cost scenario - input'!$G96),\"\")","v":""},{"$f":"IFERROR(IF(OR(H111=\"\",'Cost scenario - input'!$G96=\"\"),\"\",H111/'Cost scenario - input'!$G96),\"\")","v":""},{"$f":"IFERROR(IF(OR(I111=\"\",'Cost scenario - input'!$G96=\"\"),\"\",I111/'Cost scenario - input'!$G96),\"\")","v":""},{"$f":"IFERROR(IF(OR(J111=\"\",'Cost scenario - input'!$G96=\"\"),\"\",J111/'Cost scenario - input'!$G96),\"\")","v":""},{"$f":"IFERROR(IF(OR(K111=\"\",'Cost scenario - input'!$G96=\"\"),\"\",K111/'Cost scenario - input'!$G96),\"\")","v":""},{"$f":"IFERROR(IF(OR(L111=\"\",'Cost scenario - input'!$G96=\"\"),\"\",L111/'Cost scenario - input'!$G96),\"\")","v":""},{"$f":"IFERROR(IF(OR(M111=\"\",'Cost scenario - input'!$G96=\"\"),\"\",M111/'Cost scenario - input'!$G96),\"\")","v":""},{"$f":"IFERROR(IF(OR(N111=\"\",'Cost scenario - input'!$G96=\"\"),\"\",N111/'Cost scenario - input'!$G96),\"\")","v":""},{"$f":"IFERROR(IF(OR(O111=\"\",'Cost scenario - input'!$G96=\"\"),\"\",O111/'Cost scenario - input'!$G96),\"\")","v":""},{"$f":"IFERROR(IF(OR(P111=\"\",'Cost scenario - input'!$G96=\"\"),\"\",P111/'Cost scenario - input'!$G96),\"\")","v":""},{"$f":"IFERROR(IF(OR(Q111=\"\",'Cost scenario - input'!$G96=\"\"),\"\",Q111/'Cost scenario - input'!$G96),\"\")","v":""},{"$f":"IFERROR(IF(OR(R111=\"\",'Cost scenario - input'!$G96=\"\"),\"\",R111/'Cost scenario - input'!$G96),\"\")","v":""},{"$f":"IFERROR(IF(OR(S111=\"\",'Cost scenario - input'!$G96=\"\"),\"\",S111/'Cost scenario - input'!$G96),\"\")","v":""},{"$f":"IFERROR(IF(OR(T111=\"\",'Cost scenario - input'!$G96=\"\"),\"\",T111/'Cost scenario - input'!$G96),\"\")","v":""},{"$f":"IFERROR(IF(OR(U111=\"\",'Cost scenario - input'!$G96=\"\"),\"\",U111/'Cost scenario - input'!$G96),\"\")","v":""},{"$f":"IFERROR(IF(OR(V111=\"\",'Cost scenario - input'!$G96=\"\"),\"\",V111/'Cost scenario - input'!$G96),\"\")","v":""},{"$f":"IFERROR(IF(OR(W111=\"\",'Cost scenario - input'!$G96=\"\"),\"\",W111/'Cost scenario - input'!$G96),\"\")","v":""}]
[{"$f":"IFERROR('Cost scenario - input'!A97,\"\")","v":""},{"$f":"IFERROR('Cost scenario - input'!B97,\"\")","v":""},{"$f":"IFERROR('Cost scenario - input'!C97,\"\")","v":""},{"$f":"IFERROR(repcalc('Cost scenario - input'!$CY97:$GK97,'Cost scenario - input'!$J97,'Cost scenario - input'!$H97,'Cost scenario - input'!$I97,20,TRUE,TRUE),\"\")","v":""},"","","","","","","","","","","","","","","","","","","",{"$f":"IFERROR(IF(OR(D112=\"\",'Cost scenario - input'!$G97=\"\"),\"\",D112/'Cost scenario - input'!$G97),\"\")","v":""},{"$f":"IFERROR(IF(OR(E112=\"\",'Cost scenario - input'!$G97=\"\"),\"\",E112/'Cost scenario - input'!$G97),\"\")","v":""},{"$f":"IFERROR(IF(OR(F112=\"\",'Cost scenario - input'!$G97=\"\"),\"\",F112/'Cost scenario - input'!$G97),\"\")","v":""},{"$f":"IFERROR(IF(OR(G112=\"\",'Cost scenario - input'!$G97=\"\"),\"\",G112/'Cost scenario - input'!$G97),\"\")","v":""},{"$f":"IFERROR(IF(OR(H112=\"\",'Cost scenario - input'!$G97=\"\"),\"\",H112/'Cost scenario - input'!$G97),\"\")","v":""},{"$f":"IFERROR(IF(OR(I112=\"\",'Cost scenario - input'!$G97=\"\"),\"\",I112/'Cost scenario - input'!$G97),\"\")","v":""},{"$f":"IFERROR(IF(OR(J112=\"\",'Cost scenario - input'!$G97=\"\"),\"\",J112/'Cost scenario - input'!$G97),\"\")","v":""},{"$f":"IFERROR(IF(OR(K112=\"\",'Cost scenario - input'!$G97=\"\"),\"\",K112/'Cost scenario - input'!$G97),\"\")","v":""},{"$f":"IFERROR(IF(OR(L112=\"\",'Cost scenario - input'!$G97=\"\"),\"\",L112/'Cost scenario - input'!$G97),\"\")","v":""},{"$f":"IFERROR(IF(OR(M112=\"\",'Cost scenario - input'!$G97=\"\"),\"\",M112/'Cost scenario - input'!$G97),\"\")","v":""},{"$f":"IFERROR(IF(OR(N112=\"\",'Cost scenario - input'!$G97=\"\"),\"\",N112/'Cost scenario - input'!$G97),\"\")","v":""},{"$f":"IFERROR(IF(OR(O112=\"\",'Cost scenario - input'!$G97=\"\"),\"\",O112/'Cost scenario - input'!$G97),\"\")","v":""},{"$f":"IFERROR(IF(OR(P112=\"\",'Cost scenario - input'!$G97=\"\"),\"\",P112/'Cost scenario - input'!$G97),\"\")","v":""},{"$f":"IFERROR(IF(OR(Q112=\"\",'Cost scenario - input'!$G97=\"\"),\"\",Q112/'Cost scenario - input'!$G97),\"\")","v":""},{"$f":"IFERROR(IF(OR(R112=\"\",'Cost scenario - input'!$G97=\"\"),\"\",R112/'Cost scenario - input'!$G97),\"\")","v":""},{"$f":"IFERROR(IF(OR(S112=\"\",'Cost scenario - input'!$G97=\"\"),\"\",S112/'Cost scenario - input'!$G97),\"\")","v":""},{"$f":"IFERROR(IF(OR(T112=\"\",'Cost scenario - input'!$G97=\"\"),\"\",T112/'Cost scenario - input'!$G97),\"\")","v":""},{"$f":"IFERROR(IF(OR(U112=\"\",'Cost scenario - input'!$G97=\"\"),\"\",U112/'Cost scenario - input'!$G97),\"\")","v":""},{"$f":"IFERROR(IF(OR(V112=\"\",'Cost scenario - input'!$G97=\"\"),\"\",V112/'Cost scenario - input'!$G97),\"\")","v":""},{"$f":"IFERROR(IF(OR(W112=\"\",'Cost scenario - input'!$G97=\"\"),\"\",W112/'Cost scenario - input'!$G97),\"\")","v":""}]
[{"$f":"IFERROR('Cost scenario - input'!A98,\"\")","v":""},{"$f":"IFERROR('Cost scenario - input'!B98,\"\")","v":""},{"$f":"IFERROR('Cost scenario - input'!C98,\"\")","v":""},{"$f":"IFERROR(repcalc('Cost scenario - input'!$CY98:$GK98,'Cost scenario - input'!$J98,'Cost scenario - input'!$H98,'Cost scenario - input'!$I98,20,TRUE,TRUE),\"\")","v":""},"","","","","","","","","","","","","","","","","","","",{"$f":"IFERROR(IF(OR(D113=\"\",'Cost scenario - input'!$G98=\"\"),\"\",D113/'Cost scenario - input'!$G98),\"\")","v":""},{"$f":"IFERROR(IF(OR(E113=\"\",'Cost scenario - input'!$G98=\"\"),\"\",E113/'Cost scenario - input'!$G98),\"\")","v":""},{"$f":"IFERROR(IF(OR(F113=\"\",'Cost scenario - input'!$G98=\"\"),\"\",F113/'Cost scenario - input'!$G98),\"\")","v":""},{"$f":"IFERROR(IF(OR(G113=\"\",'Cost scenario - input'!$G98=\"\"),\"\",G113/'Cost scenario - input'!$G98),\"\")","v":""},{"$f":"IFERROR(IF(OR(H113=\"\",'Cost scenario - input'!$G98=\"\"),\"\",H113/'Cost scenario - input'!$G98),\"\")","v":""},{"$f":"IFERROR(IF(OR(I113=\"\",'Cost scenario - input'!$G98=\"\"),\"\",I113/'Cost scenario - input'!$G98),\"\")","v":""},{"$f":"IFERROR(IF(OR(J113=\"\",'Cost scenario - input'!$G98=\"\"),\"\",J113/'Cost scenario - input'!$G98),\"\")","v":""},{"$f":"IFERROR(IF(OR(K113=\"\",'Cost scenario - input'!$G98=\"\"),\"\",K113/'Cost scenario - input'!$G98),\"\")","v":""},{"$f":"IFERROR(IF(OR(L113=\"\",'Cost scenario - input'!$G98=\"\"),\"\",L113/'Cost scenario - input'!$G98),\"\")","v":""},{"$f":"IFERROR(IF(OR(M113=\"\",'Cost scenario - input'!$G98=\"\"),\"\",M113/'Cost scenario - input'!$G98),\"\")","v":""},{"$f":"IFERROR(IF(OR(N113=\"\",'Cost scenario - input'!$G98=\"\"),\"\",N113/'Cost scenario - input'!$G98),\"\")","v":""},{"$f":"IFERROR(IF(OR(O113=\"\",'Cost scenario - input'!$G98=\"\"),\"\",O113/'Cost scenario - input'!$G98),\"\")","v":""},{"$f":"IFERROR(IF(OR(P113=\"\",'Cost scenario - input'!$G98=\"\"),\"\",P113/'Cost scenario - input'!$G98),\"\")","v":""},{"$f":"IFERROR(IF(OR(Q113=\"\",'Cost scenario - input'!$G98=\"\"),\"\",Q113/'Cost scenario - input'!$G98),\"\")","v":""},{"$f":"IFERROR(IF(OR(R113=\"\",'Cost scenario - input'!$G98=\"\"),\"\",R113/'Cost scenario - input'!$G98),\"\")","v":""},{"$f":"IFERROR(IF(OR(S113=\"\",'Cost scenario - input'!$G98=\"\"),\"\",S113/'Cost scenario - input'!$G98),\"\")","v":""},{"$f":"IFERROR(IF(OR(T113=\"\",'Cost scenario - input'!$G98=\"\"),\"\",T113/'Cost scenario - input'!$G98),\"\")","v":""},{"$f":"IFERROR(IF(OR(U113=\"\",'Cost scenario - input'!$G98=\"\"),\"\",U113/'Cost scenario - input'!$G98),\"\")","v":""},{"$f":"IFERROR(IF(OR(V113=\"\",'Cost scenario - input'!$G98=\"\"),\"\",V113/'Cost scenario - input'!$G98),\"\")","v":""},{"$f":"IFERROR(IF(OR(W113=\"\",'Cost scenario - input'!$G98=\"\"),\"\",W113/'Cost scenario - input'!$G98),\"\")","v":""}]
[{"$f":"IFERROR('Cost scenario - input'!A99,\"\")","v":""},{"$f":"IFERROR('Cost scenario - input'!B99,\"\")","v":""},{"$f":"IFERROR('Cost scenario - input'!C99,\"\")","v":""},{"$f":"IFERROR(repcalc('Cost scenario - input'!$CY99:$GK99,'Cost scenario - input'!$J99,'Cost scenario - input'!$H99,'Cost scenario - input'!$I99,20,TRUE,TRUE),\"\")","v":""},"","","","","","","","","","","","","","","","","","","",{"$f":"IFERROR(IF(OR(D114=\"\",'Cost scenario - input'!$G99=\"\"),\"\",D114/'Cost scenario - input'!$G99),\"\")","v":""},{"$f":"IFERROR(IF(OR(E114=\"\",'Cost scenario - input'!$G99=\"\"),\"\",E114/'Cost scenario - input'!$G99),\"\")","v":""},{"$f":"IFERROR(IF(OR(F114=\"\",'Cost scenario - input'!$G99=\"\"),\"\",F114/'Cost scenario - input'!$G99),\"\")","v":""},{"$f":"IFERROR(IF(OR(G114=\"\",'Cost scenario - input'!$G99=\"\"),\"\",G114/'Cost scenario - input'!$G99),\"\")","v":""},{"$f":"IFERROR(IF(OR(H114=\"\",'Cost scenario - input'!$G99=\"\"),\"\",H114/'Cost scenario - input'!$G99),\"\")","v":""},{"$f":"IFERROR(IF(OR(I114=\"\",'Cost scenario - input'!$G99=\"\"),\"\",I114/'Cost scenario - input'!$G99),\"\")","v":""},{"$f":"IFERROR(IF(OR(J114=\"\",'Cost scenario - input'!$G99=\"\"),\"\",J114/'Cost scenario - input'!$G99),\"\")","v":""},{"$f":"IFERROR(IF(OR(K114=\"\",'Cost scenario - input'!$G99=\"\"),\"\",K114/'Cost scenario - input'!$G99),\"\")","v":""},{"$f":"IFERROR(IF(OR(L114=\"\",'Cost scenario - input'!$G99=\"\"),\"\",L114/'Cost scenario - input'!$G99),\"\")","v":""},{"$f":"IFERROR(IF(OR(M114=\"\",'Cost scenario - input'!$G99=\"\"),\"\",M114/'Cost scenario - input'!$G99),\"\")","v":""},{"$f":"IFERROR(IF(OR(N114=\"\",'Cost scenario - input'!$G99=\"\"),\"\",N114/'Cost scenario - input'!$G99),\"\")","v":""},{"$f":"IFERROR(IF(OR(O114=\"\",'Cost scenario - input'!$G99=\"\"),\"\",O114/'Cost scenario - input'!$G99),\"\")","v":""},{"$f":"IFERROR(IF(OR(P114=\"\",'Cost scenario - input'!$G99=\"\"),\"\",P114/'Cost scenario - input'!$G99),\"\")","v":""},{"$f":"IFERROR(IF(OR(Q114=\"\",'Cost scenario - input'!$G99=\"\"),\"\",Q114/'Cost scenario - input'!$G99),\"\")","v":""},{"$f":"IFERROR(IF(OR(R114=\"\",'Cost scenario - input'!$G99=\"\"),\"\",R114/'Cost scenario - input'!$G99),\"\")","v":""},{"$f":"IFERROR(IF(OR(S114=\"\",'Cost scenario - input'!$G99=\"\"),\"\",S114/'Cost scenario - input'!$G99),\"\")","v":""},{"$f":"IFERROR(IF(OR(T114=\"\",'Cost scenario - input'!$G99=\"\"),\"\",T114/'Cost scenario - input'!$G99),\"\")","v":""},{"$f":"IFERROR(IF(OR(U114=\"\",'Cost scenario - input'!$G99=\"\"),\"\",U114/'Cost scenario - input'!$G99),\"\")","v":""},{"$f":"IFERROR(IF(OR(V114=\"\",'Cost scenario - input'!$G99=\"\"),\"\",V114/'Cost scenario - input'!$G99),\"\")","v":""},{"$f":"IFERROR(IF(OR(W114=\"\",'Cost scenario - input'!$G99=\"\"),\"\",W114/'Cost scenario - input'!$G99),\"\")","v":""}]
[{"$f":"IFERROR('Cost scenario - input'!A100,\"\")","v":""},{"$f":"IFERROR('Cost scenario - input'!B100,\"\")","v":""},{"$f":"IFERROR('Cost scenario - input'!C100,\"\")","v":""},{"$f":"IFERROR(repcalc('Cost scenario - input'!$CY100:$GK100,'Cost scenario - input'!$J100,'Cost scenario - input'!$H100,'Cost scenario - input'!$I100,20,TRUE,TRUE),\"\")","v":""},"","","","","","","","","","","","","","","","","","","",{"$f":"IFERROR(IF(OR(D115=\"\",'Cost scenario - input'!$G100=\"\"),\"\",D115/'Cost scenario - input'!$G100),\"\")","v":""},{"$f":"IFERROR(IF(OR(E115=\"\",'Cost scenario - input'!$G100=\"\"),\"\",E115/'Cost scenario - input'!$G100),\"\")","v":""},{"$f":"IFERROR(IF(OR(F115=\"\",'Cost scenario - input'!$G100=\"\"),\"\",F115/'Cost scenario - input'!$G100),\"\")","v":""},{"$f":"IFERROR(IF(OR(G115=\"\",'Cost scenario - input'!$G100=\"\"),\"\",G115/'Cost scenario - input'!$G100),\"\")","v":""},{"$f":"IFERROR(IF(OR(H115=\"\",'Cost scenario - input'!$G100=\"\"),\"\",H115/'Cost scenario - input'!$G100),\"\")","v":""},{"$f":"IFERROR(IF(OR(I115=\"\",'Cost scenario - input'!$G100=\"\"),\"\",I115/'Cost scenario - input'!$G100),\"\")","v":""},{"$f":"IFERROR(IF(OR(J115=\"\",'Cost scenario - input'!$G100=\"\"),\"\",J115/'Cost scenario - input'!$G100),\"\")","v":""},{"$f":"IFERROR(IF(OR(K115=\"\",'Cost scenario - input'!$G100=\"\"),\"\",K115/'Cost scenario - input'!$G100),\"\")","v":""},{"$f":"IFERROR(IF(OR(L115=\"\",'Cost scenario - input'!$G100=\"\"),\"\",L115/'Cost scenario - input'!$G100),\"\")","v":""},{"$f":"IFERROR(IF(OR(M115=\"\",'Cost scenario - input'!$G100=\"\"),\"\",M115/'Cost scenario - input'!$G100),\"\")","v":""},{"$f":"IFERROR(IF(OR(N115=\"\",'Cost scenario - input'!$G100=\"\"),\"\",N115/'Cost scenario - input'!$G100),\"\")","v":""},{"$f":"IFERROR(IF(OR(O115=\"\",'Cost scenario - input'!$G100=\"\"),\"\",O115/'Cost scenario - input'!$G100),\"\")","v":""},{"$f":"IFERROR(IF(OR(P115=\"\",'Cost scenario - input'!$G100=\"\"),\"\",P115/'Cost scenario - input'!$G100),\"\")","v":""},{"$f":"IFERROR(IF(OR(Q115=\"\",'Cost scenario - input'!$G100=\"\"),\"\",Q115/'Cost scenario - input'!$G100),\"\")","v":""},{"$f":"IFERROR(IF(OR(R115=\"\",'Cost scenario - input'!$G100=\"\"),\"\",R115/'Cost scenario - input'!$G100),\"\")","v":""},{"$f":"IFERROR(IF(OR(S115=\"\",'Cost scenario - input'!$G100=\"\"),\"\",S115/'Cost scenario - input'!$G100),\"\")","v":""},{"$f":"IFERROR(IF(OR(T115=\"\",'Cost scenario - input'!$G100=\"\"),\"\",T115/'Cost scenario - input'!$G100),\"\")","v":""},{"$f":"IFERROR(IF(OR(U115=\"\",'Cost scenario - input'!$G100=\"\"),\"\",U115/'Cost scenario - input'!$G100),\"\")","v":""},{"$f":"IFERROR(IF(OR(V115=\"\",'Cost scenario - input'!$G100=\"\"),\"\",V115/'Cost scenario - input'!$G100),\"\")","v":""},{"$f":"IFERROR(IF(OR(W115=\"\",'Cost scenario - input'!$G100=\"\"),\"\",W115/'Cost scenario - input'!$G100),\"\")","v":""}]
[{"$f":"IFERROR('Cost scenario - input'!A101,\"\")","v":""},{"$f":"IFERROR('Cost scenario - input'!B101,\"\")","v":""},{"$f":"IFERROR('Cost scenario - input'!C101,\"\")","v":""},{"$f":"IFERROR(repcalc('Cost scenario - input'!$CY101:$GK101,'Cost scenario - input'!$J101,'Cost scenario - input'!$H101,'Cost scenario - input'!$I101,20,TRUE,TRUE),\"\")","v":""},"","","","","","","","","","","","","","","","","","","",{"$f":"IFERROR(IF(OR(D116=\"\",'Cost scenario - input'!$G101=\"\"),\"\",D116/'Cost scenario - input'!$G101),\"\")","v":""},{"$f":"IFERROR(IF(OR(E116=\"\",'Cost scenario - input'!$G101=\"\"),\"\",E116/'Cost scenario - input'!$G101),\"\")","v":""},{"$f":"IFERROR(IF(OR(F116=\"\",'Cost scenario - input'!$G101=\"\"),\"\",F116/'Cost scenario - input'!$G101),\"\")","v":""},{"$f":"IFERROR(IF(OR(G116=\"\",'Cost scenario - input'!$G101=\"\"),\"\",G116/'Cost scenario - input'!$G101),\"\")","v":""},{"$f":"IFERROR(IF(OR(H116=\"\",'Cost scenario - input'!$G101=\"\"),\"\",H116/'Cost scenario - input'!$G101),\"\")","v":""},{"$f":"IFERROR(IF(OR(I116=\"\",'Cost scenario - input'!$G101=\"\"),\"\",I116/'Cost scenario - input'!$G101),\"\")","v":""},{"$f":"IFERROR(IF(OR(J116=\"\",'Cost scenario - input'!$G101=\"\"),\"\",J116/'Cost scenario - input'!$G101),\"\")","v":""},{"$f":"IFERROR(IF(OR(K116=\"\",'Cost scenario - input'!$G101=\"\"),\"\",K116/'Cost scenario - input'!$G101),\"\")","v":""},{"$f":"IFERROR(IF(OR(L116=\"\",'Cost scenario - input'!$G101=\"\"),\"\",L116/'Cost scenario - input'!$G101),\"\")","v":""},{"$f":"IFERROR(IF(OR(M116=\"\",'Cost scenario - input'!$G101=\"\"),\"\",M116/'Cost scenario - input'!$G101),\"\")","v":""},{"$f":"IFERROR(IF(OR(N116=\"\",'Cost scenario - input'!$G101=\"\"),\"\",N116/'Cost scenario - input'!$G101),\"\")","v":""},{"$f":"IFERROR(IF(OR(O116=\"\",'Cost scenario - input'!$G101=\"\"),\"\",O116/'Cost scenario - input'!$G101),\"\")","v":""},{"$f":"IFERROR(IF(OR(P116=\"\",'Cost scenario - input'!$G101=\"\"),\"\",P116/'Cost scenario - input'!$G101),\"\")","v":""},{"$f":"IFERROR(IF(OR(Q116=\"\",'Cost scenario - input'!$G101=\"\"),\"\",Q116/'Cost scenario - input'!$G101),\"\")","v":""},{"$f":"IFERROR(IF(OR(R116=\"\",'Cost scenario - input'!$G101=\"\"),\"\",R116/'Cost scenario - input'!$G101),\"\")","v":""},{"$f":"IFERROR(IF(OR(S116=\"\",'Cost scenario - input'!$G101=\"\"),\"\",S116/'Cost scenario - input'!$G101),\"\")","v":""},{"$f":"IFERROR(IF(OR(T116=\"\",'Cost scenario - input'!$G101=\"\"),\"\",T116/'Cost scenario - input'!$G101),\"\")","v":""},{"$f":"IFERROR(IF(OR(U116=\"\",'Cost scenario - input'!$G101=\"\"),\"\",U116/'Cost scenario - input'!$G101),\"\")","v":""},{"$f":"IFERROR(IF(OR(V116=\"\",'Cost scenario - input'!$G101=\"\"),\"\",V116/'Cost scenario - input'!$G101),\"\")","v":""},{"$f":"IFERROR(IF(OR(W116=\"\",'Cost scenario - input'!$G101=\"\"),\"\",W116/'Cost scenario - input'!$G101),\"\")","v":""}]
[{"$f":"IFERROR('Cost scenario - input'!A102,\"\")","v":""},{"$f":"IFERROR('Cost scenario - input'!B102,\"\")","v":""},{"$f":"IFERROR('Cost scenario - input'!C102,\"\")","v":""},{"$f":"IFERROR(repcalc('Cost scenario - input'!$CY102:$GK102,'Cost scenario - input'!$J102,'Cost scenario - input'!$H102,'Cost scenario - input'!$I102,20,TRUE,TRUE),\"\")","v":""},"","","","","","","","","","","","","","","","","","","",{"$f":"IFERROR(IF(OR(D117=\"\",'Cost scenario - input'!$G102=\"\"),\"\",D117/'Cost scenario - input'!$G102),\"\")","v":""},{"$f":"IFERROR(IF(OR(E117=\"\",'Cost scenario - input'!$G102=\"\"),\"\",E117/'Cost scenario - input'!$G102),\"\")","v":""},{"$f":"IFERROR(IF(OR(F117=\"\",'Cost scenario - input'!$G102=\"\"),\"\",F117/'Cost scenario - input'!$G102),\"\")","v":""},{"$f":"IFERROR(IF(OR(G117=\"\",'Cost scenario - input'!$G102=\"\"),\"\",G117/'Cost scenario - input'!$G102),\"\")","v":""},{"$f":"IFERROR(IF(OR(H117=\"\",'Cost scenario - input'!$G102=\"\"),\"\",H117/'Cost scenario - input'!$G102),\"\")","v":""},{"$f":"IFERROR(IF(OR(I117=\"\",'Cost scenario - input'!$G102=\"\"),\"\",I117/'Cost scenario - input'!$G102),\"\")","v":""},{"$f":"IFERROR(IF(OR(J117=\"\",'Cost scenario - input'!$G102=\"\"),\"\",J117/'Cost scenario - input'!$G102),\"\")","v":""},{"$f":"IFERROR(IF(OR(K117=\"\",'Cost scenario - input'!$G102=\"\"),\"\",K117/'Cost scenario - input'!$G102),\"\")","v":""},{"$f":"IFERROR(IF(OR(L117=\"\",'Cost scenario - input'!$G102=\"\"),\"\",L117/'Cost scenario - input'!$G102),\"\")","v":""},{"$f":"IFERROR(IF(OR(M117=\"\",'Cost scenario - input'!$G102=\"\"),\"\",M117/'Cost scenario - input'!$G102),\"\")","v":""},{"$f":"IFERROR(IF(OR(N117=\"\",'Cost scenario - input'!$G102=\"\"),\"\",N117/'Cost scenario - input'!$G102),\"\")","v":""},{"$f":"IFERROR(IF(OR(O117=\"\",'Cost scenario - input'!$G102=\"\"),\"\",O117/'Cost scenario - input'!$G102),\"\")","v":""},{"$f":"IFERROR(IF(OR(P117=\"\",'Cost scenario - input'!$G102=\"\"),\"\",P117/'Cost scenario - input'!$G102),\"\")","v":""},{"$f":"IFERROR(IF(OR(Q117=\"\",'Cost scenario - input'!$G102=\"\"),\"\",Q117/'Cost scenario - input'!$G102),\"\")","v":""},{"$f":"IFERROR(IF(OR(R117=\"\",'Cost scenario - input'!$G102=\"\"),\"\",R117/'Cost scenario - input'!$G102),\"\")","v":""},{"$f":"IFERROR(IF(OR(S117=\"\",'Cost scenario - input'!$G102=\"\"),\"\",S117/'Cost scenario - input'!$G102),\"\")","v":""},{"$f":"IFERROR(IF(OR(T117=\"\",'Cost scenario - input'!$G102=\"\"),\"\",T117/'Cost scenario - input'!$G102),\"\")","v":""},{"$f":"IFERROR(IF(OR(U117=\"\",'Cost scenario - input'!$G102=\"\"),\"\",U117/'Cost scenario - input'!$G102),\"\")","v":""},{"$f":"IFERROR(IF(OR(V117=\"\",'Cost scenario - input'!$G102=\"\"),\"\",V117/'Cost scenario - input'!$G102),\"\")","v":""},{"$f":"IFERROR(IF(OR(W117=\"\",'Cost scenario - input'!$G102=\"\"),\"\",W117/'Cost scenario - input'!$G102),\"\")","v":""}]
[{"$f":"IFERROR('Cost scenario - input'!A103,\"\")","v":""},{"$f":"IFERROR('Cost scenario - input'!B103,\"\")","v":""},{"$f":"IFERROR('Cost scenario - input'!C103,\"\")","v":""},{"$f":"IFERROR(repcalc('Cost scenario - input'!$CY103:$GK103,'Cost scenario - input'!$J103,'Cost scenario - input'!$H103,'Cost scenario - input'!$I103,20,TRUE,TRUE),\"\")","v":""},"","","","","","","","","","","","","","","","","","","",{"$f":"IFERROR(IF(OR(D118=\"\",'Cost scenario - input'!$G103=\"\"),\"\",D118/'Cost scenario - input'!$G103),\"\")","v":""},{"$f":"IFERROR(IF(OR(E118=\"\",'Cost scenario - input'!$G103=\"\"),\"\",E118/'Cost scenario - input'!$G103),\"\")","v":""},{"$f":"IFERROR(IF(OR(F118=\"\",'Cost scenario - input'!$G103=\"\"),\"\",F118/'Cost scenario - input'!$G103),\"\")","v":""},{"$f":"IFERROR(IF(OR(G118=\"\",'Cost scenario - input'!$G103=\"\"),\"\",G118/'Cost scenario - input'!$G103),\"\")","v":""},{"$f":"IFERROR(IF(OR(H118=\"\",'Cost scenario - input'!$G103=\"\"),\"\",H118/'Cost scenario - input'!$G103),\"\")","v":""},{"$f":"IFERROR(IF(OR(I118=\"\",'Cost scenario - input'!$G103=\"\"),\"\",I118/'Cost scenario - input'!$G103),\"\")","v":""},{"$f":"IFERROR(IF(OR(J118=\"\",'Cost scenario - input'!$G103=\"\"),\"\",J118/'Cost scenario - input'!$G103),\"\")","v":""},{"$f":"IFERROR(IF(OR(K118=\"\",'Cost scenario - input'!$G103=\"\"),\"\",K118/'Cost scenario - input'!$G103),\"\")","v":""},{"$f":"IFERROR(IF(OR(L118=\"\",'Cost scenario - input'!$G103=\"\"),\"\",L118/'Cost scenario - input'!$G103),\"\")","v":""},{"$f":"IFERROR(IF(OR(M118=\"\",'Cost scenario - input'!$G103=\"\"),\"\",M118/'Cost scenario - input'!$G103),\"\")","v":""},{"$f":"IFERROR(IF(OR(N118=\"\",'Cost scenario - input'!$G103=\"\"),\"\",N118/'Cost scenario - input'!$G103),\"\")","v":""},{"$f":"IFERROR(IF(OR(O118=\"\",'Cost scenario - input'!$G103=\"\"),\"\",O118/'Cost scenario - input'!$G103),\"\")","v":""},{"$f":"IFERROR(IF(OR(P118=\"\",'Cost scenario - input'!$G103=\"\"),\"\",P118/'Cost scenario - input'!$G103),\"\")","v":""},{"$f":"IFERROR(IF(OR(Q118=\"\",'Cost scenario - input'!$G103=\"\"),\"\",Q118/'Cost scenario - input'!$G103),\"\")","v":""},{"$f":"IFERROR(IF(OR(R118=\"\",'Cost scenario - input'!$G103=\"\"),\"\",R118/'Cost scenario - input'!$G103),\"\")","v":""},{"$f":"IFERROR(IF(OR(S118=\"\",'Cost scenario - input'!$G103=\"\"),\"\",S118/'Cost scenario - input'!$G103),\"\")","v":""},{"$f":"IFERROR(IF(OR(T118=\"\",'Cost scenario - input'!$G103=\"\"),\"\",T118/'Cost scenario - input'!$G103),\"\")","v":""},{"$f":"IFERROR(IF(OR(U118=\"\",'Cost scenario - input'!$G103=\"\"),\"\",U118/'Cost scenario - input'!$G103),\"\")","v":""},{"$f":"IFERROR(IF(OR(V118=\"\",'Cost scenario - input'!$G103=\"\"),\"\",V118/'Cost scenario - input'!$G103),\"\")","v":""},{"$f":"IFERROR(IF(OR(W118=\"\",'Cost scenario - input'!$G103=\"\"),\"\",W118/'Cost scenario - input'!$G103),\"\")","v":""}]
[{"$f":"IFERROR('Cost scenario - input'!A104,\"\")","v":""},{"$f":"IFERROR('Cost scenario - input'!B104,\"\")","v":""},{"$f":"IFERROR('Cost scenario - input'!C104,\"\")","v":""},{"$f":"IFERROR(repcalc('Cost scenario - input'!$CY104:$GK104,'Cost scenario - input'!$J104,'Cost scenario - input'!$H104,'Cost scenario - input'!$I104,20,TRUE,TRUE),\"\")","v":""},"","","","","","","","","","","","","","","","","","","",{"$f":"IFERROR(IF(OR(D119=\"\",'Cost scenario - input'!$G104=\"\"),\"\",D119/'Cost scenario - input'!$G104),\"\")","v":""},{"$f":"IFERROR(IF(OR(E119=\"\",'Cost scenario - input'!$G104=\"\"),\"\",E119/'Cost scenario - input'!$G104),\"\")","v":""},{"$f":"IFERROR(IF(OR(F119=\"\",'Cost scenario - input'!$G104=\"\"),\"\",F119/'Cost scenario - input'!$G104),\"\")","v":""},{"$f":"IFERROR(IF(OR(G119=\"\",'Cost scenario - input'!$G104=\"\"),\"\",G119/'Cost scenario - input'!$G104),\"\")","v":""},{"$f":"IFERROR(IF(OR(H119=\"\",'Cost scenario - input'!$G104=\"\"),\"\",H119/'Cost scenario - input'!$G104),\"\")","v":""},{"$f":"IFERROR(IF(OR(I119=\"\",'Cost scenario - input'!$G104=\"\"),\"\",I119/'Cost scenario - input'!$G104),\"\")","v":""},{"$f":"IFERROR(IF(OR(J119=\"\",'Cost scenario - input'!$G104=\"\"),\"\",J119/'Cost scenario - input'!$G104),\"\")","v":""},{"$f":"IFERROR(IF(OR(K119=\"\",'Cost scenario - input'!$G104=\"\"),\"\",K119/'Cost scenario - input'!$G104),\"\")","v":""},{"$f":"IFERROR(IF(OR(L119=\"\",'Cost scenario - input'!$G104=\"\"),\"\",L119/'Cost scenario - input'!$G104),\"\")","v":""},{"$f":"IFERROR(IF(OR(M119=\"\",'Cost scenario - input'!$G104=\"\"),\"\",M119/'Cost scenario - input'!$G104),\"\")","v":""},{"$f":"IFERROR(IF(OR(N119=\"\",'Cost scenario - input'!$G104=\"\"),\"\",N119/'Cost scenario - input'!$G104),\"\")","v":""},{"$f":"IFERROR(IF(OR(O119=\"\",'Cost scenario - input'!$G104=\"\"),\"\",O119/'Cost scenario - input'!$G104),\"\")","v":""},{"$f":"IFERROR(IF(OR(P119=\"\",'Cost scenario - input'!$G104=\"\"),\"\",P119/'Cost scenario - input'!$G104),\"\")","v":""},{"$f":"IFERROR(IF(OR(Q119=\"\",'Cost scenario - input'!$G104=\"\"),\"\",Q119/'Cost scenario - input'!$G104),\"\")","v":""},{"$f":"IFERROR(IF(OR(R119=\"\",'Cost scenario - input'!$G104=\"\"),\"\",R119/'Cost scenario - input'!$G104),\"\")","v":""},{"$f":"IFERROR(IF(OR(S119=\"\",'Cost scenario - input'!$G104=\"\"),\"\",S119/'Cost scenario - input'!$G104),\"\")","v":""},{"$f":"IFERROR(IF(OR(T119=\"\",'Cost scenario - input'!$G104=\"\"),\"\",T119/'Cost scenario - input'!$G104),\"\")","v":""},{"$f":"IFERROR(IF(OR(U119=\"\",'Cost scenario - input'!$G104=\"\"),\"\",U119/'Cost scenario - input'!$G104),\"\")","v":""},{"$f":"IFERROR(IF(OR(V119=\"\",'Cost scenario - input'!$G104=\"\"),\"\",V119/'Cost scenario - input'!$G104),\"\")","v":""},{"$f":"IFERROR(IF(OR(W119=\"\",'Cost scenario - input'!$G104=\"\"),\"\",W119/'Cost scenario - input'!$G104),\"\")","v":""}]
[{"$f":"IFERROR('Cost scenario - input'!A105,\"\")","v":""},{"$f":"IFERROR('Cost scenario - input'!B105,\"\")","v":""},{"$f":"IFERROR('Cost scenario - input'!C105,\"\")","v":""},{"$f":"IFERROR(repcalc('Cost scenario - input'!$CY105:$GK105,'Cost scenario - input'!$J105,'Cost scenario - input'!$H105,'Cost scenario - input'!$I105,20,TRUE,TRUE),\"\")","v":""},"","","","","","","","","","","","","","","","","","","",{"$f":"IFERROR(IF(OR(D120=\"\",'Cost scenario - input'!$G105=\"\"),\"\",D120/'Cost scenario - input'!$G105),\"\")","v":""},{"$f":"IFERROR(IF(OR(E120=\"\",'Cost scenario - input'!$G105=\"\"),\"\",E120/'Cost scenario - input'!$G105),\"\")","v":""},{"$f":"IFERROR(IF(OR(F120=\"\",'Cost scenario - input'!$G105=\"\"),\"\",F120/'Cost scenario - input'!$G105),\"\")","v":""},{"$f":"IFERROR(IF(OR(G120=\"\",'Cost scenario - input'!$G105=\"\"),\"\",G120/'Cost scenario - input'!$G105),\"\")","v":""},{"$f":"IFERROR(IF(OR(H120=\"\",'Cost scenario - input'!$G105=\"\"),\"\",H120/'Cost scenario - input'!$G105),\"\")","v":""},{"$f":"IFERROR(IF(OR(I120=\"\",'Cost scenario - input'!$G105=\"\"),\"\",I120/'Cost scenario - input'!$G105),\"\")","v":""},{"$f":"IFERROR(IF(OR(J120=\"\",'Cost scenario - input'!$G105=\"\"),\"\",J120/'Cost scenario - input'!$G105),\"\")","v":""},{"$f":"IFERROR(IF(OR(K120=\"\",'Cost scenario - input'!$G105=\"\"),\"\",K120/'Cost scenario - input'!$G105),\"\")","v":""},{"$f":"IFERROR(IF(OR(L120=\"\",'Cost scenario - input'!$G105=\"\"),\"\",L120/'Cost scenario - input'!$G105),\"\")","v":""},{"$f":"IFERROR(IF(OR(M120=\"\",'Cost scenario - input'!$G105=\"\"),\"\",M120/'Cost scenario - input'!$G105),\"\")","v":""},{"$f":"IFERROR(IF(OR(N120=\"\",'Cost scenario - input'!$G105=\"\"),\"\",N120/'Cost scenario - input'!$G105),\"\")","v":""},{"$f":"IFERROR(IF(OR(O120=\"\",'Cost scenario - input'!$G105=\"\"),\"\",O120/'Cost scenario - input'!$G105),\"\")","v":""},{"$f":"IFERROR(IF(OR(P120=\"\",'Cost scenario - input'!$G105=\"\"),\"\",P120/'Cost scenario - input'!$G105),\"\")","v":""},{"$f":"IFERROR(IF(OR(Q120=\"\",'Cost scenario - input'!$G105=\"\"),\"\",Q120/'Cost scenario - input'!$G105),\"\")","v":""},{"$f":"IFERROR(IF(OR(R120=\"\",'Cost scenario - input'!$G105=\"\"),\"\",R120/'Cost scenario - input'!$G105),\"\")","v":""},{"$f":"IFERROR(IF(OR(S120=\"\",'Cost scenario - input'!$G105=\"\"),\"\",S120/'Cost scenario - input'!$G105),\"\")","v":""},{"$f":"IFERROR(IF(OR(T120=\"\",'Cost scenario - input'!$G105=\"\"),\"\",T120/'Cost scenario - input'!$G105),\"\")","v":""},{"$f":"IFERROR(IF(OR(U120=\"\",'Cost scenario - input'!$G105=\"\"),\"\",U120/'Cost scenario - input'!$G105),\"\")","v":""},{"$f":"IFERROR(IF(OR(V120=\"\",'Cost scenario - input'!$G105=\"\"),\"\",V120/'Cost scenario - input'!$G105),\"\")","v":""},{"$f":"IFERROR(IF(OR(W120=\"\",'Cost scenario - input'!$G105=\"\"),\"\",W120/'Cost scenario - input'!$G105),\"\")","v":""}]
[{"$f":"IFERROR('Cost scenario - input'!A106,\"\")","v":""},{"$f":"IFERROR('Cost scenario - input'!B106,\"\")","v":""},{"$f":"IFERROR('Cost scenario - input'!C106,\"\")","v":""},{"$f":"IFERROR(repcalc('Cost scenario - input'!$CY106:$GK106,'Cost scenario - input'!$J106,'Cost scenario - input'!$H106,'Cost scenario - input'!$I106,20,TRUE,TRUE),\"\")","v":""},"","","","","","","","","","","","","","","","","","","",{"$f":"IFERROR(IF(OR(D121=\"\",'Cost scenario - input'!$G106=\"\"),\"\",D121/'Cost scenario - input'!$G106),\"\")","v":""},{"$f":"IFERROR(IF(OR(E121=\"\",'Cost scenario - input'!$G106=\"\"),\"\",E121/'Cost scenario - input'!$G106),\"\")","v":""},{"$f":"IFERROR(IF(OR(F121=\"\",'Cost scenario - input'!$G106=\"\"),\"\",F121/'Cost scenario - input'!$G106),\"\")","v":""},{"$f":"IFERROR(IF(OR(G121=\"\",'Cost scenario - input'!$G106=\"\"),\"\",G121/'Cost scenario - input'!$G106),\"\")","v":""},{"$f":"IFERROR(IF(OR(H121=\"\",'Cost scenario - input'!$G106=\"\"),\"\",H121/'Cost scenario - input'!$G106),\"\")","v":""},{"$f":"IFERROR(IF(OR(I121=\"\",'Cost scenario - input'!$G106=\"\"),\"\",I121/'Cost scenario - input'!$G106),\"\")","v":""},{"$f":"IFERROR(IF(OR(J121=\"\",'Cost scenario - input'!$G106=\"\"),\"\",J121/'Cost scenario - input'!$G106),\"\")","v":""},{"$f":"IFERROR(IF(OR(K121=\"\",'Cost scenario - input'!$G106=\"\"),\"\",K121/'Cost scenario - input'!$G106),\"\")","v":""},{"$f":"IFERROR(IF(OR(L121=\"\",'Cost scenario - input'!$G106=\"\"),\"\",L121/'Cost scenario - input'!$G106),\"\")","v":""},{"$f":"IFERROR(IF(OR(M121=\"\",'Cost scenario - input'!$G106=\"\"),\"\",M121/'Cost scenario - input'!$G106),\"\")","v":""},{"$f":"IFERROR(IF(OR(N121=\"\",'Cost scenario - input'!$G106=\"\"),\"\",N121/'Cost scenario - input'!$G106),\"\")","v":""},{"$f":"IFERROR(IF(OR(O121=\"\",'Cost scenario - input'!$G106=\"\"),\"\",O121/'Cost scenario - input'!$G106),\"\")","v":""},{"$f":"IFERROR(IF(OR(P121=\"\",'Cost scenario - input'!$G106=\"\"),\"\",P121/'Cost scenario - input'!$G106),\"\")","v":""},{"$f":"IFERROR(IF(OR(Q121=\"\",'Cost scenario - input'!$G106=\"\"),\"\",Q121/'Cost scenario - input'!$G106),\"\")","v":""},{"$f":"IFERROR(IF(OR(R121=\"\",'Cost scenario - input'!$G106=\"\"),\"\",R121/'Cost scenario - input'!$G106),\"\")","v":""},{"$f":"IFERROR(IF(OR(S121=\"\",'Cost scenario - input'!$G106=\"\"),\"\",S121/'Cost scenario - input'!$G106),\"\")","v":""},{"$f":"IFERROR(IF(OR(T121=\"\",'Cost scenario - input'!$G106=\"\"),\"\",T121/'Cost scenario - input'!$G106),\"\")","v":""},{"$f":"IFERROR(IF(OR(U121=\"\",'Cost scenario - input'!$G106=\"\"),\"\",U121/'Cost scenario - input'!$G106),\"\")","v":""},{"$f":"IFERROR(IF(OR(V121=\"\",'Cost scenario - input'!$G106=\"\"),\"\",V121/'Cost scenario - input'!$G106),\"\")","v":""},{"$f":"IFERROR(IF(OR(W121=\"\",'Cost scenario - input'!$G106=\"\"),\"\",W121/'Cost scenario - input'!$G106),\"\")","v":""}]
[{"$f":"IFERROR('Cost scenario - input'!A107,\"\")","v":""},{"$f":"IFERROR('Cost scenario - input'!B107,\"\")","v":""},{"$f":"IFERROR('Cost scenario - input'!C107,\"\")","v":""},{"$f":"IFERROR(repcalc('Cost scenario - input'!$CY107:$GK107,'Cost scenario - input'!$J107,'Cost scenario - input'!$H107,'Cost scenario - input'!$I107,20,TRUE,TRUE),\"\")","v":""},"","","","","","","","","","","","","","","","","","","",{"$f":"IFERROR(IF(OR(D122=\"\",'Cost scenario - input'!$G107=\"\"),\"\",D122/'Cost scenario - input'!$G107),\"\")","v":""},{"$f":"IFERROR(IF(OR(E122=\"\",'Cost scenario - input'!$G107=\"\"),\"\",E122/'Cost scenario - input'!$G107),\"\")","v":""},{"$f":"IFERROR(IF(OR(F122=\"\",'Cost scenario - input'!$G107=\"\"),\"\",F122/'Cost scenario - input'!$G107),\"\")","v":""},{"$f":"IFERROR(IF(OR(G122=\"\",'Cost scenario - input'!$G107=\"\"),\"\",G122/'Cost scenario - input'!$G107),\"\")","v":""},{"$f":"IFERROR(IF(OR(H122=\"\",'Cost scenario - input'!$G107=\"\"),\"\",H122/'Cost scenario - input'!$G107),\"\")","v":""},{"$f":"IFERROR(IF(OR(I122=\"\",'Cost scenario - input'!$G107=\"\"),\"\",I122/'Cost scenario - input'!$G107),\"\")","v":""},{"$f":"IFERROR(IF(OR(J122=\"\",'Cost scenario - input'!$G107=\"\"),\"\",J122/'Cost scenario - input'!$G107),\"\")","v":""},{"$f":"IFERROR(IF(OR(K122=\"\",'Cost scenario - input'!$G107=\"\"),\"\",K122/'Cost scenario - input'!$G107),\"\")","v":""},{"$f":"IFERROR(IF(OR(L122=\"\",'Cost scenario - input'!$G107=\"\"),\"\",L122/'Cost scenario - input'!$G107),\"\")","v":""},{"$f":"IFERROR(IF(OR(M122=\"\",'Cost scenario - input'!$G107=\"\"),\"\",M122/'Cost scenario - input'!$G107),\"\")","v":""},{"$f":"IFERROR(IF(OR(N122=\"\",'Cost scenario - input'!$G107=\"\"),\"\",N122/'Cost scenario - input'!$G107),\"\")","v":""},{"$f":"IFERROR(IF(OR(O122=\"\",'Cost scenario - input'!$G107=\"\"),\"\",O122/'Cost scenario - input'!$G107),\"\")","v":""},{"$f":"IFERROR(IF(OR(P122=\"\",'Cost scenario - input'!$G107=\"\"),\"\",P122/'Cost scenario - input'!$G107),\"\")","v":""},{"$f":"IFERROR(IF(OR(Q122=\"\",'Cost scenario - input'!$G107=\"\"),\"\",Q122/'Cost scenario - input'!$G107),\"\")","v":""},{"$f":"IFERROR(IF(OR(R122=\"\",'Cost scenario - input'!$G107=\"\"),\"\",R122/'Cost scenario - input'!$G107),\"\")","v":""},{"$f":"IFERROR(IF(OR(S122=\"\",'Cost scenario - input'!$G107=\"\"),\"\",S122/'Cost scenario - input'!$G107),\"\")","v":""},{"$f":"IFERROR(IF(OR(T122=\"\",'Cost scenario - input'!$G107=\"\"),\"\",T122/'Cost scenario - input'!$G107),\"\")","v":""},{"$f":"IFERROR(IF(OR(U122=\"\",'Cost scenario - input'!$G107=\"\"),\"\",U122/'Cost scenario - input'!$G107),\"\")","v":""},{"$f":"IFERROR(IF(OR(V122=\"\",'Cost scenario - input'!$G107=\"\"),\"\",V122/'Cost scenario - input'!$G107),\"\")","v":""},{"$f":"IFERROR(IF(OR(W122=\"\",'Cost scenario - input'!$G107=\"\"),\"\",W122/'Cost scenario - input'!$G107),\"\")","v":""}]
[{"$f":"IFERROR('Cost scenario - input'!A108,\"\")","v":""},{"$f":"IFERROR('Cost scenario - input'!B108,\"\")","v":""},{"$f":"IFERROR('Cost scenario - input'!C108,\"\")","v":""},{"$f":"IFERROR(repcalc('Cost scenario - input'!$CY108:$GK108,'Cost scenario - input'!$J108,'Cost scenario - input'!$H108,'Cost scenario - input'!$I108,20,TRUE,TRUE),\"\")","v":""},"","","","","","","","","","","","","","","","","","","",{"$f":"IFERROR(IF(OR(D123=\"\",'Cost scenario - input'!$G108=\"\"),\"\",D123/'Cost scenario - input'!$G108),\"\")","v":""},{"$f":"IFERROR(IF(OR(E123=\"\",'Cost scenario - input'!$G108=\"\"),\"\",E123/'Cost scenario - input'!$G108),\"\")","v":""},{"$f":"IFERROR(IF(OR(F123=\"\",'Cost scenario - input'!$G108=\"\"),\"\",F123/'Cost scenario - input'!$G108),\"\")","v":""},{"$f":"IFERROR(IF(OR(G123=\"\",'Cost scenario - input'!$G108=\"\"),\"\",G123/'Cost scenario - input'!$G108),\"\")","v":""},{"$f":"IFERROR(IF(OR(H123=\"\",'Cost scenario - input'!$G108=\"\"),\"\",H123/'Cost scenario - input'!$G108),\"\")","v":""},{"$f":"IFERROR(IF(OR(I123=\"\",'Cost scenario - input'!$G108=\"\"),\"\",I123/'Cost scenario - input'!$G108),\"\")","v":""},{"$f":"IFERROR(IF(OR(J123=\"\",'Cost scenario - input'!$G108=\"\"),\"\",J123/'Cost scenario - input'!$G108),\"\")","v":""},{"$f":"IFERROR(IF(OR(K123=\"\",'Cost scenario - input'!$G108=\"\"),\"\",K123/'Cost scenario - input'!$G108),\"\")","v":""},{"$f":"IFERROR(IF(OR(L123=\"\",'Cost scenario - input'!$G108=\"\"),\"\",L123/'Cost scenario - input'!$G108),\"\")","v":""},{"$f":"IFERROR(IF(OR(M123=\"\",'Cost scenario - input'!$G108=\"\"),\"\",M123/'Cost scenario - input'!$G108),\"\")","v":""},{"$f":"IFERROR(IF(OR(N123=\"\",'Cost scenario - input'!$G108=\"\"),\"\",N123/'Cost scenario - input'!$G108),\"\")","v":""},{"$f":"IFERROR(IF(OR(O123=\"\",'Cost scenario - input'!$G108=\"\"),\"\",O123/'Cost scenario - input'!$G108),\"\")","v":""},{"$f":"IFERROR(IF(OR(P123=\"\",'Cost scenario - input'!$G108=\"\"),\"\",P123/'Cost scenario - input'!$G108),\"\")","v":""},{"$f":"IFERROR(IF(OR(Q123=\"\",'Cost scenario - input'!$G108=\"\"),\"\",Q123/'Cost scenario - input'!$G108),\"\")","v":""},{"$f":"IFERROR(IF(OR(R123=\"\",'Cost scenario - input'!$G108=\"\"),\"\",R123/'Cost scenario - input'!$G108),\"\")","v":""},{"$f":"IFERROR(IF(OR(S123=\"\",'Cost scenario - input'!$G108=\"\"),\"\",S123/'Cost scenario - input'!$G108),\"\")","v":""},{"$f":"IFERROR(IF(OR(T123=\"\",'Cost scenario - input'!$G108=\"\"),\"\",T123/'Cost scenario - input'!$G108),\"\")","v":""},{"$f":"IFERROR(IF(OR(U123=\"\",'Cost scenario - input'!$G108=\"\"),\"\",U123/'Cost scenario - input'!$G108),\"\")","v":""},{"$f":"IFERROR(IF(OR(V123=\"\",'Cost scenario - input'!$G108=\"\"),\"\",V123/'Cost scenario - input'!$G108),\"\")","v":""},{"$f":"IFERROR(IF(OR(W123=\"\",'Cost scenario - input'!$G108=\"\"),\"\",W123/'Cost scenario - input'!$G108),\"\")","v":""}]
[{"$f":"IFERROR('Cost scenario - input'!A109,\"\")","v":""},{"$f":"IFERROR('Cost scenario - input'!B109,\"\")","v":""},{"$f":"IFERROR('Cost scenario - input'!C109,\"\")","v":""},{"$f":"IFERROR(repcalc('Cost scenario - input'!$CY109:$GK109,'Cost scenario - input'!$J109,'Cost scenario - input'!$H109,'Cost scenario - input'!$I109,20,TRUE,TRUE),\"\")","v":""},"","","","","","","","","","","","","","","","","","","",{"$f":"IFERROR(IF(OR(D124=\"\",'Cost scenario - input'!$G109=\"\"),\"\",D124/'Cost scenario - input'!$G109),\"\")","v":""},{"$f":"IFERROR(IF(OR(E124=\"\",'Cost scenario - input'!$G109=\"\"),\"\",E124/'Cost scenario - input'!$G109),\"\")","v":""},{"$f":"IFERROR(IF(OR(F124=\"\",'Cost scenario - input'!$G109=\"\"),\"\",F124/'Cost scenario - input'!$G109),\"\")","v":""},{"$f":"IFERROR(IF(OR(G124=\"\",'Cost scenario - input'!$G109=\"\"),\"\",G124/'Cost scenario - input'!$G109),\"\")","v":""},{"$f":"IFERROR(IF(OR(H124=\"\",'Cost scenario - input'!$G109=\"\"),\"\",H124/'Cost scenario - input'!$G109),\"\")","v":""},{"$f":"IFERROR(IF(OR(I124=\"\",'Cost scenario - input'!$G109=\"\"),\"\",I124/'Cost scenario - input'!$G109),\"\")","v":""},{"$f":"IFERROR(IF(OR(J124=\"\",'Cost scenario - input'!$G109=\"\"),\"\",J124/'Cost scenario - input'!$G109),\"\")","v":""},{"$f":"IFERROR(IF(OR(K124=\"\",'Cost scenario - input'!$G109=\"\"),\"\",K124/'Cost scenario - input'!$G109),\"\")","v":""},{"$f":"IFERROR(IF(OR(L124=\"\",'Cost scenario - input'!$G109=\"\"),\"\",L124/'Cost scenario - input'!$G109),\"\")","v":""},{"$f":"IFERROR(IF(OR(M124=\"\",'Cost scenario - input'!$G109=\"\"),\"\",M124/'Cost scenario - input'!$G109),\"\")","v":""},{"$f":"IFERROR(IF(OR(N124=\"\",'Cost scenario - input'!$G109=\"\"),\"\",N124/'Cost scenario - input'!$G109),\"\")","v":""},{"$f":"IFERROR(IF(OR(O124=\"\",'Cost scenario - input'!$G109=\"\"),\"\",O124/'Cost scenario - input'!$G109),\"\")","v":""},{"$f":"IFERROR(IF(OR(P124=\"\",'Cost scenario - input'!$G109=\"\"),\"\",P124/'Cost scenario - input'!$G109),\"\")","v":""},{"$f":"IFERROR(IF(OR(Q124=\"\",'Cost scenario - input'!$G109=\"\"),\"\",Q124/'Cost scenario - input'!$G109),\"\")","v":""},{"$f":"IFERROR(IF(OR(R124=\"\",'Cost scenario - input'!$G109=\"\"),\"\",R124/'Cost scenario - input'!$G109),\"\")","v":""},{"$f":"IFERROR(IF(OR(S124=\"\",'Cost scenario - input'!$G109=\"\"),\"\",S124/'Cost scenario - input'!$G109),\"\")","v":""},{"$f":"IFERROR(IF(OR(T124=\"\",'Cost scenario - input'!$G109=\"\"),\"\",T124/'Cost scenario - input'!$G109),\"\")","v":""},{"$f":"IFERROR(IF(OR(U124=\"\",'Cost scenario - input'!$G109=\"\"),\"\",U124/'Cost scenario - input'!$G109),\"\")","v":""},{"$f":"IFERROR(IF(OR(V124=\"\",'Cost scenario - input'!$G109=\"\"),\"\",V124/'Cost scenario - input'!$G109),\"\")","v":""},{"$f":"IFERROR(IF(OR(W124=\"\",'Cost scenario - input'!$G109=\"\"),\"\",W124/'Cost scenario - input'!$G109),\"\")","v":""}]
[{"$f":"IFERROR('Cost scenario - input'!A110,\"\")","v":""},{"$f":"IFERROR('Cost scenario - input'!B110,\"\")","v":""},{"$f":"IFERROR('Cost scenario - input'!C110,\"\")","v":""},{"$f":"IFERROR(repcalc('Cost scenario - input'!$CY110:$GK110,'Cost scenario - input'!$J110,'Cost scenario - input'!$H110,'Cost scenario - input'!$I110,20,TRUE,TRUE),\"\")","v":""},"","","","","","","","","","","","","","","","","","","",{"$f":"IFERROR(IF(OR(D125=\"\",'Cost scenario - input'!$G110=\"\"),\"\",D125/'Cost scenario - input'!$G110),\"\")","v":""},{"$f":"IFERROR(IF(OR(E125=\"\",'Cost scenario - input'!$G110=\"\"),\"\",E125/'Cost scenario - input'!$G110),\"\")","v":""},{"$f":"IFERROR(IF(OR(F125=\"\",'Cost scenario - input'!$G110=\"\"),\"\",F125/'Cost scenario - input'!$G110),\"\")","v":""},{"$f":"IFERROR(IF(OR(G125=\"\",'Cost scenario - input'!$G110=\"\"),\"\",G125/'Cost scenario - input'!$G110),\"\")","v":""},{"$f":"IFERROR(IF(OR(H125=\"\",'Cost scenario - input'!$G110=\"\"),\"\",H125/'Cost scenario - input'!$G110),\"\")","v":""},{"$f":"IFERROR(IF(OR(I125=\"\",'Cost scenario - input'!$G110=\"\"),\"\",I125/'Cost scenario - input'!$G110),\"\")","v":""},{"$f":"IFERROR(IF(OR(J125=\"\",'Cost scenario - input'!$G110=\"\"),\"\",J125/'Cost scenario - input'!$G110),\"\")","v":""},{"$f":"IFERROR(IF(OR(K125=\"\",'Cost scenario - input'!$G110=\"\"),\"\",K125/'Cost scenario - input'!$G110),\"\")","v":""},{"$f":"IFERROR(IF(OR(L125=\"\",'Cost scenario - input'!$G110=\"\"),\"\",L125/'Cost scenario - input'!$G110),\"\")","v":""},{"$f":"IFERROR(IF(OR(M125=\"\",'Cost scenario - input'!$G110=\"\"),\"\",M125/'Cost scenario - input'!$G110),\"\")","v":""},{"$f":"IFERROR(IF(OR(N125=\"\",'Cost scenario - input'!$G110=\"\"),\"\",N125/'Cost scenario - input'!$G110),\"\")","v":""},{"$f":"IFERROR(IF(OR(O125=\"\",'Cost scenario - input'!$G110=\"\"),\"\",O125/'Cost scenario - input'!$G110),\"\")","v":""},{"$f":"IFERROR(IF(OR(P125=\"\",'Cost scenario - input'!$G110=\"\"),\"\",P125/'Cost scenario - input'!$G110),\"\")","v":""},{"$f":"IFERROR(IF(OR(Q125=\"\",'Cost scenario - input'!$G110=\"\"),\"\",Q125/'Cost scenario - input'!$G110),\"\")","v":""},{"$f":"IFERROR(IF(OR(R125=\"\",'Cost scenario - input'!$G110=\"\"),\"\",R125/'Cost scenario - input'!$G110),\"\")","v":""},{"$f":"IFERROR(IF(OR(S125=\"\",'Cost scenario - input'!$G110=\"\"),\"\",S125/'Cost scenario - input'!$G110),\"\")","v":""},{"$f":"IFERROR(IF(OR(T125=\"\",'Cost scenario - input'!$G110=\"\"),\"\",T125/'Cost scenario - input'!$G110),\"\")","v":""},{"$f":"IFERROR(IF(OR(U125=\"\",'Cost scenario - input'!$G110=\"\"),\"\",U125/'Cost scenario - input'!$G110),\"\")","v":""},{"$f":"IFERROR(IF(OR(V125=\"\",'Cost scenario - input'!$G110=\"\"),\"\",V125/'Cost scenario - input'!$G110),\"\")","v":""},{"$f":"IFERROR(IF(OR(W125=\"\",'Cost scenario - input'!$G110=\"\"),\"\",W125/'Cost scenario - input'!$G110),\"\")","v":""}]
[{"$f":"IFERROR('Cost scenario - input'!A111,\"\")","v":""},{"$f":"IFERROR('Cost scenario - input'!B111,\"\")","v":""},{"$f":"IFERROR('Cost scenario - input'!C111,\"\")","v":""},{"$f":"IFERROR(repcalc('Cost scenario - input'!$CY111:$GK111,'Cost scenario - input'!$J111,'Cost scenario - input'!$H111,'Cost scenario - input'!$I111,20,TRUE,TRUE),\"\")","v":""},"","","","","","","","","","","","","","","","","","","",{"$f":"IFERROR(IF(OR(D126=\"\",'Cost scenario - input'!$G111=\"\"),\"\",D126/'Cost scenario - input'!$G111),\"\")","v":""},{"$f":"IFERROR(IF(OR(E126=\"\",'Cost scenario - input'!$G111=\"\"),\"\",E126/'Cost scenario - input'!$G111),\"\")","v":""},{"$f":"IFERROR(IF(OR(F126=\"\",'Cost scenario - input'!$G111=\"\"),\"\",F126/'Cost scenario - input'!$G111),\"\")","v":""},{"$f":"IFERROR(IF(OR(G126=\"\",'Cost scenario - input'!$G111=\"\"),\"\",G126/'Cost scenario - input'!$G111),\"\")","v":""},{"$f":"IFERROR(IF(OR(H126=\"\",'Cost scenario - input'!$G111=\"\"),\"\",H126/'Cost scenario - input'!$G111),\"\")","v":""},{"$f":"IFERROR(IF(OR(I126=\"\",'Cost scenario - input'!$G111=\"\"),\"\",I126/'Cost scenario - input'!$G111),\"\")","v":""},{"$f":"IFERROR(IF(OR(J126=\"\",'Cost scenario - input'!$G111=\"\"),\"\",J126/'Cost scenario - input'!$G111),\"\")","v":""},{"$f":"IFERROR(IF(OR(K126=\"\",'Cost scenario - input'!$G111=\"\"),\"\",K126/'Cost scenario - input'!$G111),\"\")","v":""},{"$f":"IFERROR(IF(OR(L126=\"\",'Cost scenario - input'!$G111=\"\"),\"\",L126/'Cost scenario - input'!$G111),\"\")","v":""},{"$f":"IFERROR(IF(OR(M126=\"\",'Cost scenario - input'!$G111=\"\"),\"\",M126/'Cost scenario - input'!$G111),\"\")","v":""},{"$f":"IFERROR(IF(OR(N126=\"\",'Cost scenario - input'!$G111=\"\"),\"\",N126/'Cost scenario - input'!$G111),\"\")","v":""},{"$f":"IFERROR(IF(OR(O126=\"\",'Cost scenario - input'!$G111=\"\"),\"\",O126/'Cost scenario - input'!$G111),\"\")","v":""},{"$f":"IFERROR(IF(OR(P126=\"\",'Cost scenario - input'!$G111=\"\"),\"\",P126/'Cost scenario - input'!$G111),\"\")","v":""},{"$f":"IFERROR(IF(OR(Q126=\"\",'Cost scenario - input'!$G111=\"\"),\"\",Q126/'Cost scenario - input'!$G111),\"\")","v":""},{"$f":"IFERROR(IF(OR(R126=\"\",'Cost scenario - input'!$G111=\"\"),\"\",R126/'Cost scenario - input'!$G111),\"\")","v":""},{"$f":"IFERROR(IF(OR(S126=\"\",'Cost scenario - input'!$G111=\"\"),\"\",S126/'Cost scenario - input'!$G111),\"\")","v":""},{"$f":"IFERROR(IF(OR(T126=\"\",'Cost scenario - input'!$G111=\"\"),\"\",T126/'Cost scenario - input'!$G111),\"\")","v":""},{"$f":"IFERROR(IF(OR(U126=\"\",'Cost scenario - input'!$G111=\"\"),\"\",U126/'Cost scenario - input'!$G111),\"\")","v":""},{"$f":"IFERROR(IF(OR(V126=\"\",'Cost scenario - input'!$G111=\"\"),\"\",V126/'Cost scenario - input'!$G111),\"\")","v":""},{"$f":"IFERROR(IF(OR(W126=\"\",'Cost scenario - input'!$G111=\"\"),\"\",W126/'Cost scenario - input'!$G111),\"\")","v":""}]
[{"$f":"IFERROR('Cost scenario - input'!A112,\"\")","v":""},{"$f":"IFERROR('Cost scenario - input'!B112,\"\")","v":""},{"$f":"IFERROR('Cost scenario - input'!C112,\"\")","v":""},{"$f":"IFERROR(repcalc('Cost scenario - input'!$CY112:$GK112,'Cost scenario - input'!$J112,'Cost scenario - input'!$H112,'Cost scenario - input'!$I112,20,TRUE,TRUE),\"\")","v":""},"","","","","","","","","","","","","","","","","","","",{"$f":"IFERROR(IF(OR(D127=\"\",'Cost scenario - input'!$G112=\"\"),\"\",D127/'Cost scenario - input'!$G112),\"\")","v":""},{"$f":"IFERROR(IF(OR(E127=\"\",'Cost scenario - input'!$G112=\"\"),\"\",E127/'Cost scenario - input'!$G112),\"\")","v":""},{"$f":"IFERROR(IF(OR(F127=\"\",'Cost scenario - input'!$G112=\"\"),\"\",F127/'Cost scenario - input'!$G112),\"\")","v":""},{"$f":"IFERROR(IF(OR(G127=\"\",'Cost scenario - input'!$G112=\"\"),\"\",G127/'Cost scenario - input'!$G112),\"\")","v":""},{"$f":"IFERROR(IF(OR(H127=\"\",'Cost scenario - input'!$G112=\"\"),\"\",H127/'Cost scenario - input'!$G112),\"\")","v":""},{"$f":"IFERROR(IF(OR(I127=\"\",'Cost scenario - input'!$G112=\"\"),\"\",I127/'Cost scenario - input'!$G112),\"\")","v":""},{"$f":"IFERROR(IF(OR(J127=\"\",'Cost scenario - input'!$G112=\"\"),\"\",J127/'Cost scenario - input'!$G112),\"\")","v":""},{"$f":"IFERROR(IF(OR(K127=\"\",'Cost scenario - input'!$G112=\"\"),\"\",K127/'Cost scenario - input'!$G112),\"\")","v":""},{"$f":"IFERROR(IF(OR(L127=\"\",'Cost scenario - input'!$G112=\"\"),\"\",L127/'Cost scenario - input'!$G112),\"\")","v":""},{"$f":"IFERROR(IF(OR(M127=\"\",'Cost scenario - input'!$G112=\"\"),\"\",M127/'Cost scenario - input'!$G112),\"\")","v":""},{"$f":"IFERROR(IF(OR(N127=\"\",'Cost scenario - input'!$G112=\"\"),\"\",N127/'Cost scenario - input'!$G112),\"\")","v":""},{"$f":"IFERROR(IF(OR(O127=\"\",'Cost scenario - input'!$G112=\"\"),\"\",O127/'Cost scenario - input'!$G112),\"\")","v":""},{"$f":"IFERROR(IF(OR(P127=\"\",'Cost scenario - input'!$G112=\"\"),\"\",P127/'Cost scenario - input'!$G112),\"\")","v":""},{"$f":"IFERROR(IF(OR(Q127=\"\",'Cost scenario - input'!$G112=\"\"),\"\",Q127/'Cost scenario - input'!$G112),\"\")","v":""},{"$f":"IFERROR(IF(OR(R127=\"\",'Cost scenario - input'!$G112=\"\"),\"\",R127/'Cost scenario - input'!$G112),\"\")","v":""},{"$f":"IFERROR(IF(OR(S127=\"\",'Cost scenario - input'!$G112=\"\"),\"\",S127/'Cost scenario - input'!$G112),\"\")","v":""},{"$f":"IFERROR(IF(OR(T127=\"\",'Cost scenario - input'!$G112=\"\"),\"\",T127/'Cost scenario - input'!$G112),\"\")","v":""},{"$f":"IFERROR(IF(OR(U127=\"\",'Cost scenario - input'!$G112=\"\"),\"\",U127/'Cost scenario - input'!$G112),\"\")","v":""},{"$f":"IFERROR(IF(OR(V127=\"\",'Cost scenario - input'!$G112=\"\"),\"\",V127/'Cost scenario - input'!$G112),\"\")","v":""},{"$f":"IFERROR(IF(OR(W127=\"\",'Cost scenario - input'!$G112=\"\"),\"\",W127/'Cost scenario - input'!$G112),\"\")","v":""}]
[{"$f":"IFERROR('Cost scenario - input'!A113,\"\")","v":""},{"$f":"IFERROR('Cost scenario - input'!B113,\"\")","v":""},{"$f":"IFERROR('Cost scenario - input'!C113,\"\")","v":""},{"$f":"IFERROR(repcalc('Cost scenario - input'!$CY113:$GK113,'Cost scenario - input'!$J113,'Cost scenario - input'!$H113,'Cost scenario - input'!$I113,20,TRUE,TRUE),\"\")","v":""},"","","","","","","","","","","","","","","","","","","",{"$f":"IFERROR(IF(OR(D128=\"\",'Cost scenario - input'!$G113=\"\"),\"\",D128/'Cost scenario - input'!$G113),\"\")","v":""},{"$f":"IFERROR(IF(OR(E128=\"\",'Cost scenario - input'!$G113=\"\"),\"\",E128/'Cost scenario - input'!$G113),\"\")","v":""},{"$f":"IFERROR(IF(OR(F128=\"\",'Cost scenario - input'!$G113=\"\"),\"\",F128/'Cost scenario - input'!$G113),\"\")","v":""},{"$f":"IFERROR(IF(OR(G128=\"\",'Cost scenario - input'!$G113=\"\"),\"\",G128/'Cost scenario - input'!$G113),\"\")","v":""},{"$f":"IFERROR(IF(OR(H128=\"\",'Cost scenario - input'!$G113=\"\"),\"\",H128/'Cost scenario - input'!$G113),\"\")","v":""},{"$f":"IFERROR(IF(OR(I128=\"\",'Cost scenario - input'!$G113=\"\"),\"\",I128/'Cost scenario - input'!$G113),\"\")","v":""},{"$f":"IFERROR(IF(OR(J128=\"\",'Cost scenario - input'!$G113=\"\"),\"\",J128/'Cost scenario - input'!$G113),\"\")","v":""},{"$f":"IFERROR(IF(OR(K128=\"\",'Cost scenario - input'!$G113=\"\"),\"\",K128/'Cost scenario - input'!$G113),\"\")","v":""},{"$f":"IFERROR(IF(OR(L128=\"\",'Cost scenario - input'!$G113=\"\"),\"\",L128/'Cost scenario - input'!$G113),\"\")","v":""},{"$f":"IFERROR(IF(OR(M128=\"\",'Cost scenario - input'!$G113=\"\"),\"\",M128/'Cost scenario - input'!$G113),\"\")","v":""},{"$f":"IFERROR(IF(OR(N128=\"\",'Cost scenario - input'!$G113=\"\"),\"\",N128/'Cost scenario - input'!$G113),\"\")","v":""},{"$f":"IFERROR(IF(OR(O128=\"\",'Cost scenario - input'!$G113=\"\"),\"\",O128/'Cost scenario - input'!$G113),\"\")","v":""},{"$f":"IFERROR(IF(OR(P128=\"\",'Cost scenario - input'!$G113=\"\"),\"\",P128/'Cost scenario - input'!$G113),\"\")","v":""},{"$f":"IFERROR(IF(OR(Q128=\"\",'Cost scenario - input'!$G113=\"\"),\"\",Q128/'Cost scenario - input'!$G113),\"\")","v":""},{"$f":"IFERROR(IF(OR(R128=\"\",'Cost scenario - input'!$G113=\"\"),\"\",R128/'Cost scenario - input'!$G113),\"\")","v":""},{"$f":"IFERROR(IF(OR(S128=\"\",'Cost scenario - input'!$G113=\"\"),\"\",S128/'Cost scenario - input'!$G113),\"\")","v":""},{"$f":"IFERROR(IF(OR(T128=\"\",'Cost scenario - input'!$G113=\"\"),\"\",T128/'Cost scenario - input'!$G113),\"\")","v":""},{"$f":"IFERROR(IF(OR(U128=\"\",'Cost scenario - input'!$G113=\"\"),\"\",U128/'Cost scenario - input'!$G113),\"\")","v":""},{"$f":"IFERROR(IF(OR(V128=\"\",'Cost scenario - input'!$G113=\"\"),\"\",V128/'Cost scenario - input'!$G113),\"\")","v":""},{"$f":"IFERROR(IF(OR(W128=\"\",'Cost scenario - input'!$G113=\"\"),\"\",W128/'Cost scenario - input'!$G113),\"\")","v":""}]
[{"$f":"IFERROR('Cost scenario - input'!A114,\"\")","v":""},{"$f":"IFERROR('Cost scenario - input'!B114,\"\")","v":""},{"$f":"IFERROR('Cost scenario - input'!C114,\"\")","v":""},{"$f":"IFERROR(repcalc('Cost scenario - input'!$CY114:$GK114,'Cost scenario - input'!$J114,'Cost scenario - input'!$H114,'Cost scenario - input'!$I114,20,TRUE,TRUE),\"\")","v":""},"","","","","","","","","","","","","","","","","","","",{"$f":"IFERROR(IF(OR(D129=\"\",'Cost scenario - input'!$G114=\"\"),\"\",D129/'Cost scenario - input'!$G114),\"\")","v":""},{"$f":"IFERROR(IF(OR(E129=\"\",'Cost scenario - input'!$G114=\"\"),\"\",E129/'Cost scenario - input'!$G114),\"\")","v":""},{"$f":"IFERROR(IF(OR(F129=\"\",'Cost scenario - input'!$G114=\"\"),\"\",F129/'Cost scenario - input'!$G114),\"\")","v":""},{"$f":"IFERROR(IF(OR(G129=\"\",'Cost scenario - input'!$G114=\"\"),\"\",G129/'Cost scenario - input'!$G114),\"\")","v":""},{"$f":"IFERROR(IF(OR(H129=\"\",'Cost scenario - input'!$G114=\"\"),\"\",H129/'Cost scenario - input'!$G114),\"\")","v":""},{"$f":"IFERROR(IF(OR(I129=\"\",'Cost scenario - input'!$G114=\"\"),\"\",I129/'Cost scenario - input'!$G114),\"\")","v":""},{"$f":"IFERROR(IF(OR(J129=\"\",'Cost scenario - input'!$G114=\"\"),\"\",J129/'Cost scenario - input'!$G114),\"\")","v":""},{"$f":"IFERROR(IF(OR(K129=\"\",'Cost scenario - input'!$G114=\"\"),\"\",K129/'Cost scenario - input'!$G114),\"\")","v":""},{"$f":"IFERROR(IF(OR(L129=\"\",'Cost scenario - input'!$G114=\"\"),\"\",L129/'Cost scenario - input'!$G114),\"\")","v":""},{"$f":"IFERROR(IF(OR(M129=\"\",'Cost scenario - input'!$G114=\"\"),\"\",M129/'Cost scenario - input'!$G114),\"\")","v":""},{"$f":"IFERROR(IF(OR(N129=\"\",'Cost scenario - input'!$G114=\"\"),\"\",N129/'Cost scenario - input'!$G114),\"\")","v":""},{"$f":"IFERROR(IF(OR(O129=\"\",'Cost scenario - input'!$G114=\"\"),\"\",O129/'Cost scenario - input'!$G114),\"\")","v":""},{"$f":"IFERROR(IF(OR(P129=\"\",'Cost scenario - input'!$G114=\"\"),\"\",P129/'Cost scenario - input'!$G114),\"\")","v":""},{"$f":"IFERROR(IF(OR(Q129=\"\",'Cost scenario - input'!$G114=\"\"),\"\",Q129/'Cost scenario - input'!$G114),\"\")","v":""},{"$f":"IFERROR(IF(OR(R129=\"\",'Cost scenario - input'!$G114=\"\"),\"\",R129/'Cost scenario - input'!$G114),\"\")","v":""},{"$f":"IFERROR(IF(OR(S129=\"\",'Cost scenario - input'!$G114=\"\"),\"\",S129/'Cost scenario - input'!$G114),\"\")","v":""},{"$f":"IFERROR(IF(OR(T129=\"\",'Cost scenario - input'!$G114=\"\"),\"\",T129/'Cost scenario - input'!$G114),\"\")","v":""},{"$f":"IFERROR(IF(OR(U129=\"\",'Cost scenario - input'!$G114=\"\"),\"\",U129/'Cost scenario - input'!$G114),\"\")","v":""},{"$f":"IFERROR(IF(OR(V129=\"\",'Cost scenario - input'!$G114=\"\"),\"\",V129/'Cost scenario - input'!$G114),\"\")","v":""},{"$f":"IFERROR(IF(OR(W129=\"\",'Cost scenario - input'!$G114=\"\"),\"\",W129/'Cost scenario - input'!$G114),\"\")","v":""}]
[{"$f":"IFERROR('Cost scenario - input'!A115,\"\")","v":""},{"$f":"IFERROR('Cost scenario - input'!B115,\"\")","v":""},{"$f":"IFERROR('Cost scenario - input'!C115,\"\")","v":""},{"$f":"IFERROR(repcalc('Cost scenario - input'!$CY115:$GK115,'Cost scenario - input'!$J115,'Cost scenario - input'!$H115,'Cost scenario - input'!$I115,20,TRUE,TRUE),\"\")","v":""},"","","","","","","","","","","","","","","","","","","",{"$f":"IFERROR(IF(OR(D130=\"\",'Cost scenario - input'!$G115=\"\"),\"\",D130/'Cost scenario - input'!$G115),\"\")","v":""},{"$f":"IFERROR(IF(OR(E130=\"\",'Cost scenario - input'!$G115=\"\"),\"\",E130/'Cost scenario - input'!$G115),\"\")","v":""},{"$f":"IFERROR(IF(OR(F130=\"\",'Cost scenario - input'!$G115=\"\"),\"\",F130/'Cost scenario - input'!$G115),\"\")","v":""},{"$f":"IFERROR(IF(OR(G130=\"\",'Cost scenario - input'!$G115=\"\"),\"\",G130/'Cost scenario - input'!$G115),\"\")","v":""},{"$f":"IFERROR(IF(OR(H130=\"\",'Cost scenario - input'!$G115=\"\"),\"\",H130/'Cost scenario - input'!$G115),\"\")","v":""},{"$f":"IFERROR(IF(OR(I130=\"\",'Cost scenario - input'!$G115=\"\"),\"\",I130/'Cost scenario - input'!$G115),\"\")","v":""},{"$f":"IFERROR(IF(OR(J130=\"\",'Cost scenario - input'!$G115=\"\"),\"\",J130/'Cost scenario - input'!$G115),\"\")","v":""},{"$f":"IFERROR(IF(OR(K130=\"\",'Cost scenario - input'!$G115=\"\"),\"\",K130/'Cost scenario - input'!$G115),\"\")","v":""},{"$f":"IFERROR(IF(OR(L130=\"\",'Cost scenario - input'!$G115=\"\"),\"\",L130/'Cost scenario - input'!$G115),\"\")","v":""},{"$f":"IFERROR(IF(OR(M130=\"\",'Cost scenario - input'!$G115=\"\"),\"\",M130/'Cost scenario - input'!$G115),\"\")","v":""},{"$f":"IFERROR(IF(OR(N130=\"\",'Cost scenario - input'!$G115=\"\"),\"\",N130/'Cost scenario - input'!$G115),\"\")","v":""},{"$f":"IFERROR(IF(OR(O130=\"\",'Cost scenario - input'!$G115=\"\"),\"\",O130/'Cost scenario - input'!$G115),\"\")","v":""},{"$f":"IFERROR(IF(OR(P130=\"\",'Cost scenario - input'!$G115=\"\"),\"\",P130/'Cost scenario - input'!$G115),\"\")","v":""},{"$f":"IFERROR(IF(OR(Q130=\"\",'Cost scenario - input'!$G115=\"\"),\"\",Q130/'Cost scenario - input'!$G115),\"\")","v":""},{"$f":"IFERROR(IF(OR(R130=\"\",'Cost scenario - input'!$G115=\"\"),\"\",R130/'Cost scenario - input'!$G115),\"\")","v":""},{"$f":"IFERROR(IF(OR(S130=\"\",'Cost scenario - input'!$G115=\"\"),\"\",S130/'Cost scenario - input'!$G115),\"\")","v":""},{"$f":"IFERROR(IF(OR(T130=\"\",'Cost scenario - input'!$G115=\"\"),\"\",T130/'Cost scenario - input'!$G115),\"\")","v":""},{"$f":"IFERROR(IF(OR(U130=\"\",'Cost scenario - input'!$G115=\"\"),\"\",U130/'Cost scenario - input'!$G115),\"\")","v":""},{"$f":"IFERROR(IF(OR(V130=\"\",'Cost scenario - input'!$G115=\"\"),\"\",V130/'Cost scenario - input'!$G115),\"\")","v":""},{"$f":"IFERROR(IF(OR(W130=\"\",'Cost scenario - input'!$G115=\"\"),\"\",W130/'Cost scenario - input'!$G115),\"\")","v":""}]
[{"$f":"IFERROR('Cost scenario - input'!A116,\"\")","v":""},{"$f":"IFERROR('Cost scenario - input'!B116,\"\")","v":""},{"$f":"IFERROR('Cost scenario - input'!C116,\"\")","v":""},{"$f":"IFERROR(repcalc('Cost scenario - input'!$CY116:$GK116,'Cost scenario - input'!$J116,'Cost scenario - input'!$H116,'Cost scenario - input'!$I116,20,TRUE,TRUE),\"\")","v":""},"","","","","","","","","","","","","","","","","","","",{"$f":"IFERROR(IF(OR(D131=\"\",'Cost scenario - input'!$G116=\"\"),\"\",D131/'Cost scenario - input'!$G116),\"\")","v":""},{"$f":"IFERROR(IF(OR(E131=\"\",'Cost scenario - input'!$G116=\"\"),\"\",E131/'Cost scenario - input'!$G116),\"\")","v":""},{"$f":"IFERROR(IF(OR(F131=\"\",'Cost scenario - input'!$G116=\"\"),\"\",F131/'Cost scenario - input'!$G116),\"\")","v":""},{"$f":"IFERROR(IF(OR(G131=\"\",'Cost scenario - input'!$G116=\"\"),\"\",G131/'Cost scenario - input'!$G116),\"\")","v":""},{"$f":"IFERROR(IF(OR(H131=\"\",'Cost scenario - input'!$G116=\"\"),\"\",H131/'Cost scenario - input'!$G116),\"\")","v":""},{"$f":"IFERROR(IF(OR(I131=\"\",'Cost scenario - input'!$G116=\"\"),\"\",I131/'Cost scenario - input'!$G116),\"\")","v":""},{"$f":"IFERROR(IF(OR(J131=\"\",'Cost scenario - input'!$G116=\"\"),\"\",J131/'Cost scenario - input'!$G116),\"\")","v":""},{"$f":"IFERROR(IF(OR(K131=\"\",'Cost scenario - input'!$G116=\"\"),\"\",K131/'Cost scenario - input'!$G116),\"\")","v":""},{"$f":"IFERROR(IF(OR(L131=\"\",'Cost scenario - input'!$G116=\"\"),\"\",L131/'Cost scenario - input'!$G116),\"\")","v":""},{"$f":"IFERROR(IF(OR(M131=\"\",'Cost scenario - input'!$G116=\"\"),\"\",M131/'Cost scenario - input'!$G116),\"\")","v":""},{"$f":"IFERROR(IF(OR(N131=\"\",'Cost scenario - input'!$G116=\"\"),\"\",N131/'Cost scenario - input'!$G116),\"\")","v":""},{"$f":"IFERROR(IF(OR(O131=\"\",'Cost scenario - input'!$G116=\"\"),\"\",O131/'Cost scenario - input'!$G116),\"\")","v":""},{"$f":"IFERROR(IF(OR(P131=\"\",'Cost scenario - input'!$G116=\"\"),\"\",P131/'Cost scenario - input'!$G116),\"\")","v":""},{"$f":"IFERROR(IF(OR(Q131=\"\",'Cost scenario - input'!$G116=\"\"),\"\",Q131/'Cost scenario - input'!$G116),\"\")","v":""},{"$f":"IFERROR(IF(OR(R131=\"\",'Cost scenario - input'!$G116=\"\"),\"\",R131/'Cost scenario - input'!$G116),\"\")","v":""},{"$f":"IFERROR(IF(OR(S131=\"\",'Cost scenario - input'!$G116=\"\"),\"\",S131/'Cost scenario - input'!$G116),\"\")","v":""},{"$f":"IFERROR(IF(OR(T131=\"\",'Cost scenario - input'!$G116=\"\"),\"\",T131/'Cost scenario - input'!$G116),\"\")","v":""},{"$f":"IFERROR(IF(OR(U131=\"\",'Cost scenario - input'!$G116=\"\"),\"\",U131/'Cost scenario - input'!$G116),\"\")","v":""},{"$f":"IFERROR(IF(OR(V131=\"\",'Cost scenario - input'!$G116=\"\"),\"\",V131/'Cost scenario - input'!$G116),\"\")","v":""},{"$f":"IFERROR(IF(OR(W131=\"\",'Cost scenario - input'!$G116=\"\"),\"\",W131/'Cost scenario - input'!$G116),\"\")","v":""}]
[{"$f":"IFERROR('Cost scenario - input'!A117,\"\")","v":""},{"$f":"IFERROR('Cost scenario - input'!B117,\"\")","v":""},{"$f":"IFERROR('Cost scenario - input'!C117,\"\")","v":""},{"$f":"IFERROR(repcalc('Cost scenario - input'!$CY117:$GK117,'Cost scenario - input'!$J117,'Cost scenario - input'!$H117,'Cost scenario - input'!$I117,20,TRUE,TRUE),\"\")","v":""},"","","","","","","","","","","","","","","","","","","",{"$f":"IFERROR(IF(OR(D132=\"\",'Cost scenario - input'!$G117=\"\"),\"\",D132/'Cost scenario - input'!$G117),\"\")","v":""},{"$f":"IFERROR(IF(OR(E132=\"\",'Cost scenario - input'!$G117=\"\"),\"\",E132/'Cost scenario - input'!$G117),\"\")","v":""},{"$f":"IFERROR(IF(OR(F132=\"\",'Cost scenario - input'!$G117=\"\"),\"\",F132/'Cost scenario - input'!$G117),\"\")","v":""},{"$f":"IFERROR(IF(OR(G132=\"\",'Cost scenario - input'!$G117=\"\"),\"\",G132/'Cost scenario - input'!$G117),\"\")","v":""},{"$f":"IFERROR(IF(OR(H132=\"\",'Cost scenario - input'!$G117=\"\"),\"\",H132/'Cost scenario - input'!$G117),\"\")","v":""},{"$f":"IFERROR(IF(OR(I132=\"\",'Cost scenario - input'!$G117=\"\"),\"\",I132/'Cost scenario - input'!$G117),\"\")","v":""},{"$f":"IFERROR(IF(OR(J132=\"\",'Cost scenario - input'!$G117=\"\"),\"\",J132/'Cost scenario - input'!$G117),\"\")","v":""},{"$f":"IFERROR(IF(OR(K132=\"\",'Cost scenario - input'!$G117=\"\"),\"\",K132/'Cost scenario - input'!$G117),\"\")","v":""},{"$f":"IFERROR(IF(OR(L132=\"\",'Cost scenario - input'!$G117=\"\"),\"\",L132/'Cost scenario - input'!$G117),\"\")","v":""},{"$f":"IFERROR(IF(OR(M132=\"\",'Cost scenario - input'!$G117=\"\"),\"\",M132/'Cost scenario - input'!$G117),\"\")","v":""},{"$f":"IFERROR(IF(OR(N132=\"\",'Cost scenario - input'!$G117=\"\"),\"\",N132/'Cost scenario - input'!$G117),\"\")","v":""},{"$f":"IFERROR(IF(OR(O132=\"\",'Cost scenario - input'!$G117=\"\"),\"\",O132/'Cost scenario - input'!$G117),\"\")","v":""},{"$f":"IFERROR(IF(OR(P132=\"\",'Cost scenario - input'!$G117=\"\"),\"\",P132/'Cost scenario - input'!$G117),\"\")","v":""},{"$f":"IFERROR(IF(OR(Q132=\"\",'Cost scenario - input'!$G117=\"\"),\"\",Q132/'Cost scenario - input'!$G117),\"\")","v":""},{"$f":"IFERROR(IF(OR(R132=\"\",'Cost scenario - input'!$G117=\"\"),\"\",R132/'Cost scenario - input'!$G117),\"\")","v":""},{"$f":"IFERROR(IF(OR(S132=\"\",'Cost scenario - input'!$G117=\"\"),\"\",S132/'Cost scenario - input'!$G117),\"\")","v":""},{"$f":"IFERROR(IF(OR(T132=\"\",'Cost scenario - input'!$G117=\"\"),\"\",T132/'Cost scenario - input'!$G117),\"\")","v":""},{"$f":"IFERROR(IF(OR(U132=\"\",'Cost scenario - input'!$G117=\"\"),\"\",U132/'Cost scenario - input'!$G117),\"\")","v":""},{"$f":"IFERROR(IF(OR(V132=\"\",'Cost scenario - input'!$G117=\"\"),\"\",V132/'Cost scenario - input'!$G117),\"\")","v":""},{"$f":"IFERROR(IF(OR(W132=\"\",'Cost scenario - input'!$G117=\"\"),\"\",W132/'Cost scenario - input'!$G117),\"\")","v":""}]
[{"$f":"IFERROR('Cost scenario - input'!A118,\"\")","v":""},{"$f":"IFERROR('Cost scenario - input'!B118,\"\")","v":""},{"$f":"IFERROR('Cost scenario - input'!C118,\"\")","v":""},{"$f":"IFERROR(repcalc('Cost scenario - input'!$CY118:$GK118,'Cost scenario - input'!$J118,'Cost scenario - input'!$H118,'Cost scenario - input'!$I118,20,TRUE,TRUE),\"\")","v":""},"","","","","","","","","","","","","","","","","","","",{"$f":"IFERROR(IF(OR(D133=\"\",'Cost scenario - input'!$G118=\"\"),\"\",D133/'Cost scenario - input'!$G118),\"\")","v":""},{"$f":"IFERROR(IF(OR(E133=\"\",'Cost scenario - input'!$G118=\"\"),\"\",E133/'Cost scenario - input'!$G118),\"\")","v":""},{"$f":"IFERROR(IF(OR(F133=\"\",'Cost scenario - input'!$G118=\"\"),\"\",F133/'Cost scenario - input'!$G118),\"\")","v":""},{"$f":"IFERROR(IF(OR(G133=\"\",'Cost scenario - input'!$G118=\"\"),\"\",G133/'Cost scenario - input'!$G118),\"\")","v":""},{"$f":"IFERROR(IF(OR(H133=\"\",'Cost scenario - input'!$G118=\"\"),\"\",H133/'Cost scenario - input'!$G118),\"\")","v":""},{"$f":"IFERROR(IF(OR(I133=\"\",'Cost scenario - input'!$G118=\"\"),\"\",I133/'Cost scenario - input'!$G118),\"\")","v":""},{"$f":"IFERROR(IF(OR(J133=\"\",'Cost scenario - input'!$G118=\"\"),\"\",J133/'Cost scenario - input'!$G118),\"\")","v":""},{"$f":"IFERROR(IF(OR(K133=\"\",'Cost scenario - input'!$G118=\"\"),\"\",K133/'Cost scenario - input'!$G118),\"\")","v":""},{"$f":"IFERROR(IF(OR(L133=\"\",'Cost scenario - input'!$G118=\"\"),\"\",L133/'Cost scenario - input'!$G118),\"\")","v":""},{"$f":"IFERROR(IF(OR(M133=\"\",'Cost scenario - input'!$G118=\"\"),\"\",M133/'Cost scenario - input'!$G118),\"\")","v":""},{"$f":"IFERROR(IF(OR(N133=\"\",'Cost scenario - input'!$G118=\"\"),\"\",N133/'Cost scenario - input'!$G118),\"\")","v":""},{"$f":"IFERROR(IF(OR(O133=\"\",'Cost scenario - input'!$G118=\"\"),\"\",O133/'Cost scenario - input'!$G118),\"\")","v":""},{"$f":"IFERROR(IF(OR(P133=\"\",'Cost scenario - input'!$G118=\"\"),\"\",P133/'Cost scenario - input'!$G118),\"\")","v":""},{"$f":"IFERROR(IF(OR(Q133=\"\",'Cost scenario - input'!$G118=\"\"),\"\",Q133/'Cost scenario - input'!$G118),\"\")","v":""},{"$f":"IFERROR(IF(OR(R133=\"\",'Cost scenario - input'!$G118=\"\"),\"\",R133/'Cost scenario - input'!$G118),\"\")","v":""},{"$f":"IFERROR(IF(OR(S133=\"\",'Cost scenario - input'!$G118=\"\"),\"\",S133/'Cost scenario - input'!$G118),\"\")","v":""},{"$f":"IFERROR(IF(OR(T133=\"\",'Cost scenario - input'!$G118=\"\"),\"\",T133/'Cost scenario - input'!$G118),\"\")","v":""},{"$f":"IFERROR(IF(OR(U133=\"\",'Cost scenario - input'!$G118=\"\"),\"\",U133/'Cost scenario - input'!$G118),\"\")","v":""},{"$f":"IFERROR(IF(OR(V133=\"\",'Cost scenario - input'!$G118=\"\"),\"\",V133/'Cost scenario - input'!$G118),\"\")","v":""},{"$f":"IFERROR(IF(OR(W133=\"\",'Cost scenario - input'!$G118=\"\"),\"\",W133/'Cost scenario - input'!$G118),\"\")","v":""}]
[{"$f":"IFERROR('Cost scenario - input'!A119,\"\")","v":""},{"$f":"IFERROR('Cost scenario - input'!B119,\"\")","v":""},{"$f":"IFERROR('Cost scenario - input'!C119,\"\")","v":""},{"$f":"IFERROR(repcalc('Cost scenario - input'!$CY119:$GK119,'Cost scenario - input'!$J119,'Cost scenario - input'!$H119,'Cost scenario - input'!$I119,20,TRUE,TRUE),\"\")","v":""},"","","","","","","","","","","","","","","","","","","",{"$f":"IFERROR(IF(OR(D134=\"\",'Cost scenario - input'!$G119=\"\"),\"\",D134/'Cost scenario - input'!$G119),\"\")","v":""},{"$f":"IFERROR(IF(OR(E134=\"\",'Cost scenario - input'!$G119=\"\"),\"\",E134/'Cost scenario - input'!$G119),\"\")","v":""},{"$f":"IFERROR(IF(OR(F134=\"\",'Cost scenario - input'!$G119=\"\"),\"\",F134/'Cost scenario - input'!$G119),\"\")","v":""},{"$f":"IFERROR(IF(OR(G134=\"\",'Cost scenario - input'!$G119=\"\"),\"\",G134/'Cost scenario - input'!$G119),\"\")","v":""},{"$f":"IFERROR(IF(OR(H134=\"\",'Cost scenario - input'!$G119=\"\"),\"\",H134/'Cost scenario - input'!$G119),\"\")","v":""},{"$f":"IFERROR(IF(OR(I134=\"\",'Cost scenario - input'!$G119=\"\"),\"\",I134/'Cost scenario - input'!$G119),\"\")","v":""},{"$f":"IFERROR(IF(OR(J134=\"\",'Cost scenario - input'!$G119=\"\"),\"\",J134/'Cost scenario - input'!$G119),\"\")","v":""},{"$f":"IFERROR(IF(OR(K134=\"\",'Cost scenario - input'!$G119=\"\"),\"\",K134/'Cost scenario - input'!$G119),\"\")","v":""},{"$f":"IFERROR(IF(OR(L134=\"\",'Cost scenario - input'!$G119=\"\"),\"\",L134/'Cost scenario - input'!$G119),\"\")","v":""},{"$f":"IFERROR(IF(OR(M134=\"\",'Cost scenario - input'!$G119=\"\"),\"\",M134/'Cost scenario - input'!$G119),\"\")","v":""},{"$f":"IFERROR(IF(OR(N134=\"\",'Cost scenario - input'!$G119=\"\"),\"\",N134/'Cost scenario - input'!$G119),\"\")","v":""},{"$f":"IFERROR(IF(OR(O134=\"\",'Cost scenario - input'!$G119=\"\"),\"\",O134/'Cost scenario - input'!$G119),\"\")","v":""},{"$f":"IFERROR(IF(OR(P134=\"\",'Cost scenario - input'!$G119=\"\"),\"\",P134/'Cost scenario - input'!$G119),\"\")","v":""},{"$f":"IFERROR(IF(OR(Q134=\"\",'Cost scenario - input'!$G119=\"\"),\"\",Q134/'Cost scenario - input'!$G119),\"\")","v":""},{"$f":"IFERROR(IF(OR(R134=\"\",'Cost scenario - input'!$G119=\"\"),\"\",R134/'Cost scenario - input'!$G119),\"\")","v":""},{"$f":"IFERROR(IF(OR(S134=\"\",'Cost scenario - input'!$G119=\"\"),\"\",S134/'Cost scenario - input'!$G119),\"\")","v":""},{"$f":"IFERROR(IF(OR(T134=\"\",'Cost scenario - input'!$G119=\"\"),\"\",T134/'Cost scenario - input'!$G119),\"\")","v":""},{"$f":"IFERROR(IF(OR(U134=\"\",'Cost scenario - input'!$G119=\"\"),\"\",U134/'Cost scenario - input'!$G119),\"\")","v":""},{"$f":"IFERROR(IF(OR(V134=\"\",'Cost scenario - input'!$G119=\"\"),\"\",V134/'Cost scenario - input'!$G119),\"\")","v":""},{"$f":"IFERROR(IF(OR(W134=\"\",'Cost scenario - input'!$G119=\"\"),\"\",W134/'Cost scenario - input'!$G119),\"\")","v":""}]
[{"$f":"IFERROR('Cost scenario - input'!A120,\"\")","v":""},{"$f":"IFERROR('Cost scenario - input'!B120,\"\")","v":""},{"$f":"IFERROR('Cost scenario - input'!C120,\"\")","v":""},{"$f":"IFERROR(repcalc('Cost scenario - input'!$CY120:$GK120,'Cost scenario - input'!$J120,'Cost scenario - input'!$H120,'Cost scenario - input'!$I120,20,TRUE,TRUE),\"\")","v":""},"","","","","","","","","","","","","","","","","","","",{"$f":"IFERROR(IF(OR(D135=\"\",'Cost scenario - input'!$G120=\"\"),\"\",D135/'Cost scenario - input'!$G120),\"\")","v":""},{"$f":"IFERROR(IF(OR(E135=\"\",'Cost scenario - input'!$G120=\"\"),\"\",E135/'Cost scenario - input'!$G120),\"\")","v":""},{"$f":"IFERROR(IF(OR(F135=\"\",'Cost scenario - input'!$G120=\"\"),\"\",F135/'Cost scenario - input'!$G120),\"\")","v":""},{"$f":"IFERROR(IF(OR(G135=\"\",'Cost scenario - input'!$G120=\"\"),\"\",G135/'Cost scenario - input'!$G120),\"\")","v":""},{"$f":"IFERROR(IF(OR(H135=\"\",'Cost scenario - input'!$G120=\"\"),\"\",H135/'Cost scenario - input'!$G120),\"\")","v":""},{"$f":"IFERROR(IF(OR(I135=\"\",'Cost scenario - input'!$G120=\"\"),\"\",I135/'Cost scenario - input'!$G120),\"\")","v":""},{"$f":"IFERROR(IF(OR(J135=\"\",'Cost scenario - input'!$G120=\"\"),\"\",J135/'Cost scenario - input'!$G120),\"\")","v":""},{"$f":"IFERROR(IF(OR(K135=\"\",'Cost scenario - input'!$G120=\"\"),\"\",K135/'Cost scenario - input'!$G120),\"\")","v":""},{"$f":"IFERROR(IF(OR(L135=\"\",'Cost scenario - input'!$G120=\"\"),\"\",L135/'Cost scenario - input'!$G120),\"\")","v":""},{"$f":"IFERROR(IF(OR(M135=\"\",'Cost scenario - input'!$G120=\"\"),\"\",M135/'Cost scenario - input'!$G120),\"\")","v":""},{"$f":"IFERROR(IF(OR(N135=\"\",'Cost scenario - input'!$G120=\"\"),\"\",N135/'Cost scenario - input'!$G120),\"\")","v":""},{"$f":"IFERROR(IF(OR(O135=\"\",'Cost scenario - input'!$G120=\"\"),\"\",O135/'Cost scenario - input'!$G120),\"\")","v":""},{"$f":"IFERROR(IF(OR(P135=\"\",'Cost scenario - input'!$G120=\"\"),\"\",P135/'Cost scenario - input'!$G120),\"\")","v":""},{"$f":"IFERROR(IF(OR(Q135=\"\",'Cost scenario - input'!$G120=\"\"),\"\",Q135/'Cost scenario - input'!$G120),\"\")","v":""},{"$f":"IFERROR(IF(OR(R135=\"\",'Cost scenario - input'!$G120=\"\"),\"\",R135/'Cost scenario - input'!$G120),\"\")","v":""},{"$f":"IFERROR(IF(OR(S135=\"\",'Cost scenario - input'!$G120=\"\"),\"\",S135/'Cost scenario - input'!$G120),\"\")","v":""},{"$f":"IFERROR(IF(OR(T135=\"\",'Cost scenario - input'!$G120=\"\"),\"\",T135/'Cost scenario - input'!$G120),\"\")","v":""},{"$f":"IFERROR(IF(OR(U135=\"\",'Cost scenario - input'!$G120=\"\"),\"\",U135/'Cost scenario - input'!$G120),\"\")","v":""},{"$f":"IFERROR(IF(OR(V135=\"\",'Cost scenario - input'!$G120=\"\"),\"\",V135/'Cost scenario - input'!$G120),\"\")","v":""},{"$f":"IFERROR(IF(OR(W135=\"\",'Cost scenario - input'!$G120=\"\"),\"\",W135/'Cost scenario - input'!$G120),\"\")","v":""}]
[{"$f":"IFERROR('Cost scenario - input'!A121,\"\")","v":""},{"$f":"IFERROR('Cost scenario - input'!B121,\"\")","v":""},{"$f":"IFERROR('Cost scenario - input'!C121,\"\")","v":""},{"$f":"IFERROR(repcalc('Cost scenario - input'!$CY121:$GK121,'Cost scenario - input'!$J121,'Cost scenario - input'!$H121,'Cost scenario - input'!$I121,20,TRUE,TRUE),\"\")","v":""},"","","","","","","","","","","","","","","","","","","",{"$f":"IFERROR(IF(OR(D136=\"\",'Cost scenario - input'!$G121=\"\"),\"\",D136/'Cost scenario - input'!$G121),\"\")","v":""},{"$f":"IFERROR(IF(OR(E136=\"\",'Cost scenario - input'!$G121=\"\"),\"\",E136/'Cost scenario - input'!$G121),\"\")","v":""},{"$f":"IFERROR(IF(OR(F136=\"\",'Cost scenario - input'!$G121=\"\"),\"\",F136/'Cost scenario - input'!$G121),\"\")","v":""},{"$f":"IFERROR(IF(OR(G136=\"\",'Cost scenario - input'!$G121=\"\"),\"\",G136/'Cost scenario - input'!$G121),\"\")","v":""},{"$f":"IFERROR(IF(OR(H136=\"\",'Cost scenario - input'!$G121=\"\"),\"\",H136/'Cost scenario - input'!$G121),\"\")","v":""},{"$f":"IFERROR(IF(OR(I136=\"\",'Cost scenario - input'!$G121=\"\"),\"\",I136/'Cost scenario - input'!$G121),\"\")","v":""},{"$f":"IFERROR(IF(OR(J136=\"\",'Cost scenario - input'!$G121=\"\"),\"\",J136/'Cost scenario - input'!$G121),\"\")","v":""},{"$f":"IFERROR(IF(OR(K136=\"\",'Cost scenario - input'!$G121=\"\"),\"\",K136/'Cost scenario - input'!$G121),\"\")","v":""},{"$f":"IFERROR(IF(OR(L136=\"\",'Cost scenario - input'!$G121=\"\"),\"\",L136/'Cost scenario - input'!$G121),\"\")","v":""},{"$f":"IFERROR(IF(OR(M136=\"\",'Cost scenario - input'!$G121=\"\"),\"\",M136/'Cost scenario - input'!$G121),\"\")","v":""},{"$f":"IFERROR(IF(OR(N136=\"\",'Cost scenario - input'!$G121=\"\"),\"\",N136/'Cost scenario - input'!$G121),\"\")","v":""},{"$f":"IFERROR(IF(OR(O136=\"\",'Cost scenario - input'!$G121=\"\"),\"\",O136/'Cost scenario - input'!$G121),\"\")","v":""},{"$f":"IFERROR(IF(OR(P136=\"\",'Cost scenario - input'!$G121=\"\"),\"\",P136/'Cost scenario - input'!$G121),\"\")","v":""},{"$f":"IFERROR(IF(OR(Q136=\"\",'Cost scenario - input'!$G121=\"\"),\"\",Q136/'Cost scenario - input'!$G121),\"\")","v":""},{"$f":"IFERROR(IF(OR(R136=\"\",'Cost scenario - input'!$G121=\"\"),\"\",R136/'Cost scenario - input'!$G121),\"\")","v":""},{"$f":"IFERROR(IF(OR(S136=\"\",'Cost scenario - input'!$G121=\"\"),\"\",S136/'Cost scenario - input'!$G121),\"\")","v":""},{"$f":"IFERROR(IF(OR(T136=\"\",'Cost scenario - input'!$G121=\"\"),\"\",T136/'Cost scenario - input'!$G121),\"\")","v":""},{"$f":"IFERROR(IF(OR(U136=\"\",'Cost scenario - input'!$G121=\"\"),\"\",U136/'Cost scenario - input'!$G121),\"\")","v":""},{"$f":"IFERROR(IF(OR(V136=\"\",'Cost scenario - input'!$G121=\"\"),\"\",V136/'Cost scenario - input'!$G121),\"\")","v":""},{"$f":"IFERROR(IF(OR(W136=\"\",'Cost scenario - input'!$G121=\"\"),\"\",W136/'Cost scenario - input'!$G121),\"\")","v":""}]
[{"$f":"IFERROR('Cost scenario - input'!A122,\"\")","v":""},{"$f":"IFERROR('Cost scenario - input'!B122,\"\")","v":""},{"$f":"IFERROR('Cost scenario - input'!C122,\"\")","v":""},{"$f":"IFERROR(repcalc('Cost scenario - input'!$CY122:$GK122,'Cost scenario - input'!$J122,'Cost scenario - input'!$H122,'Cost scenario - input'!$I122,20,TRUE,TRUE),\"\")","v":""},"","","","","","","","","","","","","","","","","","","",{"$f":"IFERROR(IF(OR(D137=\"\",'Cost scenario - input'!$G122=\"\"),\"\",D137/'Cost scenario - input'!$G122),\"\")","v":""},{"$f":"IFERROR(IF(OR(E137=\"\",'Cost scenario - input'!$G122=\"\"),\"\",E137/'Cost scenario - input'!$G122),\"\")","v":""},{"$f":"IFERROR(IF(OR(F137=\"\",'Cost scenario - input'!$G122=\"\"),\"\",F137/'Cost scenario - input'!$G122),\"\")","v":""},{"$f":"IFERROR(IF(OR(G137=\"\",'Cost scenario - input'!$G122=\"\"),\"\",G137/'Cost scenario - input'!$G122),\"\")","v":""},{"$f":"IFERROR(IF(OR(H137=\"\",'Cost scenario - input'!$G122=\"\"),\"\",H137/'Cost scenario - input'!$G122),\"\")","v":""},{"$f":"IFERROR(IF(OR(I137=\"\",'Cost scenario - input'!$G122=\"\"),\"\",I137/'Cost scenario - input'!$G122),\"\")","v":""},{"$f":"IFERROR(IF(OR(J137=\"\",'Cost scenario - input'!$G122=\"\"),\"\",J137/'Cost scenario - input'!$G122),\"\")","v":""},{"$f":"IFERROR(IF(OR(K137=\"\",'Cost scenario - input'!$G122=\"\"),\"\",K137/'Cost scenario - input'!$G122),\"\")","v":""},{"$f":"IFERROR(IF(OR(L137=\"\",'Cost scenario - input'!$G122=\"\"),\"\",L137/'Cost scenario - input'!$G122),\"\")","v":""},{"$f":"IFERROR(IF(OR(M137=\"\",'Cost scenario - input'!$G122=\"\"),\"\",M137/'Cost scenario - input'!$G122),\"\")","v":""},{"$f":"IFERROR(IF(OR(N137=\"\",'Cost scenario - input'!$G122=\"\"),\"\",N137/'Cost scenario - input'!$G122),\"\")","v":""},{"$f":"IFERROR(IF(OR(O137=\"\",'Cost scenario - input'!$G122=\"\"),\"\",O137/'Cost scenario - input'!$G122),\"\")","v":""},{"$f":"IFERROR(IF(OR(P137=\"\",'Cost scenario - input'!$G122=\"\"),\"\",P137/'Cost scenario - input'!$G122),\"\")","v":""},{"$f":"IFERROR(IF(OR(Q137=\"\",'Cost scenario - input'!$G122=\"\"),\"\",Q137/'Cost scenario - input'!$G122),\"\")","v":""},{"$f":"IFERROR(IF(OR(R137=\"\",'Cost scenario - input'!$G122=\"\"),\"\",R137/'Cost scenario - input'!$G122),\"\")","v":""},{"$f":"IFERROR(IF(OR(S137=\"\",'Cost scenario - input'!$G122=\"\"),\"\",S137/'Cost scenario - input'!$G122),\"\")","v":""},{"$f":"IFERROR(IF(OR(T137=\"\",'Cost scenario - input'!$G122=\"\"),\"\",T137/'Cost scenario - input'!$G122),\"\")","v":""},{"$f":"IFERROR(IF(OR(U137=\"\",'Cost scenario - input'!$G122=\"\"),\"\",U137/'Cost scenario - input'!$G122),\"\")","v":""},{"$f":"IFERROR(IF(OR(V137=\"\",'Cost scenario - input'!$G122=\"\"),\"\",V137/'Cost scenario - input'!$G122),\"\")","v":""},{"$f":"IFERROR(IF(OR(W137=\"\",'Cost scenario - input'!$G122=\"\"),\"\",W137/'Cost scenario - input'!$G122),\"\")","v":""}]
[{"$f":"IFERROR('Cost scenario - input'!A123,\"\")","v":""},{"$f":"IFERROR('Cost scenario - input'!B123,\"\")","v":""},{"$f":"IFERROR('Cost scenario - input'!C123,\"\")","v":""},{"$f":"IFERROR(repcalc('Cost scenario - input'!$CY123:$GK123,'Cost scenario - input'!$J123,'Cost scenario - input'!$H123,'Cost scenario - input'!$I123,20,TRUE,TRUE),\"\")","v":""},"","","","","","","","","","","","","","","","","","","",{"$f":"IFERROR(IF(OR(D138=\"\",'Cost scenario - input'!$G123=\"\"),\"\",D138/'Cost scenario - input'!$G123),\"\")","v":""},{"$f":"IFERROR(IF(OR(E138=\"\",'Cost scenario - input'!$G123=\"\"),\"\",E138/'Cost scenario - input'!$G123),\"\")","v":""},{"$f":"IFERROR(IF(OR(F138=\"\",'Cost scenario - input'!$G123=\"\"),\"\",F138/'Cost scenario - input'!$G123),\"\")","v":""},{"$f":"IFERROR(IF(OR(G138=\"\",'Cost scenario - input'!$G123=\"\"),\"\",G138/'Cost scenario - input'!$G123),\"\")","v":""},{"$f":"IFERROR(IF(OR(H138=\"\",'Cost scenario - input'!$G123=\"\"),\"\",H138/'Cost scenario - input'!$G123),\"\")","v":""},{"$f":"IFERROR(IF(OR(I138=\"\",'Cost scenario - input'!$G123=\"\"),\"\",I138/'Cost scenario - input'!$G123),\"\")","v":""},{"$f":"IFERROR(IF(OR(J138=\"\",'Cost scenario - input'!$G123=\"\"),\"\",J138/'Cost scenario - input'!$G123),\"\")","v":""},{"$f":"IFERROR(IF(OR(K138=\"\",'Cost scenario - input'!$G123=\"\"),\"\",K138/'Cost scenario - input'!$G123),\"\")","v":""},{"$f":"IFERROR(IF(OR(L138=\"\",'Cost scenario - input'!$G123=\"\"),\"\",L138/'Cost scenario - input'!$G123),\"\")","v":""},{"$f":"IFERROR(IF(OR(M138=\"\",'Cost scenario - input'!$G123=\"\"),\"\",M138/'Cost scenario - input'!$G123),\"\")","v":""},{"$f":"IFERROR(IF(OR(N138=\"\",'Cost scenario - input'!$G123=\"\"),\"\",N138/'Cost scenario - input'!$G123),\"\")","v":""},{"$f":"IFERROR(IF(OR(O138=\"\",'Cost scenario - input'!$G123=\"\"),\"\",O138/'Cost scenario - input'!$G123),\"\")","v":""},{"$f":"IFERROR(IF(OR(P138=\"\",'Cost scenario - input'!$G123=\"\"),\"\",P138/'Cost scenario - input'!$G123),\"\")","v":""},{"$f":"IFERROR(IF(OR(Q138=\"\",'Cost scenario - input'!$G123=\"\"),\"\",Q138/'Cost scenario - input'!$G123),\"\")","v":""},{"$f":"IFERROR(IF(OR(R138=\"\",'Cost scenario - input'!$G123=\"\"),\"\",R138/'Cost scenario - input'!$G123),\"\")","v":""},{"$f":"IFERROR(IF(OR(S138=\"\",'Cost scenario - input'!$G123=\"\"),\"\",S138/'Cost scenario - input'!$G123),\"\")","v":""},{"$f":"IFERROR(IF(OR(T138=\"\",'Cost scenario - input'!$G123=\"\"),\"\",T138/'Cost scenario - input'!$G123),\"\")","v":""},{"$f":"IFERROR(IF(OR(U138=\"\",'Cost scenario - input'!$G123=\"\"),\"\",U138/'Cost scenario - input'!$G123),\"\")","v":""},{"$f":"IFERROR(IF(OR(V138=\"\",'Cost scenario - input'!$G123=\"\"),\"\",V138/'Cost scenario - input'!$G123),\"\")","v":""},{"$f":"IFERROR(IF(OR(W138=\"\",'Cost scenario - input'!$G123=\"\"),\"\",W138/'Cost scenario - input'!$G123),\"\")","v":""}]
[{"$f":"IFERROR('Cost scenario - input'!A124,\"\")","v":""},{"$f":"IFERROR('Cost scenario - input'!B124,\"\")","v":""},{"$f":"IFERROR('Cost scenario - input'!C124,\"\")","v":""},{"$f":"IFERROR(repcalc('Cost scenario - input'!$CY124:$GK124,'Cost scenario - input'!$J124,'Cost scenario - input'!$H124,'Cost scenario - input'!$I124,20,TRUE,TRUE),\"\")","v":""},"","","","","","","","","","","","","","","","","","","",{"$f":"IFERROR(IF(OR(D139=\"\",'Cost scenario - input'!$G124=\"\"),\"\",D139/'Cost scenario - input'!$G124),\"\")","v":""},{"$f":"IFERROR(IF(OR(E139=\"\",'Cost scenario - input'!$G124=\"\"),\"\",E139/'Cost scenario - input'!$G124),\"\")","v":""},{"$f":"IFERROR(IF(OR(F139=\"\",'Cost scenario - input'!$G124=\"\"),\"\",F139/'Cost scenario - input'!$G124),\"\")","v":""},{"$f":"IFERROR(IF(OR(G139=\"\",'Cost scenario - input'!$G124=\"\"),\"\",G139/'Cost scenario - input'!$G124),\"\")","v":""},{"$f":"IFERROR(IF(OR(H139=\"\",'Cost scenario - input'!$G124=\"\"),\"\",H139/'Cost scenario - input'!$G124),\"\")","v":""},{"$f":"IFERROR(IF(OR(I139=\"\",'Cost scenario - input'!$G124=\"\"),\"\",I139/'Cost scenario - input'!$G124),\"\")","v":""},{"$f":"IFERROR(IF(OR(J139=\"\",'Cost scenario - input'!$G124=\"\"),\"\",J139/'Cost scenario - input'!$G124),\"\")","v":""},{"$f":"IFERROR(IF(OR(K139=\"\",'Cost scenario - input'!$G124=\"\"),\"\",K139/'Cost scenario - input'!$G124),\"\")","v":""},{"$f":"IFERROR(IF(OR(L139=\"\",'Cost scenario - input'!$G124=\"\"),\"\",L139/'Cost scenario - input'!$G124),\"\")","v":""},{"$f":"IFERROR(IF(OR(M139=\"\",'Cost scenario - input'!$G124=\"\"),\"\",M139/'Cost scenario - input'!$G124),\"\")","v":""},{"$f":"IFERROR(IF(OR(N139=\"\",'Cost scenario - input'!$G124=\"\"),\"\",N139/'Cost scenario - input'!$G124),\"\")","v":""},{"$f":"IFERROR(IF(OR(O139=\"\",'Cost scenario - input'!$G124=\"\"),\"\",O139/'Cost scenario - input'!$G124),\"\")","v":""},{"$f":"IFERROR(IF(OR(P139=\"\",'Cost scenario - input'!$G124=\"\"),\"\",P139/'Cost scenario - input'!$G124),\"\")","v":""},{"$f":"IFERROR(IF(OR(Q139=\"\",'Cost scenario - input'!$G124=\"\"),\"\",Q139/'Cost scenario - input'!$G124),\"\")","v":""},{"$f":"IFERROR(IF(OR(R139=\"\",'Cost scenario - input'!$G124=\"\"),\"\",R139/'Cost scenario - input'!$G124),\"\")","v":""},{"$f":"IFERROR(IF(OR(S139=\"\",'Cost scenario - input'!$G124=\"\"),\"\",S139/'Cost scenario - input'!$G124),\"\")","v":""},{"$f":"IFERROR(IF(OR(T139=\"\",'Cost scenario - input'!$G124=\"\"),\"\",T139/'Cost scenario - input'!$G124),\"\")","v":""},{"$f":"IFERROR(IF(OR(U139=\"\",'Cost scenario - input'!$G124=\"\"),\"\",U139/'Cost scenario - input'!$G124),\"\")","v":""},{"$f":"IFERROR(IF(OR(V139=\"\",'Cost scenario - input'!$G124=\"\"),\"\",V139/'Cost scenario - input'!$G124),\"\")","v":""},{"$f":"IFERROR(IF(OR(W139=\"\",'Cost scenario - input'!$G124=\"\"),\"\",W139/'Cost scenario - input'!$G124),\"\")","v":""}]
[{"$f":"IFERROR('Cost scenario - input'!A125,\"\")","v":""},{"$f":"IFERROR('Cost scenario - input'!B125,\"\")","v":""},{"$f":"IFERROR('Cost scenario - input'!C125,\"\")","v":""},{"$f":"IFERROR(repcalc('Cost scenario - input'!$CY125:$GK125,'Cost scenario - input'!$J125,'Cost scenario - input'!$H125,'Cost scenario - input'!$I125,20,TRUE,TRUE),\"\")","v":""},"","","","","","","","","","","","","","","","","","","",{"$f":"IFERROR(IF(OR(D140=\"\",'Cost scenario - input'!$G125=\"\"),\"\",D140/'Cost scenario - input'!$G125),\"\")","v":""},{"$f":"IFERROR(IF(OR(E140=\"\",'Cost scenario - input'!$G125=\"\"),\"\",E140/'Cost scenario - input'!$G125),\"\")","v":""},{"$f":"IFERROR(IF(OR(F140=\"\",'Cost scenario - input'!$G125=\"\"),\"\",F140/'Cost scenario - input'!$G125),\"\")","v":""},{"$f":"IFERROR(IF(OR(G140=\"\",'Cost scenario - input'!$G125=\"\"),\"\",G140/'Cost scenario - input'!$G125),\"\")","v":""},{"$f":"IFERROR(IF(OR(H140=\"\",'Cost scenario - input'!$G125=\"\"),\"\",H140/'Cost scenario - input'!$G125),\"\")","v":""},{"$f":"IFERROR(IF(OR(I140=\"\",'Cost scenario - input'!$G125=\"\"),\"\",I140/'Cost scenario - input'!$G125),\"\")","v":""},{"$f":"IFERROR(IF(OR(J140=\"\",'Cost scenario - input'!$G125=\"\"),\"\",J140/'Cost scenario - input'!$G125),\"\")","v":""},{"$f":"IFERROR(IF(OR(K140=\"\",'Cost scenario - input'!$G125=\"\"),\"\",K140/'Cost scenario - input'!$G125),\"\")","v":""},{"$f":"IFERROR(IF(OR(L140=\"\",'Cost scenario - input'!$G125=\"\"),\"\",L140/'Cost scenario - input'!$G125),\"\")","v":""},{"$f":"IFERROR(IF(OR(M140=\"\",'Cost scenario - input'!$G125=\"\"),\"\",M140/'Cost scenario - input'!$G125),\"\")","v":""},{"$f":"IFERROR(IF(OR(N140=\"\",'Cost scenario - input'!$G125=\"\"),\"\",N140/'Cost scenario - input'!$G125),\"\")","v":""},{"$f":"IFERROR(IF(OR(O140=\"\",'Cost scenario - input'!$G125=\"\"),\"\",O140/'Cost scenario - input'!$G125),\"\")","v":""},{"$f":"IFERROR(IF(OR(P140=\"\",'Cost scenario - input'!$G125=\"\"),\"\",P140/'Cost scenario - input'!$G125),\"\")","v":""},{"$f":"IFERROR(IF(OR(Q140=\"\",'Cost scenario - input'!$G125=\"\"),\"\",Q140/'Cost scenario - input'!$G125),\"\")","v":""},{"$f":"IFERROR(IF(OR(R140=\"\",'Cost scenario - input'!$G125=\"\"),\"\",R140/'Cost scenario - input'!$G125),\"\")","v":""},{"$f":"IFERROR(IF(OR(S140=\"\",'Cost scenario - input'!$G125=\"\"),\"\",S140/'Cost scenario - input'!$G125),\"\")","v":""},{"$f":"IFERROR(IF(OR(T140=\"\",'Cost scenario - input'!$G125=\"\"),\"\",T140/'Cost scenario - input'!$G125),\"\")","v":""},{"$f":"IFERROR(IF(OR(U140=\"\",'Cost scenario - input'!$G125=\"\"),\"\",U140/'Cost scenario - input'!$G125),\"\")","v":""},{"$f":"IFERROR(IF(OR(V140=\"\",'Cost scenario - input'!$G125=\"\"),\"\",V140/'Cost scenario - input'!$G125),\"\")","v":""},{"$f":"IFERROR(IF(OR(W140=\"\",'Cost scenario - input'!$G125=\"\"),\"\",W140/'Cost scenario - input'!$G125),\"\")","v":""}]
[{"$f":"IFERROR('Cost scenario - input'!A126,\"\")","v":""},{"$f":"IFERROR('Cost scenario - input'!B126,\"\")","v":""},{"$f":"IFERROR('Cost scenario - input'!C126,\"\")","v":""},{"$f":"IFERROR(repcalc('Cost scenario - input'!$CY126:$GK126,'Cost scenario - input'!$J126,'Cost scenario - input'!$H126,'Cost scenario - input'!$I126,20,TRUE,TRUE),\"\")","v":""},"","","","","","","","","","","","","","","","","","","",{"$f":"IFERROR(IF(OR(D141=\"\",'Cost scenario - input'!$G126=\"\"),\"\",D141/'Cost scenario - input'!$G126),\"\")","v":""},{"$f":"IFERROR(IF(OR(E141=\"\",'Cost scenario - input'!$G126=\"\"),\"\",E141/'Cost scenario - input'!$G126),\"\")","v":""},{"$f":"IFERROR(IF(OR(F141=\"\",'Cost scenario - input'!$G126=\"\"),\"\",F141/'Cost scenario - input'!$G126),\"\")","v":""},{"$f":"IFERROR(IF(OR(G141=\"\",'Cost scenario - input'!$G126=\"\"),\"\",G141/'Cost scenario - input'!$G126),\"\")","v":""},{"$f":"IFERROR(IF(OR(H141=\"\",'Cost scenario - input'!$G126=\"\"),\"\",H141/'Cost scenario - input'!$G126),\"\")","v":""},{"$f":"IFERROR(IF(OR(I141=\"\",'Cost scenario - input'!$G126=\"\"),\"\",I141/'Cost scenario - input'!$G126),\"\")","v":""},{"$f":"IFERROR(IF(OR(J141=\"\",'Cost scenario - input'!$G126=\"\"),\"\",J141/'Cost scenario - input'!$G126),\"\")","v":""},{"$f":"IFERROR(IF(OR(K141=\"\",'Cost scenario - input'!$G126=\"\"),\"\",K141/'Cost scenario - input'!$G126),\"\")","v":""},{"$f":"IFERROR(IF(OR(L141=\"\",'Cost scenario - input'!$G126=\"\"),\"\",L141/'Cost scenario - input'!$G126),\"\")","v":""},{"$f":"IFERROR(IF(OR(M141=\"\",'Cost scenario - input'!$G126=\"\"),\"\",M141/'Cost scenario - input'!$G126),\"\")","v":""},{"$f":"IFERROR(IF(OR(N141=\"\",'Cost scenario - input'!$G126=\"\"),\"\",N141/'Cost scenario - input'!$G126),\"\")","v":""},{"$f":"IFERROR(IF(OR(O141=\"\",'Cost scenario - input'!$G126=\"\"),\"\",O141/'Cost scenario - input'!$G126),\"\")","v":""},{"$f":"IFERROR(IF(OR(P141=\"\",'Cost scenario - input'!$G126=\"\"),\"\",P141/'Cost scenario - input'!$G126),\"\")","v":""},{"$f":"IFERROR(IF(OR(Q141=\"\",'Cost scenario - input'!$G126=\"\"),\"\",Q141/'Cost scenario - input'!$G126),\"\")","v":""},{"$f":"IFERROR(IF(OR(R141=\"\",'Cost scenario - input'!$G126=\"\"),\"\",R141/'Cost scenario - input'!$G126),\"\")","v":""},{"$f":"IFERROR(IF(OR(S141=\"\",'Cost scenario - input'!$G126=\"\"),\"\",S141/'Cost scenario - input'!$G126),\"\")","v":""},{"$f":"IFERROR(IF(OR(T141=\"\",'Cost scenario - input'!$G126=\"\"),\"\",T141/'Cost scenario - input'!$G126),\"\")","v":""},{"$f":"IFERROR(IF(OR(U141=\"\",'Cost scenario - input'!$G126=\"\"),\"\",U141/'Cost scenario - input'!$G126),\"\")","v":""},{"$f":"IFERROR(IF(OR(V141=\"\",'Cost scenario - input'!$G126=\"\"),\"\",V141/'Cost scenario - input'!$G126),\"\")","v":""},{"$f":"IFERROR(IF(OR(W141=\"\",'Cost scenario - input'!$G126=\"\"),\"\",W141/'Cost scenario - input'!$G126),\"\")","v":""}]
[{"$f":"IFERROR('Cost scenario - input'!A127,\"\")","v":""},{"$f":"IFERROR('Cost scenario - input'!B127,\"\")","v":""},{"$f":"IFERROR('Cost scenario - input'!C127,\"\")","v":""},{"$f":"IFERROR(repcalc('Cost scenario - input'!$CY127:$GK127,'Cost scenario - input'!$J127,'Cost scenario - input'!$H127,'Cost scenario - input'!$I127,20,TRUE,TRUE),\"\")","v":""},"","","","","","","","","","","","","","","","","","","",{"$f":"IFERROR(IF(OR(D142=\"\",'Cost scenario - input'!$G127=\"\"),\"\",D142/'Cost scenario - input'!$G127),\"\")","v":""},{"$f":"IFERROR(IF(OR(E142=\"\",'Cost scenario - input'!$G127=\"\"),\"\",E142/'Cost scenario - input'!$G127),\"\")","v":""},{"$f":"IFERROR(IF(OR(F142=\"\",'Cost scenario - input'!$G127=\"\"),\"\",F142/'Cost scenario - input'!$G127),\"\")","v":""},{"$f":"IFERROR(IF(OR(G142=\"\",'Cost scenario - input'!$G127=\"\"),\"\",G142/'Cost scenario - input'!$G127),\"\")","v":""},{"$f":"IFERROR(IF(OR(H142=\"\",'Cost scenario - input'!$G127=\"\"),\"\",H142/'Cost scenario - input'!$G127),\"\")","v":""},{"$f":"IFERROR(IF(OR(I142=\"\",'Cost scenario - input'!$G127=\"\"),\"\",I142/'Cost scenario - input'!$G127),\"\")","v":""},{"$f":"IFERROR(IF(OR(J142=\"\",'Cost scenario - input'!$G127=\"\"),\"\",J142/'Cost scenario - input'!$G127),\"\")","v":""},{"$f":"IFERROR(IF(OR(K142=\"\",'Cost scenario - input'!$G127=\"\"),\"\",K142/'Cost scenario - input'!$G127),\"\")","v":""},{"$f":"IFERROR(IF(OR(L142=\"\",'Cost scenario - input'!$G127=\"\"),\"\",L142/'Cost scenario - input'!$G127),\"\")","v":""},{"$f":"IFERROR(IF(OR(M142=\"\",'Cost scenario - input'!$G127=\"\"),\"\",M142/'Cost scenario - input'!$G127),\"\")","v":""},{"$f":"IFERROR(IF(OR(N142=\"\",'Cost scenario - input'!$G127=\"\"),\"\",N142/'Cost scenario - input'!$G127),\"\")","v":""},{"$f":"IFERROR(IF(OR(O142=\"\",'Cost scenario - input'!$G127=\"\"),\"\",O142/'Cost scenario - input'!$G127),\"\")","v":""},{"$f":"IFERROR(IF(OR(P142=\"\",'Cost scenario - input'!$G127=\"\"),\"\",P142/'Cost scenario - input'!$G127),\"\")","v":""},{"$f":"IFERROR(IF(OR(Q142=\"\",'Cost scenario - input'!$G127=\"\"),\"\",Q142/'Cost scenario - input'!$G127),\"\")","v":""},{"$f":"IFERROR(IF(OR(R142=\"\",'Cost scenario - input'!$G127=\"\"),\"\",R142/'Cost scenario - input'!$G127),\"\")","v":""},{"$f":"IFERROR(IF(OR(S142=\"\",'Cost scenario - input'!$G127=\"\"),\"\",S142/'Cost scenario - input'!$G127),\"\")","v":""},{"$f":"IFERROR(IF(OR(T142=\"\",'Cost scenario - input'!$G127=\"\"),\"\",T142/'Cost scenario - input'!$G127),\"\")","v":""},{"$f":"IFERROR(IF(OR(U142=\"\",'Cost scenario - input'!$G127=\"\"),\"\",U142/'Cost scenario - input'!$G127),\"\")","v":""},{"$f":"IFERROR(IF(OR(V142=\"\",'Cost scenario - input'!$G127=\"\"),\"\",V142/'Cost scenario - input'!$G127),\"\")","v":""},{"$f":"IFERROR(IF(OR(W142=\"\",'Cost scenario - input'!$G127=\"\"),\"\",W142/'Cost scenario - input'!$G127),\"\")","v":""}]
[{"$f":"IFERROR('Cost scenario - input'!A128,\"\")","v":""},{"$f":"IFERROR('Cost scenario - input'!B128,\"\")","v":""},{"$f":"IFERROR('Cost scenario - input'!C128,\"\")","v":""},{"$f":"IFERROR(repcalc('Cost scenario - input'!$CY128:$GK128,'Cost scenario - input'!$J128,'Cost scenario - input'!$H128,'Cost scenario - input'!$I128,20,TRUE,TRUE),\"\")","v":""},"","","","","","","","","","","","","","","","","","","",{"$f":"IFERROR(IF(OR(D143=\"\",'Cost scenario - input'!$G128=\"\"),\"\",D143/'Cost scenario - input'!$G128),\"\")","v":""},{"$f":"IFERROR(IF(OR(E143=\"\",'Cost scenario - input'!$G128=\"\"),\"\",E143/'Cost scenario - input'!$G128),\"\")","v":""},{"$f":"IFERROR(IF(OR(F143=\"\",'Cost scenario - input'!$G128=\"\"),\"\",F143/'Cost scenario - input'!$G128),\"\")","v":""},{"$f":"IFERROR(IF(OR(G143=\"\",'Cost scenario - input'!$G128=\"\"),\"\",G143/'Cost scenario - input'!$G128),\"\")","v":""},{"$f":"IFERROR(IF(OR(H143=\"\",'Cost scenario - input'!$G128=\"\"),\"\",H143/'Cost scenario - input'!$G128),\"\")","v":""},{"$f":"IFERROR(IF(OR(I143=\"\",'Cost scenario - input'!$G128=\"\"),\"\",I143/'Cost scenario - input'!$G128),\"\")","v":""},{"$f":"IFERROR(IF(OR(J143=\"\",'Cost scenario - input'!$G128=\"\"),\"\",J143/'Cost scenario - input'!$G128),\"\")","v":""},{"$f":"IFERROR(IF(OR(K143=\"\",'Cost scenario - input'!$G128=\"\"),\"\",K143/'Cost scenario - input'!$G128),\"\")","v":""},{"$f":"IFERROR(IF(OR(L143=\"\",'Cost scenario - input'!$G128=\"\"),\"\",L143/'Cost scenario - input'!$G128),\"\")","v":""},{"$f":"IFERROR(IF(OR(M143=\"\",'Cost scenario - input'!$G128=\"\"),\"\",M143/'Cost scenario - input'!$G128),\"\")","v":""},{"$f":"IFERROR(IF(OR(N143=\"\",'Cost scenario - input'!$G128=\"\"),\"\",N143/'Cost scenario - input'!$G128),\"\")","v":""},{"$f":"IFERROR(IF(OR(O143=\"\",'Cost scenario - input'!$G128=\"\"),\"\",O143/'Cost scenario - input'!$G128),\"\")","v":""},{"$f":"IFERROR(IF(OR(P143=\"\",'Cost scenario - input'!$G128=\"\"),\"\",P143/'Cost scenario - input'!$G128),\"\")","v":""},{"$f":"IFERROR(IF(OR(Q143=\"\",'Cost scenario - input'!$G128=\"\"),\"\",Q143/'Cost scenario - input'!$G128),\"\")","v":""},{"$f":"IFERROR(IF(OR(R143=\"\",'Cost scenario - input'!$G128=\"\"),\"\",R143/'Cost scenario - input'!$G128),\"\")","v":""},{"$f":"IFERROR(IF(OR(S143=\"\",'Cost scenario - input'!$G128=\"\"),\"\",S143/'Cost scenario - input'!$G128),\"\")","v":""},{"$f":"IFERROR(IF(OR(T143=\"\",'Cost scenario - input'!$G128=\"\"),\"\",T143/'Cost scenario - input'!$G128),\"\")","v":""},{"$f":"IFERROR(IF(OR(U143=\"\",'Cost scenario - input'!$G128=\"\"),\"\",U143/'Cost scenario - input'!$G128),\"\")","v":""},{"$f":"IFERROR(IF(OR(V143=\"\",'Cost scenario - input'!$G128=\"\"),\"\",V143/'Cost scenario - input'!$G128),\"\")","v":""},{"$f":"IFERROR(IF(OR(W143=\"\",'Cost scenario - input'!$G128=\"\"),\"\",W143/'Cost scenario - input'!$G128),\"\")","v":""}]
[{"$f":"IFERROR('Cost scenario - input'!A129,\"\")","v":""},{"$f":"IFERROR('Cost scenario - input'!B129,\"\")","v":""},{"$f":"IFERROR('Cost scenario - input'!C129,\"\")","v":""},{"$f":"IFERROR(repcalc('Cost scenario - input'!$CY129:$GK129,'Cost scenario - input'!$J129,'Cost scenario - input'!$H129,'Cost scenario - input'!$I129,20,TRUE,TRUE),\"\")","v":""},"","","","","","","","","","","","","","","","","","","",{"$f":"IFERROR(IF(OR(D144=\"\",'Cost scenario - input'!$G129=\"\"),\"\",D144/'Cost scenario - input'!$G129),\"\")","v":""},{"$f":"IFERROR(IF(OR(E144=\"\",'Cost scenario - input'!$G129=\"\"),\"\",E144/'Cost scenario - input'!$G129),\"\")","v":""},{"$f":"IFERROR(IF(OR(F144=\"\",'Cost scenario - input'!$G129=\"\"),\"\",F144/'Cost scenario - input'!$G129),\"\")","v":""},{"$f":"IFERROR(IF(OR(G144=\"\",'Cost scenario - input'!$G129=\"\"),\"\",G144/'Cost scenario - input'!$G129),\"\")","v":""},{"$f":"IFERROR(IF(OR(H144=\"\",'Cost scenario - input'!$G129=\"\"),\"\",H144/'Cost scenario - input'!$G129),\"\")","v":""},{"$f":"IFERROR(IF(OR(I144=\"\",'Cost scenario - input'!$G129=\"\"),\"\",I144/'Cost scenario - input'!$G129),\"\")","v":""},{"$f":"IFERROR(IF(OR(J144=\"\",'Cost scenario - input'!$G129=\"\"),\"\",J144/'Cost scenario - input'!$G129),\"\")","v":""},{"$f":"IFERROR(IF(OR(K144=\"\",'Cost scenario - input'!$G129=\"\"),\"\",K144/'Cost scenario - input'!$G129),\"\")","v":""},{"$f":"IFERROR(IF(OR(L144=\"\",'Cost scenario - input'!$G129=\"\"),\"\",L144/'Cost scenario - input'!$G129),\"\")","v":""},{"$f":"IFERROR(IF(OR(M144=\"\",'Cost scenario - input'!$G129=\"\"),\"\",M144/'Cost scenario - input'!$G129),\"\")","v":""},{"$f":"IFERROR(IF(OR(N144=\"\",'Cost scenario - input'!$G129=\"\"),\"\",N144/'Cost scenario - input'!$G129),\"\")","v":""},{"$f":"IFERROR(IF(OR(O144=\"\",'Cost scenario - input'!$G129=\"\"),\"\",O144/'Cost scenario - input'!$G129),\"\")","v":""},{"$f":"IFERROR(IF(OR(P144=\"\",'Cost scenario - input'!$G129=\"\"),\"\",P144/'Cost scenario - input'!$G129),\"\")","v":""},{"$f":"IFERROR(IF(OR(Q144=\"\",'Cost scenario - input'!$G129=\"\"),\"\",Q144/'Cost scenario - input'!$G129),\"\")","v":""},{"$f":"IFERROR(IF(OR(R144=\"\",'Cost scenario - input'!$G129=\"\"),\"\",R144/'Cost scenario - input'!$G129),\"\")","v":""},{"$f":"IFERROR(IF(OR(S144=\"\",'Cost scenario - input'!$G129=\"\"),\"\",S144/'Cost scenario - input'!$G129),\"\")","v":""},{"$f":"IFERROR(IF(OR(T144=\"\",'Cost scenario - input'!$G129=\"\"),\"\",T144/'Cost scenario - input'!$G129),\"\")","v":""},{"$f":"IFERROR(IF(OR(U144=\"\",'Cost scenario - input'!$G129=\"\"),\"\",U144/'Cost scenario - input'!$G129),\"\")","v":""},{"$f":"IFERROR(IF(OR(V144=\"\",'Cost scenario - input'!$G129=\"\"),\"\",V144/'Cost scenario - input'!$G129),\"\")","v":""},{"$f":"IFERROR(IF(OR(W144=\"\",'Cost scenario - input'!$G129=\"\"),\"\",W144/'Cost scenario - input'!$G129),\"\")","v":""}]
[{"$f":"IFERROR('Cost scenario - input'!A130,\"\")","v":""},{"$f":"IFERROR('Cost scenario - input'!B130,\"\")","v":""},{"$f":"IFERROR('Cost scenario - input'!C130,\"\")","v":""},{"$f":"IFERROR(repcalc('Cost scenario - input'!$CY130:$GK130,'Cost scenario - input'!$J130,'Cost scenario - input'!$H130,'Cost scenario - input'!$I130,20,TRUE,TRUE),\"\")","v":""},"","","","","","","","","","","","","","","","","","","",{"$f":"IFERROR(IF(OR(D145=\"\",'Cost scenario - input'!$G130=\"\"),\"\",D145/'Cost scenario - input'!$G130),\"\")","v":""},{"$f":"IFERROR(IF(OR(E145=\"\",'Cost scenario - input'!$G130=\"\"),\"\",E145/'Cost scenario - input'!$G130),\"\")","v":""},{"$f":"IFERROR(IF(OR(F145=\"\",'Cost scenario - input'!$G130=\"\"),\"\",F145/'Cost scenario - input'!$G130),\"\")","v":""},{"$f":"IFERROR(IF(OR(G145=\"\",'Cost scenario - input'!$G130=\"\"),\"\",G145/'Cost scenario - input'!$G130),\"\")","v":""},{"$f":"IFERROR(IF(OR(H145=\"\",'Cost scenario - input'!$G130=\"\"),\"\",H145/'Cost scenario - input'!$G130),\"\")","v":""},{"$f":"IFERROR(IF(OR(I145=\"\",'Cost scenario - input'!$G130=\"\"),\"\",I145/'Cost scenario - input'!$G130),\"\")","v":""},{"$f":"IFERROR(IF(OR(J145=\"\",'Cost scenario - input'!$G130=\"\"),\"\",J145/'Cost scenario - input'!$G130),\"\")","v":""},{"$f":"IFERROR(IF(OR(K145=\"\",'Cost scenario - input'!$G130=\"\"),\"\",K145/'Cost scenario - input'!$G130),\"\")","v":""},{"$f":"IFERROR(IF(OR(L145=\"\",'Cost scenario - input'!$G130=\"\"),\"\",L145/'Cost scenario - input'!$G130),\"\")","v":""},{"$f":"IFERROR(IF(OR(M145=\"\",'Cost scenario - input'!$G130=\"\"),\"\",M145/'Cost scenario - input'!$G130),\"\")","v":""},{"$f":"IFERROR(IF(OR(N145=\"\",'Cost scenario - input'!$G130=\"\"),\"\",N145/'Cost scenario - input'!$G130),\"\")","v":""},{"$f":"IFERROR(IF(OR(O145=\"\",'Cost scenario - input'!$G130=\"\"),\"\",O145/'Cost scenario - input'!$G130),\"\")","v":""},{"$f":"IFERROR(IF(OR(P145=\"\",'Cost scenario - input'!$G130=\"\"),\"\",P145/'Cost scenario - input'!$G130),\"\")","v":""},{"$f":"IFERROR(IF(OR(Q145=\"\",'Cost scenario - input'!$G130=\"\"),\"\",Q145/'Cost scenario - input'!$G130),\"\")","v":""},{"$f":"IFERROR(IF(OR(R145=\"\",'Cost scenario - input'!$G130=\"\"),\"\",R145/'Cost scenario - input'!$G130),\"\")","v":""},{"$f":"IFERROR(IF(OR(S145=\"\",'Cost scenario - input'!$G130=\"\"),\"\",S145/'Cost scenario - input'!$G130),\"\")","v":""},{"$f":"IFERROR(IF(OR(T145=\"\",'Cost scenario - input'!$G130=\"\"),\"\",T145/'Cost scenario - input'!$G130),\"\")","v":""},{"$f":"IFERROR(IF(OR(U145=\"\",'Cost scenario - input'!$G130=\"\"),\"\",U145/'Cost scenario - input'!$G130),\"\")","v":""},{"$f":"IFERROR(IF(OR(V145=\"\",'Cost scenario - input'!$G130=\"\"),\"\",V145/'Cost scenario - input'!$G130),\"\")","v":""},{"$f":"IFERROR(IF(OR(W145=\"\",'Cost scenario - input'!$G130=\"\"),\"\",W145/'Cost scenario - input'!$G130),\"\")","v":""}]
[{"$f":"IFERROR('Cost scenario - input'!A131,\"\")","v":""},{"$f":"IFERROR('Cost scenario - input'!B131,\"\")","v":""},{"$f":"IFERROR('Cost scenario - input'!C131,\"\")","v":""},{"$f":"IFERROR(repcalc('Cost scenario - input'!$CY131:$GK131,'Cost scenario - input'!$J131,'Cost scenario - input'!$H131,'Cost scenario - input'!$I131,20,TRUE,TRUE),\"\")","v":""},"","","","","","","","","","","","","","","","","","","",{"$f":"IFERROR(IF(OR(D146=\"\",'Cost scenario - input'!$G131=\"\"),\"\",D146/'Cost scenario - input'!$G131),\"\")","v":""},{"$f":"IFERROR(IF(OR(E146=\"\",'Cost scenario - input'!$G131=\"\"),\"\",E146/'Cost scenario - input'!$G131),\"\")","v":""},{"$f":"IFERROR(IF(OR(F146=\"\",'Cost scenario - input'!$G131=\"\"),\"\",F146/'Cost scenario - input'!$G131),\"\")","v":""},{"$f":"IFERROR(IF(OR(G146=\"\",'Cost scenario - input'!$G131=\"\"),\"\",G146/'Cost scenario - input'!$G131),\"\")","v":""},{"$f":"IFERROR(IF(OR(H146=\"\",'Cost scenario - input'!$G131=\"\"),\"\",H146/'Cost scenario - input'!$G131),\"\")","v":""},{"$f":"IFERROR(IF(OR(I146=\"\",'Cost scenario - input'!$G131=\"\"),\"\",I146/'Cost scenario - input'!$G131),\"\")","v":""},{"$f":"IFERROR(IF(OR(J146=\"\",'Cost scenario - input'!$G131=\"\"),\"\",J146/'Cost scenario - input'!$G131),\"\")","v":""},{"$f":"IFERROR(IF(OR(K146=\"\",'Cost scenario - input'!$G131=\"\"),\"\",K146/'Cost scenario - input'!$G131),\"\")","v":""},{"$f":"IFERROR(IF(OR(L146=\"\",'Cost scenario - input'!$G131=\"\"),\"\",L146/'Cost scenario - input'!$G131),\"\")","v":""},{"$f":"IFERROR(IF(OR(M146=\"\",'Cost scenario - input'!$G131=\"\"),\"\",M146/'Cost scenario - input'!$G131),\"\")","v":""},{"$f":"IFERROR(IF(OR(N146=\"\",'Cost scenario - input'!$G131=\"\"),\"\",N146/'Cost scenario - input'!$G131),\"\")","v":""},{"$f":"IFERROR(IF(OR(O146=\"\",'Cost scenario - input'!$G131=\"\"),\"\",O146/'Cost scenario - input'!$G131),\"\")","v":""},{"$f":"IFERROR(IF(OR(P146=\"\",'Cost scenario - input'!$G131=\"\"),\"\",P146/'Cost scenario - input'!$G131),\"\")","v":""},{"$f":"IFERROR(IF(OR(Q146=\"\",'Cost scenario - input'!$G131=\"\"),\"\",Q146/'Cost scenario - input'!$G131),\"\")","v":""},{"$f":"IFERROR(IF(OR(R146=\"\",'Cost scenario - input'!$G131=\"\"),\"\",R146/'Cost scenario - input'!$G131),\"\")","v":""},{"$f":"IFERROR(IF(OR(S146=\"\",'Cost scenario - input'!$G131=\"\"),\"\",S146/'Cost scenario - input'!$G131),\"\")","v":""},{"$f":"IFERROR(IF(OR(T146=\"\",'Cost scenario - input'!$G131=\"\"),\"\",T146/'Cost scenario - input'!$G131),\"\")","v":""},{"$f":"IFERROR(IF(OR(U146=\"\",'Cost scenario - input'!$G131=\"\"),\"\",U146/'Cost scenario - input'!$G131),\"\")","v":""},{"$f":"IFERROR(IF(OR(V146=\"\",'Cost scenario - input'!$G131=\"\"),\"\",V146/'Cost scenario - input'!$G131),\"\")","v":""},{"$f":"IFERROR(IF(OR(W146=\"\",'Cost scenario - input'!$G131=\"\"),\"\",W146/'Cost scenario - input'!$G131),\"\")","v":""}]
[{"$f":"IFERROR('Cost scenario - input'!A132,\"\")","v":""},{"$f":"IFERROR('Cost scenario - input'!B132,\"\")","v":""},{"$f":"IFERROR('Cost scenario - input'!C132,\"\")","v":""},{"$f":"IFERROR(repcalc('Cost scenario - input'!$CY132:$GK132,'Cost scenario - input'!$J132,'Cost scenario - input'!$H132,'Cost scenario - input'!$I132,20,TRUE,TRUE),\"\")","v":""},"","","","","","","","","","","","","","","","","","","",{"$f":"IFERROR(IF(OR(D147=\"\",'Cost scenario - input'!$G132=\"\"),\"\",D147/'Cost scenario - input'!$G132),\"\")","v":""},{"$f":"IFERROR(IF(OR(E147=\"\",'Cost scenario - input'!$G132=\"\"),\"\",E147/'Cost scenario - input'!$G132),\"\")","v":""},{"$f":"IFERROR(IF(OR(F147=\"\",'Cost scenario - input'!$G132=\"\"),\"\",F147/'Cost scenario - input'!$G132),\"\")","v":""},{"$f":"IFERROR(IF(OR(G147=\"\",'Cost scenario - input'!$G132=\"\"),\"\",G147/'Cost scenario - input'!$G132),\"\")","v":""},{"$f":"IFERROR(IF(OR(H147=\"\",'Cost scenario - input'!$G132=\"\"),\"\",H147/'Cost scenario - input'!$G132),\"\")","v":""},{"$f":"IFERROR(IF(OR(I147=\"\",'Cost scenario - input'!$G132=\"\"),\"\",I147/'Cost scenario - input'!$G132),\"\")","v":""},{"$f":"IFERROR(IF(OR(J147=\"\",'Cost scenario - input'!$G132=\"\"),\"\",J147/'Cost scenario - input'!$G132),\"\")","v":""},{"$f":"IFERROR(IF(OR(K147=\"\",'Cost scenario - input'!$G132=\"\"),\"\",K147/'Cost scenario - input'!$G132),\"\")","v":""},{"$f":"IFERROR(IF(OR(L147=\"\",'Cost scenario - input'!$G132=\"\"),\"\",L147/'Cost scenario - input'!$G132),\"\")","v":""},{"$f":"IFERROR(IF(OR(M147=\"\",'Cost scenario - input'!$G132=\"\"),\"\",M147/'Cost scenario - input'!$G132),\"\")","v":""},{"$f":"IFERROR(IF(OR(N147=\"\",'Cost scenario - input'!$G132=\"\"),\"\",N147/'Cost scenario - input'!$G132),\"\")","v":""},{"$f":"IFERROR(IF(OR(O147=\"\",'Cost scenario - input'!$G132=\"\"),\"\",O147/'Cost scenario - input'!$G132),\"\")","v":""},{"$f":"IFERROR(IF(OR(P147=\"\",'Cost scenario - input'!$G132=\"\"),\"\",P147/'Cost scenario - input'!$G132),\"\")","v":""},{"$f":"IFERROR(IF(OR(Q147=\"\",'Cost scenario - input'!$G132=\"\"),\"\",Q147/'Cost scenario - input'!$G132),\"\")","v":""},{"$f":"IFERROR(IF(OR(R147=\"\",'Cost scenario - input'!$G132=\"\"),\"\",R147/'Cost scenario - input'!$G132),\"\")","v":""},{"$f":"IFERROR(IF(OR(S147=\"\",'Cost scenario - input'!$G132=\"\"),\"\",S147/'Cost scenario - input'!$G132),\"\")","v":""},{"$f":"IFERROR(IF(OR(T147=\"\",'Cost scenario - input'!$G132=\"\"),\"\",T147/'Cost scenario - input'!$G132),\"\")","v":""},{"$f":"IFERROR(IF(OR(U147=\"\",'Cost scenario - input'!$G132=\"\"),\"\",U147/'Cost scenario - input'!$G132),\"\")","v":""},{"$f":"IFERROR(IF(OR(V147=\"\",'Cost scenario - input'!$G132=\"\"),\"\",V147/'Cost scenario - input'!$G132),\"\")","v":""},{"$f":"IFERROR(IF(OR(W147=\"\",'Cost scenario - input'!$G132=\"\"),\"\",W147/'Cost scenario - input'!$G132),\"\")","v":""}]
[{"$f":"IFERROR('Cost scenario - input'!A133,\"\")","v":""},{"$f":"IFERROR('Cost scenario - input'!B133,\"\")","v":""},{"$f":"IFERROR('Cost scenario - input'!C133,\"\")","v":""},{"$f":"IFERROR(repcalc('Cost scenario - input'!$CY133:$GK133,'Cost scenario - input'!$J133,'Cost scenario - input'!$H133,'Cost scenario - input'!$I133,20,TRUE,TRUE),\"\")","v":""},"","","","","","","","","","","","","","","","","","","",{"$f":"IFERROR(IF(OR(D148=\"\",'Cost scenario - input'!$G133=\"\"),\"\",D148/'Cost scenario - input'!$G133),\"\")","v":""},{"$f":"IFERROR(IF(OR(E148=\"\",'Cost scenario - input'!$G133=\"\"),\"\",E148/'Cost scenario - input'!$G133),\"\")","v":""},{"$f":"IFERROR(IF(OR(F148=\"\",'Cost scenario - input'!$G133=\"\"),\"\",F148/'Cost scenario - input'!$G133),\"\")","v":""},{"$f":"IFERROR(IF(OR(G148=\"\",'Cost scenario - input'!$G133=\"\"),\"\",G148/'Cost scenario - input'!$G133),\"\")","v":""},{"$f":"IFERROR(IF(OR(H148=\"\",'Cost scenario - input'!$G133=\"\"),\"\",H148/'Cost scenario - input'!$G133),\"\")","v":""},{"$f":"IFERROR(IF(OR(I148=\"\",'Cost scenario - input'!$G133=\"\"),\"\",I148/'Cost scenario - input'!$G133),\"\")","v":""},{"$f":"IFERROR(IF(OR(J148=\"\",'Cost scenario - input'!$G133=\"\"),\"\",J148/'Cost scenario - input'!$G133),\"\")","v":""},{"$f":"IFERROR(IF(OR(K148=\"\",'Cost scenario - input'!$G133=\"\"),\"\",K148/'Cost scenario - input'!$G133),\"\")","v":""},{"$f":"IFERROR(IF(OR(L148=\"\",'Cost scenario - input'!$G133=\"\"),\"\",L148/'Cost scenario - input'!$G133),\"\")","v":""},{"$f":"IFERROR(IF(OR(M148=\"\",'Cost scenario - input'!$G133=\"\"),\"\",M148/'Cost scenario - input'!$G133),\"\")","v":""},{"$f":"IFERROR(IF(OR(N148=\"\",'Cost scenario - input'!$G133=\"\"),\"\",N148/'Cost scenario - input'!$G133),\"\")","v":""},{"$f":"IFERROR(IF(OR(O148=\"\",'Cost scenario - input'!$G133=\"\"),\"\",O148/'Cost scenario - input'!$G133),\"\")","v":""},{"$f":"IFERROR(IF(OR(P148=\"\",'Cost scenario - input'!$G133=\"\"),\"\",P148/'Cost scenario - input'!$G133),\"\")","v":""},{"$f":"IFERROR(IF(OR(Q148=\"\",'Cost scenario - input'!$G133=\"\"),\"\",Q148/'Cost scenario - input'!$G133),\"\")","v":""},{"$f":"IFERROR(IF(OR(R148=\"\",'Cost scenario - input'!$G133=\"\"),\"\",R148/'Cost scenario - input'!$G133),\"\")","v":""},{"$f":"IFERROR(IF(OR(S148=\"\",'Cost scenario - input'!$G133=\"\"),\"\",S148/'Cost scenario - input'!$G133),\"\")","v":""},{"$f":"IFERROR(IF(OR(T148=\"\",'Cost scenario - input'!$G133=\"\"),\"\",T148/'Cost scenario - input'!$G133),\"\")","v":""},{"$f":"IFERROR(IF(OR(U148=\"\",'Cost scenario - input'!$G133=\"\"),\"\",U148/'Cost scenario - input'!$G133),\"\")","v":""},{"$f":"IFERROR(IF(OR(V148=\"\",'Cost scenario - input'!$G133=\"\"),\"\",V148/'Cost scenario - input'!$G133),\"\")","v":""},{"$f":"IFERROR(IF(OR(W148=\"\",'Cost scenario - input'!$G133=\"\"),\"\",W148/'Cost scenario - input'!$G133),\"\")","v":""}]
[{"$f":"IFERROR('Cost scenario - input'!A134,\"\")","v":""},{"$f":"IFERROR('Cost scenario - input'!B134,\"\")","v":""},{"$f":"IFERROR('Cost scenario - input'!C134,\"\")","v":""},{"$f":"IFERROR(repcalc('Cost scenario - input'!$CY134:$GK134,'Cost scenario - input'!$J134,'Cost scenario - input'!$H134,'Cost scenario - input'!$I134,20,TRUE,TRUE),\"\")","v":""},"","","","","","","","","","","","","","","","","","","",{"$f":"IFERROR(IF(OR(D149=\"\",'Cost scenario - input'!$G134=\"\"),\"\",D149/'Cost scenario - input'!$G134),\"\")","v":""},{"$f":"IFERROR(IF(OR(E149=\"\",'Cost scenario - input'!$G134=\"\"),\"\",E149/'Cost scenario - input'!$G134),\"\")","v":""},{"$f":"IFERROR(IF(OR(F149=\"\",'Cost scenario - input'!$G134=\"\"),\"\",F149/'Cost scenario - input'!$G134),\"\")","v":""},{"$f":"IFERROR(IF(OR(G149=\"\",'Cost scenario - input'!$G134=\"\"),\"\",G149/'Cost scenario - input'!$G134),\"\")","v":""},{"$f":"IFERROR(IF(OR(H149=\"\",'Cost scenario - input'!$G134=\"\"),\"\",H149/'Cost scenario - input'!$G134),\"\")","v":""},{"$f":"IFERROR(IF(OR(I149=\"\",'Cost scenario - input'!$G134=\"\"),\"\",I149/'Cost scenario - input'!$G134),\"\")","v":""},{"$f":"IFERROR(IF(OR(J149=\"\",'Cost scenario - input'!$G134=\"\"),\"\",J149/'Cost scenario - input'!$G134),\"\")","v":""},{"$f":"IFERROR(IF(OR(K149=\"\",'Cost scenario - input'!$G134=\"\"),\"\",K149/'Cost scenario - input'!$G134),\"\")","v":""},{"$f":"IFERROR(IF(OR(L149=\"\",'Cost scenario - input'!$G134=\"\"),\"\",L149/'Cost scenario - input'!$G134),\"\")","v":""},{"$f":"IFERROR(IF(OR(M149=\"\",'Cost scenario - input'!$G134=\"\"),\"\",M149/'Cost scenario - input'!$G134),\"\")","v":""},{"$f":"IFERROR(IF(OR(N149=\"\",'Cost scenario - input'!$G134=\"\"),\"\",N149/'Cost scenario - input'!$G134),\"\")","v":""},{"$f":"IFERROR(IF(OR(O149=\"\",'Cost scenario - input'!$G134=\"\"),\"\",O149/'Cost scenario - input'!$G134),\"\")","v":""},{"$f":"IFERROR(IF(OR(P149=\"\",'Cost scenario - input'!$G134=\"\"),\"\",P149/'Cost scenario - input'!$G134),\"\")","v":""},{"$f":"IFERROR(IF(OR(Q149=\"\",'Cost scenario - input'!$G134=\"\"),\"\",Q149/'Cost scenario - input'!$G134),\"\")","v":""},{"$f":"IFERROR(IF(OR(R149=\"\",'Cost scenario - input'!$G134=\"\"),\"\",R149/'Cost scenario - input'!$G134),\"\")","v":""},{"$f":"IFERROR(IF(OR(S149=\"\",'Cost scenario - input'!$G134=\"\"),\"\",S149/'Cost scenario - input'!$G134),\"\")","v":""},{"$f":"IFERROR(IF(OR(T149=\"\",'Cost scenario - input'!$G134=\"\"),\"\",T149/'Cost scenario - input'!$G134),\"\")","v":""},{"$f":"IFERROR(IF(OR(U149=\"\",'Cost scenario - input'!$G134=\"\"),\"\",U149/'Cost scenario - input'!$G134),\"\")","v":""},{"$f":"IFERROR(IF(OR(V149=\"\",'Cost scenario - input'!$G134=\"\"),\"\",V149/'Cost scenario - input'!$G134),\"\")","v":""},{"$f":"IFERROR(IF(OR(W149=\"\",'Cost scenario - input'!$G134=\"\"),\"\",W149/'Cost scenario - input'!$G134),\"\")","v":""}]
[{"$f":"IFERROR('Cost scenario - input'!A135,\"\")","v":""},{"$f":"IFERROR('Cost scenario - input'!B135,\"\")","v":""},{"$f":"IFERROR('Cost scenario - input'!C135,\"\")","v":""},{"$f":"IFERROR(repcalc('Cost scenario - input'!$CY135:$GK135,'Cost scenario - input'!$J135,'Cost scenario - input'!$H135,'Cost scenario - input'!$I135,20,TRUE,TRUE),\"\")","v":""},"","","","","","","","","","","","","","","","","","","",{"$f":"IFERROR(IF(OR(D150=\"\",'Cost scenario - input'!$G135=\"\"),\"\",D150/'Cost scenario - input'!$G135),\"\")","v":""},{"$f":"IFERROR(IF(OR(E150=\"\",'Cost scenario - input'!$G135=\"\"),\"\",E150/'Cost scenario - input'!$G135),\"\")","v":""},{"$f":"IFERROR(IF(OR(F150=\"\",'Cost scenario - input'!$G135=\"\"),\"\",F150/'Cost scenario - input'!$G135),\"\")","v":""},{"$f":"IFERROR(IF(OR(G150=\"\",'Cost scenario - input'!$G135=\"\"),\"\",G150/'Cost scenario - input'!$G135),\"\")","v":""},{"$f":"IFERROR(IF(OR(H150=\"\",'Cost scenario - input'!$G135=\"\"),\"\",H150/'Cost scenario - input'!$G135),\"\")","v":""},{"$f":"IFERROR(IF(OR(I150=\"\",'Cost scenario - input'!$G135=\"\"),\"\",I150/'Cost scenario - input'!$G135),\"\")","v":""},{"$f":"IFERROR(IF(OR(J150=\"\",'Cost scenario - input'!$G135=\"\"),\"\",J150/'Cost scenario - input'!$G135),\"\")","v":""},{"$f":"IFERROR(IF(OR(K150=\"\",'Cost scenario - input'!$G135=\"\"),\"\",K150/'Cost scenario - input'!$G135),\"\")","v":""},{"$f":"IFERROR(IF(OR(L150=\"\",'Cost scenario - input'!$G135=\"\"),\"\",L150/'Cost scenario - input'!$G135),\"\")","v":""},{"$f":"IFERROR(IF(OR(M150=\"\",'Cost scenario - input'!$G135=\"\"),\"\",M150/'Cost scenario - input'!$G135),\"\")","v":""},{"$f":"IFERROR(IF(OR(N150=\"\",'Cost scenario - input'!$G135=\"\"),\"\",N150/'Cost scenario - input'!$G135),\"\")","v":""},{"$f":"IFERROR(IF(OR(O150=\"\",'Cost scenario - input'!$G135=\"\"),\"\",O150/'Cost scenario - input'!$G135),\"\")","v":""},{"$f":"IFERROR(IF(OR(P150=\"\",'Cost scenario - input'!$G135=\"\"),\"\",P150/'Cost scenario - input'!$G135),\"\")","v":""},{"$f":"IFERROR(IF(OR(Q150=\"\",'Cost scenario - input'!$G135=\"\"),\"\",Q150/'Cost scenario - input'!$G135),\"\")","v":""},{"$f":"IFERROR(IF(OR(R150=\"\",'Cost scenario - input'!$G135=\"\"),\"\",R150/'Cost scenario - input'!$G135),\"\")","v":""},{"$f":"IFERROR(IF(OR(S150=\"\",'Cost scenario - input'!$G135=\"\"),\"\",S150/'Cost scenario - input'!$G135),\"\")","v":""},{"$f":"IFERROR(IF(OR(T150=\"\",'Cost scenario - input'!$G135=\"\"),\"\",T150/'Cost scenario - input'!$G135),\"\")","v":""},{"$f":"IFERROR(IF(OR(U150=\"\",'Cost scenario - input'!$G135=\"\"),\"\",U150/'Cost scenario - input'!$G135),\"\")","v":""},{"$f":"IFERROR(IF(OR(V150=\"\",'Cost scenario - input'!$G135=\"\"),\"\",V150/'Cost scenario - input'!$G135),\"\")","v":""},{"$f":"IFERROR(IF(OR(W150=\"\",'Cost scenario - input'!$G135=\"\"),\"\",W150/'Cost scenario - input'!$G135),\"\")","v":""}]
[{"$f":"IFERROR('Cost scenario - input'!A136,\"\")","v":""},{"$f":"IFERROR('Cost scenario - input'!B136,\"\")","v":""},{"$f":"IFERROR('Cost scenario - input'!C136,\"\")","v":""},{"$f":"IFERROR(repcalc('Cost scenario - input'!$CY136:$GK136,'Cost scenario - input'!$J136,'Cost scenario - input'!$H136,'Cost scenario - input'!$I136,20,TRUE,TRUE),\"\")","v":""},"","","","","","","","","","","","","","","","","","","",{"$f":"IFERROR(IF(OR(D151=\"\",'Cost scenario - input'!$G136=\"\"),\"\",D151/'Cost scenario - input'!$G136),\"\")","v":""},{"$f":"IFERROR(IF(OR(E151=\"\",'Cost scenario - input'!$G136=\"\"),\"\",E151/'Cost scenario - input'!$G136),\"\")","v":""},{"$f":"IFERROR(IF(OR(F151=\"\",'Cost scenario - input'!$G136=\"\"),\"\",F151/'Cost scenario - input'!$G136),\"\")","v":""},{"$f":"IFERROR(IF(OR(G151=\"\",'Cost scenario - input'!$G136=\"\"),\"\",G151/'Cost scenario - input'!$G136),\"\")","v":""},{"$f":"IFERROR(IF(OR(H151=\"\",'Cost scenario - input'!$G136=\"\"),\"\",H151/'Cost scenario - input'!$G136),\"\")","v":""},{"$f":"IFERROR(IF(OR(I151=\"\",'Cost scenario - input'!$G136=\"\"),\"\",I151/'Cost scenario - input'!$G136),\"\")","v":""},{"$f":"IFERROR(IF(OR(J151=\"\",'Cost scenario - input'!$G136=\"\"),\"\",J151/'Cost scenario - input'!$G136),\"\")","v":""},{"$f":"IFERROR(IF(OR(K151=\"\",'Cost scenario - input'!$G136=\"\"),\"\",K151/'Cost scenario - input'!$G136),\"\")","v":""},{"$f":"IFERROR(IF(OR(L151=\"\",'Cost scenario - input'!$G136=\"\"),\"\",L151/'Cost scenario - input'!$G136),\"\")","v":""},{"$f":"IFERROR(IF(OR(M151=\"\",'Cost scenario - input'!$G136=\"\"),\"\",M151/'Cost scenario - input'!$G136),\"\")","v":""},{"$f":"IFERROR(IF(OR(N151=\"\",'Cost scenario - input'!$G136=\"\"),\"\",N151/'Cost scenario - input'!$G136),\"\")","v":""},{"$f":"IFERROR(IF(OR(O151=\"\",'Cost scenario - input'!$G136=\"\"),\"\",O151/'Cost scenario - input'!$G136),\"\")","v":""},{"$f":"IFERROR(IF(OR(P151=\"\",'Cost scenario - input'!$G136=\"\"),\"\",P151/'Cost scenario - input'!$G136),\"\")","v":""},{"$f":"IFERROR(IF(OR(Q151=\"\",'Cost scenario - input'!$G136=\"\"),\"\",Q151/'Cost scenario - input'!$G136),\"\")","v":""},{"$f":"IFERROR(IF(OR(R151=\"\",'Cost scenario - input'!$G136=\"\"),\"\",R151/'Cost scenario - input'!$G136),\"\")","v":""},{"$f":"IFERROR(IF(OR(S151=\"\",'Cost scenario - input'!$G136=\"\"),\"\",S151/'Cost scenario - input'!$G136),\"\")","v":""},{"$f":"IFERROR(IF(OR(T151=\"\",'Cost scenario - input'!$G136=\"\"),\"\",T151/'Cost scenario - input'!$G136),\"\")","v":""},{"$f":"IFERROR(IF(OR(U151=\"\",'Cost scenario - input'!$G136=\"\"),\"\",U151/'Cost scenario - input'!$G136),\"\")","v":""},{"$f":"IFERROR(IF(OR(V151=\"\",'Cost scenario - input'!$G136=\"\"),\"\",V151/'Cost scenario - input'!$G136),\"\")","v":""},{"$f":"IFERROR(IF(OR(W151=\"\",'Cost scenario - input'!$G136=\"\"),\"\",W151/'Cost scenario - input'!$G136),\"\")","v":""}]
[{"$f":"IFERROR('Cost scenario - input'!A137,\"\")","v":""},{"$f":"IFERROR('Cost scenario - input'!B137,\"\")","v":""},{"$f":"IFERROR('Cost scenario - input'!C137,\"\")","v":""},{"$f":"IFERROR(repcalc('Cost scenario - input'!$CY137:$GK137,'Cost scenario - input'!$J137,'Cost scenario - input'!$H137,'Cost scenario - input'!$I137,20,TRUE,TRUE),\"\")","v":""},"","","","","","","","","","","","","","","","","","","",{"$f":"IFERROR(IF(OR(D152=\"\",'Cost scenario - input'!$G137=\"\"),\"\",D152/'Cost scenario - input'!$G137),\"\")","v":""},{"$f":"IFERROR(IF(OR(E152=\"\",'Cost scenario - input'!$G137=\"\"),\"\",E152/'Cost scenario - input'!$G137),\"\")","v":""},{"$f":"IFERROR(IF(OR(F152=\"\",'Cost scenario - input'!$G137=\"\"),\"\",F152/'Cost scenario - input'!$G137),\"\")","v":""},{"$f":"IFERROR(IF(OR(G152=\"\",'Cost scenario - input'!$G137=\"\"),\"\",G152/'Cost scenario - input'!$G137),\"\")","v":""},{"$f":"IFERROR(IF(OR(H152=\"\",'Cost scenario - input'!$G137=\"\"),\"\",H152/'Cost scenario - input'!$G137),\"\")","v":""},{"$f":"IFERROR(IF(OR(I152=\"\",'Cost scenario - input'!$G137=\"\"),\"\",I152/'Cost scenario - input'!$G137),\"\")","v":""},{"$f":"IFERROR(IF(OR(J152=\"\",'Cost scenario - input'!$G137=\"\"),\"\",J152/'Cost scenario - input'!$G137),\"\")","v":""},{"$f":"IFERROR(IF(OR(K152=\"\",'Cost scenario - input'!$G137=\"\"),\"\",K152/'Cost scenario - input'!$G137),\"\")","v":""},{"$f":"IFERROR(IF(OR(L152=\"\",'Cost scenario - input'!$G137=\"\"),\"\",L152/'Cost scenario - input'!$G137),\"\")","v":""},{"$f":"IFERROR(IF(OR(M152=\"\",'Cost scenario - input'!$G137=\"\"),\"\",M152/'Cost scenario - input'!$G137),\"\")","v":""},{"$f":"IFERROR(IF(OR(N152=\"\",'Cost scenario - input'!$G137=\"\"),\"\",N152/'Cost scenario - input'!$G137),\"\")","v":""},{"$f":"IFERROR(IF(OR(O152=\"\",'Cost scenario - input'!$G137=\"\"),\"\",O152/'Cost scenario - input'!$G137),\"\")","v":""},{"$f":"IFERROR(IF(OR(P152=\"\",'Cost scenario - input'!$G137=\"\"),\"\",P152/'Cost scenario - input'!$G137),\"\")","v":""},{"$f":"IFERROR(IF(OR(Q152=\"\",'Cost scenario - input'!$G137=\"\"),\"\",Q152/'Cost scenario - input'!$G137),\"\")","v":""},{"$f":"IFERROR(IF(OR(R152=\"\",'Cost scenario - input'!$G137=\"\"),\"\",R152/'Cost scenario - input'!$G137),\"\")","v":""},{"$f":"IFERROR(IF(OR(S152=\"\",'Cost scenario - input'!$G137=\"\"),\"\",S152/'Cost scenario - input'!$G137),\"\")","v":""},{"$f":"IFERROR(IF(OR(T152=\"\",'Cost scenario - input'!$G137=\"\"),\"\",T152/'Cost scenario - input'!$G137),\"\")","v":""},{"$f":"IFERROR(IF(OR(U152=\"\",'Cost scenario - input'!$G137=\"\"),\"\",U152/'Cost scenario - input'!$G137),\"\")","v":""},{"$f":"IFERROR(IF(OR(V152=\"\",'Cost scenario - input'!$G137=\"\"),\"\",V152/'Cost scenario - input'!$G137),\"\")","v":""},{"$f":"IFERROR(IF(OR(W152=\"\",'Cost scenario - input'!$G137=\"\"),\"\",W152/'Cost scenario - input'!$G137),\"\")","v":""}]
[{"$f":"IFERROR('Cost scenario - input'!A138,\"\")","v":""},{"$f":"IFERROR('Cost scenario - input'!B138,\"\")","v":""},{"$f":"IFERROR('Cost scenario - input'!C138,\"\")","v":""},{"$f":"IFERROR(repcalc('Cost scenario - input'!$CY138:$GK138,'Cost scenario - input'!$J138,'Cost scenario - input'!$H138,'Cost scenario - input'!$I138,20,TRUE,TRUE),\"\")","v":""},"","","","","","","","","","","","","","","","","","","",{"$f":"IFERROR(IF(OR(D153=\"\",'Cost scenario - input'!$G138=\"\"),\"\",D153/'Cost scenario - input'!$G138),\"\")","v":""},{"$f":"IFERROR(IF(OR(E153=\"\",'Cost scenario - input'!$G138=\"\"),\"\",E153/'Cost scenario - input'!$G138),\"\")","v":""},{"$f":"IFERROR(IF(OR(F153=\"\",'Cost scenario - input'!$G138=\"\"),\"\",F153/'Cost scenario - input'!$G138),\"\")","v":""},{"$f":"IFERROR(IF(OR(G153=\"\",'Cost scenario - input'!$G138=\"\"),\"\",G153/'Cost scenario - input'!$G138),\"\")","v":""},{"$f":"IFERROR(IF(OR(H153=\"\",'Cost scenario - input'!$G138=\"\"),\"\",H153/'Cost scenario - input'!$G138),\"\")","v":""},{"$f":"IFERROR(IF(OR(I153=\"\",'Cost scenario - input'!$G138=\"\"),\"\",I153/'Cost scenario - input'!$G138),\"\")","v":""},{"$f":"IFERROR(IF(OR(J153=\"\",'Cost scenario - input'!$G138=\"\"),\"\",J153/'Cost scenario - input'!$G138),\"\")","v":""},{"$f":"IFERROR(IF(OR(K153=\"\",'Cost scenario - input'!$G138=\"\"),\"\",K153/'Cost scenario - input'!$G138),\"\")","v":""},{"$f":"IFERROR(IF(OR(L153=\"\",'Cost scenario - input'!$G138=\"\"),\"\",L153/'Cost scenario - input'!$G138),\"\")","v":""},{"$f":"IFERROR(IF(OR(M153=\"\",'Cost scenario - input'!$G138=\"\"),\"\",M153/'Cost scenario - input'!$G138),\"\")","v":""},{"$f":"IFERROR(IF(OR(N153=\"\",'Cost scenario - input'!$G138=\"\"),\"\",N153/'Cost scenario - input'!$G138),\"\")","v":""},{"$f":"IFERROR(IF(OR(O153=\"\",'Cost scenario - input'!$G138=\"\"),\"\",O153/'Cost scenario - input'!$G138),\"\")","v":""},{"$f":"IFERROR(IF(OR(P153=\"\",'Cost scenario - input'!$G138=\"\"),\"\",P153/'Cost scenario - input'!$G138),\"\")","v":""},{"$f":"IFERROR(IF(OR(Q153=\"\",'Cost scenario - input'!$G138=\"\"),\"\",Q153/'Cost scenario - input'!$G138),\"\")","v":""},{"$f":"IFERROR(IF(OR(R153=\"\",'Cost scenario - input'!$G138=\"\"),\"\",R153/'Cost scenario - input'!$G138),\"\")","v":""},{"$f":"IFERROR(IF(OR(S153=\"\",'Cost scenario - input'!$G138=\"\"),\"\",S153/'Cost scenario - input'!$G138),\"\")","v":""},{"$f":"IFERROR(IF(OR(T153=\"\",'Cost scenario - input'!$G138=\"\"),\"\",T153/'Cost scenario - input'!$G138),\"\")","v":""},{"$f":"IFERROR(IF(OR(U153=\"\",'Cost scenario - input'!$G138=\"\"),\"\",U153/'Cost scenario - input'!$G138),\"\")","v":""},{"$f":"IFERROR(IF(OR(V153=\"\",'Cost scenario - input'!$G138=\"\"),\"\",V153/'Cost scenario - input'!$G138),\"\")","v":""},{"$f":"IFERROR(IF(OR(W153=\"\",'Cost scenario - input'!$G138=\"\"),\"\",W153/'Cost scenario - input'!$G138),\"\")","v":""}]
[{"$f":"IFERROR('Cost scenario - input'!A139,\"\")","v":""},{"$f":"IFERROR('Cost scenario - input'!B139,\"\")","v":""},{"$f":"IFERROR('Cost scenario - input'!C139,\"\")","v":""},{"$f":"IFERROR(repcalc('Cost scenario - input'!$CY139:$GK139,'Cost scenario - input'!$J139,'Cost scenario - input'!$H139,'Cost scenario - input'!$I139,20,TRUE,TRUE),\"\")","v":""},"","","","","","","","","","","","","","","","","","","",{"$f":"IFERROR(IF(OR(D154=\"\",'Cost scenario - input'!$G139=\"\"),\"\",D154/'Cost scenario - input'!$G139),\"\")","v":""},{"$f":"IFERROR(IF(OR(E154=\"\",'Cost scenario - input'!$G139=\"\"),\"\",E154/'Cost scenario - input'!$G139),\"\")","v":""},{"$f":"IFERROR(IF(OR(F154=\"\",'Cost scenario - input'!$G139=\"\"),\"\",F154/'Cost scenario - input'!$G139),\"\")","v":""},{"$f":"IFERROR(IF(OR(G154=\"\",'Cost scenario - input'!$G139=\"\"),\"\",G154/'Cost scenario - input'!$G139),\"\")","v":""},{"$f":"IFERROR(IF(OR(H154=\"\",'Cost scenario - input'!$G139=\"\"),\"\",H154/'Cost scenario - input'!$G139),\"\")","v":""},{"$f":"IFERROR(IF(OR(I154=\"\",'Cost scenario - input'!$G139=\"\"),\"\",I154/'Cost scenario - input'!$G139),\"\")","v":""},{"$f":"IFERROR(IF(OR(J154=\"\",'Cost scenario - input'!$G139=\"\"),\"\",J154/'Cost scenario - input'!$G139),\"\")","v":""},{"$f":"IFERROR(IF(OR(K154=\"\",'Cost scenario - input'!$G139=\"\"),\"\",K154/'Cost scenario - input'!$G139),\"\")","v":""},{"$f":"IFERROR(IF(OR(L154=\"\",'Cost scenario - input'!$G139=\"\"),\"\",L154/'Cost scenario - input'!$G139),\"\")","v":""},{"$f":"IFERROR(IF(OR(M154=\"\",'Cost scenario - input'!$G139=\"\"),\"\",M154/'Cost scenario - input'!$G139),\"\")","v":""},{"$f":"IFERROR(IF(OR(N154=\"\",'Cost scenario - input'!$G139=\"\"),\"\",N154/'Cost scenario - input'!$G139),\"\")","v":""},{"$f":"IFERROR(IF(OR(O154=\"\",'Cost scenario - input'!$G139=\"\"),\"\",O154/'Cost scenario - input'!$G139),\"\")","v":""},{"$f":"IFERROR(IF(OR(P154=\"\",'Cost scenario - input'!$G139=\"\"),\"\",P154/'Cost scenario - input'!$G139),\"\")","v":""},{"$f":"IFERROR(IF(OR(Q154=\"\",'Cost scenario - input'!$G139=\"\"),\"\",Q154/'Cost scenario - input'!$G139),\"\")","v":""},{"$f":"IFERROR(IF(OR(R154=\"\",'Cost scenario - input'!$G139=\"\"),\"\",R154/'Cost scenario - input'!$G139),\"\")","v":""},{"$f":"IFERROR(IF(OR(S154=\"\",'Cost scenario - input'!$G139=\"\"),\"\",S154/'Cost scenario - input'!$G139),\"\")","v":""},{"$f":"IFERROR(IF(OR(T154=\"\",'Cost scenario - input'!$G139=\"\"),\"\",T154/'Cost scenario - input'!$G139),\"\")","v":""},{"$f":"IFERROR(IF(OR(U154=\"\",'Cost scenario - input'!$G139=\"\"),\"\",U154/'Cost scenario - input'!$G139),\"\")","v":""},{"$f":"IFERROR(IF(OR(V154=\"\",'Cost scenario - input'!$G139=\"\"),\"\",V154/'Cost scenario - input'!$G139),\"\")","v":""},{"$f":"IFERROR(IF(OR(W154=\"\",'Cost scenario - input'!$G139=\"\"),\"\",W154/'Cost scenario - input'!$G139),\"\")","v":""}]
[{"$f":"IFERROR('Cost scenario - input'!A140,\"\")","v":""},{"$f":"IFERROR('Cost scenario - input'!B140,\"\")","v":""},{"$f":"IFERROR('Cost scenario - input'!C140,\"\")","v":""},{"$f":"IFERROR(repcalc('Cost scenario - input'!$CY140:$GK140,'Cost scenario - input'!$J140,'Cost scenario - input'!$H140,'Cost scenario - input'!$I140,20,TRUE,TRUE),\"\")","v":""},"","","","","","","","","","","","","","","","","","","",{"$f":"IFERROR(IF(OR(D155=\"\",'Cost scenario - input'!$G140=\"\"),\"\",D155/'Cost scenario - input'!$G140),\"\")","v":""},{"$f":"IFERROR(IF(OR(E155=\"\",'Cost scenario - input'!$G140=\"\"),\"\",E155/'Cost scenario - input'!$G140),\"\")","v":""},{"$f":"IFERROR(IF(OR(F155=\"\",'Cost scenario - input'!$G140=\"\"),\"\",F155/'Cost scenario - input'!$G140),\"\")","v":""},{"$f":"IFERROR(IF(OR(G155=\"\",'Cost scenario - input'!$G140=\"\"),\"\",G155/'Cost scenario - input'!$G140),\"\")","v":""},{"$f":"IFERROR(IF(OR(H155=\"\",'Cost scenario - input'!$G140=\"\"),\"\",H155/'Cost scenario - input'!$G140),\"\")","v":""},{"$f":"IFERROR(IF(OR(I155=\"\",'Cost scenario - input'!$G140=\"\"),\"\",I155/'Cost scenario - input'!$G140),\"\")","v":""},{"$f":"IFERROR(IF(OR(J155=\"\",'Cost scenario - input'!$G140=\"\"),\"\",J155/'Cost scenario - input'!$G140),\"\")","v":""},{"$f":"IFERROR(IF(OR(K155=\"\",'Cost scenario - input'!$G140=\"\"),\"\",K155/'Cost scenario - input'!$G140),\"\")","v":""},{"$f":"IFERROR(IF(OR(L155=\"\",'Cost scenario - input'!$G140=\"\"),\"\",L155/'Cost scenario - input'!$G140),\"\")","v":""},{"$f":"IFERROR(IF(OR(M155=\"\",'Cost scenario - input'!$G140=\"\"),\"\",M155/'Cost scenario - input'!$G140),\"\")","v":""},{"$f":"IFERROR(IF(OR(N155=\"\",'Cost scenario - input'!$G140=\"\"),\"\",N155/'Cost scenario - input'!$G140),\"\")","v":""},{"$f":"IFERROR(IF(OR(O155=\"\",'Cost scenario - input'!$G140=\"\"),\"\",O155/'Cost scenario - input'!$G140),\"\")","v":""},{"$f":"IFERROR(IF(OR(P155=\"\",'Cost scenario - input'!$G140=\"\"),\"\",P155/'Cost scenario - input'!$G140),\"\")","v":""},{"$f":"IFERROR(IF(OR(Q155=\"\",'Cost scenario - input'!$G140=\"\"),\"\",Q155/'Cost scenario - input'!$G140),\"\")","v":""},{"$f":"IFERROR(IF(OR(R155=\"\",'Cost scenario - input'!$G140=\"\"),\"\",R155/'Cost scenario - input'!$G140),\"\")","v":""},{"$f":"IFERROR(IF(OR(S155=\"\",'Cost scenario - input'!$G140=\"\"),\"\",S155/'Cost scenario - input'!$G140),\"\")","v":""},{"$f":"IFERROR(IF(OR(T155=\"\",'Cost scenario - input'!$G140=\"\"),\"\",T155/'Cost scenario - input'!$G140),\"\")","v":""},{"$f":"IFERROR(IF(OR(U155=\"\",'Cost scenario - input'!$G140=\"\"),\"\",U155/'Cost scenario - input'!$G140),\"\")","v":""},{"$f":"IFERROR(IF(OR(V155=\"\",'Cost scenario - input'!$G140=\"\"),\"\",V155/'Cost scenario - input'!$G140),\"\")","v":""},{"$f":"IFERROR(IF(OR(W155=\"\",'Cost scenario - input'!$G140=\"\"),\"\",W155/'Cost scenario - input'!$G140),\"\")","v":""}]
[{"$f":"IFERROR('Cost scenario - input'!A141,\"\")","v":""},{"$f":"IFERROR('Cost scenario - input'!B141,\"\")","v":""},{"$f":"IFERROR('Cost scenario - input'!C141,\"\")","v":""},{"$f":"IFERROR(repcalc('Cost scenario - input'!$CY141:$GK141,'Cost scenario - input'!$J141,'Cost scenario - input'!$H141,'Cost scenario - input'!$I141,20,TRUE,TRUE),\"\")","v":""},"","","","","","","","","","","","","","","","","","","",{"$f":"IFERROR(IF(OR(D156=\"\",'Cost scenario - input'!$G141=\"\"),\"\",D156/'Cost scenario - input'!$G141),\"\")","v":""},{"$f":"IFERROR(IF(OR(E156=\"\",'Cost scenario - input'!$G141=\"\"),\"\",E156/'Cost scenario - input'!$G141),\"\")","v":""},{"$f":"IFERROR(IF(OR(F156=\"\",'Cost scenario - input'!$G141=\"\"),\"\",F156/'Cost scenario - input'!$G141),\"\")","v":""},{"$f":"IFERROR(IF(OR(G156=\"\",'Cost scenario - input'!$G141=\"\"),\"\",G156/'Cost scenario - input'!$G141),\"\")","v":""},{"$f":"IFERROR(IF(OR(H156=\"\",'Cost scenario - input'!$G141=\"\"),\"\",H156/'Cost scenario - input'!$G141),\"\")","v":""},{"$f":"IFERROR(IF(OR(I156=\"\",'Cost scenario - input'!$G141=\"\"),\"\",I156/'Cost scenario - input'!$G141),\"\")","v":""},{"$f":"IFERROR(IF(OR(J156=\"\",'Cost scenario - input'!$G141=\"\"),\"\",J156/'Cost scenario - input'!$G141),\"\")","v":""},{"$f":"IFERROR(IF(OR(K156=\"\",'Cost scenario - input'!$G141=\"\"),\"\",K156/'Cost scenario - input'!$G141),\"\")","v":""},{"$f":"IFERROR(IF(OR(L156=\"\",'Cost scenario - input'!$G141=\"\"),\"\",L156/'Cost scenario - input'!$G141),\"\")","v":""},{"$f":"IFERROR(IF(OR(M156=\"\",'Cost scenario - input'!$G141=\"\"),\"\",M156/'Cost scenario - input'!$G141),\"\")","v":""},{"$f":"IFERROR(IF(OR(N156=\"\",'Cost scenario - input'!$G141=\"\"),\"\",N156/'Cost scenario - input'!$G141),\"\")","v":""},{"$f":"IFERROR(IF(OR(O156=\"\",'Cost scenario - input'!$G141=\"\"),\"\",O156/'Cost scenario - input'!$G141),\"\")","v":""},{"$f":"IFERROR(IF(OR(P156=\"\",'Cost scenario - input'!$G141=\"\"),\"\",P156/'Cost scenario - input'!$G141),\"\")","v":""},{"$f":"IFERROR(IF(OR(Q156=\"\",'Cost scenario - input'!$G141=\"\"),\"\",Q156/'Cost scenario - input'!$G141),\"\")","v":""},{"$f":"IFERROR(IF(OR(R156=\"\",'Cost scenario - input'!$G141=\"\"),\"\",R156/'Cost scenario - input'!$G141),\"\")","v":""},{"$f":"IFERROR(IF(OR(S156=\"\",'Cost scenario - input'!$G141=\"\"),\"\",S156/'Cost scenario - input'!$G141),\"\")","v":""},{"$f":"IFERROR(IF(OR(T156=\"\",'Cost scenario - input'!$G141=\"\"),\"\",T156/'Cost scenario - input'!$G141),\"\")","v":""},{"$f":"IFERROR(IF(OR(U156=\"\",'Cost scenario - input'!$G141=\"\"),\"\",U156/'Cost scenario - input'!$G141),\"\")","v":""},{"$f":"IFERROR(IF(OR(V156=\"\",'Cost scenario - input'!$G141=\"\"),\"\",V156/'Cost scenario - input'!$G141),\"\")","v":""},{"$f":"IFERROR(IF(OR(W156=\"\",'Cost scenario - input'!$G141=\"\"),\"\",W156/'Cost scenario - input'!$G141),\"\")","v":""}]
[{"$f":"IFERROR('Cost scenario - input'!A142,\"\")","v":""},{"$f":"IFERROR('Cost scenario - input'!B142,\"\")","v":""},{"$f":"IFERROR('Cost scenario - input'!C142,\"\")","v":""},{"$f":"IFERROR(repcalc('Cost scenario - input'!$CY142:$GK142,'Cost scenario - input'!$J142,'Cost scenario - input'!$H142,'Cost scenario - input'!$I142,20,TRUE,TRUE),\"\")","v":""},"","","","","","","","","","","","","","","","","","","",{"$f":"IFERROR(IF(OR(D157=\"\",'Cost scenario - input'!$G142=\"\"),\"\",D157/'Cost scenario - input'!$G142),\"\")","v":""},{"$f":"IFERROR(IF(OR(E157=\"\",'Cost scenario - input'!$G142=\"\"),\"\",E157/'Cost scenario - input'!$G142),\"\")","v":""},{"$f":"IFERROR(IF(OR(F157=\"\",'Cost scenario - input'!$G142=\"\"),\"\",F157/'Cost scenario - input'!$G142),\"\")","v":""},{"$f":"IFERROR(IF(OR(G157=\"\",'Cost scenario - input'!$G142=\"\"),\"\",G157/'Cost scenario - input'!$G142),\"\")","v":""},{"$f":"IFERROR(IF(OR(H157=\"\",'Cost scenario - input'!$G142=\"\"),\"\",H157/'Cost scenario - input'!$G142),\"\")","v":""},{"$f":"IFERROR(IF(OR(I157=\"\",'Cost scenario - input'!$G142=\"\"),\"\",I157/'Cost scenario - input'!$G142),\"\")","v":""},{"$f":"IFERROR(IF(OR(J157=\"\",'Cost scenario - input'!$G142=\"\"),\"\",J157/'Cost scenario - input'!$G142),\"\")","v":""},{"$f":"IFERROR(IF(OR(K157=\"\",'Cost scenario - input'!$G142=\"\"),\"\",K157/'Cost scenario - input'!$G142),\"\")","v":""},{"$f":"IFERROR(IF(OR(L157=\"\",'Cost scenario - input'!$G142=\"\"),\"\",L157/'Cost scenario - input'!$G142),\"\")","v":""},{"$f":"IFERROR(IF(OR(M157=\"\",'Cost scenario - input'!$G142=\"\"),\"\",M157/'Cost scenario - input'!$G142),\"\")","v":""},{"$f":"IFERROR(IF(OR(N157=\"\",'Cost scenario - input'!$G142=\"\"),\"\",N157/'Cost scenario - input'!$G142),\"\")","v":""},{"$f":"IFERROR(IF(OR(O157=\"\",'Cost scenario - input'!$G142=\"\"),\"\",O157/'Cost scenario - input'!$G142),\"\")","v":""},{"$f":"IFERROR(IF(OR(P157=\"\",'Cost scenario - input'!$G142=\"\"),\"\",P157/'Cost scenario - input'!$G142),\"\")","v":""},{"$f":"IFERROR(IF(OR(Q157=\"\",'Cost scenario - input'!$G142=\"\"),\"\",Q157/'Cost scenario - input'!$G142),\"\")","v":""},{"$f":"IFERROR(IF(OR(R157=\"\",'Cost scenario - input'!$G142=\"\"),\"\",R157/'Cost scenario - input'!$G142),\"\")","v":""},{"$f":"IFERROR(IF(OR(S157=\"\",'Cost scenario - input'!$G142=\"\"),\"\",S157/'Cost scenario - input'!$G142),\"\")","v":""},{"$f":"IFERROR(IF(OR(T157=\"\",'Cost scenario - input'!$G142=\"\"),\"\",T157/'Cost scenario - input'!$G142),\"\")","v":""},{"$f":"IFERROR(IF(OR(U157=\"\",'Cost scenario - input'!$G142=\"\"),\"\",U157/'Cost scenario - input'!$G142),\"\")","v":""},{"$f":"IFERROR(IF(OR(V157=\"\",'Cost scenario - input'!$G142=\"\"),\"\",V157/'Cost scenario - input'!$G142),\"\")","v":""},{"$f":"IFERROR(IF(OR(W157=\"\",'Cost scenario - input'!$G142=\"\"),\"\",W157/'Cost scenario - input'!$G142),\"\")","v":""}]
[{"$f":"IFERROR('Cost scenario - input'!A143,\"\")","v":""},{"$f":"IFERROR('Cost scenario - input'!B143,\"\")","v":""},{"$f":"IFERROR('Cost scenario - input'!C143,\"\")","v":""},{"$f":"IFERROR(repcalc('Cost scenario - input'!$CY143:$GK143,'Cost scenario - input'!$J143,'Cost scenario - input'!$H143,'Cost scenario - input'!$I143,20,TRUE,TRUE),\"\")","v":""},"","","","","","","","","","","","","","","","","","","",{"$f":"IFERROR(IF(OR(D158=\"\",'Cost scenario - input'!$G143=\"\"),\"\",D158/'Cost scenario - input'!$G143),\"\")","v":""},{"$f":"IFERROR(IF(OR(E158=\"\",'Cost scenario - input'!$G143=\"\"),\"\",E158/'Cost scenario - input'!$G143),\"\")","v":""},{"$f":"IFERROR(IF(OR(F158=\"\",'Cost scenario - input'!$G143=\"\"),\"\",F158/'Cost scenario - input'!$G143),\"\")","v":""},{"$f":"IFERROR(IF(OR(G158=\"\",'Cost scenario - input'!$G143=\"\"),\"\",G158/'Cost scenario - input'!$G143),\"\")","v":""},{"$f":"IFERROR(IF(OR(H158=\"\",'Cost scenario - input'!$G143=\"\"),\"\",H158/'Cost scenario - input'!$G143),\"\")","v":""},{"$f":"IFERROR(IF(OR(I158=\"\",'Cost scenario - input'!$G143=\"\"),\"\",I158/'Cost scenario - input'!$G143),\"\")","v":""},{"$f":"IFERROR(IF(OR(J158=\"\",'Cost scenario - input'!$G143=\"\"),\"\",J158/'Cost scenario - input'!$G143),\"\")","v":""},{"$f":"IFERROR(IF(OR(K158=\"\",'Cost scenario - input'!$G143=\"\"),\"\",K158/'Cost scenario - input'!$G143),\"\")","v":""},{"$f":"IFERROR(IF(OR(L158=\"\",'Cost scenario - input'!$G143=\"\"),\"\",L158/'Cost scenario - input'!$G143),\"\")","v":""},{"$f":"IFERROR(IF(OR(M158=\"\",'Cost scenario - input'!$G143=\"\"),\"\",M158/'Cost scenario - input'!$G143),\"\")","v":""},{"$f":"IFERROR(IF(OR(N158=\"\",'Cost scenario - input'!$G143=\"\"),\"\",N158/'Cost scenario - input'!$G143),\"\")","v":""},{"$f":"IFERROR(IF(OR(O158=\"\",'Cost scenario - input'!$G143=\"\"),\"\",O158/'Cost scenario - input'!$G143),\"\")","v":""},{"$f":"IFERROR(IF(OR(P158=\"\",'Cost scenario - input'!$G143=\"\"),\"\",P158/'Cost scenario - input'!$G143),\"\")","v":""},{"$f":"IFERROR(IF(OR(Q158=\"\",'Cost scenario - input'!$G143=\"\"),\"\",Q158/'Cost scenario - input'!$G143),\"\")","v":""},{"$f":"IFERROR(IF(OR(R158=\"\",'Cost scenario - input'!$G143=\"\"),\"\",R158/'Cost scenario - input'!$G143),\"\")","v":""},{"$f":"IFERROR(IF(OR(S158=\"\",'Cost scenario - input'!$G143=\"\"),\"\",S158/'Cost scenario - input'!$G143),\"\")","v":""},{"$f":"IFERROR(IF(OR(T158=\"\",'Cost scenario - input'!$G143=\"\"),\"\",T158/'Cost scenario - input'!$G143),\"\")","v":""},{"$f":"IFERROR(IF(OR(U158=\"\",'Cost scenario - input'!$G143=\"\"),\"\",U158/'Cost scenario - input'!$G143),\"\")","v":""},{"$f":"IFERROR(IF(OR(V158=\"\",'Cost scenario - input'!$G143=\"\"),\"\",V158/'Cost scenario - input'!$G143),\"\")","v":""},{"$f":"IFERROR(IF(OR(W158=\"\",'Cost scenario - input'!$G143=\"\"),\"\",W158/'Cost scenario - input'!$G143),\"\")","v":""}]
[{"$f":"IFERROR('Cost scenario - input'!A144,\"\")","v":""},{"$f":"IFERROR('Cost scenario - input'!B144,\"\")","v":""},{"$f":"IFERROR('Cost scenario - input'!C144,\"\")","v":""},{"$f":"IFERROR(repcalc('Cost scenario - input'!$CY144:$GK144,'Cost scenario - input'!$J144,'Cost scenario - input'!$H144,'Cost scenario - input'!$I144,20,TRUE,TRUE),\"\")","v":""},"","","","","","","","","","","","","","","","","","","",{"$f":"IFERROR(IF(OR(D159=\"\",'Cost scenario - input'!$G144=\"\"),\"\",D159/'Cost scenario - input'!$G144),\"\")","v":""},{"$f":"IFERROR(IF(OR(E159=\"\",'Cost scenario - input'!$G144=\"\"),\"\",E159/'Cost scenario - input'!$G144),\"\")","v":""},{"$f":"IFERROR(IF(OR(F159=\"\",'Cost scenario - input'!$G144=\"\"),\"\",F159/'Cost scenario - input'!$G144),\"\")","v":""},{"$f":"IFERROR(IF(OR(G159=\"\",'Cost scenario - input'!$G144=\"\"),\"\",G159/'Cost scenario - input'!$G144),\"\")","v":""},{"$f":"IFERROR(IF(OR(H159=\"\",'Cost scenario - input'!$G144=\"\"),\"\",H159/'Cost scenario - input'!$G144),\"\")","v":""},{"$f":"IFERROR(IF(OR(I159=\"\",'Cost scenario - input'!$G144=\"\"),\"\",I159/'Cost scenario - input'!$G144),\"\")","v":""},{"$f":"IFERROR(IF(OR(J159=\"\",'Cost scenario - input'!$G144=\"\"),\"\",J159/'Cost scenario - input'!$G144),\"\")","v":""},{"$f":"IFERROR(IF(OR(K159=\"\",'Cost scenario - input'!$G144=\"\"),\"\",K159/'Cost scenario - input'!$G144),\"\")","v":""},{"$f":"IFERROR(IF(OR(L159=\"\",'Cost scenario - input'!$G144=\"\"),\"\",L159/'Cost scenario - input'!$G144),\"\")","v":""},{"$f":"IFERROR(IF(OR(M159=\"\",'Cost scenario - input'!$G144=\"\"),\"\",M159/'Cost scenario - input'!$G144),\"\")","v":""},{"$f":"IFERROR(IF(OR(N159=\"\",'Cost scenario - input'!$G144=\"\"),\"\",N159/'Cost scenario - input'!$G144),\"\")","v":""},{"$f":"IFERROR(IF(OR(O159=\"\",'Cost scenario - input'!$G144=\"\"),\"\",O159/'Cost scenario - input'!$G144),\"\")","v":""},{"$f":"IFERROR(IF(OR(P159=\"\",'Cost scenario - input'!$G144=\"\"),\"\",P159/'Cost scenario - input'!$G144),\"\")","v":""},{"$f":"IFERROR(IF(OR(Q159=\"\",'Cost scenario - input'!$G144=\"\"),\"\",Q159/'Cost scenario - input'!$G144),\"\")","v":""},{"$f":"IFERROR(IF(OR(R159=\"\",'Cost scenario - input'!$G144=\"\"),\"\",R159/'Cost scenario - input'!$G144),\"\")","v":""},{"$f":"IFERROR(IF(OR(S159=\"\",'Cost scenario - input'!$G144=\"\"),\"\",S159/'Cost scenario - input'!$G144),\"\")","v":""},{"$f":"IFERROR(IF(OR(T159=\"\",'Cost scenario - input'!$G144=\"\"),\"\",T159/'Cost scenario - input'!$G144),\"\")","v":""},{"$f":"IFERROR(IF(OR(U159=\"\",'Cost scenario - input'!$G144=\"\"),\"\",U159/'Cost scenario - input'!$G144),\"\")","v":""},{"$f":"IFERROR(IF(OR(V159=\"\",'Cost scenario - input'!$G144=\"\"),\"\",V159/'Cost scenario - input'!$G144),\"\")","v":""},{"$f":"IFERROR(IF(OR(W159=\"\",'Cost scenario - input'!$G144=\"\"),\"\",W159/'Cost scenario - input'!$G144),\"\")","v":""}]
[{"$f":"IFERROR('Cost scenario - input'!A145,\"\")","v":""},{"$f":"IFERROR('Cost scenario - input'!B145,\"\")","v":""},{"$f":"IFERROR('Cost scenario - input'!C145,\"\")","v":""},{"$f":"IFERROR(repcalc('Cost scenario - input'!$CY145:$GK145,'Cost scenario - input'!$J145,'Cost scenario - input'!$H145,'Cost scenario - input'!$I145,20,TRUE,TRUE),\"\")","v":""},"","","","","","","","","","","","","","","","","","","",{"$f":"IFERROR(IF(OR(D160=\"\",'Cost scenario - input'!$G145=\"\"),\"\",D160/'Cost scenario - input'!$G145),\"\")","v":""},{"$f":"IFERROR(IF(OR(E160=\"\",'Cost scenario - input'!$G145=\"\"),\"\",E160/'Cost scenario - input'!$G145),\"\")","v":""},{"$f":"IFERROR(IF(OR(F160=\"\",'Cost scenario - input'!$G145=\"\"),\"\",F160/'Cost scenario - input'!$G145),\"\")","v":""},{"$f":"IFERROR(IF(OR(G160=\"\",'Cost scenario - input'!$G145=\"\"),\"\",G160/'Cost scenario - input'!$G145),\"\")","v":""},{"$f":"IFERROR(IF(OR(H160=\"\",'Cost scenario - input'!$G145=\"\"),\"\",H160/'Cost scenario - input'!$G145),\"\")","v":""},{"$f":"IFERROR(IF(OR(I160=\"\",'Cost scenario - input'!$G145=\"\"),\"\",I160/'Cost scenario - input'!$G145),\"\")","v":""},{"$f":"IFERROR(IF(OR(J160=\"\",'Cost scenario - input'!$G145=\"\"),\"\",J160/'Cost scenario - input'!$G145),\"\")","v":""},{"$f":"IFERROR(IF(OR(K160=\"\",'Cost scenario - input'!$G145=\"\"),\"\",K160/'Cost scenario - input'!$G145),\"\")","v":""},{"$f":"IFERROR(IF(OR(L160=\"\",'Cost scenario - input'!$G145=\"\"),\"\",L160/'Cost scenario - input'!$G145),\"\")","v":""},{"$f":"IFERROR(IF(OR(M160=\"\",'Cost scenario - input'!$G145=\"\"),\"\",M160/'Cost scenario - input'!$G145),\"\")","v":""},{"$f":"IFERROR(IF(OR(N160=\"\",'Cost scenario - input'!$G145=\"\"),\"\",N160/'Cost scenario - input'!$G145),\"\")","v":""},{"$f":"IFERROR(IF(OR(O160=\"\",'Cost scenario - input'!$G145=\"\"),\"\",O160/'Cost scenario - input'!$G145),\"\")","v":""},{"$f":"IFERROR(IF(OR(P160=\"\",'Cost scenario - input'!$G145=\"\"),\"\",P160/'Cost scenario - input'!$G145),\"\")","v":""},{"$f":"IFERROR(IF(OR(Q160=\"\",'Cost scenario - input'!$G145=\"\"),\"\",Q160/'Cost scenario - input'!$G145),\"\")","v":""},{"$f":"IFERROR(IF(OR(R160=\"\",'Cost scenario - input'!$G145=\"\"),\"\",R160/'Cost scenario - input'!$G145),\"\")","v":""},{"$f":"IFERROR(IF(OR(S160=\"\",'Cost scenario - input'!$G145=\"\"),\"\",S160/'Cost scenario - input'!$G145),\"\")","v":""},{"$f":"IFERROR(IF(OR(T160=\"\",'Cost scenario - input'!$G145=\"\"),\"\",T160/'Cost scenario - input'!$G145),\"\")","v":""},{"$f":"IFERROR(IF(OR(U160=\"\",'Cost scenario - input'!$G145=\"\"),\"\",U160/'Cost scenario - input'!$G145),\"\")","v":""},{"$f":"IFERROR(IF(OR(V160=\"\",'Cost scenario - input'!$G145=\"\"),\"\",V160/'Cost scenario - input'!$G145),\"\")","v":""},{"$f":"IFERROR(IF(OR(W160=\"\",'Cost scenario - input'!$G145=\"\"),\"\",W160/'Cost scenario - input'!$G145),\"\")","v":""}]
[{"$f":"IFERROR('Cost scenario - input'!A146,\"\")","v":""},{"$f":"IFERROR('Cost scenario - input'!B146,\"\")","v":""},{"$f":"IFERROR('Cost scenario - input'!C146,\"\")","v":""},{"$f":"IFERROR(repcalc('Cost scenario - input'!$CY146:$GK146,'Cost scenario - input'!$J146,'Cost scenario - input'!$H146,'Cost scenario - input'!$I146,20,TRUE,TRUE),\"\")","v":""},"","","","","","","","","","","","","","","","","","","",{"$f":"IFERROR(IF(OR(D161=\"\",'Cost scenario - input'!$G146=\"\"),\"\",D161/'Cost scenario - input'!$G146),\"\")","v":""},{"$f":"IFERROR(IF(OR(E161=\"\",'Cost scenario - input'!$G146=\"\"),\"\",E161/'Cost scenario - input'!$G146),\"\")","v":""},{"$f":"IFERROR(IF(OR(F161=\"\",'Cost scenario - input'!$G146=\"\"),\"\",F161/'Cost scenario - input'!$G146),\"\")","v":""},{"$f":"IFERROR(IF(OR(G161=\"\",'Cost scenario - input'!$G146=\"\"),\"\",G161/'Cost scenario - input'!$G146),\"\")","v":""},{"$f":"IFERROR(IF(OR(H161=\"\",'Cost scenario - input'!$G146=\"\"),\"\",H161/'Cost scenario - input'!$G146),\"\")","v":""},{"$f":"IFERROR(IF(OR(I161=\"\",'Cost scenario - input'!$G146=\"\"),\"\",I161/'Cost scenario - input'!$G146),\"\")","v":""},{"$f":"IFERROR(IF(OR(J161=\"\",'Cost scenario - input'!$G146=\"\"),\"\",J161/'Cost scenario - input'!$G146),\"\")","v":""},{"$f":"IFERROR(IF(OR(K161=\"\",'Cost scenario - input'!$G146=\"\"),\"\",K161/'Cost scenario - input'!$G146),\"\")","v":""},{"$f":"IFERROR(IF(OR(L161=\"\",'Cost scenario - input'!$G146=\"\"),\"\",L161/'Cost scenario - input'!$G146),\"\")","v":""},{"$f":"IFERROR(IF(OR(M161=\"\",'Cost scenario - input'!$G146=\"\"),\"\",M161/'Cost scenario - input'!$G146),\"\")","v":""},{"$f":"IFERROR(IF(OR(N161=\"\",'Cost scenario - input'!$G146=\"\"),\"\",N161/'Cost scenario - input'!$G146),\"\")","v":""},{"$f":"IFERROR(IF(OR(O161=\"\",'Cost scenario - input'!$G146=\"\"),\"\",O161/'Cost scenario - input'!$G146),\"\")","v":""},{"$f":"IFERROR(IF(OR(P161=\"\",'Cost scenario - input'!$G146=\"\"),\"\",P161/'Cost scenario - input'!$G146),\"\")","v":""},{"$f":"IFERROR(IF(OR(Q161=\"\",'Cost scenario - input'!$G146=\"\"),\"\",Q161/'Cost scenario - input'!$G146),\"\")","v":""},{"$f":"IFERROR(IF(OR(R161=\"\",'Cost scenario - input'!$G146=\"\"),\"\",R161/'Cost scenario - input'!$G146),\"\")","v":""},{"$f":"IFERROR(IF(OR(S161=\"\",'Cost scenario - input'!$G146=\"\"),\"\",S161/'Cost scenario - input'!$G146),\"\")","v":""},{"$f":"IFERROR(IF(OR(T161=\"\",'Cost scenario - input'!$G146=\"\"),\"\",T161/'Cost scenario - input'!$G146),\"\")","v":""},{"$f":"IFERROR(IF(OR(U161=\"\",'Cost scenario - input'!$G146=\"\"),\"\",U161/'Cost scenario - input'!$G146),\"\")","v":""},{"$f":"IFERROR(IF(OR(V161=\"\",'Cost scenario - input'!$G146=\"\"),\"\",V161/'Cost scenario - input'!$G146),\"\")","v":""},{"$f":"IFERROR(IF(OR(W161=\"\",'Cost scenario - input'!$G146=\"\"),\"\",W161/'Cost scenario - input'!$G146),\"\")","v":""}]
[{"$f":"IFERROR('Cost scenario - input'!A147,\"\")","v":""},{"$f":"IFERROR('Cost scenario - input'!B147,\"\")","v":""},{"$f":"IFERROR('Cost scenario - input'!C147,\"\")","v":""},{"$f":"IFERROR(repcalc('Cost scenario - input'!$CY147:$GK147,'Cost scenario - input'!$J147,'Cost scenario - input'!$H147,'Cost scenario - input'!$I147,20,TRUE,TRUE),\"\")","v":""},"","","","","","","","","","","","","","","","","","","",{"$f":"IFERROR(IF(OR(D162=\"\",'Cost scenario - input'!$G147=\"\"),\"\",D162/'Cost scenario - input'!$G147),\"\")","v":""},{"$f":"IFERROR(IF(OR(E162=\"\",'Cost scenario - input'!$G147=\"\"),\"\",E162/'Cost scenario - input'!$G147),\"\")","v":""},{"$f":"IFERROR(IF(OR(F162=\"\",'Cost scenario - input'!$G147=\"\"),\"\",F162/'Cost scenario - input'!$G147),\"\")","v":""},{"$f":"IFERROR(IF(OR(G162=\"\",'Cost scenario - input'!$G147=\"\"),\"\",G162/'Cost scenario - input'!$G147),\"\")","v":""},{"$f":"IFERROR(IF(OR(H162=\"\",'Cost scenario - input'!$G147=\"\"),\"\",H162/'Cost scenario - input'!$G147),\"\")","v":""},{"$f":"IFERROR(IF(OR(I162=\"\",'Cost scenario - input'!$G147=\"\"),\"\",I162/'Cost scenario - input'!$G147),\"\")","v":""},{"$f":"IFERROR(IF(OR(J162=\"\",'Cost scenario - input'!$G147=\"\"),\"\",J162/'Cost scenario - input'!$G147),\"\")","v":""},{"$f":"IFERROR(IF(OR(K162=\"\",'Cost scenario - input'!$G147=\"\"),\"\",K162/'Cost scenario - input'!$G147),\"\")","v":""},{"$f":"IFERROR(IF(OR(L162=\"\",'Cost scenario - input'!$G147=\"\"),\"\",L162/'Cost scenario - input'!$G147),\"\")","v":""},{"$f":"IFERROR(IF(OR(M162=\"\",'Cost scenario - input'!$G147=\"\"),\"\",M162/'Cost scenario - input'!$G147),\"\")","v":""},{"$f":"IFERROR(IF(OR(N162=\"\",'Cost scenario - input'!$G147=\"\"),\"\",N162/'Cost scenario - input'!$G147),\"\")","v":""},{"$f":"IFERROR(IF(OR(O162=\"\",'Cost scenario - input'!$G147=\"\"),\"\",O162/'Cost scenario - input'!$G147),\"\")","v":""},{"$f":"IFERROR(IF(OR(P162=\"\",'Cost scenario - input'!$G147=\"\"),\"\",P162/'Cost scenario - input'!$G147),\"\")","v":""},{"$f":"IFERROR(IF(OR(Q162=\"\",'Cost scenario - input'!$G147=\"\"),\"\",Q162/'Cost scenario - input'!$G147),\"\")","v":""},{"$f":"IFERROR(IF(OR(R162=\"\",'Cost scenario - input'!$G147=\"\"),\"\",R162/'Cost scenario - input'!$G147),\"\")","v":""},{"$f":"IFERROR(IF(OR(S162=\"\",'Cost scenario - input'!$G147=\"\"),\"\",S162/'Cost scenario - input'!$G147),\"\")","v":""},{"$f":"IFERROR(IF(OR(T162=\"\",'Cost scenario - input'!$G147=\"\"),\"\",T162/'Cost scenario - input'!$G147),\"\")","v":""},{"$f":"IFERROR(IF(OR(U162=\"\",'Cost scenario - input'!$G147=\"\"),\"\",U162/'Cost scenario - input'!$G147),\"\")","v":""},{"$f":"IFERROR(IF(OR(V162=\"\",'Cost scenario - input'!$G147=\"\"),\"\",V162/'Cost scenario - input'!$G147),\"\")","v":""},{"$f":"IFERROR(IF(OR(W162=\"\",'Cost scenario - input'!$G147=\"\"),\"\",W162/'Cost scenario - input'!$G147),\"\")","v":""}]
[{"$f":"IFERROR('Cost scenario - input'!A148,\"\")","v":""},{"$f":"IFERROR('Cost scenario - input'!B148,\"\")","v":""},{"$f":"IFERROR('Cost scenario - input'!C148,\"\")","v":""},{"$f":"IFERROR(repcalc('Cost scenario - input'!$CY148:$GK148,'Cost scenario - input'!$J148,'Cost scenario - input'!$H148,'Cost scenario - input'!$I148,20,TRUE,TRUE),\"\")","v":""},"","","","","","","","","","","","","","","","","","","",{"$f":"IFERROR(IF(OR(D163=\"\",'Cost scenario - input'!$G148=\"\"),\"\",D163/'Cost scenario - input'!$G148),\"\")","v":""},{"$f":"IFERROR(IF(OR(E163=\"\",'Cost scenario - input'!$G148=\"\"),\"\",E163/'Cost scenario - input'!$G148),\"\")","v":""},{"$f":"IFERROR(IF(OR(F163=\"\",'Cost scenario - input'!$G148=\"\"),\"\",F163/'Cost scenario - input'!$G148),\"\")","v":""},{"$f":"IFERROR(IF(OR(G163=\"\",'Cost scenario - input'!$G148=\"\"),\"\",G163/'Cost scenario - input'!$G148),\"\")","v":""},{"$f":"IFERROR(IF(OR(H163=\"\",'Cost scenario - input'!$G148=\"\"),\"\",H163/'Cost scenario - input'!$G148),\"\")","v":""},{"$f":"IFERROR(IF(OR(I163=\"\",'Cost scenario - input'!$G148=\"\"),\"\",I163/'Cost scenario - input'!$G148),\"\")","v":""},{"$f":"IFERROR(IF(OR(J163=\"\",'Cost scenario - input'!$G148=\"\"),\"\",J163/'Cost scenario - input'!$G148),\"\")","v":""},{"$f":"IFERROR(IF(OR(K163=\"\",'Cost scenario - input'!$G148=\"\"),\"\",K163/'Cost scenario - input'!$G148),\"\")","v":""},{"$f":"IFERROR(IF(OR(L163=\"\",'Cost scenario - input'!$G148=\"\"),\"\",L163/'Cost scenario - input'!$G148),\"\")","v":""},{"$f":"IFERROR(IF(OR(M163=\"\",'Cost scenario - input'!$G148=\"\"),\"\",M163/'Cost scenario - input'!$G148),\"\")","v":""},{"$f":"IFERROR(IF(OR(N163=\"\",'Cost scenario - input'!$G148=\"\"),\"\",N163/'Cost scenario - input'!$G148),\"\")","v":""},{"$f":"IFERROR(IF(OR(O163=\"\",'Cost scenario - input'!$G148=\"\"),\"\",O163/'Cost scenario - input'!$G148),\"\")","v":""},{"$f":"IFERROR(IF(OR(P163=\"\",'Cost scenario - input'!$G148=\"\"),\"\",P163/'Cost scenario - input'!$G148),\"\")","v":""},{"$f":"IFERROR(IF(OR(Q163=\"\",'Cost scenario - input'!$G148=\"\"),\"\",Q163/'Cost scenario - input'!$G148),\"\")","v":""},{"$f":"IFERROR(IF(OR(R163=\"\",'Cost scenario - input'!$G148=\"\"),\"\",R163/'Cost scenario - input'!$G148),\"\")","v":""},{"$f":"IFERROR(IF(OR(S163=\"\",'Cost scenario - input'!$G148=\"\"),\"\",S163/'Cost scenario - input'!$G148),\"\")","v":""},{"$f":"IFERROR(IF(OR(T163=\"\",'Cost scenario - input'!$G148=\"\"),\"\",T163/'Cost scenario - input'!$G148),\"\")","v":""},{"$f":"IFERROR(IF(OR(U163=\"\",'Cost scenario - input'!$G148=\"\"),\"\",U163/'Cost scenario - input'!$G148),\"\")","v":""},{"$f":"IFERROR(IF(OR(V163=\"\",'Cost scenario - input'!$G148=\"\"),\"\",V163/'Cost scenario - input'!$G148),\"\")","v":""},{"$f":"IFERROR(IF(OR(W163=\"\",'Cost scenario - input'!$G148=\"\"),\"\",W163/'Cost scenario - input'!$G148),\"\")","v":""}]
[{"$f":"IFERROR('Cost scenario - input'!A149,\"\")","v":""},{"$f":"IFERROR('Cost scenario - input'!B149,\"\")","v":""},{"$f":"IFERROR('Cost scenario - input'!C149,\"\")","v":""},{"$f":"IFERROR(repcalc('Cost scenario - input'!$CY149:$GK149,'Cost scenario - input'!$J149,'Cost scenario - input'!$H149,'Cost scenario - input'!$I149,20,TRUE,TRUE),\"\")","v":""},"","","","","","","","","","","","","","","","","","","",{"$f":"IFERROR(IF(OR(D164=\"\",'Cost scenario - input'!$G149=\"\"),\"\",D164/'Cost scenario - input'!$G149),\"\")","v":""},{"$f":"IFERROR(IF(OR(E164=\"\",'Cost scenario - input'!$G149=\"\"),\"\",E164/'Cost scenario - input'!$G149),\"\")","v":""},{"$f":"IFERROR(IF(OR(F164=\"\",'Cost scenario - input'!$G149=\"\"),\"\",F164/'Cost scenario - input'!$G149),\"\")","v":""},{"$f":"IFERROR(IF(OR(G164=\"\",'Cost scenario - input'!$G149=\"\"),\"\",G164/'Cost scenario - input'!$G149),\"\")","v":""},{"$f":"IFERROR(IF(OR(H164=\"\",'Cost scenario - input'!$G149=\"\"),\"\",H164/'Cost scenario - input'!$G149),\"\")","v":""},{"$f":"IFERROR(IF(OR(I164=\"\",'Cost scenario - input'!$G149=\"\"),\"\",I164/'Cost scenario - input'!$G149),\"\")","v":""},{"$f":"IFERROR(IF(OR(J164=\"\",'Cost scenario - input'!$G149=\"\"),\"\",J164/'Cost scenario - input'!$G149),\"\")","v":""},{"$f":"IFERROR(IF(OR(K164=\"\",'Cost scenario - input'!$G149=\"\"),\"\",K164/'Cost scenario - input'!$G149),\"\")","v":""},{"$f":"IFERROR(IF(OR(L164=\"\",'Cost scenario - input'!$G149=\"\"),\"\",L164/'Cost scenario - input'!$G149),\"\")","v":""},{"$f":"IFERROR(IF(OR(M164=\"\",'Cost scenario - input'!$G149=\"\"),\"\",M164/'Cost scenario - input'!$G149),\"\")","v":""},{"$f":"IFERROR(IF(OR(N164=\"\",'Cost scenario - input'!$G149=\"\"),\"\",N164/'Cost scenario - input'!$G149),\"\")","v":""},{"$f":"IFERROR(IF(OR(O164=\"\",'Cost scenario - input'!$G149=\"\"),\"\",O164/'Cost scenario - input'!$G149),\"\")","v":""},{"$f":"IFERROR(IF(OR(P164=\"\",'Cost scenario - input'!$G149=\"\"),\"\",P164/'Cost scenario - input'!$G149),\"\")","v":""},{"$f":"IFERROR(IF(OR(Q164=\"\",'Cost scenario - input'!$G149=\"\"),\"\",Q164/'Cost scenario - input'!$G149),\"\")","v":""},{"$f":"IFERROR(IF(OR(R164=\"\",'Cost scenario - input'!$G149=\"\"),\"\",R164/'Cost scenario - input'!$G149),\"\")","v":""},{"$f":"IFERROR(IF(OR(S164=\"\",'Cost scenario - input'!$G149=\"\"),\"\",S164/'Cost scenario - input'!$G149),\"\")","v":""},{"$f":"IFERROR(IF(OR(T164=\"\",'Cost scenario - input'!$G149=\"\"),\"\",T164/'Cost scenario - input'!$G149),\"\")","v":""},{"$f":"IFERROR(IF(OR(U164=\"\",'Cost scenario - input'!$G149=\"\"),\"\",U164/'Cost scenario - input'!$G149),\"\")","v":""},{"$f":"IFERROR(IF(OR(V164=\"\",'Cost scenario - input'!$G149=\"\"),\"\",V164/'Cost scenario - input'!$G149),\"\")","v":""},{"$f":"IFERROR(IF(OR(W164=\"\",'Cost scenario - input'!$G149=\"\"),\"\",W164/'Cost scenario - input'!$G149),\"\")","v":""}]
[{"$f":"IFERROR('Cost scenario - input'!A150,\"\")","v":""},{"$f":"IFERROR('Cost scenario - input'!B150,\"\")","v":""},{"$f":"IFERROR('Cost scenario - input'!C150,\"\")","v":""},{"$f":"IFERROR(repcalc('Cost scenario - input'!$CY150:$GK150,'Cost scenario - input'!$J150,'Cost scenario - input'!$H150,'Cost scenario - input'!$I150,20,TRUE,TRUE),\"\")","v":""},"","","","","","","","","","","","","","","","","","","",{"$f":"IFERROR(IF(OR(D165=\"\",'Cost scenario - input'!$G150=\"\"),\"\",D165/'Cost scenario - input'!$G150),\"\")","v":""},{"$f":"IFERROR(IF(OR(E165=\"\",'Cost scenario - input'!$G150=\"\"),\"\",E165/'Cost scenario - input'!$G150),\"\")","v":""},{"$f":"IFERROR(IF(OR(F165=\"\",'Cost scenario - input'!$G150=\"\"),\"\",F165/'Cost scenario - input'!$G150),\"\")","v":""},{"$f":"IFERROR(IF(OR(G165=\"\",'Cost scenario - input'!$G150=\"\"),\"\",G165/'Cost scenario - input'!$G150),\"\")","v":""},{"$f":"IFERROR(IF(OR(H165=\"\",'Cost scenario - input'!$G150=\"\"),\"\",H165/'Cost scenario - input'!$G150),\"\")","v":""},{"$f":"IFERROR(IF(OR(I165=\"\",'Cost scenario - input'!$G150=\"\"),\"\",I165/'Cost scenario - input'!$G150),\"\")","v":""},{"$f":"IFERROR(IF(OR(J165=\"\",'Cost scenario - input'!$G150=\"\"),\"\",J165/'Cost scenario - input'!$G150),\"\")","v":""},{"$f":"IFERROR(IF(OR(K165=\"\",'Cost scenario - input'!$G150=\"\"),\"\",K165/'Cost scenario - input'!$G150),\"\")","v":""},{"$f":"IFERROR(IF(OR(L165=\"\",'Cost scenario - input'!$G150=\"\"),\"\",L165/'Cost scenario - input'!$G150),\"\")","v":""},{"$f":"IFERROR(IF(OR(M165=\"\",'Cost scenario - input'!$G150=\"\"),\"\",M165/'Cost scenario - input'!$G150),\"\")","v":""},{"$f":"IFERROR(IF(OR(N165=\"\",'Cost scenario - input'!$G150=\"\"),\"\",N165/'Cost scenario - input'!$G150),\"\")","v":""},{"$f":"IFERROR(IF(OR(O165=\"\",'Cost scenario - input'!$G150=\"\"),\"\",O165/'Cost scenario - input'!$G150),\"\")","v":""},{"$f":"IFERROR(IF(OR(P165=\"\",'Cost scenario - input'!$G150=\"\"),\"\",P165/'Cost scenario - input'!$G150),\"\")","v":""},{"$f":"IFERROR(IF(OR(Q165=\"\",'Cost scenario - input'!$G150=\"\"),\"\",Q165/'Cost scenario - input'!$G150),\"\")","v":""},{"$f":"IFERROR(IF(OR(R165=\"\",'Cost scenario - input'!$G150=\"\"),\"\",R165/'Cost scenario - input'!$G150),\"\")","v":""},{"$f":"IFERROR(IF(OR(S165=\"\",'Cost scenario - input'!$G150=\"\"),\"\",S165/'Cost scenario - input'!$G150),\"\")","v":""},{"$f":"IFERROR(IF(OR(T165=\"\",'Cost scenario - input'!$G150=\"\"),\"\",T165/'Cost scenario - input'!$G150),\"\")","v":""},{"$f":"IFERROR(IF(OR(U165=\"\",'Cost scenario - input'!$G150=\"\"),\"\",U165/'Cost scenario - input'!$G150),\"\")","v":""},{"$f":"IFERROR(IF(OR(V165=\"\",'Cost scenario - input'!$G150=\"\"),\"\",V165/'Cost scenario - input'!$G150),\"\")","v":""},{"$f":"IFERROR(IF(OR(W165=\"\",'Cost scenario - input'!$G150=\"\"),\"\",W165/'Cost scenario - input'!$G150),\"\")","v":""}]
[{"$f":"IFERROR('Cost scenario - input'!A151,\"\")","v":""},{"$f":"IFERROR('Cost scenario - input'!B151,\"\")","v":""},{"$f":"IFERROR('Cost scenario - input'!C151,\"\")","v":""},{"$f":"IFERROR(repcalc('Cost scenario - input'!$CY151:$GK151,'Cost scenario - input'!$J151,'Cost scenario - input'!$H151,'Cost scenario - input'!$I151,20,TRUE,TRUE),\"\")","v":""},"","","","","","","","","","","","","","","","","","","",{"$f":"IFERROR(IF(OR(D166=\"\",'Cost scenario - input'!$G151=\"\"),\"\",D166/'Cost scenario - input'!$G151),\"\")","v":""},{"$f":"IFERROR(IF(OR(E166=\"\",'Cost scenario - input'!$G151=\"\"),\"\",E166/'Cost scenario - input'!$G151),\"\")","v":""},{"$f":"IFERROR(IF(OR(F166=\"\",'Cost scenario - input'!$G151=\"\"),\"\",F166/'Cost scenario - input'!$G151),\"\")","v":""},{"$f":"IFERROR(IF(OR(G166=\"\",'Cost scenario - input'!$G151=\"\"),\"\",G166/'Cost scenario - input'!$G151),\"\")","v":""},{"$f":"IFERROR(IF(OR(H166=\"\",'Cost scenario - input'!$G151=\"\"),\"\",H166/'Cost scenario - input'!$G151),\"\")","v":""},{"$f":"IFERROR(IF(OR(I166=\"\",'Cost scenario - input'!$G151=\"\"),\"\",I166/'Cost scenario - input'!$G151),\"\")","v":""},{"$f":"IFERROR(IF(OR(J166=\"\",'Cost scenario - input'!$G151=\"\"),\"\",J166/'Cost scenario - input'!$G151),\"\")","v":""},{"$f":"IFERROR(IF(OR(K166=\"\",'Cost scenario - input'!$G151=\"\"),\"\",K166/'Cost scenario - input'!$G151),\"\")","v":""},{"$f":"IFERROR(IF(OR(L166=\"\",'Cost scenario - input'!$G151=\"\"),\"\",L166/'Cost scenario - input'!$G151),\"\")","v":""},{"$f":"IFERROR(IF(OR(M166=\"\",'Cost scenario - input'!$G151=\"\"),\"\",M166/'Cost scenario - input'!$G151),\"\")","v":""},{"$f":"IFERROR(IF(OR(N166=\"\",'Cost scenario - input'!$G151=\"\"),\"\",N166/'Cost scenario - input'!$G151),\"\")","v":""},{"$f":"IFERROR(IF(OR(O166=\"\",'Cost scenario - input'!$G151=\"\"),\"\",O166/'Cost scenario - input'!$G151),\"\")","v":""},{"$f":"IFERROR(IF(OR(P166=\"\",'Cost scenario - input'!$G151=\"\"),\"\",P166/'Cost scenario - input'!$G151),\"\")","v":""},{"$f":"IFERROR(IF(OR(Q166=\"\",'Cost scenario - input'!$G151=\"\"),\"\",Q166/'Cost scenario - input'!$G151),\"\")","v":""},{"$f":"IFERROR(IF(OR(R166=\"\",'Cost scenario - input'!$G151=\"\"),\"\",R166/'Cost scenario - input'!$G151),\"\")","v":""},{"$f":"IFERROR(IF(OR(S166=\"\",'Cost scenario - input'!$G151=\"\"),\"\",S166/'Cost scenario - input'!$G151),\"\")","v":""},{"$f":"IFERROR(IF(OR(T166=\"\",'Cost scenario - input'!$G151=\"\"),\"\",T166/'Cost scenario - input'!$G151),\"\")","v":""},{"$f":"IFERROR(IF(OR(U166=\"\",'Cost scenario - input'!$G151=\"\"),\"\",U166/'Cost scenario - input'!$G151),\"\")","v":""},{"$f":"IFERROR(IF(OR(V166=\"\",'Cost scenario - input'!$G151=\"\"),\"\",V166/'Cost scenario - input'!$G151),\"\")","v":""},{"$f":"IFERROR(IF(OR(W166=\"\",'Cost scenario - input'!$G151=\"\"),\"\",W166/'Cost scenario - input'!$G151),\"\")","v":""}]
[{"$f":"IFERROR('Cost scenario - input'!A152,\"\")","v":""},{"$f":"IFERROR('Cost scenario - input'!B152,\"\")","v":""},{"$f":"IFERROR('Cost scenario - input'!C152,\"\")","v":""},{"$f":"IFERROR(repcalc('Cost scenario - input'!$CY152:$GK152,'Cost scenario - input'!$J152,'Cost scenario - input'!$H152,'Cost scenario - input'!$I152,20,TRUE,TRUE),\"\")","v":""},"","","","","","","","","","","","","","","","","","","",{"$f":"IFERROR(IF(OR(D167=\"\",'Cost scenario - input'!$G152=\"\"),\"\",D167/'Cost scenario - input'!$G152),\"\")","v":""},{"$f":"IFERROR(IF(OR(E167=\"\",'Cost scenario - input'!$G152=\"\"),\"\",E167/'Cost scenario - input'!$G152),\"\")","v":""},{"$f":"IFERROR(IF(OR(F167=\"\",'Cost scenario - input'!$G152=\"\"),\"\",F167/'Cost scenario - input'!$G152),\"\")","v":""},{"$f":"IFERROR(IF(OR(G167=\"\",'Cost scenario - input'!$G152=\"\"),\"\",G167/'Cost scenario - input'!$G152),\"\")","v":""},{"$f":"IFERROR(IF(OR(H167=\"\",'Cost scenario - input'!$G152=\"\"),\"\",H167/'Cost scenario - input'!$G152),\"\")","v":""},{"$f":"IFERROR(IF(OR(I167=\"\",'Cost scenario - input'!$G152=\"\"),\"\",I167/'Cost scenario - input'!$G152),\"\")","v":""},{"$f":"IFERROR(IF(OR(J167=\"\",'Cost scenario - input'!$G152=\"\"),\"\",J167/'Cost scenario - input'!$G152),\"\")","v":""},{"$f":"IFERROR(IF(OR(K167=\"\",'Cost scenario - input'!$G152=\"\"),\"\",K167/'Cost scenario - input'!$G152),\"\")","v":""},{"$f":"IFERROR(IF(OR(L167=\"\",'Cost scenario - input'!$G152=\"\"),\"\",L167/'Cost scenario - input'!$G152),\"\")","v":""},{"$f":"IFERROR(IF(OR(M167=\"\",'Cost scenario - input'!$G152=\"\"),\"\",M167/'Cost scenario - input'!$G152),\"\")","v":""},{"$f":"IFERROR(IF(OR(N167=\"\",'Cost scenario - input'!$G152=\"\"),\"\",N167/'Cost scenario - input'!$G152),\"\")","v":""},{"$f":"IFERROR(IF(OR(O167=\"\",'Cost scenario - input'!$G152=\"\"),\"\",O167/'Cost scenario - input'!$G152),\"\")","v":""},{"$f":"IFERROR(IF(OR(P167=\"\",'Cost scenario - input'!$G152=\"\"),\"\",P167/'Cost scenario - input'!$G152),\"\")","v":""},{"$f":"IFERROR(IF(OR(Q167=\"\",'Cost scenario - input'!$G152=\"\"),\"\",Q167/'Cost scenario - input'!$G152),\"\")","v":""},{"$f":"IFERROR(IF(OR(R167=\"\",'Cost scenario - input'!$G152=\"\"),\"\",R167/'Cost scenario - input'!$G152),\"\")","v":""},{"$f":"IFERROR(IF(OR(S167=\"\",'Cost scenario - input'!$G152=\"\"),\"\",S167/'Cost scenario - input'!$G152),\"\")","v":""},{"$f":"IFERROR(IF(OR(T167=\"\",'Cost scenario - input'!$G152=\"\"),\"\",T167/'Cost scenario - input'!$G152),\"\")","v":""},{"$f":"IFERROR(IF(OR(U167=\"\",'Cost scenario - input'!$G152=\"\"),\"\",U167/'Cost scenario - input'!$G152),\"\")","v":""},{"$f":"IFERROR(IF(OR(V167=\"\",'Cost scenario - input'!$G152=\"\"),\"\",V167/'Cost scenario - input'!$G152),\"\")","v":""},{"$f":"IFERROR(IF(OR(W167=\"\",'Cost scenario - input'!$G152=\"\"),\"\",W167/'Cost scenario - input'!$G152),\"\")","v":""}]
[{"$f":"IFERROR('Cost scenario - input'!A153,\"\")","v":""},{"$f":"IFERROR('Cost scenario - input'!B153,\"\")","v":""},{"$f":"IFERROR('Cost scenario - input'!C153,\"\")","v":""},{"$f":"IFERROR(repcalc('Cost scenario - input'!$CY153:$GK153,'Cost scenario - input'!$J153,'Cost scenario - input'!$H153,'Cost scenario - input'!$I153,20,TRUE,TRUE),\"\")","v":""},"","","","","","","","","","","","","","","","","","","",{"$f":"IFERROR(IF(OR(D168=\"\",'Cost scenario - input'!$G153=\"\"),\"\",D168/'Cost scenario - input'!$G153),\"\")","v":""},{"$f":"IFERROR(IF(OR(E168=\"\",'Cost scenario - input'!$G153=\"\"),\"\",E168/'Cost scenario - input'!$G153),\"\")","v":""},{"$f":"IFERROR(IF(OR(F168=\"\",'Cost scenario - input'!$G153=\"\"),\"\",F168/'Cost scenario - input'!$G153),\"\")","v":""},{"$f":"IFERROR(IF(OR(G168=\"\",'Cost scenario - input'!$G153=\"\"),\"\",G168/'Cost scenario - input'!$G153),\"\")","v":""},{"$f":"IFERROR(IF(OR(H168=\"\",'Cost scenario - input'!$G153=\"\"),\"\",H168/'Cost scenario - input'!$G153),\"\")","v":""},{"$f":"IFERROR(IF(OR(I168=\"\",'Cost scenario - input'!$G153=\"\"),\"\",I168/'Cost scenario - input'!$G153),\"\")","v":""},{"$f":"IFERROR(IF(OR(J168=\"\",'Cost scenario - input'!$G153=\"\"),\"\",J168/'Cost scenario - input'!$G153),\"\")","v":""},{"$f":"IFERROR(IF(OR(K168=\"\",'Cost scenario - input'!$G153=\"\"),\"\",K168/'Cost scenario - input'!$G153),\"\")","v":""},{"$f":"IFERROR(IF(OR(L168=\"\",'Cost scenario - input'!$G153=\"\"),\"\",L168/'Cost scenario - input'!$G153),\"\")","v":""},{"$f":"IFERROR(IF(OR(M168=\"\",'Cost scenario - input'!$G153=\"\"),\"\",M168/'Cost scenario - input'!$G153),\"\")","v":""},{"$f":"IFERROR(IF(OR(N168=\"\",'Cost scenario - input'!$G153=\"\"),\"\",N168/'Cost scenario - input'!$G153),\"\")","v":""},{"$f":"IFERROR(IF(OR(O168=\"\",'Cost scenario - input'!$G153=\"\"),\"\",O168/'Cost scenario - input'!$G153),\"\")","v":""},{"$f":"IFERROR(IF(OR(P168=\"\",'Cost scenario - input'!$G153=\"\"),\"\",P168/'Cost scenario - input'!$G153),\"\")","v":""},{"$f":"IFERROR(IF(OR(Q168=\"\",'Cost scenario - input'!$G153=\"\"),\"\",Q168/'Cost scenario - input'!$G153),\"\")","v":""},{"$f":"IFERROR(IF(OR(R168=\"\",'Cost scenario - input'!$G153=\"\"),\"\",R168/'Cost scenario - input'!$G153),\"\")","v":""},{"$f":"IFERROR(IF(OR(S168=\"\",'Cost scenario - input'!$G153=\"\"),\"\",S168/'Cost scenario - input'!$G153),\"\")","v":""},{"$f":"IFERROR(IF(OR(T168=\"\",'Cost scenario - input'!$G153=\"\"),\"\",T168/'Cost scenario - input'!$G153),\"\")","v":""},{"$f":"IFERROR(IF(OR(U168=\"\",'Cost scenario - input'!$G153=\"\"),\"\",U168/'Cost scenario - input'!$G153),\"\")","v":""},{"$f":"IFERROR(IF(OR(V168=\"\",'Cost scenario - input'!$G153=\"\"),\"\",V168/'Cost scenario - input'!$G153),\"\")","v":""},{"$f":"IFERROR(IF(OR(W168=\"\",'Cost scenario - input'!$G153=\"\"),\"\",W168/'Cost scenario - input'!$G153),\"\")","v":""}]
[{"$f":"IFERROR('Cost scenario - input'!A154,\"\")","v":""},{"$f":"IFERROR('Cost scenario - input'!B154,\"\")","v":""},{"$f":"IFERROR('Cost scenario - input'!C154,\"\")","v":""},{"$f":"IFERROR(repcalc('Cost scenario - input'!$CY154:$GK154,'Cost scenario - input'!$J154,'Cost scenario - input'!$H154,'Cost scenario - input'!$I154,20,TRUE,TRUE),\"\")","v":""},"","","","","","","","","","","","","","","","","","","",{"$f":"IFERROR(IF(OR(D169=\"\",'Cost scenario - input'!$G154=\"\"),\"\",D169/'Cost scenario - input'!$G154),\"\")","v":""},{"$f":"IFERROR(IF(OR(E169=\"\",'Cost scenario - input'!$G154=\"\"),\"\",E169/'Cost scenario - input'!$G154),\"\")","v":""},{"$f":"IFERROR(IF(OR(F169=\"\",'Cost scenario - input'!$G154=\"\"),\"\",F169/'Cost scenario - input'!$G154),\"\")","v":""},{"$f":"IFERROR(IF(OR(G169=\"\",'Cost scenario - input'!$G154=\"\"),\"\",G169/'Cost scenario - input'!$G154),\"\")","v":""},{"$f":"IFERROR(IF(OR(H169=\"\",'Cost scenario - input'!$G154=\"\"),\"\",H169/'Cost scenario - input'!$G154),\"\")","v":""},{"$f":"IFERROR(IF(OR(I169=\"\",'Cost scenario - input'!$G154=\"\"),\"\",I169/'Cost scenario - input'!$G154),\"\")","v":""},{"$f":"IFERROR(IF(OR(J169=\"\",'Cost scenario - input'!$G154=\"\"),\"\",J169/'Cost scenario - input'!$G154),\"\")","v":""},{"$f":"IFERROR(IF(OR(K169=\"\",'Cost scenario - input'!$G154=\"\"),\"\",K169/'Cost scenario - input'!$G154),\"\")","v":""},{"$f":"IFERROR(IF(OR(L169=\"\",'Cost scenario - input'!$G154=\"\"),\"\",L169/'Cost scenario - input'!$G154),\"\")","v":""},{"$f":"IFERROR(IF(OR(M169=\"\",'Cost scenario - input'!$G154=\"\"),\"\",M169/'Cost scenario - input'!$G154),\"\")","v":""},{"$f":"IFERROR(IF(OR(N169=\"\",'Cost scenario - input'!$G154=\"\"),\"\",N169/'Cost scenario - input'!$G154),\"\")","v":""},{"$f":"IFERROR(IF(OR(O169=\"\",'Cost scenario - input'!$G154=\"\"),\"\",O169/'Cost scenario - input'!$G154),\"\")","v":""},{"$f":"IFERROR(IF(OR(P169=\"\",'Cost scenario - input'!$G154=\"\"),\"\",P169/'Cost scenario - input'!$G154),\"\")","v":""},{"$f":"IFERROR(IF(OR(Q169=\"\",'Cost scenario - input'!$G154=\"\"),\"\",Q169/'Cost scenario - input'!$G154),\"\")","v":""},{"$f":"IFERROR(IF(OR(R169=\"\",'Cost scenario - input'!$G154=\"\"),\"\",R169/'Cost scenario - input'!$G154),\"\")","v":""},{"$f":"IFERROR(IF(OR(S169=\"\",'Cost scenario - input'!$G154=\"\"),\"\",S169/'Cost scenario - input'!$G154),\"\")","v":""},{"$f":"IFERROR(IF(OR(T169=\"\",'Cost scenario - input'!$G154=\"\"),\"\",T169/'Cost scenario - input'!$G154),\"\")","v":""},{"$f":"IFERROR(IF(OR(U169=\"\",'Cost scenario - input'!$G154=\"\"),\"\",U169/'Cost scenario - input'!$G154),\"\")","v":""},{"$f":"IFERROR(IF(OR(V169=\"\",'Cost scenario - input'!$G154=\"\"),\"\",V169/'Cost scenario - input'!$G154),\"\")","v":""},{"$f":"IFERROR(IF(OR(W169=\"\",'Cost scenario - input'!$G154=\"\"),\"\",W169/'Cost scenario - input'!$G154),\"\")","v":""}]
[{"$f":"IFERROR('Cost scenario - input'!A155,\"\")","v":""},{"$f":"IFERROR('Cost scenario - input'!B155,\"\")","v":""},{"$f":"IFERROR('Cost scenario - input'!C155,\"\")","v":""},{"$f":"IFERROR(repcalc('Cost scenario - input'!$CY155:$GK155,'Cost scenario - input'!$J155,'Cost scenario - input'!$H155,'Cost scenario - input'!$I155,20,TRUE,TRUE),\"\")","v":""},"","","","","","","","","","","","","","","","","","","",{"$f":"IFERROR(IF(OR(D170=\"\",'Cost scenario - input'!$G155=\"\"),\"\",D170/'Cost scenario - input'!$G155),\"\")","v":""},{"$f":"IFERROR(IF(OR(E170=\"\",'Cost scenario - input'!$G155=\"\"),\"\",E170/'Cost scenario - input'!$G155),\"\")","v":""},{"$f":"IFERROR(IF(OR(F170=\"\",'Cost scenario - input'!$G155=\"\"),\"\",F170/'Cost scenario - input'!$G155),\"\")","v":""},{"$f":"IFERROR(IF(OR(G170=\"\",'Cost scenario - input'!$G155=\"\"),\"\",G170/'Cost scenario - input'!$G155),\"\")","v":""},{"$f":"IFERROR(IF(OR(H170=\"\",'Cost scenario - input'!$G155=\"\"),\"\",H170/'Cost scenario - input'!$G155),\"\")","v":""},{"$f":"IFERROR(IF(OR(I170=\"\",'Cost scenario - input'!$G155=\"\"),\"\",I170/'Cost scenario - input'!$G155),\"\")","v":""},{"$f":"IFERROR(IF(OR(J170=\"\",'Cost scenario - input'!$G155=\"\"),\"\",J170/'Cost scenario - input'!$G155),\"\")","v":""},{"$f":"IFERROR(IF(OR(K170=\"\",'Cost scenario - input'!$G155=\"\"),\"\",K170/'Cost scenario - input'!$G155),\"\")","v":""},{"$f":"IFERROR(IF(OR(L170=\"\",'Cost scenario - input'!$G155=\"\"),\"\",L170/'Cost scenario - input'!$G155),\"\")","v":""},{"$f":"IFERROR(IF(OR(M170=\"\",'Cost scenario - input'!$G155=\"\"),\"\",M170/'Cost scenario - input'!$G155),\"\")","v":""},{"$f":"IFERROR(IF(OR(N170=\"\",'Cost scenario - input'!$G155=\"\"),\"\",N170/'Cost scenario - input'!$G155),\"\")","v":""},{"$f":"IFERROR(IF(OR(O170=\"\",'Cost scenario - input'!$G155=\"\"),\"\",O170/'Cost scenario - input'!$G155),\"\")","v":""},{"$f":"IFERROR(IF(OR(P170=\"\",'Cost scenario - input'!$G155=\"\"),\"\",P170/'Cost scenario - input'!$G155),\"\")","v":""},{"$f":"IFERROR(IF(OR(Q170=\"\",'Cost scenario - input'!$G155=\"\"),\"\",Q170/'Cost scenario - input'!$G155),\"\")","v":""},{"$f":"IFERROR(IF(OR(R170=\"\",'Cost scenario - input'!$G155=\"\"),\"\",R170/'Cost scenario - input'!$G155),\"\")","v":""},{"$f":"IFERROR(IF(OR(S170=\"\",'Cost scenario - input'!$G155=\"\"),\"\",S170/'Cost scenario - input'!$G155),\"\")","v":""},{"$f":"IFERROR(IF(OR(T170=\"\",'Cost scenario - input'!$G155=\"\"),\"\",T170/'Cost scenario - input'!$G155),\"\")","v":""},{"$f":"IFERROR(IF(OR(U170=\"\",'Cost scenario - input'!$G155=\"\"),\"\",U170/'Cost scenario - input'!$G155),\"\")","v":""},{"$f":"IFERROR(IF(OR(V170=\"\",'Cost scenario - input'!$G155=\"\"),\"\",V170/'Cost scenario - input'!$G155),\"\")","v":""},{"$f":"IFERROR(IF(OR(W170=\"\",'Cost scenario - input'!$G155=\"\"),\"\",W170/'Cost scenario - input'!$G155),\"\")","v":""}]
[{"$f":"IFERROR('Cost scenario - input'!A156,\"\")","v":""},{"$f":"IFERROR('Cost scenario - input'!B156,\"\")","v":""},{"$f":"IFERROR('Cost scenario - input'!C156,\"\")","v":""},{"$f":"IFERROR(repcalc('Cost scenario - input'!$CY156:$GK156,'Cost scenario - input'!$J156,'Cost scenario - input'!$H156,'Cost scenario - input'!$I156,20,TRUE,TRUE),\"\")","v":""},"","","","","","","","","","","","","","","","","","","",{"$f":"IFERROR(IF(OR(D171=\"\",'Cost scenario - input'!$G156=\"\"),\"\",D171/'Cost scenario - input'!$G156),\"\")","v":""},{"$f":"IFERROR(IF(OR(E171=\"\",'Cost scenario - input'!$G156=\"\"),\"\",E171/'Cost scenario - input'!$G156),\"\")","v":""},{"$f":"IFERROR(IF(OR(F171=\"\",'Cost scenario - input'!$G156=\"\"),\"\",F171/'Cost scenario - input'!$G156),\"\")","v":""},{"$f":"IFERROR(IF(OR(G171=\"\",'Cost scenario - input'!$G156=\"\"),\"\",G171/'Cost scenario - input'!$G156),\"\")","v":""},{"$f":"IFERROR(IF(OR(H171=\"\",'Cost scenario - input'!$G156=\"\"),\"\",H171/'Cost scenario - input'!$G156),\"\")","v":""},{"$f":"IFERROR(IF(OR(I171=\"\",'Cost scenario - input'!$G156=\"\"),\"\",I171/'Cost scenario - input'!$G156),\"\")","v":""},{"$f":"IFERROR(IF(OR(J171=\"\",'Cost scenario - input'!$G156=\"\"),\"\",J171/'Cost scenario - input'!$G156),\"\")","v":""},{"$f":"IFERROR(IF(OR(K171=\"\",'Cost scenario - input'!$G156=\"\"),\"\",K171/'Cost scenario - input'!$G156),\"\")","v":""},{"$f":"IFERROR(IF(OR(L171=\"\",'Cost scenario - input'!$G156=\"\"),\"\",L171/'Cost scenario - input'!$G156),\"\")","v":""},{"$f":"IFERROR(IF(OR(M171=\"\",'Cost scenario - input'!$G156=\"\"),\"\",M171/'Cost scenario - input'!$G156),\"\")","v":""},{"$f":"IFERROR(IF(OR(N171=\"\",'Cost scenario - input'!$G156=\"\"),\"\",N171/'Cost scenario - input'!$G156),\"\")","v":""},{"$f":"IFERROR(IF(OR(O171=\"\",'Cost scenario - input'!$G156=\"\"),\"\",O171/'Cost scenario - input'!$G156),\"\")","v":""},{"$f":"IFERROR(IF(OR(P171=\"\",'Cost scenario - input'!$G156=\"\"),\"\",P171/'Cost scenario - input'!$G156),\"\")","v":""},{"$f":"IFERROR(IF(OR(Q171=\"\",'Cost scenario - input'!$G156=\"\"),\"\",Q171/'Cost scenario - input'!$G156),\"\")","v":""},{"$f":"IFERROR(IF(OR(R171=\"\",'Cost scenario - input'!$G156=\"\"),\"\",R171/'Cost scenario - input'!$G156),\"\")","v":""},{"$f":"IFERROR(IF(OR(S171=\"\",'Cost scenario - input'!$G156=\"\"),\"\",S171/'Cost scenario - input'!$G156),\"\")","v":""},{"$f":"IFERROR(IF(OR(T171=\"\",'Cost scenario - input'!$G156=\"\"),\"\",T171/'Cost scenario - input'!$G156),\"\")","v":""},{"$f":"IFERROR(IF(OR(U171=\"\",'Cost scenario - input'!$G156=\"\"),\"\",U171/'Cost scenario - input'!$G156),\"\")","v":""},{"$f":"IFERROR(IF(OR(V171=\"\",'Cost scenario - input'!$G156=\"\"),\"\",V171/'Cost scenario - input'!$G156),\"\")","v":""},{"$f":"IFERROR(IF(OR(W171=\"\",'Cost scenario - input'!$G156=\"\"),\"\",W171/'Cost scenario - input'!$G156),\"\")","v":""}]
[{"$f":"IFERROR('Cost scenario - input'!A157,\"\")","v":""},{"$f":"IFERROR('Cost scenario - input'!B157,\"\")","v":""},{"$f":"IFERROR('Cost scenario - input'!C157,\"\")","v":""},{"$f":"IFERROR(repcalc('Cost scenario - input'!$CY157:$GK157,'Cost scenario - input'!$J157,'Cost scenario - input'!$H157,'Cost scenario - input'!$I157,20,TRUE,TRUE),\"\")","v":""},"","","","","","","","","","","","","","","","","","","",{"$f":"IFERROR(IF(OR(D172=\"\",'Cost scenario - input'!$G157=\"\"),\"\",D172/'Cost scenario - input'!$G157),\"\")","v":""},{"$f":"IFERROR(IF(OR(E172=\"\",'Cost scenario - input'!$G157=\"\"),\"\",E172/'Cost scenario - input'!$G157),\"\")","v":""},{"$f":"IFERROR(IF(OR(F172=\"\",'Cost scenario - input'!$G157=\"\"),\"\",F172/'Cost scenario - input'!$G157),\"\")","v":""},{"$f":"IFERROR(IF(OR(G172=\"\",'Cost scenario - input'!$G157=\"\"),\"\",G172/'Cost scenario - input'!$G157),\"\")","v":""},{"$f":"IFERROR(IF(OR(H172=\"\",'Cost scenario - input'!$G157=\"\"),\"\",H172/'Cost scenario - input'!$G157),\"\")","v":""},{"$f":"IFERROR(IF(OR(I172=\"\",'Cost scenario - input'!$G157=\"\"),\"\",I172/'Cost scenario - input'!$G157),\"\")","v":""},{"$f":"IFERROR(IF(OR(J172=\"\",'Cost scenario - input'!$G157=\"\"),\"\",J172/'Cost scenario - input'!$G157),\"\")","v":""},{"$f":"IFERROR(IF(OR(K172=\"\",'Cost scenario - input'!$G157=\"\"),\"\",K172/'Cost scenario - input'!$G157),\"\")","v":""},{"$f":"IFERROR(IF(OR(L172=\"\",'Cost scenario - input'!$G157=\"\"),\"\",L172/'Cost scenario - input'!$G157),\"\")","v":""},{"$f":"IFERROR(IF(OR(M172=\"\",'Cost scenario - input'!$G157=\"\"),\"\",M172/'Cost scenario - input'!$G157),\"\")","v":""},{"$f":"IFERROR(IF(OR(N172=\"\",'Cost scenario - input'!$G157=\"\"),\"\",N172/'Cost scenario - input'!$G157),\"\")","v":""},{"$f":"IFERROR(IF(OR(O172=\"\",'Cost scenario - input'!$G157=\"\"),\"\",O172/'Cost scenario - input'!$G157),\"\")","v":""},{"$f":"IFERROR(IF(OR(P172=\"\",'Cost scenario - input'!$G157=\"\"),\"\",P172/'Cost scenario - input'!$G157),\"\")","v":""},{"$f":"IFERROR(IF(OR(Q172=\"\",'Cost scenario - input'!$G157=\"\"),\"\",Q172/'Cost scenario - input'!$G157),\"\")","v":""},{"$f":"IFERROR(IF(OR(R172=\"\",'Cost scenario - input'!$G157=\"\"),\"\",R172/'Cost scenario - input'!$G157),\"\")","v":""},{"$f":"IFERROR(IF(OR(S172=\"\",'Cost scenario - input'!$G157=\"\"),\"\",S172/'Cost scenario - input'!$G157),\"\")","v":""},{"$f":"IFERROR(IF(OR(T172=\"\",'Cost scenario - input'!$G157=\"\"),\"\",T172/'Cost scenario - input'!$G157),\"\")","v":""},{"$f":"IFERROR(IF(OR(U172=\"\",'Cost scenario - input'!$G157=\"\"),\"\",U172/'Cost scenario - input'!$G157),\"\")","v":""},{"$f":"IFERROR(IF(OR(V172=\"\",'Cost scenario - input'!$G157=\"\"),\"\",V172/'Cost scenario - input'!$G157),\"\")","v":""},{"$f":"IFERROR(IF(OR(W172=\"\",'Cost scenario - input'!$G157=\"\"),\"\",W172/'Cost scenario - input'!$G157),\"\")","v":""}]
[{"$f":"IFERROR('Cost scenario - input'!A158,\"\")","v":""},{"$f":"IFERROR('Cost scenario - input'!B158,\"\")","v":""},{"$f":"IFERROR('Cost scenario - input'!C158,\"\")","v":""},{"$f":"IFERROR(repcalc('Cost scenario - input'!$CY158:$GK158,'Cost scenario - input'!$J158,'Cost scenario - input'!$H158,'Cost scenario - input'!$I158,20,TRUE,TRUE),\"\")","v":""},"","","","","","","","","","","","","","","","","","","",{"$f":"IFERROR(IF(OR(D173=\"\",'Cost scenario - input'!$G158=\"\"),\"\",D173/'Cost scenario - input'!$G158),\"\")","v":""},{"$f":"IFERROR(IF(OR(E173=\"\",'Cost scenario - input'!$G158=\"\"),\"\",E173/'Cost scenario - input'!$G158),\"\")","v":""},{"$f":"IFERROR(IF(OR(F173=\"\",'Cost scenario - input'!$G158=\"\"),\"\",F173/'Cost scenario - input'!$G158),\"\")","v":""},{"$f":"IFERROR(IF(OR(G173=\"\",'Cost scenario - input'!$G158=\"\"),\"\",G173/'Cost scenario - input'!$G158),\"\")","v":""},{"$f":"IFERROR(IF(OR(H173=\"\",'Cost scenario - input'!$G158=\"\"),\"\",H173/'Cost scenario - input'!$G158),\"\")","v":""},{"$f":"IFERROR(IF(OR(I173=\"\",'Cost scenario - input'!$G158=\"\"),\"\",I173/'Cost scenario - input'!$G158),\"\")","v":""},{"$f":"IFERROR(IF(OR(J173=\"\",'Cost scenario - input'!$G158=\"\"),\"\",J173/'Cost scenario - input'!$G158),\"\")","v":""},{"$f":"IFERROR(IF(OR(K173=\"\",'Cost scenario - input'!$G158=\"\"),\"\",K173/'Cost scenario - input'!$G158),\"\")","v":""},{"$f":"IFERROR(IF(OR(L173=\"\",'Cost scenario - input'!$G158=\"\"),\"\",L173/'Cost scenario - input'!$G158),\"\")","v":""},{"$f":"IFERROR(IF(OR(M173=\"\",'Cost scenario - input'!$G158=\"\"),\"\",M173/'Cost scenario - input'!$G158),\"\")","v":""},{"$f":"IFERROR(IF(OR(N173=\"\",'Cost scenario - input'!$G158=\"\"),\"\",N173/'Cost scenario - input'!$G158),\"\")","v":""},{"$f":"IFERROR(IF(OR(O173=\"\",'Cost scenario - input'!$G158=\"\"),\"\",O173/'Cost scenario - input'!$G158),\"\")","v":""},{"$f":"IFERROR(IF(OR(P173=\"\",'Cost scenario - input'!$G158=\"\"),\"\",P173/'Cost scenario - input'!$G158),\"\")","v":""},{"$f":"IFERROR(IF(OR(Q173=\"\",'Cost scenario - input'!$G158=\"\"),\"\",Q173/'Cost scenario - input'!$G158),\"\")","v":""},{"$f":"IFERROR(IF(OR(R173=\"\",'Cost scenario - input'!$G158=\"\"),\"\",R173/'Cost scenario - input'!$G158),\"\")","v":""},{"$f":"IFERROR(IF(OR(S173=\"\",'Cost scenario - input'!$G158=\"\"),\"\",S173/'Cost scenario - input'!$G158),\"\")","v":""},{"$f":"IFERROR(IF(OR(T173=\"\",'Cost scenario - input'!$G158=\"\"),\"\",T173/'Cost scenario - input'!$G158),\"\")","v":""},{"$f":"IFERROR(IF(OR(U173=\"\",'Cost scenario - input'!$G158=\"\"),\"\",U173/'Cost scenario - input'!$G158),\"\")","v":""},{"$f":"IFERROR(IF(OR(V173=\"\",'Cost scenario - input'!$G158=\"\"),\"\",V173/'Cost scenario - input'!$G158),\"\")","v":""},{"$f":"IFERROR(IF(OR(W173=\"\",'Cost scenario - input'!$G158=\"\"),\"\",W173/'Cost scenario - input'!$G158),\"\")","v":""}]
[{"$f":"IFERROR('Cost scenario - input'!A159,\"\")","v":""},{"$f":"IFERROR('Cost scenario - input'!B159,\"\")","v":""},{"$f":"IFERROR('Cost scenario - input'!C159,\"\")","v":""},{"$f":"IFERROR(repcalc('Cost scenario - input'!$CY159:$GK159,'Cost scenario - input'!$J159,'Cost scenario - input'!$H159,'Cost scenario - input'!$I159,20,TRUE,TRUE),\"\")","v":""},"","","","","","","","","","","","","","","","","","","",{"$f":"IFERROR(IF(OR(D174=\"\",'Cost scenario - input'!$G159=\"\"),\"\",D174/'Cost scenario - input'!$G159),\"\")","v":""},{"$f":"IFERROR(IF(OR(E174=\"\",'Cost scenario - input'!$G159=\"\"),\"\",E174/'Cost scenario - input'!$G159),\"\")","v":""},{"$f":"IFERROR(IF(OR(F174=\"\",'Cost scenario - input'!$G159=\"\"),\"\",F174/'Cost scenario - input'!$G159),\"\")","v":""},{"$f":"IFERROR(IF(OR(G174=\"\",'Cost scenario - input'!$G159=\"\"),\"\",G174/'Cost scenario - input'!$G159),\"\")","v":""},{"$f":"IFERROR(IF(OR(H174=\"\",'Cost scenario - input'!$G159=\"\"),\"\",H174/'Cost scenario - input'!$G159),\"\")","v":""},{"$f":"IFERROR(IF(OR(I174=\"\",'Cost scenario - input'!$G159=\"\"),\"\",I174/'Cost scenario - input'!$G159),\"\")","v":""},{"$f":"IFERROR(IF(OR(J174=\"\",'Cost scenario - input'!$G159=\"\"),\"\",J174/'Cost scenario - input'!$G159),\"\")","v":""},{"$f":"IFERROR(IF(OR(K174=\"\",'Cost scenario - input'!$G159=\"\"),\"\",K174/'Cost scenario - input'!$G159),\"\")","v":""},{"$f":"IFERROR(IF(OR(L174=\"\",'Cost scenario - input'!$G159=\"\"),\"\",L174/'Cost scenario - input'!$G159),\"\")","v":""},{"$f":"IFERROR(IF(OR(M174=\"\",'Cost scenario - input'!$G159=\"\"),\"\",M174/'Cost scenario - input'!$G159),\"\")","v":""},{"$f":"IFERROR(IF(OR(N174=\"\",'Cost scenario - input'!$G159=\"\"),\"\",N174/'Cost scenario - input'!$G159),\"\")","v":""},{"$f":"IFERROR(IF(OR(O174=\"\",'Cost scenario - input'!$G159=\"\"),\"\",O174/'Cost scenario - input'!$G159),\"\")","v":""},{"$f":"IFERROR(IF(OR(P174=\"\",'Cost scenario - input'!$G159=\"\"),\"\",P174/'Cost scenario - input'!$G159),\"\")","v":""},{"$f":"IFERROR(IF(OR(Q174=\"\",'Cost scenario - input'!$G159=\"\"),\"\",Q174/'Cost scenario - input'!$G159),\"\")","v":""},{"$f":"IFERROR(IF(OR(R174=\"\",'Cost scenario - input'!$G159=\"\"),\"\",R174/'Cost scenario - input'!$G159),\"\")","v":""},{"$f":"IFERROR(IF(OR(S174=\"\",'Cost scenario - input'!$G159=\"\"),\"\",S174/'Cost scenario - input'!$G159),\"\")","v":""},{"$f":"IFERROR(IF(OR(T174=\"\",'Cost scenario - input'!$G159=\"\"),\"\",T174/'Cost scenario - input'!$G159),\"\")","v":""},{"$f":"IFERROR(IF(OR(U174=\"\",'Cost scenario - input'!$G159=\"\"),\"\",U174/'Cost scenario - input'!$G159),\"\")","v":""},{"$f":"IFERROR(IF(OR(V174=\"\",'Cost scenario - input'!$G159=\"\"),\"\",V174/'Cost scenario - input'!$G159),\"\")","v":""},{"$f":"IFERROR(IF(OR(W174=\"\",'Cost scenario - input'!$G159=\"\"),\"\",W174/'Cost scenario - input'!$G159),\"\")","v":""}]
[{"$f":"IFERROR('Cost scenario - input'!A160,\"\")","v":""},{"$f":"IFERROR('Cost scenario - input'!B160,\"\")","v":""},{"$f":"IFERROR('Cost scenario - input'!C160,\"\")","v":""},{"$f":"IFERROR(repcalc('Cost scenario - input'!$CY160:$GK160,'Cost scenario - input'!$J160,'Cost scenario - input'!$H160,'Cost scenario - input'!$I160,20,TRUE,TRUE),\"\")","v":""},"","","","","","","","","","","","","","","","","","","",{"$f":"IFERROR(IF(OR(D175=\"\",'Cost scenario - input'!$G160=\"\"),\"\",D175/'Cost scenario - input'!$G160),\"\")","v":""},{"$f":"IFERROR(IF(OR(E175=\"\",'Cost scenario - input'!$G160=\"\"),\"\",E175/'Cost scenario - input'!$G160),\"\")","v":""},{"$f":"IFERROR(IF(OR(F175=\"\",'Cost scenario - input'!$G160=\"\"),\"\",F175/'Cost scenario - input'!$G160),\"\")","v":""},{"$f":"IFERROR(IF(OR(G175=\"\",'Cost scenario - input'!$G160=\"\"),\"\",G175/'Cost scenario - input'!$G160),\"\")","v":""},{"$f":"IFERROR(IF(OR(H175=\"\",'Cost scenario - input'!$G160=\"\"),\"\",H175/'Cost scenario - input'!$G160),\"\")","v":""},{"$f":"IFERROR(IF(OR(I175=\"\",'Cost scenario - input'!$G160=\"\"),\"\",I175/'Cost scenario - input'!$G160),\"\")","v":""},{"$f":"IFERROR(IF(OR(J175=\"\",'Cost scenario - input'!$G160=\"\"),\"\",J175/'Cost scenario - input'!$G160),\"\")","v":""},{"$f":"IFERROR(IF(OR(K175=\"\",'Cost scenario - input'!$G160=\"\"),\"\",K175/'Cost scenario - input'!$G160),\"\")","v":""},{"$f":"IFERROR(IF(OR(L175=\"\",'Cost scenario - input'!$G160=\"\"),\"\",L175/'Cost scenario - input'!$G160),\"\")","v":""},{"$f":"IFERROR(IF(OR(M175=\"\",'Cost scenario - input'!$G160=\"\"),\"\",M175/'Cost scenario - input'!$G160),\"\")","v":""},{"$f":"IFERROR(IF(OR(N175=\"\",'Cost scenario - input'!$G160=\"\"),\"\",N175/'Cost scenario - input'!$G160),\"\")","v":""},{"$f":"IFERROR(IF(OR(O175=\"\",'Cost scenario - input'!$G160=\"\"),\"\",O175/'Cost scenario - input'!$G160),\"\")","v":""},{"$f":"IFERROR(IF(OR(P175=\"\",'Cost scenario - input'!$G160=\"\"),\"\",P175/'Cost scenario - input'!$G160),\"\")","v":""},{"$f":"IFERROR(IF(OR(Q175=\"\",'Cost scenario - input'!$G160=\"\"),\"\",Q175/'Cost scenario - input'!$G160),\"\")","v":""},{"$f":"IFERROR(IF(OR(R175=\"\",'Cost scenario - input'!$G160=\"\"),\"\",R175/'Cost scenario - input'!$G160),\"\")","v":""},{"$f":"IFERROR(IF(OR(S175=\"\",'Cost scenario - input'!$G160=\"\"),\"\",S175/'Cost scenario - input'!$G160),\"\")","v":""},{"$f":"IFERROR(IF(OR(T175=\"\",'Cost scenario - input'!$G160=\"\"),\"\",T175/'Cost scenario - input'!$G160),\"\")","v":""},{"$f":"IFERROR(IF(OR(U175=\"\",'Cost scenario - input'!$G160=\"\"),\"\",U175/'Cost scenario - input'!$G160),\"\")","v":""},{"$f":"IFERROR(IF(OR(V175=\"\",'Cost scenario - input'!$G160=\"\"),\"\",V175/'Cost scenario - input'!$G160),\"\")","v":""},{"$f":"IFERROR(IF(OR(W175=\"\",'Cost scenario - input'!$G160=\"\"),\"\",W175/'Cost scenario - input'!$G160),\"\")","v":""}]

{"sheet":"Lives scenario - input","index":4,"n_rows":190,"n_cols":192,"rows_kept":190,"cut":false,"hidden":false,"merged":[[1,3,1,4],[2,5,3,5],[2,6,3,7],[2,8,3,8],[2,3,3,3],[2,4,3,4]]}
[null,"Unit cost - historical"]
[null,"Replacement lives - comparative",null,"Asset lives"]
[null,null,null,"Historical","NEM median","Unit cost","Replacement \nlife",null,"Method","Volume",null,null,null,null,null,null,null,null,null,null,null,null,null,null,null,null,null,null,null,null,null,null,null,null,null,null,null,null,null,null,null,null,null,null,null,null,null,null,null,null,null,null,null,null,null,null,null,null,null,null,null,null,null,null,null,null,null,null,null,null,null,null,null,null,null,null,null,null,null,null,null,null,null,null,null,null,null,null,null,null,null,null,null,null,null,null,null,null,null,null,null,"Replacement Cost (NOT depreciated)"]
[null,null,null,null,null,null,null,null,null,"Installation date",null,null,null,null,null,null,null,null,null,null,null,null,null,null,null,null,null,null,null,null,null,null,null,null,null,null,null,null,null,null,null,null,null,null,null,null,null,null,null,null,null,null,null,null,null,null,null,null,null,null,null,null,null,null,null,null,null,null,null,null,null,null,null,null,null,null,null,null,null,null,null,null,null,null,null,null,null,null,null,null,null,null,null,null,null,null,null,null,null,null,null,"Installation date"]
["ID","Asset group","Asset category",null,null,"$ ('000)","μ","σ","#",2019,2018,2017,2016,2015,2014,2013,2012,2011,2010,2009,2008,2007,2006,2005,2004,2003,2002,2001,2000,1999,1998,1997,1996,1995,1994,1993,1992,1991,1990,1989,1988,1987,1986,1985,1984,1983,1982,1981,1980,1979,1978,1977,1976,1975,1974,1973,1972,1971,1970,1969,1968,1967,1966,1965,1964,1963,1962,1961,1960,1959,1958,1957,1956,1955,1954,1953,1952,1951,1950,1949,1948,1947,1946,1945,1944,1943,1942,1941,1940,1939,1938,1937,1936,1935,1934,1933,1932,1931,1930,1929,null,2019,2018,2017,2016,2015,2014,2013,2012,2011,2010,2009,2008,2007,2006,2005,2004,2003,2002,2001,2000,1999,1998,1997,1996,1995,1994,1993,1992,1991,1990,1989,1988,1987,1986,1985,1984,1983,1982,1981,1980,1979,1978,1977,1976,1975,1974,1973,1972,1971,1970,1969,1968,1967,1966,1965,1964,1963,1962,1961,1960,1959,1958,1957,1956,1955,1954,1953,1952,1951,1950,1949,1948,1947,1946,1945,1944,1943,1942,1941,1940,1939,1938,1937,1936,1935,1934,1933,1932,1931,1930,1929]
[1,"OVERHEAD CONDUCTORS","˂ = 1 kv",100.01054076600057,72.67207791323176,69.874822203222365,100.01054076600057,10.000527024412293,2,2.597,7.056,4.4950000000000001,9.3390000000000004,13.988,20.846,27.491,22.42,18.885999999999999,19.370999999999999,20.173999999999999,15.946,25.123999999999999,32.322000000000003,15.625999999999999,9.1010000000000009,11.731,17.992999999999999,13.167,32.595999999999997,13.877000000000001,17.233000000000001,48.146999999999998,108.235,68.891000000000005,20.259,32.652000000000001,31.417999999999999,39.328000000000003,62.985999999999997,69.805999999999997,111.23399999999999,97.677999999999997,129.971,148.91,146.71700000000001,153.57300000000001,151.86099999999999,165.74199999999999,173.762,156.756,151.17699999999999,143.39400000000001,142.93,122.996,105.10899999999999,108.86199999999999,125.08199999999999,112.999,474.79899999999998,140.018,136.91300000000001,140.87100000000001,108.29600000000001,151.06299999999999,124.90900000000001,95.61,86.911000000000001,85.49,83.835999999999999,72.364000000000004,64.399000000000001,47.219000000000001,26.109000000000002,19.635000000000002,26.593,20.079000000000001,19.241,12.566000000000001,60.597000000000001,16.62,14.772,12.41,12.137,4.6749999999999998,2.4510000000000001,4.9589999999999996,15.603,22.963000000000001,32.387999999999998,32.768999999999998,47.387999999999998,38.732999999999997,27.443000000000001,40.552,40.173999999999999,28.745999999999999,9.9710000000000001,2.5739999999999998,4.585,20.765999999999998,null,181.46491326176849,493.03674546593703,314.08732580348453,652.56096455589375,977.40901297867447,1456.6105436483733,1920.928737188786,1566.5935137962456,1319.6558921300575,1353.5451808986204,1409.6546631278079,1114.2239148525839,1755.5350330337585,2258.4940032525533,1091.8639717475526,635.9307568715268,819.70153926600153,1257.2576759025799,920.04178394982887,2277.639704536236,969.65290771411685,1204.1528110281311,3364.2630646185471,7562.9013811657724,4813.7463764021923,1415.594023015082,2281.5526945796169,2195.3271639808404,2748.0370076083295,4401.1355512921637,4877.6818387181402,7772.4559729532366,6825.2328831663544,9081.7005165750143,10405.059774281843,10251.824289190177,10730.886070215469,10611.260374603551,11581.19278160648,12141.588855676324,10953.297629288325,10563.465996216548,10019.630255008868,9987.208337506574,8594.3236317075371,7344.4726869584993,7606.7128946871926,8740.0825108234603,7895.7850341419235,33176.495707267772,9783.7328552507897,9566.7715323097837,9843.3360785901386,7567.1637453201693,10555.50026648538,8727.9941665823026,6680.7317508500901,6072.8906725042589,5973.5985501534797,5858.0255942293497,5056.4216339139839,4499.8686750653169,3299.4192296139568,1824.3617329039328,1371.9921339602713,1858.1811468502924,1403.016555018502,1344.4614540122016,878.04701580569224,4234.2046010486656,1161.3195450175558,1032.1908735860009,867.14654354198956,848.07071708050989,326.66479380006456,171.26318922009801,346.50924330577971,1090.2568508368786,1604.5355422525952,2263.1057415179657,2289.7280487773937,3311.2280745663015,2706.4614883974118,1917.5747457230314,2833.5637899850735,2807.151107192255,2008.62163905383,696.72185218833022,179.85779235109436,320.37605980177455,1451.0205578721154]
[1,"OVERHEAD CONDUCTORS","˃ 11 kv & < = 22 kv ; multiple-phase",67.838095789750767,73.980137793099516,312.28904545241903,73.980137793099516,8.6011707222388925,2,9.1029999999999998,11.132,34.124000000000002,35.212000000000003,17.998999999999999,7.407,15.164999999999999,9.8789999999999996,21.135000000000002,15.377000000000001,32.619999999999997,18.885999999999999,7.7809999999999997,6.8540000000000001,10.074,2.8690000000000002,3.8,5.9210000000000003,8.8450000000000006,18.966000000000001,10.134,30.56,11.11,13.183999999999999,15.226000000000001,21.408000000000001,34.597999999999999,28.094999999999999,43.35,59.402999999999999,69.856999999999999,87.807000000000002,79.902000000000001,142.31,131.94499999999999,160.41300000000001,161.83600000000001,146.137,129.04599999999999,97.778999999999996,101.328,91.176000000000002,69.186999999999998,57.183,43.14,28.504000000000001,17.359000000000002,17.952000000000002,8.5069999999999997,298.74599999999998,10.455,11.948,12.62,7.5519999999999996,7.7409999999999997,8.5380000000000003,5.8209999999999997,5.9850000000000003,10.445,5.9320000000000004,6.3929999999999998,7.59,1.597,8.1609999999999996,3.0569999999999999,2.5710000000000002,1.7050000000000001,4.7859999999999996,1.7070000000000001,20.062000000000001,2.2109999999999999,3.5369999999999999,2.1150000000000002,1.413,0.193,0,0.39100000000000001,0.34499999999999997,0.221,2.0190000000000001,0.97499999999999998,3.1320000000000001,2.1419999999999999,1.675,7.1029999999999998,4.4429999999999996,0.89100000000000001,0.97499999999999998,0.23400000000000001,0.89600000000000002,1.9159999999999999,null,2842.7671807533702,3476.4016539763284,10656.551387018348,10996.321868470581,5620.8905290980902,2313.1249596660678,4735.8633742859347,3085.1034800244474,6600.2289756368764,4802.068651921848,10186.868662657907,5897.8909124143856,2429.9210626652725,2140.4291175308799,3145.9998438876692,895.95727140299027,1186.6983727191923,1849.0634381237733,2762.1966070266467,5922.8740360505799,3164.7371866148146,9543.5532290259252,3469.5312949763752,4117.2187752446926,4754.9130060585321,6685.4838850453871,10804.576394562793,8773.7607319857125,13537.730120362365,18550.906167010049,21815.575848169636,27421.16421404056,24952.519309739186,44441.854058333753,41204.978102219429,50095.222648158895,50539.60995983769,45636.984235280157,40299.65215945286,30535.310575292078,31643.624397602718,28473.266008169758,21606.342187716516,17857.624486105677,13472.149420817357,8901.4869515757528,5421.0255400085425,5606.2129439618266,2656.6429096637285,93295.10317272837,3264.9819702050409,3731.2295150655027,3941.0877536095281,2358.4068712566682,2417.4295008471754,2666.3238700727538,1817.8345335785311,1869.0499370327279,3261.8590797505167,1852.4986176237499,1996.4638675773149,2370.2738549838605,498.7256055875132,2548.5908999371918,954.66761194804496,802.8951358581694,532.45282249637444,1494.6153715352773,533.07740058727927,6265.1428298664314,690.47107949529845,1104.566353765206,660.49133113186633,441.26442122426812,60.271785772316875,0,122.10501677189585,107.73972068108456,69.015879044984601,630.5115827684341,304.48181931610856,978.08929035697645,668.92313535908158,523.08415113280194,2218.1890898485321,1387.5002289450977,278.24953949810538,304.48181931610856,73.075636635866061,279.81098472536746,598.34581108683483]
[1,"OVERHEAD CONDUCTORS","˃ 11 kv & < = 22 kv ; single-phase",75.397085963256302,81.694015816994181,185.61772484083568,81.694015816994181,9.0384741973960505,2,1.4770000000000001,0,0,0.28100000000000003,0,0,1.1459999999999999,3.7999999999999999E-2,1.0720000000000001,0,0.125,0.72899999999999998,0.45600000000000002,0.371,0.18099999999999999,0,0,0.13800000000000001,0.20100000000000001,2.1659999999999999,1.24,1.9890000000000001,0.59399999999999997,0.47499999999999998,3.302,3.0310000000000001,2.4990000000000001,2.4990000000000001,4.641,7.1150000000000002,12.101000000000001,18.343,10.984,22.981000000000002,9.82,7.2439999999999998,16.695,12.563000000000001,14.726000000000001,8.7409999999999997,7.9889999999999999,5.2149999999999999,8.99,4.3289999999999997,1.899,3.242,0.61899999999999999,1.6739999999999999,2.4900000000000002,18.687999999999999,0.51500000000000001,0,0,0,1.38,0.73399999999999999,0,0,0.45,0,0,0,0,0.627,1.472,0,0,0,0,0.78,0,0,0,0,0,0,0,0.317,0,0,0,1.7000000000000001E-2,8.9999999999999993E-3,0,0,0,0,0,0,0,0,null,274.15737958991429,0,0,52.158580680274831,0,0,212.71791266759766,7.053473543951756,198.98220102937586,0,23.20221560510446,135.3153214089692,84.641682527421068,68.864175915950042,33.596808196191255,0,0,25.615246028035326,37.309162693007977,402.04799200525008,230.16597880263623,369.19365470842217,110.25692855545638,88.168419299396945,612.90972742443944,562.60732399257301,463.85869437724836,463.85869437724836,861.45186098631837,1320.6701122425459,2246.1600882989528,3404.7859267554486,2038.8250896517391,4265.6809345672455,1822.7660579370065,1344.6147987470135,3098.8879162177518,2331.9154771754188,2733.4066160061461,1622.4845328337447,1482.9000037534363,967.99643504495805,1668.7033463191128,803.53913083597763,352.48805947274695,601.77266393398929,114.89737167647728,310.72407138355891,462.18813485368088,3468.8240418255368,95.593128293030375,0,0,0,256.15246028035324,136.24341003317338,0,0,83.527976178376051,0,0,0,0,116.38231347520397,273.22929096571011,0,0,0,0,144.78182537585184,0,0,0,0,0,0,0,58.840818774544914,0,0,0,3.1555013222942065,1.670559523567521,0,0,0,0,0,0,0,0]
[1,"OVERHEAD CONDUCTORS","˃ 11 kv & < = 22 kv ; swer",88.409880748854164,79.584247200867068,12510.71180301534,88.409880748854164,9.4026528569789374,2,0,0,0.76,0,0,0,0,0,0.105,0.77500000000000002,0,3.4000000000000002E-2,0,0,0,0,0,0,0.111,0,0,0,0,0,0,0,0,0,0,0,1.7849999999999999,0.84299999999999997,2.7589999999999999,2.95,0,3.7229999999999999,4.5720000000000001,11.21,0,0,0,0,0,0,0,0,0,0,0,5.351,0,0,0,0,0,0,0,0.21,0,0,0.32400000000000001,1.6830000000000001,6.7000000000000004E-2,0,0,0,0,0,0,0,0,0,0,0,0,0,0,0,0,0,0,0,0,0,0,0,0,0,0,0,0,null,0,0,9508.140970291659,0,0,0,0,0,1313.6247393166107,9695.801647336888,0,425.36420130252156,0,0,0,0,0,0,1388.6890101347028,0,0,0,0,0,0,0,0,0,0,0,22331.620568382379,10546.530049941932,34517.053864519323,36906.599818895251,0,46577.380042626108,57198.974363386136,140245.07931180196,0,0,0,0,0,0,0,0,0,0,0,66944.818857935083,0,0,0,0,0,0,0,2627.2494786332213,0,0,4053.47062417697,21055.527964474819,838.21769080202785,0,0,0,0,0,0,0,0,0,0,0,0,0,0,0,0,0,0,0,0,0,0,0,0,0,0,0,0]
[1,"OVERHEAD CONDUCTORS","> 1 kv & < = 11 kv",91.826235840985305,81.140834933847245,150.54601540931674,91.826235840985305,9.5826006825383949,2,1.2090000000000001,0.97599999999999998,1.1479999999999999,4.7629999999999999,2.5659999999999998,1.294,2.649,9.1440000000000001,3.6629999999999998,5.9960000000000004,5.2160000000000002,3.5,2.169,0.93899999999999995,0.875,2.1190000000000002,0.31900000000000001,0.95799999999999996,0.86199999999999999,1.5649999999999999,3.7250000000000001,3.2229999999999999,0.25,0.378,0.95,1.5780000000000001,1.617,1.028,3.1339999999999999,7.0789999999999997,5.4160000000000004,16.530999999999999,12.567,19.574999999999999,20.416,18.600999999999999,14.942,19.853000000000002,25.297999999999998,24.984999999999999,31.937999999999999,33.484000000000002,30.928000000000001,31.105,13.887,19.838999999999999,16.47,9.3149999999999995,9.4269999999999996,55.296999999999997,7.0090000000000003,8.7840000000000007,8.1839999999999993,4.9770000000000003,5.758,9.3170000000000002,8.5050000000000008,6.6429999999999998,6.1630000000000003,5.9029999999999996,4.0430000000000001,3.7240000000000002,0.52,1.6259999999999999,1.528,1.8540000000000001,1.4059999999999999,0.20300000000000001,1.865,12.518000000000001,0.42399999999999999,0.69599999999999995,0.33700000000000002,1.9710000000000001,0.29299999999999998,0.248,0.52200000000000002,3.0739999999999998,3.4079999999999999,3.2829999999999999,3.8719999999999999,7.99,4.9710000000000001,3.431,7.38,5.6210000000000004,3.0150000000000001,1.73,0.20899999999999999,0.61,3.843,null,182.01013262986396,146.93291103949312,172.8268256898956,717.0506713945756,386.30107554030673,194.80654393965585,398.79639481928007,1376.5927649027922,551.45005444432718,902.67390839426321,785.24801637499615,526.91105393260864,326.53430742280801,141.36270846934841,131.72776348315216,319.00700665234223,48.024178915572037,144.22308276212542,129.77066528283103,235.60451411558068,560.78390739970484,485.20980766422781,37.636503852329184,56.906393824721725,143.01871463885089,237.56161231590181,243.43290691686516,154.7613038407776,471.81121229279864,1065.7152430825531,815.35721945685953,2488.6761807314147,1891.9117756488836,2946.9382516373748,3073.5474505966104,2800.3064326287003,2249.4585622460108,2988.7900439211653,3808.5130978248944,3761.3921950017784,4808.138640142758,5040.8827799655619,4656.0871645793486,4682.7338093067974,2090.6325159891817,2986.6823997054344,2479.4928737914465,1402.3361335377854,1419.1972872636288,8324.7430140889865,1055.1770220039011,1322.3961993554383,1232.0685901098482,749.26751869216946,866.84395672684582,1402.637225568604,1280.3938610562391,1000.0771803640911,927.81509296761908,888.67312896119665,608.65754029986761,560.63336138429554,78.283928012844711,244.78782105554899,230.03431154543597,279.11231256887322,211.66769766549933,30.560841128091301,280.76831873837574,1884.5350208938271,63.831510533550293,104.78002672488444,50.734007192939742,296.72619637176331,44.109982514929804,37.335411821510547,78.585020043663334,462.77845136823964,513.06082051495139,494.24256858878681,582.9141716648744,1202.8626631204409,748.36424259971352,516.52337886936573,1111.0295937207575,846.21915261576942,453.89623645909001,260.44460665811795,31.464117220547198,91.833069399683211,578.54833721800424]
[1,"OVERHEAD CONDUCTORS","> 22 kv & < = 66 kv",100.55489120761079,90.482322508096885,4047.0649273426875,100.55489120761079,10.027706178763456,2,0,5.3490000000000002,2.3210000000000002,0,0.53300000000000003,43.073999999999998,0,4.2969999999999997,4.97,5.9829999999999997,9.6359999999999992,0,4.5780000000000003,1.4970000000000001,2.198,0,0.23200000000000001,0,0,6.7560000000000002,14.547000000000001,0.189,0,0,0,0.40699999999999997,0,0.78700000000000003,0.48399999999999999,3.0289999999999999,6.1920000000000002,7.5629999999999997,10.292,15.58,11.59,19.725999999999999,36.392000000000003,29.207999999999998,23.302,35.936,20.850999999999999,30.376999999999999,28.978000000000002,14.193,12.045999999999999,11.497999999999999,17.091000000000001,48.634,2.2440000000000002,35.017000000000003,3.3740000000000001,8.5210000000000008,6.3810000000000002,0.57699999999999996,0.14899999999999999,3.7509999999999999,8.1120000000000001,1.6930000000000001,1.1779999999999999,0,0.52800000000000002,0,5.2569999999999997,0.17599999999999999,0,0,0,0,0,4.6900000000000004,0,0,0,0,0,0,0,0,1.2190000000000001,0,0.13500000000000001,0,0,0,0,0.81799999999999995,0,0,0,0,0,null,0,21647.750296356036,9393.2376963623792,0,2157.0856062736525,174323.27468035891,0,17390.237992791528,20113.912688893157,24213.589460291299,38997.517639874131,0,18527.463237374825,6058.456196232004,8895.4487102992261,0,938.91906314350354,0,0,27341.970649127197,58872.653498054075,764.89527126776795,0,0,0,1647.1554254284738,0,3185.0400978186954,1958.7794248338607,12258.559664921,25059.426030105922,30607.952045492744,41652.392232210936,63053.271567999072,46905.482507901746,79832.402756761847,147280.78683585511,118206.67239782521,94304.706936939299,145435.32522898683,84385.350800022366,122937.69129788881,117275.8474645364,57439.992513774763,48750.944114770013,46533.152534586217,69168.38667321387,196824.95567638427,9081.6136969569925,141716.07256075891,13654.797064854229,34485.040245887045,25824.321301373689,2335.1564630767307,603.01267417406041,15180.54054246242,32829.790690603884,6851.6809219911702,4767.4424844096857,0,2136.8502816369391,0,21275.420323040507,712.28342721231297,0,0,0,0,0,18980.734509237205,0,0,0,0,0,0,0,0,4933.3721464307364,0,546.35376519126282,0,0,0,0,3310.499110566318,0,0,0,0,0]
[2,"POLES","˂ = 1 kv ; concrete",77.460362845577308,61.217208351220648,8.5319905783217553,77.460362845577308,8.8011569038153912,2,3,2,3,3,2,5,7,7,5,12,10,4,3,4,1,2,4,6,7,11,71,38,154,131,357,730,1212,1074,766,995,1139,1528,1093,956,1099,578,199,106,179,375,14,457,511,180,106,16,461,256,9,4,3,2,2,1,0,5,2,4,1,0,2,0,0,0,1,0,0,0,0,17,0,0,0,0,0,0,0,0,0,0,0,1,0,0,0,1,0,0,0,0,0,null,25.595971734965268,17.063981156643511,25.595971734965268,25.595971734965268,17.063981156643511,42.659952891608775,59.723934048252289,59.723934048252289,42.659952891608775,102.38388693986107,85.31990578321755,34.127962313287021,25.595971734965268,34.127962313287021,8.5319905783217553,17.063981156643511,34.127962313287021,51.191943469930536,59.723934048252289,93.851896361539303,605.77133106084466,324.21564197622672,1313.9265490615503,1117.69076576015,3045.9206364608667,6228.3531221748817,10340.772580925968,9163.3578811175648,6535.5047829944642,8489.330625430146,9717.9372687084797,13036.881603675642,9325.4657021056792,8156.5829928755984,9376.6576455756094,4931.4905542699744,1697.8661250860293,904.39100130210602,1527.2263135195942,3199.4964668706584,119.44786809650458,3899.1196942930424,4359.847185522417,1535.7583040979159,904.39100130210602,136.51184925314809,3933.2476566063292,2184.1895880503694,76.787915204895796,34.127962313287021,25.595971734965268,17.063981156643511,17.063981156643511,8.5319905783217553,0,42.659952891608775,17.063981156643511,34.127962313287021,8.5319905783217553,0,17.063981156643511,0,0,0,8.5319905783217553,0,0,0,0,145.04383983146985,0,0,0,0,0,0,0,0,0,0,0,8.5319905783217553,0,0,0,8.5319905783217553,0,0,0,0,0]
[2,"POLES","˂ = 1 kv ; steel",77.460362845577308,66.271484508302052,8.5319905783217553,77.460362845577308,8.8011569038153912,2,9,7,5,8,17,8,14,54,13,11,9,3,32,1,5,3,1,17,2,7,7,6,2,5,3,2,1,3,4,9,4,10,5,12,8,10,7,5,8,14,4,7,7,3,12,4,8,12,2,8,0,4,1,2,2,1,1,0,0,0,0,0,1,0,0,0,0,0,0,13,0,0,0,1,0,0,0,0,0,0,0,0,0,0,0,0,0,0,0,0,0,null,76.787915204895796,59.723934048252289,42.659952891608775,68.255924626574043,145.04383983146985,68.255924626574043,119.44786809650458,460.72749122937478,110.91587751818282,93.851896361539303,76.787915204895796,25.595971734965268,273.02369850629617,8.5319905783217553,42.659952891608775,25.595971734965268,8.5319905783217553,145.04383983146985,17.063981156643511,59.723934048252289,59.723934048252289,51.191943469930536,17.063981156643511,42.659952891608775,25.595971734965268,17.063981156643511,8.5319905783217553,25.595971734965268,34.127962313287021,76.787915204895796,34.127962313287021,85.31990578321755,42.659952891608775,102.38388693986107,68.255924626574043,85.31990578321755,59.723934048252289,42.659952891608775,68.255924626574043,119.44786809650458,34.127962313287021,59.723934048252289,59.723934048252289,25.595971734965268,102.38388693986107,34.127962313287021,68.255924626574043,102.38388693986107,17.063981156643511,68.255924626574043,0,34.127962313287021,8.5319905783217553,17.063981156643511,17.063981156643511,8.5319905783217553,8.5319905783217553,0,0,0,0,0,8.5319905783217553,0,0,0,0,0,0,110.91587751818282,0,0,0,8.5319905783217553,0,0,0,0,0,0,0,0,0,0,0,0,0,0,0,0,0]
[2,"POLES","˂ = 1 kv ; wood",77.460362845577308,70.808604055078234,3.7452678137108917,77.460362845577308,8.8011569038153912,2,522,484,500,486,546,394,418,402,278,454,432,307,273,269,304,575,865,370,462,320,479,264,576,45,22,21,70,81,81,144,412,583,511,1127,808,1042,1090,1376,1433,1711,1138,1151,805,1213,1548,1470,1879,2309,1877,1988,2165,2276,2262,1403,1890,1566,1177,1180,1015,1079,922,693,508,246,192,240,145,118,89,506,130,121,145,107,41,22,54,112,308,356,367,427,389,264,426,373,260,77,24,33,131,null,1955.0297987570855,1812.7096218360716,1872.6339068554457,1820.2001574634933,2044.9162262861469,1475.6355186020912,1565.5219461311526,1505.5976611117785,1041.1844522116278,1700.3515874247448,1617.9556955231053,1149.7972188092438,1022.4581131430734,1007.4770418882299,1138.5614153681111,2153.5289928837628,3239.6566588599212,1385.7490910730298,1730.3137299344319,1198.4857003874854,1793.983282767517,988.75070281967544,2157.2742606974734,168.53705161699011,82.395891901639615,78.650624087928719,262.16874695976242,303.36669291058223,303.36669291058223,539.31856517436836,1543.0503392488874,2183.4911353934499,1913.8318528062657,4220.9168260521747,3026.1763934784003,3902.5690618867493,4082.3419169448721,5153.4885116661872,5366.9687770477076,6408.1532292593356,4262.1147720029949,4310.8032535812363,3014.9405900372676,4543.0098580313115,5797.67457562446,5505.5436861550106,7037.3582219627651,8647.8233818584486,7029.8676863353439,7445.592413657253,8108.5048166840807,8524.2295440059897,8471.7957946140377,5254.6107426363815,7078.5561679135853,5865.0893962712562,4408.1802167377191,4419.4160201788518,3801.446830916555,4041.1439709940523,3453.1369242414421,2595.4705949016479,1902.596049365133,921.33588217287934,719.09142023249115,898.86427529061405,543.0638329880793,441.9416020178852,333.32883542026934,1895.1055137377111,486.8848157824159,453.1774054590179,543.0638329880793,400.74365606706539,153.55598036214656,82.395891901639615,202.24446194038816,419.46999513561985,1153.5424866229546,1333.3153416810774,1374.5132876318974,1599.2293564545507,1456.9091795335369,988.75070281967544,1595.4840886408399,1396.9848945141625,973.7696315648318,288.38562165573865,89.886427529061393,123.59383785245943,490.63008359612684]
[2,"POLES","˃ 11 kv & < = 22 kv ; concrete",69.263418993272936,59.373878556320328,14.084368960256651,69.263418993272936,8.322464718655942,2,1,0,0,2,3,1,2,1,3,6,2,2,0,2,4,2,3,1,3,1,29,35,71,76,239,297,401,577,358,719,892,889,780,581,821,439,114,117,235,198,5,319,281,80,34,2,7,19,2,2,0,1,1,2,0,1,1,0,1,0,0,1,0,0,0,0,0,0,0,34,0,0,0,0,0,0,0,0,1,0,0,0,0,0,0,0,0,0,0,0,0,null,14.084368960256651,0,0,28.168737920513301,42.253106880769948,14.084368960256651,28.168737920513301,14.084368960256651,42.253106880769948,84.506213761539897,28.168737920513301,28.168737920513301,0,28.168737920513301,56.337475841026603,28.168737920513301,42.253106880769948,14.084368960256651,42.253106880769948,14.084368960256651,408.44669984744286,492.95291360898278,999.99019617822216,1070.4120409795055,3366.1641815013395,4183.0575811962253,5647.8319530629169,8126.6808900680871,5042.2040877718809,10126.661282424531,12563.257112548932,12521.004005668163,10985.807789000188,8183.0183659091144,11563.266916370711,6183.0379735526694,1605.6180614692582,1647.871168350028,3309.8267056603131,2788.7050541308167,70.421844801283257,4492.9136983218714,3957.7076778321189,1126.7495168205321,478.86854464872613,28.168737920513301,98.590582721796551,267.60301024487637,28.168737920513301,28.168737920513301,0,14.084368960256651,14.084368960256651,28.168737920513301,0,14.084368960256651,14.084368960256651,0,14.084368960256651,0,0,14.084368960256651,0,0,0,0,0,0,0,478.86854464872613,0,0,0,0,0,0,0,0,14.084368960256651,0,0,0,0,0,0,0,0,0,0,0,0]
[2,"POLES","˃ 11 kv & < = 22 kv ; steel",69.263418993272936,47.795479044562015,14.084368960256651,69.263418993272936,8.322464718655942,2,1,1,0,0,3,0,0,2,1,0,0,0,0,0,0,0,0,0,0,0,0,1,0,0,0,0,0,0,0,1,0,0,0,0,0,0,0,0,0,0,0,0,0,0,0,0,0,1,0,0,0,0,0,0,0,0,0,0,0,0,0,0,0,0,0,0,0,0,0,0,0,0,0,0,0,0,0,0,0,0,0,0,0,0,0,0,0,0,0,0,0,null,14.084368960256651,14.084368960256651,0,0,42.253106880769948,0,0,28.168737920513301,14.084368960256651,0,0,0,0,0,0,0,0,0,0,0,0,14.084368960256651,0,0,0,0,0,0,0,14.084368960256651,0,0,0,0,0,0,0,0,0,0,0,0,0,0,0,0,0,14.084368960256651,0,0,0,0,0,0,0,0,0,0,0,0,0,0,0,0,0,0,0,0,0,0,0,0,0,0,0,0,0,0,0,0,0,0,0,0,0,0,0,0,0,0,0]
[2,"POLES","˃ 11 kv & < = 22 kv ; wood",69.263418993272936,66.062540658615333,7.0903752024563671,69.263418993272936,8.322464718655942,2,497,355,439,603,645,489,491,422,463,630,737,522,503,485,496,397,483,380,530,470,446,239,323,137,110,147,285,245,324,456,509,702,517,1032,1031,819,986,789,935,890,532,691,933,1110,887,1052,912,932,1052,951,1278,941,1008,977,1204,917,599,418,433,409,368,344,233,105,62,69,68,137,40,263,81,71,36,22,16,20,14,49,38,227,57,169,205,41,110,29,30,17,2,5,51,null,3523.9164756208143,2517.0831968720104,3112.6747138783453,4275.4962470811897,4573.292005584357,3467.1934740011634,3481.3742244060763,2992.1383354365871,3282.8437187372979,4466.9363775475113,5225.6065242103423,3701.1758556822238,3566.4587268355526,3438.831973191338,3516.8261004183582,2814.8789553751776,3424.6512227864255,2694.3425769334194,3757.8988573018746,3332.4763451544927,3162.3073402955397,1694.5996733870718,2290.1911903934065,971.38140273652232,779.94127227020033,1042.285154761086,2020.7569327000647,1737.1419246018099,2297.281565595863,3233.2110923201035,3609.000978050291,4977.4433921243699,3665.7239796699419,7317.2672089349708,7310.1768337325148,5807.0172908117647,6991.1099496219776,5594.3060347380733,6629.5008142967035,6310.4339301861664,3772.0796077067871,4899.4492648973501,6615.3200638917906,7870.3164747265673,6289.1628045787975,7459.0747129840984,6466.422184640207,6608.2296886893346,7459.0747129840984,6742.9468175360053,9061.4995087392363,6672.0430655114415,7147.0982040760182,6927.2965727998708,8536.8117437574656,6501.8740606524889,4247.1347462713638,2963.7768346267612,3070.1324626636069,2899.9634578046544,2609.2580745039431,2439.0890696449901,1652.0574221723336,744.48939625791854,439.60326255229478,489.23588896948934,482.14551376703298,971.38140273652232,283.61500809825469,1864.7686782460246,574.32039139896574,503.41663937440205,255.2535072884292,155.98825445404009,113.44600323930187,141.80750404912735,99.265252834389145,347.42838492036196,269.43425769334198,1609.5151709575953,404.15138654001294,1198.2734092151261,1453.5269165035552,290.70538330071105,779.94127227020033,205.62088087123465,212.711256073691,120.53637844175825,14.180750404912734,35.451876012281836,361.60913532527474]
[2,"POLES","> 1 kv & < = 11 kv ; concrete",74.551942039055973,54.095294404026149,14.278281006354645,74.551942039055973,8.6343466480710607,2,0,0,0,0,0,1,0,0,1,0,1,0,0,0,0,0,0,1,0,1,3,26,9,10,23,33,30,20,14,42,25,72,37,33,40,34,22,18,30,40,2,34,7,1,0,0,1,0,0,0,0,0,0,0,0,0,0,0,0,0,0,0,0,0,0,0,0,0,0,7,0,0,0,0,0,0,0,0,0,0,0,0,0,0,0,0,0,0,0,0,0,null,0,0,0,0,0,14.278281006354645,0,0,14.278281006354645,0,14.278281006354645,0,0,0,0,0,0,14.278281006354645,0,14.278281006354645,42.834843019063932,371.23530616522078,128.5045290571918,142.78281006354644,328.40046314615682,471.18327320970326,428.34843019063936,285.56562012709287,199.89593408896502,599.68780226689512,356.95702515886609,1028.0362324575344,528.29639723512184,471.18327320970326,571.13124025418574,485.46155421605789,314.12218213980219,257.00905811438361,428.34843019063936,571.13124025418574,28.556562012709289,485.46155421605789,99.94796704448251,14.278281006354645,0,0,14.278281006354645,0,0,0,0,0,0,0,0,0,0,0,0,0,0,0,0,0,0,0,0,0,0,99.94796704448251,0,0,0,0,0,0,0,0,0,0,0,0,0,0,0,0,0,0,0,0,0]
[2,"POLES","> 1 kv & < = 11 kv ; steel",74.551942039055973,61.769553775200471,14.278281006354645,74.551942039055973,8.6343466480710607,2,0,1,0,0,0,0,0,0,0,0,0,1,0,0,0,0,0,0,0,0,1,0,0,0,0,0,0,0,0,0,0,0,0,0,0,0,0,0,0,0,0,0,0,0,0,0,0,0,0,0,1,0,0,0,0,0,0,0,0,0,0,0,0,0,0,0,0,0,0,0,0,0,0,0,0,0,0,0,0,0,0,0,0,0,0,0,0,0,0,0,0,null,0,14.278281006354645,0,0,0,0,0,0,0,0,0,14.278281006354645,0,0,0,0,0,0,0,0,14.278281006354645,0,0,0,0,0,0,0,0,0,0,0,0,0,0,0,0,0,0,0,0,0,0,0,0,0,0,0,0,0,14.278281006354645,0,0,0,0,0,0,0,0,0,0,0,0,0,0,0,0,0,0,0,0,0,0,0,0,0,0,0,0,0,0,0,0,0,0,0,0,0,0,0,0]
[2,"POLES","> 1 kv & < = 11 kv ; wood",74.551942039055973,69.633534463591729,6.6102179910608561,74.551942039055973,8.6343466480710607,2,198,171,172,297,299,234,265,311,185,259,260,170,185,186,123,130,141,135,175,122,170,110,125,89,83,173,191,87,218,370,198,256,232,430,293,258,203,327,273,261,241,204,159,159,185,215,262,290,187,280,352,452,341,336,400,294,200,229,211,129,126,114,34,22,30,41,40,10,16,100,10,11,7,7,6,7,10,51,62,81,63,132,47,41,65,82,54,20,4,18,33,null,1308.8231622300495,1130.3472764714063,1136.9574944624671,1963.2347433450743,1976.455179327196,1546.7910099082403,1751.7077676311269,2055.7777952199262,1222.8903283462585,1712.0464596847617,1718.6566776758225,1123.7370584803455,1222.8903283462585,1229.5005463373193,813.05681290048528,859.32833883791125,932.04073673958067,892.37942879321554,1156.7881484356499,806.44659490942445,1123.7370584803455,727.12397901669419,826.27724888260695,588.30940120441619,548.64809325805106,1143.5677124535282,1262.5516362926235,575.08896522229452,1441.0275220512667,2445.7806566925169,1308.8231622300495,1692.2158057115792,1533.5705739261186,2842.393736156168,1936.7938713808308,1705.4362416937008,1341.8742521853537,2161.5412830769001,1804.5895115596138,1725.2668956668833,1593.0625358456664,1348.4844701764146,1051.024660578676,1051.024660578676,1222.8903283462585,1421.196868078084,1731.8771136579444,1916.9632174076482,1236.1107643283801,1850.8610374970397,2326.7967328534214,2987.8185319595068,2254.0843349517518,2221.0332449964476,2644.0871964243424,1943.4040893718916,1322.0435982121712,1513.7399199529361,1394.7559961138406,852.71812084685041,832.8874668736679,753.56485098093754,224.74741169606909,145.42479580333884,198.30653973182569,271.01893763349511,264.40871964243422,66.102179910608555,105.7634878569737,661.02179910608561,66.102179910608555,72.712397901669419,46.271525937425992,46.271525937425992,39.661307946365135,46.271525937425992,66.102179910608555,337.12111754410364,409.83351544577306,535.42765727592939,416.44373343683395,872.54877482003303,310.68024557986024,271.01893763349511,429.66416941895562,542.03787526699023,356.9517715172862,132.20435982121711,26.440871964243424,118.98392383909541,218.13719370500826]
[2,"POLES","> 22 kv & < = 66 kv ; concrete",64.828363165596159,56.52271194379005,20.208418327529795,64.828363165596159,8.0516062475506196,2,0,1,6,0,1,3,1,2,1,15,7,0,0,0,1,0,0,2,1,0,0,2,10,10,69,71,81,52,45,51,65,52,30,20,58,208,51,30,79,17,0,26,14,1,0,0,0,1,0,3,1,0,0,0,0,0,2,0,0,0,0,0,0,0,0,0,0,0,0,1,0,0,0,0,0,0,0,0,0,0,0,0,0,0,0,0,0,0,0,0,0,null,0,20.208418327529795,121.25050996517876,0,20.208418327529795,60.625254982589382,20.208418327529795,40.416836655059591,20.208418327529795,303.12627491294694,141.45892829270858,0,0,0,20.208418327529795,0,0,40.416836655059591,20.208418327529795,0,0,40.416836655059591,202.08418327529796,202.08418327529796,1394.3808645995559,1434.7977012546155,1636.8818845299133,1050.8377530315493,909.37882473884076,1030.6293347040196,1313.5471912894368,1050.8377530315493,606.25254982589388,404.16836655059592,1172.0882629967282,4203.351012126197,1030.6293347040196,606.25254982589388,1596.4650478748538,343.54311156800651,0,525.41887651577463,282.91785658541716,20.208418327529795,0,0,0,20.208418327529795,0,60.625254982589382,20.208418327529795,0,0,0,0,0,40.416836655059591,0,0,0,0,0,0,0,0,0,0,0,0,20.208418327529795,0,0,0,0,0,0,0,0,0,0,0,0,0,0,0,0,0,0,0,0,0]
[2,"POLES","> 22 kv & < = 66 kv ; steel",64.828363165596159,61.162024947307401,20.208418327529795,64.828363165596159,8.0516062475506196,2,0,0,0,0,0,0,0,0,0,0,0,0,0,0,0,0,0,0,0,2,0,1,0,0,0,0,0,0,0,0,0,0,0,0,0,2,1,0,0,0,2,0,0,0,1,0,2,0,0,0,0,0,0,0,1,0,0,0,0,0,0,0,0,0,0,0,0,0,0,0,0,0,0,0,0,0,0,0,0,0,0,0,0,0,0,0,0,0,0,0,0,null,0,0,0,0,0,0,0,0,0,0,0,0,0,0,0,0,0,0,0,40.416836655059591,0,20.208418327529795,0,0,0,0,0,0,0,0,0,0,0,0,0,40.416836655059591,20.208418327529795,0,0,0,40.416836655059591,0,0,0,20.208418327529795,0,40.416836655059591,0,0,0,0,0,0,0,20.208418327529795,0,0,0,0,0,0,0,0,0,0,0,0,0,0,0,0,0,0,0,0,0,0,0,0,0,0,0,0,0,0,0,0,0,0,0,0]
[2,"POLES","> 22 kv & < = 66 kv ; wood",64.828363165596159,64.593201424488484,8.2704443687302955,64.828363165596159,8.0516062475506196,2,51,116,100,62,96,190,72,171,86,127,161,76,156,105,160,106,107,156,192,210,65,78,47,58,73,26,82,32,62,115,67,81,43,144,95,211,356,242,196,88,56,77,126,309,112,64,53,85,88,180,367,299,298,207,438,236,213,38,89,23,16,12,31,57,36,31,16,35,6,7,23,3,3,1,0,2,2,6,6,4,2,3,8,2,3,1,0,0,0,0,0,null,421.79266280524507,959.37154677271428,827.04443687302955,512.76755086127832,793.96265939810837,1571.3844300587562,595.47199454858128,1414.2459870528805,711.25821571080542,1050.3464348287475,1331.5415433655776,628.55377202350246,1290.1893215219261,868.39665871668103,1323.2710989968473,876.66710308541133,884.93754745414162,1290.1893215219261,1587.9253187962167,1736.7933174333621,537.57888396746921,645.09466076096305,388.71088533032389,479.68577338635714,603.74243891731157,215.03155358698768,678.17643823588423,264.65421979936946,512.76755086127832,951.10110240398399,554.1197727049298,669.90599386715394,355.62910785540271,1190.9439890971626,785.69221502937808,1745.0637618020924,2944.2781952679852,2001.4475372327315,1621.0070962711379,727.79910444826601,463.14488464889655,636.82421639223276,1042.0759904600172,2555.5673099376613,926.2897692977931,529.30843959873891,438.33355154270566,702.98777134207512,727.79910444826601,1488.6799863714532,3035.2530833240185,2472.8628662503584,2464.5924218816281,1711.9819843271712,3622.4546335038694,1951.8248710203497,1761.6046505395529,314.27688601175123,736.0695488169963,190.2202204807968,132.32710989968473,99.245332424763546,256.38377543063916,471.41532901762685,297.73599727429064,256.38377543063916,132.32710989968473,289.46555290556034,49.622666212381773,57.893110581112069,190.2202204807968,24.811333106190887,24.811333106190887,8.2704443687302955,0,16.540888737460591,16.540888737460591,49.622666212381773,49.622666212381773,33.081777474921182,16.540888737460591,24.811333106190887,66.163554949842364,16.540888737460591,24.811333106190887,8.2704443687302955,0,0,0,0,0]
[2,"POLES","staking of a wooden pole",38.166549336011592,29.664100122473336,11.717888288645852,38.166549336011592,6.1779081683051578,2,890,1410,1024,637,1018,868,770,307,399,285,310,482,545,419,475,630,383,405,414,499,526,745,613,289,200,232,626,703,533,1032,508,3,20,307,1,1,1,2,1,3,4,3,4,2,10,10,4,7,4,11,6,1,9,5,5,8,3,5,7,13,3,3,4,3,1,4,0,2,1,2,0,1,0,0,0,0,1,0,1,1,0,3,0,1,1,0,4,0,0,0,0,null,10428.920576894809,16522.222486990653,11999.117607573353,7464.294839867408,11928.810277841478,10171.127034544599,9022.7739822573058,3597.3917046142765,4675.4374271696952,3339.5981622640679,3632.545369480214,5648.0221551273007,6386.2491173119897,4909.7951929426117,5565.99693710678,7382.2696218468873,4487.9512145513618,4745.7447569015703,4851.205751499383,5847.2262560342806,6163.6092398277187,8729.8267750411596,7183.0655209399074,3386.4697154186515,2343.5776577291704,2718.5500829658376,7335.3980686923032,8237.6754669180336,6245.6344578482394,12092.860713882519,5952.6872506320933,35.153664865937557,234.35776577291705,3597.3917046142765,11.717888288645852,11.717888288645852,11.717888288645852,23.435776577291705,11.717888288645852,35.153664865937557,46.87155315458341,35.153664865937557,46.87155315458341,23.435776577291705,117.17888288645852,117.17888288645852,46.87155315458341,82.025218020520967,46.87155315458341,128.89677117510439,70.307329731875114,11.717888288645852,105.46099459781267,58.589441443229262,58.589441443229262,93.743106309166819,35.153664865937557,58.589441443229262,82.025218020520967,152.33254775239607,35.153664865937557,35.153664865937557,46.87155315458341,35.153664865937557,11.717888288645852,46.87155315458341,0,23.435776577291705,11.717888288645852,23.435776577291705,0,11.717888288645852,0,0,0,0,11.717888288645852,0,11.717888288645852,11.717888288645852,0,35.153664865937557,0,11.717888288645852,11.717888288645852,0,46.87155315458341,0,0,0,0]
["","SERVICE LINES","˂ = 11 kv ; commercial and industrial ; complex type",51.588800401003844,"",0.6076915165757194,"","",2,138,139,87,59,78,153,247,191,145,132,82,64,91,52,56,53,68,67,106,208,141,98,938,74,44,30,50,46,40,76,61,70,57,88,69,57,38,57,66,65,29,39,48,59,26,40,34,35,45,242,17,37,27,32,31,30,22,16,38,0,0,0,0,0,0,0,0,0,0,0,0,0,0,0,0,0,0,0,0,0,0,0,0,0,0,0,0,0,0,0,0,null,83.861429287449283,84.469120804024996,52.869161942087587,35.853799477967442,47.399938292906114,92.976802036085076,150.09980459420268,116.06907966596241,88.115269903479316,80.215280187994964,49.830704359208994,38.892257060846042,55.299928008390467,31.599958861937409,34.030724928240289,32.207650378513129,41.323023127148922,40.715331610573202,64.415300757026259,126.39983544774964,85.684503837176436,59.553768624420499,570.01464254802477,44.969172226603234,26.738426729331653,18.230745497271581,30.38457582878597,27.953809762483093,24.307660663028777,46.184555259754674,37.069182511118882,42.538406160300362,34.638416444816009,53.476853458663307,41.930714643724642,34.638416444816009,23.092277629877337,34.638416444816009,40.107640093997482,39.499948577421762,17.623053980695861,23.699969146453057,29.16919279563453,35.853799477967442,15.799979430968705,24.307660663028777,20.661511563574461,21.269203080150181,27.346118245907373,147.0613470113241,10.33075578178723,22.484586113301617,16.407670947544425,19.446128530423021,18.838437013847301,18.230745497271581,13.369213364665827,9.7230642652115105,23.092277629877337,0,0,0,0,0,0,0,0,0,0,0,0,0,0,0,0,0,0,0,0,0,0,0,0,0,0,0,0,0,0,0,0]
[3,"SERVICE LINES","˂ = 11 kv ; commercial and industrial ; simple type",52.006290288585831,56.118708311210142,0.54505768913904806,56.118708311210142,7.4912421073684534,2,634,630,392,355,520,1697,2065,1537,995,751,488,434,391,334,241,306,324,172,464,609,341,172,1761,247,192,158,275,184,186,324,388,424,287,361,279,234,183,242,228,249,137,203,288,209,134,209,193,243,169,484,224,180,210,181,197,152,110,84,118,105,51,50,38,17,28,19,18,9,10,48,11,0,0,0,0,0,0,0,0,0,0,0,0,0,0,0,0,0,0,0,0,null,345.56657491415649,343.38634415760026,213.66261414250684,193.49547964436206,283.42999835230501,924.96289846896457,1125.5441280721343,837.75366820671684,542.33240069335284,409.33832454342507,265.98815229985547,236.55503708634686,213.1175564533678,182.04926817244205,131.35890308251058,166.78765287654872,176.59869128105157,93.749922531916269,252.90676776051831,331.94013268568028,185.86467199641538,93.749922531916269,959.84659057386364,134.62924921734486,104.65107631469724,86.119114883969587,149.89086451323823,100.29061480158484,101.38073017986294,176.59869128105157,211.48238338595064,231.10446019495637,156.4315567829068,196.76582577919635,152.0710952697944,127.54349925853725,99.745557112445795,131.90396077164962,124.27315312370295,135.71936459562298,74.672903412049578,110.64671089522676,156.97661447204584,113.91705703006104,73.037730344632436,113.91705703006104,105.19613400383628,132.44901846078869,92.114749464499127,263.80792154329924,122.09292236714677,98.110384045028653,114.46211471920009,98.655441734167695,107.37636476039246,82.848768749135303,59.956345805295285,45.784845887680035,64.316807318407669,57.231057359600044,27.797942146091451,27.252884456952405,20.712192187283826,9.265980715363817,15.261615295893346,10.356096093641913,9.8110384045028649,4.9055192022514325,5.4505768913904804,26.162769078674309,5.9956345805295284,0,0,0,0,0,0,0,0,0,0,0,0,0,0,0,0,0,0,0,0]
["","SERVICE LINES","˂ = 11 kv ; residential ; complex type",49.377999446791385,"",0.67804770671778969,"","",2,560,558,355,323,383,1230,1532,2405,1022,700,309,334,367,302,190,325,397,145,128,181,133,117,3865,274,53,105,108,139,131,157,154,187,196,236,200,175,156,205,160,202,92,140,91,122,121,117,120,129,89,331,124,117,131,138,151,168,104,150,87,96,0,0,0,0,0,0,0,0,0,0,0,0,0,0,0,0,0,0,0,0,0,0,0,0,0,0,0,0,0,0,0,null,379.70671576196224,378.35062034852666,240.70693588481535,219.00940926984606,259.69227167291348,833.9986792628813,1038.7690866916539,1630.7047346562842,692.96475626558106,474.63339470245279,209.51674137579701,226.46793404374176,248.84350836542882,204.77040742877247,128.82906427638005,220.36550468328164,269.1849395669625,98.316917474079503,86.79010645987708,122.72663491591993,90.180344993466022,79.331581685981391,2620.6543864642572,185.78507164067437,35.936528456042851,71.195009205367924,73.229152325521284,94.24863123377277,88.824249580030454,106.45348995469298,104.41934683453961,126.79492115622668,132.89735051668677,160.01925878539836,135.60954134355794,118.6583486756132,105.77544224797519,138.99977987714689,108.48763307484634,136.96563675699352,62.380389018036652,94.926678940490561,61.702341311318861,82.721820219570347,82.043772512852556,79.331581685981391,81.365724806134764,87.468154166594871,60.346245897883286,224.43379092358839,84.077915633005915,79.331581685981391,88.824249580030454,93.570583527054978,102.38520371438624,113.91201472858867,70.516961498650133,101.70715600766846,58.990150484447703,65.092579844907817,0,0,0,0,0,0,0,0,0,0,0,0,0,0,0,0,0,0,0,0,0,0,0,0,0,0,0,0,0,0,0]
[3,"SERVICE LINES","˂ = 11 kv ; residential ; simple type",49.366173210749579,59.588154241786384,0.66134679356360904,59.588154241786384,7.7193363861012294,2,7360,7267,5005,3361,8698,34274,37818,36854,22445,18103,7197,6924,5063,4490,2578,3718,3494,1174,1015,907,966,886,3102,579,668,902,1976,1389,1230,2096,1912,2325,1828,2711,2353,1527,1310,1260,1326,1523,971,1598,1562,1216,1383,1268,1946,1946,1515,1889,2057,1899,1806,1295,1968,1674,1095,1065,976,77,0,0,0,0,0,0,0,0,0,0,0,0,0,0,0,0,0,0,0,0,0,0,0,0,0,0,0,0,0,0,0,null,4867.5124006281621,4806.0071488267467,3310.0407017858633,2222.78657316729,5752.3944104162711,22667.000002599136,25010.813038988566,24373.274729993249,14843.928781535205,11972.361003882015,4759.7128732772944,4579.1651986344286,3348.3988158125526,2969.4471031006046,1704.952033806984,2458.8873784694983,2310.7456967112498,776.42113564367696,671.26699546706323,599.8415417621934,638.8610025824463,585.95325909735766,2051.4977536343154,382.91979347332961,441.77965810049085,596.5348077943753,1306.8212640816914,918.61069625985294,813.45655608323909,1386.1828793093246,1264.4950692936204,1537.6312950353911,1208.9419386342772,1792.911157350944,1556.1490052551721,1009.8765537716311,866.36429956832785,833.29695989014738,876.9458482653456,1007.2311665973766,642.16773655026441,1056.8321761146472,1033.0236915463572,804.19770097334856,914.64261549847129,838.58773423865625,1286.9808602747833,1286.9808602747833,1001.9403922488677,1249.2840930416576,1360.3903543603437,1255.8975609772936,1194.3923091758779,856.44409766487365,1301.5304897331825,1107.0945324254815,724.17473895215187,704.33433514524359,645.4744705180824,50.923703104397894,0,0,0,0,0,0,0,0,0,0,0,0,0,0,0,0,0,0,0,0,0,0,0,0,0,0,0,0,0,0,0]
[4,"SWITCHGEAR","˂ = 11 kv ; circuit breaker",63.337783889379146,57.04917100876996,224.0174069318162,63.337783889379146,7.958503872549108,2,5,0,38,18,21,12,38,26,6,7,17,6,17,25,12,24,0,4,2,0,0,0,0,1,0,0,0,0,2,0,0,0,0,0,0,0,0,0,0,0,0,1,0,0,0,0,0,0,0,0,0,0,0,49,15,0,0,0,32,19,0,0,0,0,0,0,0,1,0,0,0,0,0,0,0,0,0,0,0,0,0,0,0,0,0,0,0,0,0,0,0,null,1120.0870346590809,0,8512.6614634090147,4032.3133247726914,4704.3655455681401,2688.2088831817946,8512.6614634090147,5824.452580227221,1344.1044415908973,1568.1218485227134,3808.2959178408755,1344.1044415908973,3808.2959178408755,5600.4351732954046,2688.2088831817946,5376.4177663635892,0,896.06962772726479,448.03481386363239,0,0,0,0,224.0174069318162,0,0,0,0,448.03481386363239,0,0,0,0,0,0,0,0,0,0,0,0,224.0174069318162,0,0,0,0,0,0,0,0,0,0,0,10976.852939658993,3360.2611039772428,0,0,0,7168.5570218181183,4256.3307317045073,0,0,0,0,0,0,0,224.0174069318162,0,0,0,0,0,0,0,0,0,0,0,0,0,0,0,0,0,0,0,0,0,0,0]
[4,"SWITCHGEAR","˂ = 11 kv ; fuse",48.067773765718812,48.067773765718812,1.8485848828393983,48.067773765718812,6.9330926552094203,2,28,27,45,56,46,80,64,101,81,89,96,73,70,47,39,39,49,61,35,22,26,32,15,46,16,26,29,15,17,43,26,62,43,40,42,30,14,15,17,38,6,21,13,7,11,11,15,18,11,16,17,13,23,17,34,15,9,16,13,7,12,4,2,1,0,0,0,1,0,25,0,0,0,0,0,0,1,0,1,2,0,1,1,1,0,0,0,0,0,0,0,null,51.760376719503149,49.911791836663753,83.186319727772926,103.5207534390063,85.034904610612315,147.88679062715187,118.30943250172149,186.70707316677922,149.73537550999126,164.52405457270643,177.46414875258222,134.94669644727608,129.40094179875788,86.883489493451719,72.09481043073653,72.09481043073653,90.580659259130513,112.76367785320329,64.700470899378942,40.668867422466761,48.063206953824356,59.154716250860744,27.728773242590975,85.034904610612315,29.577358125430372,48.063206953824356,53.608961602342546,27.728773242590975,31.425943008269769,79.489149962094132,48.063206953824356,114.61226273604269,79.489149962094132,73.943395313575934,77.640565079254728,55.45754648518195,25.880188359751575,27.728773242590975,31.425943008269769,70.24622554789714,11.091509297036389,38.820282539627364,24.031603476912178,12.940094179875787,20.33443371123338,20.33443371123338,27.728773242590975,33.274527891109166,20.33443371123338,29.577358125430372,31.425943008269769,24.031603476912178,42.517452305306158,31.425943008269769,62.851886016539538,27.728773242590975,16.637263945554583,29.577358125430372,24.031603476912178,12.940094179875787,22.183018594072777,7.394339531357593,3.6971697656787965,1.8485848828393983,0,0,0,1.8485848828393983,0,46.214622070984959,0,0,0,0,0,0,1.8485848828393983,0,1.8485848828393983,3.6971697656787965,0,1.8485848828393983,1.8485848828393983,1.8485848828393983,0,0,0,0,0,0,0]
[4,"SWITCHGEAR","˂ = 11 kv ; switch",62.235961417806386,63.648183587051193,2.6567630208006285,63.648183587051193,7.9779811723926244,2,858,791,979,1448,1439,1714,1654,1686,1396,1543,2517,1359,1259,1362,1287,3979,1751,5643,4728,2167,767,668,528,1229,763,732,959,1039,789,1518,1472,1492,1333,1569,1369,1124,641,956,681,857,446,651,531,517,490,565,696,647,586,1115,723,664,685,501,706,605,383,336,315,373,269,207,146,59,46,71,34,52,25,201,36,25,27,23,14,5,11,40,76,103,59,127,98,57,79,83,50,18,4,9,43,null,2279.5026718469394,2101.4995494532973,2600.9709973638155,3846.9928541193103,3823.0819869321044,4553.6918176522777,4394.2860364042399,4479.3024530698594,3708.8411770376774,4099.3853410953698,6687.0725233551821,3610.5409452680542,3344.8646431879915,3618.5112343304559,3419.2540077704089,10571.2600597657,4651.9920494219004,14992.113726377947,12561.175562345372,5757.2054660749618,2037.7372369540822,1774.7176978948198,1402.7708749827318,3265.1617525639726,2027.1101848708795,1944.75053122606,2547.8357369478026,2760.3767786118528,2096.1860234116957,4032.9662655753541,3910.7551666185254,3963.8904270345379,3541.465106727238,4168.461179636186,3637.1085754760607,2986.2016353799063,1702.9850963332028,2539.865447885401,1809.2556171652279,2276.8459088261388,1184.9163072770803,1729.5527265412093,1410.7411640451337,1373.546481753925,1301.813880192308,1501.071106752355,1849.1070624772374,1718.9256744580066,1556.8631301891683,2962.2907681927009,1920.8396640388544,1764.0906458116174,1819.8826692484306,1331.0382734211148,1875.6746926852438,1607.3416275843804,1017.5402369666407,892.67237498901113,836.88035155219802,990.97260675863447,714.66925259536913,549.94994530573013,387.88740103689179,156.74901822723709,122.21109895682892,188.63017447684462,90.329942707221363,138.15167708163267,66.41907552001571,534.00936718092635,95.643468748822627,66.41907552001571,71.732601561616974,61.10554947841446,37.1946822912088,13.283815104003143,29.224393228806914,106.27052083202514,201.91398958084778,273.64659114246473,156.74901822723709,337.40890364167984,260.36277603846162,151.43549218563584,209.88427864324964,220.51133072645217,132.83815104003142,47.821734374411314,10.627052083202514,23.910867187205657,114.24080989442703]
[4,"SWITCHGEAR","> 11 kv & < = 22 kv ; circuit breaker",64.322382199802178,53.173598671948682,123.25351897412,64.322382199802178,8.0201235775891995,2,20,6,22,15,20,32,50,39,2,6,36,11,26,40,52,12,15,20,19,5,12,5,1,4,8,1,1,2,0,0,0,0,2,1,1,2,15,3,0,16,8,18,0,2,0,0,0,0,0,6,0,16,1,4,32,9,0,17,9,13,0,0,0,0,7,1,0,4,0,0,0,0,0,0,0,0,0,0,0,0,0,0,0,0,0,0,0,0,0,0,0,null,2465.0703794823999,739.52111384472005,2711.5774174306398,1848.8027846118,2465.0703794823999,3944.11260717184,6162.6759487059999,4806.8872399906795,246.50703794824,739.52111384472005,4437.1266830683198,1355.7887087153199,3204.5914933271201,4930.1407589647997,6409.1829866542403,1479.0422276894401,1848.8027846118,2465.0703794823999,2341.8168605082801,616.26759487059996,1479.0422276894401,616.26759487059996,123.25351897412,493.01407589647999,986.02815179295999,123.25351897412,123.25351897412,246.50703794824,0,0,0,0,246.50703794824,123.25351897412,123.25351897412,246.50703794824,1848.8027846118,369.76055692236002,0,1972.05630358592,986.02815179295999,2218.5633415341599,0,246.50703794824,0,0,0,0,0,739.52111384472005,0,1972.05630358592,123.25351897412,493.01407589647999,3944.11260717184,1109.28167076708,0,2095.3098225600402,1109.28167076708,1602.2957466635601,0,0,0,0,862.77463281884002,123.25351897412,0,493.01407589647999,0,0,0,0,0,0,0,0,0,0,0,0,0,0,0,0,0,0,0,0,0,0,0]
[4,"SWITCHGEAR","> 11 kv & < = 22 kv ; switch",52.505981436255404,53.841963028112808,8.4088712473334741,53.841963028112808,7.3377082953816588,2,483,449,334,660,521,623,659,504,635,649,720,528,448,445,497,447,462,451,455,532,261,217,175,612,1048,272,169,209,161,356,426,471,347,402,489,344,205,189,242,215,82,212,217,219,123,153,146,161,183,191,161,127,128,119,140,81,84,62,55,56,39,31,20,13,7,3,5,11,4,50,3,5,5,1,3,1,2,1,1,18,2,13,6,1,3,3,2,0,0,0,0,null,4061.484812462068,3775.5831900527301,2808.5629966093802,5549.855023240093,4381.0219198607401,5238.7267870887545,5541.446151992759,4238.0711086560714,5339.633242056756,5457.3574395194246,6054.3872980801016,4439.8840185920744,3767.1743188053965,3741.9477050633959,4179.2090099247371,3758.765447558063,3884.8985162680651,3792.4009325473967,3826.0364175367308,4473.5195035814086,2194.7153955540366,1824.725060671364,1471.5524682833579,5146.229203368086,8812.4970672054806,2287.212979274705,1421.0992407993572,1757.4540906926961,1353.8282708206893,2993.5581640507166,3582.1791513640601,3960.5783574940665,2917.8783228247157,3380.3662414280566,4111.9380399460688,2892.6517090827151,1723.8186057033622,1589.2766657460265,2034.9468418547008,1807.9073181766969,689.52744228134486,1782.6807044346965,1824.725060671364,1841.5428031660308,1034.2911634220172,1286.5573008420215,1227.6952021106872,1353.8282708206893,1538.8234382620258,1606.0944082406936,1353.8282708206893,1067.9266484113512,1076.3355196586847,1000.6556784326834,1177.2419746266864,681.11857103401144,706.34518477601182,521.35001733467539,462.48791860334109,470.89678985067457,327.94597864600547,260.67500866733769,168.17742494666948,109.31532621533516,58.862098731334321,25.226613742000424,42.044356236667369,92.497583720668217,33.635484989333897,420.44356236667369,25.226613742000424,42.044356236667369,42.044356236667369,8.4088712473334741,25.226613742000424,8.4088712473334741,16.817742494666948,8.4088712473334741,8.4088712473334741,151.35968245200255,16.817742494666948,109.31532621533516,50.453227484000848,8.4088712473334741,25.226613742000424,25.226613742000424,16.817742494666948,0,0,0,0]
[4,"SWITCHGEAR","> 33 kv & < = 66 kv ; circuit breaker",57.208590907720655,53.731730643926376,60.424163751626772,57.208590907720655,7.5636360903814417,2,1,0,4,0,1,7,5,8,0,7,8,2,6,2,5,4,5,4,3,0,0,2,0,0,0,0,2,0,1,2,0,0,0,0,0,0,0,0,0,0,0,2,0,0,3,0,0,0,0,3,0,0,3,3,4,3,0,0,1,0,1,0,0,0,0,0,0,0,0,0,0,0,0,0,0,0,0,0,0,0,0,0,0,0,0,0,0,0,0,0,0,null,60.424163751626772,0,241.69665500650709,0,60.424163751626772,422.96914626138738,302.12081875813385,483.39331001301417,0,422.96914626138738,483.39331001301417,120.84832750325354,362.54498250976064,120.84832750325354,302.12081875813385,241.69665500650709,302.12081875813385,241.69665500650709,181.27249125488032,0,0,120.84832750325354,0,0,0,0,120.84832750325354,0,60.424163751626772,120.84832750325354,0,0,0,0,0,0,0,0,0,0,0,120.84832750325354,0,0,181.27249125488032,0,0,0,0,181.27249125488032,0,0,181.27249125488032,181.27249125488032,241.69665500650709,181.27249125488032,0,0,60.424163751626772,0,60.424163751626772,0,0,0,0,0,0,0,0,0,0,0,0,0,0,0,0,0,0,0,0,0,0,0,0,0,0,0,0,0,0]
[4,"SWITCHGEAR","> 33 kv & < = 66 kv ; switch",34.410578867614802,59.876129986256885,50.262624481258648,59.876129986256885,7.7379667863242272,2,1,2,9,2,4,19,9,20,2,2,6,2,8,7,18,12,3,6,2,0,5,0,0,52,0,0,0,154,0,0,0,0,0,0,0,0,0,0,0,0,0,0,0,0,0,0,0,3,0,0,2,0,0,1,0,1,0,0,0,0,0,0,0,0,0,0,0,0,0,0,0,0,0,0,0,0,0,0,0,0,0,0,0,0,0,0,0,0,0,0,0,null,50.262624481258648,100.5252489625173,452.36362033132781,100.5252489625173,201.05049792503459,954.98986514391436,452.36362033132781,1005.252489625173,100.5252489625173,100.5252489625173,301.57574688755187,100.5252489625173,402.10099585006918,351.83837136881056,904.72724066265562,603.15149377510375,150.78787344377594,301.57574688755187,100.5252489625173,0,251.31312240629325,0,0,2613.6564730254495,0,0,0,7740.4441701138321,0,0,0,0,0,0,0,0,0,0,0,0,0,0,0,0,0,0,0,150.78787344377594,0,0,100.5252489625173,0,0,50.262624481258648,0,50.262624481258648,0,0,0,0,0,0,0,0,0,0,0,0,0,0,0,0,0,0,0,0,0,0,0,0,0,0,0,0,0,0,0,0,0,0,0]
[5,"TRANSFORMERS","ground outdoor / indoor chamber mounted ; ˂ 22 kv ; > 60 kva and < = 600 kva ; multiple phase",50.446051125967244,66.545404372036302,14.481569332713301,66.545404372036302,8.157536660784082,2,13,13,15,9,9,6,8,11,7,10,4,1,3,0,0,1,2,1,1,1,1,2,1,0,4,1,2,5,1,5,4,2,6,3,6,8,10,1,1,5,2,1,2,3,6,6,8,6,3,2,2,1,8,2,0,0,1,2,0,0,0,1,0,0,1,1,0,0,0,0,0,0,0,2,0,0,0,0,0,0,0,0,0,0,0,0,0,0,0,0,0,null,188.26040132527291,188.26040132527291,217.22353999069952,130.33412399441971,130.33412399441971,86.889415996279808,115.85255466170641,159.2972626598463,101.3709853289931,144.815693327133,57.926277330853203,14.481569332713301,43.444707998139904,0,0,14.481569332713301,28.963138665426602,14.481569332713301,14.481569332713301,14.481569332713301,14.481569332713301,28.963138665426602,14.481569332713301,0,57.926277330853203,14.481569332713301,28.963138665426602,72.407846663566502,14.481569332713301,72.407846663566502,57.926277330853203,28.963138665426602,86.889415996279808,43.444707998139904,86.889415996279808,115.85255466170641,144.815693327133,14.481569332713301,14.481569332713301,72.407846663566502,28.963138665426602,14.481569332713301,28.963138665426602,43.444707998139904,86.889415996279808,86.889415996279808,115.85255466170641,86.889415996279808,43.444707998139904,28.963138665426602,28.963138665426602,14.481569332713301,115.85255466170641,28.963138665426602,0,0,14.481569332713301,28.963138665426602,0,0,0,14.481569332713301,0,0,14.481569332713301,14.481569332713301,0,0,0,0,0,0,0,28.963138665426602,0,0,0,0,0,0,0,0,0,0,0,0,0,0,0,0,0]
[5,"TRANSFORMERS","ground outdoor / indoor chamber mounted ; ˂ 22 kv ; > 600 kva ; multiple phase",49.974626160767215,58.681078980594798,34.935181991777533,58.681078980594798,7.660357627460666,2,4,6,8,10,19,9,5,17,7,11,14,15,12,17,4,4,5,6,5,2,1,17,0,1,7,6,3,0,7,9,7,6,12,5,3,2,3,2,0,7,3,3,1,1,6,2,1,3,0,4,0,0,0,0,0,2,0,0,0,2,0,0,0,0,0,0,0,0,0,0,0,0,0,0,0,0,0,0,0,0,0,0,0,0,0,0,0,0,0,0,0,null,139.74072796711013,209.61109195066518,279.48145593422026,349.35181991777534,663.76845784377315,314.4166379259978,174.67590995888767,593.89809386021807,244.54627394244272,384.28700190955288,489.09254788488545,524.02772987666299,419.22218390133037,593.89809386021807,139.74072796711013,139.74072796711013,174.67590995888767,209.61109195066518,174.67590995888767,69.870363983555066,34.935181991777533,593.89809386021807,0,34.935181991777533,244.54627394244272,209.61109195066518,104.80554597533259,0,244.54627394244272,314.4166379259978,244.54627394244272,209.61109195066518,419.22218390133037,174.67590995888767,104.80554597533259,69.870363983555066,104.80554597533259,69.870363983555066,0,244.54627394244272,104.80554597533259,104.80554597533259,34.935181991777533,34.935181991777533,209.61109195066518,69.870363983555066,34.935181991777533,104.80554597533259,0,139.74072796711013,0,0,0,0,0,69.870363983555066,0,0,0,69.870363983555066,0,0,0,0,0,0,0,0,0,0,0,0,0,0,0,0,0,0,0,0,0,0,0,0,0,0,0,0,0,0,0]
[5,"TRANSFORMERS","ground outdoor / indoor chamber mounted ; > = 22 kv & < = 33 kv ; < = 15 mva",59.486918116657442,63.467828545607446,24.224497083491144,63.467828545607446,7.9666698529314894,2,31,19,29,23,22,14,22,27,13,17,22,18,15,13,20,14,17,15,20,22,26,28,18,10,25,50,24,34,40,85,79,71,57,46,27,41,24,32,32,25,36,29,28,19,16,14,16,10,6,16,6,5,7,6,6,5,8,6,3,2,2,0,1,2,1,0,0,1,3,1,2,0,0,1,0,0,0,0,0,0,0,0,0,2,0,0,0,0,0,0,0,null,750.95940958822553,460.26544458633174,702.51041542124312,557.16343292029637,532.93893583680517,339.14295916887602,532.93893583680517,654.06142125426095,314.91846208538487,411.81645041934945,532.93893583680517,436.0409475028406,363.36745625236716,314.91846208538487,484.48994166982288,339.14295916887602,411.81645041934945,363.36745625236716,484.48994166982288,532.93893583680517,629.83692417076975,678.28591833775204,436.0409475028406,242.24497083491144,605.61242708727855,1211.2248541745571,581.38793000378746,823.6329008386989,968.97988333964577,2059.0822520967472,1913.7352695958004,1719.9392929278713,1380.7963337589952,1114.3268658405927,654.06142125426095,993.20438042313685,581.38793000378746,775.18390667171661,775.18390667171661,605.61242708727855,872.08189500568119,702.51041542124312,678.28591833775204,460.26544458633174,387.59195333585831,339.14295916887602,387.59195333585831,242.24497083491144,145.34698250094687,387.59195333585831,145.34698250094687,121.12248541745572,169.57147958443801,145.34698250094687,145.34698250094687,121.12248541745572,193.79597666792915,145.34698250094687,72.673491250473433,48.448994166982288,48.448994166982288,0,24.224497083491144,48.448994166982288,24.224497083491144,0,0,24.224497083491144,72.673491250473433,24.224497083491144,48.448994166982288,0,0,24.224497083491144,0,0,0,0,0,0,0,0,0,48.448994166982288,0,0,0,0,0,0,0]
[5,"TRANSFORMERS","ground outdoor / indoor chamber mounted ; > 33 kv & < = 66 kv ; > 15 mva and < = 40 mva",60.79661847778894,56.71959963979068,680.33071873589302,60.79661847778894,7.7972186372955417,2,1,1,3,3,0,2,2,4,3,2,4,1,3,2,3,2,2,2,1,0,2,0,0,0,0,0,0,0,0,0,1,0,0,2,1,0,1,0,4,0,2,0,0,3,2,0,0,2,0,1,8,1,9,3,3,3,10,3,4,0,0,2,0,0,0,0,0,0,0,0,1,0,0,0,0,0,0,0,0,0,0,0,0,0,0,0,0,0,0,0,0,null,680.33071873589302,680.33071873589302,2040.992156207679,2040.992156207679,0,1360.661437471786,1360.661437471786,2721.3228749435721,2040.992156207679,1360.661437471786,2721.3228749435721,680.33071873589302,2040.992156207679,1360.661437471786,2040.992156207679,1360.661437471786,1360.661437471786,1360.661437471786,680.33071873589302,0,1360.661437471786,0,0,0,0,0,0,0,0,0,680.33071873589302,0,0,1360.661437471786,680.33071873589302,0,680.33071873589302,0,2721.3228749435721,0,1360.661437471786,0,0,2040.992156207679,1360.661437471786,0,0,1360.661437471786,0,680.33071873589302,5442.6457498871441,680.33071873589302,6122.9764686230374,2040.992156207679,2040.992156207679,2040.992156207679,6803.3071873589306,2040.992156207679,2721.3228749435721,0,0,1360.661437471786,0,0,0,0,0,0,0,0,680.33071873589302,0,0,0,0,0,0,0,0,0,0,0,0,0,0,0,0,0,0,0,0]
["","TRANSFORMERS","kiosk mounted ; < = 22 kv ; < = 60 kva ; multiple phase",39.611660252963354,"","","","",2,0,0,0,0,0,0,0,0,0,0,0,0,0,0,0,0,0,0,0,0,0,0,0,5,0,0,3,18,0,0,0,0,0,0,0,0,0,0,0,0,0,0,0,0,0,0,0,0,0,0,0,0,0,0,0,0,0,0,0,0,0,0,0,0,0,0,0,0,0,0,0,0,0,0,0,0,0,0,0,0,0,0,0,0,0,0,0,0,0,0,0,null,"","","","","","","","","","","","","","","","","","","","","","","","","","","","","","","","","","","","","","","","","","","","","","","","","","","","","","","","","","","","","","","","","","","","","","","","","","","","","","","","","","","","","","","","","","",""]
[5,"TRANSFORMERS","kiosk mounted ; < = 22 kv ; > 60 kva and < = 600 kva ; multiple phase",39.611660252963354,51.555454284724931,38.384932894614835,51.555454284724931,7.1802126907721142,2,57,70,68,74,61,61,63,67,57,55,98,56,65,66,60,48,58,65,40,46,35,27,33,19,22,25,16,25,22,37,38,41,29,30,20,20,10,13,9,7,16,35,15,11,8,5,4,0,1,5,0,0,1,0,0,0,0,0,0,0,0,0,0,0,0,0,0,0,0,0,0,0,0,0,0,0,0,0,0,0,0,0,0,0,0,0,0,0,0,0,0,null,2187.9411749930455,2686.9453026230385,2610.1754368338088,2840.4850342014979,2341.4809065715049,2341.4809065715049,2418.2507723607346,2571.790503939194,2187.9411749930455,2111.1713092038158,3761.7234236722538,2149.5562420984306,2495.0206381499643,2533.4055710445791,2303.09597367689,1842.4767789415121,2226.3261078876603,2495.0206381499643,1535.3973157845935,1765.7069131522824,1343.4726513115193,1036.3931881546005,1266.7027855222896,729.3137249976819,844.46852368152634,959.62332236537088,614.15892631383736,959.62332236537088,844.46852368152634,1420.242517100749,1458.6274499953638,1573.7822486792081,1113.1630539438302,1151.547986838445,767.69865789229675,767.69865789229675,383.84932894614838,499.00412762999287,345.46439605153353,268.69453026230383,614.15892631383736,1343.4726513115193,575.77399341922251,422.23426184076317,307.07946315691868,191.92466447307419,153.53973157845934,0,38.384932894614835,191.92466447307419,0,0,38.384932894614835,0,0,0,0,0,0,0,0,0,0,0,0,0,0,0,0,0,0,0,0,0,0,0,0,0,0,0,0,0,0,0,0,0,0,0,0,0,0]
["","TRANSFORMERS","kiosk mounted ; < = 22 kv ; > 60 kva and < = 600 kva ; single phase",39.611660252963354,"","","","",2,0,0,0,0,0,0,0,0,0,0,0,1,0,0,0,0,0,0,0,2,0,0,0,0,0,0,0,0,0,0,0,0,0,0,0,0,0,0,0,0,0,0,0,0,0,0,0,0,0,0,0,0,0,0,0,0,0,0,0,0,0,0,0,0,0,0,0,0,0,0,0,0,0,0,0,0,0,0,0,0,0,0,0,0,0,0,0,0,0,0,0,null,"","","","","","","","","","","","","","","","","","","","","","","","","","","","","","","","","","","","","","","","","","","","","","","","","","","","","","","","","","","","","","","","","","","","","","","","","","","","","","","","","","","","","","","","","","",""]
[5,"TRANSFORMERS","kiosk mounted ; < = 22 kv ; > 600 kva ; multiple phase",40.080348101594744,46.457247836110575,70.950664193917859,46.457247836110575,6.8159553868926235,2,26,42,26,50,26,21,31,41,36,30,26,43,38,37,29,30,11,12,17,13,4,9,2,1,4,7,1,3,3,6,2,1,5,0,2,2,0,3,0,0,1,1,0,2,0,1,0,0,0,2,0,0,0,0,0,0,0,0,0,0,0,0,0,0,0,0,0,0,0,0,0,0,0,0,0,0,0,0,0,0,0,0,0,0,0,0,0,0,0,0,0,null,1844.7172690418643,2979.9278961445502,1844.7172690418643,3547.5332096958928,1844.7172690418643,1489.9639480722751,2199.4705900114536,2908.9772319506324,2554.223910981043,2128.5199258175357,1844.7172690418643,3050.8785603384681,2696.1252393688787,2625.1745751749609,2057.5692616236179,2128.5199258175357,780.45730613309649,851.40797032701425,1206.1612912966036,922.35863452093213,283.80265677567144,638.55597774526075,141.90132838783572,70.950664193917859,283.80265677567144,496.654649357425,70.950664193917859,212.85199258175356,212.85199258175356,425.70398516350713,141.90132838783572,70.950664193917859,354.75332096958931,0,141.90132838783572,141.90132838783572,0,212.85199258175356,0,0,70.950664193917859,70.950664193917859,0,141.90132838783572,0,70.950664193917859,0,0,0,141.90132838783572,0,0,0,0,0,0,0,0,0,0,0,0,0,0,0,0,0,0,0,0,0,0,0,0,0,0,0,0,0,0,0,0,0,0,0,0,0,0,0,0,0]
[5,"TRANSFORMERS","pole mounted ; < = 22 kv ; < = 60 kva ; multiple phase",56.648027904450501,57.378578874311842,7.4566247275398005,57.378578874311842,7.5748649409947797,2,9,9,10,6,10,6,10,3,7,4,8,3,0,13,11,3,7,9,18,22,27,16,8,14,22,26,12,6,12,32,36,16,17,30,21,21,8,7,13,10,11,5,11,12,5,5,5,3,6,6,3,8,2,2,1,2,3,1,0,1,0,0,1,1,0,0,0,0,0,0,0,0,0,0,0,0,0,0,0,0,0,1,1,0,0,0,0,0,0,0,0,null,67.109622547858208,67.109622547858208,74.566247275398013,44.739748365238803,74.566247275398013,44.739748365238803,74.566247275398013,22.369874182619402,52.1963730927786,29.826498910159202,59.652997820318404,22.369874182619402,0,96.936121458017411,82.022872002937802,22.369874182619402,52.1963730927786,67.109622547858208,134.21924509571642,164.0457440058756,201.32886764357463,119.30599564063681,59.652997820318404,104.3927461855572,164.0457440058756,193.87224291603482,89.479496730477607,44.739748365238803,89.479496730477607,238.61199128127362,268.43849019143283,119.30599564063681,126.76262036817661,223.69874182619401,156.5891192783358,156.5891192783358,59.652997820318404,52.1963730927786,96.936121458017411,74.566247275398013,82.022872002937802,37.283123637699006,82.022872002937802,89.479496730477607,37.283123637699006,37.283123637699006,37.283123637699006,22.369874182619402,44.739748365238803,44.739748365238803,22.369874182619402,59.652997820318404,14.913249455079601,14.913249455079601,7.4566247275398005,14.913249455079601,22.369874182619402,7.4566247275398005,0,7.4566247275398005,0,0,7.4566247275398005,7.4566247275398005,0,0,0,0,0,0,0,0,0,0,0,0,0,0,0,0,0,7.4566247275398005,7.4566247275398005,0,0,0,0,0,0,0,0]
[5,"TRANSFORMERS","pole mounted ; < = 22 kv ; < = 60 kva ; single phase",50.69641078389747,55.251752298459252,7.326372918207892,55.251752298459252,7.4331522450747132,2,18,26,31,16,18,18,22,34,27,27,26,17,2,28,17,16,16,19,22,31,14,13,12,16,20,12,16,16,18,57,59,67,64,71,85,51,29,32,29,26,29,22,16,19,6,1,5,10,10,7,4,4,1,2,4,1,2,1,5,1,3,1,0,2,0,1,0,0,0,0,0,0,0,0,0,0,0,0,0,0,0,0,0,0,0,0,0,0,0,0,0,null,131.87471252774205,190.48569587340521,227.11756046444467,117.22196669132627,131.87471252774205,131.87471252774205,161.18020420057363,249.09667921906833,197.81206879161309,197.81206879161309,190.48569587340521,124.54833960953417,14.652745836415784,205.13844170982097,124.54833960953417,117.22196669132627,117.22196669132627,139.20108544594996,161.18020420057363,227.11756046444467,102.56922085491048,95.242847936702603,87.916475018494708,117.22196669132627,146.52745836415784,87.916475018494708,117.22196669132627,117.22196669132627,131.87471252774205,417.60325633784987,432.25600217426563,490.86698551992879,468.88786676530509,520.17247719276031,622.74169804767087,373.64501882860247,212.46481462802888,234.44393338265255,212.46481462802888,190.48569587340521,212.46481462802888,161.18020420057363,117.22196669132627,139.20108544594996,43.958237509247354,7.326372918207892,36.631864591039459,73.263729182078919,73.263729182078919,51.284610427455242,29.305491672831568,29.305491672831568,7.326372918207892,14.652745836415784,29.305491672831568,7.326372918207892,14.652745836415784,7.326372918207892,36.631864591039459,7.326372918207892,21.979118754623677,7.326372918207892,0,14.652745836415784,0,7.326372918207892,0,0,0,0,0,0,0,0,0,0,0,0,0,0,0,0,0,0,0,0,0,0,0,0,0]
[5,"TRANSFORMERS","pole mounted ; < = 22 kv ; > 60 kva and < = 600 kva ; multiple phase",54.237259601787336,54.872455898030239,20.148807418825907,54.872455898030239,7.4075944744586444,2,201,194,164,231,284,258,288,305,211,229,617,291,264,258,109,187,190,188,201,114,92,58,43,34,45,53,62,57,70,138,130,154,130,131,106,69,69,79,75,67,77,96,117,116,57,47,60,45,48,65,18,37,48,30,24,27,16,16,12,22,7,5,2,4,4,2,2,0,0,1,0,0,0,0,0,0,0,0,0,0,0,0,0,0,0,0,0,0,0,0,0,null,4049.9102911840073,3908.8686392522259,3304.4044166874487,4654.3745137487849,5722.2613069465579,5198.3923140570841,5802.8565366218609,6145.3862627419012,4251.3983653722662,4614.076898911133,12431.814177415585,5863.3029588783393,5319.2851585700391,5198.3923140570841,2196.2200086520238,3767.8269873204445,3828.2734095769224,3787.9757947392704,4049.9102911840073,2296.9640457461533,1853.6902825319835,1168.6308302919026,866.39871900951402,685.05945224008087,906.69633384716576,1067.8867931977732,1249.2260599672063,1148.4820228730766,1410.4165193178135,2780.535423797975,2619.3449644473681,3102.9163424991898,2619.3449644473681,2639.493771866194,2135.7735863955463,1390.2677118989875,1390.2677118989875,1591.7557860872466,1511.1605564119429,1349.9700970613358,1551.4581712495949,1934.285512207287,2357.4104680026312,2337.2616605838052,1148.4820228730766,946.99394868481761,1208.9284451295543,906.69633384716576,967.14275610364348,1309.672482223684,362.6785335388663,745.50587449655859,967.14275610364348,604.46422256477717,483.57137805182174,544.01780030829946,322.38091870121451,322.38091870121451,241.78568902591087,443.27376321416995,141.04165193178136,100.74403709412954,40.297614837651814,80.595229675303628,80.595229675303628,40.297614837651814,40.297614837651814,0,0,20.148807418825907,0,0,0,0,0,0,0,0,0,0,0,0,0,0,0,0,0,0,0,0,0]
[5,"TRANSFORMERS","pole mounted ; < = 22 kv ; > 60 kva and < = 600 kva ; single phase",30.092748176871119,46.467442884159823,7.9603587664942239,46.467442884159823,6.8167032269389445,2,0,0,1,9,1,1,1,2,2,0,0,2,1,0,3,1,0,2,0,3,1,1,0,0,2,1,1,1,0,2,0,0,1,0,0,0,0,0,0,0,0,0,0,0,0,0,0,0,0,0,0,0,0,0,0,0,0,0,0,0,0,0,0,0,0,0,0,0,0,0,0,0,0,0,0,0,0,0,0,0,0,0,0,0,0,0,0,0,0,0,0,null,0,0,7.9603587664942239,71.643228898448015,7.9603587664942239,7.9603587664942239,7.9603587664942239,15.920717532988448,15.920717532988448,0,0,15.920717532988448,7.9603587664942239,0,23.881076299482672,7.9603587664942239,0,15.920717532988448,0,23.881076299482672,7.9603587664942239,7.9603587664942239,0,0,15.920717532988448,7.9603587664942239,7.9603587664942239,7.9603587664942239,0,15.920717532988448,0,0,7.9603587664942239,0,0,0,0,0,0,0,0,0,0,0,0,0,0,0,0,0,0,0,0,0,0,0,0,0,0,0,0,0,0,0,0,0,0,0,0,0,0,0,0,0,0,0,0,0,0,0,0,0,0,0,0,0,0,0,0,0,0]
[5,"TRANSFORMERS","pole mounted ; < = 22 kv ; > 600 kva ; multiple phase",30.092748176871119,49.838621071303649,7.9603587664942239,49.838621071303649,7.0596473758470148,2,0,0,0,0,0,0,0,0,0,0,0,0,0,0,0,0,0,0,0,0,0,0,0,0,0,0,0,0,0,0,0,0,0,0,0,0,0,0,0,0,0,0,0,0,0,0,0,0,0,1,0,0,0,0,0,0,0,0,0,0,0,0,0,0,0,0,0,0,0,0,0,0,0,0,0,0,0,0,0,0,0,0,0,0,0,0,0,0,0,0,0,null,0,0,0,0,0,0,0,0,0,0,0,0,0,0,0,0,0,0,0,0,0,0,0,0,0,0,0,0,0,0,0,0,0,0,0,0,0,0,0,0,0,0,0,0,0,0,0,0,0,7.9603587664942239,0,0,0,0,0,0,0,0,0,0,0,0,0,0,0,0,0,0,0,0,0,0,0,0,0,0,0,0,0,0,0,0,0,0,0,0,0,0,0,0,0]
[6,"UNDERGROUND CABLES","˂ = 1 kv",61.867909063268733,64.695969603604198,143.97777693386996,64.695969603604198,8.043380483578046,2,30.875,36.487000000000002,32.658999999999999,40.113999999999997,33.47,36.792000000000002,41.18,49.85,68.682000000000002,52.51,58.841999999999999,71.194999999999993,68.563000000000002,68.281999999999996,67.539000000000001,69.233000000000004,76.941000000000003,87.265000000000001,59.631999999999998,99.89,107.771,130.214,58.651000000000003,37.277000000000001,69.198999999999998,68.323999999999998,40.180999999999997,30.934999999999999,38.274000000000001,71.457999999999998,66.744,55.725000000000001,71.552000000000007,67.5,53.323999999999998,67.569000000000003,65.039000000000001,42.323,30.510999999999999,35.904000000000003,27.661999999999999,42.442,58.905999999999999,56.468000000000004,31.986999999999998,44.497,21.530999999999999,14.138,12.715999999999999,2.6579999999999999,0.80100000000000005,0.57899999999999996,1.804,0.66,0.42799999999999999,0.41799999999999998,8.5999999999999993E-2,0.51900000000000002,0.25,0.54,9.0999999999999998E-2,0.1,0,0,0.11,0.20499999999999999,8.9999999999999993E-3,0,0,0.315,0.13700000000000001,4.9000000000000002E-2,0.21299999999999999,0,0,0,0,0,0,0.29199999999999998,0,0,0,0,0,0,0,0,0,0,2.4E-2,null,4445.3138628332354,5253.3171469861136,4702.1702168832589,5775.5245439252594,4818.9361939766277,5297.2303689509436,5929.0048541367651,7177.2921801534176,9888.6816753720577,7560.2730667975111,8471.9403503427766,10250.497828806871,9871.5483199169266,9831.0905645985076,9724.1150763366441,9968.013430462619,11077.794135068889,12564.220704134163,8585.6827941205338,14381.94013792427,15516.628997940099,18747.922245666941,8444.440594948408,5367.0595907638708,9963.1181860468678,9837.1376312297307,5785.1710549798281,4453.9525294492669,5510.6054343669393,10288.36398414048,9609.6527436742163,8023.1616196399036,10301.897895172264,9718.4999430362222,7677.4709772216811,9728.4344096446603,9364.1706340019682,6093.5714531721787,4392.9059520293067,5169.3781030336677,3982.7132655447108,6110.7048086273089,8481.154928066544,8130.1371079017699,4605.4171507836982,6406.5791402264113,3099.9855151631541,2035.5578102910536,1830.8214114910904,382.69293109022635,115.32619932402984,83.363132844710705,259.73590958870142,95.025332776354176,61.622488527696341,60.182710758357643,12.382088816312816,74.724466228678509,35.99444423346749,77.747999544289783,13.101977700982166,14.397777693386997,0,0,15.837555462725696,29.515444271443339,1.2957999924048296,0,0,45.352999734169039,19.724955439940185,7.054911069759628,30.667266486914301,0,0,0,0,0,0,42.041510864690025,0,0,0,0,0,0,0,0,0,0,3.4554666464128792]
[6,"UNDERGROUND CABLES","> 1 kv & < = 11 kv",79.565566526622774,72.625308147732596,793.53108366428989,79.565566526622774,8.9199532805179409,2,5.2460000000000004,3.0259999999999998,7.8929999999999998,10.359,13.23,7.81,9.4220000000000006,8.7739999999999991,8.0589999999999993,8.8970000000000002,7.7240000000000002,4.718,4.6449999999999996,8.61,18.233000000000001,2.6,3.302,2.7160000000000002,2.8889999999999998,2.0030000000000001,2.5990000000000002,1.5349999999999999,2.431,1.296,0.104,0.54,1.522,0.88200000000000001,0.90900000000000003,0.875,1.599,1.806,0.90700000000000003,0.3,4.391,3.6469999999999998,1.5129999999999999,1.4830000000000001,2.34,0.88900000000000001,0.66600000000000004,0.73199999999999998,0.45400000000000001,0.307,1.0509999999999999,0.48799999999999999,1.5,1.028,1.377,0.21299999999999999,4.133,3.2450000000000001,2.8220000000000001,1.4359999999999999,2.37,2.4670000000000001,2.165,5.5439999999999996,3.51,3.9870000000000001,3.5680000000000001,4.8559999999999999,0,0.16200000000000001,1.2749999999999999,0,0,0,6.0999999999999999E-2,0.376,0.52100000000000002,0,0,0,0,0.126,0,0,0.32400000000000001,1.038,2.5000000000000001E-2,0,0,5.1999999999999998E-2,0,0.82299999999999995,1.569,0.20599999999999999,0,0,0,null,4162.8640649028648,2401.2250591681409,6263.3408433622399,8220.1884956783797,10498.416236878556,6197.4777634181037,7476.6498702849394,6962.4417280704793,6395.0670032505113,7060.046051361187,6129.2340902229753,3743.8796527281197,3685.9518836206262,6832.3026303495353,14468.452248450998,2063.180817527154,2620.2396382594852,2155.2304232322117,2292.5113007061332,1589.4427605795727,2062.3872864434898,1218.0702134246849,1929.0740643878887,1028.4162844289197,82.527232701086149,428.5067851787166,1207.7543093370493,699.89441579190373,721.31975505083949,694.33969820625362,1268.8562027791995,1433.1171370977077,719.73269288351094,238.05932509928695,3484.394988369897,2894.0078621236653,1200.6125295840704,1176.806597074142,1856.8627357744383,705.44913337755372,528.49170172041715,580.86475324226024,360.26311198358763,243.614042684937,834.00116893116865,387.24316882817345,1190.2966254964349,815.74995400688999,1092.6923022057272,169.02212082049374,3279.66396878451,2575.0083664906206,2239.3447181006263,1139.5106361419203,1880.6686682843672,1957.6411833998031,1717.9947961331877,4399.3363278348224,2785.2941036616576,3163.8084305695238,2831.3189065141864,3853.3869422737916,0,128.55203555361496,1011.7521316719696,0,0,0,48.405396103521682,298.367687457773,413.42969458909505,0,0,0,0,99.984916541700528,0,0,257.10407110722991,823.68526484353299,19.83827709160725,0,0,41.263616350543074,0,653.07608185571053,1245.0502702692709,163.46740323484372,0,0,0]
[6,"UNDERGROUND CABLES","> 11 kv & < = 22 kv",69.96516743388257,61.113668176043589,631.06373888415737,69.96516743388257,8.3645183623375807,2,16.035,21.003,22.077999999999999,28.933,32.500999999999998,33.137999999999998,24.402999999999999,31.744,23.332000000000001,28.564,26.498000000000001,28.969000000000001,30.640999999999998,38.612000000000002,49.646000000000001,30.03,24.927,28.199000000000002,26.533999999999999,23.318999999999999,27.803999999999998,13.324999999999999,10.804,5.6680000000000001,4.2839999999999998,3.641,1.377,3.83,2.411,4.6719999999999997,10.272,10.739000000000001,9.6110000000000007,9.6579999999999995,4.9580000000000002,3.5779999999999998,17.995999999999999,2.3730000000000002,3.0680000000000001,5.7770000000000001,4.1669999999999998,15.67,14.122999999999999,23.628,18.7,4.4459999999999997,10.865,9.8629999999999995,9.8529999999999998,6.12,5.2910000000000004,3.9510000000000001,3.0579999999999998,8.3000000000000007,5.5659999999999998,5.2519999999999998,5.101,2.9729999999999999,2.7480000000000002,6.782,5.2210000000000001,0.33900000000000002,2.5299999999999998,2.7709999999999999,1.042,0.05,0,0.14099999999999999,0.152,1.921,3.7970000000000002,1.784,1.7270000000000001,0.29399999999999998,2.7679999999999998,0.14399999999999999,0,0,0.33300000000000002,0.40400000000000003,0.308,0,0.223,0,0,0,0,0,0,0,0,null,10119.107053007463,13254.231707783958,13932.625227084427,18258.567157135327,20510.202577473996,20912.190179143206,15399.848419990092,20032.487327138693,14723.97915564516,18025.70463748707,16721.926952952403,18281.285451735155,19336.424023149466,24366.633085795085,31329.790380642877,18950.844078691247,15730.52581916539,17795.366372794353,16744.645247552231,14715.775327039666,17546.096195935112,8408.9243206313968,6818.0126349044367,3576.8692719954042,2703.47705737973,2297.7030732772168,868.97476844348466,2416.9741199263226,1521.4946744497036,2948.3297880667828,6482.286725818065,6776.9934918769668,6065.1535944156367,6094.8135901431915,3128.8140173876523,2257.9460577275149,11356.623044959295,1497.5142523721056,1936.1035508965949,3645.6552195337772,2629.6425999302837,9888.7687883147464,8912.5131842609535,14910.77402235487,11800.891917133742,2805.7093830789636,6856.5075229763697,6224.1816566144435,6217.8710192256021,3862.1100819710432,3338.9582424360769,2493.3328323313058,1929.7929135077532,5237.8290327385066,3512.5007706292199,3314.3467566195945,3219.056132048087,1876.1524957025997,1734.1631544536647,4279.8742771123552,3294.7837807141859,213.93060748172937,1596.5912593769181,1748.677620448,657.56841591729199,31.553186944207869,0,88.979987182666179,95.921688310391914,1212.2734423964664,2396.1490165431455,1125.8177101693368,1089.8470770529398,185.53273923194226,1746.7844292313475,90.873178399318661,0,0,210.14422504842443,254.94975050919959,194.36763157632046,0,140.7272137711671,0,0,0,0,0,0,0,0]
["","UNDERGROUND CABLES","> 33 kv & < = 66 kv",24.236262271810311,"",660.02032004352407,"","",2,0.17499999999999999,0,0.11,0.214,0,0,0,0.36199999999999999,0,0.34499999999999997,0.753,0.26300000000000001,0.158,0,0,0,0.74199999999999999,0,0.34300000000000003,0,3.3000000000000002E-2,0.10199999999999999,0,0,0,0,0,0,0,0,0,0,0,0,0,0,0,0,0,0,0,0,0,0,0,0,0,0,0,0,0,0,0,0,0,0,0,0,0,0,0,0,0,0,0,0,0,0,0,0,0,0,0,0,0,0,0,0,0,0,0,0,0,0,0,0,0,0,0,0,0,null,115.50355600761671,0,72.602235204787647,141.24434848931415,0,0,0,238.92735585575571,0,227.70701041501579,496.99530099277365,173.58534417144685,104.2832105668768,0,0,0,489.73507747229485,0,226.38696977492879,0,21.780670561436295,67.322072644439444,0,0,0,0,0,0,0,0,0,0,0,0,0,0,0,0,0,0,0,0,0,0,0,0,0,0,0,0,0,0,0,0,0,0,0,0,0,0,0,0,0,0,0,0,0,0,0,0,0,0,0,0,0,0,0,0,0,0,0,0,0,0,0,0,0,0,0,0,0]
["","","","","","","","","","","","","","","","","","","","","","","","","","","","","","","","","","","","","","","","","","","","","","","","","","","","","","","","","","","","","","","","","","","","","","","","","","","","","","","","","","","","","","","","","","","","","","","","","","","","",null,"","","","","","","","","","","","","","","","","","","","","","","","","","","","","","","","","","","","","","","","","","","","","","","","","","","","","","","","","","","","","","","","","","","","","","","","","","","","","","","","","","","","","","","","","","",""]
["","","","","","","","","","","","","","","","","","","","","","","","","","","","","","","","","","","","","","","","","","","","","","","","","","","","","","","","","","","","","","","","","","","","","","","","","","","","","","","","","","","","","","","","","","","","","","","","","","","","",null,"","","","","","","","","","","","","","","","","","","","","","","","","","","","","","","","","","","","","","","","","","","","","","","","","","","","","","","","","","","","","","","","","","","","","","","","","","","","","","","","","","","","","","","","","","",""]
["","","","","","","","","","","","","","","","","","","","","","","","","","","","","","","","","","","","","","","","","","","","","","","","","","","","","","","","","","","","","","","","","","","","","","","","","","","","","","","","","","","","","","","","","","","","","","","","","","","","",null,"","","","","","","","","","","","","","","","","","","","","","","","","","","","","","","","","","","","","","","","","","","","","","","","","","","","","","","","","","","","","","","","","","","","","","","","","","","","","","","","","","","","","","","","","","",""]
["","","","","","","","","","","","","","","","","","","","","","","","","","","","","","","","","","","","","","","","","","","","","","","","","","","","","","","","","","","","","","","","","","","","","","","","","","","","","","","","","","","","","","","","","","","","","","","","","","","","",null,"","","","","","","","","","","","","","","","","","","","","","","","","","","","","","","","","","","","","","","","","","","","","","","","","","","","","","","","","","","","","","","","","","","","","","","","","","","","","","","","","","","","","","","","","","",""]
["","","","","","","","","","","","","","","","","","","","","","","","","","","","","","","","","","","","","","","","","","","","","","","","","","","","","","","","","","","","","","","","","","","","","","","","","","","","","","","","","","","","","","","","","","","","","","","","","","","","",null,"","","","","","","","","","","","","","","","","","","","","","","","","","","","","","","","","","","","","","","","","","","","","","","","","","","","","","","","","","","","","","","","","","","","","","","","","","","","","","","","","","","","","","","","","","",""]
["","","","","","","","","","","","","","","","","","","","","","","","","","","","","","","","","","","","","","","","","","","","","","","","","","","","","","","","","","","","","","","","","","","","","","","","","","","","","","","","","","","","","","","","","","","","","","","","","","","","",null,"","","","","","","","","","","","","","","","","","","","","","","","","","","","","","","","","","","","","","","","","","","","","","","","","","","","","","","","","","","","","","","","","","","","","","","","","","","","","","","","","","","","","","","","","","",""]
["","","","","","","","","","","","","","","","","","","","","","","","","","","","","","","","","","","","","","","","","","","","","","","","","","","","","","","","","","","","","","","","","","","","","","","","","","","","","","","","","","","","","","","","","","","","","","","","","","","","",null,"","","","","","","","","","","","","","","","","","","","","","","","","","","","","","","","","","","","","","","","","","","","","","","","","","","","","","","","","","","","","","","","","","","","","","","","","","","","","","","","","","","","","","","","","","",""]
["","","","","","","","","","","","","","","","","","","","","","","","","","","","","","","","","","","","","","","","","","","","","","","","","","","","","","","","","","","","","","","","","","","","","","","","","","","","","","","","","","","","","","","","","","","","","","","","","","","","",null,"","","","","","","","","","","","","","","","","","","","","","","","","","","","","","","","","","","","","","","","","","","","","","","","","","","","","","","","","","","","","","","","","","","","","","","","","","","","","","","","","","","","","","","","","","",""]
["","","","","","","","","","","","","","","","","","","","","","","","","","","","","","","","","","","","","","","","","","","","","","","","","","","","","","","","","","","","","","","","","","","","","","","","","","","","","","","","","","","","","","","","","","","","","","","","","","","","",null,"","","","","","","","","","","","","","","","","","","","","","","","","","","","","","","","","","","","","","","","","","","","","","","","","","","","","","","","","","","","","","","","","","","","","","","","","","","","","","","","","","","","","","","","","","",""]
["","","","","","","","","","","","","","","","","","","","","","","","","","","","","","","","","","","","","","","","","","","","","","","","","","","","","","","","","","","","","","","","","","","","","","","","","","","","","","","","","","","","","","","","","","","","","","","","","","","","",null,"","","","","","","","","","","","","","","","","","","","","","","","","","","","","","","","","","","","","","","","","","","","","","","","","","","","","","","","","","","","","","","","","","","","","","","","","","","","","","","","","","","","","","","","","","",""]
["","","","","","","","","","","","","","","","","","","","","","","","","","","","","","","","","","","","","","","","","","","","","","","","","","","","","","","","","","","","","","","","","","","","","","","","","","","","","","","","","","","","","","","","","","","","","","","","","","","","",null,"","","","","","","","","","","","","","","","","","","","","","","","","","","","","","","","","","","","","","","","","","","","","","","","","","","","","","","","","","","","","","","","","","","","","","","","","","","","","","","","","","","","","","","","","","",""]
["","","","","","","","","","","","","","","","","","","","","","","","","","","","","","","","","","","","","","","","","","","","","","","","","","","","","","","","","","","","","","","","","","","","","","","","","","","","","","","","","","","","","","","","","","","","","","","","","","","","",null,"","","","","","","","","","","","","","","","","","","","","","","","","","","","","","","","","","","","","","","","","","","","","","","","","","","","","","","","","","","","","","","","","","","","","","","","","","","","","","","","","","","","","","","","","","",""]
["","","","","","","","","","","","","","","","","","","","","","","","","","","","","","","","","","","","","","","","","","","","","","","","","","","","","","","","","","","","","","","","","","","","","","","","","","","","","","","","","","","","","","","","","","","","","","","","","","","","",null,"","","","","","","","","","","","","","","","","","","","","","","","","","","","","","","","","","","","","","","","","","","","","","","","","","","","","","","","","","","","","","","","","","","","","","","","","","","","","","","","","","","","","","","","","","",""]
["","","","","","","","","","","","","","","","","","","","","","","","","","","","","","","","","","","","","","","","","","","","","","","","","","","","","","","","","","","","","","","","","","","","","","","","","","","","","","","","","","","","","","","","","","","","","","","","","","","","",null,"","","","","","","","","","","","","","","","","","","","","","","","","","","","","","","","","","","","","","","","","","","","","","","","","","","","","","","","","","","","","","","","","","","","","","","","","","","","","","","","","","","","","","","","","","",""]
["","","","","","","","","","","","","","","","","","","","","","","","","","","","","","","","","","","","","","","","","","","","","","","","","","","","","","","","","","","","","","","","","","","","","","","","","","","","","","","","","","","","","","","","","","","","","","","","","","","","",null,"","","","","","","","","","","","","","","","","","","","","","","","","","","","","","","","","","","","","","","","","","","","","","","","","","","","","","","","","","","","","","","","","","","","","","","","","","","","","","","","","","","","","","","","","","",""]
["","","","","","","","","","","","","","","","","","","","","","","","","","","","","","","","","","","","","","","","","","","","","","","","","","","","","","","","","","","","","","","","","","","","","","","","","","","","","","","","","","","","","","","","","","","","","","","","","","","","",null,"","","","","","","","","","","","","","","","","","","","","","","","","","","","","","","","","","","","","","","","","","","","","","","","","","","","","","","","","","","","","","","","","","","","","","","","","","","","","","","","","","","","","","","","","","",""]
["","","","","","","","","","","","","","","","","","","","","","","","","","","","","","","","","","","","","","","","","","","","","","","","","","","","","","","","","","","","","","","","","","","","","","","","","","","","","","","","","","","","","","","","","","","","","","","","","","","","",null,"","","","","","","","","","","","","","","","","","","","","","","","","","","","","","","","","","","","","","","","","","","","","","","","","","","","","","","","","","","","","","","","","","","","","","","","","","","","","","","","","","","","","","","","","","",""]
["","","","","","","","","","","","","","","","","","","","","","","","","","","","","","","","","","","","","","","","","","","","","","","","","","","","","","","","","","","","","","","","","","","","","","","","","","","","","","","","","","","","","","","","","","","","","","","","","","","","",null,"","","","","","","","","","","","","","","","","","","","","","","","","","","","","","","","","","","","","","","","","","","","","","","","","","","","","","","","","","","","","","","","","","","","","","","","","","","","","","","","","","","","","","","","","","",""]
["","","","","","","","","","","","","","","","","","","","","","","","","","","","","","","","","","","","","","","","","","","","","","","","","","","","","","","","","","","","","","","","","","","","","","","","","","","","","","","","","","","","","","","","","","","","","","","","","","","","",null,"","","","","","","","","","","","","","","","","","","","","","","","","","","","","","","","","","","","","","","","","","","","","","","","","","","","","","","","","","","","","","","","","","","","","","","","","","","","","","","","","","","","","","","","","","",""]
["","","","","","","","","","","","","","","","","","","","","","","","","","","","","","","","","","","","","","","","","","","","","","","","","","","","","","","","","","","","","","","","","","","","","","","","","","","","","","","","","","","","","","","","","","","","","","","","","","","","",null,"","","","","","","","","","","","","","","","","","","","","","","","","","","","","","","","","","","","","","","","","","","","","","","","","","","","","","","","","","","","","","","","","","","","","","","","","","","","","","","","","","","","","","","","","","",""]
["","","","","","","","","","","","","","","","","","","","","","","","","","","","","","","","","","","","","","","","","","","","","","","","","","","","","","","","","","","","","","","","","","","","","","","","","","","","","","","","","","","","","","","","","","","","","","","","","","","","",null,"","","","","","","","","","","","","","","","","","","","","","","","","","","","","","","","","","","","","","","","","","","","","","","","","","","","","","","","","","","","","","","","","","","","","","","","","","","","","","","","","","","","","","","","","","",""]
["","","","","","","","","","","","","","","","","","","","","","","","","","","","","","","","","","","","","","","","","","","","","","","","","","","","","","","","","","","","","","","","","","","","","","","","","","","","","","","","","","","","","","","","","","","","","","","","","","","","",null,"","","","","","","","","","","","","","","","","","","","","","","","","","","","","","","","","","","","","","","","","","","","","","","","","","","","","","","","","","","","","","","","","","","","","","","","","","","","","","","","","","","","","","","","","","",""]
["","","","","","","","","","","","","","","","","","","","","","","","","","","","","","","","","","","","","","","","","","","","","","","","","","","","","","","","","","","","","","","","","","","","","","","","","","","","","","","","","","","","","","","","","","","","","","","","","","","","",null,"","","","","","","","","","","","","","","","","","","","","","","","","","","","","","","","","","","","","","","","","","","","","","","","","","","","","","","","","","","","","","","","","","","","","","","","","","","","","","","","","","","","","","","","","","",""]
["","","","","","","","","","","","","","","","","","","","","","","","","","","","","","","","","","","","","","","","","","","","","","","","","","","","","","","","","","","","","","","","","","","","","","","","","","","","","","","","","","","","","","","","","","","","","","","","","","","","",null,"","","","","","","","","","","","","","","","","","","","","","","","","","","","","","","","","","","","","","","","","","","","","","","","","","","","","","","","","","","","","","","","","","","","","","","","","","","","","","","","","","","","","","","","","","",""]
["","","","","","","","","","","","","","","","","","","","","","","","","","","","","","","","","","","","","","","","","","","","","","","","","","","","","","","","","","","","","","","","","","","","","","","","","","","","","","","","","","","","","","","","","","","","","","","","","","","","",null,"","","","","","","","","","","","","","","","","","","","","","","","","","","","","","","","","","","","","","","","","","","","","","","","","","","","","","","","","","","","","","","","","","","","","","","","","","","","","","","","","","","","","","","","","","",""]
["","","","","","","","","","","","","","","","","","","","","","","","","","","","","","","","","","","","","","","","","","","","","","","","","","","","","","","","","","","","","","","","","","","","","","","","","","","","","","","","","","","","","","","","","","","","","","","","","","","","",null,"","","","","","","","","","","","","","","","","","","","","","","","","","","","","","","","","","","","","","","","","","","","","","","","","","","","","","","","","","","","","","","","","","","","","","","","","","","","","","","","","","","","","","","","","","",""]
["","","","","","","","","","","","","","","","","","","","","","","","","","","","","","","","","","","","","","","","","","","","","","","","","","","","","","","","","","","","","","","","","","","","","","","","","","","","","","","","","","","","","","","","","","","","","","","","","","","","",null,"","","","","","","","","","","","","","","","","","","","","","","","","","","","","","","","","","","","","","","","","","","","","","","","","","","","","","","","","","","","","","","","","","","","","","","","","","","","","","","","","","","","","","","","","","",""]
["","","","","","","","","","","","","","","","","","","","","","","","","","","","","","","","","","","","","","","","","","","","","","","","","","","","","","","","","","","","","","","","","","","","","","","","","","","","","","","","","","","","","","","","","","","","","","","","","","","","",null,"","","","","","","","","","","","","","","","","","","","","","","","","","","","","","","","","","","","","","","","","","","","","","","","","","","","","","","","","","","","","","","","","","","","","","","","","","","","","","","","","","","","","","","","","","",""]
["","","","","","","","","","","","","","","","","","","","","","","","","","","","","","","","","","","","","","","","","","","","","","","","","","","","","","","","","","","","","","","","","","","","","","","","","","","","","","","","","","","","","","","","","","","","","","","","","","","","",null,"","","","","","","","","","","","","","","","","","","","","","","","","","","","","","","","","","","","","","","","","","","","","","","","","","","","","","","","","","","","","","","","","","","","","","","","","","","","","","","","","","","","","","","","","","",""]
["","","","","","","","","","","","","","","","","","","","","","","","","","","","","","","","","","","","","","","","","","","","","","","","","","","","","","","","","","","","","","","","","","","","","","","","","","","","","","","","","","","","","","","","","","","","","","","","","","","","",null,"","","","","","","","","","","","","","","","","","","","","","","","","","","","","","","","","","","","","","","","","","","","","","","","","","","","","","","","","","","","","","","","","","","","","","","","","","","","","","","","","","","","","","","","","","",""]
["","","","","","","","","","","","","","","","","","","","","","","","","","","","","","","","","","","","","","","","","","","","","","","","","","","","","","","","","","","","","","","","","","","","","","","","","","","","","","","","","","","","","","","","","","","","","","","","","","","","",null,"","","","","","","","","","","","","","","","","","","","","","","","","","","","","","","","","","","","","","","","","","","","","","","","","","","","","","","","","","","","","","","","","","","","","","","","","","","","","","","","","","","","","","","","","","",""]
["","","","","","","","","","","","","","","","","","","","","","","","","","","","","","","","","","","","","","","","","","","","","","","","","","","","","","","","","","","","","","","","","","","","","","","","","","","","","","","","","","","","","","","","","","","","","","","","","","","","",null,"","","","","","","","","","","","","","","","","","","","","","","","","","","","","","","","","","","","","","","","","","","","","","","","","","","","","","","","","","","","","","","","","","","","","","","","","","","","","","","","","","","","","","","","","","",""]
["","","","","","","","","","","","","","","","","","","","","","","","","","","","","","","","","","","","","","","","","","","","","","","","","","","","","","","","","","","","","","","","","","","","","","","","","","","","","","","","","","","","","","","","","","","","","","","","","","","","",null,"","","","","","","","","","","","","","","","","","","","","","","","","","","","","","","","","","","","","","","","","","","","","","","","","","","","","","","","","","","","","","","","","","","","","","","","","","","","","","","","","","","","","","","","","","",""]
["","","","","","","","","","","","","","","","","","","","","","","","","","","","","","","","","","","","","","","","","","","","","","","","","","","","","","","","","","","","","","","","","","","","","","","","","","","","","","","","","","","","","","","","","","","","","","","","","","","","",null,"","","","","","","","","","","","","","","","","","","","","","","","","","","","","","","","","","","","","","","","","","","","","","","","","","","","","","","","","","","","","","","","","","","","","","","","","","","","","","","","","","","","","","","","","","",""]
["","","","","","","","","","","","","","","","","","","","","","","","","","","","","","","","","","","","","","","","","","","","","","","","","","","","","","","","","","","","","","","","","","","","","","","","","","","","","","","","","","","","","","","","","","","","","","","","","","","","",null,"","","","","","","","","","","","","","","","","","","","","","","","","","","","","","","","","","","","","","","","","","","","","","","","","","","","","","","","","","","","","","","","","","","","","","","","","","","","","","","","","","","","","","","","","","",""]
["","","","","","","","","","","","","","","","","","","","","","","","","","","","","","","","","","","","","","","","","","","","","","","","","","","","","","","","","","","","","","","","","","","","","","","","","","","","","","","","","","","","","","","","","","","","","","","","","","","","",null,"","","","","","","","","","","","","","","","","","","","","","","","","","","","","","","","","","","","","","","","","","","","","","","","","","","","","","","","","","","","","","","","","","","","","","","","","","","","","","","","","","","","","","","","","","",""]
["","","","","","","","","","","","","","","","","","","","","","","","","","","","","","","","","","","","","","","","","","","","","","","","","","","","","","","","","","","","","","","","","","","","","","","","","","","","","","","","","","","","","","","","","","","","","","","","","","","","",null,"","","","","","","","","","","","","","","","","","","","","","","","","","","","","","","","","","","","","","","","","","","","","","","","","","","","","","","","","","","","","","","","","","","","","","","","","","","","","","","","","","","","","","","","","","",""]
["","","","","","","","","","","","","","","","","","","","","","","","","","","","","","","","","","","","","","","","","","","","","","","","","","","","","","","","","","","","","","","","","","","","","","","","","","","","","","","","","","","","","","","","","","","","","","","","","","","","",null,"","","","","","","","","","","","","","","","","","","","","","","","","","","","","","","","","","","","","","","","","","","","","","","","","","","","","","","","","","","","","","","","","","","","","","","","","","","","","","","","","","","","","","","","","","",""]
["","","","","","","","","","","","","","","","","","","","","","","","","","","","","","","","","","","","","","","","","","","","","","","","","","","","","","","","","","","","","","","","","","","","","","","","","","","","","","","","","","","","","","","","","","","","","","","","","","","","",null,"","","","","","","","","","","","","","","","","","","","","","","","","","","","","","","","","","","","","","","","","","","","","","","","","","","","","","","","","","","","","","","","","","","","","","","","","","","","","","","","","","","","","","","","","","",""]
["","","","","","","","","","","","","","","","","","","","","","","","","","","","","","","","","","","","","","","","","","","","","","","","","","","","","","","","","","","","","","","","","","","","","","","","","","","","","","","","","","","","","","","","","","","","","","","","","","","","",null,"","","","","","","","","","","","","","","","","","","","","","","","","","","","","","","","","","","","","","","","","","","","","","","","","","","","","","","","","","","","","","","","","","","","","","","","","","","","","","","","","","","","","","","","","","",""]
["","","","","","","","","","","","","","","","","","","","","","","","","","","","","","","","","","","","","","","","","","","","","","","","","","","","","","","","","","","","","","","","","","","","","","","","","","","","","","","","","","","","","","","","","","","","","","","","","","","","",null,"","","","","","","","","","","","","","","","","","","","","","","","","","","","","","","","","","","","","","","","","","","","","","","","","","","","","","","","","","","","","","","","","","","","","","","","","","","","","","","","","","","","","","","","","","",""]
["","","","","","","","","","","","","","","","","","","","","","","","","","","","","","","","","","","","","","","","","","","","","","","","","","","","","","","","","","","","","","","","","","","","","","","","","","","","","","","","","","","","","","","","","","","","","","","","","","","","",null,"","","","","","","","","","","","","","","","","","","","","","","","","","","","","","","","","","","","","","","","","","","","","","","","","","","","","","","","","","","","","","","","","","","","","","","","","","","","","","","","","","","","","","","","","","",""]
["","","","","","","","","","","","","","","","","","","","","","","","","","","","","","","","","","","","","","","","","","","","","","","","","","","","","","","","","","","","","","","","","","","","","","","","","","","","","","","","","","","","","","","","","","","","","","","","","","","","",null,"","","","","","","","","","","","","","","","","","","","","","","","","","","","","","","","","","","","","","","","","","","","","","","","","","","","","","","","","","","","","","","","","","","","","","","","","","","","","","","","","","","","","","","","","","",""]
["","","","","","","","","","","","","","","","","","","","","","","","","","","","","","","","","","","","","","","","","","","","","","","","","","","","","","","","","","","","","","","","","","","","","","","","","","","","","","","","","","","","","","","","","","","","","","","","","","","","",null,"","","","","","","","","","","","","","","","","","","","","","","","","","","","","","","","","","","","","","","","","","","","","","","","","","","","","","","","","","","","","","","","","","","","","","","","","","","","","","","","","","","","","","","","","","",""]
["","","","","","","","","","","","","","","","","","","","","","","","","","","","","","","","","","","","","","","","","","","","","","","","","","","","","","","","","","","","","","","","","","","","","","","","","","","","","","","","","","","","","","","","","","","","","","","","","","","","",null,"","","","","","","","","","","","","","","","","","","","","","","","","","","","","","","","","","","","","","","","","","","","","","","","","","","","","","","","","","","","","","","","","","","","","","","","","","","","","","","","","","","","","","","","","","",""]
["","","","","","","","","","","","","","","","","","","","","","","","","","","","","","","","","","","","","","","","","","","","","","","","","","","","","","","","","","","","","","","","","","","","","","","","","","","","","","","","","","","","","","","","","","","","","","","","","","","","",null,"","","","","","","","","","","","","","","","","","","","","","","","","","","","","","","","","","","","","","","","","","","","","","","","","","","","","","","","","","","","","","","","","","","","","","","","","","","","","","","","","","","","","","","","","","",""]
["","","","","","","","","","","","","","","","","","","","","","","","","","","","","","","","","","","","","","","","","","","","","","","","","","","","","","","","","","","","","","","","","","","","","","","","","","","","","","","","","","","","","","","","","","","","","","","","","","","","",null,"","","","","","","","","","","","","","","","","","","","","","","","","","","","","","","","","","","","","","","","","","","","","","","","","","","","","","","","","","","","","","","","","","","","","","","","","","","","","","","","","","","","","","","","","","",""]
["","","","","","","","","","","","","","","","","","","","","","","","","","","","","","","","","","","","","","","","","","","","","","","","","","","","","","","","","","","","","","","","","","","","","","","","","","","","","","","","","","","","","","","","","","","","","","","","","","","","",null,"","","","","","","","","","","","","","","","","","","","","","","","","","","","","","","","","","","","","","","","","","","","","","","","","","","","","","","","","","","","","","","","","","","","","","","","","","","","","","","","","","","","","","","","","","",""]
["","","","","","","","","","","","","","","","","","","","","","","","","","","","","","","","","","","","","","","","","","","","","","","","","","","","","","","","","","","","","","","","","","","","","","","","","","","","","","","","","","","","","","","","","","","","","","","","","","","","",null,"","","","","","","","","","","","","","","","","","","","","","","","","","","","","","","","","","","","","","","","","","","","","","","","","","","","","","","","","","","","","","","","","","","","","","","","","","","","","","","","","","","","","","","","","","",""]
["","","","","","","","","","","","","","","","","","","","","","","","","","","","","","","","","","","","","","","","","","","","","","","","","","","","","","","","","","","","","","","","","","","","","","","","","","","","","","","","","","","","","","","","","","","","","","","","","","","","",null,"","","","","","","","","","","","","","","","","","","","","","","","","","","","","","","","","","","","","","","","","","","","","","","","","","","","","","","","","","","","","","","","","","","","","","","","","","","","","","","","","","","","","","","","","","",""]
["","","","","","","","","","","","","","","","","","","","","","","","","","","","","","","","","","","","","","","","","","","","","","","","","","","","","","","","","","","","","","","","","","","","","","","","","","","","","","","","","","","","","","","","","","","","","","","","","","","","",null,"","","","","","","","","","","","","","","","","","","","","","","","","","","","","","","","","","","","","","","","","","","","","","","","","","","","","","","","","","","","","","","","","","","","","","","","","","","","","","","","","","","","","","","","","","",""]
["","","","","","","","","","","","","","","","","","","","","","","","","","","","","","","","","","","","","","","","","","","","","","","","","","","","","","","","","","","","","","","","","","","","","","","","","","","","","","","","","","","","","","","","","","","","","","","","","","","","",null,"","","","","","","","","","","","","","","","","","","","","","","","","","","","","","","","","","","","","","","","","","","","","","","","","","","","","","","","","","","","","","","","","","","","","","","","","","","","","","","","","","","","","","","","","","",""]
["","","","","","","","","","","","","","","","","","","","","","","","","","","","","","","","","","","","","","","","","","","","","","","","","","","","","","","","","","","","","","","","","","","","","","","","","","","","","","","","","","","","","","","","","","","","","","","","","","","","",null,"","","","","","","","","","","","","","","","","","","","","","","","","","","","","","","","","","","","","","","","","","","","","","","","","","","","","","","","","","","","","","","","","","","","","","","","","","","","","","","","","","","","","","","","","","",""]
["","","","","","","","","","","","","","","","","","","","","","","","","","","","","","","","","","","","","","","","","","","","","","","","","","","","","","","","","","","","","","","","","","","","","","","","","","","","","","","","","","","","","","","","","","","","","","","","","","","","",null,"","","","","","","","","","","","","","","","","","","","","","","","","","","","","","","","","","","","","","","","","","","","","","","","","","","","","","","","","","","","","","","","","","","","","","","","","","","","","","","","","","","","","","","","","","",""]
["","","","","","","","","","","","","","","","","","","","","","","","","","","","","","","","","","","","","","","","","","","","","","","","","","","","","","","","","","","","","","","","","","","","","","","","","","","","","","","","","","","","","","","","","","","","","","","","","","","","",null,"","","","","","","","","","","","","","","","","","","","","","","","","","","","","","","","","","","","","","","","","","","","","","","","","","","","","","","","","","","","","","","","","","","","","","","","","","","","","","","","","","","","","","","","","","",""]
["","","","","","","","","","","","","","","","","","","","","","","","","","","","","","","","","","","","","","","","","","","","","","","","","","","","","","","","","","","","","","","","","","","","","","","","","","","","","","","","","","","","","","","","","","","","","","","","","","","","",null,"","","","","","","","","","","","","","","","","","","","","","","","","","","","","","","","","","","","","","","","","","","","","","","","","","","","","","","","","","","","","","","","","","","","","","","","","","","","","","","","","","","","","","","","","","",""]
["","","","","","","","","","","","","","","","","","","","","","","","","","","","","","","","","","","","","","","","","","","","","","","","","","","","","","","","","","","","","","","","","","","","","","","","","","","","","","","","","","","","","","","","","","","","","","","","","","","","",null,"","","","","","","","","","","","","","","","","","","","","","","","","","","","","","","","","","","","","","","","","","","","","","","","","","","","","","","","","","","","","","","","","","","","","","","","","","","","","","","","","","","","","","","","","","",""]
["","","","","","","","","","","","","","","","","","","","","","","","","","","","","","","","","","","","","","","","","","","","","","","","","","","","","","","","","","","","","","","","","","","","","","","","","","","","","","","","","","","","","","","","","","","","","","","","","","","","",null,"","","","","","","","","","","","","","","","","","","","","","","","","","","","","","","","","","","","","","","","","","","","","","","","","","","","","","","","","","","","","","","","","","","","","","","","","","","","","","","","","","","","","","","","","","",""]
["","","","","","","","","","","","","","","","","","","","","","","","","","","","","","","","","","","","","","","","","","","","","","","","","","","","","","","","","","","","","","","","","","","","","","","","","","","","","","","","","","","","","","","","","","","","","","","","","","","","",null,"","","","","","","","","","","","","","","","","","","","","","","","","","","","","","","","","","","","","","","","","","","","","","","","","","","","","","","","","","","","","","","","","","","","","","","","","","","","","","","","","","","","","","","","","","",""]
["","","","","","","","","","","","","","","","","","","","","","","","","","","","","","","","","","","","","","","","","","","","","","","","","","","","","","","","","","","","","","","","","","","","","","","","","","","","","","","","","","","","","","","","","","","","","","","","","","","","",null,"","","","","","","","","","","","","","","","","","","","","","","","","","","","","","","","","","","","","","","","","","","","","","","","","","","","","","","","","","","","","","","","","","","","","","","","","","","","","","","","","","","","","","","","","","",""]
["","","","","","","","","","","","","","","","","","","","","","","","","","","","","","","","","","","","","","","","","","","","","","","","","","","","","","","","","","","","","","","","","","","","","","","","","","","","","","","","","","","","","","","","","","","","","","","","","","","","",null,"","","","","","","","","","","","","","","","","","","","","","","","","","","","","","","","","","","","","","","","","","","","","","","","","","","","","","","","","","","","","","","","","","","","","","","","","","","","","","","","","","","","","","","","","","",""]
["","","","","","","","","","","","","","","","","","","","","","","","","","","","","","","","","","","","","","","","","","","","","","","","","","","","","","","","","","","","","","","","","","","","","","","","","","","","","","","","","","","","","","","","","","","","","","","","","","","","",null,"","","","","","","","","","","","","","","","","","","","","","","","","","","","","","","","","","","","","","","","","","","","","","","","","","","","","","","","","","","","","","","","","","","","","","","","","","","","","","","","","","","","","","","","","","",""]
["","","","","","","","","","","","","","","","","","","","","","","","","","","","","","","","","","","","","","","","","","","","","","","","","","","","","","","","","","","","","","","","","","","","","","","","","","","","","","","","","","","","","","","","","","","","","","","","","","","","",null,"","","","","","","","","","","","","","","","","","","","","","","","","","","","","","","","","","","","","","","","","","","","","","","","","","","","","","","","","","","","","","","","","","","","","","","","","","","","","","","","","","","","","","","","","","",""]
["","","","","","","","","","","","","","","","","","","","","","","","","","","","","","","","","","","","","","","","","","","","","","","","","","","","","","","","","","","","","","","","","","","","","","","","","","","","","","","","","","","","","","","","","","","","","","","","","","","","",null,"","","","","","","","","","","","","","","","","","","","","","","","","","","","","","","","","","","","","","","","","","","","","","","","","","","","","","","","","","","","","","","","","","","","","","","","","","","","","","","","","","","","","","","","","","",""]
["","","","","","","","","","","","","","","","","","","","","","","","","","","","","","","","","","","","","","","","","","","","","","","","","","","","","","","","","","","","","","","","","","","","","","","","","","","","","","","","","","","","","","","","","","","","","","","","","","","","",null,"","","","","","","","","","","","","","","","","","","","","","","","","","","","","","","","","","","","","","","","","","","","","","","","","","","","","","","","","","","","","","","","","","","","","","","","","","","","","","","","","","","","","","","","","","",""]
["","","","","","","","","","","","","","","","","","","","","","","","","","","","","","","","","","","","","","","","","","","","","","","","","","","","","","","","","","","","","","","","","","","","","","","","","","","","","","","","","","","","","","","","","","","","","","","","","","","","",null,"","","","","","","","","","","","","","","","","","","","","","","","","","","","","","","","","","","","","","","","","","","","","","","","","","","","","","","","","","","","","","","","","","","","","","","","","","","","","","","","","","","","","","","","","","",""]
["","","","","","","","","","","","","","","","","","","","","","","","","","","","","","","","","","","","","","","","","","","","","","","","","","","","","","","","","","","","","","","","","","","","","","","","","","","","","","","","","","","","","","","","","","","","","","","","","","","","",null,"","","","","","","","","","","","","","","","","","","","","","","","","","","","","","","","","","","","","","","","","","","","","","","","","","","","","","","","","","","","","","","","","","","","","","","","","","","","","","","","","","","","","","","","","","",""]
["","","","","","","","","","","","","","","","","","","","","","","","","","","","","","","","","","","","","","","","","","","","","","","","","","","","","","","","","","","","","","","","","","","","","","","","","","","","","","","","","","","","","","","","","","","","","","","","","","","","",null,"","","","","","","","","","","","","","","","","","","","","","","","","","","","","","","","","","","","","","","","","","","","","","","","","","","","","","","","","","","","","","","","","","","","","","","","","","","","","","","","","","","","","","","","","","",""]
["","","","","","","","","","","","","","","","","","","","","","","","","","","","","","","","","","","","","","","","","","","","","","","","","","","","","","","","","","","","","","","","","","","","","","","","","","","","","","","","","","","","","","","","","","","","","","","","","","","","",null,"","","","","","","","","","","","","","","","","","","","","","","","","","","","","","","","","","","","","","","","","","","","","","","","","","","","","","","","","","","","","","","","","","","","","","","","","","","","","","","","","","","","","","","","","","",""]
["","","","","","","","","","","","","","","","","","","","","","","","","","","","","","","","","","","","","","","","","","","","","","","","","","","","","","","","","","","","","","","","","","","","","","","","","","","","","","","","","","","","","","","","","","","","","","","","","","","","",null,"","","","","","","","","","","","","","","","","","","","","","","","","","","","","","","","","","","","","","","","","","","","","","","","","","","","","","","","","","","","","","","","","","","","","","","","","","","","","","","","","","","","","","","","","","",""]
["","","","","","","","","","","","","","","","","","","","","","","","","","","","","","","","","","","","","","","","","","","","","","","","","","","","","","","","","","","","","","","","","","","","","","","","","","","","","","","","","","","","","","","","","","","","","","","","","","","","",null,"","","","","","","","","","","","","","","","","","","","","","","","","","","","","","","","","","","","","","","","","","","","","","","","","","","","","","","","","","","","","","","","","","","","","","","","","","","","","","","","","","","","","","","","","","",""]
["","","","","","","","","","","","","","","","","","","","","","","","","","","","","","","","","","","","","","","","","","","","","","","","","","","","","","","","","","","","","","","","","","","","","","","","","","","","","","","","","","","","","","","","","","","","","","","","","","","","",null,"","","","","","","","","","","","","","","","","","","","","","","","","","","","","","","","","","","","","","","","","","","","","","","","","","","","","","","","","","","","","","","","","","","","","","","","","","","","","","","","","","","","","","","","","","",""]
["","","","","","","","","","","","","","","","","","","","","","","","","","","","","","","","","","","","","","","","","","","","","","","","","","","","","","","","","","","","","","","","","","","","","","","","","","","","","","","","","","","","","","","","","","","","","","","","","","","","",null,"","","","","","","","","","","","","","","","","","","","","","","","","","","","","","","","","","","","","","","","","","","","","","","","","","","","","","","","","","","","","","","","","","","","","","","","","","","","","","","","","","","","","","","","","","",""]
["","","","","","","","","","","","","","","","","","","","","","","","","","","","","","","","","","","","","","","","","","","","","","","","","","","","","","","","","","","","","","","","","","","","","","","","","","","","","","","","","","","","","","","","","","","","","","","","","","","","",null,"","","","","","","","","","","","","","","","","","","","","","","","","","","","","","","","","","","","","","","","","","","","","","","","","","","","","","","","","","","","","","","","","","","","","","","","","","","","","","","","","","","","","","","","","","",""]
["","","","","","","","","","","","","","","","","","","","","","","","","","","","","","","","","","","","","","","","","","","","","","","","","","","","","","","","","","","","","","","","","","","","","","","","","","","","","","","","","","","","","","","","","","","","","","","","","","","","",null,"","","","","","","","","","","","","","","","","","","","","","","","","","","","","","","","","","","","","","","","","","","","","","","","","","","","","","","","","","","","","","","","","","","","","","","","","","","","","","","","","","","","","","","","","","",""]
["","","","","","","","","","","","","","","","","","","","","","","","","","","","","","","","","","","","","","","","","","","","","","","","","","","","","","","","","","","","","","","","","","","","","","","","","","","","","","","","","","","","","","","","","","","","","","","","","","","","",null,"","","","","","","","","","","","","","","","","","","","","","","","","","","","","","","","","","","","","","","","","","","","","","","","","","","","","","","","","","","","","","","","","","","","","","","","","","","","","","","","","","","","","","","","","","",""]
["","","","","","","","","","","","","","","","","","","","","","","","","","","","","","","","","","","","","","","","","","","","","","","","","","","","","","","","","","","","","","","","","","","","","","","","","","","","","","","","","","","","","","","","","","","","","","","","","","","","",null,"","","","","","","","","","","","","","","","","","","","","","","","","","","","","","","","","","","","","","","","","","","","","","","","","","","","","","","","","","","","","","","","","","","","","","","","","","","","","","","","","","","","","","","","","","",""]
["","","","","","","","","","","","","","","","","","","","","","","","","","","","","","","","","","","","","","","","","","","","","","","","","","","","","","","","","","","","","","","","","","","","","","","","","","","","","","","","","","","","","","","","","","","","","","","","","","","","",null,"","","","","","","","","","","","","","","","","","","","","","","","","","","","","","","","","","","","","","","","","","","","","","","","","","","","","","","","","","","","","","","","","","","","","","","","","","","","","","","","","","","","","","","","","","",""]
["","","","","","","","","","","","","","","","","","","","","","","","","","","","","","","","","","","","","","","","","","","","","","","","","","","","","","","","","","","","","","","","","","","","","","","","","","","","","","","","","","","","","","","","","","","","","","","","","","","","",null,"","","","","","","","","","","","","","","","","","","","","","","","","","","","","","","","","","","","","","","","","","","","","","","","","","","","","","","","","","","","","","","","","","","","","","","","","","","","","","","","","","","","","","","","","","",""]
["","","","","","","","","","","","","","","","","","","","","","","","","","","","","","","","","","","","","","","","","","","","","","","","","","","","","","","","","","","","","","","","","","","","","","","","","","","","","","","","","","","","","","","","","","","","","","","","","","","","",null,"","","","","","","","","","","","","","","","","","","","","","","","","","","","","","","","","","","","","","","","","","","","","","","","","","","","","","","","","","","","","","","","","","","","","","","","","","","","","","","","","","","","","","","","","","",""]
["","","","","","","","","","","","","","","","","","","","","","","","","","","","","","","","","","","","","","","","","","","","","","","","","","","","","","","","","","","","","","","","","","","","","","","","","","","","","","","","","","","","","","","","","","","","","","","","","","","","",null,"","","","","","","","","","","","","","","","","","","","","","","","","","","","","","","","","","","","","","","","","","","","","","","","","","","","","","","","","","","","","","","","","","","","","","","","","","","","","","","","","","","","","","","","","","",""]
["","","","","","","","","","","","","","","","","","","","","","","","","","","","","","","","","","","","","","","","","","","","","","","","","","","","","","","","","","","","","","","","","","","","","","","","","","","","","","","","","","","","","","","","","","","","","","","","","","","","",null,"","","","","","","","","","","","","","","","","","","","","","","","","","","","","","","","","","","","","","","","","","","","","","","","","","","","","","","","","","","","","","","","","","","","","","","","","","","","","","","","","","","","","","","","","","",""]
["","","","","","","","","","","","","","","","","","","","","","","","","","","","","","","","","","","","","","","","","","","","","","","","","","","","","","","","","","","","","","","","","","","","","","","","","","","","","","","","","","","","","","","","","","","","","","","","","","","","",null,"","","","","","","","","","","","","","","","","","","","","","","","","","","","","","","","","","","","","","","","","","","","","","","","","","","","","","","","","","","","","","","","","","","","","","","","","","","","","","","","","","","","","","","","","","",""]
["","","","","","","","","","","","","","","","","","","","","","","","","","","","","","","","","","","","","","","","","","","","","","","","","","","","","","","","","","","","","","","","","","","","","","","","","","","","","","","","","","","","","","","","","","","","","","","","","","","","",null,"","","","","","","","","","","","","","","","","","","","","","","","","","","","","","","","","","","","","","","","","","","","","","","","","","","","","","","","","","","","","","","","","","","","","","","","","","","","","","","","","","","","","","","","","","",""]
["","","","","","","","","","","","","","","","","","","","","","","","","","","","","","","","","","","","","","","","","","","","","","","","","","","","","","","","","","","","","","","","","","","","","","","","","","","","","","","","","","","","","","","","","","","","","","","","","","","","",null,"","","","","","","","","","","","","","","","","","","","","","","","","","","","","","","","","","","","","","","","","","","","","","","","","","","","","","","","","","","","","","","","","","","","","","","","","","","","","","","","","","","","","","","","","","",""]
["","","","","","","","","","","","","","","","","","","","","","","","","","","","","","","","","","","","","","","","","","","","","","","","","","","","","","","","","","","","","","","","","","","","","","","","","","","","","","","","","","","","","","","","","","","","","","","","","","","","",null,"","","","","","","","","","","","","","","","","","","","","","","","","","","","","","","","","","","","","","","","","","","","","","","","","","","","","","","","","","","","","","","","","","","","","","","","","","","","","","","","","","","","","","","","","","",""]
["","","","","","","","","","","","","","","","","","","","","","","","","","","","","","","","","","","","","","","","","","","","","","","","","","","","","","","","","","","","","","","","","","","","","","","","","","","","","","","","","","","","","","","","","","","","","","","","","","","","",null,"","","","","","","","","","","","","","","","","","","","","","","","","","","","","","","","","","","","","","","","","","","","","","","","","","","","","","","","","","","","","","","","","","","","","","","","","","","","","","","","","","","","","","","","","","",""]
["","","","","","","","","","","","","","","","","","","","","","","","","","","","","","","","","","","","","","","","","","","","","","","","","","","","","","","","","","","","","","","","","","","","","","","","","","","","","","","","","","","","","","","","","","","","","","","","","","","","",null,"","","","","","","","","","","","","","","","","","","","","","","","","","","","","","","","","","","","","","","","","","","","","","","","","","","","","","","","","","","","","","","","","","","","","","","","","","","","","","","","","","","","","","","","","","",""]
["","","","","","","","","","","","","","","","","","","","","","","","","","","","","","","","","","","","","","","","","","","","","","","","","","","","","","","","","","","","","","","","","","","","","","","","","","","","","","","","","","","","","","","","","","","","","","","","","","","","",null,"","","","","","","","","","","","","","","","","","","","","","","","","","","","","","","","","","","","","","","","","","","","","","","","","","","","","","","","","","","","","","","","","","","","","","","","","","","","","","","","","","","","","","","","","","",""]
["","","","","","","","","","","","","","","","","","","","","","","","","","","","","","","","","","","","","","","","","","","","","","","","","","","","","","","","","","","","","","","","","","","","","","","","","","","","","","","","","","","","","","","","","","","","","","","","","","","","",null,"","","","","","","","","","","","","","","","","","","","","","","","","","","","","","","","","","","","","","","","","","","","","","","","","","","","","","","","","","","","","","","","","","","","","","","","","","","","","","","","","","","","","","","","","","",""]
["","","","","","","","","","","","","","","","","","","","","","","","","","","","","","","","","","","","","","","","","","","","","","","","","","","","","","","","","","","","","","","","","","","","","","","","","","","","","","","","","","","","","","","","","","","","","","","","","","","","",null,"","","","","","","","","","","","","","","","","","","","","","","","","","","","","","","","","","","","","","","","","","","","","","","","","","","","","","","","","","","","","","","","","","","","","","","","","","","","","","","","","","","","","","","","","","",""]
["","","","","","","","","","","","","","","","","","","","","","","","","","","","","","","","","","","","","","","","","","","","","","","","","","","","","","","","","","","","","","","","","","","","","","","","","","","","","","","","","","","","","","","","","","","","","","","","","","","","",null,"","","","","","","","","","","","","","","","","","","","","","","","","","","","","","","","","","","","","","","","","","","","","","","","","","","","","","","","","","","","","","","","","","","","","","","","","","","","","","","","","","","","","","","","","","",""]
["","","","","","","","","","","","","","","","","","","","","","","","","","","","","","","","","","","","","","","","","","","","","","","","","","","","","","","","","","","","","","","","","","","","","","","","","","","","","","","","","","","","","","","","","","","","","","","","","","","","",null,"","","","","","","","","","","","","","","","","","","","","","","","","","","","","","","","","","","","","","","","","","","","","","","","","","","","","","","","","","","","","","","","","","","","","","","","","","","","","","","","","","","","","","","","","","",""]
["","","","","","","","","","","","","","","","","","","","","","","","","","","","","","","","","","","","","","","","","","","","","","","","","","","","","","","","","","","","","","","","","","","","","","","","","","","","","","","","","","","","","","","","","","","","","","","","","","","","",null,"","","","","","","","","","","","","","","","","","","","","","","","","","","","","","","","","","","","","","","","","","","","","","","","","","","","","","","","","","","","","","","","","","","","","","","","","","","","","","","","","","","","","","","","","","",""]
["","","","","","","","","","","","","","","","","","","","","","","","","","","","","","","","","","","","","","","","","","","","","","","","","","","","","","","","","","","","","","","","","","","","","","","","","","","","","","","","","","","","","","","","","","","","","","","","","","","","",null,"","","","","","","","","","","","","","","","","","","","","","","","","","","","","","","","","","","","","","","","","","","","","","","","","","","","","","","","","","","","","","","","","","","","","","","","","","","","","","","","","","","","","","","","","","",""]
["","","","","","","","","","","","","","","","","","","","","","","","","","","","","","","","","","","","","","","","","","","","","","","","","","","","","","","","","","","","","","","","","","","","","","","","","","","","","","","","","","","","","","","","","","","","","","","","","","","","",null,"","","","","","","","","","","","","","","","","","","","","","","","","","","","","","","","","","","","","","","","","","","","","","","","","","","","","","","","","","","","","","","","","","","","","","","","","","","","","","","","","","","","","","","","","","",""]
["","","","","","","","","","","","","","","","","","","","","","","","","","","","","","","","","","","","","","","","","","","","","","","","","","","","","","","","","","","","","","","","","","","","","","","","","","","","","","","","","","","","","","","","","","","","","","","","","","","","",null,"","","","","","","","","","","","","","","","","","","","","","","","","","","","","","","","","","","","","","","","","","","","","","","","","","","","","","","","","","","","","","","","","","","","","","","","","","","","","","","","","","","","","","","","","","",""]
["","","","","","","","","","","","","","","","","","","","","","","","","","","","","","","","","","","","","","","","","","","","","","","","","","","","","","","","","","","","","","","","","","","","","","","","","","","","","","","","","","","","","","","","","","","","","","","","","","","","",null,"","","","","","","","","","","","","","","","","","","","","","","","","","","","","","","","","","","","","","","","","","","","","","","","","","","","","","","","","","","","","","","","","","","","","","","","","","","","","","","","","","","","","","","","","","",""]
["","","","","","","","","","","","","","","","","","","","","","","","","","","","","","","","","","","","","","","","","","","","","","","","","","","","","","","","","","","","","","","","","","","","","","","","","","","","","","","","","","","","","","","","","","","","","","","","","","","","",null,"","","","","","","","","","","","","","","","","","","","","","","","","","","","","","","","","","","","","","","","","","","","","","","","","","","","","","","","","","","","","","","","","","","","","","","","","","","","","","","","","","","","","","","","","","",""]
["","","","","","","","","","","","","","","","","","","","","","","","","","","","","","","","","","","","","","","","","","","","","","","","","","","","","","","","","","","","","","","","","","","","","","","","","","","","","","","","","","","","","","","","","","","","","","","","","","","","",null,"","","","","","","","","","","","","","","","","","","","","","","","","","","","","","","","","","","","","","","","","","","","","","","","","","","","","","","","","","","","","","","","","","","","","","","","","","","","","","","","","","","","","","","","","","",""]
["","","","","","","","","","","","","","","","","","","","","","","","","","","","","","","","","","","","","","","","","","","","","","","","","","","","","","","","","","","","","","","","","","","","","","","","","","","","","","","","","","","","","","","","","","","","","","","","","","","","",null,"","","","","","","","","","","","","","","","","","","","","","","","","","","","","","","","","","","","","","","","","","","","","","","","","","","","","","","","","","","","","","","","","","","","","","","","","","","","","","","","","","","","","","","","","","",""]
["","","","","","","","","","","","","","","","","","","","","","","","","","","","","","","","","","","","","","","","","","","","","","","","","","","","","","","","","","","","","","","","","","","","","","","","","","","","","","","","","","","","","","","","","","","","","","","","","","","","",null,"","","","","","","","","","","","","","","","","","","","","","","","","","","","","","","","","","","","","","","","","","","","","","","","","","","","","","","","","","","","","","","","","","","","","","","","","","","","","","","","","","","","","","","","","","",""]
["","","","","","","","","","","","","","","","","","","","","","","","","","","","","","","","","","","","","","","","","","","","","","","","","","","","","","","","","","","","","","","","","","","","","","","","","","","","","","","","","","","","","","","","","","","","","","","","","","","","",null,"","","","","","","","","","","","","","","","","","","","","","","","","","","","","","","","","","","","","","","","","","","","","","","","","","","","","","","","","","","","","","","","","","","","","","","","","","","","","","","","","","","","","","","","","","",""]
["","","","","","","","","","","","","","","","","","","","","","","","","","","","","","","","","","","","","","","","","","","","","","","","","","","","","","","","","","","","","","","","","","","","","","","","","","","","","","","","","","","","","","","","","","","","","","","","","","","","",null,"","","","","","","","","","","","","","","","","","","","","","","","","","","","","","","","","","","","","","","","","","","","","","","","","","","","","","","","","","","","","","","","","","","","","","","","","","","","","","","","","","","","","","","","","","",""]
["","","","","","","","","","","","","","","","","","","","","","","","","","","","","","","","","","","","","","","","","","","","","","","","","","","","","","","","","","","","","","","","","","","","","","","","","","","","","","","","","","","","","","","","","","","","","","","","","","","","",null,"","","","","","","","","","","","","","","","","","","","","","","","","","","","","","","","","","","","","","","","","","","","","","","","","","","","","","","","","","","","","","","","","","","","","","","","","","","","","","","","","","","","","","","","","","",""]
["","","","","","","","","","","","","","","","","","","","","","","","","","","","","","","","","","","","","","","","","","","","","","","","","","","","","","","","","","","","","","","","","","","","","","","","","","","","","","","","","","","","","","","","","","","","","","","","","","","","",null,"","","","","","","","","","","","","","","","","","","","","","","","","","","","","","","","","","","","","","","","","","","","","","","","","","","","","","","","","","","","","","","","","","","","","","","","","","","","","","","","","","","","","","","","","","",""]
["","","","","","","","","","","","","","","","","","","","","","","","","","","","","","","","","","","","","","","","","","","","","","","","","","","","","","","","","","","","","","","","","","","","","","","","","","","","","","","","","","","","","","","","","","","","","","","","","","","","",null,"","","","","","","","","","","","","","","","","","","","","","","","","","","","","","","","","","","","","","","","","","","","","","","","","","","","","","","","","","","","","","","","","","","","","","","","","","","","","","","","","","","","","","","","","","",""]
["","","","","","","","","","","","","","","","","","","","","","","","","","","","","","","","","","","","","","","","","","","","","","","","","","","","","","","","","","","","","","","","","","","","","","","","","","","","","","","","","","","","","","","","","","","","","","","","","","","","",null,"","","","","","","","","","","","","","","","","","","","","","","","","","","","","","","","","","","","","","","","","","","","","","","","","","","","","","","","","","","","","","","","","","","","","","","","","","","","","","","","","","","","","","","","","","",""]
["","","","","","","","","","","","","","","","","","","","","","","","","","","","","","","","","","","","","","","","","","","","","","","","","","","","","","","","","","","","","","","","","","","","","","","","","","","","","","","","","","","","","","","","","","","","","","","","","","","","",null,"","","","","","","","","","","","","","","","","","","","","","","","","","","","","","","","","","","","","","","","","","","","","","","","","","","","","","","","","","","","","","","","","","","","","","","","","","","","","","","","","","","","","","","","","","",""]
["","","","","","","","","","","","","","","","","","","","","","","","","","","","","","","","","","","","","","","","","","","","","","","","","","","","","","","","","","","","","","","","","","","","","","","","","","","","","","","","","","","","","","","","","","","","","","","","","","","","",null,"","","","","","","","","","","","","","","","","","","","","","","","","","","","","","","","","","","","","","","","","","","","","","","","","","","","","","","","","","","","","","","","","","","","","","","","","","","","","","","","","","","","","","","","","","",""]
["","","","","","","","","","","","","","","","","","","","","","","","","","","","","","","","","","","","","","","","","","","","","","","","","","","","","","","","","","","","","","","","","","","","","","","","","","","","","","","","","","","","","","","","","","","","","","","","","","","","",null,"","","","","","","","","","","","","","","","","","","","","","","","","","","","","","","","","","","","","","","","","","","","","","","","","","","","","","","","","","","","","","","","","","","","","","","","","","","","","","","","","","","","","","","","","","",""]
["","","","","","","","","","","","","","","","","","","","","","","","","","","","","","","","","","","","","","","","","","","","","","","","","","","","","","","","","","","","","","","","","","","","","","","","","","","","","","","","","","","","","","","","","","","","","","","","","","","","",null,"","","","","","","","","","","","","","","","","","","","","","","","","","","","","","","","","","","","","","","","","","","","","","","","","","","","","","","","","","","","","","","","","","","","","","","","","","","","","","","","","","","","","","","","","","",""]
["","","","","","","","","","","","","","","","","","","","","","","","","","","","","","","","","","","","","","","","","","","","","","","","","","","","","","","","","","","","","","","","","","","","","","","","","","","","","","","","","","","","","","","","","","","","","","","","","","","","",null,"","","","","","","","","","","","","","","","","","","","","","","","","","","","","","","","","","","","","","","","","","","","","","","","","","","","","","","","","","","","","","","","","","","","","","","","","","","","","","","","","","","","","","","","","","",""]
["","","","","","","","","","","","","","","","","","","","","","","","","","","","","","","","","","","","","","","","","","","","","","","","","","","","","","","","","","","","","","","","","","","","","","","","","","","","","","","","","","","","","","","","","","","","","","","","","","","","",null,"","","","","","","","","","","","","","","","","","","","","","","","","","","","","","","","","","","","","","","","","","","","","","","","","","","","","","","","","","","","","","","","","","","","","","","","","","","","","","","","","","","","","","","","","","",""]
["","","","","","","","","","","","","","","","","","","","","","","","","","","","","","","","","","","","","","","","","","","","","","","","","","","","","","","","","","","","","","","","","","","","","","","","","","","","","","","","","","","","","","","","","","","","","","","","","","","","",null,"","","","","","","","","","","","","","","","","","","","","","","","","","","","","","","","","","","","","","","","","","","","","","","","","","","","","","","","","","","","","","","","","","","","","","","","","","","","","","","","","","","","","","","","","","",""]
["","","","","","","","","","","","","","","","","","","","","","","","","","","","","","","","","","","","","","","","","","","","","","","","","","","","","","","","","","","","","","","","","","","","","","","","","","","","","","","","","","","","","","","","","","","","","","","","","","","","",null,"","","","","","","","","","","","","","","","","","","","","","","","","","","","","","","","","","","","","","","","","","","","","","","","","","","","","","","","","","","","","","","","","","","","","","","","","","","","","","","","","","","","","","","","","","",""]
["","","","","","","","","","","","","","","","","","","","","","","","","","","","","","","","","","","","","","","","","","","","","","","","","","","","","","","","","","","","","","","","","","","","","","","","","","","","","","","","","","","","","","","","","","","","","","","","","","","","",null,"","","","","","","","","","","","","","","","","","","","","","","","","","","","","","","","","","","","","","","","","","","","","","","","","","","","","","","","","","","","","","","","","","","","","","","","","","","","","","","","","","","","","","","","","","",""]
["","","","","","","","","","","","","","","","","","","","","","","","","","","","","","","","","","","","","","","","","","","","","","","","","","","","","","","","","","","","","","","","","","","","","","","","","","","","","","","","","","","","","","","","","","","","","","","","","","","","",null,"","","","","","","","","","","","","","","","","","","","","","","","","","","","","","","","","","","","","","","","","","","","","","","","","","","","","","","","","","","","","","","","","","","","","","","","","","","","","","","","","","","","","","","","","","",""]
["","","","","","","","","","","","","","","","","","","","","","","","","","","","","","","","","","","","","","","","","","","","","","","","","","","","","","","","","","","","","","","","","","","","","","","","","","","","","","","","","","","","","","","","","","","","","","","","","","","","",null,"","","","","","","","","","","","","","","","","","","","","","","","","","","","","","","","","","","","","","","","","","","","","","","","","","","","","","","","","","","","","","","","","","","","","","","","","","","","","","","","","","","","","","","","","","",""]
["","","","","","","","","","","","","","","","","","","","","","","","","","","","","","","","","","","","","","","","","","","","","","","","","","","","","","","","","","","","","","","","","","","","","","","","","","","","","","","","","","","","","","","","","","","","","","","","","","","","",null,"","","","","","","","","","","","","","","","","","","","","","","","","","","","","","","","","","","","","","","","","","","","","","","","","","","","","","","","","","","","","","","","","","","","","","","","","","","","","","","","","","","","","","","","","","",""]
["","","","","","","","","","","","","","","","","","","","","","","","","","","","","","","","","","","","","","","","","","","","","","","","","","","","","","","","","","","","","","","","","","","","","","","","","","","","","","","","","","","","","","","","","","","","","","","","","","","","",null,"","","","","","","","","","","","","","","","","","","","","","","","","","","","","","","","","","","","","","","","","","","","","","","","","","","","","","","","","","","","","","","","","","","","","","","","","","","","","","","","","","","","","","","","","","",""]
["","","","","","","","","","","","","","","","","","","","","","","","","","","","","","","","","","","","","","","","","","","","","","","","","","","","","","","","","","","","","","","","","","","","","","","","","","","","","","","","","","","","","","","","","","","","","","","","","","","","",null,"","","","","","","","","","","","","","","","","","","","","","","","","","","","","","","","","","","","","","","","","","","","","","","","","","","","","","","","","","","","","","","","","","","","","","","","","","","","","","","","","","","","","","","","","","",""]
["","","","","","","","","","","","","","","","","","","","","","","","","","","","","","","","","","","","","","","","","","","","","","","","","","","","","","","","","","","","","","","","","","","","","","","","","","","","","","","","","","","","","","","","","","","","","","","","","","","","",null,"","","","","","","","","","","","","","","","","","","","","","","","","","","","","","","","","","","","","","","","","","","","","","","","","","","","","","","","","","","","","","","","","","","","","","","","","","","","","","","","","","","","","","","","","","",""]
["","","","","","","","","","","","","","","","","","","","","","","","","","","","","","","","","","","","","","","","","","","","","","","","","","","","","","","","","","","","","","","","","","","","","","","","","","","","","","","","","","","","","","","","","","","","","","","","","","","","",null,"","","","","","","","","","","","","","","","","","","","","","","","","","","","","","","","","","","","","","","","","","","","","","","","","","","","","","","","","","","","","","","","","","","","","","","","","","","","","","","","","","","","","","","","","","",""]
["","","","","","","","","","","","","","","","","","","","","","","","","","","","","","","","","","","","","","","","","","","","","","","","","","","","","","","","","","","","","","","","","","","","","","","","","","","","","","","","","","","","","","","","","","","","","","","","","","","","",null,"","","","","","","","","","","","","","","","","","","","","","","","","","","","","","","","","","","","","","","","","","","","","","","","","","","","","","","","","","","","","","","","","","","","","","","","","","","","","","","","","","","","","","","","","","",""]
["","","","","","","","","","","","","","","","","","","","","","","","","","","","","","","","","","","","","","","","","","","","","","","","","","","","","","","","","","","","","","","","","","","","","","","","","","","","","","","","","","","","","","","","","","","","","","","","","","","","",null,"","","","","","","","","","","","","","","","","","","","","","","","","","","","","","","","","","","","","","","","","","","","","","","","","","","","","","","","","","","","","","","","","","","","","","","","","","","","","","","","","","","","","","","","","","",""]
["","","","","","","","","","","","","","","","","","","","","","","","","","","","","","","","","","","","","","","","","","","","","","","","","","","","","","","","","","","","","","","","","","","","","","","","","","","","","","","","","","","","","","","","","","","","","","","","","","","","",null,"","","","","","","","","","","","","","","","","","","","","","","","","","","","","","","","","","","","","","","","","","","","","","","","","","","","","","","","","","","","","","","","","","","","","","","","","","","","","","","","","","","","","","","","","","",""]
["","","","","","","","","","","","","","","","","","","","","","","","","","","","","","","","","","","","","","","","","","","","","","","","","","","","","","","","","","","","","","","","","","","","","","","","","","","","","","","","","","","","","","","","","","","","","","","","","","","","",null,"","","","","","","","","","","","","","","","","","","","","","","","","","","","","","","","","","","","","","","","","","","","","","","","","","","","","","","","","","","","","","","","","","","","","","","","","","","","","","","","","","","","","","","","","","",""]
["","","","","","","","","","","","","","","","","","","","","","","","","","","","","","","","","","","","","","","","","","","","","","","","","","","","","","","","","","","","","","","","","","","","","","","","","","","","","","","","","","","","","","","","","","","","","","","","","","","","",null,"","","","","","","","","","","","","","","","","","","","","","","","","","","","","","","","","","","","","","","","","","","","","","","","","","","","","","","","","","","","","","","","","","","","","","","","","","","","","","","","","","","","","","","","","","",""]
["","","","","","","","","","","","","","","","","","","","","","","","","","","","","","","","","","","","","","","","","","","","","","","","","","","","","","","","","","","","","","","","","","","","","","","","","","","","","","","","","","","","","","","","","","","","","","","","","","","","",null,"","","","","","","","","","","","","","","","","","","","","","","","","","","","","","","","","","","","","","","","","","","","","","","","","","","","","","","","","","","","","","","","","","","","","","","","","","","","","","","","","","","","","","","","","","",""]
["","","","","","","","","","","","","","","","","","","","","","","","","","","","","","","","","","","","","","","","","","","","","","","","","","","","","","","","","","","","","","","","","","","","","","","","","","","","","","","","","","","","","","","","","","","","","","","","","","","","",null,"","","","","","","","","","","","","","","","","","","","","","","","","","","","","","","","","","","","","","","","","","","","","","","","","","","","","","","","","","","","","","","","","","","","","","","","","","","","","","","","","","","","","","","","","","",""]
["","","","","","","","","","","","","","","","","","","","","","","","","","","","","","","","","","","","","","","","","","","","","","","","","","","","","","","","","","","","","","","","","","","","","","","","","","","","","","","","","","","","","","","","","","","","","","","","","","","","",null,"","","","","","","","","","","","","","","","","","","","","","","","","","","","","","","","","","","","","","","","","","","","","","","","","","","","","","","","","","","","","","","","","","","","","","","","","","","","","","","","","","","","","","","","","","",""]
["","","","","","","","","","","","","","","","","","","","","","","","","","","","","","","","","","","","","","","","","","","","","","","","","","","","","","","","","","","","","","","","","","","","","","","","","","","","","","","","","","","","","","","","","","","","","","","","","","","","",null,"","","","","","","","","","","","","","","","","","","","","","","","","","","","","","","","","","","","","","","","","","","","","","","","","","","","","","","","","","","","","","","","","","","","","","","","","","","","","","","","","","","","","","","","","","",""]
["","","","","","","","","","","","","","","","","","","","","","","","","","","","","","","","","","","","","","","","","","","","","","","","","","","","","","","","","","","","","","","","","","","","","","","","","","","","","","","","","","","","","","","","","","","","","","","","","","","","",null,"","","","","","","","","","","","","","","","","","","","","","","","","","","","","","","","","","","","","","","","","","","","","","","","","","","","","","","","","","","","","","","","","","","","","","","","","","","","","","","","","","","","","","","","","","",""]
["","","","","","","","","","","","","","","","","","","","","","","","","","","","","","","","","","","","","","","","","","","","","","","","","","","","","","","","","","","","","","","","","","","","","","","","","","","","","","","","","","","","","","","","","","","","","","","","","","","","",null,"","","","","","","","","","","","","","","","","","","","","","","","","","","","","","","","","","","","","","","","","","","","","","","","","","","","","","","","","","","","","","","","","","","","","","","","","","","","","","","","","","","","","","","","","","",""]
["","","","","","","","","","","","","","","","","","","","","","","","","","","","","","","","","","","","","","","","","","","","","","","","","","","","","","","","","","","","","","","","","","","","","","","","","","","","","","","","","","","","","","","","","","","","","","","","","","","","",null,"","","","","","","","","","","","","","","","","","","","","","","","","","","","","","","","","","","","","","","","","","","","","","","","","","","","","","","","","","","","","","","","","","","","","","","","","","","","","","","","","","","","","","","","","","",""]
["","","","","","","","","","","","","","","","","","","","","","","","","","","","","","","","","","","","","","","","","","","","","","","","","","","","","","","","","","","","","","","","","","","","","","","","","","","","","","","","","","","","","","","","","","","","","","","","","","","","",null,"","","","","","","","","","","","","","","","","","","","","","","","","","","","","","","","","","","","","","","","","","","","","","","","","","","","","","","","","","","","","","","","","","","","","","","","","","","","","","","","","","","","","","","","","","",""]
["","","","","","","","","","","","","","","","","","","","","","","","","","","","","","","","","","","","","","","","","","","","","","","","","","","","","","","","","","","","","","","","","","","","","","","","","","","","","","","","","","","","","","","","","","","","","","","","","","","","",null,"","","","","","","","","","","","","","","","","","","","","","","","","","","","","","","","","","","","","","","","","","","","","","","","","","","","","","","","","","","","","","","","","","","","","","","","","","","","","","","","","","","","","","","","","","",""]

{"sheet":"Lives scenario - output","index":5,"n_rows":175,"n_cols":43,"rows_kept":175,"cut":false,"hidden":false,"merged":[]}
[null,null,null,"Replacement expenditure forecast ($,000)",null,null,null,null,null,null,null,null,null,null,null,null,null,null,null,null,null,null,null,"Replacement quantity forecast (#)"]
[null,null,null,1,2,3,4,5,6,7,8,9,10,11,12,13,14,15,16,17,18,19,20,1,2,3,4,5,6,7,8,9,10,11,12,13,14,15,16,17,18,19,20]
[]
[]
["ID","Asset group",null,2020,2021,2022,2023,2024,2025,2026,2027,2028,2029,2030,2031,2032,2033,2034,2035,2036,2037,2038,2039,2020,2021,2022,2023,2024,2025,2026,2027,2028,2029,2030,2031,2032,2033,2034,2035,2036,2037,2038,2039]
[{"$f":"IFERROR(IF('Historical scenario - output'!A6=\"\",\"\",'Historical scenario - output'!A6),\"\")","v":1},{"$f":"IFERROR(IF('Historical scenario - output'!B6=\"\",\"\",'Historical scenario - output'!B6),\"\")","v":"OVERHEAD CONDUCTORS"},null,{"$f":"IFERROR(IF($A6=\"\",\"\",SUMIFS(D$21:D$175,$A$21:$A$175,$A6)),\"\")","v":3473.0032539519352},{"$f":"IFERROR(IF($A6=\"\",\"\",SUMIFS(E$21:E$175,$A$21:$A$175,$A6)),\"\")","v":3486.4728036718029},3539.0331149140256,3634.5629695541802,3776.7351156717841,3969.1798490153437,4215.6295914626489,4520.0275940735855,4886.5890239468808,5319.8088729704068,5824.4176099280921,6405.2915096908637,7067.3294115791014,7815.3107003881969,8653.7502046244044,9586.7643858663905,10617.9598846391,{"$f":"IFERROR(IF($A6=\"\",\"\",SUMIFS(U$21:U$175,$A$21:$A$175,$A6)),\"\")","v":11750.350733238753},12986.305138257778,14327.517616586832,{"$f":"IFERROR(IF($A6=\"\",\"\",SUMIFS(X$21:X$175,$A$21:$A$175,$A6)),\"\")","v":15.469921772965797},{"$f":"IFERROR(IF($A6=\"\",\"\",SUMIFS(Y$21:Y$175,$A$21:$A$175,$A6)),\"\")","v":16.086477943974188},16.859418179881931,17.794757674205258,18.896492614711669,20.167257256016743,21.60899711803749,23.22360308040318,25.013462257994199,26.98189559644624,29.133467124824687,31.474163707570799,34.01145510638991,36.754250783385665,39.712771379277783,42.898349212795516,46.323164366573039,{"$f":"IFERROR(IF($A6=\"\",\"\",SUMIFS(AO$21:AO$175,$A$21:$A$175,$A6)),\"\")","v":49.999912674019811},53.94139157027103,58.159982018759379]
[{"$f":"IFERROR(IF('Historical scenario - output'!A7=\"\",\"\",'Historical scenario - output'!A7),\"\")","v":2},{"$f":"IFERROR(IF('Historical scenario - output'!B7=\"\",\"\",'Historical scenario - output'!B7),\"\")","v":"POLES"},null,{"$f":"IFERROR(IF($A7=\"\",\"\",SUMIFS(D$21:D$175,$A$21:$A$175,$A7)),\"\")","v":9486.5337817439031},9315.7414083830881,9391.8954676038011,9635.5130625721504,10016.129054231606,10503.769606357786,11076.52673507177,11714.40755474326,12399.174801327868,13114.726151751031,13847.444618691514,14586.509407406284,15323.941928459113,16054.419490513639,16774.904022872004,17484.172201753456,18182.336040458653,18870.420251223914,19550.025915104277,20223.069535410796,1500.6592264814933,1465.1436728332703,1455.8394098181004,1466.676491839632,1495.6007631067973,1540.4203585470873,1599.445505276371,1670.9625833424288,1753.224756138326,1844.4934005555447,1943.0813165654654,2047.396175209926,2155.964323451426,2267.437084022491,2380.5829917069136,2494.2727822568731,2607.4642162050209,2719.1918969801563,2828.5641006248165,2934.7651561056691]
[{"$f":"IFERROR(IF('Historical scenario - output'!A8=\"\",\"\",'Historical scenario - output'!A8),\"\")","v":3},{"$f":"IFERROR(IF('Historical scenario - output'!B8=\"\",\"\",'Historical scenario - output'!B8),\"\")","v":"SERVICE LINES"},null,792.91460815531639,858.65618661602105,921.9118452636169,981.39380065425473,1035.9656550746402,1084.7093141301707,1126.9768995546206,1162.4234636179419,1191.018047409726,1213.0325573496937,1229.009865263984,1239.7142854741053,1246.0690003757054,1249.0859929900498,1249.7945499869395,1249.1744176872951,1248.0992618957525,1247.2952650703214,1247.3185760386207,1248.5540036076989,1245.1838315120388,1344.8654195837107,1440.7079556250626,1530.7583389420065,1613.2961208168797,1686.936062464179,1750.7073986642629,1804.1034135437956,1847.0976348884146,1880.1259417271531,1904.0368523266495,1920.0149367464339,1929.4844544652537,1934.0018000811554,1935.1460734150546,1934.4170725980512,1933.1492996991719,1932.4492744433264,1933.1617094760354,1935.8680629402288]
[{"$f":"IFERROR(IF('Historical scenario - output'!A9=\"\",\"\",'Historical scenario - output'!A9),\"\")","v":4},{"$f":"IFERROR(IF('Historical scenario - output'!B9=\"\",\"\",'Historical scenario - output'!B9),\"\")","v":"SWITCHGEAR"},null,5721.5178537161828,5628.8843902685257,5611.4942383998687,5641.0718277173883,5696.3487571287242,5761.612463378031,5825.656909883789,5881.0007939082852,5923.27256616051,5950.6909619630487,5963.5945980657334,5963.994540203098,5955.1396853695014,5941.0964464237932,5926.3517712899093,5915.4523264052241,5912.6932757347968,5921.8682307108238,5946.0884822773942,5987.6753940858016,930.16875919470078,863.56874472632626,821.57750222958623,798.1187457056626,788.49782949514372,789.09116107710565,797.11409366518149,810.4453455345016,827.4926474784603,847.08871787366263,868.40956481539911,890.90907168250385,914.26521837729808,938.33437439829356,963.11102301323149,988.69112075716089,1015.2380969915059,1042.9512519568173,1072.0369883614856,1102.6838592478225]
[{"$f":"IFERROR(IF('Historical scenario - output'!A10=\"\",\"\",'Historical scenario - output'!A10),\"\")","v":5},{"$f":"IFERROR(IF('Historical scenario - output'!B10=\"\",\"\",'Historical scenario - output'!B10),\"\")","v":"TRANSFORMERS"},null,3366.7800644653416,3564.988051550657,3756.4956592174412,3937.9546918986484,4106.5448511715786,4260.1387635620476,4397.424072588753,4517.9684689742644,4622.2195864626738,4711.4391784705613,4787.5789058552218,4853.112281100618,4910.8427390059396,4963.7105534435186,5014.6208679476522,5066.3114001437634,5121.2718777824712,5181.7189047539769,5249.6210234419368,5326.7606638076213,78.307199448786264,82.548913809750672,87.159965882890475,92.126302317297998,97.439029618467245,103.0910367355781,109.07405015959046,115.3761197144092,121.97949953828187,128.85889850915348,135.98012151678091,143.29919371461594,150.76213374475239,158.30559470250554,165.85859978133433,173.34554567157718,180.69052460943212,187.82283388222498,194.68332334173735,201.23101338647857]
[{"$f":"IFERROR(IF('Historical scenario - output'!A11=\"\",\"\",'Historical scenario - output'!A11),\"\")","v":6},{"$f":"IFERROR(IF('Historical scenario - output'!B11=\"\",\"\",'Historical scenario - output'!B11),\"\")","v":"UNDERGROUND CABLES"},null,2480.4729021401026,2588.9361407828173,2717.2538508074945,2870.3474895667077,3053.0093794365121,3269.691698035776,3524.2944080848338,3819.960231201972,4158.8849676858017,4542.1516381762895,4969.5970181054472,5439.7190259636118,5949.6329370260246,6495.0833417659378,7070.5170083799439,7669.2192821413209,8283.5134178796816,8905.0184795105924,9524.9574468224164,10134.503311532349,4.7062605696720459,5.0883569020136434,5.5622754209846867,6.1457870333705493,6.8569675440825808,7.7134899102688923,8.731825516074883,9.9263862691640288,11.308650180028884,12.886322421260125,14.662590126375493,16.635530928283679,18.79773139093281,21.13616163345726,23.632336985012355,26.262777701807558,28.999755618885771,31.812294534767414,34.667371617356139,37.531252267266538]
[{"$f":"IFERROR(IF('Historical scenario - output'!A12=\"\",\"\",'Historical scenario - output'!A12),\"\")","v":""},{"$f":"IFERROR(IF('Historical scenario - output'!B12=\"\",\"\",'Historical scenario - output'!B12),\"\")","v":""},null,"","","","","","","","","","","","","","","","","","","","","","","","","","","","","","","","","","","","","","","",""]
[{"$f":"IFERROR(IF('Historical scenario - output'!A13=\"\",\"\",'Historical scenario - output'!A13),\"\")","v":""},{"$f":"IFERROR(IF('Historical scenario - output'!B13=\"\",\"\",'Historical scenario - output'!B13),\"\")","v":""},null,"","","","","","","","","","","","","","","","","","","","","","","","","","","","","","","","","","","","","","","",""]
[{"$f":"IFERROR(IF('Historical scenario - output'!A14=\"\",\"\",'Historical scenario - output'!A14),\"\")","v":""},{"$f":"IFERROR(IF('Historical scenario - output'!B14=\"\",\"\",'Historical scenario - output'!B14),\"\")","v":""},null,"","","","","","","","","","","","","","","","","","","","","","","","","","","","","","","","","","","","","","","",""]
[{"$f":"IFERROR(IF('Historical scenario - output'!A15=\"\",\"\",'Historical scenario - output'!A15),\"\")","v":""},{"$f":"IFERROR(IF('Historical scenario - output'!B15=\"\",\"\",'Historical scenario - output'!B15),\"\")","v":""},null,"","","","","","","","","","","","","","","","","","","","","","","","","","","","","","","","","","","","","","","",""]
[{"$f":"IFERROR(IF('Historical scenario - output'!A16=\"\",\"\",'Historical scenario - output'!A16),\"\")","v":""},{"$f":"IFERROR(IF('Historical scenario - output'!B16=\"\",\"\",'Historical scenario - output'!B16),\"\")","v":""},null,"","","","","","","","","","","","","","","","","","","","","","","","","","","","","","","","","","","","","","","",""]
[{"$f":"IFERROR(IF('Historical scenario - output'!A17=\"\",\"\",'Historical scenario - output'!A17),\"\")","v":""},{"$f":"IFERROR(IF('Historical scenario - output'!B17=\"\",\"\",'Historical scenario - output'!B17),\"\")","v":""},null,"","","","","","","","","","","","","","","","","","","","","","","","","","","","","","","","","","","","","","","",""]
[null,null,"Total",{"$f":"IFERROR(SUM(D$6:D$17),\"\")","v":25321.222464172784},{"$f":"IFERROR(SUM(E$6:E$17),\"\")","v":25443.678981272911},25938.084176206248,26700.843841963331,27684.732812714847,28849.101694479152,30166.508616646417,31615.788106519311,33181.158992993463,34851.84936068103,36621.642615909994,38488.341049838586,40452.955701815386,42518.706525525136,44689.938425100852,46971.094013997448,49365.873758390451,51876.671864508389,54504.316581942418,57248.080525031095]
[]
["ID","Asset group","Asset category"]
[{"$f":"IFERROR('Lives scenario - input'!A6,\"\")","v":1},{"$f":"IFERROR('Lives scenario - input'!B6,\"\")","v":"OVERHEAD CONDUCTORS"},{"$f":"IFERROR('Lives scenario - input'!C6,\"\")","v":"˂ = 1 kv"},{"$f":"IFERROR(repcalc('Lives scenario - input'!$CX6:$GJ6,'Lives scenario - input'!$I6,'Lives scenario - input'!$G6,'Lives scenario - input'!$H6,20,TRUE,TRUE),\"\")","v":321.34940854064911},371.47142592316459,425.92494452366623,484.44848903091935,546.66832807905007,612.10530394836587,680.18858711890232,750.27654560066685,821.6844816749923,893.71851731296545,965.71443791127922,1037.0798690022821,1107.3377988174659,1176.1692035998226,1243.4524075434451,1309.2968301476451,1374.068943578088,1438.4085718263018,1503.2340909892405,1569.7356054599161,{"$f":"IFERROR(IF(OR(D21=\"\",'Lives scenario - input'!$F6=\"\"),\"\",D21/'Lives scenario - input'!$F6),\"\")","v":4.5989298921726585},{"$f":"IFERROR(IF(OR(E21=\"\",'Lives scenario - input'!$F6=\"\"),\"\",E21/'Lives scenario - input'!$F6),\"\")","v":5.3162414473526018},{"$f":"IFERROR(IF(OR(F21=\"\",'Lives scenario - input'!$F6=\"\"),\"\",F21/'Lives scenario - input'!$F6),\"\")","v":6.0955424442428727},{"$f":"IFERROR(IF(OR(G21=\"\",'Lives scenario - input'!$F6=\"\"),\"\",G21/'Lives scenario - input'!$F6),\"\")","v":6.9330908295116691},{"$f":"IFERROR(IF(OR(H21=\"\",'Lives scenario - input'!$F6=\"\"),\"\",H21/'Lives scenario - input'!$F6),\"\")","v":7.8235380190182404},{"$f":"IFERROR(IF(OR(I21=\"\",'Lives scenario - input'!$F6=\"\"),\"\",I21/'Lives scenario - input'!$F6),\"\")","v":8.760026639754912},{"$f":"IFERROR(IF(OR(J21=\"\",'Lives scenario - input'!$F6=\"\"),\"\",J21/'Lives scenario - input'!$F6),\"\")","v":9.7343873754792121},{"$f":"IFERROR(IF(OR(K21=\"\",'Lives scenario - input'!$F6=\"\"),\"\",K21/'Lives scenario - input'!$F6),\"\")","v":10.73743763409629},{"$f":"IFERROR(IF(OR(L21=\"\",'Lives scenario - input'!$F6=\"\"),\"\",L21/'Lives scenario - input'!$F6),\"\")","v":11.759378496666848},{"$f":"IFERROR(IF(OR(M21=\"\",'Lives scenario - input'!$F6=\"\"),\"\",M21/'Lives scenario - input'!$F6),\"\")","v":12.790279662017523},{"$f":"IFERROR(IF(OR(N21=\"\",'Lives scenario - input'!$F6=\"\"),\"\",N21/'Lives scenario - input'!$F6),\"\")","v":13.820635351351836},{"$f":"IFERROR(IF(OR(O21=\"\",'Lives scenario - input'!$F6=\"\"),\"\",O21/'Lives scenario - input'!$F6),\"\")","v":14.841967912076575},{"$f":"IFERROR(IF(OR(P21=\"\",'Lives scenario - input'!$F6=\"\"),\"\",P21/'Lives scenario - input'!$F6),\"\")","v":15.847450682549281},{"$f":"IFERROR(IF(OR(Q21=\"\",'Lives scenario - input'!$F6=\"\"),\"\",Q21/'Lives scenario - input'!$F6),\"\")","v":16.832518015989773},{"$f":"IFERROR(IF(OR(R21=\"\",'Lives scenario - input'!$F6=\"\"),\"\",R21/'Lives scenario - input'!$F6),\"\")","v":17.795428572641175},{"$f":"IFERROR(IF(OR(S21=\"\",'Lives scenario - input'!$F6=\"\"),\"\",S21/'Lives scenario - input'!$F6),\"\")","v":18.73774828849962},{"$f":"IFERROR(IF(OR(T21=\"\",'Lives scenario - input'!$F6=\"\"),\"\",T21/'Lives scenario - input'!$F6),\"\")","v":19.664721859066443},{"$f":"IFERROR(IF(OR(U21=\"\",'Lives scenario - input'!$F6=\"\"),\"\",U21/'Lives scenario - input'!$F6),\"\")","v":20.585506001616242},{"$f":"IFERROR(IF(OR(V21=\"\",'Lives scenario - input'!$F6=\"\"),\"\",V21/'Lives scenario - input'!$F6),\"\")","v":21.513243877991819},{"$f":"IFERROR(IF(OR(W21=\"\",'Lives scenario - input'!$F6=\"\"),\"\",W21/'Lives scenario - input'!$F6),\"\")","v":22.464967436976544}]
[{"$f":"IFERROR('Lives scenario - input'!A7,\"\")","v":1},{"$f":"IFERROR('Lives scenario - input'!B7,\"\")","v":"OVERHEAD CONDUCTORS"},{"$f":"IFERROR('Lives scenario - input'!C7,\"\")","v":"˃ 11 kv & < = 22 kv ; multiple-phase"},{"$f":"IFERROR(repcalc('Lives scenario - input'!$CX7:$GJ7,'Lives scenario - input'!$I7,'Lives scenario - input'!$G7,'Lives scenario - input'!$H7,20,TRUE,TRUE),\"\")","v":2729.0729385068416},2643.053021104005,2588.018979037513,2567.7294011802296,2585.7180032992633,2645.4285919914278,2750.3269240261943,2903.9732931083645,3110.0448488353559,3372.3027741803548,3694.5057753867281,4080.2771100497944,4532.9369009682214,5055.314213422168,5649.5539996763418,6316.9325115914889,7057.6914396397378,7870.8964450610956,8754.3207428765891,9704.3499311865944,{"$f":"IFERROR(IF(OR(D22=\"\",'Lives scenario - input'!$F7=\"\"),\"\",D22/'Lives scenario - input'!$F7),\"\")","v":8.7389326594955712},{"$f":"IFERROR(IF(OR(E22=\"\",'Lives scenario - input'!$F7=\"\"),\"\",E22/'Lives scenario - input'!$F7),\"\")","v":8.4634829802465994},{"$f":"IFERROR(IF(OR(F22=\"\",'Lives scenario - input'!$F7=\"\"),\"\",F22/'Lives scenario - input'!$F7),\"\")","v":8.2872550821890059},{"$f":"IFERROR(IF(OR(G22=\"\",'Lives scenario - input'!$F7=\"\"),\"\",G22/'Lives scenario - input'!$F7),\"\")","v":8.2222845744086595},{"$f":"IFERROR(IF(OR(H22=\"\",'Lives scenario - input'!$F7=\"\"),\"\",H22/'Lives scenario - input'!$F7),\"\")","v":8.2798869859597062},{"$f":"IFERROR(IF(OR(I22=\"\",'Lives scenario - input'!$F7=\"\"),\"\",I22/'Lives scenario - input'!$F7),\"\")","v":8.4710899422006474},{"$f":"IFERROR(IF(OR(J22=\"\",'Lives scenario - input'!$F7=\"\"),\"\",J22/'Lives scenario - input'!$F7),\"\")","v":8.8069913564907267},{"$f":"IFERROR(IF(OR(K22=\"\",'Lives scenario - input'!$F7=\"\"),\"\",K22/'Lives scenario - input'!$F7),\"\")","v":9.2989918647364771},{"$f":"IFERROR(IF(OR(L22=\"\",'Lives scenario - input'!$F7=\"\"),\"\",L22/'Lives scenario - input'!$F7),\"\")","v":9.9588662943004458},{"$f":"IFERROR(IF(OR(M22=\"\",'Lives scenario - input'!$F7=\"\"),\"\",M22/'Lives scenario - input'!$F7),\"\")","v":10.798658560997028},{"$f":"IFERROR(IF(OR(N22=\"\",'Lives scenario - input'!$F7=\"\"),\"\",N22/'Lives scenario - input'!$F7),\"\")","v":11.830404649751411},{"$f":"IFERROR(IF(OR(O22=\"\",'Lives scenario - input'!$F7=\"\"),\"\",O22/'Lives scenario - input'!$F7),\"\")","v":13.065706817024656},{"$f":"IFERROR(IF(OR(P22=\"\",'Lives scenario - input'!$F7=\"\"),\"\",P22/'Lives scenario - input'!$F7),\"\")","v":14.515196632662123},{"$f":"IFERROR(IF(OR(Q22=\"\",'Lives scenario - input'!$F7=\"\"),\"\",Q22/'Lives scenario - input'!$F7),\"\")","v":16.187933220963416},{"$f":"IFERROR(IF(OR(R22=\"\",'Lives scenario - input'!$F7=\"\"),\"\",R22/'Lives scenario - input'!$F7),\"\")","v":18.090785065776888},{"$f":"IFERROR(IF(OR(S22=\"\",'Lives scenario - input'!$F7=\"\"),\"\",S22/'Lives scenario - input'!$F7),\"\")","v":20.227838931846073},{"$f":"IFERROR(IF(OR(T22=\"\",'Lives scenario - input'!$F7=\"\"),\"\",T22/'Lives scenario - input'!$F7),\"\")","v":22.599868751128067},{"$f":"IFERROR(IF(OR(U22=\"\",'Lives scenario - input'!$F7=\"\"),\"\",U22/'Lives scenario - input'!$F7),\"\")","v":25.203882619892667},{"$f":"IFERROR(IF(OR(V22=\"\",'Lives scenario - input'!$F7=\"\"),\"\",V22/'Lives scenario - input'!$F7),\"\")","v":28.03275001271351},{"$f":"IFERROR(IF(OR(W22=\"\",'Lives scenario - input'!$F7=\"\"),\"\",W22/'Lives scenario - input'!$F7),\"\")","v":31.074897030498523}]
[{"$f":"IFERROR('Lives scenario - input'!A8,\"\")","v":1},{"$f":"IFERROR('Lives scenario - input'!B8,\"\")","v":"OVERHEAD CONDUCTORS"},{"$f":"IFERROR('Lives scenario - input'!C8,\"\")","v":"˃ 11 kv & < = 22 kv ; single-phase"},{"$f":"IFERROR(repcalc('Lives scenario - input'!$CX8:$GJ8,'Lives scenario - input'!$I8,'Lives scenario - input'!$G8,'Lives scenario - input'!$H8,20,TRUE,TRUE),\"\")","v":10.857430445774808},12.460274513687091,14.258093982877742,16.277936129054417,18.553575419482549,21.12732642079883,24.052120034330834,27.393792982407966,31.233504305635538,35.670154488012862,40.822646927187158,46.831802722308474,53.861723100208295,62.100393382292985,71.75934068344921,83.072194586037028,96.292053024086854,111.68761883406158,129.53813782266755,150.12722747837969,{"$f":"IFERROR(IF(OR(D23=\"\",'Lives scenario - input'!$F8=\"\"),\"\",D23/'Lives scenario - input'!$F8),\"\")","v":5.8493500311378593E-2},{"$f":"IFERROR(IF(OR(E23=\"\",'Lives scenario - input'!$F8=\"\"),\"\",E23/'Lives scenario - input'!$F8),\"\")","v":6.7128688945905263E-2},{"$f":"IFERROR(IF(OR(F23=\"\",'Lives scenario - input'!$F8=\"\"),\"\",F23/'Lives scenario - input'!$F8),\"\")","v":7.6814291281200847E-2},{"$f":"IFERROR(IF(OR(G23=\"\",'Lives scenario - input'!$F8=\"\"),\"\",G23/'Lives scenario - input'!$F8),\"\")","v":8.7696022257639977E-2},{"$f":"IFERROR(IF(OR(H23=\"\",'Lives scenario - input'!$F8=\"\"),\"\",H23/'Lives scenario - input'!$F8),\"\")","v":9.9955838998629851E-2},{"$f":"IFERROR(IF(OR(I23=\"\",'Lives scenario - input'!$F8=\"\"),\"\",I23/'Lives scenario - input'!$F8),\"\")","v":0.11382170770014116},{"$f":"IFERROR(IF(OR(J23=\"\",'Lives scenario - input'!$F8=\"\"),\"\",J23/'Lives scenario - input'!$F8),\"\")","v":0.12957878917519949},{"$f":"IFERROR(IF(OR(K23=\"\",'Lives scenario - input'!$F8=\"\"),\"\",K23/'Lives scenario - input'!$F8),\"\")","v":0.14758177327029365},{"$f":"IFERROR(IF(OR(L23=\"\",'Lives scenario - input'!$F8=\"\"),\"\",L23/'Lives scenario - input'!$F8),\"\")","v":0.16826789754274699},{"$f":"IFERROR(IF(OR(M23=\"\",'Lives scenario - input'!$F8=\"\"),\"\",M23/'Lives scenario - input'!$F8),\"\")","v":0.19216998009537864},{"$f":"IFERROR(IF(OR(N23=\"\",'Lives scenario - input'!$F8=\"\"),\"\",N23/'Lives scenario - input'!$F8),\"\")","v":0.21992860305874315},{"$f":"IFERROR(IF(OR(O23=\"\",'Lives scenario - input'!$F8=\"\"),\"\",O23/'Lives scenario - input'!$F8),\"\")","v":0.2523024283508809},{"$f":"IFERROR(IF(OR(P23=\"\",'Lives scenario - input'!$F8=\"\"),\"\",P23/'Lives scenario - input'!$F8),\"\")","v":0.29017553763464071},{"$f":"IFERROR(IF(OR(Q23=\"\",'Lives scenario - input'!$F8=\"\"),\"\",Q23/'Lives scenario - input'!$F8),\"\")","v":0.33456068613890788},{"$f":"IFERROR(IF(OR(R23=\"\",'Lives scenario - input'!$F8=\"\"),\"\",R23/'Lives scenario - input'!$F8),\"\")","v":0.38659745854002753},{"$f":"IFERROR(IF(OR(S23=\"\",'Lives scenario - input'!$F8=\"\"),\"\",S23/'Lives scenario - input'!$F8),\"\")","v":0.44754451471307577},{"$f":"IFERROR(IF(OR(T23=\"\",'Lives scenario - input'!$F8=\"\"),\"\",T23/'Lives scenario - input'!$F8),\"\")","v":0.51876539865282689},{"$f":"IFERROR(IF(OR(U23=\"\",'Lives scenario - input'!$F8=\"\"),\"\",U23/'Lives scenario - input'!$F8),\"\")","v":0.60170772446344756},{"$f":"IFERROR(IF(OR(V23=\"\",'Lives scenario - input'!$F8=\"\"),\"\",V23/'Lives scenario - input'!$F8),\"\")","v":0.69787590562132196},{"$f":"IFERROR(IF(OR(W23=\"\",'Lives scenario - input'!$F8=\"\"),\"\",W23/'Lives scenario - input'!$F8),\"\")","v":0.80879790767348037}]
[{"$f":"IFERROR('Lives scenario - input'!A9,\"\")","v":1},{"$f":"IFERROR('Lives scenario - input'!B9,\"\")","v":"OVERHEAD CONDUCTORS"},{"$f":"IFERROR('Lives scenario - input'!C9,\"\")","v":"˃ 11 kv & < = 22 kv ; swer"},{"$f":"IFERROR(repcalc('Lives scenario - input'!$CX9:$GJ9,'Lives scenario - input'!$I9,'Lives scenario - input'!$G9,'Lives scenario - input'!$H9,20,TRUE,TRUE),\"\")","v":22.06920783743125},29.771588296154839,39.738584934844226,52.48745647375997,68.60783654085219,88.75944658944745,113.66625458674224,144.10681462747607,180.90081192861993,224.89219478298062,276.92967519567406,337.84578741807763,408.43606461332138,489.4401810472923,581.52706545186504,685.2859842701356,801.22539966253657,929.78102330382274,1071.3339297532293,1226.2388966533376,{"$f":"IFERROR(IF(OR(D24=\"\",'Lives scenario - input'!$F9=\"\"),\"\",D24/'Lives scenario - input'!$F9),\"\")","v":1.7640249559671029E-3},{"$f":"IFERROR(IF(OR(E24=\"\",'Lives scenario - input'!$F9=\"\"),\"\",E24/'Lives scenario - input'!$F9),\"\")","v":2.3796878039328883E-3},{"$f":"IFERROR(IF(OR(F24=\"\",'Lives scenario - input'!$F9=\"\"),\"\",F24/'Lives scenario - input'!$F9),\"\")","v":3.1763648272407977E-3},{"$f":"IFERROR(IF(OR(G24=\"\",'Lives scenario - input'!$F9=\"\"),\"\",G24/'Lives scenario - input'!$F9),\"\")","v":4.1954012929231897E-3},{"$f":"IFERROR(IF(OR(H24=\"\",'Lives scenario - input'!$F9=\"\"),\"\",H24/'Lives scenario - input'!$F9),\"\")","v":5.483927503175022E-3},{"$f":"IFERROR(IF(OR(I24=\"\",'Lives scenario - input'!$F9=\"\"),\"\",I24/'Lives scenario - input'!$F9),\"\")","v":7.0946759854267115E-3},{"$f":"IFERROR(IF(OR(J24=\"\",'Lives scenario - input'!$F9=\"\"),\"\",J24/'Lives scenario - input'!$F9),\"\")","v":9.0855145875350062E-3},{"$f":"IFERROR(IF(OR(K24=\"\",'Lives scenario - input'!$F9=\"\"),\"\",K24/'Lives scenario - input'!$F9),\"\")","v":1.1518674308582773E-2},{"$f":"IFERROR(IF(OR(L24=\"\",'Lives scenario - input'!$F9=\"\"),\"\",L24/'Lives scenario - input'!$F9),\"\")","v":1.4459673820079453E-2},{"$f":"IFERROR(IF(OR(M24=\"\",'Lives scenario - input'!$F9=\"\"),\"\",M24/'Lives scenario - input'!$F9),\"\")","v":1.7975971177657292E-2},{"$f":"IFERROR(IF(OR(N24=\"\",'Lives scenario - input'!$F9=\"\"),\"\",N24/'Lives scenario - input'!$F9),\"\")","v":2.2135405207634015E-2},{"$f":"IFERROR(IF(OR(O24=\"\",'Lives scenario - input'!$F9=\"\"),\"\",O24/'Lives scenario - input'!$F9),\"\")","v":2.7004521624153299E-2},{"$f":"IFERROR(IF(OR(P24=\"\",'Lives scenario - input'!$F9=\"\"),\"\",P24/'Lives scenario - input'!$F9),\"\")","v":3.2646908588756705E-2},{"$f":"IFERROR(IF(OR(Q24=\"\",'Lives scenario - input'!$F9=\"\"),\"\",Q24/'Lives scenario - input'!$F9),\"\")","v":3.912168937736437E-2},{"$f":"IFERROR(IF(OR(R24=\"\",'Lives scenario - input'!$F9=\"\"),\"\",R24/'Lives scenario - input'!$F9),\"\")","v":4.6482332469021066E-2},{"$f":"IFERROR(IF(OR(S24=\"\",'Lives scenario - input'!$F9=\"\"),\"\",S24/'Lives scenario - input'!$F9),\"\")","v":5.4775938816284418E-2},{"$f":"IFERROR(IF(OR(T24=\"\",'Lives scenario - input'!$F9=\"\"),\"\",T24/'Lives scenario - input'!$F9),\"\")","v":6.4043150563937112E-2},{"$f":"IFERROR(IF(OR(U24=\"\",'Lives scenario - input'!$F9=\"\"),\"\",U24/'Lives scenario - input'!$F9),\"\")","v":7.431879480108608E-2},{"$f":"IFERROR(IF(OR(V24=\"\",'Lives scenario - input'!$F9=\"\"),\"\",V24/'Lives scenario - input'!$F9),\"\")","v":8.5633331390066528E-2},{"$f":"IFERROR(IF(OR(W24=\"\",'Lives scenario - input'!$F9=\"\"),\"\",W24/'Lives scenario - input'!$F9),\"\")","v":9.8015118241137067E-2}]
[{"$f":"IFERROR('Lives scenario - input'!A10,\"\")","v":1},{"$f":"IFERROR('Lives scenario - input'!B10,\"\")","v":"OVERHEAD CONDUCTORS"},{"$f":"IFERROR('Lives scenario - input'!C10,\"\")","v":"> 1 kv & < = 11 kv"},{"$f":"IFERROR(repcalc('Lives scenario - input'!$CX10:$GJ10,'Lives scenario - input'!$I10,'Lives scenario - input'!$G10,'Lives scenario - input'!$H10,20,TRUE,TRUE),\"\")","v":308.89743149344241},333.21873924153567,356.54195150243828,378.487852294851,398.71674324861834,416.94596706767175,432.96582932427606,446.65302085623188,457.98079089528841,467.02532784151748,473.9680520393581,479.09379018813553,482.78505924785003,485.51291472833014,487.82499342411643,490.33148918939378,493.68983495834919,498.58882585266355,505.73281574762098,515.8264686222393,{"$f":"IFERROR(IF(OR(D25=\"\",'Lives scenario - input'!$F10=\"\"),\"\",D25/'Lives scenario - input'!$F10),\"\")","v":2.0518472750911871},{"$f":"IFERROR(IF(OR(E25=\"\",'Lives scenario - input'!$F10=\"\"),\"\",E25/'Lives scenario - input'!$F10),\"\")","v":2.2134012536668837},{"$f":"IFERROR(IF(OR(F25=\"\",'Lives scenario - input'!$F10=\"\"),\"\",F25/'Lives scenario - input'!$F10),\"\")","v":2.3683253956143777},{"$f":"IFERROR(IF(OR(G25=\"\",'Lives scenario - input'!$F10=\"\"),\"\",G25/'Lives scenario - input'!$F10),\"\")","v":2.5141007635824},{"$f":"IFERROR(IF(OR(H25=\"\",'Lives scenario - input'!$F10=\"\"),\"\",H25/'Lives scenario - input'!$F10),\"\")","v":2.6484709154510324},{"$f":"IFERROR(IF(OR(I25=\"\",'Lives scenario - input'!$F10=\"\"),\"\",I25/'Lives scenario - input'!$F10),\"\")","v":2.7695583037122913},{"$f":"IFERROR(IF(OR(J25=\"\",'Lives scenario - input'!$F10=\"\"),\"\",J25/'Lives scenario - input'!$F10),\"\")","v":2.8759700357866889},{"$f":"IFERROR(IF(OR(K25=\"\",'Lives scenario - input'!$F10=\"\"),\"\",K25/'Lives scenario - input'!$F10),\"\")","v":2.9668870321265919},{"$f":"IFERROR(IF(OR(L25=\"\",'Lives scenario - input'!$F10=\"\"),\"\",L25/'Lives scenario - input'!$F10),\"\")","v":3.0421316010928154},{"$f":"IFERROR(IF(OR(M25=\"\",'Lives scenario - input'!$F10=\"\"),\"\",M25/'Lives scenario - input'!$F10),\"\")","v":3.1022098231675614},{"$f":"IFERROR(IF(OR(N25=\"\",'Lives scenario - input'!$F10=\"\"),\"\",N25/'Lives scenario - input'!$F10),\"\")","v":3.1483267806902444},{"$f":"IFERROR(IF(OR(O25=\"\",'Lives scenario - input'!$F10=\"\"),\"\",O25/'Lives scenario - input'!$F10),\"\")","v":3.1823744314024944},{"$f":"IFERROR(IF(OR(P25=\"\",'Lives scenario - input'!$F10=\"\"),\"\",P25/'Lives scenario - input'!$F10),\"\")","v":3.2068936393647802},{"$f":"IFERROR(IF(OR(Q25=\"\",'Lives scenario - input'!$F10=\"\"),\"\",Q25/'Lives scenario - input'!$F10),\"\")","v":3.2250133848330571},{"$f":"IFERROR(IF(OR(R25=\"\",'Lives scenario - input'!$F10=\"\"),\"\",R25/'Lives scenario - input'!$F10),\"\")","v":3.2403713382767267},{"$f":"IFERROR(IF(OR(S25=\"\",'Lives scenario - input'!$F10=\"\"),\"\",S25/'Lives scenario - input'!$F10),\"\")","v":3.2570207046413064},{"$f":"IFERROR(IF(OR(T25=\"\",'Lives scenario - input'!$F10=\"\"),\"\",T25/'Lives scenario - input'!$F10),\"\")","v":3.2793284738627269},{"$f":"IFERROR(IF(OR(U25=\"\",'Lives scenario - input'!$F10=\"\"),\"\",U25/'Lives scenario - input'!$F10),\"\")","v":3.3118699588100005},{"$f":"IFERROR(IF(OR(V25=\"\",'Lives scenario - input'!$F10=\"\"),\"\",V25/'Lives scenario - input'!$F10),\"\")","v":3.3593238211758281},{"$f":"IFERROR(IF(OR(W25=\"\",'Lives scenario - input'!$F10=\"\"),\"\",W25/'Lives scenario - input'!$F10),\"\")","v":3.4263707825130303}]
[{"$f":"IFERROR('Lives scenario - input'!A11,\"\")","v":1},{"$f":"IFERROR('Lives scenario - input'!B11,\"\")","v":"OVERHEAD CONDUCTORS"},{"$f":"IFERROR('Lives scenario - input'!C11,\"\")","v":"> 22 kv & < = 66 kv"},{"$f":"IFERROR(repcalc('Lives scenario - input'!$CX11:$GJ11,'Lives scenario - input'!$I11,'Lives scenario - input'!$G11,'Lives scenario - input'!$H11,20,TRUE,TRUE),\"\")","v":80.756837127795592},96.497754593255848,114.55056093268669,135.13183444536534,158.47062908451801,184.81321299763158,214.42987637220347,247.62412689843848,284.74458630698973,326.19990436457641,372.47702246786497,424.16315031026613,481.97186483203393,546.77379420828959,619.63239784518532,701.84537608168955,794.99221377630022,900.98824836080735,1022.1454210684303,1161.2394871863632,{"$f":"IFERROR(IF(OR(D26=\"\",'Lives scenario - input'!$F11=\"\"),\"\",D26/'Lives scenario - input'!$F11),\"\")","v":1.9954420939033643E-2},{"$f":"IFERROR(IF(OR(E26=\"\",'Lives scenario - input'!$F11=\"\"),\"\",E26/'Lives scenario - input'!$F11),\"\")","v":2.3843885958265688E-2},{"$f":"IFERROR(IF(OR(F26=\"\",'Lives scenario - input'!$F11=\"\"),\"\",F26/'Lives scenario - input'!$F11),\"\")","v":2.8304601727232696E-2},{"$f":"IFERROR(IF(OR(G26=\"\",'Lives scenario - input'!$F11=\"\"),\"\",G26/'Lives scenario - input'!$F11),\"\")","v":3.3390083151962978E-2},{"$f":"IFERROR(IF(OR(H26=\"\",'Lives scenario - input'!$F11=\"\"),\"\",H26/'Lives scenario - input'!$F11),\"\")","v":3.9156927780886926E-2},{"$f":"IFERROR(IF(OR(I26=\"\",'Lives scenario - input'!$F11=\"\"),\"\",I26/'Lives scenario - input'!$F11),\"\")","v":4.5665986663322541E-2},{"$f":"IFERROR(IF(OR(J26=\"\",'Lives scenario - input'!$F11=\"\"),\"\",J26/'Lives scenario - input'!$F11),\"\")","v":5.2984046518126569E-2},{"$f":"IFERROR(IF(OR(K26=\"\",'Lives scenario - input'!$F11=\"\"),\"\",K26/'Lives scenario - input'!$F11),\"\")","v":6.1186101864945636E-2},{"$f":"IFERROR(IF(OR(L26=\"\",'Lives scenario - input'!$F11=\"\"),\"\",L26/'Lives scenario - input'!$F11),\"\")","v":7.03582945712595E-2},{"$f":"IFERROR(IF(OR(M26=\"\",'Lives scenario - input'!$F11=\"\"),\"\",M26/'Lives scenario - input'!$F11),\"\")","v":8.0601598991089096E-2},{"$f":"IFERROR(IF(OR(N26=\"\",'Lives scenario - input'!$F11=\"\"),\"\",N26/'Lives scenario - input'!$F11),\"\")","v":9.2036334764817887E-2},{"$f":"IFERROR(IF(OR(O26=\"\",'Lives scenario - input'!$F11=\"\"),\"\",O26/'Lives scenario - input'!$F11),\"\")","v":0.10480759709204188},{"$f":"IFERROR(IF(OR(P26=\"\",'Lives scenario - input'!$F11=\"\"),\"\",P26/'Lives scenario - input'!$F11),\"\")","v":0.11909170559032711},{"$f":"IFERROR(IF(OR(Q26=\"\",'Lives scenario - input'!$F11=\"\"),\"\",Q26/'Lives scenario - input'!$F11),\"\")","v":0.13510378608314114},{"$f":"IFERROR(IF(OR(R26=\"\",'Lives scenario - input'!$F11=\"\"),\"\",R26/'Lives scenario - input'!$F11),\"\")","v":0.15310661157394315},{"$f":"IFERROR(IF(OR(S26=\"\",'Lives scenario - input'!$F11=\"\"),\"\",S26/'Lives scenario - input'!$F11),\"\")","v":0.17342083427915819},{"$f":"IFERROR(IF(OR(T26=\"\",'Lives scenario - input'!$F11=\"\"),\"\",T26/'Lives scenario - input'!$F11),\"\")","v":0.19643673329903655},{"$f":"IFERROR(IF(OR(U26=\"\",'Lives scenario - input'!$F11=\"\"),\"\",U26/'Lives scenario - input'!$F11),\"\")","v":0.22262757443637021},{"$f":"IFERROR(IF(OR(V26=\"\",'Lives scenario - input'!$F11=\"\"),\"\",V26/'Lives scenario - input'!$F11),\"\")","v":0.25256462137847968},{"$f":"IFERROR(IF(OR(W26=\"\",'Lives scenario - input'!$F11=\"\"),\"\",W26/'Lives scenario - input'!$F11),\"\")","v":0.28693374285666229}]
[{"$f":"IFERROR('Lives scenario - input'!A12,\"\")","v":2},{"$f":"IFERROR('Lives scenario - input'!B12,\"\")","v":"POLES"},{"$f":"IFERROR('Lives scenario - input'!C12,\"\")","v":"˂ = 1 kv ; concrete"},{"$f":"IFERROR(repcalc('Lives scenario - input'!$CX12:$GJ12,'Lives scenario - input'!$I12,'Lives scenario - input'!$G12,'Lives scenario - input'!$H12,20,TRUE,TRUE),\"\")","v":9.8181702429288507},10.858567855357336,12.129634866429942,13.713498005644754,15.719420343710812,18.290275397770596,21.609534466997978,25.908504435607103,31.473478767364959,38.652401976601254,47.860606266580639,59.585166873180896,74.387446930837172,92.903467001735862,115.84183713952461,143.97912201003152,178.15265600259195,219.25096204656631,268.2020265187316,325.95971363374588,{"$f":"IFERROR(IF(OR(D27=\"\",'Lives scenario - input'!$F12=\"\"),\"\",D27/'Lives scenario - input'!$F12),\"\")","v":1.1507479002467542},{"$f":"IFERROR(IF(OR(E27=\"\",'Lives scenario - input'!$F12=\"\"),\"\",E27/'Lives scenario - input'!$F12),\"\")","v":1.2726886833357496},{"$f":"IFERROR(IF(OR(F27=\"\",'Lives scenario - input'!$F12=\"\"),\"\",F27/'Lives scenario - input'!$F12),\"\")","v":1.4216652907762404},{"$f":"IFERROR(IF(OR(G27=\"\",'Lives scenario - input'!$F12=\"\"),\"\",G27/'Lives scenario - input'!$F12),\"\")","v":1.6073034633310861},{"$f":"IFERROR(IF(OR(H27=\"\",'Lives scenario - input'!$F12=\"\"),\"\",H27/'Lives scenario - input'!$F12),\"\")","v":1.8424094822198955},{"$f":"IFERROR(IF(OR(I27=\"\",'Lives scenario - input'!$F12=\"\"),\"\",I27/'Lives scenario - input'!$F12),\"\")","v":2.143728972725647},{"$f":"IFERROR(IF(OR(J27=\"\",'Lives scenario - input'!$F12=\"\"),\"\",J27/'Lives scenario - input'!$F12),\"\")","v":2.5327658614513591},{"$f":"IFERROR(IF(OR(K27=\"\",'Lives scenario - input'!$F12=\"\"),\"\",K27/'Lives scenario - input'!$F12),\"\")","v":3.0366306898458051},{"$f":"IFERROR(IF(OR(L27=\"\",'Lives scenario - input'!$F12=\"\"),\"\",L27/'Lives scenario - input'!$F12),\"\")","v":3.688878753257578},{"$f":"IFERROR(IF(OR(M27=\"\",'Lives scenario - input'!$F12=\"\"),\"\",M27/'Lives scenario - input'!$F12),\"\")","v":4.5302912165433016},{"$f":"IFERROR(IF(OR(N27=\"\",'Lives scenario - input'!$F12=\"\"),\"\",N27/'Lives scenario - input'!$F12),\"\")","v":5.6095474821767599},{"$f":"IFERROR(IF(OR(O27=\"\",'Lives scenario - input'!$F12=\"\"),\"\",O27/'Lives scenario - input'!$F12),\"\")","v":6.9837356624110702},{"$f":"IFERROR(IF(OR(P27=\"\",'Lives scenario - input'!$F12=\"\"),\"\",P27/'Lives scenario - input'!$F12),\"\")","v":8.7186508526910735},{"$f":"IFERROR(IF(OR(Q27=\"\",'Lives scenario - input'!$F12=\"\"),\"\",Q27/'Lives scenario - input'!$F12),\"\")","v":10.888838442670901},{"$f":"IFERROR(IF(OR(R27=\"\",'Lives scenario - input'!$F12=\"\"),\"\",R27/'Lives scenario - input'!$F12),\"\")","v":13.577351741791389},{"$f":"IFERROR(IF(OR(S27=\"\",'Lives scenario - input'!$F12=\"\"),\"\",S27/'Lives scenario - input'!$F12),\"\")","v":16.875208743884038},{"$f":"IFERROR(IF(OR(T27=\"\",'Lives scenario - input'!$F12=\"\"),\"\",T27/'Lives scenario - input'!$F12),\"\")","v":20.880550015519898},{"$f":"IFERROR(IF(OR(U27=\"\",'Lives scenario - input'!$F12=\"\"),\"\",U27/'Lives scenario - input'!$F12),\"\")","v":25.697515724366053},{"$f":"IFERROR(IF(OR(V27=\"\",'Lives scenario - input'!$F12=\"\"),\"\",V27/'Lives scenario - input'!$F12),\"\")","v":31.434871388651604},{"$f":"IFERROR(IF(OR(W27=\"\",'Lives scenario - input'!$F12=\"\"),\"\",W27/'Lives scenario - input'!$F12),\"\")","v":38.204415562993063}]
[{"$f":"IFERROR('Lives scenario - input'!A13,\"\")","v":2},{"$f":"IFERROR('Lives scenario - input'!B13,\"\")","v":"POLES"},{"$f":"IFERROR('Lives scenario - input'!C13,\"\")","v":"˂ = 1 kv ; steel"},{"$f":"IFERROR(repcalc('Lives scenario - input'!$CX13:$GJ13,'Lives scenario - input'!$I13,'Lives scenario - input'!$G13,'Lives scenario - input'!$H13,20,TRUE,TRUE),\"\")","v":5.1271362594414018},5.6449567977739292,6.1538380847072069,6.64683710034355,7.1189643663780782,7.5679135966105227,7.994690463327764,8.4040788198661005,8.8048908509389499,9.2099612946440086,9.6358639826071908,10.102349846937727,10.631527287474297,11.246826329689597,11.971805426343785,12.828872510785217,13.837998947499901,15.015505882264762,16.37299729884904,17.916503506097587,{"$f":"IFERROR(IF(OR(D28=\"\",'Lives scenario - input'!$F13=\"\"),\"\",D28/'Lives scenario - input'!$F13),\"\")","v":0.60093083933642966},{"$f":"IFERROR(IF(OR(E28=\"\",'Lives scenario - input'!$F13=\"\"),\"\",E28/'Lives scenario - input'!$F13),\"\")","v":0.66162248375153432},{"$f":"IFERROR(IF(OR(F28=\"\",'Lives scenario - input'!$F13=\"\"),\"\",F28/'Lives scenario - input'!$F13),\"\")","v":0.72126639477814192},{"$f":"IFERROR(IF(OR(G28=\"\",'Lives scenario - input'!$F13=\"\"),\"\",G28/'Lives scenario - input'!$F13),\"\")","v":0.77904880922301545},{"$f":"IFERROR(IF(OR(H28=\"\",'Lives scenario - input'!$F13=\"\"),\"\",H28/'Lives scenario - input'!$F13),\"\")","v":0.83438493057717134},{"$f":"IFERROR(IF(OR(I28=\"\",'Lives scenario - input'!$F13=\"\"),\"\",I28/'Lives scenario - input'!$F13),\"\")","v":0.88700444839205783},{"$f":"IFERROR(IF(OR(J28=\"\",'Lives scenario - input'!$F13=\"\"),\"\",J28/'Lives scenario - input'!$F13),\"\")","v":0.93702523343624244},{"$f":"IFERROR(IF(OR(K28=\"\",'Lives scenario - input'!$F13=\"\"),\"\",K28/'Lives scenario - input'!$F13),\"\")","v":0.98500798175039528},{"$f":"IFERROR(IF(OR(L28=\"\",'Lives scenario - input'!$F13=\"\"),\"\",L28/'Lives scenario - input'!$F13),\"\")","v":1.0319855337522974},{"$f":"IFERROR(IF(OR(M28=\"\",'Lives scenario - input'!$F13=\"\"),\"\",M28/'Lives scenario - input'!$F13),\"\")","v":1.0794621970217424},{"$f":"IFERROR(IF(OR(N28=\"\",'Lives scenario - input'!$F13=\"\"),\"\",N28/'Lives scenario - input'!$F13),\"\")","v":1.1293805231208505},{"$f":"IFERROR(IF(OR(O28=\"\",'Lives scenario - input'!$F13=\"\"),\"\",O28/'Lives scenario - input'!$F13),\"\")","v":1.1840554386693734},{"$f":"IFERROR(IF(OR(P28=\"\",'Lives scenario - input'!$F13=\"\"),\"\",P28/'Lives scenario - input'!$F13),\"\")","v":1.2460781795149991},{"$f":"IFERROR(IF(OR(Q28=\"\",'Lives scenario - input'!$F13=\"\"),\"\",Q28/'Lives scenario - input'!$F13),\"\")","v":1.3181948838839259},{"$f":"IFERROR(IF(OR(R28=\"\",'Lives scenario - input'!$F13=\"\"),\"\",R28/'Lives scenario - input'!$F13),\"\")","v":1.4031667424436658},{"$f":"IFERROR(IF(OR(S28=\"\",'Lives scenario - input'!$F13=\"\"),\"\",S28/'Lives scenario - input'!$F13),\"\")","v":1.5036200981493184},{"$f":"IFERROR(IF(OR(T28=\"\",'Lives scenario - input'!$F13=\"\"),\"\",T28/'Lives scenario - input'!$F13),\"\")","v":1.6218957136051877},{"$f":"IFERROR(IF(OR(U28=\"\",'Lives scenario - input'!$F13=\"\"),\"\",U28/'Lives scenario - input'!$F13),\"\")","v":1.7599065240902219},{"$f":"IFERROR(IF(OR(V28=\"\",'Lives scenario - input'!$F13=\"\"),\"\",V28/'Lives scenario - input'!$F13),\"\")","v":1.9190125854627482},{"$f":"IFERROR(IF(OR(W28=\"\",'Lives scenario - input'!$F13=\"\"),\"\",W28/'Lives scenario - input'!$F13),\"\")","v":2.09992068575652}]
[{"$f":"IFERROR('Lives scenario - input'!A14,\"\")","v":2},{"$f":"IFERROR('Lives scenario - input'!B14,\"\")","v":"POLES"},{"$f":"IFERROR('Lives scenario - input'!C14,\"\")","v":"˂ = 1 kv ; wood"},{"$f":"IFERROR(repcalc('Lives scenario - input'!$CX14:$GJ14,'Lives scenario - input'!$I14,'Lives scenario - input'!$G14,'Lives scenario - input'!$H14,20,TRUE,TRUE),\"\")","v":2285.0624239226554},2216.5775655786329,2154.9169481006529,2104.587738987419,2069.7222036854887,2053.9382940319711,2060.2257859555084,2090.8596140371401,2147.3404550934047,2230.3614526028018,2339.799283812667,2474.7275111409153,2633.450226969449,2813.5542548579274,3011.9784564176539,3225.0988707127717,3448.8283769882287,3678.7292681901567,3910.1365574860088,4138.289075476896,{"$f":"IFERROR(IF(OR(D29=\"\",'Lives scenario - input'!$F14=\"\"),\"\",D29/'Lives scenario - input'!$F14),\"\")","v":610.11989998615525},{"$f":"IFERROR(IF(OR(E29=\"\",'Lives scenario - input'!$F14=\"\"),\"\",E29/'Lives scenario - input'!$F14),\"\")","v":591.8341960657815},{"$f":"IFERROR(IF(OR(F29=\"\",'Lives scenario - input'!$F14=\"\"),\"\",F29/'Lives scenario - input'!$F14),\"\")","v":575.3705890435416},{"$f":"IFERROR(IF(OR(G29=\"\",'Lives scenario - input'!$F14=\"\"),\"\",G29/'Lives scenario - input'!$F14),\"\")","v":561.93250888035914},{"$f":"IFERROR(IF(OR(H29=\"\",'Lives scenario - input'!$F14=\"\"),\"\",H29/'Lives scenario - input'!$F14),\"\")","v":552.62328533850928},{"$f":"IFERROR(IF(OR(I29=\"\",'Lives scenario - input'!$F14=\"\"),\"\",I29/'Lives scenario - input'!$F14),\"\")","v":548.40892459353529},{"$f":"IFERROR(IF(OR(J29=\"\",'Lives scenario - input'!$F14=\"\"),\"\",J29/'Lives scenario - input'!$F14),\"\")","v":550.08770759017966},{"$f":"IFERROR(IF(OR(K29=\"\",'Lives scenario - input'!$F14=\"\"),\"\",K29/'Lives scenario - input'!$F14),\"\")","v":558.26705005788938},{"$f":"IFERROR(IF(OR(L29=\"\",'Lives scenario - input'!$F14=\"\"),\"\",L29/'Lives scenario - input'!$F14),\"\")","v":573.34763811343407},{"$f":"IFERROR(IF(OR(M29=\"\",'Lives scenario - input'!$F14=\"\"),\"\",M29/'Lives scenario - input'!$F14),\"\")","v":595.51454356288389},{"$f":"IFERROR(IF(OR(N29=\"\",'Lives scenario - input'!$F14=\"\"),\"\",N29/'Lives scenario - input'!$F14),\"\")","v":624.73483878696084},{"$f":"IFERROR(IF(OR(O29=\"\",'Lives scenario - input'!$F14=\"\"),\"\",O29/'Lives scenario - input'!$F14),\"\")","v":660.76116161340735},{"$f":"IFERROR(IF(OR(P29=\"\",'Lives scenario - input'!$F14=\"\"),\"\",P29/'Lives scenario - input'!$F14),\"\")","v":703.14069859804499},{"$f":"IFERROR(IF(OR(Q29=\"\",'Lives scenario - input'!$F14=\"\"),\"\",Q29/'Lives scenario - input'!$F14),\"\")","v":751.22912293692491},{"$f":"IFERROR(IF(OR(R29=\"\",'Lives scenario - input'!$F14=\"\"),\"\",R29/'Lives scenario - input'!$F14),\"\")","v":804.20909965136002},{"$f":"IFERROR(IF(OR(S29=\"\",'Lives scenario - input'!$F14=\"\"),\"\",S29/'Lives scenario - input'!$F14),\"\")","v":861.1130181147912},{"$f":"IFERROR(IF(OR(T29=\"\",'Lives scenario - input'!$F14=\"\"),\"\",T29/'Lives scenario - input'!$F14),\"\")","v":920.8496023602263},{"$f":"IFERROR(IF(OR(U29=\"\",'Lives scenario - input'!$F14=\"\"),\"\",U29/'Lives scenario - input'!$F14),\"\")","v":982.23396861576975},{"$f":"IFERROR(IF(OR(V29=\"\",'Lives scenario - input'!$F14=\"\"),\"\",V29/'Lives scenario - input'!$F14),\"\")","v":1044.0205485897579},{"$f":"IFERROR(IF(OR(W29=\"\",'Lives scenario - input'!$F14=\"\"),\"\",W29/'Lives scenario - input'!$F14),\"\")","v":1104.93809289878}]
[{"$f":"IFERROR('Lives scenario - input'!A15,\"\")","v":2},{"$f":"IFERROR('Lives scenario - input'!B15,\"\")","v":"POLES"},{"$f":"IFERROR('Lives scenario - input'!C15,\"\")","v":"˃ 11 kv & < = 22 kv ; concrete"},{"$f":"IFERROR(repcalc('Lives scenario - input'!$CX15:$GJ15,'Lives scenario - input'!$I15,'Lives scenario - input'!$G15,'Lives scenario - input'!$H15,20,TRUE,TRUE),\"\")","v":56.102585560400584},57.510936886246441,59.24808198291246,61.689215213670252,65.312747414207152,70.710061049992248,78.594821628487736,89.811521534881336,105.34268615021462,126.31388010595218,153.99534150555883,189.79877620055089,235.26759656745361,292.05872299493461,361.91401376019297,446.61948242158985,547.95073508222492,667.603548899869,807.10925429260374,967.73560679978902,{"$f":"IFERROR(IF(OR(D30=\"\",'Lives scenario - input'!$F15=\"\"),\"\",D30/'Lives scenario - input'!$F15),\"\")","v":3.983322626573556},{"$f":"IFERROR(IF(OR(E30=\"\",'Lives scenario - input'!$F15=\"\"),\"\",E30/'Lives scenario - input'!$F15),\"\")","v":4.0833165510312259},{"$f":"IFERROR(IF(OR(F30=\"\",'Lives scenario - input'!$F15=\"\"),\"\",F30/'Lives scenario - input'!$F15),\"\")","v":4.2066550620832937},{"$f":"IFERROR(IF(OR(G30=\"\",'Lives scenario - input'!$F15=\"\"),\"\",G30/'Lives scenario - input'!$F15),\"\")","v":4.3799772206866505},{"$f":"IFERROR(IF(OR(H30=\"\",'Lives scenario - input'!$F15=\"\"),\"\",H30/'Lives scenario - input'!$F15),\"\")","v":4.637250529186435},{"$f":"IFERROR(IF(OR(I30=\"\",'Lives scenario - input'!$F15=\"\"),\"\",I30/'Lives scenario - input'!$F15),\"\")","v":5.0204635542793774},{"$f":"IFERROR(IF(OR(J30=\"\",'Lives scenario - input'!$F15=\"\"),\"\",J30/'Lives scenario - input'!$F15),\"\")","v":5.5802870437622749},{"$f":"IFERROR(IF(OR(K30=\"\",'Lives scenario - input'!$F15=\"\"),\"\",K30/'Lives scenario - input'!$F15),\"\")","v":6.3766805448161703},{"$f":"IFERROR(IF(OR(L30=\"\",'Lives scenario - input'!$F15=\"\"),\"\",L30/'Lives scenario - input'!$F15),\"\")","v":7.4794040434094837},{"$f":"IFERROR(IF(OR(M30=\"\",'Lives scenario - input'!$F15=\"\"),\"\",M30/'Lives scenario - input'!$F15),\"\")","v":8.9683734118571721},{"$f":"IFERROR(IF(OR(N30=\"\",'Lives scenario - input'!$F15=\"\"),\"\",N30/'Lives scenario - input'!$F15),\"\")","v":10.93377643969025},{"$f":"IFERROR(IF(OR(O30=\"\",'Lives scenario - input'!$F15=\"\"),\"\",O30/'Lives scenario - input'!$F15),\"\")","v":13.475845225024004},{"$f":"IFERROR(IF(OR(P30=\"\",'Lives scenario - input'!$F15=\"\"),\"\",P30/'Lives scenario - input'!$F15),\"\")","v":16.70416312092739},{"$f":"IFERROR(IF(OR(Q30=\"\",'Lives scenario - input'!$F15=\"\"),\"\",Q30/'Lives scenario - input'!$F15),\"\")","v":20.736372628341925},{"$f":"IFERROR(IF(OR(R30=\"\",'Lives scenario - input'!$F15=\"\"),\"\",R30/'Lives scenario - input'!$F15),\"\")","v":25.696146897418259},{"$f":"IFERROR(IF(OR(S30=\"\",'Lives scenario - input'!$F15=\"\"),\"\",S30/'Lives scenario - input'!$F15),\"\")","v":31.710294134005093},{"$f":"IFERROR(IF(OR(T30=\"\",'Lives scenario - input'!$F15=\"\"),\"\",T30/'Lives scenario - input'!$F15),\"\")","v":38.904883607383141},{"$f":"IFERROR(IF(OR(U30=\"\",'Lives scenario - input'!$F15=\"\"),\"\",U30/'Lives scenario - input'!$F15),\"\")","v":47.400316676147604},{"$f":"IFERROR(IF(OR(V30=\"\",'Lives scenario - input'!$F15=\"\"),\"\",V30/'Lives scenario - input'!$F15),\"\")","v":57.30531886590795},{"$f":"IFERROR(IF(OR(W30=\"\",'Lives scenario - input'!$F15=\"\"),\"\",W30/'Lives scenario - input'!$F15),\"\")","v":68.709901702415678}]
[{"$f":"IFERROR('Lives scenario - input'!A16,\"\")","v":2},{"$f":"IFERROR('Lives scenario - input'!B16,\"\")","v":"POLES"},{"$f":"IFERROR('Lives scenario - input'!C16,\"\")","v":"˃ 11 kv & < = 22 kv ; steel"},{"$f":"IFERROR(repcalc('Lives scenario - input'!$CX16:$GJ16,'Lives scenario - input'!$I16,'Lives scenario - input'!$G16,'Lives scenario - input'!$H16,20,TRUE,TRUE),\"\")","v":2.6029702930525159E-2},3.5119922021442013E-2,4.6707878264244648E-2,6.1232707768467988E-2,7.912966298378199E-2,0.1008010895107338,0.12658171746177735,0.15670011333926179,0.19123912162407597,0.23009901583931991,0.27296772215540849,0.31930271830353052,0.36832891498059156,0.41905591721585955,0.47031653818477792,0.52082639024492172,0.56926199606504591,0.61435241687669317,0.65497720628526068,0.69026189487587064,{"$f":"IFERROR(IF(OR(D31=\"\",'Lives scenario - input'!$F16=\"\"),\"\",D31/'Lives scenario - input'!$F16),\"\")","v":1.8481270267752794E-3},{"$f":"IFERROR(IF(OR(E31=\"\",'Lives scenario - input'!$F16=\"\"),\"\",E31/'Lives scenario - input'!$F16),\"\")","v":2.49353890973345E-3},{"$f":"IFERROR(IF(OR(F31=\"\",'Lives scenario - input'!$F16=\"\"),\"\",F31/'Lives scenario - input'!$F16),\"\")","v":3.3162918690958177E-3},{"$f":"IFERROR(IF(OR(G31=\"\",'Lives scenario - input'!$F16=\"\"),\"\",G31/'Lives scenario - input'!$F16),\"\")","v":4.3475648743124228E-3},{"$f":"IFERROR(IF(OR(H31=\"\",'Lives scenario - input'!$F16=\"\"),\"\",H31/'Lives scenario - input'!$F16),\"\")","v":5.618261152279559E-3},{"$f":"IFERROR(IF(OR(I31=\"\",'Lives scenario - input'!$F16=\"\"),\"\",I31/'Lives scenario - input'!$F16),\"\")","v":7.1569475207000658E-3},{"$f":"IFERROR(IF(OR(J31=\"\",'Lives scenario - input'!$F16=\"\"),\"\",J31/'Lives scenario - input'!$F16),\"\")","v":8.9873900505564944E-3},{"$f":"IFERROR(IF(OR(K31=\"\",'Lives scenario - input'!$F16=\"\"),\"\",K31/'Lives scenario - input'!$F16),\"\")","v":1.1125817122615789E-2},{"$f":"IFERROR(IF(OR(L31=\"\",'Lives scenario - input'!$F16=\"\"),\"\",L31/'Lives scenario - input'!$F16),\"\")","v":1.3578110752687292E-2},{"$f":"IFERROR(IF(OR(M31=\"\",'Lives scenario - input'!$F16=\"\"),\"\",M31/'Lives scenario - input'!$F16),\"\")","v":1.6337190291493681E-2},{"$f":"IFERROR(IF(OR(N31=\"\",'Lives scenario - input'!$F16=\"\"),\"\",N31/'Lives scenario - input'!$F16),\"\")","v":1.9380898279906633E-2},{"$f":"IFERROR(IF(OR(O31=\"\",'Lives scenario - input'!$F16=\"\"),\"\",O31/'Lives scenario - input'!$F16),\"\")","v":2.2670715259202643E-2},{"$f":"IFERROR(IF(OR(P31=\"\",'Lives scenario - input'!$F16=\"\"),\"\",P31/'Lives scenario - input'!$F16),\"\")","v":2.6151609349339265E-2},{"$f":"IFERROR(IF(OR(Q31=\"\",'Lives scenario - input'!$F16=\"\"),\"\",Q31/'Lives scenario - input'!$F16),\"\")","v":2.97532618180022E-2},{"$f":"IFERROR(IF(OR(R31=\"\",'Lives scenario - input'!$F16=\"\"),\"\",R31/'Lives scenario - input'!$F16),\"\")","v":3.3392801588194666E-2},{"$f":"IFERROR(IF(OR(S31=\"\",'Lives scenario - input'!$F16=\"\"),\"\",S31/'Lives scenario - input'!$F16),\"\")","v":3.6979036243270286E-2},{"$f":"IFERROR(IF(OR(T31=\"\",'Lives scenario - input'!$F16=\"\"),\"\",T31/'Lives scenario - input'!$F16),\"\")","v":4.0417997971466987E-2},{"$f":"IFERROR(IF(OR(U31=\"\",'Lives scenario - input'!$F16=\"\"),\"\",U31/'Lives scenario - input'!$F16),\"\")","v":4.3619449235551569E-2},{"$f":"IFERROR(IF(OR(V31=\"\",'Lives scenario - input'!$F16=\"\"),\"\",V31/'Lives scenario - input'!$F16),\"\")","v":4.6503837561588948E-2},{"$f":"IFERROR(IF(OR(W31=\"\",'Lives scenario - input'!$F16=\"\"),\"\",W31/'Lives scenario - input'!$F16),\"\")","v":4.9009075012423735E-2}]
[{"$f":"IFERROR('Lives scenario - input'!A17,\"\")","v":2},{"$f":"IFERROR('Lives scenario - input'!B17,\"\")","v":"POLES"},{"$f":"IFERROR('Lives scenario - input'!C17,\"\")","v":"˃ 11 kv & < = 22 kv ; wood"},{"$f":"IFERROR(repcalc('Lives scenario - input'!$CX17:$GJ17,'Lives scenario - input'!$I17,'Lives scenario - input'!$G17,'Lives scenario - input'!$H17,20,TRUE,TRUE),\"\")","v":3249.649904297818},3140.9697724355597,3088.1051864783672,3088.478319434264,3138.3676734370119,3233.113245356265,3367.3141154696445,3535.0157285929886,3729.8867811252794,3945.3871075517627,4174.9282314224929,4412.0274727255464,4650.4550116451865,4884.3715178945567,5108.4523038422876,5317.9928348472913,5508.990108814407,5678.1950314528412,5823.1324398372271,5942.0876946865637,{"$f":"IFERROR(IF(OR(D32=\"\",'Lives scenario - input'!$F17=\"\"),\"\",D32/'Lives scenario - input'!$F17),\"\")","v":458.31846855890217},{"$f":"IFERROR(IF(OR(E32=\"\",'Lives scenario - input'!$F17=\"\"),\"\",E32/'Lives scenario - input'!$F17),\"\")","v":442.99062923319093},{"$f":"IFERROR(IF(OR(F32=\"\",'Lives scenario - input'!$F17=\"\"),\"\",F32/'Lives scenario - input'!$F17),\"\")","v":435.53480574744958},{"$f":"IFERROR(IF(OR(G32=\"\",'Lives scenario - input'!$F17=\"\"),\"\",G32/'Lives scenario - input'!$F17),\"\")","v":435.58743102400297},{"$f":"IFERROR(IF(OR(H32=\"\",'Lives scenario - input'!$F17=\"\"),\"\",H32/'Lives scenario - input'!$F17),\"\")","v":442.62363892248828},{"$f":"IFERROR(IF(OR(I32=\"\",'Lives scenario - input'!$F17=\"\"),\"\",I32/'Lives scenario - input'!$F17),\"\")","v":455.9862000301755},{"$f":"IFERROR(IF(OR(J32=\"\",'Lives scenario - input'!$F17=\"\"),\"\",J32/'Lives scenario - input'!$F17),\"\")","v":474.91338882927988},{"$f":"IFERROR(IF(OR(K32=\"\",'Lives scenario - input'!$F17=\"\"),\"\",K32/'Lives scenario - input'!$F17),\"\")","v":498.56539712712652},{"$f":"IFERROR(IF(OR(L32=\"\",'Lives scenario - input'!$F17=\"\"),\"\",L32/'Lives scenario - input'!$F17),\"\")","v":526.04928154339552},{"$f":"IFERROR(IF(OR(M32=\"\",'Lives scenario - input'!$F17=\"\"),\"\",M32/'Lives scenario - input'!$F17),\"\")","v":556.44264159461341},{"$f":"IFERROR(IF(OR(N32=\"\",'Lives scenario - input'!$F17=\"\"),\"\",N32/'Lives scenario - input'!$F17),\"\")","v":588.81626320369389},{"$f":"IFERROR(IF(OR(O32=\"\",'Lives scenario - input'!$F17=\"\"),\"\",O32/'Lives scenario - input'!$F17),\"\")","v":622.25585342748263},{"$f":"IFERROR(IF(OR(P32=\"\",'Lives scenario - input'!$F17=\"\"),\"\",P32/'Lives scenario - input'!$F17),\"\")","v":655.88278177917823},{"$f":"IFERROR(IF(OR(Q32=\"\",'Lives scenario - input'!$F17=\"\"),\"\",Q32/'Lives scenario - input'!$F17),\"\")","v":688.87349095467198},{"$f":"IFERROR(IF(OR(R32=\"\",'Lives scenario - input'!$F17=\"\"),\"\",R32/'Lives scenario - input'!$F17),\"\")","v":720.47700692518094},{"$f":"IFERROR(IF(OR(S32=\"\",'Lives scenario - input'!$F17=\"\"),\"\",S32/'Lives scenario - input'!$F17),\"\")","v":750.02981972025157},{"$f":"IFERROR(IF(OR(T32=\"\",'Lives scenario - input'!$F17=\"\"),\"\",T32/'Lives scenario - input'!$F17),\"\")","v":776.96736089592127},{"$f":"IFERROR(IF(OR(U32=\"\",'Lives scenario - input'!$F17=\"\"),\"\",U32/'Lives scenario - input'!$F17),\"\")","v":800.83139034528176},{"$f":"IFERROR(IF(OR(V32=\"\",'Lives scenario - input'!$F17=\"\"),\"\",V32/'Lives scenario - input'!$F17),\"\")","v":821.27282034664108},{"$f":"IFERROR(IF(OR(W32=\"\",'Lives scenario - input'!$F17=\"\"),\"\",W32/'Lives scenario - input'!$F17),\"\")","v":838.04982458869108}]
[{"$f":"IFERROR('Lives scenario - input'!A18,\"\")","v":2},{"$f":"IFERROR('Lives scenario - input'!B18,\"\")","v":"POLES"},{"$f":"IFERROR('Lives scenario - input'!C18,\"\")","v":"> 1 kv & < = 11 kv ; concrete"},{"$f":"IFERROR(repcalc('Lives scenario - input'!$CX18:$GJ18,'Lives scenario - input'!$I18,'Lives scenario - input'!$G18,'Lives scenario - input'!$H18,20,TRUE,TRUE),\"\")","v":5.6225310235997821},5.9604884125004274,6.2466078787705417,6.4774722224497641,6.6546388500175242,6.7857595511271631,6.8856333343335727,6.9771688681476629,7.0922406961166411,7.2724271663380282,7.5696158192540084,8.0464526181122853,8.7765950029620505,9.8447069494807984,11.346110178634138,13.385983790818477,16.077990009533334,19.542201554470427,23.902220780055725,29.281414903216167,{"$f":"IFERROR(IF(OR(D33=\"\",'Lives scenario - input'!$F18=\"\"),\"\",D33/'Lives scenario - input'!$F18),\"\")","v":0.39378206810031524},{"$f":"IFERROR(IF(OR(E33=\"\",'Lives scenario - input'!$F18=\"\"),\"\",E33/'Lives scenario - input'!$F18),\"\")","v":0.41745140117691143},{"$f":"IFERROR(IF(OR(F33=\"\",'Lives scenario - input'!$F18=\"\"),\"\",F33/'Lives scenario - input'!$F18),\"\")","v":0.43749019059020111},{"$f":"IFERROR(IF(OR(G33=\"\",'Lives scenario - input'!$F18=\"\"),\"\",G33/'Lives scenario - input'!$F18),\"\")","v":0.45365910781325297},{"$f":"IFERROR(IF(OR(H33=\"\",'Lives scenario - input'!$F18=\"\"),\"\",H33/'Lives scenario - input'!$F18),\"\")","v":0.46606722805468198},{"$f":"IFERROR(IF(OR(I33=\"\",'Lives scenario - input'!$F18=\"\"),\"\",I33/'Lives scenario - input'!$F18),\"\")","v":0.47525045543697558},{"$f":"IFERROR(IF(OR(J33=\"\",'Lives scenario - input'!$F18=\"\"),\"\",J33/'Lives scenario - input'!$F18),\"\")","v":0.4822452598649008},{"$f":"IFERROR(IF(OR(K33=\"\",'Lives scenario - input'!$F18=\"\"),\"\",K33/'Lives scenario - input'!$F18),\"\")","v":0.48865608297262303},{"$f":"IFERROR(IF(OR(L33=\"\",'Lives scenario - input'!$F18=\"\"),\"\",L33/'Lives scenario - input'!$F18),\"\")","v":0.49671530438154227},{"$f":"IFERROR(IF(OR(M33=\"\",'Lives scenario - input'!$F18=\"\"),\"\",M33/'Lives scenario - input'!$F18),\"\")","v":0.50933492365792399},{"$f":"IFERROR(IF(OR(N33=\"\",'Lives scenario - input'!$F18=\"\"),\"\",N33/'Lives scenario - input'!$F18),\"\")","v":0.53014895952006413},{"$f":"IFERROR(IF(OR(O33=\"\",'Lives scenario - input'!$F18=\"\"),\"\",O33/'Lives scenario - input'!$F18),\"\")","v":0.56354491234141968},{"$f":"IFERROR(IF(OR(P33=\"\",'Lives scenario - input'!$F18=\"\"),\"\",P33/'Lives scenario - input'!$F18),\"\")","v":0.61468148715212767},{"$f":"IFERROR(IF(OR(Q33=\"\",'Lives scenario - input'!$F18=\"\"),\"\",Q33/'Lives scenario - input'!$F18),\"\")","v":0.68948824757681582},{"$f":"IFERROR(IF(OR(R33=\"\",'Lives scenario - input'!$F18=\"\"),\"\",R33/'Lives scenario - input'!$F18),\"\")","v":0.79464118780016135},{"$f":"IFERROR(IF(OR(S33=\"\",'Lives scenario - input'!$F18=\"\"),\"\",S33/'Lives scenario - input'!$F18),\"\")","v":0.93750667778992125},{"$f":"IFERROR(IF(OR(T33=\"\",'Lives scenario - input'!$F18=\"\"),\"\",T33/'Lives scenario - input'!$F18),\"\")","v":1.1260452152733034},{"$f":"IFERROR(IF(OR(U33=\"\",'Lives scenario - input'!$F18=\"\"),\"\",U33/'Lives scenario - input'!$F18),\"\")","v":1.3686662663224682},{"$f":"IFERROR(IF(OR(V33=\"\",'Lives scenario - input'!$F18=\"\"),\"\",V33/'Lives scenario - input'!$F18),\"\")","v":1.6740265000680321},{"$f":"IFERROR(IF(OR(W33=\"\",'Lives scenario - input'!$F18=\"\"),\"\",W33/'Lives scenario - input'!$F18),\"\")","v":2.0507661174467904}]
[{"$f":"IFERROR('Lives scenario - input'!A19,\"\")","v":2},{"$f":"IFERROR('Lives scenario - input'!B19,\"\")","v":"POLES"},{"$f":"IFERROR('Lives scenario - input'!C19,\"\")","v":"> 1 kv & < = 11 kv ; steel"},{"$f":"IFERROR(repcalc('Lives scenario - input'!$CX19:$GJ19,'Lives scenario - input'!$I19,'Lives scenario - input'!$G19,'Lives scenario - input'!$H19,20,TRUE,TRUE),\"\")","v":1.6085095053207588E-2},2.1905871316480422E-2,2.9435982546591712E-2,3.9028122357570111E-2,5.1057307970898302E-2,6.5905145806143275E-2,8.3938640421812455E-2,0.10548380318332044,0.13079494151631796,0.1600212087857904,0.19317269614728708,0.23008895871679155,0.27041328659430336,0.31357615808540812,0.35879106989898224,0.40506528645813805,0.45122699804434635,0.49596899414398138,0.53790737034078939,0.57565216703903144,{"$f":"IFERROR(IF(OR(D34=\"\",'Lives scenario - input'!$F19=\"\"),\"\",D34/'Lives scenario - input'!$F19),\"\")","v":1.1265428272527211E-3},{"$f":"IFERROR(IF(OR(E34=\"\",'Lives scenario - input'!$F19=\"\"),\"\",E34/'Lives scenario - input'!$F19),\"\")","v":1.5342092865892657E-3},{"$f":"IFERROR(IF(OR(F34=\"\",'Lives scenario - input'!$F19=\"\"),\"\",F34/'Lives scenario - input'!$F19),\"\")","v":2.0615914852418881E-3},{"$f":"IFERROR(IF(OR(G34=\"\",'Lives scenario - input'!$F19=\"\"),\"\",G34/'Lives scenario - input'!$F19),\"\")","v":2.7333908290641138E-3},{"$f":"IFERROR(IF(OR(H34=\"\",'Lives scenario - input'!$F19=\"\"),\"\",H34/'Lives scenario - input'!$F19),\"\")","v":3.5758721899488395E-3},{"$f":"IFERROR(IF(OR(I34=\"\",'Lives scenario - input'!$F19=\"\"),\"\",I34/'Lives scenario - input'!$F19),\"\")","v":4.6157619237786225E-3},{"$f":"IFERROR(IF(OR(J34=\"\",'Lives scenario - input'!$F19=\"\"),\"\",J34/'Lives scenario - input'!$F19),\"\")","v":5.8787637240403801E-3},{"$f":"IFERROR(IF(OR(K34=\"\",'Lives scenario - input'!$F19=\"\"),\"\",K34/'Lives scenario - input'!$F19),\"\")","v":7.3877102668293308E-3},{"$f":"IFERROR(IF(OR(L34=\"\",'Lives scenario - input'!$F19=\"\"),\"\",L34/'Lives scenario - input'!$F19),\"\")","v":9.1604123394200456E-3},{"$f":"IFERROR(IF(OR(M34=\"\",'Lives scenario - input'!$F19=\"\"),\"\",M34/'Lives scenario - input'!$F19),\"\")","v":1.1207316112813013E-2},{"$f":"IFERROR(IF(OR(N34=\"\",'Lives scenario - input'!$F19=\"\"),\"\",N34/'Lives scenario - input'!$F19),\"\")","v":1.3529128335638883E-2},{"$f":"IFERROR(IF(OR(O34=\"\",'Lives scenario - input'!$F19=\"\"),\"\",O34/'Lives scenario - input'!$F19),\"\")","v":1.611461201907911E-2},{"$f":"IFERROR(IF(OR(P34=\"\",'Lives scenario - input'!$F19=\"\"),\"\",P34/'Lives scenario - input'!$F19),\"\")","v":1.8938784470900531E-2},{"$f":"IFERROR(IF(OR(Q34=\"\",'Lives scenario - input'!$F19=\"\"),\"\",Q34/'Lives scenario - input'!$F19),\"\")","v":2.1961758417967048E-2},{"$f":"IFERROR(IF(OR(R34=\"\",'Lives scenario - input'!$F19=\"\"),\"\",R34/'Lives scenario - input'!$F19),\"\")","v":2.5128449968122905E-2},{"$f":"IFERROR(IF(OR(S34=\"\",'Lives scenario - input'!$F19=\"\"),\"\",S34/'Lives scenario - input'!$F19),\"\")","v":2.8369331453685569E-2},{"$f":"IFERROR(IF(OR(T34=\"\",'Lives scenario - input'!$F19=\"\"),\"\",T34/'Lives scenario - input'!$F19),\"\")","v":3.1602333491232225E-2},{"$f":"IFERROR(IF(OR(U34=\"\",'Lives scenario - input'!$F19=\"\"),\"\",U34/'Lives scenario - input'!$F19),\"\")","v":3.4735903707403371E-2},{"$f":"IFERROR(IF(OR(V34=\"\",'Lives scenario - input'!$F19=\"\"),\"\",V34/'Lives scenario - input'!$F19),\"\")","v":3.7673118360773972E-2},{"$f":"IFERROR(IF(OR(W34=\"\",'Lives scenario - input'!$F19=\"\"),\"\",W34/'Lives scenario - input'!$F19),\"\")","v":4.031662962669201E-2}]
[{"$f":"IFERROR('Lives scenario - input'!A20,\"\")","v":2},{"$f":"IFERROR('Lives scenario - input'!B20,\"\")","v":"POLES"},{"$f":"IFERROR('Lives scenario - input'!C20,\"\")","v":"> 1 kv & < = 11 kv ; wood"},{"$f":"IFERROR(repcalc('Lives scenario - input'!$CX20:$GJ20,'Lives scenario - input'!$I20,'Lives scenario - input'!$G20,'Lives scenario - input'!$H20,20,TRUE,TRUE),\"\")","v":1025.5552085770728},960.90695247016754,905.41238440367681,860.57978877757978,827.50344631448922,806.85447158893828,798.88630126907572,803.45268053894824,820.03604718392239,847.78445475840215,885.55550338246326,931.96605445455145,985.44670647123576,1044.3000465164237,1106.7615482097162,1171.0616853753038,1235.4874311549204,1298.4409004776553,1358.4925670279345,1414.4263367806368,{"$f":"IFERROR(IF(OR(D35=\"\",'Lives scenario - input'!$F20=\"\"),\"\",D35/'Lives scenario - input'!$F20),\"\")","v":155.14695732636258},{"$f":"IFERROR(IF(OR(E35=\"\",'Lives scenario - input'!$F20=\"\"),\"\",E35/'Lives scenario - input'!$F20),\"\")","v":145.36690828799038},{"$f":"IFERROR(IF(OR(F35=\"\",'Lives scenario - input'!$F20=\"\"),\"\",F35/'Lives scenario - input'!$F20),\"\")","v":136.9716377928967},{"$f":"IFERROR(IF(OR(G35=\"\",'Lives scenario - input'!$F20=\"\"),\"\",G35/'Lives scenario - input'!$F20),\"\")","v":130.18932052488449},{"$f":"IFERROR(IF(OR(H35=\"\",'Lives scenario - input'!$F20=\"\"),\"\",H35/'Lives scenario - input'!$F20),\"\")","v":125.18550030173596},{"$f":"IFERROR(IF(OR(I35=\"\",'Lives scenario - input'!$F20=\"\"),\"\",I35/'Lives scenario - input'!$F20),\"\")","v":122.06170396801821},{"$f":"IFERROR(IF(OR(J35=\"\",'Lives scenario - input'!$F20=\"\"),\"\",J35/'Lives scenario - input'!$F20),\"\")","v":120.85627166145312},{"$f":"IFERROR(IF(OR(K35=\"\",'Lives scenario - input'!$F20=\"\"),\"\",K35/'Lives scenario - input'!$F20),\"\")","v":121.54707781581108},{"$f":"IFERROR(IF(OR(L35=\"\",'Lives scenario - input'!$F20=\"\"),\"\",L35/'Lives scenario - input'!$F20),\"\")","v":124.05582513207209},{"$f":"IFERROR(IF(OR(M35=\"\",'Lives scenario - input'!$F20=\"\"),\"\",M35/'Lives scenario - input'!$F20),\"\")","v":128.25363034999447},{"$f":"IFERROR(IF(OR(N35=\"\",'Lives scenario - input'!$F20=\"\"),\"\",N35/'Lives scenario - input'!$F20),\"\")","v":133.96767014038258},{"$f":"IFERROR(IF(OR(O35=\"\",'Lives scenario - input'!$F20=\"\"),\"\",O35/'Lives scenario - input'!$F20),\"\")","v":140.98870199362105},{"$f":"IFERROR(IF(OR(P35=\"\",'Lives scenario - input'!$F20=\"\"),\"\",P35/'Lives scenario - input'!$F20),\"\")","v":149.07930537296608},{"$f":"IFERROR(IF(OR(Q35=\"\",'Lives scenario - input'!$F20=\"\"),\"\",Q35/'Lives scenario - input'!$F20),\"\")","v":157.98269405466715},{"$f":"IFERROR(IF(OR(R35=\"\",'Lives scenario - input'!$F20=\"\"),\"\",R35/'Lives scenario - input'!$F20),\"\")","v":167.43192882691832},{"$f":"IFERROR(IF(OR(S35=\"\",'Lives scenario - input'!$F20=\"\"),\"\",S35/'Lives scenario - input'!$F20),\"\")","v":177.1593141041576},{"$f":"IFERROR(IF(OR(T35=\"\",'Lives scenario - input'!$F20=\"\"),\"\",T35/'Lives scenario - input'!$F20),\"\")","v":186.90570157076473},{"$f":"IFERROR(IF(OR(U35=\"\",'Lives scenario - input'!$F20=\"\"),\"\",U35/'Lives scenario - input'!$F20),\"\")","v":196.42936166909558},{"$f":"IFERROR(IF(OR(V35=\"\",'Lives scenario - input'!$F20=\"\"),\"\",V35/'Lives scenario - input'!$F20),\"\")","v":205.51403431249227},{"$f":"IFERROR(IF(OR(W35=\"\",'Lives scenario - input'!$F20=\"\"),\"\",W35/'Lives scenario - input'!$F20),\"\")","v":213.97574765210419}]
[{"$f":"IFERROR('Lives scenario - input'!A21,\"\")","v":2},{"$f":"IFERROR('Lives scenario - input'!B21,\"\")","v":"POLES"},{"$f":"IFERROR('Lives scenario - input'!C21,\"\")","v":"> 22 kv & < = 66 kv ; concrete"},{"$f":"IFERROR(repcalc('Lives scenario - input'!$CX21:$GJ21,'Lives scenario - input'!$I21,'Lives scenario - input'!$G21,'Lives scenario - input'!$H21,20,TRUE,TRUE),\"\")","v":7.4790393812581142},8.662923175980568,10.273012077582448,12.451188190386031,15.371658361021002,19.244735963746908,24.319625632357049,30.885496384482913,39.270040351898487,49.834698611729429,62.965818183517193,79.06120420667699,98.511855957243981,121.67911562085548,148.86798603466784,180.29793937869024,216.0730774505827,256.15393988209132,300.33351363699569,348.22001198930707,{"$f":"IFERROR(IF(OR(D36=\"\",'Lives scenario - input'!$F21=\"\"),\"\",D36/'Lives scenario - input'!$F21),\"\")","v":0.37009523754115226},{"$f":"IFERROR(IF(OR(E36=\"\",'Lives scenario - input'!$F21=\"\"),\"\",E36/'Lives scenario - input'!$F21),\"\")","v":0.42867893150148839},{"$f":"IFERROR(IF(OR(F36=\"\",'Lives scenario - input'!$F21=\"\"),\"\",F36/'Lives scenario - input'!$F21),\"\")","v":0.50835309874734691},{"$f":"IFERROR(IF(OR(G36=\"\",'Lives scenario - input'!$F21=\"\"),\"\",G36/'Lives scenario - input'!$F21),\"\")","v":0.61613867986015802},{"$f":"IFERROR(IF(OR(H36=\"\",'Lives scenario - input'!$F21=\"\"),\"\",H36/'Lives scenario - input'!$F21),\"\")","v":0.76065618357079889},{"$f":"IFERROR(IF(OR(I36=\"\",'Lives scenario - input'!$F21=\"\"),\"\",I36/'Lives scenario - input'!$F21),\"\")","v":0.95231282586475019},{"$f":"IFERROR(IF(OR(J36=\"\",'Lives scenario - input'!$F21=\"\"),\"\",J36/'Lives scenario - input'!$F21),\"\")","v":1.2034403305688988},{"$f":"IFERROR(IF(OR(K36=\"\",'Lives scenario - input'!$F21=\"\"),\"\",K36/'Lives scenario - input'!$F21),\"\")","v":1.5283480321865568},{"$f":"IFERROR(IF(OR(L36=\"\",'Lives scenario - input'!$F21=\"\"),\"\",L36/'Lives scenario - input'!$F21),\"\")","v":1.9432515556351666},{"$f":"IFERROR(IF(OR(M36=\"\",'Lives scenario - input'!$F21=\"\"),\"\",M36/'Lives scenario - input'!$F21),\"\")","v":2.4660365697121356},{"$f":"IFERROR(IF(OR(N36=\"\",'Lives scenario - input'!$F21=\"\"),\"\",N36/'Lives scenario - input'!$F21),\"\")","v":3.1158211970374383},{"$f":"IFERROR(IF(OR(O36=\"\",'Lives scenario - input'!$F21=\"\"),\"\",O36/'Lives scenario - input'!$F21),\"\")","v":3.9122905575926459},{"$f":"IFERROR(IF(OR(P36=\"\",'Lives scenario - input'!$F21=\"\"),\"\",P36/'Lives scenario - input'!$F21),\"\")","v":4.8747929877838052},{"$f":"IFERROR(IF(OR(Q36=\"\",'Lives scenario - input'!$F21=\"\"),\"\",Q36/'Lives scenario - input'!$F21),\"\")","v":6.0212092628294824},{"$f":"IFERROR(IF(OR(R36=\"\",'Lives scenario - input'!$F21=\"\"),\"\",R36/'Lives scenario - input'!$F21),\"\")","v":7.3666322431511606},{"$f":"IFERROR(IF(OR(S36=\"\",'Lives scenario - input'!$F21=\"\"),\"\",S36/'Lives scenario - input'!$F21),\"\")","v":8.921922362081725},{"$f":"IFERROR(IF(OR(T36=\"\",'Lives scenario - input'!$F21=\"\"),\"\",T36/'Lives scenario - input'!$F21),\"\")","v":10.692231027117435},{"$f":"IFERROR(IF(OR(U36=\"\",'Lives scenario - input'!$F21=\"\"),\"\",U36/'Lives scenario - input'!$F21),\"\")","v":12.675605568454335},{"$f":"IFERROR(IF(OR(V36=\"\",'Lives scenario - input'!$F21=\"\"),\"\",V36/'Lives scenario - input'!$F21),\"\")","v":14.861802085116841},{"$f":"IFERROR(IF(OR(W36=\"\",'Lives scenario - input'!$F21=\"\"),\"\",W36/'Lives scenario - input'!$F21),\"\")","v":17.231433274267154}]
[{"$f":"IFERROR('Lives scenario - input'!A22,\"\")","v":2},{"$f":"IFERROR('Lives scenario - input'!B22,\"\")","v":"POLES"},{"$f":"IFERROR('Lives scenario - input'!C22,\"\")","v":"> 22 kv & < = 66 kv ; steel"},{"$f":"IFERROR(repcalc('Lives scenario - input'!$CX22:$GJ22,'Lives scenario - input'!$I22,'Lives scenario - input'!$G22,'Lives scenario - input'!$H22,20,TRUE,TRUE),\"\")","v":0.78303263114343657},0.9491842936910162,1.1389348058614441,1.3532690415672117,1.5927952893457342,1.8576805015889373,2.1475839829974519,2.4615892549098009,2.7981351170367015,3.1549488113985107,3.5289864174738046,3.9163877992835454,4.3124551593017504,4.7116651324017438,5.1077240778121062,5.4936746529177514,5.8620589052332646,6.2051391784753376,6.5151733894576171,6.7847360518154778,{"$f":"IFERROR(IF(OR(D37=\"\",'Lives scenario - input'!$F22=\"\"),\"\",D37/'Lives scenario - input'!$F22),\"\")","v":3.8747843520079768E-2},{"$f":"IFERROR(IF(OR(E37=\"\",'Lives scenario - input'!$F22=\"\"),\"\",E37/'Lives scenario - input'!$F22),\"\")","v":4.6969746880088516E-2},{"$f":"IFERROR(IF(OR(F37=\"\",'Lives scenario - input'!$F22=\"\"),\"\",F37/'Lives scenario - input'!$F22),\"\")","v":5.6359423454228515E-2},{"$f":"IFERROR(IF(OR(G37=\"\",'Lives scenario - input'!$F22=\"\"),\"\",G37/'Lives scenario - input'!$F22),\"\")","v":6.6965609066181209E-2},{"$f":"IFERROR(IF(OR(H37=\"\",'Lives scenario - input'!$F22=\"\"),\"\",H37/'Lives scenario - input'!$F22),\"\")","v":7.881840446542418E-2},{"$f":"IFERROR(IF(OR(I37=\"\",'Lives scenario - input'!$F22=\"\"),\"\",I37/'Lives scenario - input'!$F22),\"\")","v":9.1926071178872582E-2},{"$f":"IFERROR(IF(OR(J37=\"\",'Lives scenario - input'!$F22=\"\"),\"\",J37/'Lives scenario - input'!$F22),\"\")","v":0.10627175012859924},{"$f":"IFERROR(IF(OR(K37=\"\",'Lives scenario - input'!$F22=\"\"),\"\",K37/'Lives scenario - input'!$F22),\"\")","v":0.12181008998395455},{"$f":"IFERROR(IF(OR(L37=\"\",'Lives scenario - input'!$F22=\"\"),\"\",L37/'Lives scenario - input'!$F22),\"\")","v":0.13846383579781801},{"$f":"IFERROR(IF(OR(M37=\"\",'Lives scenario - input'!$F22=\"\"),\"\",M37/'Lives scenario - input'!$F22),\"\")","v":0.15612052166895934},{"$f":"IFERROR(IF(OR(N37=\"\",'Lives scenario - input'!$F22=\"\"),\"\",N37/'Lives scenario - input'!$F22),\"\")","v":0.17462952123602318},{"$f":"IFERROR(IF(OR(O37=\"\",'Lives scenario - input'!$F22=\"\"),\"\",O37/'Lives scenario - input'!$F22),\"\")","v":0.19379981826426643},{"$f":"IFERROR(IF(OR(P37=\"\",'Lives scenario - input'!$F22=\"\"),\"\",P37/'Lives scenario - input'!$F22),\"\")","v":0.21339894540024051},{"$f":"IFERROR(IF(OR(Q37=\"\",'Lives scenario - input'!$F22=\"\"),\"\",Q37/'Lives scenario - input'!$F22),\"\")","v":0.23315358263259392},{"$f":"IFERROR(IF(OR(R37=\"\",'Lives scenario - input'!$F22=\"\"),\"\",R37/'Lives scenario - input'!$F22),\"\")","v":0.25275229337735389},{"$f":"IFERROR(IF(OR(S37=\"\",'Lives scenario - input'!$F22=\"\"),\"\",S37/'Lives scenario - input'!$F22),\"\")","v":0.27185079821085029},{"$f":"IFERROR(IF(OR(T37=\"\",'Lives scenario - input'!$F22=\"\"),\"\",T37/'Lives scenario - input'!$F22),\"\")","v":0.29008004536641152},{"$f":"IFERROR(IF(OR(U37=\"\",'Lives scenario - input'!$F22=\"\"),\"\",U37/'Lives scenario - input'!$F22),\"\")","v":0.3070571421229002},{"$f":"IFERROR(IF(OR(V37=\"\",'Lives scenario - input'!$F22=\"\"),\"\",V37/'Lives scenario - input'!$F22),\"\")","v":0.32239897669685702},{"$f":"IFERROR(IF(OR(W37=\"\",'Lives scenario - input'!$F22=\"\"),\"\",W37/'Lives scenario - input'!$F22),\"\")","v":0.33573810388577896}]
[{"$f":"IFERROR('Lives scenario - input'!A23,\"\")","v":2},{"$f":"IFERROR('Lives scenario - input'!B23,\"\")","v":"POLES"},{"$f":"IFERROR('Lives scenario - input'!C23,\"\")","v":"> 22 kv & < = 66 kv ; wood"},{"$f":"IFERROR(repcalc('Lives scenario - input'!$CX23:$GJ23,'Lives scenario - input'!$I23,'Lives scenario - input'!$G23,'Lives scenario - input'!$H23,20,TRUE,TRUE),\"\")","v":788.76336124863633},840.52981553386223,897.86117920749609,959.25315150345341,1023.0190816847434,1087.3544245614316,1150.4130263485522,1210.391950981397,1265.6196261922078,1314.6405977691318,1356.2894504456292,1389.7466959447688,1414.5707019220877,1430.7019305852598,1438.4386076593139,1438.3860704747804,1431.3850120925431,1418.4262244700753,1400.5609067832117,1378.8159382850977,{"$f":"IFERROR(IF(OR(D38=\"\",'Lives scenario - input'!$F23=\"\"),\"\",D38/'Lives scenario - input'!$F23),\"\")","v":95.371339928344113},{"$f":"IFERROR(IF(OR(E38=\"\",'Lives scenario - input'!$F23=\"\"),\"\",E38/'Lives scenario - input'!$F23),\"\")","v":101.63055067655367},{"$f":"IFERROR(IF(OR(F38=\"\",'Lives scenario - input'!$F23=\"\"),\"\",F38/'Lives scenario - input'!$F23),\"\")","v":108.56262846071698},{"$f":"IFERROR(IF(OR(G38=\"\",'Lives scenario - input'!$F23=\"\"),\"\",G38/'Lives scenario - input'!$F23),\"\")","v":115.98568453350481},{"$f":"IFERROR(IF(OR(H38=\"\",'Lives scenario - input'!$F23=\"\"),\"\",H38/'Lives scenario - input'!$F23),\"\")","v":123.69578175903993},{"$f":"IFERROR(IF(OR(I38=\"\",'Lives scenario - input'!$F23=\"\"),\"\",I38/'Lives scenario - input'!$F23),\"\")","v":131.47472808989653},{"$f":"IFERROR(IF(OR(J38=\"\",'Lives scenario - input'!$F23=\"\"),\"\",J38/'Lives scenario - input'!$F23),\"\")","v":139.09930047992901},{"$f":"IFERROR(IF(OR(K38=\"\",'Lives scenario - input'!$F23=\"\"),\"\",K38/'Lives scenario - input'!$F23),\"\")","v":146.3515014450451},{"$f":"IFERROR(IF(OR(L38=\"\",'Lives scenario - input'!$F23=\"\"),\"\",L38/'Lives scenario - input'!$F23),\"\")","v":153.02921702458772},{"$f":"IFERROR(IF(OR(M38=\"\",'Lives scenario - input'!$F23=\"\"),\"\",M38/'Lives scenario - input'!$F23),\"\")","v":158.95646462959758},{"$f":"IFERROR(IF(OR(N38=\"\",'Lives scenario - input'!$F23=\"\"),\"\",N38/'Lives scenario - input'!$F23),\"\")","v":163.99233100141765},{"$f":"IFERROR(IF(OR(O38=\"\",'Lives scenario - input'!$F23=\"\"),\"\",O38/'Lives scenario - input'!$F23),\"\")","v":168.03772977414116},{"$f":"IFERROR(IF(OR(P38=\"\",'Lives scenario - input'!$F23=\"\"),\"\",P38/'Lives scenario - input'!$F23),\"\")","v":171.03926208251093},{"$f":"IFERROR(IF(OR(Q38=\"\",'Lives scenario - input'!$F23=\"\"),\"\",Q38/'Lives scenario - input'!$F23),\"\")","v":172.98972906396631},{"$f":"IFERROR(IF(OR(R38=\"\",'Lives scenario - input'!$F23=\"\"),\"\",R38/'Lives scenario - input'!$F23),\"\")","v":173.92518993270824},{"$f":"IFERROR(IF(OR(S38=\"\",'Lives scenario - input'!$F23=\"\"),\"\",S38/'Lives scenario - input'!$F23),\"\")","v":173.91883753104864},{"$f":"IFERROR(IF(OR(T38=\"\",'Lives scenario - input'!$F23=\"\"),\"\",T38/'Lives scenario - input'!$F23),\"\")","v":173.07232214806541},{"$f":"IFERROR(IF(OR(U38=\"\",'Lives scenario - input'!$F23=\"\"),\"\",U38/'Lives scenario - input'!$F23),\"\")","v":171.50544290376945},{"$f":"IFERROR(IF(OR(V38=\"\",'Lives scenario - input'!$F23=\"\"),\"\",V38/'Lives scenario - input'!$F23),\"\")","v":169.34530290519689},{"$f":"IFERROR(IF(OR(W38=\"\",'Lives scenario - input'!$F23=\"\"),\"\",W38/'Lives scenario - input'!$F23),\"\")","v":166.71606467703958}]
[{"$f":"IFERROR('Lives scenario - input'!A24,\"\")","v":2},{"$f":"IFERROR('Lives scenario - input'!B24,\"\")","v":"POLES"},{"$f":"IFERROR('Lives scenario - input'!C24,\"\")","v":"staking of a wooden pole"},{"$f":"IFERROR(repcalc('Lives scenario - input'!$CX24:$GJ24,'Lives scenario - input'!$I24,'Lives scenario - input'!$G24,'Lives scenario - input'!$H24,20,TRUE,TRUE),\"\")","v":2052.5282738009664},2067.1132191499782,2250.3335158565351,2520.1823232652473,2845.6162375142385,3197.8860385230282,3557.925096162603,3909.977037378369,4241.1883857363446,4541.7241008776437,4804.8497770349659,5026.9819439187404,5207.4930623443061,5348.3146045550739,5453.394522517774,5528.1017739017734,5578.670106016777,5611.7472077784287,5634.0753734765767,5652.2865892357131,{"$f":"IFERROR(IF(OR(D39=\"\",'Lives scenario - input'!$F24=\"\"),\"\",D39/'Lives scenario - input'!$F24),\"\")","v":175.16195949655716},{"$f":"IFERROR(IF(OR(E39=\"\",'Lives scenario - input'!$F24=\"\"),\"\",E39/'Lives scenario - input'!$F24),\"\")","v":176.40663302388069},{"$f":"IFERROR(IF(OR(F39=\"\",'Lives scenario - input'!$F24=\"\"),\"\",F39/'Lives scenario - input'!$F24),\"\")","v":192.04258142971162},{"$f":"IFERROR(IF(OR(G39=\"\",'Lives scenario - input'!$F24=\"\"),\"\",G39/'Lives scenario - input'!$F24),\"\")","v":215.07137303119706},{"$f":"IFERROR(IF(OR(H39=\"\",'Lives scenario - input'!$F24=\"\"),\"\",H39/'Lives scenario - input'!$F24),\"\")","v":242.84377589360727},{"$f":"IFERROR(IF(OR(I39=\"\",'Lives scenario - input'!$F24=\"\"),\"\",I39/'Lives scenario - input'!$F24),\"\")","v":272.90634282813971},{"$f":"IFERROR(IF(OR(J39=\"\",'Lives scenario - input'!$F24=\"\"),\"\",J39/'Lives scenario - input'!$F24),\"\")","v":303.63193508254255},{"$f":"IFERROR(IF(OR(K39=\"\",'Lives scenario - input'!$F24=\"\"),\"\",K39/'Lives scenario - input'!$F24),\"\")","v":333.67590994761184},{"$f":"IFERROR(IF(OR(L39=\"\",'Lives scenario - input'!$F24=\"\"),\"\",L39/'Lives scenario - input'!$F24),\"\")","v":361.94135677551049},{"$f":"IFERROR(IF(OR(M39=\"\",'Lives scenario - input'!$F24=\"\"),\"\",M39/'Lives scenario - input'!$F24),\"\")","v":387.5889570715899},{"$f":"IFERROR(IF(OR(N39=\"\",'Lives scenario - input'!$F24=\"\"),\"\",N39/'Lives scenario - input'!$F24),\"\")","v":410.04399928361374},{"$f":"IFERROR(IF(OR(O39=\"\",'Lives scenario - input'!$F24=\"\"),\"\",O39/'Lives scenario - input'!$F24),\"\")","v":429.00067145969274},{"$f":"IFERROR(IF(OR(P39=\"\",'Lives scenario - input'!$F24=\"\"),\"\",P39/'Lives scenario - input'!$F24),\"\")","v":444.40541965143592},{"$f":"IFERROR(IF(OR(Q39=\"\",'Lives scenario - input'!$F24=\"\"),\"\",Q39/'Lives scenario - input'!$F24),\"\")","v":456.42307494408942},{"$f":"IFERROR(IF(OR(R39=\"\",'Lives scenario - input'!$F24=\"\"),\"\",R39/'Lives scenario - input'!$F24),\"\")","v":465.39055401320792},{"$f":"IFERROR(IF(OR(S39=\"\",'Lives scenario - input'!$F24=\"\"),\"\",S39/'Lives scenario - input'!$F24),\"\")","v":471.76604160480645},{"$f":"IFERROR(IF(OR(T39=\"\",'Lives scenario - input'!$F24=\"\"),\"\",T39/'Lives scenario - input'!$F24),\"\")","v":476.08152327431532},{"$f":"IFERROR(IF(OR(U39=\"\",'Lives scenario - input'!$F24=\"\"),\"\",U39/'Lives scenario - input'!$F24),\"\")","v":478.90431019179272},{"$f":"IFERROR(IF(OR(V39=\"\",'Lives scenario - input'!$F24=\"\"),\"\",V39/'Lives scenario - input'!$F24),\"\")","v":480.80978711290174},{"$f":"IFERROR(IF(OR(W39=\"\",'Lives scenario - input'!$F24=\"\"),\"\",W39/'Lives scenario - input'!$F24),\"\")","v":482.36392513764997}]
[{"$f":"IFERROR('Lives scenario - input'!A25,\"\")","v":""},{"$f":"IFERROR('Lives scenario - input'!B25,\"\")","v":"SERVICE LINES"},{"$f":"IFERROR('Lives scenario - input'!C25,\"\")","v":"˂ = 11 kv ; commercial and industrial ; complex type"},{"$f":"IFERROR(repcalc('Lives scenario - input'!$CX25:$GJ25,'Lives scenario - input'!$I25,'Lives scenario - input'!$G25,'Lives scenario - input'!$H25,20,TRUE,TRUE),\"\")","v":""},"","","","","","","","","","","","","","","","","","","",{"$f":"IFERROR(IF(OR(D40=\"\",'Lives scenario - input'!$F25=\"\"),\"\",D40/'Lives scenario - input'!$F25),\"\")","v":""},{"$f":"IFERROR(IF(OR(E40=\"\",'Lives scenario - input'!$F25=\"\"),\"\",E40/'Lives scenario - input'!$F25),\"\")","v":""},{"$f":"IFERROR(IF(OR(F40=\"\",'Lives scenario - input'!$F25=\"\"),\"\",F40/'Lives scenario - input'!$F25),\"\")","v":""},{"$f":"IFERROR(IF(OR(G40=\"\",'Lives scenario - input'!$F25=\"\"),\"\",G40/'Lives scenario - input'!$F25),\"\")","v":""},{"$f":"IFERROR(IF(OR(H40=\"\",'Lives scenario - input'!$F25=\"\"),\"\",H40/'Lives scenario - input'!$F25),\"\")","v":""},{"$f":"IFERROR(IF(OR(I40=\"\",'Lives scenario - input'!$F25=\"\"),\"\",I40/'Lives scenario - input'!$F25),\"\")","v":""},{"$f":"IFERROR(IF(OR(J40=\"\",'Lives scenario - input'!$F25=\"\"),\"\",J40/'Lives scenario - input'!$F25),\"\")","v":""},{"$f":"IFERROR(IF(OR(K40=\"\",'Lives scenario - input'!$F25=\"\"),\"\",K40/'Lives scenario - input'!$F25),\"\")","v":""},{"$f":"IFERROR(IF(OR(L40=\"\",'Lives scenario - input'!$F25=\"\"),\"\",L40/'Lives scenario - input'!$F25),\"\")","v":""},{"$f":"IFERROR(IF(OR(M40=\"\",'Lives scenario - input'!$F25=\"\"),\"\",M40/'Lives scenario - input'!$F25),\"\")","v":""},{"$f":"IFERROR(IF(OR(N40=\"\",'Lives scenario - input'!$F25=\"\"),\"\",N40/'Lives scenario - input'!$F25),\"\")","v":""},{"$f":"IFERROR(IF(OR(O40=\"\",'Lives scenario - input'!$F25=\"\"),\"\",O40/'Lives scenario - input'!$F25),\"\")","v":""},{"$f":"IFERROR(IF(OR(P40=\"\",'Lives scenario - input'!$F25=\"\"),\"\",P40/'Lives scenario - input'!$F25),\"\")","v":""},{"$f":"IFERROR(IF(OR(Q40=\"\",'Lives scenario - input'!$F25=\"\"),\"\",Q40/'Lives scenario - input'!$F25),\"\")","v":""},{"$f":"IFERROR(IF(OR(R40=\"\",'Lives scenario - input'!$F25=\"\"),\"\",R40/'Lives scenario - input'!$F25),\"\")","v":""},{"$f":"IFERROR(IF(OR(S40=\"\",'Lives scenario - input'!$F25=\"\"),\"\",S40/'Lives scenario - input'!$F25),\"\")","v":""},{"$f":"IFERROR(IF(OR(T40=\"\",'Lives scenario - input'!$F25=\"\"),\"\",T40/'Lives scenario - input'!$F25),\"\")","v":""},{"$f":"IFERROR(IF(OR(U40=\"\",'Lives scenario - input'!$F25=\"\"),\"\",U40/'Lives scenario - input'!$F25),\"\")","v":""},{"$f":"IFERROR(IF(OR(V40=\"\",'Lives scenario - input'!$F25=\"\"),\"\",V40/'Lives scenario - input'!$F25),\"\")","v":""},{"$f":"IFERROR(IF(OR(W40=\"\",'Lives scenario - input'!$F25=\"\"),\"\",W40/'Lives scenario - input'!$F25),\"\")","v":""}]
[{"$f":"IFERROR('Lives scenario - input'!A26,\"\")","v":3},{"$f":"IFERROR('Lives scenario - input'!B26,\"\")","v":"SERVICE LINES"},{"$f":"IFERROR('Lives scenario - input'!C26,\"\")","v":"˂ = 11 kv ; commercial and industrial ; simple type"},{"$f":"IFERROR(repcalc('Lives scenario - input'!$CX26:$GJ26,'Lives scenario - input'!$I26,'Lives scenario - input'!$G26,'Lives scenario - input'!$H26,20,TRUE,TRUE),\"\")","v":143.34872744176036},144.20421628819125,144.81117239352153,145.15134685849478,145.21810496604868,145.02068574947589,144.58658275518948,143.96188327397098,143.20963617047889,142.40652591289387,141.638293509748,140.99444970518462,140.56286361158095,140.42477919281652,140.65071811790955,141.29758338581976,142.40710351590462,144.00557690790401,146.10471740990556,148.70329077648756,{"$f":"IFERROR(IF(OR(D41=\"\",'Lives scenario - input'!$F26=\"\"),\"\",D41/'Lives scenario - input'!$F26),\"\")","v":262.9973492680902},{"$f":"IFERROR(IF(OR(E41=\"\",'Lives scenario - input'!$F26=\"\"),\"\",E41/'Lives scenario - input'!$F26),\"\")","v":264.56688743529264},{"$f":"IFERROR(IF(OR(F41=\"\",'Lives scenario - input'!$F26=\"\"),\"\",F41/'Lives scenario - input'!$F26),\"\")","v":265.68045049003825},{"$f":"IFERROR(IF(OR(G41=\"\",'Lives scenario - input'!$F26=\"\"),\"\",G41/'Lives scenario - input'!$F26),\"\")","v":266.30455775749203},{"$f":"IFERROR(IF(OR(H41=\"\",'Lives scenario - input'!$F26=\"\"),\"\",H41/'Lives scenario - input'!$F26),\"\")","v":266.42703673335853},{"$f":"IFERROR(IF(OR(I41=\"\",'Lives scenario - input'!$F26=\"\"),\"\",I41/'Lives scenario - input'!$F26),\"\")","v":266.06483797805868},{"$f":"IFERROR(IF(OR(J41=\"\",'Lives scenario - input'!$F26=\"\"),\"\",J41/'Lives scenario - input'!$F26),\"\")","v":265.26840302642614},{"$f":"IFERROR(IF(OR(K41=\"\",'Lives scenario - input'!$F26=\"\"),\"\",K41/'Lives scenario - input'!$F26),\"\")","v":264.12228676448467},{"$f":"IFERROR(IF(OR(L41=\"\",'Lives scenario - input'!$F26=\"\"),\"\",L41/'Lives scenario - input'!$F26),\"\")","v":262.74216293817864},{"$f":"IFERROR(IF(OR(M41=\"\",'Lives scenario - input'!$F26=\"\"),\"\",M41/'Lives scenario - input'!$F26),\"\")","v":261.26872210138652},{"$f":"IFERROR(IF(OR(N41=\"\",'Lives scenario - input'!$F26=\"\"),\"\",N41/'Lives scenario - input'!$F26),\"\")","v":259.85927055441476},{"$f":"IFERROR(IF(OR(O41=\"\",'Lives scenario - input'!$F26=\"\"),\"\",O41/'Lives scenario - input'!$F26),\"\")","v":258.67803081155313},{"$f":"IFERROR(IF(OR(P41=\"\",'Lives scenario - input'!$F26=\"\"),\"\",P41/'Lives scenario - input'!$F26),\"\")","v":257.88621353752222},{"$f":"IFERROR(IF(OR(Q41=\"\",'Lives scenario - input'!$F26=\"\"),\"\",Q41/'Lives scenario - input'!$F26),\"\")","v":257.63287444788836},{"$f":"IFERROR(IF(OR(R41=\"\",'Lives scenario - input'!$F26=\"\"),\"\",R41/'Lives scenario - input'!$F26),\"\")","v":258.04739740499019},{"$f":"IFERROR(IF(OR(S41=\"\",'Lives scenario - input'!$F26=\"\"),\"\",S41/'Lives scenario - input'!$F26),\"\")","v":259.2341805305195},{"$f":"IFERROR(IF(OR(T41=\"\",'Lives scenario - input'!$F26=\"\"),\"\",T41/'Lives scenario - input'!$F26),\"\")","v":261.26978181125259},{"$f":"IFERROR(IF(OR(U41=\"\",'Lives scenario - input'!$F26=\"\"),\"\",U41/'Lives scenario - input'!$F26),\"\")","v":264.20245008444817},{"$f":"IFERROR(IF(OR(V41=\"\",'Lives scenario - input'!$F26=\"\"),\"\",V41/'Lives scenario - input'!$F26),\"\")","v":268.05367637448961},{"$f":"IFERROR(IF(OR(W41=\"\",'Lives scenario - input'!$F26=\"\"),\"\",W41/'Lives scenario - input'!$F26),\"\")","v":272.82119625057214}]
[{"$f":"IFERROR('Lives scenario - input'!A27,\"\")","v":""},{"$f":"IFERROR('Lives scenario - input'!B27,\"\")","v":"SERVICE LINES"},{"$f":"IFERROR('Lives scenario - input'!C27,\"\")","v":"˂ = 11 kv ; residential ; complex type"},{"$f":"IFERROR(repcalc('Lives scenario - input'!$CX27:$GJ27,'Lives scenario - input'!$I27,'Lives scenario - input'!$G27,'Lives scenario - input'!$H27,20,TRUE,TRUE),\"\")","v":""},"","","","","","","","","","","","","","","","","","","",{"$f":"IFERROR(IF(OR(D42=\"\",'Lives scenario - input'!$F27=\"\"),\"\",D42/'Lives scenario - input'!$F27),\"\")","v":""},{"$f":"IFERROR(IF(OR(E42=\"\",'Lives scenario - input'!$F27=\"\"),\"\",E42/'Lives scenario - input'!$F27),\"\")","v":""},{"$f":"IFERROR(IF(OR(F42=\"\",'Lives scenario - input'!$F27=\"\"),\"\",F42/'Lives scenario - input'!$F27),\"\")","v":""},{"$f":"IFERROR(IF(OR(G42=\"\",'Lives scenario - input'!$F27=\"\"),\"\",G42/'Lives scenario - input'!$F27),\"\")","v":""},{"$f":"IFERROR(IF(OR(H42=\"\",'Lives scenario - input'!$F27=\"\"),\"\",H42/'Lives scenario - input'!$F27),\"\")","v":""},{"$f":"IFERROR(IF(OR(I42=\"\",'Lives scenario - input'!$F27=\"\"),\"\",I42/'Lives scenario - input'!$F27),\"\")","v":""},{"$f":"IFERROR(IF(OR(J42=\"\",'Lives scenario - input'!$F27=\"\"),\"\",J42/'Lives scenario - input'!$F27),\"\")","v":""},{"$f":"IFERROR(IF(OR(K42=\"\",'Lives scenario - input'!$F27=\"\"),\"\",K42/'Lives scenario - input'!$F27),\"\")","v":""},{"$f":"IFERROR(IF(OR(L42=\"\",'Lives scenario - input'!$F27=\"\"),\"\",L42/'Lives scenario - input'!$F27),\"\")","v":""},{"$f":"IFERROR(IF(OR(M42=\"\",'Lives scenario - input'!$F27=\"\"),\"\",M42/'Lives scenario - input'!$F27),\"\")","v":""},{"$f":"IFERROR(IF(OR(N42=\"\",'Lives scenario - input'!$F27=\"\"),\"\",N42/'Lives scenario - input'!$F27),\"\")","v":""},{"$f":"IFERROR(IF(OR(O42=\"\",'Lives scenario - input'!$F27=\"\"),\"\",O42/'Lives scenario - input'!$F27),\"\")","v":""},{"$f":"IFERROR(IF(OR(P42=\"\",'Lives scenario - input'!$F27=\"\"),\"\",P42/'Lives scenario - input'!$F27),\"\")","v":""},{"$f":"IFERROR(IF(OR(Q42=\"\",'Lives scenario - input'!$F27=\"\"),\"\",Q42/'Lives scenario - input'!$F27),\"\")","v":""},{"$f":"IFERROR(IF(OR(R42=\"\",'Lives scenario - input'!$F27=\"\"),\"\",R42/'Lives scenario - input'!$F27),\"\")","v":""},{"$f":"IFERROR(IF(OR(S42=\"\",'Lives scenario - input'!$F27=\"\"),\"\",S42/'Lives scenario - input'!$F27),\"\")","v":""},{"$f":"IFERROR(IF(OR(T42=\"\",'Lives scenario - input'!$F27=\"\"),\"\",T42/'Lives scenario - input'!$F27),\"\")","v":""},{"$f":"IFERROR(IF(OR(U42=\"\",'Lives scenario - input'!$F27=\"\"),\"\",U42/'Lives scenario - input'!$F27),\"\")","v":""},{"$f":"IFERROR(IF(OR(V42=\"\",'Lives scenario - input'!$F27=\"\"),\"\",V42/'Lives scenario - input'!$F27),\"\")","v":""},{"$f":"IFERROR(IF(OR(W42=\"\",'Lives scenario - input'!$F27=\"\"),\"\",W42/'Lives scenario - input'!$F27),\"\")","v":""}]
[{"$f":"IFERROR('Lives scenario - input'!A28,\"\")","v":3},{"$f":"IFERROR('Lives scenario - input'!B28,\"\")","v":"SERVICE LINES"},{"$f":"IFERROR('Lives scenario - input'!C28,\"\")","v":"˂ = 11 kv ; residential ; simple type"},{"$f":"IFERROR(repcalc('Lives scenario - input'!$CX28:$GJ28,'Lives scenario - input'!$I28,'Lives scenario - input'!$G28,'Lives scenario - input'!$H28,20,TRUE,TRUE),\"\")","v":649.565880713556},714.45197032782983,777.10067287009542,836.24245379575996,890.74755010859155,939.68862838069469,982.39031679943116,1018.4615803439709,1047.8084112392471,1070.6260314367998,1087.3715717542361,1098.7198357689206,1105.5061367641244,1108.6612137972334,1109.14383186903,1107.8768343014754,1105.692158379848,1103.2896881624174,1101.2138586287151,1099.8507128312112,{"$f":"IFERROR(IF(OR(D43=\"\",'Lives scenario - input'!$F28=\"\"),\"\",D43/'Lives scenario - input'!$F28),\"\")","v":982.1864822439486},{"$f":"IFERROR(IF(OR(E43=\"\",'Lives scenario - input'!$F28=\"\"),\"\",E43/'Lives scenario - input'!$F28),\"\")","v":1080.2985321484182},{"$f":"IFERROR(IF(OR(F43=\"\",'Lives scenario - input'!$F28=\"\"),\"\",F43/'Lives scenario - input'!$F28),\"\")","v":1175.0275051350243},{"$f":"IFERROR(IF(OR(G43=\"\",'Lives scenario - input'!$F28=\"\"),\"\",G43/'Lives scenario - input'!$F28),\"\")","v":1264.4537811845144},{"$f":"IFERROR(IF(OR(H43=\"\",'Lives scenario - input'!$F28=\"\"),\"\",H43/'Lives scenario - input'!$F28),\"\")","v":1346.8690840835211},{"$f":"IFERROR(IF(OR(I43=\"\",'Lives scenario - input'!$F28=\"\"),\"\",I43/'Lives scenario - input'!$F28),\"\")","v":1420.8712244861204},{"$f":"IFERROR(IF(OR(J43=\"\",'Lives scenario - input'!$F28=\"\"),\"\",J43/'Lives scenario - input'!$F28),\"\")","v":1485.4389956378368},{"$f":"IFERROR(IF(OR(K43=\"\",'Lives scenario - input'!$F28=\"\"),\"\",K43/'Lives scenario - input'!$F28),\"\")","v":1539.9811267793109},{"$f":"IFERROR(IF(OR(L43=\"\",'Lives scenario - input'!$F28=\"\"),\"\",L43/'Lives scenario - input'!$F28),\"\")","v":1584.3554719502361},{"$f":"IFERROR(IF(OR(M43=\"\",'Lives scenario - input'!$F28=\"\"),\"\",M43/'Lives scenario - input'!$F28),\"\")","v":1618.8572196257664},{"$f":"IFERROR(IF(OR(N43=\"\",'Lives scenario - input'!$F28=\"\"),\"\",N43/'Lives scenario - input'!$F28),\"\")","v":1644.1775817722348},{"$f":"IFERROR(IF(OR(O43=\"\",'Lives scenario - input'!$F28=\"\"),\"\",O43/'Lives scenario - input'!$F28),\"\")","v":1661.3369059348809},{"$f":"IFERROR(IF(OR(P43=\"\",'Lives scenario - input'!$F28=\"\"),\"\",P43/'Lives scenario - input'!$F28),\"\")","v":1671.5982409277315},{"$f":"IFERROR(IF(OR(Q43=\"\",'Lives scenario - input'!$F28=\"\"),\"\",Q43/'Lives scenario - input'!$F28),\"\")","v":1676.3689256332671},{"$f":"IFERROR(IF(OR(R43=\"\",'Lives scenario - input'!$F28=\"\"),\"\",R43/'Lives scenario - input'!$F28),\"\")","v":1677.0986760100643},{"$f":"IFERROR(IF(OR(S43=\"\",'Lives scenario - input'!$F28=\"\"),\"\",S43/'Lives scenario - input'!$F28),\"\")","v":1675.1828920675316},{"$f":"IFERROR(IF(OR(T43=\"\",'Lives scenario - input'!$F28=\"\"),\"\",T43/'Lives scenario - input'!$F28),\"\")","v":1671.8795178879193},{"$f":"IFERROR(IF(OR(U43=\"\",'Lives scenario - input'!$F28=\"\"),\"\",U43/'Lives scenario - input'!$F28),\"\")","v":1668.2468243588783},{"$f":"IFERROR(IF(OR(V43=\"\",'Lives scenario - input'!$F28=\"\"),\"\",V43/'Lives scenario - input'!$F28),\"\")","v":1665.1080331015457},{"$f":"IFERROR(IF(OR(W43=\"\",'Lives scenario - input'!$F28=\"\"),\"\",W43/'Lives scenario - input'!$F28),\"\")","v":1663.0468666896568}]
[{"$f":"IFERROR('Lives scenario - input'!A29,\"\")","v":4},{"$f":"IFERROR('Lives scenario - input'!B29,\"\")","v":"SWITCHGEAR"},{"$f":"IFERROR('Lives scenario - input'!C29,\"\")","v":"˂ = 11 kv ; circuit breaker"},{"$f":"IFERROR(repcalc('Lives scenario - input'!$CX29:$GJ29,'Lives scenario - input'!$I29,'Lives scenario - input'!$G29,'Lives scenario - input'!$H29,20,TRUE,TRUE),\"\")","v":1164.2175265936819},1262.5735545137463,1350.8284152556707,1425.7506873691843,1484.4596765173442,1524.6086268159056,1544.5402815580803,1543.4005935762236,1521.1998804478424,1478.8154904612243,1417.9355456764836,1340.9489067903401,1250.7914958813319,1150.7629343255119,1044.3296847958475,934.93132810328063,825.80529730970954,719.84259557909184,619.48317591072203,526.65529445051209,{"$f":"IFERROR(IF(OR(D44=\"\",'Lives scenario - input'!$F29=\"\"),\"\",D44/'Lives scenario - input'!$F29),\"\")","v":5.1969958162583003},{"$f":"IFERROR(IF(OR(E44=\"\",'Lives scenario - input'!$F29=\"\"),\"\",E44/'Lives scenario - input'!$F29),\"\")","v":5.6360511078410696},{"$f":"IFERROR(IF(OR(F44=\"\",'Lives scenario - input'!$F29=\"\"),\"\",F44/'Lives scenario - input'!$F29),\"\")","v":6.030015407092093},{"$f":"IFERROR(IF(OR(G44=\"\",'Lives scenario - input'!$F29=\"\"),\"\",G44/'Lives scenario - input'!$F29),\"\")","v":6.3644638463435914},{"$f":"IFERROR(IF(OR(H44=\"\",'Lives scenario - input'!$F29=\"\"),\"\",H44/'Lives scenario - input'!$F29),\"\")","v":6.6265371823055101},{"$f":"IFERROR(IF(OR(I44=\"\",'Lives scenario - input'!$F29=\"\"),\"\",I44/'Lives scenario - input'!$F29),\"\")","v":6.8057596402762943},{"$f":"IFERROR(IF(OR(J44=\"\",'Lives scenario - input'!$F29=\"\"),\"\",J44/'Lives scenario - input'!$F29),\"\")","v":6.894733327701581},{"$f":"IFERROR(IF(OR(K44=\"\",'Lives scenario - input'!$F29=\"\"),\"\",K44/'Lives scenario - input'!$F29),\"\")","v":6.8896458302724035},{"$f":"IFERROR(IF(OR(L44=\"\",'Lives scenario - input'!$F29=\"\"),\"\",L44/'Lives scenario - input'!$F29),\"\")","v":6.7905432050235603},{"$f":"IFERROR(IF(OR(M44=\"\",'Lives scenario - input'!$F29=\"\"),\"\",M44/'Lives scenario - input'!$F29),\"\")","v":6.6013418810410966},{"$f":"IFERROR(IF(OR(N44=\"\",'Lives scenario - input'!$F29=\"\"),\"\",N44/'Lives scenario - input'!$F29),\"\")","v":6.3295775319283925},{"$f":"IFERROR(IF(OR(O44=\"\",'Lives scenario - input'!$F29=\"\"),\"\",O44/'Lives scenario - input'!$F29),\"\")","v":5.9859138856940808},{"$f":"IFERROR(IF(OR(P44=\"\",'Lives scenario - input'!$F29=\"\"),\"\",P44/'Lives scenario - input'!$F29),\"\")","v":5.583456718888069},{"$f":"IFERROR(IF(OR(Q44=\"\",'Lives scenario - input'!$F29=\"\"),\"\",Q44/'Lives scenario - input'!$F29),\"\")","v":5.1369353394746131},{"$f":"IFERROR(IF(OR(R44=\"\",'Lives scenario - input'!$F29=\"\"),\"\",R44/'Lives scenario - input'!$F29),\"\")","v":4.6618238247606731},{"$f":"IFERROR(IF(OR(S44=\"\",'Lives scenario - input'!$F29=\"\"),\"\",S44/'Lives scenario - input'!$F29),\"\")","v":4.1734762530656564},{"$f":"IFERROR(IF(OR(T44=\"\",'Lives scenario - input'!$F29=\"\"),\"\",T44/'Lives scenario - input'!$F29),\"\")","v":3.686344327523881},{"$f":"IFERROR(IF(OR(U44=\"\",'Lives scenario - input'!$F29=\"\"),\"\",U44/'Lives scenario - input'!$F29),\"\")","v":3.2133333093985375},{"$f":"IFERROR(IF(OR(V44=\"\",'Lives scenario - input'!$F29=\"\"),\"\",V44/'Lives scenario - input'!$F29),\"\")","v":2.7653349996113161},{"$f":"IFERROR(IF(OR(W44=\"\",'Lives scenario - input'!$F29=\"\"),\"\",W44/'Lives scenario - input'!$F29),\"\")","v":2.3509570156340986}]
[{"$f":"IFERROR('Lives scenario - input'!A30,\"\")","v":4},{"$f":"IFERROR('Lives scenario - input'!B30,\"\")","v":"SWITCHGEAR"},{"$f":"IFERROR('Lives scenario - input'!C30,\"\")","v":"˂ = 11 kv ; fuse"},{"$f":"IFERROR(repcalc('Lives scenario - input'!$CX30:$GJ30,'Lives scenario - input'!$I30,'Lives scenario - input'!$G30,'Lives scenario - input'!$H30,20,TRUE,TRUE),\"\")","v":123.07343380924624},103.66452130902734,89.324357419327058,78.609421490337979,70.592483759892147,64.655261451482005,60.361979076406527,57.383902727926042,55.455848346857934,54.352602630666681,53.877558609217758,53.858602965813937,54.148009095165726,54.62417685494863,55.193763120254879,55.793224398772338,56.38914313560587,56.976991291592533,57.57822680159164,58.235827579338796,{"$f":"IFERROR(IF(OR(D45=\"\",'Lives scenario - input'!$F30=\"\"),\"\",D45/'Lives scenario - input'!$F30),\"\")","v":66.577107143820911},{"$f":"IFERROR(IF(OR(E45=\"\",'Lives scenario - input'!$F30=\"\"),\"\",E45/'Lives scenario - input'!$F30),\"\")","v":56.077771852055939},{"$f":"IFERROR(IF(OR(F45=\"\",'Lives scenario - input'!$F30=\"\"),\"\",F45/'Lives scenario - input'!$F30),\"\")","v":48.320398077758917},{"$f":"IFERROR(IF(OR(G45=\"\",'Lives scenario - input'!$F30=\"\"),\"\",G45/'Lives scenario - input'!$F30),\"\")","v":42.52410707242997},{"$f":"IFERROR(IF(OR(H45=\"\",'Lives scenario - input'!$F30=\"\"),\"\",H45/'Lives scenario - input'!$F30),\"\")","v":38.187309879686545},{"$f":"IFERROR(IF(OR(I45=\"\",'Lives scenario - input'!$F30=\"\"),\"\",I45/'Lives scenario - input'!$F30),\"\")","v":34.975543753323628},{"$f":"IFERROR(IF(OR(J45=\"\",'Lives scenario - input'!$F30=\"\"),\"\",J45/'Lives scenario - input'!$F30),\"\")","v":32.653074055053096},{"$f":"IFERROR(IF(OR(K45=\"\",'Lives scenario - input'!$F30=\"\"),\"\",K45/'Lives scenario - input'!$F30),\"\")","v":31.042070754027396},{"$f":"IFERROR(IF(OR(L45=\"\",'Lives scenario - input'!$F30=\"\"),\"\",L45/'Lives scenario - input'!$F30),\"\")","v":29.999081384717694},{"$f":"IFERROR(IF(OR(M45=\"\",'Lives scenario - input'!$F30=\"\"),\"\",M45/'Lives scenario - input'!$F30),\"\")","v":29.402275835547194},{"$f":"IFERROR(IF(OR(N45=\"\",'Lives scenario - input'!$F30=\"\"),\"\",N45/'Lives scenario - input'!$F30),\"\")","v":29.1452987143672},{"$f":"IFERROR(IF(OR(O45=\"\",'Lives scenario - input'!$F30=\"\"),\"\",O45/'Lives scenario - input'!$F30),\"\")","v":29.135044576956588},{"$f":"IFERROR(IF(OR(P45=\"\",'Lives scenario - input'!$F30=\"\"),\"\",P45/'Lives scenario - input'!$F30),\"\")","v":29.291600076267642},{"$f":"IFERROR(IF(OR(Q45=\"\",'Lives scenario - input'!$F30=\"\"),\"\",Q45/'Lives scenario - input'!$F30),\"\")","v":29.549185088567167},{"$f":"IFERROR(IF(OR(R45=\"\",'Lives scenario - input'!$F30=\"\"),\"\",R45/'Lives scenario - input'!$F30),\"\")","v":29.857305246096193},{"$f":"IFERROR(IF(OR(S45=\"\",'Lives scenario - input'!$F30=\"\"),\"\",S45/'Lives scenario - input'!$F30),\"\")","v":30.181586421433238},{"$f":"IFERROR(IF(OR(T45=\"\",'Lives scenario - input'!$F30=\"\"),\"\",T45/'Lives scenario - input'!$F30),\"\")","v":30.503951243500921},{"$f":"IFERROR(IF(OR(U45=\"\",'Lives scenario - input'!$F30=\"\"),\"\",U45/'Lives scenario - input'!$F30),\"\")","v":30.821950249899665},{"$f":"IFERROR(IF(OR(V45=\"\",'Lives scenario - input'!$F30=\"\"),\"\",V45/'Lives scenario - input'!$F30),\"\")","v":31.147191203442258},{"$f":"IFERROR(IF(OR(W45=\"\",'Lives scenario - input'!$F30=\"\"),\"\",W45/'Lives scenario - input'!$F30),\"\")","v":31.502923192734027}]
[{"$f":"IFERROR('Lives scenario - input'!A31,\"\")","v":4},{"$f":"IFERROR('Lives scenario - input'!B31,\"\")","v":"SWITCHGEAR"},{"$f":"IFERROR('Lives scenario - input'!C31,\"\")","v":"˂ = 11 kv ; switch"},{"$f":"IFERROR(repcalc('Lives scenario - input'!$CX31:$GJ31,'Lives scenario - input'!$I31,'Lives scenario - input'!$G31,'Lives scenario - input'!$H31,20,TRUE,TRUE),\"\")","v":1591.1170284521409},1472.8859966531081,1400.8568980886578,1364.932625151077,1356.5180419926178,1368.4328112471151,1394.7955201051277,1430.8964494725155,1473.0704087850675,1518.5757650638177,1565.4815537050149,1612.5615986517971,1659.1929450856189,1705.2555292881216,1751.0306781273023,1797.0974664683401,1844.2278377254524,1893.2833631178689,1945.1182382332247,2000.4942852855418,{"$f":"IFERROR(IF(OR(D46=\"\",'Lives scenario - input'!$F31=\"\"),\"\",D46/'Lives scenario - input'!$F31),\"\")","v":598.89309509157874},{"$f":"IFERROR(IF(OR(E46=\"\",'Lives scenario - input'!$F31=\"\"),\"\",E46/'Lives scenario - input'!$F31),\"\")","v":554.39118397893344},{"$f":"IFERROR(IF(OR(F46=\"\",'Lives scenario - input'!$F31=\"\"),\"\",F46/'Lives scenario - input'!$F31),\"\")","v":527.27958313214651},{"$f":"IFERROR(IF(OR(G46=\"\",'Lives scenario - input'!$F31=\"\"),\"\",G46/'Lives scenario - input'!$F31),\"\")","v":513.75776253455524},{"$f":"IFERROR(IF(OR(H46=\"\",'Lives scenario - input'!$F31=\"\"),\"\",H46/'Lives scenario - input'!$F31),\"\")","v":510.59053117346701},{"$f":"IFERROR(IF(OR(I46=\"\",'Lives scenario - input'!$F31=\"\"),\"\",I46/'Lives scenario - input'!$F31),\"\")","v":515.07522520195687},{"$f":"IFERROR(IF(OR(J46=\"\",'Lives scenario - input'!$F31=\"\"),\"\",J46/'Lives scenario - input'!$F31),\"\")","v":524.99809323783768},{"$f":"IFERROR(IF(OR(K46=\"\",'Lives scenario - input'!$F31=\"\"),\"\",K46/'Lives scenario - input'!$F31),\"\")","v":538.58640694317853},{"$f":"IFERROR(IF(OR(L46=\"\",'Lives scenario - input'!$F31=\"\"),\"\",L46/'Lives scenario - input'!$F31),\"\")","v":554.4605963166224},{"$f":"IFERROR(IF(OR(M46=\"\",'Lives scenario - input'!$F31=\"\"),\"\",M46/'Lives scenario - input'!$F31),\"\")","v":571.58871648484001},{"$f":"IFERROR(IF(OR(N46=\"\",'Lives scenario - input'!$F31=\"\"),\"\",N46/'Lives scenario - input'!$F31),\"\")","v":589.24395644186939},{"$f":"IFERROR(IF(OR(O46=\"\",'Lives scenario - input'!$F31=\"\"),\"\",O46/'Lives scenario - input'!$F31),\"\")","v":606.96478610495103},{"$f":"IFERROR(IF(OR(P46=\"\",'Lives scenario - input'!$F31=\"\"),\"\",P46/'Lives scenario - input'!$F31),\"\")","v":624.51672659370763},{"$f":"IFERROR(IF(OR(Q46=\"\",'Lives scenario - input'!$F31=\"\"),\"\",Q46/'Lives scenario - input'!$F31),\"\")","v":641.85458617766915},{"$f":"IFERROR(IF(OR(R46=\"\",'Lives scenario - input'!$F31=\"\"),\"\",R46/'Lives scenario - input'!$F31),\"\")","v":659.08425569685198},{"$f":"IFERROR(IF(OR(S46=\"\",'Lives scenario - input'!$F31=\"\"),\"\",S46/'Lives scenario - input'!$F31),\"\")","v":676.42369770969492},{"$f":"IFERROR(IF(OR(T46=\"\",'Lives scenario - input'!$F31=\"\"),\"\",T46/'Lives scenario - input'!$F31),\"\")","v":694.163470089886},{"$f":"IFERROR(IF(OR(U46=\"\",'Lives scenario - input'!$F31=\"\"),\"\",U46/'Lives scenario - input'!$F31),\"\")","v":712.62786642796573},{"$f":"IFERROR(IF(OR(V46=\"\",'Lives scenario - input'!$F31=\"\"),\"\",V46/'Lives scenario - input'!$F31),\"\")","v":732.13840414229105},{"$f":"IFERROR(IF(OR(W46=\"\",'Lives scenario - input'!$F31=\"\"),\"\",W46/'Lives scenario - input'!$F31),\"\")","v":752.98183150813463}]
[{"$f":"IFERROR('Lives scenario - input'!A32,\"\")","v":4},{"$f":"IFERROR('Lives scenario - input'!B32,\"\")","v":"SWITCHGEAR"},{"$f":"IFERROR('Lives scenario - input'!C32,\"\")","v":"> 11 kv & < = 22 kv ; circuit breaker"},{"$f":"IFERROR(repcalc('Lives scenario - input'!$CX32:$GJ32,'Lives scenario - input'!$I32,'Lives scenario - input'!$G32,'Lives scenario - input'!$H32,20,TRUE,TRUE),\"\")","v":620.4434687097737},667.73312361477167,711.79445807062848,751.56433704025926,786.07200701435522,814.49818057896312,836.22967259174595,850.90404473372791,858.43905302847986,859.04275319289036,853.20184519267673,841.64806344163696,825.30488023210114,805.21916477883065,782.48439408461445,758.16325069394225,733.21776149704851,708.45445113764163,684.49036429331181,661.74344857965298,{"$f":"IFERROR(IF(OR(D47=\"\",'Lives scenario - input'!$F32=\"\"),\"\",D47/'Lives scenario - input'!$F32),\"\")","v":5.0338803619882899},{"$f":"IFERROR(IF(OR(E47=\"\",'Lives scenario - input'!$F32=\"\"),\"\",E47/'Lives scenario - input'!$F32),\"\")","v":5.4175582910129982},{"$f":"IFERROR(IF(OR(F47=\"\",'Lives scenario - input'!$F32=\"\"),\"\",F47/'Lives scenario - input'!$F32),\"\")","v":5.7750436985096272},{"$f":"IFERROR(IF(OR(G47=\"\",'Lives scenario - input'!$F32=\"\"),\"\",G47/'Lives scenario - input'!$F32),\"\")","v":6.0977109886661172},{"$f":"IFERROR(IF(OR(H47=\"\",'Lives scenario - input'!$F32=\"\"),\"\",H47/'Lives scenario - input'!$F32),\"\")","v":6.3776840901346574},{"$f":"IFERROR(IF(OR(I47=\"\",'Lives scenario - input'!$F32=\"\"),\"\",I47/'Lives scenario - input'!$F32),\"\")","v":6.6083158303170748},{"$f":"IFERROR(IF(OR(J47=\"\",'Lives scenario - input'!$F32=\"\"),\"\",J47/'Lives scenario - input'!$F32),\"\")","v":6.7846312182561883},{"$f":"IFERROR(IF(OR(K47=\"\",'Lives scenario - input'!$F32=\"\"),\"\",K47/'Lives scenario - input'!$F32),\"\")","v":6.9036896618943224},{"$f":"IFERROR(IF(OR(L47=\"\",'Lives scenario - input'!$F32=\"\"),\"\",L47/'Lives scenario - input'!$F32),\"\")","v":6.9648238863567826},{"$f":"IFERROR(IF(OR(M47=\"\",'Lives scenario - input'!$F32=\"\"),\"\",M47/'Lives scenario - input'!$F32),\"\")","v":6.96972192228659},{"$f":"IFERROR(IF(OR(N47=\"\",'Lives scenario - input'!$F32=\"\"),\"\",N47/'Lives scenario - input'!$F32),\"\")","v":6.9223325410435272},{"$f":"IFERROR(IF(OR(O47=\"\",'Lives scenario - input'!$F32=\"\"),\"\",O47/'Lives scenario - input'!$F32),\"\")","v":6.8285925663376874},{"$f":"IFERROR(IF(OR(P47=\"\",'Lives scenario - input'!$F32=\"\"),\"\",P47/'Lives scenario - input'!$F32),\"\")","v":6.6959944600477774},{"$f":"IFERROR(IF(OR(Q47=\"\",'Lives scenario - input'!$F32=\"\"),\"\",Q47/'Lives scenario - input'!$F32),\"\")","v":6.5330318475361784},{"$f":"IFERROR(IF(OR(R47=\"\",'Lives scenario - input'!$F32=\"\"),\"\",R47/'Lives scenario - input'!$F32),\"\")","v":6.3485764998637935},{"$f":"IFERROR(IF(OR(S47=\"\",'Lives scenario - input'!$F32=\"\"),\"\",S47/'Lives scenario - input'!$F32),\"\")","v":6.1512503416079882},{"$f":"IFERROR(IF(OR(T47=\"\",'Lives scenario - input'!$F32=\"\"),\"\",T47/'Lives scenario - input'!$F32),\"\")","v":5.9488586419265239},{"$f":"IFERROR(IF(OR(U47=\"\",'Lives scenario - input'!$F32=\"\"),\"\",U47/'Lives scenario - input'!$F32),\"\")","v":5.7479450244856576},{"$f":"IFERROR(IF(OR(V47=\"\",'Lives scenario - input'!$F32=\"\"),\"\",V47/'Lives scenario - input'!$F32),\"\")","v":5.5535157940361675},{"$f":"IFERROR(IF(OR(W47=\"\",'Lives scenario - input'!$F32=\"\"),\"\",W47/'Lives scenario - input'!$F32),\"\")","v":5.368961909465658}]
[{"$f":"IFERROR('Lives scenario - input'!A33,\"\")","v":4},{"$f":"IFERROR('Lives scenario - input'!B33,\"\")","v":"SWITCHGEAR"},{"$f":"IFERROR('Lives scenario - input'!C33,\"\")","v":"> 11 kv & < = 22 kv ; switch"},{"$f":"IFERROR(repcalc('Lives scenario - input'!$CX33:$GJ33,'Lives scenario - input'!$I33,'Lives scenario - input'!$G33,'Lives scenario - input'!$H33,20,TRUE,TRUE),\"\")","v":2126.0184137870774},2020.9037817156907,1954.1823457945675,1913.4887827005673,1890.9456775044246,1881.7591004010187,1883.1985921842181,1893.8590868739757,1913.1271073559446,1940.7954992063951,1976.7886318505671,2020.9730636617358,2073.0374392917111,2132.4305059460362,2198.3484080575272,2269.7627175233229,2345.4798468367571,2424.2213791829067,2504.7141082763669,2585.7786898848199,{"$f":"IFERROR(IF(OR(D48=\"\",'Lives scenario - input'!$F33=\"\"),\"\",D48/'Lives scenario - input'!$F33),\"\")","v":252.83041578990239},{"$f":"IFERROR(IF(OR(E48=\"\",'Lives scenario - input'!$F33=\"\"),\"\",E48/'Lives scenario - input'!$F33),\"\")","v":240.32997084555632},{"$f":"IFERROR(IF(OR(F48=\"\",'Lives scenario - input'!$F33=\"\"),\"\",F48/'Lives scenario - input'!$F33),\"\")","v":232.39532254870184},{"$f":"IFERROR(IF(OR(G48=\"\",'Lives scenario - input'!$F33=\"\"),\"\",G48/'Lives scenario - input'!$F33),\"\")","v":227.5559616051145},{"$f":"IFERROR(IF(OR(H48=\"\",'Lives scenario - input'!$F33=\"\"),\"\",H48/'Lives scenario - input'!$F33),\"\")","v":224.87508987654672},{"$f":"IFERROR(IF(OR(I48=\"\",'Lives scenario - input'!$F33=\"\"),\"\",I48/'Lives scenario - input'!$F33),\"\")","v":223.78260352098278},{"$f":"IFERROR(IF(OR(J48=\"\",'Lives scenario - input'!$F33=\"\"),\"\",J48/'Lives scenario - input'!$F33),\"\")","v":223.95379079937712},{"$f":"IFERROR(IF(OR(K48=\"\",'Lives scenario - input'!$F33=\"\"),\"\",K48/'Lives scenario - input'!$F33),\"\")","v":225.22155841957203},{"$f":"IFERROR(IF(OR(L48=\"\",'Lives scenario - input'!$F33=\"\"),\"\",L48/'Lives scenario - input'!$F33),\"\")","v":227.51295044059734},{"$f":"IFERROR(IF(OR(M48=\"\",'Lives scenario - input'!$F33=\"\"),\"\",M48/'Lives scenario - input'!$F33),\"\")","v":230.80333163881397},{"$f":"IFERROR(IF(OR(N48=\"\",'Lives scenario - input'!$F33=\"\"),\"\",N48/'Lives scenario - input'!$F33),\"\")","v":235.08370787308985},{"$f":"IFERROR(IF(OR(O48=\"\",'Lives scenario - input'!$F33=\"\"),\"\",O48/'Lives scenario - input'!$F33),\"\")","v":240.33820999490317},{"$f":"IFERROR(IF(OR(P48=\"\",'Lives scenario - input'!$F33=\"\"),\"\",P48/'Lives scenario - input'!$F33),\"\")","v":246.52981099563027},{"$f":"IFERROR(IF(OR(Q48=\"\",'Lives scenario - input'!$F33=\"\"),\"\",Q48/'Lives scenario - input'!$F33),\"\")","v":253.59295477645094},{"$f":"IFERROR(IF(OR(R48=\"\",'Lives scenario - input'!$F33=\"\"),\"\",R48/'Lives scenario - input'!$F33),\"\")","v":261.43204520519237},{"$f":"IFERROR(IF(OR(S48=\"\",'Lives scenario - input'!$F33=\"\"),\"\",S48/'Lives scenario - input'!$F33),\"\")","v":269.92477952889152},{"$f":"IFERROR(IF(OR(T48=\"\",'Lives scenario - input'!$F33=\"\"),\"\",T48/'Lives scenario - input'!$F33),\"\")","v":278.92921390377205},{"$f":"IFERROR(IF(OR(U48=\"\",'Lives scenario - input'!$F33=\"\"),\"\",U48/'Lives scenario - input'!$F33),\"\")","v":288.29331641290719},{"$f":"IFERROR(IF(OR(V48=\"\",'Lives scenario - input'!$F33=\"\"),\"\",V48/'Lives scenario - input'!$F33),\"\")","v":297.86567478609373},{"$f":"IFERROR(IF(OR(W48=\"\",'Lives scenario - input'!$F33=\"\"),\"\",W48/'Lives scenario - input'!$F33),\"\")","v":307.50603901858915}]
[{"$f":"IFERROR('Lives scenario - input'!A34,\"\")","v":4},{"$f":"IFERROR('Lives scenario - input'!B34,\"\")","v":"SWITCHGEAR"},{"$f":"IFERROR('Lives scenario - input'!C34,\"\")","v":"> 33 kv & < = 66 kv ; circuit breaker"},{"$f":"IFERROR(repcalc('Lives scenario - input'!$CX34:$GJ34,'Lives scenario - input'!$I34,'Lives scenario - input'!$G34,'Lives scenario - input'!$H34,20,TRUE,TRUE),\"\")","v":85.358483247148257},88.376347249767932,90.289967078965233,91.046761898999705,90.643915628993142,89.127733123224388,86.589518866300565,83.158513689942311,78.992716030721439,74.26858398848546,69.170644761643686,63.881935047614846,58.57598784677073,53.410811290330088,48.525022968722965,44.036053824889891,40.040151287165045,36.613806431719418,33.816200572176797,31.692293778354781,{"$f":"IFERROR(IF(OR(D49=\"\",'Lives scenario - input'!$F34=\"\"),\"\",D49/'Lives scenario - input'!$F34),\"\")","v":1.412654771657476},{"$f":"IFERROR(IF(OR(E49=\"\",'Lives scenario - input'!$F34=\"\"),\"\",E49/'Lives scenario - input'!$F34),\"\")","v":1.4625994264982876},{"$f":"IFERROR(IF(OR(F49=\"\",'Lives scenario - input'!$F34=\"\"),\"\",F49/'Lives scenario - input'!$F34),\"\")","v":1.4942692041233985},{"$f":"IFERROR(IF(OR(G49=\"\",'Lives scenario - input'!$F34=\"\"),\"\",G49/'Lives scenario - input'!$F34),\"\")","v":1.5067939090269742},{"$f":"IFERROR(IF(OR(H49=\"\",'Lives scenario - input'!$F34=\"\"),\"\",H49/'Lives scenario - input'!$F34),\"\")","v":1.5001269359983949},{"$f":"IFERROR(IF(OR(I49=\"\",'Lives scenario - input'!$F34=\"\"),\"\",I49/'Lives scenario - input'!$F34),\"\")","v":1.4750346151182745},{"$f":"IFERROR(IF(OR(J49=\"\",'Lives scenario - input'!$F34=\"\"),\"\",J49/'Lives scenario - input'!$F34),\"\")","v":1.4330280055215388},{"$f":"IFERROR(IF(OR(K49=\"\",'Lives scenario - input'!$F34=\"\"),\"\",K49/'Lives scenario - input'!$F34),\"\")","v":1.3762460003876094},{"$f":"IFERROR(IF(OR(L49=\"\",'Lives scenario - input'!$F34=\"\"),\"\",L49/'Lives scenario - input'!$F34),\"\")","v":1.3073034217804091},{"$f":"IFERROR(IF(OR(M49=\"\",'Lives scenario - input'!$F34=\"\"),\"\",M49/'Lives scenario - input'!$F34),\"\")","v":1.2291205931085138},{"$f":"IFERROR(IF(OR(N49=\"\",'Lives scenario - input'!$F34=\"\"),\"\",N49/'Lives scenario - input'!$F34),\"\")","v":1.1447513787028858},{"$f":"IFERROR(IF(OR(O49=\"\",'Lives scenario - input'!$F34=\"\"),\"\",O49/'Lives scenario - input'!$F34),\"\")","v":1.0572249755942214},{"$f":"IFERROR(IF(OR(P49=\"\",'Lives scenario - input'!$F34=\"\"),\"\",P49/'Lives scenario - input'!$F34),\"\")","v":0.96941329775860929},{"$f":"IFERROR(IF(OR(Q49=\"\",'Lives scenario - input'!$F34=\"\"),\"\",Q49/'Lives scenario - input'!$F34),\"\")","v":0.8839313277031845},{"$f":"IFERROR(IF(OR(R49=\"\",'Lives scenario - input'!$F34=\"\"),\"\",R49/'Lives scenario - input'!$F34),\"\")","v":0.80307314087431703},{"$f":"IFERROR(IF(OR(S49=\"\",'Lives scenario - input'!$F34=\"\"),\"\",S49/'Lives scenario - input'!$F34),\"\")","v":0.72878218068354039},{"$f":"IFERROR(IF(OR(T49=\"\",'Lives scenario - input'!$F34=\"\"),\"\",T49/'Lives scenario - input'!$F34),\"\")","v":0.66265131035573599},{"$f":"IFERROR(IF(OR(U49=\"\",'Lives scenario - input'!$F34=\"\"),\"\",U49/'Lives scenario - input'!$F34),\"\")","v":0.60594643199730969},{"$f":"IFERROR(IF(OR(V49=\"\",'Lives scenario - input'!$F34=\"\"),\"\",V49/'Lives scenario - input'!$F34),\"\")","v":0.55964697684817155},{"$f":"IFERROR(IF(OR(W49=\"\",'Lives scenario - input'!$F34=\"\"),\"\",W49/'Lives scenario - input'!$F34),\"\")","v":0.52449701924921621}]
[{"$f":"IFERROR('Lives scenario - input'!A35,\"\")","v":4},{"$f":"IFERROR('Lives scenario - input'!B35,\"\")","v":"SWITCHGEAR"},{"$f":"IFERROR('Lives scenario - input'!C35,\"\")","v":"> 33 kv & < = 66 kv ; switch"},{"$f":"IFERROR(repcalc('Lives scenario - input'!$CX35:$GJ35,'Lives scenario - input'!$I35,'Lives scenario - input'!$G35,'Lives scenario - input'!$H35,20,TRUE,TRUE),\"\")","v":11.289499117114321},12.747065212413574,14.21779669205192,15.679212066963407,17.116954711096856,18.530749760322674,19.941345501910533,21.398202833973794,22.987552165595872,24.840267419568772,27.138818270130294,30.122369644159708,34.088927936802058,39.393323940014398,46.439820135640687,55.66828539267631,67.533237943058197,82.475643970003233,100.88816818999992,123.07555452758169,{"$f":"IFERROR(IF(OR(D50=\"\",'Lives scenario - input'!$F35=\"\"),\"\",D50/'Lives scenario - input'!$F35),\"\")","v":0.22461021949468277},{"$f":"IFERROR(IF(OR(E50=\"\",'Lives scenario - input'!$F35=\"\"),\"\",E50/'Lives scenario - input'!$F35),\"\")","v":0.25360922442811462},{"$f":"IFERROR(IF(OR(F50=\"\",'Lives scenario - input'!$F35=\"\"),\"\",F50/'Lives scenario - input'!$F35),\"\")","v":0.28287016125378189},{"$f":"IFERROR(IF(OR(G50=\"\",'Lives scenario - input'!$F35=\"\"),\"\",G50/'Lives scenario - input'!$F35),\"\")","v":0.31194574952626464},{"$f":"IFERROR(IF(OR(H50=\"\",'Lives scenario - input'!$F35=\"\"),\"\",H50/'Lives scenario - input'!$F35),\"\")","v":0.34055035700491981},{"$f":"IFERROR(IF(OR(I50=\"\",'Lives scenario - input'!$F35=\"\"),\"\",I50/'Lives scenario - input'!$F35),\"\")","v":0.36867851513070526},{"$f":"IFERROR(IF(OR(J50=\"\",'Lives scenario - input'!$F35=\"\"),\"\",J50/'Lives scenario - input'!$F35),\"\")","v":0.39674302143426737},{"$f":"IFERROR(IF(OR(K50=\"\",'Lives scenario - input'!$F35=\"\"),\"\",K50/'Lives scenario - input'!$F35),\"\")","v":0.42572792516937735},{"$f":"IFERROR(IF(OR(L50=\"\",'Lives scenario - input'!$F35=\"\"),\"\",L50/'Lives scenario - input'!$F35),\"\")","v":0.45734882336212285},{"$f":"IFERROR(IF(OR(M50=\"\",'Lives scenario - input'!$F35=\"\"),\"\",M50/'Lives scenario - input'!$F35),\"\")","v":0.4942095180252859},{"$f":"IFERROR(IF(OR(N50=\"\",'Lives scenario - input'!$F35=\"\"),\"\",N50/'Lives scenario - input'!$F35),\"\")","v":0.53994033439796818},{"$f":"IFERROR(IF(OR(O50=\"\",'Lives scenario - input'!$F35=\"\"),\"\",O50/'Lives scenario - input'!$F35),\"\")","v":0.59929957806702661},{"$f":"IFERROR(IF(OR(P50=\"\",'Lives scenario - input'!$F35=\"\"),\"\",P50/'Lives scenario - input'!$F35),\"\")","v":0.67821623499808981},{"$f":"IFERROR(IF(OR(Q50=\"\",'Lives scenario - input'!$F35=\"\"),\"\",Q50/'Lives scenario - input'!$F35),\"\")","v":0.7837498408922704},{"$f":"IFERROR(IF(OR(R50=\"\",'Lives scenario - input'!$F35=\"\"),\"\",R50/'Lives scenario - input'!$F35),\"\")","v":0.92394339959220861},{"$f":"IFERROR(IF(OR(S50=\"\",'Lives scenario - input'!$F35=\"\"),\"\",S50/'Lives scenario - input'!$F35),\"\")","v":1.1075483217839781},{"$f":"IFERROR(IF(OR(T50=\"\",'Lives scenario - input'!$F35=\"\"),\"\",T50/'Lives scenario - input'!$F35),\"\")","v":1.3436074745408333},{"$f":"IFERROR(IF(OR(U50=\"\",'Lives scenario - input'!$F35=\"\"),\"\",U50/'Lives scenario - input'!$F35),\"\")","v":1.6408941001629513},{"$f":"IFERROR(IF(OR(V50=\"\",'Lives scenario - input'!$F35=\"\"),\"\",V50/'Lives scenario - input'!$F35),\"\")","v":2.0072204591628107},{"$f":"IFERROR(IF(OR(W50=\"\",'Lives scenario - input'!$F35=\"\"),\"\",W50/'Lives scenario - input'!$F35),\"\")","v":2.4486495840159059}]
[{"$f":"IFERROR('Lives scenario - input'!A36,\"\")","v":5},{"$f":"IFERROR('Lives scenario - input'!B36,\"\")","v":"TRANSFORMERS"},{"$f":"IFERROR('Lives scenario - input'!C36,\"\")","v":"ground outdoor / indoor chamber mounted ; ˂ 22 kv ; > 60 kva and < = 600 kva ; multiple phase"},{"$f":"IFERROR(repcalc('Lives scenario - input'!$CX36:$GJ36,'Lives scenario - input'!$I36,'Lives scenario - input'!$G36,'Lives scenario - input'!$H36,20,TRUE,TRUE),\"\")","v":13.178031163087978},13.894848053583164,14.752694740588574,15.772847162756186,16.971649619850183,18.35936641545478,19.939311676670549,21.707316159567906,23.651575951022821,25.752909670750892,27.985427517458646,30.317587608453259,32.713584047458724,35.134979819321075,37.542469817153872,39.897639466452965,42.164576721460662,44.311202803409039,46.310211197511869,48.139543977170902,{"$f":"IFERROR(IF(OR(D51=\"\",'Lives scenario - input'!$F36=\"\"),\"\",D51/'Lives scenario - input'!$F36),\"\")","v":0.90998640135771192},{"$f":"IFERROR(IF(OR(E51=\"\",'Lives scenario - input'!$F36=\"\"),\"\",E51/'Lives scenario - input'!$F36),\"\")","v":0.95948496563802954},{"$f":"IFERROR(IF(OR(F51=\"\",'Lives scenario - input'!$F36=\"\"),\"\",F51/'Lives scenario - input'!$F36),\"\")","v":1.0187221012893133},{"$f":"IFERROR(IF(OR(G51=\"\",'Lives scenario - input'!$F36=\"\"),\"\",G51/'Lives scenario - input'!$F36),\"\")","v":1.0891669818633496},{"$f":"IFERROR(IF(OR(H51=\"\",'Lives scenario - input'!$F36=\"\"),\"\",H51/'Lives scenario - input'!$F36),\"\")","v":1.171948235023941},{"$f":"IFERROR(IF(OR(I51=\"\",'Lives scenario - input'!$F36=\"\"),\"\",I51/'Lives scenario - input'!$F36),\"\")","v":1.267774644698326},{"$f":"IFERROR(IF(OR(J51=\"\",'Lives scenario - input'!$F36=\"\"),\"\",J51/'Lives scenario - input'!$F36),\"\")","v":1.3768750622647243},{"$f":"IFERROR(IF(OR(K51=\"\",'Lives scenario - input'!$F36=\"\"),\"\",K51/'Lives scenario - input'!$F36),\"\")","v":1.4989615877149394},{"$f":"IFERROR(IF(OR(L51=\"\",'Lives scenario - input'!$F36=\"\"),\"\",L51/'Lives scenario - input'!$F36),\"\")","v":1.6332191220184149},{"$f":"IFERROR(IF(OR(M51=\"\",'Lives scenario - input'!$F36=\"\"),\"\",M51/'Lives scenario - input'!$F36),\"\")","v":1.7783231277687614},{"$f":"IFERROR(IF(OR(N51=\"\",'Lives scenario - input'!$F36=\"\"),\"\",N51/'Lives scenario - input'!$F36),\"\")","v":1.9324858290213518},{"$f":"IFERROR(IF(OR(O51=\"\",'Lives scenario - input'!$F36=\"\"),\"\",O51/'Lives scenario - input'!$F36),\"\")","v":2.0935291550182349},{"$f":"IFERROR(IF(OR(P51=\"\",'Lives scenario - input'!$F36=\"\"),\"\",P51/'Lives scenario - input'!$F36),\"\")","v":2.2589805908369347},{"$f":"IFERROR(IF(OR(Q51=\"\",'Lives scenario - input'!$F36=\"\"),\"\",Q51/'Lives scenario - input'!$F36),\"\")","v":2.4261859341413037},{"$f":"IFERROR(IF(OR(R51=\"\",'Lives scenario - input'!$F36=\"\"),\"\",R51/'Lives scenario - input'!$F36),\"\")","v":2.5924310380054525},{"$f":"IFERROR(IF(OR(S51=\"\",'Lives scenario - input'!$F36=\"\"),\"\",S51/'Lives scenario - input'!$F36),\"\")","v":2.7550632496939231},{"$f":"IFERROR(IF(OR(T51=\"\",'Lives scenario - input'!$F36=\"\"),\"\",T51/'Lives scenario - input'!$F36),\"\")","v":2.9116027243133469},{"$f":"IFERROR(IF(OR(U51=\"\",'Lives scenario - input'!$F36=\"\"),\"\",U51/'Lives scenario - input'!$F36),\"\")","v":3.0598343166656501},{"$f":"IFERROR(IF(OR(V51=\"\",'Lives scenario - input'!$F36=\"\"),\"\",V51/'Lives scenario - input'!$F36),\"\")","v":3.1978724220792083},{"$f":"IFERROR(IF(OR(W51=\"\",'Lives scenario - input'!$F36=\"\"),\"\",W51/'Lives scenario - input'!$F36),\"\")","v":3.3241938681621712}]
[{"$f":"IFERROR('Lives scenario - input'!A37,\"\")","v":5},{"$f":"IFERROR('Lives scenario - input'!B37,\"\")","v":"TRANSFORMERS"},{"$f":"IFERROR('Lives scenario - input'!C37,\"\")","v":"ground outdoor / indoor chamber mounted ; ˂ 22 kv ; > 600 kva ; multiple phase"},{"$f":"IFERROR(repcalc('Lives scenario - input'!$CX37:$GJ37,'Lives scenario - input'!$I37,'Lives scenario - input'!$G37,'Lives scenario - input'!$H37,20,TRUE,TRUE),\"\")","v":25.999849641141118},28.868402904346539,31.943761729990964,35.241518895471721,38.776038256997545,42.559203280351213,46.599462796610254,50.901298667364848,55.465153123773057,60.287753256999373,65.362676587798262,70.680935669215188,76.231338638766843,82.000416492662964,87.971796344157625,94.125031531423687,100.43405248516024,106.86554816129821,113.37769599487656,119.91970190960896,{"$f":"IFERROR(IF(OR(D52=\"\",'Lives scenario - input'!$F37=\"\"),\"\",D52/'Lives scenario - input'!$F37),\"\")","v":0.74423112057239416},{"$f":"IFERROR(IF(OR(E52=\"\",'Lives scenario - input'!$F37=\"\"),\"\",E52/'Lives scenario - input'!$F37),\"\")","v":0.8263418496328746},{"$f":"IFERROR(IF(OR(F52=\"\",'Lives scenario - input'!$F37=\"\"),\"\",F52/'Lives scenario - input'!$F37),\"\")","v":0.91437227198385174},{"$f":"IFERROR(IF(OR(G52=\"\",'Lives scenario - input'!$F37=\"\"),\"\",G52/'Lives scenario - input'!$F37),\"\")","v":1.0087687221370791},{"$f":"IFERROR(IF(OR(H52=\"\",'Lives scenario - input'!$F37=\"\"),\"\",H52/'Lives scenario - input'!$F37),\"\")","v":1.1099423574242151},{"$f":"IFERROR(IF(OR(I52=\"\",'Lives scenario - input'!$F37=\"\"),\"\",I52/'Lives scenario - input'!$F37),\"\")","v":1.2182333353914714},{"$f":"IFERROR(IF(OR(J52=\"\",'Lives scenario - input'!$F37=\"\"),\"\",J52/'Lives scenario - input'!$F37),\"\")","v":1.3338834990920634},{"$f":"IFERROR(IF(OR(K52=\"\",'Lives scenario - input'!$F37=\"\"),\"\",K52/'Lives scenario - input'!$F37),\"\")","v":1.4570211393014971},{"$f":"IFERROR(IF(OR(L52=\"\",'Lives scenario - input'!$F37=\"\"),\"\",L52/'Lives scenario - input'!$F37),\"\")","v":1.5876589146387596},{"$f":"IFERROR(IF(OR(M52=\"\",'Lives scenario - input'!$F37=\"\"),\"\",M52/'Lives scenario - input'!$F37),\"\")","v":1.725703139923213},{"$f":"IFERROR(IF(OR(N52=\"\",'Lives scenario - input'!$F37=\"\"),\"\",N52/'Lives scenario - input'!$F37),\"\")","v":1.8709699752868685},{"$f":"IFERROR(IF(OR(O52=\"\",'Lives scenario - input'!$F37=\"\"),\"\",O52/'Lives scenario - input'!$F37),\"\")","v":2.0232021600989771},{"$f":"IFERROR(IF(OR(P52=\"\",'Lives scenario - input'!$F37=\"\"),\"\",P52/'Lives scenario - input'!$F37),\"\")","v":2.1820793335700648},{"$f":"IFERROR(IF(OR(Q52=\"\",'Lives scenario - input'!$F37=\"\"),\"\",Q52/'Lives scenario - input'!$F37),\"\")","v":2.3472159530173013},{"$f":"IFERROR(IF(OR(R52=\"\",'Lives scenario - input'!$F37=\"\"),\"\",R52/'Lives scenario - input'!$F37),\"\")","v":2.5181433537361557},{"$f":"IFERROR(IF(OR(S52=\"\",'Lives scenario - input'!$F37=\"\"),\"\",S52/'Lives scenario - input'!$F37),\"\")","v":2.6942762614941373},{"$f":"IFERROR(IF(OR(T52=\"\",'Lives scenario - input'!$F37=\"\"),\"\",T52/'Lives scenario - input'!$F37),\"\")","v":2.8748684494844983},{"$f":"IFERROR(IF(OR(U52=\"\",'Lives scenario - input'!$F37=\"\"),\"\",U52/'Lives scenario - input'!$F37),\"\")","v":3.0589664077447902},{"$f":"IFERROR(IF(OR(V52=\"\",'Lives scenario - input'!$F37=\"\"),\"\",V52/'Lives scenario - input'!$F37),\"\")","v":3.2453729887985565},{"$f":"IFERROR(IF(OR(W52=\"\",'Lives scenario - input'!$F37=\"\"),\"\",W52/'Lives scenario - input'!$F37),\"\")","v":3.4326342406870438}]
[{"$f":"IFERROR('Lives scenario - input'!A38,\"\")","v":5},{"$f":"IFERROR('Lives scenario - input'!B38,\"\")","v":"TRANSFORMERS"},{"$f":"IFERROR('Lives scenario - input'!C38,\"\")","v":"ground outdoor / indoor chamber mounted ; > = 22 kv & < = 33 kv ; < = 15 mva"},{"$f":"IFERROR(repcalc('Lives scenario - input'!$CX38:$GJ38,'Lives scenario - input'!$I38,'Lives scenario - input'!$G38,'Lives scenario - input'!$H38,20,TRUE,TRUE),\"\")","v":123.68614967344668},127.15377381416991,132.68128996065491,140.19626289902939,149.6572005610806,161.05201724847819,174.39470146510087,189.72063073402131,207.08081884038214,226.53526376316319,248.1454976368934,271.9664189367025,298.03749858533985,326.37348123711212,356.95474055288645,389.71749073439452,424.54411169768832,461.25392220999197,499.59484277961013,539.23652858543403,{"$f":"IFERROR(IF(OR(D53=\"\",'Lives scenario - input'!$F38=\"\"),\"\",D53/'Lives scenario - input'!$F38),\"\")","v":5.1058294109122322},{"$f":"IFERROR(IF(OR(E53=\"\",'Lives scenario - input'!$F38=\"\"),\"\",E53/'Lives scenario - input'!$F38),\"\")","v":5.2489747620322929},{"$f":"IFERROR(IF(OR(F53=\"\",'Lives scenario - input'!$F38=\"\"),\"\",F53/'Lives scenario - input'!$F38),\"\")","v":5.477153540210189},{"$f":"IFERROR(IF(OR(G53=\"\",'Lives scenario - input'!$F38=\"\"),\"\",G53/'Lives scenario - input'!$F38),\"\")","v":5.7873755816616042},{"$f":"IFERROR(IF(OR(H53=\"\",'Lives scenario - input'!$F38=\"\"),\"\",H53/'Lives scenario - input'!$F38),\"\")","v":6.1779280719545309},{"$f":"IFERROR(IF(OR(I53=\"\",'Lives scenario - input'!$F38=\"\"),\"\",I53/'Lives scenario - input'!$F38),\"\")","v":6.6483121070956814},{"$f":"IFERROR(IF(OR(J53=\"\",'Lives scenario - input'!$F38=\"\"),\"\",J53/'Lives scenario - input'!$F38),\"\")","v":7.1991051398936925},{"$f":"IFERROR(IF(OR(K53=\"\",'Lives scenario - input'!$F38=\"\"),\"\",K53/'Lives scenario - input'!$F38),\"\")","v":7.8317675731363208},{"$f":"IFERROR(IF(OR(L53=\"\",'Lives scenario - input'!$F38=\"\"),\"\",L53/'Lives scenario - input'!$F38),\"\")","v":8.5484052827460566},{"$f":"IFERROR(IF(OR(M53=\"\",'Lives scenario - input'!$F38=\"\"),\"\",M53/'Lives scenario - input'!$F38),\"\")","v":9.3514950168994702},{"$f":"IFERROR(IF(OR(N53=\"\",'Lives scenario - input'!$F38=\"\"),\"\",N53/'Lives scenario - input'!$F38),\"\")","v":10.243576854522322},{"$f":"IFERROR(IF(OR(O53=\"\",'Lives scenario - input'!$F38=\"\"),\"\",O53/'Lives scenario - input'!$F38),\"\")","v":11.226917033586057},{"$f":"IFERROR(IF(OR(P53=\"\",'Lives scenario - input'!$F38=\"\"),\"\",P53/'Lives scenario - input'!$F38),\"\")","v":12.303144934573304},{"$f":"IFERROR(IF(OR(Q53=\"\",'Lives scenario - input'!$F38=\"\"),\"\",Q53/'Lives scenario - input'!$F38),\"\")","v":13.472869224580673},{"$f":"IFERROR(IF(OR(R53=\"\",'Lives scenario - input'!$F38=\"\"),\"\",R53/'Lives scenario - input'!$F38),\"\")","v":14.735279717990474},{"$f":"IFERROR(IF(OR(S53=\"\",'Lives scenario - input'!$F38=\"\"),\"\",S53/'Lives scenario - input'!$F38),\"\")","v":16.087743303450651},{"$f":"IFERROR(IF(OR(T53=\"\",'Lives scenario - input'!$F38=\"\"),\"\",T53/'Lives scenario - input'!$F38),\"\")","v":17.525404561938778},{"$f":"IFERROR(IF(OR(U53=\"\",'Lives scenario - input'!$F38=\"\"),\"\",U53/'Lives scenario - input'!$F38),\"\")","v":19.040804876990983},{"$f":"IFERROR(IF(OR(V53=\"\",'Lives scenario - input'!$F38=\"\"),\"\",V53/'Lives scenario - input'!$F38),\"\")","v":20.623538274405753},{"$f":"IFERROR(IF(OR(W53=\"\",'Lives scenario - input'!$F38=\"\"),\"\",W53/'Lives scenario - input'!$F38),\"\")","v":22.259967945956685}]
[{"$f":"IFERROR('Lives scenario - input'!A39,\"\")","v":5},{"$f":"IFERROR('Lives scenario - input'!B39,\"\")","v":"TRANSFORMERS"},{"$f":"IFERROR('Lives scenario - input'!C39,\"\")","v":"ground outdoor / indoor chamber mounted ; > 33 kv & < = 66 kv ; > 15 mva and < = 40 mva"},{"$f":"IFERROR(repcalc('Lives scenario - input'!$CX39:$GJ39,'Lives scenario - input'!$I39,'Lives scenario - input'!$G39,'Lives scenario - input'!$H39,20,TRUE,TRUE),\"\")","v":1833.236322817289},1937.9817949115588,2029.0462457513204,2103.1496529218616,2157.5512165351843,2190.2459911012465,2200.1092097071187,2186.9740621152046,2151.6357418775383,2095.7823997821561,2021.8612274563575,1932.8943039061803,1832.2633223692608,1723.4844200053319,1609.9939427478105,1494.9633092153811,1381.156685910649,1270.8396320939248,1165.7409730395966,1067.0646355793351,{"$f":"IFERROR(IF(OR(D54=\"\",'Lives scenario - input'!$F39=\"\"),\"\",D54/'Lives scenario - input'!$F39),\"\")","v":2.6946252349498248},{"$f":"IFERROR(IF(OR(E54=\"\",'Lives scenario - input'!$F39=\"\"),\"\",E54/'Lives scenario - input'!$F39),\"\")","v":2.8485878140450258},{"$f":"IFERROR(IF(OR(F54=\"\",'Lives scenario - input'!$F39=\"\"),\"\",F54/'Lives scenario - input'!$F39),\"\")","v":2.9824410244497632},{"$f":"IFERROR(IF(OR(G54=\"\",'Lives scenario - input'!$F39=\"\"),\"\",G54/'Lives scenario - input'!$F39),\"\")","v":3.0913636485938425},{"$f":"IFERROR(IF(OR(H54=\"\",'Lives scenario - input'!$F39=\"\"),\"\",H54/'Lives scenario - input'!$F39),\"\")","v":3.171327057734628},{"$f":"IFERROR(IF(OR(I54=\"\",'Lives scenario - input'!$F39=\"\"),\"\",I54/'Lives scenario - input'!$F39),\"\")","v":3.2193842359064613},{"$f":"IFERROR(IF(OR(J54=\"\",'Lives scenario - input'!$F39=\"\"),\"\",J54/'Lives scenario - input'!$F39),\"\")","v":3.2338819181869245},{"$f":"IFERROR(IF(OR(K54=\"\",'Lives scenario - input'!$F39=\"\"),\"\",K54/'Lives scenario - input'!$F39),\"\")","v":3.2145749146514673},{"$f":"IFERROR(IF(OR(L54=\"\",'Lives scenario - input'!$F39=\"\"),\"\",L54/'Lives scenario - input'!$F39),\"\")","v":3.1626320591188994},{"$f":"IFERROR(IF(OR(M54=\"\",'Lives scenario - input'!$F39=\"\"),\"\",M54/'Lives scenario - input'!$F39),\"\")","v":3.0805347194615607},{"$f":"IFERROR(IF(OR(N54=\"\",'Lives scenario - input'!$F39=\"\"),\"\",N54/'Lives scenario - input'!$F39),\"\")","v":2.9718799574611765},{"$f":"IFERROR(IF(OR(O54=\"\",'Lives scenario - input'!$F39=\"\"),\"\",O54/'Lives scenario - input'!$F39),\"\")","v":2.8411098465429387},{"$f":"IFERROR(IF(OR(P54=\"\",'Lives scenario - input'!$F39=\"\"),\"\",P54/'Lives scenario - input'!$F39),\"\")","v":2.6931950475112272},{"$f":"IFERROR(IF(OR(Q54=\"\",'Lives scenario - input'!$F39=\"\"),\"\",Q54/'Lives scenario - input'!$F39),\"\")","v":2.5333038367100329},{"$f":"IFERROR(IF(OR(R54=\"\",'Lives scenario - input'!$F39=\"\"),\"\",R54/'Lives scenario - input'!$F39),\"\")","v":2.3664872074853589},{"$f":"IFERROR(IF(OR(S54=\"\",'Lives scenario - input'!$F39=\"\"),\"\",S54/'Lives scenario - input'!$F39),\"\")","v":2.197406743580737},{"$f":"IFERROR(IF(OR(T54=\"\",'Lives scenario - input'!$F39=\"\"),\"\",T54/'Lives scenario - input'!$F39),\"\")","v":2.0301254197031477},{"$f":"IFERROR(IF(OR(U54=\"\",'Lives scenario - input'!$F39=\"\"),\"\",U54/'Lives scenario - input'!$F39),\"\")","v":1.8679733210566223},{"$f":"IFERROR(IF(OR(V54=\"\",'Lives scenario - input'!$F39=\"\"),\"\",V54/'Lives scenario - input'!$F39),\"\")","v":1.7134916018574515},{"$f":"IFERROR(IF(OR(W54=\"\",'Lives scenario - input'!$F39=\"\"),\"\",W54/'Lives scenario - input'!$F39),\"\")","v":1.5684498820838542}]
[{"$f":"IFERROR('Lives scenario - input'!A40,\"\")","v":""},{"$f":"IFERROR('Lives scenario - input'!B40,\"\")","v":"TRANSFORMERS"},{"$f":"IFERROR('Lives scenario - input'!C40,\"\")","v":"kiosk mounted ; < = 22 kv ; < = 60 kva ; multiple phase"},{"$f":"IFERROR(repcalc('Lives scenario - input'!$CX40:$GJ40,'Lives scenario - input'!$I40,'Lives scenario - input'!$G40,'Lives scenario - input'!$H40,20,TRUE,TRUE),\"\")","v":""},"","","","","","","","","","","","","","","","","","","",{"$f":"IFERROR(IF(OR(D55=\"\",'Lives scenario - input'!$F40=\"\"),\"\",D55/'Lives scenario - input'!$F40),\"\")","v":""},{"$f":"IFERROR(IF(OR(E55=\"\",'Lives scenario - input'!$F40=\"\"),\"\",E55/'Lives scenario - input'!$F40),\"\")","v":""},{"$f":"IFERROR(IF(OR(F55=\"\",'Lives scenario - input'!$F40=\"\"),\"\",F55/'Lives scenario - input'!$F40),\"\")","v":""},{"$f":"IFERROR(IF(OR(G55=\"\",'Lives scenario - input'!$F40=\"\"),\"\",G55/'Lives scenario - input'!$F40),\"\")","v":""},{"$f":"IFERROR(IF(OR(H55=\"\",'Lives scenario - input'!$F40=\"\"),\"\",H55/'Lives scenario - input'!$F40),\"\")","v":""},{"$f":"IFERROR(IF(OR(I55=\"\",'Lives scenario - input'!$F40=\"\"),\"\",I55/'Lives scenario - input'!$F40),\"\")","v":""},{"$f":"IFERROR(IF(OR(J55=\"\",'Lives scenario - input'!$F40=\"\"),\"\",J55/'Lives scenario - input'!$F40),\"\")","v":""},{"$f":"IFERROR(IF(OR(K55=\"\",'Lives scenario - input'!$F40=\"\"),\"\",K55/'Lives scenario - input'!$F40),\"\")","v":""},{"$f":"IFERROR(IF(OR(L55=\"\",'Lives scenario - input'!$F40=\"\"),\"\",L55/'Lives scenario - input'!$F40),\"\")","v":""},{"$f":"IFERROR(IF(OR(M55=\"\",'Lives scenario - input'!$F40=\"\"),\"\",M55/'Lives scenario - input'!$F40),\"\")","v":""},{"$f":"IFERROR(IF(OR(N55=\"\",'Lives scenario - input'!$F40=\"\"),\"\",N55/'Lives scenario - input'!$F40),\"\")","v":""},{"$f":"IFERROR(IF(OR(O55=\"\",'Lives scenario - input'!$F40=\"\"),\"\",O55/'Lives scenario - input'!$F40),\"\")","v":""},{"$f":"IFERROR(IF(OR(P55=\"\",'Lives scenario - input'!$F40=\"\"),\"\",P55/'Lives scenario - input'!$F40),\"\")","v":""},{"$f":"IFERROR(IF(OR(Q55=\"\",'Lives scenario - input'!$F40=\"\"),\"\",Q55/'Lives scenario - input'!$F40),\"\")","v":""},{"$f":"IFERROR(IF(OR(R55=\"\",'Lives scenario - input'!$F40=\"\"),\"\",R55/'Lives scenario - input'!$F40),\"\")","v":""},{"$f":"IFERROR(IF(OR(S55=\"\",'Lives scenario - input'!$F40=\"\"),\"\",S55/'Lives scenario - input'!$F40),\"\")","v":""},{"$f":"IFERROR(IF(OR(T55=\"\",'Lives scenario - input'!$F40=\"\"),\"\",T55/'Lives scenario - input'!$F40),\"\")","v":""},{"$f":"IFERROR(IF(OR(U55=\"\",'Lives scenario - input'!$F40=\"\"),\"\",U55/'Lives scenario - input'!$F40),\"\")","v":""},{"$f":"IFERROR(IF(OR(V55=\"\",'Lives scenario - input'!$F40=\"\"),\"\",V55/'Lives scenario - input'!$F40),\"\")","v":""},{"$f":"IFERROR(IF(OR(W55=\"\",'Lives scenario - input'!$F40=\"\"),\"\",W55/'Lives scenario - input'!$F40),\"\")","v":""}]
[{"$f":"IFERROR('Lives scenario - input'!A41,\"\")","v":5},{"$f":"IFERROR('Lives scenario - input'!B41,\"\")","v":"TRANSFORMERS"},{"$f":"IFERROR('Lives scenario - input'!C41,\"\")","v":"kiosk mounted ; < = 22 kv ; > 60 kva and < = 600 kva ; multiple phase"},{"$f":"IFERROR(repcalc('Lives scenario - input'!$CX41:$GJ41,'Lives scenario - input'!$I41,'Lives scenario - input'!$G41,'Lives scenario - input'!$H41,20,TRUE,TRUE),\"\")","v":170.24546372659418},200.00541536784931,232.4996730633811,267.5391897374156,304.87803485693632,344.22674029903294,385.26731897225744,427.6680276201518,471.09618414009236,515.22800676188376,559.75540359454203,604.39069297086542,648.87110508590365,692.96533528911391,736.48419733156061,779.29650795013436,821.34984149861657,862.69400784295408,903.50342327935823,944.09338378857512,{"$f":"IFERROR(IF(OR(D56=\"\",'Lives scenario - input'!$F41=\"\"),\"\",D56/'Lives scenario - input'!$F41),\"\")","v":4.4352158747808712},{"$f":"IFERROR(IF(OR(E56=\"\",'Lives scenario - input'!$F41=\"\"),\"\",E56/'Lives scenario - input'!$F41),\"\")","v":5.210518823022583},{"$f":"IFERROR(IF(OR(F56=\"\",'Lives scenario - input'!$F41=\"\"),\"\",F56/'Lives scenario - input'!$F41),\"\")","v":6.0570556082957054},{"$f":"IFERROR(IF(OR(G56=\"\",'Lives scenario - input'!$F41=\"\"),\"\",G56/'Lives scenario - input'!$F41),\"\")","v":6.9699011972207892},{"$f":"IFERROR(IF(OR(H56=\"\",'Lives scenario - input'!$F41=\"\"),\"\",H56/'Lives scenario - input'!$F41),\"\")","v":7.9426486349207295},{"$f":"IFERROR(IF(OR(I56=\"\",'Lives scenario - input'!$F41=\"\"),\"\",I56/'Lives scenario - input'!$F41),\"\")","v":8.967756730071704},{"$f":"IFERROR(IF(OR(J56=\"\",'Lives scenario - input'!$F41=\"\"),\"\",J56/'Lives scenario - input'!$F41),\"\")","v":10.03694131835536},{"$f":"IFERROR(IF(OR(K56=\"\",'Lives scenario - input'!$F41=\"\"),\"\",K56/'Lives scenario - input'!$F41),\"\")","v":11.141559861373391},{"$f":"IFERROR(IF(OR(L56=\"\",'Lives scenario - input'!$F41=\"\"),\"\",L56/'Lives scenario - input'!$F41),\"\")","v":12.27294536201167},{"$f":"IFERROR(IF(OR(M56=\"\",'Lives scenario - input'!$F41=\"\"),\"\",M56/'Lives scenario - input'!$F41),\"\")","v":13.422662693625993},{"$f":"IFERROR(IF(OR(N56=\"\",'Lives scenario - input'!$F41=\"\"),\"\",N56/'Lives scenario - input'!$F41),\"\")","v":14.582685480559279},{"$f":"IFERROR(IF(OR(O56=\"\",'Lives scenario - input'!$F41=\"\"),\"\",O56/'Lives scenario - input'!$F41),\"\")","v":15.745519072033018},{"$f":"IFERROR(IF(OR(P56=\"\",'Lives scenario - input'!$F41=\"\"),\"\",P56/'Lives scenario - input'!$F41),\"\")","v":16.904317818331688},{"$f":"IFERROR(IF(OR(Q56=\"\",'Lives scenario - input'!$F41=\"\"),\"\",Q56/'Lives scenario - input'!$F41),\"\")","v":18.053055796440706},{"$f":"IFERROR(IF(OR(R56=\"\",'Lives scenario - input'!$F41=\"\"),\"\",R56/'Lives scenario - input'!$F41),\"\")","v":19.18680434725691},{"$f":"IFERROR(IF(OR(S56=\"\",'Lives scenario - input'!$F41=\"\"),\"\",S56/'Lives scenario - input'!$F41),\"\")","v":20.302145899008845},{"$f":"IFERROR(IF(OR(T56=\"\",'Lives scenario - input'!$F41=\"\"),\"\",T56/'Lives scenario - input'!$F41),\"\")","v":21.397714664595565},{"$f":"IFERROR(IF(OR(U56=\"\",'Lives scenario - input'!$F41=\"\"),\"\",U56/'Lives scenario - input'!$F41),\"\")","v":22.474808285101485},{"$f":"IFERROR(IF(OR(V56=\"\",'Lives scenario - input'!$F41=\"\"),\"\",V56/'Lives scenario - input'!$F41),\"\")","v":23.537970634465122},{"$f":"IFERROR(IF(OR(W56=\"\",'Lives scenario - input'!$F41=\"\"),\"\",W56/'Lives scenario - input'!$F41),\"\")","v":24.595415768488305}]
[{"$f":"IFERROR('Lives scenario - input'!A42,\"\")","v":""},{"$f":"IFERROR('Lives scenario - input'!B42,\"\")","v":"TRANSFORMERS"},{"$f":"IFERROR('Lives scenario - input'!C42,\"\")","v":"kiosk mounted ; < = 22 kv ; > 60 kva and < = 600 kva ; single phase"},{"$f":"IFERROR(repcalc('Lives scenario - input'!$CX42:$GJ42,'Lives scenario - input'!$I42,'Lives scenario - input'!$G42,'Lives scenario - input'!$H42,20,TRUE,TRUE),\"\")","v":""},"","","","","","","","","","","","","","","","","","","",{"$f":"IFERROR(IF(OR(D57=\"\",'Lives scenario - input'!$F42=\"\"),\"\",D57/'Lives scenario - input'!$F42),\"\")","v":""},{"$f":"IFERROR(IF(OR(E57=\"\",'Lives scenario - input'!$F42=\"\"),\"\",E57/'Lives scenario - input'!$F42),\"\")","v":""},{"$f":"IFERROR(IF(OR(F57=\"\",'Lives scenario - input'!$F42=\"\"),\"\",F57/'Lives scenario - input'!$F42),\"\")","v":""},{"$f":"IFERROR(IF(OR(G57=\"\",'Lives scenario - input'!$F42=\"\"),\"\",G57/'Lives scenario - input'!$F42),\"\")","v":""},{"$f":"IFERROR(IF(OR(H57=\"\",'Lives scenario - input'!$F42=\"\"),\"\",H57/'Lives scenario - input'!$F42),\"\")","v":""},{"$f":"IFERROR(IF(OR(I57=\"\",'Lives scenario - input'!$F42=\"\"),\"\",I57/'Lives scenario - input'!$F42),\"\")","v":""},{"$f":"IFERROR(IF(OR(J57=\"\",'Lives scenario - input'!$F42=\"\"),\"\",J57/'Lives scenario - input'!$F42),\"\")","v":""},{"$f":"IFERROR(IF(OR(K57=\"\",'Lives scenario - input'!$F42=\"\"),\"\",K57/'Lives scenario - input'!$F42),\"\")","v":""},{"$f":"IFERROR(IF(OR(L57=\"\",'Lives scenario - input'!$F42=\"\"),\"\",L57/'Lives scenario - input'!$F42),\"\")","v":""},{"$f":"IFERROR(IF(OR(M57=\"\",'Lives scenario - input'!$F42=\"\"),\"\",M57/'Lives scenario - input'!$F42),\"\")","v":""},{"$f":"IFERROR(IF(OR(N57=\"\",'Lives scenario - input'!$F42=\"\"),\"\",N57/'Lives scenario - input'!$F42),\"\")","v":""},{"$f":"IFERROR(IF(OR(O57=\"\",'Lives scenario - input'!$F42=\"\"),\"\",O57/'Lives scenario - input'!$F42),\"\")","v":""},{"$f":"IFERROR(IF(OR(P57=\"\",'Lives scenario - input'!$F42=\"\"),\"\",P57/'Lives scenario - input'!$F42),\"\")","v":""},{"$f":"IFERROR(IF(OR(Q57=\"\",'Lives scenario - input'!$F42=\"\"),\"\",Q57/'Lives scenario - input'!$F42),\"\")","v":""},{"$f":"IFERROR(IF(OR(R57=\"\",'Lives scenario - input'!$F42=\"\"),\"\",R57/'Lives scenario - input'!$F42),\"\")","v":""},{"$f":"IFERROR(IF(OR(S57=\"\",'Lives scenario - input'!$F42=\"\"),\"\",S57/'Lives scenario - input'!$F42),\"\")","v":""},{"$f":"IFERROR(IF(OR(T57=\"\",'Lives scenario - input'!$F42=\"\"),\"\",T57/'Lives scenario - input'!$F42),\"\")","v":""},{"$f":"IFERROR(IF(OR(U57=\"\",'Lives scenario - input'!$F42=\"\"),\"\",U57/'Lives scenario - input'!$F42),\"\")","v":""},{"$f":"IFERROR(IF(OR(V57=\"\",'Lives scenario - input'!$F42=\"\"),\"\",V57/'Lives scenario - input'!$F42),\"\")","v":""},{"$f":"IFERROR(IF(OR(W57=\"\",'Lives scenario - input'!$F42=\"\"),\"\",W57/'Lives scenario - input'!$F42),\"\")","v":""}]
[{"$f":"IFERROR('Lives scenario - input'!A43,\"\")","v":5},{"$f":"IFERROR('Lives scenario - input'!B43,\"\")","v":"TRANSFORMERS"},{"$f":"IFERROR('Lives scenario - input'!C43,\"\")","v":"kiosk mounted ; < = 22 kv ; > 600 kva ; multiple phase"},{"$f":"IFERROR(repcalc('Lives scenario - input'!$CX43:$GJ43,'Lives scenario - input'!$I43,'Lives scenario - input'!$G43,'Lives scenario - input'!$H43,20,TRUE,TRUE),\"\")","v":67.494881056343914},72.05153035384825,76.819710963878308,81.939378991589948,87.566095573223549,93.865473707579739,101.00987384519156,109.17858976731002,118.56243497937945,129.37312597772603,141.85718178764199,156.31325988433798,173.11099443926997,192.70859014284051,215.66577526567235,242.64836671364637,274.42077806830503,311.82340939617552,355.73303833035732,407.00604808073462,{"$f":"IFERROR(IF(OR(D58=\"\",'Lives scenario - input'!$F43=\"\"),\"\",D58/'Lives scenario - input'!$F43),\"\")","v":0.95129315311088813},{"$f":"IFERROR(IF(OR(E58=\"\",'Lives scenario - input'!$F43=\"\"),\"\",E58/'Lives scenario - input'!$F43),\"\")","v":1.0155159387503627},{"$f":"IFERROR(IF(OR(F58=\"\",'Lives scenario - input'!$F43=\"\"),\"\",F58/'Lives scenario - input'!$F43),\"\")","v":1.0827201103279251},{"$f":"IFERROR(IF(OR(G58=\"\",'Lives scenario - input'!$F43=\"\"),\"\",G58/'Lives scenario - input'!$F43),\"\")","v":1.1548782512823055},{"$f":"IFERROR(IF(OR(H58=\"\",'Lives scenario - input'!$F43=\"\"),\"\",H58/'Lives scenario - input'!$F43),\"\")","v":1.2341828870536495},{"$f":"IFERROR(IF(OR(I58=\"\",'Lives scenario - input'!$F43=\"\"),\"\",I58/'Lives scenario - input'!$F43),\"\")","v":1.3229682170561867},{"$f":"IFERROR(IF(OR(J58=\"\",'Lives scenario - input'!$F43=\"\"),\"\",J58/'Lives scenario - input'!$F43),\"\")","v":1.4236635413182008},{"$f":"IFERROR(IF(OR(K58=\"\",'Lives scenario - input'!$F43=\"\"),\"\",K58/'Lives scenario - input'!$F43),\"\")","v":1.5387958803163564},{"$f":"IFERROR(IF(OR(L58=\"\",'Lives scenario - input'!$F43=\"\"),\"\",L58/'Lives scenario - input'!$F43),\"\")","v":1.6710546169847278},{"$f":"IFERROR(IF(OR(M58=\"\",'Lives scenario - input'!$F43=\"\"),\"\",M58/'Lives scenario - input'!$F43),\"\")","v":1.8234237472975814},{"$f":"IFERROR(IF(OR(N58=\"\",'Lives scenario - input'!$F43=\"\"),\"\",N58/'Lives scenario - input'!$F43),\"\")","v":1.9993777845395067},{"$f":"IFERROR(IF(OR(O58=\"\",'Lives scenario - input'!$F43=\"\"),\"\",O58/'Lives scenario - input'!$F43),\"\")","v":2.2031260969892048},{"$f":"IFERROR(IF(OR(P58=\"\",'Lives scenario - input'!$F43=\"\"),\"\",P58/'Lives scenario - input'!$F43),\"\")","v":2.4398784198289389},{"$f":"IFERROR(IF(OR(Q58=\"\",'Lives scenario - input'!$F43=\"\"),\"\",Q58/'Lives scenario - input'!$F43),\"\")","v":2.7160928277731355},{"$f":"IFERROR(IF(OR(R58=\"\",'Lives scenario - input'!$F43=\"\"),\"\",R58/'Lives scenario - input'!$F43),\"\")","v":3.0396582994096901},{"$f":"IFERROR(IF(OR(S58=\"\",'Lives scenario - input'!$F43=\"\"),\"\",S58/'Lives scenario - input'!$F43),\"\")","v":3.4199590584586388},{"$f":"IFERROR(IF(OR(T58=\"\",'Lives scenario - input'!$F43=\"\"),\"\",T58/'Lives scenario - input'!$F43),\"\")","v":3.8677689798403514},{"$f":"IFERROR(IF(OR(U58=\"\",'Lives scenario - input'!$F43=\"\"),\"\",U58/'Lives scenario - input'!$F43),\"\")","v":4.3949329148479785},{"$f":"IFERROR(IF(OR(V58=\"\",'Lives scenario - input'!$F43=\"\"),\"\",V58/'Lives scenario - input'!$F43),\"\")","v":5.0138084311387177},{"$f":"IFERROR(IF(OR(W58=\"\",'Lives scenario - input'!$F43=\"\"),\"\",W58/'Lives scenario - input'!$F43),\"\")","v":5.736465651235223}]
[{"$f":"IFERROR('Lives scenario - input'!A44,\"\")","v":5},{"$f":"IFERROR('Lives scenario - input'!B44,\"\")","v":"TRANSFORMERS"},{"$f":"IFERROR('Lives scenario - input'!C44,\"\")","v":"pole mounted ; < = 22 kv ; < = 60 kva ; multiple phase"},{"$f":"IFERROR(repcalc('Lives scenario - input'!$CX44:$GJ44,'Lives scenario - input'!$I44,'Lives scenario - input'!$G44,'Lives scenario - input'!$H44,20,TRUE,TRUE),\"\")","v":29.40491818867201},29.716250108570549,30.853403288227977,32.607477063442381,34.833864561964546,37.437053344824989,40.357833343665334,43.562796130615048,47.035798234330663,50.770986738312061,54.767009665522508,59.022119776910351,63.529996120970992,68.276226602635191,73.235496622800397,78.369598790483977,83.626407645637485,88.939947696508355,94.231625243223888,99.412602851768,{"$f":"IFERROR(IF(OR(D59=\"\",'Lives scenario - input'!$F44=\"\"),\"\",D59/'Lives scenario - input'!$F44),\"\")","v":3.9434622584759893},{"$f":"IFERROR(IF(OR(E59=\"\",'Lives scenario - input'!$F44=\"\"),\"\",E59/'Lives scenario - input'!$F44),\"\")","v":3.9852146506473005},{"$f":"IFERROR(IF(OR(F59=\"\",'Lives scenario - input'!$F44=\"\"),\"\",F59/'Lives scenario - input'!$F44),\"\")","v":4.1377170523650033},{"$f":"IFERROR(IF(OR(G59=\"\",'Lives scenario - input'!$F44=\"\"),\"\",G59/'Lives scenario - input'!$F44),\"\")","v":4.3729540180575404},{"$f":"IFERROR(IF(OR(H59=\"\",'Lives scenario - input'!$F44=\"\"),\"\",H59/'Lives scenario - input'!$F44),\"\")","v":4.6715324741114399},{"$f":"IFERROR(IF(OR(I59=\"\",'Lives scenario - input'!$F44=\"\"),\"\",I59/'Lives scenario - input'!$F44),\"\")","v":5.0206433490688447},{"$f":"IFERROR(IF(OR(J59=\"\",'Lives scenario - input'!$F44=\"\"),\"\",J59/'Lives scenario - input'!$F44),\"\")","v":5.4123460437281228},{"$f":"IFERROR(IF(OR(K59=\"\",'Lives scenario - input'!$F44=\"\"),\"\",K59/'Lives scenario - input'!$F44),\"\")","v":5.8421601894115875},{"$f":"IFERROR(IF(OR(L59=\"\",'Lives scenario - input'!$F44=\"\"),\"\",L59/'Lives scenario - input'!$F44),\"\")","v":6.3079208023721218},{"$f":"IFERROR(IF(OR(M59=\"\",'Lives scenario - input'!$F44=\"\"),\"\",M59/'Lives scenario - input'!$F44),\"\")","v":6.8088429542119622},{"$f":"IFERROR(IF(OR(N59=\"\",'Lives scenario - input'!$F44=\"\"),\"\",N59/'Lives scenario - input'!$F44),\"\")","v":7.3447453327307306},{"$f":"IFERROR(IF(OR(O59=\"\",'Lives scenario - input'!$F44=\"\"),\"\",O59/'Lives scenario - input'!$F44),\"\")","v":7.9153936175602331},{"$f":"IFERROR(IF(OR(P59=\"\",'Lives scenario - input'!$F44=\"\"),\"\",P59/'Lives scenario - input'!$F44),\"\")","v":8.5199401126267684},{"$f":"IFERROR(IF(OR(Q59=\"\",'Lives scenario - input'!$F44=\"\"),\"\",Q59/'Lives scenario - input'!$F44),\"\")","v":9.1564520272112304},{"$f":"IFERROR(IF(OR(R59=\"\",'Lives scenario - input'!$F44=\"\"),\"\",R59/'Lives scenario - input'!$F44),\"\")","v":9.8215344473910964},{"$f":"IFERROR(IF(OR(S59=\"\",'Lives scenario - input'!$F44=\"\"),\"\",S59/'Lives scenario - input'!$F44),\"\")","v":10.510063420657195},{"$f":"IFERROR(IF(OR(T59=\"\",'Lives scenario - input'!$F44=\"\"),\"\",T59/'Lives scenario - input'!$F44),\"\")","v":11.21504845708237},{"$f":"IFERROR(IF(OR(U59=\"\",'Lives scenario - input'!$F44=\"\"),\"\",U59/'Lives scenario - input'!$F44),\"\")","v":11.927641653739592},{"$f":"IFERROR(IF(OR(V59=\"\",'Lives scenario - input'!$F44=\"\"),\"\",V59/'Lives scenario - input'!$F44),\"\")","v":12.637302893250761},{"$f":"IFERROR(IF(OR(W59=\"\",'Lives scenario - input'!$F44=\"\"),\"\",W59/'Lives scenario - input'!$F44),\"\")","v":13.33211828196263}]
[{"$f":"IFERROR('Lives scenario - input'!A45,\"\")","v":5},{"$f":"IFERROR('Lives scenario - input'!B45,\"\")","v":"TRANSFORMERS"},{"$f":"IFERROR('Lives scenario - input'!C45,\"\")","v":"pole mounted ; < = 22 kv ; < = 60 kva ; single phase"},{"$f":"IFERROR(repcalc('Lives scenario - input'!$CX45:$GJ45,'Lives scenario - input'!$I45,'Lives scenario - input'!$G45,'Lives scenario - input'!$H45,20,TRUE,TRUE),\"\")","v":53.831910973247943},57.953866976459196,62.811102104256818,68.532783690931353,75.236283838890699,83.019365886106655,91.9518184411845,102.06680212964736,113.35233588222231,125.74353195955251,139.1163606538459,153.28384774644124,167.99563949897367,182.94177606412032,197.76127338489715,212.05572568586064,225.40763123652582,237.40256555065699,247.65375327130351,255.82711010875789,{"$f":"IFERROR(IF(OR(D60=\"\",'Lives scenario - input'!$F45=\"\"),\"\",D60/'Lives scenario - input'!$F45),\"\")","v":7.3476891736512639},{"$f":"IFERROR(IF(OR(E60=\"\",'Lives scenario - input'!$F45=\"\"),\"\",E60/'Lives scenario - input'!$F45),\"\")","v":7.9103080915290516},{"$f":"IFERROR(IF(OR(F60=\"\",'Lives scenario - input'!$F45=\"\"),\"\",F60/'Lives scenario - input'!$F45),\"\")","v":8.5732876015845889},{"$f":"IFERROR(IF(OR(G60=\"\",'Lives scenario - input'!$F45=\"\"),\"\",G60/'Lives scenario - input'!$F45),\"\")","v":9.3542581651297105},{"$f":"IFERROR(IF(OR(H60=\"\",'Lives scenario - input'!$F45=\"\"),\"\",H60/'Lives scenario - input'!$F45),\"\")","v":10.269240274667084},{"$f":"IFERROR(IF(OR(I60=\"\",'Lives scenario - input'!$F45=\"\"),\"\",I60/'Lives scenario - input'!$F45),\"\")","v":11.33157795991827},{"$f":"IFERROR(IF(OR(J60=\"\",'Lives scenario - input'!$F45=\"\"),\"\",J60/'Lives scenario - input'!$F45),\"\")","v":12.550796890595201},{"$f":"IFERROR(IF(OR(K60=\"\",'Lives scenario - input'!$F45=\"\"),\"\",K60/'Lives scenario - input'!$F45),\"\")","v":13.931423266209327},{"$f":"IFERROR(IF(OR(L60=\"\",'Lives scenario - input'!$F45=\"\"),\"\",L60/'Lives scenario - input'!$F45),\"\")","v":15.471821752413536},{"$f":"IFERROR(IF(OR(M60=\"\",'Lives scenario - input'!$F45=\"\"),\"\",M60/'Lives scenario - input'!$F45),\"\")","v":17.163135614766208},{"$f":"IFERROR(IF(OR(N60=\"\",'Lives scenario - input'!$F45=\"\"),\"\",N60/'Lives scenario - input'!$F45),\"\")","v":18.988435642977784},{"$f":"IFERROR(IF(OR(O60=\"\",'Lives scenario - input'!$F45=\"\"),\"\",O60/'Lives scenario - input'!$F45),\"\")","v":20.922201129769419},{"$f":"IFERROR(IF(OR(P60=\"\",'Lives scenario - input'!$F45=\"\"),\"\",P60/'Lives scenario - input'!$F45),\"\")","v":22.930260495130131},{"$f":"IFERROR(IF(OR(Q60=\"\",'Lives scenario - input'!$F45=\"\"),\"\",Q60/'Lives scenario - input'!$F45),\"\")","v":24.970306331181106},{"$f":"IFERROR(IF(OR(R60=\"\",'Lives scenario - input'!$F45=\"\"),\"\",R60/'Lives scenario - input'!$F45),\"\")","v":26.99306677297443},{"$f":"IFERROR(IF(OR(S60=\"\",'Lives scenario - input'!$F45=\"\"),\"\",S60/'Lives scenario - input'!$F45),\"\")","v":28.944162145889198},{"$f":"IFERROR(IF(OR(T60=\"\",'Lives scenario - input'!$F45=\"\"),\"\",T60/'Lives scenario - input'!$F45),\"\")","v":30.766606307512792},{"$f":"IFERROR(IF(OR(U60=\"\",'Lives scenario - input'!$F45=\"\"),\"\",U60/'Lives scenario - input'!$F45),\"\")","v":32.403833138312066},{"$f":"IFERROR(IF(OR(V60=\"\",'Lives scenario - input'!$F45=\"\"),\"\",V60/'Lives scenario - input'!$F45),\"\")","v":33.803050436570217},{"$f":"IFERROR(IF(OR(W60=\"\",'Lives scenario - input'!$F45=\"\"),\"\",W60/'Lives scenario - input'!$F45),\"\")","v":34.918657972345734}]
[{"$f":"IFERROR('Lives scenario - input'!A46,\"\")","v":5},{"$f":"IFERROR('Lives scenario - input'!B46,\"\")","v":"TRANSFORMERS"},{"$f":"IFERROR('Lives scenario - input'!C46,\"\")","v":"pole mounted ; < = 22 kv ; > 60 kva and < = 600 kva ; multiple phase"},{"$f":"IFERROR(repcalc('Lives scenario - input'!$CX46:$GJ46,'Lives scenario - input'!$I46,'Lives scenario - input'!$G46,'Lives scenario - input'!$H46,20,TRUE,TRUE),\"\")","v":1048.6844701220734},1096.2951779188948,1143.9698215335127,1191.7992942882722,1239.8263172878949,1288.0334482933063,1336.3359839736027,1384.5797256384503,1432.5429734062734,1479.9417665820172,1526.4374298508051,1571.6459608899372,1615.1496322268472,1656.5121813366425,1695.2998333092348,1731.1108068367594,1763.6156066780811,1792.6091423443183,1818.0735671664859,1840.2479617850088,{"$f":"IFERROR(IF(OR(D61=\"\",'Lives scenario - input'!$F46=\"\"),\"\",D61/'Lives scenario - input'!$F46),\"\")","v":52.046974707904646},{"$f":"IFERROR(IF(OR(E61=\"\",'Lives scenario - input'!$F46=\"\"),\"\",E61/'Lives scenario - input'!$F46),\"\")","v":54.409928842467295},{"$f":"IFERROR(IF(OR(F61=\"\",'Lives scenario - input'!$F46=\"\"),\"\",F61/'Lives scenario - input'!$F46),\"\")","v":56.776056158274258},{"$f":"IFERROR(IF(OR(G61=\"\",'Lives scenario - input'!$F46=\"\"),\"\",G61/'Lives scenario - input'!$F46),\"\")","v":59.149867757171691},{"$f":"IFERROR(IF(OR(H61=\"\",'Lives scenario - input'!$F46=\"\"),\"\",H61/'Lives scenario - input'!$F46),\"\")","v":61.533483918729168},{"$f":"IFERROR(IF(OR(I61=\"\",'Lives scenario - input'!$F46=\"\"),\"\",I61/'Lives scenario - input'!$F46),\"\")","v":63.926038971906628},{"$f":"IFERROR(IF(OR(J61=\"\",'Lives scenario - input'!$F46=\"\"),\"\",J61/'Lives scenario - input'!$F46),\"\")","v":66.323329028645432},{"$f":"IFERROR(IF(OR(K61=\"\",'Lives scenario - input'!$F46=\"\"),\"\",K61/'Lives scenario - input'!$F46),\"\")","v":68.717701095538658},{"$f":"IFERROR(IF(OR(L61=\"\",'Lives scenario - input'!$F46=\"\"),\"\",L61/'Lives scenario - input'!$F46),\"\")","v":71.098152045851919},{"$f":"IFERROR(IF(OR(M61=\"\",'Lives scenario - input'!$F46=\"\"),\"\",M61/'Lives scenario - input'!$F46),\"\")","v":73.450588703291857},{"$f":"IFERROR(IF(OR(N61=\"\",'Lives scenario - input'!$F46=\"\"),\"\",N61/'Lives scenario - input'!$F46),\"\")","v":75.758202365098199},{"$f":"IFERROR(IF(OR(O61=\"\",'Lives scenario - input'!$F46=\"\"),\"\",O61/'Lives scenario - input'!$F46),\"\")","v":78.001934716070593},{"$f":"IFERROR(IF(OR(P61=\"\",'Lives scenario - input'!$F46=\"\"),\"\",P61/'Lives scenario - input'!$F46),\"\")","v":80.16105363723625},{"$f":"IFERROR(IF(OR(Q61=\"\",'Lives scenario - input'!$F46=\"\"),\"\",Q61/'Lives scenario - input'!$F46),\"\")","v":82.213907101464031},{"$f":"IFERROR(IF(OR(R61=\"\",'Lives scenario - input'!$F46=\"\"),\"\",R61/'Lives scenario - input'!$F46),\"\")","v":84.13896654375894},{"$f":"IFERROR(IF(OR(S61=\"\",'Lives scenario - input'!$F46=\"\"),\"\",S61/'Lives scenario - input'!$F46),\"\")","v":85.916291264926542},{"$f":"IFERROR(IF(OR(T61=\"\",'Lives scenario - input'!$F46=\"\"),\"\",T61/'Lives scenario - input'!$F46),\"\")","v":87.529528175958362},{"$f":"IFERROR(IF(OR(U61=\"\",'Lives scenario - input'!$F46=\"\"),\"\",U61/'Lives scenario - input'!$F46),\"\")","v":88.968498486387119},{"$f":"IFERROR(IF(OR(V61=\"\",'Lives scenario - input'!$F46=\"\"),\"\",V61/'Lives scenario - input'!$F46),\"\")","v":90.232316453021468},{"$f":"IFERROR(IF(OR(W61=\"\",'Lives scenario - input'!$F46=\"\"),\"\",W61/'Lives scenario - input'!$F46),\"\")","v":91.332847822327437}]
[{"$f":"IFERROR('Lives scenario - input'!A47,\"\")","v":5},{"$f":"IFERROR('Lives scenario - input'!B47,\"\")","v":"TRANSFORMERS"},{"$f":"IFERROR('Lives scenario - input'!C47,\"\")","v":"pole mounted ; < = 22 kv ; > 60 kva and < = 600 kva ; single phase"},{"$f":"IFERROR(repcalc('Lives scenario - input'!$CX47:$GJ47,'Lives scenario - input'!$I47,'Lives scenario - input'!$G47,'Lives scenario - input'!$H47,20,TRUE,TRUE),\"\")","v":0.15248390426286274},0.2127997651527325,0.29172392750243786,0.39294761388407462,0.52020679603328801,0.67705428849279303,0.86659455714280631,1.0912021110613215,1.3522510019624689,1.649886695773789,1.9828711430070043,2.3485265853672028,2.7427936854056036,3.1604061266650558,3.5951689603985479,4.0403142755894095,4.4888978618458486,4.9341964370477269,5.3700675826593622,5.7912431410084979,{"$f":"IFERROR(IF(OR(D62=\"\",'Lives scenario - input'!$F47=\"\"),\"\",D62/'Lives scenario - input'!$F47),\"\")","v":1.9155406023240999E-2},{"$f":"IFERROR(IF(OR(E62=\"\",'Lives scenario - input'!$F47=\"\"),\"\",E62/'Lives scenario - input'!$F47),\"\")","v":2.6732433976270446E-2},{"$f":"IFERROR(IF(OR(F62=\"\",'Lives scenario - input'!$F47=\"\"),\"\",F62/'Lives scenario - input'!$F47),\"\")","v":3.6647082884043725E-2},{"$f":"IFERROR(IF(OR(G62=\"\",'Lives scenario - input'!$F47=\"\"),\"\",G62/'Lives scenario - input'!$F47),\"\")","v":4.93630532756918E-2},{"$f":"IFERROR(IF(OR(H62=\"\",'Lives scenario - input'!$F47=\"\"),\"\",H62/'Lives scenario - input'!$F47),\"\")","v":6.5349667181192797E-2},{"$f":"IFERROR(IF(OR(I62=\"\",'Lives scenario - input'!$F47=\"\"),\"\",I62/'Lives scenario - input'!$F47),\"\")","v":8.5053237969947765E-2},{"$f":"IFERROR(IF(OR(J62=\"\",'Lives scenario - input'!$F47=\"\"),\"\",J62/'Lives scenario - input'!$F47),\"\")","v":0.10886375634102963},{"$f":"IFERROR(IF(OR(K62=\"\",'Lives scenario - input'!$F47=\"\"),\"\",K62/'Lives scenario - input'!$F47),\"\")","v":0.13707951401063442},{"$f":"IFERROR(IF(OR(L62=\"\",'Lives scenario - input'!$F47=\"\"),\"\",L62/'Lives scenario - input'!$F47),\"\")","v":0.16987312276102426},{"$f":"IFERROR(IF(OR(M62=\"\",'Lives scenario - input'!$F47=\"\"),\"\",M62/'Lives scenario - input'!$F47),\"\")","v":0.20726285638259068},{"$f":"IFERROR(IF(OR(N62=\"\",'Lives scenario - input'!$F47=\"\"),\"\",N62/'Lives scenario - input'!$F47),\"\")","v":0.24909318802979896},{"$f":"IFERROR(IF(OR(O62=\"\",'Lives scenario - input'!$F47=\"\"),\"\",O62/'Lives scenario - input'!$F47),\"\")","v":0.29502773106814428},{"$f":"IFERROR(IF(OR(P62=\"\",'Lives scenario - input'!$F47=\"\"),\"\",P62/'Lives scenario - input'!$F47),\"\")","v":0.34455654146522113},{"$f":"IFERROR(IF(OR(Q62=\"\",'Lives scenario - input'!$F47=\"\"),\"\",Q62/'Lives scenario - input'!$F47),\"\")","v":0.39701805149379116},{"$f":"IFERROR(IF(OR(R62=\"\",'Lives scenario - input'!$F47=\"\"),\"\",R62/'Lives scenario - input'!$F47),\"\")","v":0.451634036336515},{"$f":"IFERROR(IF(OR(S62=\"\",'Lives scenario - input'!$F47=\"\"),\"\",S62/'Lives scenario - input'!$F47),\"\")","v":0.50755429423550735},{"$f":"IFERROR(IF(OR(T62=\"\",'Lives scenario - input'!$F47=\"\"),\"\",T62/'Lives scenario - input'!$F47),\"\")","v":0.56390647626837787},{"$f":"IFERROR(IF(OR(U62=\"\",'Lives scenario - input'!$F47=\"\"),\"\",U62/'Lives scenario - input'!$F47),\"\")","v":0.61984598706984761},{"$f":"IFERROR(IF(OR(V62=\"\",'Lives scenario - input'!$F47=\"\"),\"\",V62/'Lives scenario - input'!$F47),\"\")","v":0.67460120079793373},{"$f":"IFERROR(IF(OR(W62=\"\",'Lives scenario - input'!$F47=\"\"),\"\",W62/'Lives scenario - input'!$F47),\"\")","v":0.72751031842739244}]
[{"$f":"IFERROR('Lives scenario - input'!A48,\"\")","v":5},{"$f":"IFERROR('Lives scenario - input'!B48,\"\")","v":"TRANSFORMERS"},{"$f":"IFERROR('Lives scenario - input'!C48,\"\")","v":"pole mounted ; < = 22 kv ; > 600 kva ; multiple phase"},{"$f":"IFERROR(repcalc('Lives scenario - input'!$CX48:$GJ48,'Lives scenario - input'!$I48,'Lives scenario - input'!$G48,'Lives scenario - input'!$H48,20,TRUE,TRUE),\"\")","v":0.8655831991828834},0.85419137622391417,0.82623215412719819,0.78333863399456261,0.72794328352171844,0.6630496971741574,0.59196381020856881,0.51801790086964217,0.444319025698027,0.37354728222669215,0.30781996134883538,0.24862712620773111,0.1968343077416215,0.15274032707263074,0.1161736110793027,8.6608943637322286E-2,6.3287978501319619E-2,4.533021769215638E-2,3.1825556953723383E-2,2.1904000219000113E-2,{"$f":"IFERROR(IF(OR(D63=\"\",'Lives scenario - input'!$F48=\"\"),\"\",D63/'Lives scenario - input'!$F48),\"\")","v":0.10873670704719882},{"$f":"IFERROR(IF(OR(E63=\"\",'Lives scenario - input'!$F48=\"\"),\"\",E63/'Lives scenario - input'!$F48),\"\")","v":0.10730563800959234},{"$f":"IFERROR(IF(OR(F63=\"\",'Lives scenario - input'!$F48=\"\"),\"\",F63/'Lives scenario - input'!$F48),\"\")","v":0.10379333122583298},{"$f":"IFERROR(IF(OR(G63=\"\",'Lives scenario - input'!$F48=\"\"),\"\",G63/'Lives scenario - input'!$F48),\"\")","v":9.8404940904384425E-2},{"$f":"IFERROR(IF(OR(H63=\"\",'Lives scenario - input'!$F48=\"\"),\"\",H63/'Lives scenario - input'!$F48),\"\")","v":9.1446039666665396E-2},{"$f":"IFERROR(IF(OR(I63=\"\",'Lives scenario - input'!$F48=\"\"),\"\",I63/'Lives scenario - input'!$F48),\"\")","v":8.3293946494595913E-2},{"$f":"IFERROR(IF(OR(J63=\"\",'Lives scenario - input'!$F48=\"\"),\"\",J63/'Lives scenario - input'!$F48),\"\")","v":7.4363961169713985E-2},{"$f":"IFERROR(IF(OR(K63=\"\",'Lives scenario - input'!$F48=\"\"),\"\",K63/'Lives scenario - input'!$F48),\"\")","v":6.5074692745007962E-2},{"$f":"IFERROR(IF(OR(L63=\"\",'Lives scenario - input'!$F48=\"\"),\"\",L63/'Lives scenario - input'!$F48),\"\")","v":5.5816457364735964E-2},{"$f":"IFERROR(IF(OR(M63=\"\",'Lives scenario - input'!$F48=\"\"),\"\",M63/'Lives scenario - input'!$F48),\"\")","v":4.6925935524285922E-2},{"$f":"IFERROR(IF(OR(N63=\"\",'Lives scenario - input'!$F48=\"\"),\"\",N63/'Lives scenario - input'!$F48),\"\")","v":3.8669106553899782E-2},{"$f":"IFERROR(IF(OR(O63=\"\",'Lives scenario - input'!$F48=\"\"),\"\",O63/'Lives scenario - input'!$F48),\"\")","v":3.1233155879132262E-2},{"$f":"IFERROR(IF(OR(P63=\"\",'Lives scenario - input'!$F48=\"\"),\"\",P63/'Lives scenario - input'!$F48),\"\")","v":2.4726813641881642E-2},{"$f":"IFERROR(IF(OR(Q63=\"\",'Lives scenario - input'!$F48=\"\"),\"\",Q63/'Lives scenario - input'!$F48),\"\")","v":1.9187618492212535E-2},{"$f":"IFERROR(IF(OR(R63=\"\",'Lives scenario - input'!$F48=\"\"),\"\",R63/'Lives scenario - input'!$F48),\"\")","v":1.4594016989320452E-2},{"$f":"IFERROR(IF(OR(S63=\"\",'Lives scenario - input'!$F48=\"\"),\"\",S63/'Lives scenario - input'!$F48),\"\")","v":1.0880030181788557E-2},{"$f":"IFERROR(IF(OR(T63=\"\",'Lives scenario - input'!$F48=\"\"),\"\",T63/'Lives scenario - input'!$F48),\"\")","v":7.9503927345214269E-3},{"$f":"IFERROR(IF(OR(U63=\"\",'Lives scenario - input'!$F48=\"\"),\"\",U63/'Lives scenario - input'!$F48),\"\")","v":5.6944943088438216E-3},{"$f":"IFERROR(IF(OR(V63=\"\",'Lives scenario - input'!$F48=\"\"),\"\",V63/'Lives scenario - input'!$F48),\"\")","v":3.9980053521808155E-3},{"$f":"IFERROR(IF(OR(W63=\"\",'Lives scenario - input'!$F48=\"\"),\"\",W63/'Lives scenario - input'!$F48),\"\")","v":2.751634802089043E-3}]
[{"$f":"IFERROR('Lives scenario - input'!A49,\"\")","v":6},{"$f":"IFERROR('Lives scenario - input'!B49,\"\")","v":"UNDERGROUND CABLES"},{"$f":"IFERROR('Lives scenario - input'!C49,\"\")","v":"˂ = 1 kv"},{"$f":"IFERROR(repcalc('Lives scenario - input'!$CX49:$GJ49,'Lives scenario - input'!$I49,'Lives scenario - input'!$G49,'Lives scenario - input'!$H49,20,TRUE,TRUE),\"\")","v":176.34792097710519},215.60211274401973,266.31733616083,330.42890555250943,409.96005991039868,506.94872070677974,623.3579327828636,760.97368233511088,921.29574042915408,1105.4288528728989,1313.9827135247294,1546.9894840495185,1803.847010977162,2083.2943167317871,2383.4235241511433,2701.7293698410576,3035.1942297088258,3380.4035255127155,3733.6838850497866,4091.2547773063034,{"$f":"IFERROR(IF(OR(D64=\"\",'Lives scenario - input'!$F49=\"\"),\"\",D64/'Lives scenario - input'!$F49),\"\")","v":1.2248273638653491},{"$f":"IFERROR(IF(OR(E64=\"\",'Lives scenario - input'!$F49=\"\"),\"\",E64/'Lives scenario - input'!$F49),\"\")","v":1.4974679935713089},{"$f":"IFERROR(IF(OR(F64=\"\",'Lives scenario - input'!$F49=\"\"),\"\",F64/'Lives scenario - input'!$F49),\"\")","v":1.8497114056925013},{"$f":"IFERROR(IF(OR(G64=\"\",'Lives scenario - input'!$F49=\"\"),\"\",G64/'Lives scenario - input'!$F49),\"\")","v":2.2949993574652692},{"$f":"IFERROR(IF(OR(H64=\"\",'Lives scenario - input'!$F49=\"\"),\"\",H64/'Lives scenario - input'!$F49),\"\")","v":2.8473842883314995},{"$f":"IFERROR(IF(OR(I64=\"\",'Lives scenario - input'!$F49=\"\"),\"\",I64/'Lives scenario - input'!$F49),\"\")","v":3.5210206151441343},{"$f":"IFERROR(IF(OR(J64=\"\",'Lives scenario - input'!$F49=\"\"),\"\",J64/'Lives scenario - input'!$F49),\"\")","v":4.3295426978927205},{"$f":"IFERROR(IF(OR(K64=\"\",'Lives scenario - input'!$F49=\"\"),\"\",K64/'Lives scenario - input'!$F49),\"\")","v":5.2853551328593689},{"$f":"IFERROR(IF(OR(L64=\"\",'Lives scenario - input'!$F49=\"\"),\"\",L64/'Lives scenario - input'!$F49),\"\")","v":6.3988746044628257},{"$f":"IFERROR(IF(OR(M64=\"\",'Lives scenario - input'!$F49=\"\"),\"\",M64/'Lives scenario - input'!$F49),\"\")","v":7.6777741427458661},{"$f":"IFERROR(IF(OR(N64=\"\",'Lives scenario - input'!$F49=\"\"),\"\",N64/'Lives scenario - input'!$F49),\"\")","v":9.1262883863545916},{"$f":"IFERROR(IF(OR(O64=\"\",'Lives scenario - input'!$F49=\"\"),\"\",O64/'Lives scenario - input'!$F49),\"\")","v":10.744640714657388},{"$f":"IFERROR(IF(OR(P64=\"\",'Lives scenario - input'!$F49=\"\"),\"\",P64/'Lives scenario - input'!$F49),\"\")","v":12.52864886089804},{"$f":"IFERROR(IF(OR(Q64=\"\",'Lives scenario - input'!$F49=\"\"),\"\",Q64/'Lives scenario - input'!$F49),\"\")","v":14.469554684739016},{"$f":"IFERROR(IF(OR(R64=\"\",'Lives scenario - input'!$F49=\"\"),\"\",R64/'Lives scenario - input'!$F49),\"\")","v":16.554106994205551},{"$f":"IFERROR(IF(OR(S64=\"\",'Lives scenario - input'!$F49=\"\"),\"\",S64/'Lives scenario - input'!$F49),\"\")","v":18.764905441497277},{"$f":"IFERROR(IF(OR(T64=\"\",'Lives scenario - input'!$F49=\"\"),\"\",T64/'Lives scenario - input'!$F49),\"\")","v":21.08099106921836},{"$f":"IFERROR(IF(OR(U64=\"\",'Lives scenario - input'!$F49=\"\"),\"\",U64/'Lives scenario - input'!$F49),\"\")","v":23.478647868450974},{"$f":"IFERROR(IF(OR(V64=\"\",'Lives scenario - input'!$F49=\"\"),\"\",V64/'Lives scenario - input'!$F49),\"\")","v":25.932362372595144},{"$f":"IFERROR(IF(OR(W64=\"\",'Lives scenario - input'!$F49=\"\"),\"\",W64/'Lives scenario - input'!$F49),\"\")","v":28.415876841781259}]
[{"$f":"IFERROR('Lives scenario - input'!A50,\"\")","v":6},{"$f":"IFERROR('Lives scenario - input'!B50,\"\")","v":"UNDERGROUND CABLES"},{"$f":"IFERROR('Lives scenario - input'!C50,\"\")","v":"> 1 kv & < = 11 kv"},{"$f":"IFERROR(repcalc('Lives scenario - input'!$CX50:$GJ50,'Lives scenario - input'!$I50,'Lives scenario - input'!$G50,'Lives scenario - input'!$H50,20,TRUE,TRUE),\"\")","v":523.19460594293434},523.85652888393474,527.85056914708002,536.4181746879409,550.68312994068299,571.59216344978529,599.86118318068384,635.92974228530113,679.92612476531156,731.64514737116178,790.54038015421622,855.73197245978497,926.03062179865901,999.97744477510673,1075.8986290436978,1151.9728136138801,1226.3082326180322,1297.0258488614613,1362.3440846759538,1420.6604062596982,{"$f":"IFERROR(IF(OR(D65=\"\",'Lives scenario - input'!$F50=\"\"),\"\",D65/'Lives scenario - input'!$F50),\"\")","v":0.65932465244710725},{"$f":"IFERROR(IF(OR(E65=\"\",'Lives scenario - input'!$F50=\"\"),\"\",E65/'Lives scenario - input'!$F50),\"\")","v":0.6601588011712427},{"$f":"IFERROR(IF(OR(F65=\"\",'Lives scenario - input'!$F50=\"\"),\"\",F65/'Lives scenario - input'!$F50),\"\")","v":0.66519205109095858},{"$f":"IFERROR(IF(OR(G65=\"\",'Lives scenario - input'!$F50=\"\"),\"\",G65/'Lives scenario - input'!$F50),\"\")","v":0.67598886260500568},{"$f":"IFERROR(IF(OR(H65=\"\",'Lives scenario - input'!$F50=\"\"),\"\",H65/'Lives scenario - input'!$F50),\"\")","v":0.69396541770965359},{"$f":"IFERROR(IF(OR(I65=\"\",'Lives scenario - input'!$F50=\"\"),\"\",I65/'Lives scenario - input'!$F50),\"\")","v":0.72031477432533975},{"$f":"IFERROR(IF(OR(J65=\"\",'Lives scenario - input'!$F50=\"\"),\"\",J65/'Lives scenario - input'!$F50),\"\")","v":0.75593911256847535},{"$f":"IFERROR(IF(OR(K65=\"\",'Lives scenario - input'!$F50=\"\"),\"\",K65/'Lives scenario - input'!$F50),\"\")","v":0.80139235296085343},{"$f":"IFERROR(IF(OR(L65=\"\",'Lives scenario - input'!$F50=\"\"),\"\",L65/'Lives scenario - input'!$F50),\"\")","v":0.85683615772883837},{"$f":"IFERROR(IF(OR(M65=\"\",'Lives scenario - input'!$F50=\"\"),\"\",M65/'Lives scenario - input'!$F50),\"\")","v":0.92201195697671057},{"$f":"IFERROR(IF(OR(N65=\"\",'Lives scenario - input'!$F50=\"\"),\"\",N65/'Lives scenario - input'!$F50),\"\")","v":0.99623114510365052},{"$f":"IFERROR(IF(OR(O65=\"\",'Lives scenario - input'!$F50=\"\"),\"\",O65/'Lives scenario - input'!$F50),\"\")","v":1.0783849430425207},{"$f":"IFERROR(IF(OR(P65=\"\",'Lives scenario - input'!$F50=\"\"),\"\",P65/'Lives scenario - input'!$F50),\"\")","v":1.166974603594009},{"$f":"IFERROR(IF(OR(Q65=\"\",'Lives scenario - input'!$F50=\"\"),\"\",Q65/'Lives scenario - input'!$F50),\"\")","v":1.2601616563745797},{"$f":"IFERROR(IF(OR(R65=\"\",'Lives scenario - input'!$F50=\"\"),\"\",R65/'Lives scenario - input'!$F50),\"\")","v":1.3558367796703297},{"$f":"IFERROR(IF(OR(S65=\"\",'Lives scenario - input'!$F50=\"\"),\"\",S65/'Lives scenario - input'!$F50),\"\")","v":1.4517047124284197},{"$f":"IFERROR(IF(OR(T65=\"\",'Lives scenario - input'!$F50=\"\"),\"\",T65/'Lives scenario - input'!$F50),\"\")","v":1.5453814700683262},{"$f":"IFERROR(IF(OR(U65=\"\",'Lives scenario - input'!$F50=\"\"),\"\",U65/'Lives scenario - input'!$F50),\"\")","v":1.6344991085568856},{"$f":"IFERROR(IF(OR(V65=\"\",'Lives scenario - input'!$F50=\"\"),\"\",V65/'Lives scenario - input'!$F50),\"\")","v":1.7168125013894291},{"$f":"IFERROR(IF(OR(W65=\"\",'Lives scenario - input'!$F50=\"\"),\"\",W65/'Lives scenario - input'!$F50),\"\")","v":1.7903021513656556}]
[{"$f":"IFERROR('Lives scenario - input'!A51,\"\")","v":6},{"$f":"IFERROR('Lives scenario - input'!B51,\"\")","v":"UNDERGROUND CABLES"},{"$f":"IFERROR('Lives scenario - input'!C51,\"\")","v":"> 11 kv & < = 22 kv"},{"$f":"IFERROR(repcalc('Lives scenario - input'!$CX51:$GJ51,'Lives scenario - input'!$I51,'Lives scenario - input'!$G51,'Lives scenario - input'!$H51,20,TRUE,TRUE),\"\")","v":1780.9303752200633},1849.4774991548632,1923.0859454995846,2003.5004093262571,2092.3661895854302,2191.150813879211,2301.0752921212866,2423.0568065815601,2557.6631024913363,2705.0776379322288,2865.0739244265014,3036.9975694543086,3219.7553042502032,3411.8115802590437,3611.1948551851033,3815.5170986863836,4022.0109555528238,4227.5891051364169,4428.9294770966771,4622.5881279663481,{"$f":"IFERROR(IF(OR(D66=\"\",'Lives scenario - input'!$F51=\"\"),\"\",D66/'Lives scenario - input'!$F51),\"\")","v":2.8221085533595898},{"$f":"IFERROR(IF(OR(E66=\"\",'Lives scenario - input'!$F51=\"\"),\"\",E66/'Lives scenario - input'!$F51),\"\")","v":2.9307301072710925},{"$f":"IFERROR(IF(OR(F66=\"\",'Lives scenario - input'!$F51=\"\"),\"\",F66/'Lives scenario - input'!$F51),\"\")","v":3.0473719642012265},{"$f":"IFERROR(IF(OR(G66=\"\",'Lives scenario - input'!$F51=\"\"),\"\",G66/'Lives scenario - input'!$F51),\"\")","v":3.1747988133002747},{"$f":"IFERROR(IF(OR(H66=\"\",'Lives scenario - input'!$F51=\"\"),\"\",H66/'Lives scenario - input'!$F51),\"\")","v":3.3156178380414283},{"$f":"IFERROR(IF(OR(I66=\"\",'Lives scenario - input'!$F51=\"\"),\"\",I66/'Lives scenario - input'!$F51),\"\")","v":3.4721545207994189},{"$f":"IFERROR(IF(OR(J66=\"\",'Lives scenario - input'!$F51=\"\"),\"\",J66/'Lives scenario - input'!$F51),\"\")","v":3.6463437056136869},{"$f":"IFERROR(IF(OR(K66=\"\",'Lives scenario - input'!$F51=\"\"),\"\",K66/'Lives scenario - input'!$F51),\"\")","v":3.839638783343807},{"$f":"IFERROR(IF(OR(L66=\"\",'Lives scenario - input'!$F51=\"\"),\"\",L66/'Lives scenario - input'!$F51),\"\")","v":4.0529394178372202},{"$f":"IFERROR(IF(OR(M66=\"\",'Lives scenario - input'!$F51=\"\"),\"\",M66/'Lives scenario - input'!$F51),\"\")","v":4.2865363215375494},{"$f":"IFERROR(IF(OR(N66=\"\",'Lives scenario - input'!$F51=\"\"),\"\",N66/'Lives scenario - input'!$F51),\"\")","v":4.5400705949172515},{"$f":"IFERROR(IF(OR(O66=\"\",'Lives scenario - input'!$F51=\"\"),\"\",O66/'Lives scenario - input'!$F51),\"\")","v":4.8125052705837721},{"$f":"IFERROR(IF(OR(P66=\"\",'Lives scenario - input'!$F51=\"\"),\"\",P66/'Lives scenario - input'!$F51),\"\")","v":5.1021079264407625},{"$f":"IFERROR(IF(OR(Q66=\"\",'Lives scenario - input'!$F51=\"\"),\"\",Q66/'Lives scenario - input'!$F51),\"\")","v":5.4064452923436637},{"$f":"IFERROR(IF(OR(R66=\"\",'Lives scenario - input'!$F51=\"\"),\"\",R66/'Lives scenario - input'!$F51),\"\")","v":5.7223932111364748},{"$f":"IFERROR(IF(OR(S66=\"\",'Lives scenario - input'!$F51=\"\"),\"\",S66/'Lives scenario - input'!$F51),\"\")","v":6.0461675478818595},{"$f":"IFERROR(IF(OR(T66=\"\",'Lives scenario - input'!$F51=\"\"),\"\",T66/'Lives scenario - input'!$F51),\"\")","v":6.3733830795990851},{"$f":"IFERROR(IF(OR(U66=\"\",'Lives scenario - input'!$F51=\"\"),\"\",U66/'Lives scenario - input'!$F51),\"\")","v":6.6991475577595558},{"$f":"IFERROR(IF(OR(V66=\"\",'Lives scenario - input'!$F51=\"\"),\"\",V66/'Lives scenario - input'!$F51),\"\")","v":7.0181967433715657},{"$f":"IFERROR(IF(OR(W66=\"\",'Lives scenario - input'!$F51=\"\"),\"\",W66/'Lives scenario - input'!$F51),\"\")","v":7.3250732741196272}]
[{"$f":"IFERROR('Lives scenario - input'!A52,\"\")","v":""},{"$f":"IFERROR('Lives scenario - input'!B52,\"\")","v":"UNDERGROUND CABLES"},{"$f":"IFERROR('Lives scenario - input'!C52,\"\")","v":"> 33 kv & < = 66 kv"},{"$f":"IFERROR(repcalc('Lives scenario - input'!$CX52:$GJ52,'Lives scenario - input'!$I52,'Lives scenario - input'!$G52,'Lives scenario - input'!$H52,20,TRUE,TRUE),\"\")","v":""},"","","","","","","","","","","","","","","","","","","",{"$f":"IFERROR(IF(OR(D67=\"\",'Lives scenario - input'!$F52=\"\"),\"\",D67/'Lives scenario - input'!$F52),\"\")","v":""},{"$f":"IFERROR(IF(OR(E67=\"\",'Lives scenario - input'!$F52=\"\"),\"\",E67/'Lives scenario - input'!$F52),\"\")","v":""},{"$f":"IFERROR(IF(OR(F67=\"\",'Lives scenario - input'!$F52=\"\"),\"\",F67/'Lives scenario - input'!$F52),\"\")","v":""},{"$f":"IFERROR(IF(OR(G67=\"\",'Lives scenario - input'!$F52=\"\"),\"\",G67/'Lives scenario - input'!$F52),\"\")","v":""},{"$f":"IFERROR(IF(OR(H67=\"\",'Lives scenario - input'!$F52=\"\"),\"\",H67/'Lives scenario - input'!$F52),\"\")","v":""},{"$f":"IFERROR(IF(OR(I67=\"\",'Lives scenario - input'!$F52=\"\"),\"\",I67/'Lives scenario - input'!$F52),\"\")","v":""},{"$f":"IFERROR(IF(OR(J67=\"\",'Lives scenario - input'!$F52=\"\"),\"\",J67/'Lives scenario - input'!$F52),\"\")","v":""},{"$f":"IFERROR(IF(OR(K67=\"\",'Lives scenario - input'!$F52=\"\"),\"\",K67/'Lives scenario - input'!$F52),\"\")","v":""},{"$f":"IFERROR(IF(OR(L67=\"\",'Lives scenario - input'!$F52=\"\"),\"\",L67/'Lives scenario - input'!$F52),\"\")","v":""},{"$f":"IFERROR(IF(OR(M67=\"\",'Lives scenario - input'!$F52=\"\"),\"\",M67/'Lives scenario - input'!$F52),\"\")","v":""},{"$f":"IFERROR(IF(OR(N67=\"\",'Lives scenario - input'!$F52=\"\"),\"\",N67/'Lives scenario - input'!$F52),\"\")","v":""},{"$f":"IFERROR(IF(OR(O67=\"\",'Lives scenario - input'!$F52=\"\"),\"\",O67/'Lives scenario - input'!$F52),\"\")","v":""},{"$f":"IFERROR(IF(OR(P67=\"\",'Lives scenario - input'!$F52=\"\"),\"\",P67/'Lives scenario - input'!$F52),\"\")","v":""},{"$f":"IFERROR(IF(OR(Q67=\"\",'Lives scenario - input'!$F52=\"\"),\"\",Q67/'Lives scenario - input'!$F52),\"\")","v":""},{"$f":"IFERROR(IF(OR(R67=\"\",'Lives scenario - input'!$F52=\"\"),\"\",R67/'Lives scenario - input'!$F52),\"\")","v":""},{"$f":"IFERROR(IF(OR(S67=\"\",'Lives scenario - input'!$F52=\"\"),\"\",S67/'Lives scenario - input'!$F52),\"\")","v":""},{"$f":"IFERROR(IF(OR(T67=\"\",'Lives scenario - input'!$F52=\"\"),\"\",T67/'Lives scenario - input'!$F52),\"\")","v":""},{"$f":"IFERROR(IF(OR(U67=\"\",'Lives scenario - input'!$F52=\"\"),\"\",U67/'Lives scenario - input'!$F52),\"\")","v":""},{"$f":"IFERROR(IF(OR(V67=\"\",'Lives scenario - input'!$F52=\"\"),\"\",V67/'Lives scenario - input'!$F52),\"\")","v":""},{"$f":"IFERROR(IF(OR(W67=\"\",'Lives scenario - input'!$F52=\"\"),\"\",W67/'Lives scenario - input'!$F52),\"\")","v":""}]
[{"$f":"IFERROR('Lives scenario - input'!A53,\"\")","v":""},{"$f":"IFERROR('Lives scenario - input'!B53,\"\")","v":""},{"$f":"IFERROR('Lives scenario - input'!C53,\"\")","v":""},{"$f":"IFERROR(repcalc('Lives scenario - input'!$CX53:$GJ53,'Lives scenario - input'!$I53,'Lives scenario - input'!$G53,'Lives scenario - input'!$H53,20,TRUE,TRUE),\"\")","v":""},"","","","","","","","","","","","","","","","","","","",{"$f":"IFERROR(IF(OR(D68=\"\",'Lives scenario - input'!$F53=\"\"),\"\",D68/'Lives scenario - input'!$F53),\"\")","v":""},{"$f":"IFERROR(IF(OR(E68=\"\",'Lives scenario - input'!$F53=\"\"),\"\",E68/'Lives scenario - input'!$F53),\"\")","v":""},{"$f":"IFERROR(IF(OR(F68=\"\",'Lives scenario - input'!$F53=\"\"),\"\",F68/'Lives scenario - input'!$F53),\"\")","v":""},{"$f":"IFERROR(IF(OR(G68=\"\",'Lives scenario - input'!$F53=\"\"),\"\",G68/'Lives scenario - input'!$F53),\"\")","v":""},{"$f":"IFERROR(IF(OR(H68=\"\",'Lives scenario - input'!$F53=\"\"),\"\",H68/'Lives scenario - input'!$F53),\"\")","v":""},{"$f":"IFERROR(IF(OR(I68=\"\",'Lives scenario - input'!$F53=\"\"),\"\",I68/'Lives scenario - input'!$F53),\"\")","v":""},{"$f":"IFERROR(IF(OR(J68=\"\",'Lives scenario - input'!$F53=\"\"),\"\",J68/'Lives scenario - input'!$F53),\"\")","v":""},{"$f":"IFERROR(IF(OR(K68=\"\",'Lives scenario - input'!$F53=\"\"),\"\",K68/'Lives scenario - input'!$F53),\"\")","v":""},{"$f":"IFERROR(IF(OR(L68=\"\",'Lives scenario - input'!$F53=\"\"),\"\",L68/'Lives scenario - input'!$F53),\"\")","v":""},{"$f":"IFERROR(IF(OR(M68=\"\",'Lives scenario - input'!$F53=\"\"),\"\",M68/'Lives scenario - input'!$F53),\"\")","v":""},{"$f":"IFERROR(IF(OR(N68=\"\",'Lives scenario - input'!$F53=\"\"),\"\",N68/'Lives scenario - input'!$F53),\"\")","v":""},{"$f":"IFERROR(IF(OR(O68=\"\",'Lives scenario - input'!$F53=\"\"),\"\",O68/'Lives scenario - input'!$F53),\"\")","v":""},{"$f":"IFERROR(IF(OR(P68=\"\",'Lives scenario - input'!$F53=\"\"),\"\",P68/'Lives scenario - input'!$F53),\"\")","v":""},{"$f":"IFERROR(IF(OR(Q68=\"\",'Lives scenario - input'!$F53=\"\"),\"\",Q68/'Lives scenario - input'!$F53),\"\")","v":""},{"$f":"IFERROR(IF(OR(R68=\"\",'Lives scenario - input'!$F53=\"\"),\"\",R68/'Lives scenario - input'!$F53),\"\")","v":""},{"$f":"IFERROR(IF(OR(S68=\"\",'Lives scenario - input'!$F53=\"\"),\"\",S68/'Lives scenario - input'!$F53),\"\")","v":""},{"$f":"IFERROR(IF(OR(T68=\"\",'Lives scenario - input'!$F53=\"\"),\"\",T68/'Lives scenario - input'!$F53),\"\")","v":""},{"$f":"IFERROR(IF(OR(U68=\"\",'Lives scenario - input'!$F53=\"\"),\"\",U68/'Lives scenario - input'!$F53),\"\")","v":""},{"$f":"IFERROR(IF(OR(V68=\"\",'Lives scenario - input'!$F53=\"\"),\"\",V68/'Lives scenario - input'!$F53),\"\")","v":""},{"$f":"IFERROR(IF(OR(W68=\"\",'Lives scenario - input'!$F53=\"\"),\"\",W68/'Lives scenario - input'!$F53),\"\")","v":""}]
[{"$f":"IFERROR('Lives scenario - input'!A54,\"\")","v":""},{"$f":"IFERROR('Lives scenario - input'!B54,\"\")","v":""},{"$f":"IFERROR('Lives scenario - input'!C54,\"\")","v":""},{"$f":"IFERROR(repcalc('Lives scenario - input'!$CX54:$GJ54,'Lives scenario - input'!$I54,'Lives scenario - input'!$G54,'Lives scenario - input'!$H54,20,TRUE,TRUE),\"\")","v":""},"","","","","","","","","","","","","","","","","","","",{"$f":"IFERROR(IF(OR(D69=\"\",'Lives scenario - input'!$F54=\"\"),\"\",D69/'Lives scenario - input'!$F54),\"\")","v":""},{"$f":"IFERROR(IF(OR(E69=\"\",'Lives scenario - input'!$F54=\"\"),\"\",E69/'Lives scenario - input'!$F54),\"\")","v":""},{"$f":"IFERROR(IF(OR(F69=\"\",'Lives scenario - input'!$F54=\"\"),\"\",F69/'Lives scenario - input'!$F54),\"\")","v":""},{"$f":"IFERROR(IF(OR(G69=\"\",'Lives scenario - input'!$F54=\"\"),\"\",G69/'Lives scenario - input'!$F54),\"\")","v":""},{"$f":"IFERROR(IF(OR(H69=\"\",'Lives scenario - input'!$F54=\"\"),\"\",H69/'Lives scenario - input'!$F54),\"\")","v":""},{"$f":"IFERROR(IF(OR(I69=\"\",'Lives scenario - input'!$F54=\"\"),\"\",I69/'Lives scenario - input'!$F54),\"\")","v":""},{"$f":"IFERROR(IF(OR(J69=\"\",'Lives scenario - input'!$F54=\"\"),\"\",J69/'Lives scenario - input'!$F54),\"\")","v":""},{"$f":"IFERROR(IF(OR(K69=\"\",'Lives scenario - input'!$F54=\"\"),\"\",K69/'Lives scenario - input'!$F54),\"\")","v":""},{"$f":"IFERROR(IF(OR(L69=\"\",'Lives scenario - input'!$F54=\"\"),\"\",L69/'Lives scenario - input'!$F54),\"\")","v":""},{"$f":"IFERROR(IF(OR(M69=\"\",'Lives scenario - input'!$F54=\"\"),\"\",M69/'Lives scenario - input'!$F54),\"\")","v":""},{"$f":"IFERROR(IF(OR(N69=\"\",'Lives scenario - input'!$F54=\"\"),\"\",N69/'Lives scenario - input'!$F54),\"\")","v":""},{"$f":"IFERROR(IF(OR(O69=\"\",'Lives scenario - input'!$F54=\"\"),\"\",O69/'Lives scenario - input'!$F54),\"\")","v":""},{"$f":"IFERROR(IF(OR(P69=\"\",'Lives scenario - input'!$F54=\"\"),\"\",P69/'Lives scenario - input'!$F54),\"\")","v":""},{"$f":"IFERROR(IF(OR(Q69=\"\",'Lives scenario - input'!$F54=\"\"),\"\",Q69/'Lives scenario - input'!$F54),\"\")","v":""},{"$f":"IFERROR(IF(OR(R69=\"\",'Lives scenario - input'!$F54=\"\"),\"\",R69/'Lives scenario - input'!$F54),\"\")","v":""},{"$f":"IFERROR(IF(OR(S69=\"\",'Lives scenario - input'!$F54=\"\"),\"\",S69/'Lives scenario - input'!$F54),\"\")","v":""},{"$f":"IFERROR(IF(OR(T69=\"\",'Lives scenario - input'!$F54=\"\"),\"\",T69/'Lives scenario - input'!$F54),\"\")","v":""},{"$f":"IFERROR(IF(OR(U69=\"\",'Lives scenario - input'!$F54=\"\"),\"\",U69/'Lives scenario - input'!$F54),\"\")","v":""},{"$f":"IFERROR(IF(OR(V69=\"\",'Lives scenario - input'!$F54=\"\"),\"\",V69/'Lives scenario - input'!$F54),\"\")","v":""},{"$f":"IFERROR(IF(OR(W69=\"\",'Lives scenario - input'!$F54=\"\"),\"\",W69/'Lives scenario - input'!$F54),\"\")","v":""}]
[{"$f":"IFERROR('Lives scenario - input'!A55,\"\")","v":""},{"$f":"IFERROR('Lives scenario - input'!B55,\"\")","v":""},{"$f":"IFERROR('Lives scenario - input'!C55,\"\")","v":""},{"$f":"IFERROR(repcalc('Lives scenario - input'!$CX55:$GJ55,'Lives scenario - input'!$I55,'Lives scenario - input'!$G55,'Lives scenario - input'!$H55,20,TRUE,TRUE),\"\")","v":""},"","","","","","","","","","","","","","","","","","","",{"$f":"IFERROR(IF(OR(D70=\"\",'Lives scenario - input'!$F55=\"\"),\"\",D70/'Lives scenario - input'!$F55),\"\")","v":""},{"$f":"IFERROR(IF(OR(E70=\"\",'Lives scenario - input'!$F55=\"\"),\"\",E70/'Lives scenario - input'!$F55),\"\")","v":""},{"$f":"IFERROR(IF(OR(F70=\"\",'Lives scenario - input'!$F55=\"\"),\"\",F70/'Lives scenario - input'!$F55),\"\")","v":""},{"$f":"IFERROR(IF(OR(G70=\"\",'Lives scenario - input'!$F55=\"\"),\"\",G70/'Lives scenario - input'!$F55),\"\")","v":""},{"$f":"IFERROR(IF(OR(H70=\"\",'Lives scenario - input'!$F55=\"\"),\"\",H70/'Lives scenario - input'!$F55),\"\")","v":""},{"$f":"IFERROR(IF(OR(I70=\"\",'Lives scenario - input'!$F55=\"\"),\"\",I70/'Lives scenario - input'!$F55),\"\")","v":""},{"$f":"IFERROR(IF(OR(J70=\"\",'Lives scenario - input'!$F55=\"\"),\"\",J70/'Lives scenario - input'!$F55),\"\")","v":""},{"$f":"IFERROR(IF(OR(K70=\"\",'Lives scenario - input'!$F55=\"\"),\"\",K70/'Lives scenario - input'!$F55),\"\")","v":""},{"$f":"IFERROR(IF(OR(L70=\"\",'Lives scenario - input'!$F55=\"\"),\"\",L70/'Lives scenario - input'!$F55),\"\")","v":""},{"$f":"IFERROR(IF(OR(M70=\"\",'Lives scenario - input'!$F55=\"\"),\"\",M70/'Lives scenario - input'!$F55),\"\")","v":""},{"$f":"IFERROR(IF(OR(N70=\"\",'Lives scenario - input'!$F55=\"\"),\"\",N70/'Lives scenario - input'!$F55),\"\")","v":""},{"$f":"IFERROR(IF(OR(O70=\"\",'Lives scenario - input'!$F55=\"\"),\"\",O70/'Lives scenario - input'!$F55),\"\")","v":""},{"$f":"IFERROR(IF(OR(P70=\"\",'Lives scenario - input'!$F55=\"\"),\"\",P70/'Lives scenario - input'!$F55),\"\")","v":""},{"$f":"IFERROR(IF(OR(Q70=\"\",'Lives scenario - input'!$F55=\"\"),\"\",Q70/'Lives scenario - input'!$F55),\"\")","v":""},{"$f":"IFERROR(IF(OR(R70=\"\",'Lives scenario - input'!$F55=\"\"),\"\",R70/'Lives scenario - input'!$F55),\"\")","v":""},{"$f":"IFERROR(IF(OR(S70=\"\",'Lives scenario - input'!$F55=\"\"),\"\",S70/'Lives scenario - input'!$F55),\"\")","v":""},{"$f":"IFERROR(IF(OR(T70=\"\",'Lives scenario - input'!$F55=\"\"),\"\",T70/'Lives scenario - input'!$F55),\"\")","v":""},{"$f":"IFERROR(IF(OR(U70=\"\",'Lives scenario - input'!$F55=\"\"),\"\",U70/'Lives scenario - input'!$F55),\"\")","v":""},{"$f":"IFERROR(IF(OR(V70=\"\",'Lives scenario - input'!$F55=\"\"),\"\",V70/'Lives scenario - input'!$F55),\"\")","v":""},{"$f":"IFERROR(IF(OR(W70=\"\",'Lives scenario - input'!$F55=\"\"),\"\",W70/'Lives scenario - input'!$F55),\"\")","v":""}]
[{"$f":"IFERROR('Lives scenario - input'!A56,\"\")","v":""},{"$f":"IFERROR('Lives scenario - input'!B56,\"\")","v":""},{"$f":"IFERROR('Lives scenario - input'!C56,\"\")","v":""},{"$f":"IFERROR(repcalc('Lives scenario - input'!$CX56:$GJ56,'Lives scenario - input'!$I56,'Lives scenario - input'!$G56,'Lives scenario - input'!$H56,20,TRUE,TRUE),\"\")","v":""},"","","","","","","","","","","","","","","","","","","",{"$f":"IFERROR(IF(OR(D71=\"\",'Lives scenario - input'!$F56=\"\"),\"\",D71/'Lives scenario - input'!$F56),\"\")","v":""},{"$f":"IFERROR(IF(OR(E71=\"\",'Lives scenario - input'!$F56=\"\"),\"\",E71/'Lives scenario - input'!$F56),\"\")","v":""},{"$f":"IFERROR(IF(OR(F71=\"\",'Lives scenario - input'!$F56=\"\"),\"\",F71/'Lives scenario - input'!$F56),\"\")","v":""},{"$f":"IFERROR(IF(OR(G71=\"\",'Lives scenario - input'!$F56=\"\"),\"\",G71/'Lives scenario - input'!$F56),\"\")","v":""},{"$f":"IFERROR(IF(OR(H71=\"\",'Lives scenario - input'!$F56=\"\"),\"\",H71/'Lives scenario - input'!$F56),\"\")","v":""},{"$f":"IFERROR(IF(OR(I71=\"\",'Lives scenario - input'!$F56=\"\"),\"\",I71/'Lives scenario - input'!$F56),\"\")","v":""},{"$f":"IFERROR(IF(OR(J71=\"\",'Lives scenario - input'!$F56=\"\"),\"\",J71/'Lives scenario - input'!$F56),\"\")","v":""},{"$f":"IFERROR(IF(OR(K71=\"\",'Lives scenario - input'!$F56=\"\"),\"\",K71/'Lives scenario - input'!$F56),\"\")","v":""},{"$f":"IFERROR(IF(OR(L71=\"\",'Lives scenario - input'!$F56=\"\"),\"\",L71/'Lives scenario - input'!$F56),\"\")","v":""},{"$f":"IFERROR(IF(OR(M71=\"\",'Lives scenario - input'!$F56=\"\"),\"\",M71/'Lives scenario - input'!$F56),\"\")","v":""},{"$f":"IFERROR(IF(OR(N71=\"\",'Lives scenario - input'!$F56=\"\"),\"\",N71/'Lives scenario - input'!$F56),\"\")","v":""},{"$f":"IFERROR(IF(OR(O71=\"\",'Lives scenario - input'!$F56=\"\"),\"\",O71/'Lives scenario - input'!$F56),\"\")","v":""},{"$f":"IFERROR(IF(OR(P71=\"\",'Lives scenario - input'!$F56=\"\"),\"\",P71/'Lives scenario - input'!$F56),\"\")","v":""},{"$f":"IFERROR(IF(OR(Q71=\"\",'Lives scenario - input'!$F56=\"\"),\"\",Q71/'Lives scenario - input'!$F56),\"\")","v":""},{"$f":"IFERROR(IF(OR(R71=\"\",'Lives scenario - input'!$F56=\"\"),\"\",R71/'Lives scenario - input'!$F56),\"\")","v":""},{"$f":"IFERROR(IF(OR(S71=\"\",'Lives scenario - input'!$F56=\"\"),\"\",S71/'Lives scenario - input'!$F56),\"\")","v":""},{"$f":"IFERROR(IF(OR(T71=\"\",'Lives scenario - input'!$F56=\"\"),\"\",T71/'Lives scenario - input'!$F56),\"\")","v":""},{"$f":"IFERROR(IF(OR(U71=\"\",'Lives scenario - input'!$F56=\"\"),\"\",U71/'Lives scenario - input'!$F56),\"\")","v":""},{"$f":"IFERROR(IF(OR(V71=\"\",'Lives scenario - input'!$F56=\"\"),\"\",V71/'Lives scenario - input'!$F56),\"\")","v":""},{"$f":"IFERROR(IF(OR(W71=\"\",'Lives scenario - input'!$F56=\"\"),\"\",W71/'Lives scenario - input'!$F56),\"\")","v":""}]
[{"$f":"IFERROR('Lives scenario - input'!A57,\"\")","v":""},{"$f":"IFERROR('Lives scenario - input'!B57,\"\")","v":""},{"$f":"IFERROR('Lives scenario - input'!C57,\"\")","v":""},{"$f":"IFERROR(repcalc('Lives scenario - input'!$CX57:$GJ57,'Lives scenario - input'!$I57,'Lives scenario - input'!$G57,'Lives scenario - input'!$H57,20,TRUE,TRUE),\"\")","v":""},"","","","","","","","","","","","","","","","","","","",{"$f":"IFERROR(IF(OR(D72=\"\",'Lives scenario - input'!$F57=\"\"),\"\",D72/'Lives scenario - input'!$F57),\"\")","v":""},{"$f":"IFERROR(IF(OR(E72=\"\",'Lives scenario - input'!$F57=\"\"),\"\",E72/'Lives scenario - input'!$F57),\"\")","v":""},{"$f":"IFERROR(IF(OR(F72=\"\",'Lives scenario - input'!$F57=\"\"),\"\",F72/'Lives scenario - input'!$F57),\"\")","v":""},{"$f":"IFERROR(IF(OR(G72=\"\",'Lives scenario - input'!$F57=\"\"),\"\",G72/'Lives scenario - input'!$F57),\"\")","v":""},{"$f":"IFERROR(IF(OR(H72=\"\",'Lives scenario - input'!$F57=\"\"),\"\",H72/'Lives scenario - input'!$F57),\"\")","v":""},{"$f":"IFERROR(IF(OR(I72=\"\",'Lives scenario - input'!$F57=\"\"),\"\",I72/'Lives scenario - input'!$F57),\"\")","v":""},{"$f":"IFERROR(IF(OR(J72=\"\",'Lives scenario - input'!$F57=\"\"),\"\",J72/'Lives scenario - input'!$F57),\"\")","v":""},{"$f":"IFERROR(IF(OR(K72=\"\",'Lives scenario - input'!$F57=\"\"),\"\",K72/'Lives scenario - input'!$F57),\"\")","v":""},{"$f":"IFERROR(IF(OR(L72=\"\",'Lives scenario - input'!$F57=\"\"),\"\",L72/'Lives scenario - input'!$F57),\"\")","v":""},{"$f":"IFERROR(IF(OR(M72=\"\",'Lives scenario - input'!$F57=\"\"),\"\",M72/'Lives scenario - input'!$F57),\"\")","v":""},{"$f":"IFERROR(IF(OR(N72=\"\",'Lives scenario - input'!$F57=\"\"),\"\",N72/'Lives scenario - input'!$F57),\"\")","v":""},{"$f":"IFERROR(IF(OR(O72=\"\",'Lives scenario - input'!$F57=\"\"),\"\",O72/'Lives scenario - input'!$F57),\"\")","v":""},{"$f":"IFERROR(IF(OR(P72=\"\",'Lives scenario - input'!$F57=\"\"),\"\",P72/'Lives scenario - input'!$F57),\"\")","v":""},{"$f":"IFERROR(IF(OR(Q72=\"\",'Lives scenario - input'!$F57=\"\"),\"\",Q72/'Lives scenario - input'!$F57),\"\")","v":""},{"$f":"IFERROR(IF(OR(R72=\"\",'Lives scenario - input'!$F57=\"\"),\"\",R72/'Lives scenario - input'!$F57),\"\")","v":""},{"$f":"IFERROR(IF(OR(S72=\"\",'Lives scenario - input'!$F57=\"\"),\"\",S72/'Lives scenario - input'!$F57),\"\")","v":""},{"$f":"IFERROR(IF(OR(T72=\"\",'Lives scenario - input'!$F57=\"\"),\"\",T72/'Lives scenario - input'!$F57),\"\")","v":""},{"$f":"IFERROR(IF(OR(U72=\"\",'Lives scenario - input'!$F57=\"\"),\"\",U72/'Lives scenario - input'!$F57),\"\")","v":""},{"$f":"IFERROR(IF(OR(V72=\"\",'Lives scenario - input'!$F57=\"\"),\"\",V72/'Lives scenario - input'!$F57),\"\")","v":""},{"$f":"IFERROR(IF(OR(W72=\"\",'Lives scenario - input'!$F57=\"\"),\"\",W72/'Lives scenario - input'!$F57),\"\")","v":""}]
[{"$f":"IFERROR('Lives scenario - input'!A58,\"\")","v":""},{"$f":"IFERROR('Lives scenario - input'!B58,\"\")","v":""},{"$f":"IFERROR('Lives scenario - input'!C58,\"\")","v":""},{"$f":"IFERROR(repcalc('Lives scenario - input'!$CX58:$GJ58,'Lives scenario - input'!$I58,'Lives scenario - input'!$G58,'Lives scenario - input'!$H58,20,TRUE,TRUE),\"\")","v":""},"","","","","","","","","","","","","","","","","","","",{"$f":"IFERROR(IF(OR(D73=\"\",'Lives scenario - input'!$F58=\"\"),\"\",D73/'Lives scenario - input'!$F58),\"\")","v":""},{"$f":"IFERROR(IF(OR(E73=\"\",'Lives scenario - input'!$F58=\"\"),\"\",E73/'Lives scenario - input'!$F58),\"\")","v":""},{"$f":"IFERROR(IF(OR(F73=\"\",'Lives scenario - input'!$F58=\"\"),\"\",F73/'Lives scenario - input'!$F58),\"\")","v":""},{"$f":"IFERROR(IF(OR(G73=\"\",'Lives scenario - input'!$F58=\"\"),\"\",G73/'Lives scenario - input'!$F58),\"\")","v":""},{"$f":"IFERROR(IF(OR(H73=\"\",'Lives scenario - input'!$F58=\"\"),\"\",H73/'Lives scenario - input'!$F58),\"\")","v":""},{"$f":"IFERROR(IF(OR(I73=\"\",'Lives scenario - input'!$F58=\"\"),\"\",I73/'Lives scenario - input'!$F58),\"\")","v":""},{"$f":"IFERROR(IF(OR(J73=\"\",'Lives scenario - input'!$F58=\"\"),\"\",J73/'Lives scenario - input'!$F58),\"\")","v":""},{"$f":"IFERROR(IF(OR(K73=\"\",'Lives scenario - input'!$F58=\"\"),\"\",K73/'Lives scenario - input'!$F58),\"\")","v":""},{"$f":"IFERROR(IF(OR(L73=\"\",'Lives scenario - input'!$F58=\"\"),\"\",L73/'Lives scenario - input'!$F58),\"\")","v":""},{"$f":"IFERROR(IF(OR(M73=\"\",'Lives scenario - input'!$F58=\"\"),\"\",M73/'Lives scenario - input'!$F58),\"\")","v":""},{"$f":"IFERROR(IF(OR(N73=\"\",'Lives scenario - input'!$F58=\"\"),\"\",N73/'Lives scenario - input'!$F58),\"\")","v":""},{"$f":"IFERROR(IF(OR(O73=\"\",'Lives scenario - input'!$F58=\"\"),\"\",O73/'Lives scenario - input'!$F58),\"\")","v":""},{"$f":"IFERROR(IF(OR(P73=\"\",'Lives scenario - input'!$F58=\"\"),\"\",P73/'Lives scenario - input'!$F58),\"\")","v":""},{"$f":"IFERROR(IF(OR(Q73=\"\",'Lives scenario - input'!$F58=\"\"),\"\",Q73/'Lives scenario - input'!$F58),\"\")","v":""},{"$f":"IFERROR(IF(OR(R73=\"\",'Lives scenario - input'!$F58=\"\"),\"\",R73/'Lives scenario - input'!$F58),\"\")","v":""},{"$f":"IFERROR(IF(OR(S73=\"\",'Lives scenario - input'!$F58=\"\"),\"\",S73/'Lives scenario - input'!$F58),\"\")","v":""},{"$f":"IFERROR(IF(OR(T73=\"\",'Lives scenario - input'!$F58=\"\"),\"\",T73/'Lives scenario - input'!$F58),\"\")","v":""},{"$f":"IFERROR(IF(OR(U73=\"\",'Lives scenario - input'!$F58=\"\"),\"\",U73/'Lives scenario - input'!$F58),\"\")","v":""},{"$f":"IFERROR(IF(OR(V73=\"\",'Lives scenario - input'!$F58=\"\"),\"\",V73/'Lives scenario - input'!$F58),\"\")","v":""},{"$f":"IFERROR(IF(OR(W73=\"\",'Lives scenario - input'!$F58=\"\"),\"\",W73/'Lives scenario - input'!$F58),\"\")","v":""}]
[{"$f":"IFERROR('Lives scenario - input'!A59,\"\")","v":""},{"$f":"IFERROR('Lives scenario - input'!B59,\"\")","v":""},{"$f":"IFERROR('Lives scenario - input'!C59,\"\")","v":""},{"$f":"IFERROR(repcalc('Lives scenario - input'!$CX59:$GJ59,'Lives scenario - input'!$I59,'Lives scenario - input'!$G59,'Lives scenario - input'!$H59,20,TRUE,TRUE),\"\")","v":""},"","","","","","","","","","","","","","","","","","","",{"$f":"IFERROR(IF(OR(D74=\"\",'Lives scenario - input'!$F59=\"\"),\"\",D74/'Lives scenario - input'!$F59),\"\")","v":""},{"$f":"IFERROR(IF(OR(E74=\"\",'Lives scenario - input'!$F59=\"\"),\"\",E74/'Lives scenario - input'!$F59),\"\")","v":""},{"$f":"IFERROR(IF(OR(F74=\"\",'Lives scenario - input'!$F59=\"\"),\"\",F74/'Lives scenario - input'!$F59),\"\")","v":""},{"$f":"IFERROR(IF(OR(G74=\"\",'Lives scenario - input'!$F59=\"\"),\"\",G74/'Lives scenario - input'!$F59),\"\")","v":""},{"$f":"IFERROR(IF(OR(H74=\"\",'Lives scenario - input'!$F59=\"\"),\"\",H74/'Lives scenario - input'!$F59),\"\")","v":""},{"$f":"IFERROR(IF(OR(I74=\"\",'Lives scenario - input'!$F59=\"\"),\"\",I74/'Lives scenario - input'!$F59),\"\")","v":""},{"$f":"IFERROR(IF(OR(J74=\"\",'Lives scenario - input'!$F59=\"\"),\"\",J74/'Lives scenario - input'!$F59),\"\")","v":""},{"$f":"IFERROR(IF(OR(K74=\"\",'Lives scenario - input'!$F59=\"\"),\"\",K74/'Lives scenario - input'!$F59),\"\")","v":""},{"$f":"IFERROR(IF(OR(L74=\"\",'Lives scenario - input'!$F59=\"\"),\"\",L74/'Lives scenario - input'!$F59),\"\")","v":""},{"$f":"IFERROR(IF(OR(M74=\"\",'Lives scenario - input'!$F59=\"\"),\"\",M74/'Lives scenario - input'!$F59),\"\")","v":""},{"$f":"IFERROR(IF(OR(N74=\"\",'Lives scenario - input'!$F59=\"\"),\"\",N74/'Lives scenario - input'!$F59),\"\")","v":""},{"$f":"IFERROR(IF(OR(O74=\"\",'Lives scenario - input'!$F59=\"\"),\"\",O74/'Lives scenario - input'!$F59),\"\")","v":""},{"$f":"IFERROR(IF(OR(P74=\"\",'Lives scenario - input'!$F59=\"\"),\"\",P74/'Lives scenario - input'!$F59),\"\")","v":""},{"$f":"IFERROR(IF(OR(Q74=\"\",'Lives scenario - input'!$F59=\"\"),\"\",Q74/'Lives scenario - input'!$F59),\"\")","v":""},{"$f":"IFERROR(IF(OR(R74=\"\",'Lives scenario - input'!$F59=\"\"),\"\",R74/'Lives scenario - input'!$F59),\"\")","v":""},{"$f":"IFERROR(IF(OR(S74=\"\",'Lives scenario - input'!$F59=\"\"),\"\",S74/'Lives scenario - input'!$F59),\"\")","v":""},{"$f":"IFERROR(IF(OR(T74=\"\",'Lives scenario - input'!$F59=\"\"),\"\",T74/'Lives scenario - input'!$F59),\"\")","v":""},{"$f":"IFERROR(IF(OR(U74=\"\",'Lives scenario - input'!$F59=\"\"),\"\",U74/'Lives scenario - input'!$F59),\"\")","v":""},{"$f":"IFERROR(IF(OR(V74=\"\",'Lives scenario - input'!$F59=\"\"),\"\",V74/'Lives scenario - input'!$F59),\"\")","v":""},{"$f":"IFERROR(IF(OR(W74=\"\",'Lives scenario - input'!$F59=\"\"),\"\",W74/'Lives scenario - input'!$F59),\"\")","v":""}]
[{"$f":"IFERROR('Lives scenario - input'!A60,\"\")","v":""},{"$f":"IFERROR('Lives scenario - input'!B60,\"\")","v":""},{"$f":"IFERROR('Lives scenario - input'!C60,\"\")","v":""},{"$f":"IFERROR(repcalc('Lives scenario - input'!$CX60:$GJ60,'Lives scenario - input'!$I60,'Lives scenario - input'!$G60,'Lives scenario - input'!$H60,20,TRUE,TRUE),\"\")","v":""},"","","","","","","","","","","","","","","","","","","",{"$f":"IFERROR(IF(OR(D75=\"\",'Lives scenario - input'!$F60=\"\"),\"\",D75/'Lives scenario - input'!$F60),\"\")","v":""},{"$f":"IFERROR(IF(OR(E75=\"\",'Lives scenario - input'!$F60=\"\"),\"\",E75/'Lives scenario - input'!$F60),\"\")","v":""},{"$f":"IFERROR(IF(OR(F75=\"\",'Lives scenario - input'!$F60=\"\"),\"\",F75/'Lives scenario - input'!$F60),\"\")","v":""},{"$f":"IFERROR(IF(OR(G75=\"\",'Lives scenario - input'!$F60=\"\"),\"\",G75/'Lives scenario - input'!$F60),\"\")","v":""},{"$f":"IFERROR(IF(OR(H75=\"\",'Lives scenario - input'!$F60=\"\"),\"\",H75/'Lives scenario - input'!$F60),\"\")","v":""},{"$f":"IFERROR(IF(OR(I75=\"\",'Lives scenario - input'!$F60=\"\"),\"\",I75/'Lives scenario - input'!$F60),\"\")","v":""},{"$f":"IFERROR(IF(OR(J75=\"\",'Lives scenario - input'!$F60=\"\"),\"\",J75/'Lives scenario - input'!$F60),\"\")","v":""},{"$f":"IFERROR(IF(OR(K75=\"\",'Lives scenario - input'!$F60=\"\"),\"\",K75/'Lives scenario - input'!$F60),\"\")","v":""},{"$f":"IFERROR(IF(OR(L75=\"\",'Lives scenario - input'!$F60=\"\"),\"\",L75/'Lives scenario - input'!$F60),\"\")","v":""},{"$f":"IFERROR(IF(OR(M75=\"\",'Lives scenario - input'!$F60=\"\"),\"\",M75/'Lives scenario - input'!$F60),\"\")","v":""},{"$f":"IFERROR(IF(OR(N75=\"\",'Lives scenario - input'!$F60=\"\"),\"\",N75/'Lives scenario - input'!$F60),\"\")","v":""},{"$f":"IFERROR(IF(OR(O75=\"\",'Lives scenario - input'!$F60=\"\"),\"\",O75/'Lives scenario - input'!$F60),\"\")","v":""},{"$f":"IFERROR(IF(OR(P75=\"\",'Lives scenario - input'!$F60=\"\"),\"\",P75/'Lives scenario - input'!$F60),\"\")","v":""},{"$f":"IFERROR(IF(OR(Q75=\"\",'Lives scenario - input'!$F60=\"\"),\"\",Q75/'Lives scenario - input'!$F60),\"\")","v":""},{"$f":"IFERROR(IF(OR(R75=\"\",'Lives scenario - input'!$F60=\"\"),\"\",R75/'Lives scenario - input'!$F60),\"\")","v":""},{"$f":"IFERROR(IF(OR(S75=\"\",'Lives scenario - input'!$F60=\"\"),\"\",S75/'Lives scenario - input'!$F60),\"\")","v":""},{"$f":"IFERROR(IF(OR(T75=\"\",'Lives scenario - input'!$F60=\"\"),\"\",T75/'Lives scenario - input'!$F60),\"\")","v":""},{"$f":"IFERROR(IF(OR(U75=\"\",'Lives scenario - input'!$F60=\"\"),\"\",U75/'Lives scenario - input'!$F60),\"\")","v":""},{"$f":"IFERROR(IF(OR(V75=\"\",'Lives scenario - input'!$F60=\"\"),\"\",V75/'Lives scenario - input'!$F60),\"\")","v":""},{"$f":"IFERROR(IF(OR(W75=\"\",'Lives scenario - input'!$F60=\"\"),\"\",W75/'Lives scenario - input'!$F60),\"\")","v":""}]
[{"$f":"IFERROR('Lives scenario - input'!A61,\"\")","v":""},{"$f":"IFERROR('Lives scenario - input'!B61,\"\")","v":""},{"$f":"IFERROR('Lives scenario - input'!C61,\"\")","v":""},{"$f":"IFERROR(repcalc('Lives scenario - input'!$CX61:$GJ61,'Lives scenario - input'!$I61,'Lives scenario - input'!$G61,'Lives scenario - input'!$H61,20,TRUE,TRUE),\"\")","v":""},"","","","","","","","","","","","","","","","","","","",{"$f":"IFERROR(IF(OR(D76=\"\",'Lives scenario - input'!$F61=\"\"),\"\",D76/'Lives scenario - input'!$F61),\"\")","v":""},{"$f":"IFERROR(IF(OR(E76=\"\",'Lives scenario - input'!$F61=\"\"),\"\",E76/'Lives scenario - input'!$F61),\"\")","v":""},{"$f":"IFERROR(IF(OR(F76=\"\",'Lives scenario - input'!$F61=\"\"),\"\",F76/'Lives scenario - input'!$F61),\"\")","v":""},{"$f":"IFERROR(IF(OR(G76=\"\",'Lives scenario - input'!$F61=\"\"),\"\",G76/'Lives scenario - input'!$F61),\"\")","v":""},{"$f":"IFERROR(IF(OR(H76=\"\",'Lives scenario - input'!$F61=\"\"),\"\",H76/'Lives scenario - input'!$F61),\"\")","v":""},{"$f":"IFERROR(IF(OR(I76=\"\",'Lives scenario - input'!$F61=\"\"),\"\",I76/'Lives scenario - input'!$F61),\"\")","v":""},{"$f":"IFERROR(IF(OR(J76=\"\",'Lives scenario - input'!$F61=\"\"),\"\",J76/'Lives scenario - input'!$F61),\"\")","v":""},{"$f":"IFERROR(IF(OR(K76=\"\",'Lives scenario - input'!$F61=\"\"),\"\",K76/'Lives scenario - input'!$F61),\"\")","v":""},{"$f":"IFERROR(IF(OR(L76=\"\",'Lives scenario - input'!$F61=\"\"),\"\",L76/'Lives scenario - input'!$F61),\"\")","v":""},{"$f":"IFERROR(IF(OR(M76=\"\",'Lives scenario - input'!$F61=\"\"),\"\",M76/'Lives scenario - input'!$F61),\"\")","v":""},{"$f":"IFERROR(IF(OR(N76=\"\",'Lives scenario - input'!$F61=\"\"),\"\",N76/'Lives scenario - input'!$F61),\"\")","v":""},{"$f":"IFERROR(IF(OR(O76=\"\",'Lives scenario - input'!$F61=\"\"),\"\",O76/'Lives scenario - input'!$F61),\"\")","v":""},{"$f":"IFERROR(IF(OR(P76=\"\",'Lives scenario - input'!$F61=\"\"),\"\",P76/'Lives scenario - input'!$F61),\"\")","v":""},{"$f":"IFERROR(IF(OR(Q76=\"\",'Lives scenario - input'!$F61=\"\"),\"\",Q76/'Lives scenario - input'!$F61),\"\")","v":""},{"$f":"IFERROR(IF(OR(R76=\"\",'Lives scenario - input'!$F61=\"\"),\"\",R76/'Lives scenario - input'!$F61),\"\")","v":""},{"$f":"IFERROR(IF(OR(S76=\"\",'Lives scenario - input'!$F61=\"\"),\"\",S76/'Lives scenario - input'!$F61),\"\")","v":""},{"$f":"IFERROR(IF(OR(T76=\"\",'Lives scenario - input'!$F61=\"\"),\"\",T76/'Lives scenario - input'!$F61),\"\")","v":""},{"$f":"IFERROR(IF(OR(U76=\"\",'Lives scenario - input'!$F61=\"\"),\"\",U76/'Lives scenario - input'!$F61),\"\")","v":""},{"$f":"IFERROR(IF(OR(V76=\"\",'Lives scenario - input'!$F61=\"\"),\"\",V76/'Lives scenario - input'!$F61),\"\")","v":""},{"$f":"IFERROR(IF(OR(W76=\"\",'Lives scenario - input'!$F61=\"\"),\"\",W76/'Lives scenario - input'!$F61),\"\")","v":""}]
[{"$f":"IFERROR('Lives scenario - input'!A62,\"\")","v":""},{"$f":"IFERROR('Lives scenario - input'!B62,\"\")","v":""},{"$f":"IFERROR('Lives scenario - input'!C62,\"\")","v":""},{"$f":"IFERROR(repcalc('Lives scenario - input'!$CX62:$GJ62,'Lives scenario - input'!$I62,'Lives scenario - input'!$G62,'Lives scenario - input'!$H62,20,TRUE,TRUE),\"\")","v":""},"","","","","","","","","","","","","","","","","","","",{"$f":"IFERROR(IF(OR(D77=\"\",'Lives scenario - input'!$F62=\"\"),\"\",D77/'Lives scenario - input'!$F62),\"\")","v":""},{"$f":"IFERROR(IF(OR(E77=\"\",'Lives scenario - input'!$F62=\"\"),\"\",E77/'Lives scenario - input'!$F62),\"\")","v":""},{"$f":"IFERROR(IF(OR(F77=\"\",'Lives scenario - input'!$F62=\"\"),\"\",F77/'Lives scenario - input'!$F62),\"\")","v":""},{"$f":"IFERROR(IF(OR(G77=\"\",'Lives scenario - input'!$F62=\"\"),\"\",G77/'Lives scenario - input'!$F62),\"\")","v":""},{"$f":"IFERROR(IF(OR(H77=\"\",'Lives scenario - input'!$F62=\"\"),\"\",H77/'Lives scenario - input'!$F62),\"\")","v":""},{"$f":"IFERROR(IF(OR(I77=\"\",'Lives scenario - input'!$F62=\"\"),\"\",I77/'Lives scenario - input'!$F62),\"\")","v":""},{"$f":"IFERROR(IF(OR(J77=\"\",'Lives scenario - input'!$F62=\"\"),\"\",J77/'Lives scenario - input'!$F62),\"\")","v":""},{"$f":"IFERROR(IF(OR(K77=\"\",'Lives scenario - input'!$F62=\"\"),\"\",K77/'Lives scenario - input'!$F62),\"\")","v":""},{"$f":"IFERROR(IF(OR(L77=\"\",'Lives scenario - input'!$F62=\"\"),\"\",L77/'Lives scenario - input'!$F62),\"\")","v":""},{"$f":"IFERROR(IF(OR(M77=\"\",'Lives scenario - input'!$F62=\"\"),\"\",M77/'Lives scenario - input'!$F62),\"\")","v":""},{"$f":"IFERROR(IF(OR(N77=\"\",'Lives scenario - input'!$F62=\"\"),\"\",N77/'Lives scenario - input'!$F62),\"\")","v":""},{"$f":"IFERROR(IF(OR(O77=\"\",'Lives scenario - input'!$F62=\"\"),\"\",O77/'Lives scenario - input'!$F62),\"\")","v":""},{"$f":"IFERROR(IF(OR(P77=\"\",'Lives scenario - input'!$F62=\"\"),\"\",P77/'Lives scenario - input'!$F62),\"\")","v":""},{"$f":"IFERROR(IF(OR(Q77=\"\",'Lives scenario - input'!$F62=\"\"),\"\",Q77/'Lives scenario - input'!$F62),\"\")","v":""},{"$f":"IFERROR(IF(OR(R77=\"\",'Lives scenario - input'!$F62=\"\"),\"\",R77/'Lives scenario - input'!$F62),\"\")","v":""},{"$f":"IFERROR(IF(OR(S77=\"\",'Lives scenario - input'!$F62=\"\"),\"\",S77/'Lives scenario - input'!$F62),\"\")","v":""},{"$f":"IFERROR(IF(OR(T77=\"\",'Lives scenario - input'!$F62=\"\"),\"\",T77/'Lives scenario - input'!$F62),\"\")","v":""},{"$f":"IFERROR(IF(OR(U77=\"\",'Lives scenario - input'!$F62=\"\"),\"\",U77/'Lives scenario - input'!$F62),\"\")","v":""},{"$f":"IFERROR(IF(OR(V77=\"\",'Lives scenario - input'!$F62=\"\"),\"\",V77/'Lives scenario - input'!$F62),\"\")","v":""},{"$f":"IFERROR(IF(OR(W77=\"\",'Lives scenario - input'!$F62=\"\"),\"\",W77/'Lives scenario - input'!$F62),\"\")","v":""}]
[{"$f":"IFERROR('Lives scenario - input'!A63,\"\")","v":""},{"$f":"IFERROR('Lives scenario - input'!B63,\"\")","v":""},{"$f":"IFERROR('Lives scenario - input'!C63,\"\")","v":""},{"$f":"IFERROR(repcalc('Lives scenario - input'!$CX63:$GJ63,'Lives scenario - input'!$I63,'Lives scenario - input'!$G63,'Lives scenario - input'!$H63,20,TRUE,TRUE),\"\")","v":""},"","","","","","","","","","","","","","","","","","","",{"$f":"IFERROR(IF(OR(D78=\"\",'Lives scenario - input'!$F63=\"\"),\"\",D78/'Lives scenario - input'!$F63),\"\")","v":""},{"$f":"IFERROR(IF(OR(E78=\"\",'Lives scenario - input'!$F63=\"\"),\"\",E78/'Lives scenario - input'!$F63),\"\")","v":""},{"$f":"IFERROR(IF(OR(F78=\"\",'Lives scenario - input'!$F63=\"\"),\"\",F78/'Lives scenario - input'!$F63),\"\")","v":""},{"$f":"IFERROR(IF(OR(G78=\"\",'Lives scenario - input'!$F63=\"\"),\"\",G78/'Lives scenario - input'!$F63),\"\")","v":""},{"$f":"IFERROR(IF(OR(H78=\"\",'Lives scenario - input'!$F63=\"\"),\"\",H78/'Lives scenario - input'!$F63),\"\")","v":""},{"$f":"IFERROR(IF(OR(I78=\"\",'Lives scenario - input'!$F63=\"\"),\"\",I78/'Lives scenario - input'!$F63),\"\")","v":""},{"$f":"IFERROR(IF(OR(J78=\"\",'Lives scenario - input'!$F63=\"\"),\"\",J78/'Lives scenario - input'!$F63),\"\")","v":""},{"$f":"IFERROR(IF(OR(K78=\"\",'Lives scenario - input'!$F63=\"\"),\"\",K78/'Lives scenario - input'!$F63),\"\")","v":""},{"$f":"IFERROR(IF(OR(L78=\"\",'Lives scenario - input'!$F63=\"\"),\"\",L78/'Lives scenario - input'!$F63),\"\")","v":""},{"$f":"IFERROR(IF(OR(M78=\"\",'Lives scenario - input'!$F63=\"\"),\"\",M78/'Lives scenario - input'!$F63),\"\")","v":""},{"$f":"IFERROR(IF(OR(N78=\"\",'Lives scenario - input'!$F63=\"\"),\"\",N78/'Lives scenario - input'!$F63),\"\")","v":""},{"$f":"IFERROR(IF(OR(O78=\"\",'Lives scenario - input'!$F63=\"\"),\"\",O78/'Lives scenario - input'!$F63),\"\")","v":""},{"$f":"IFERROR(IF(OR(P78=\"\",'Lives scenario - input'!$F63=\"\"),\"\",P78/'Lives scenario - input'!$F63),\"\")","v":""},{"$f":"IFERROR(IF(OR(Q78=\"\",'Lives scenario - input'!$F63=\"\"),\"\",Q78/'Lives scenario - input'!$F63),\"\")","v":""},{"$f":"IFERROR(IF(OR(R78=\"\",'Lives scenario - input'!$F63=\"\"),\"\",R78/'Lives scenario - input'!$F63),\"\")","v":""},{"$f":"IFERROR(IF(OR(S78=\"\",'Lives scenario - input'!$F63=\"\"),\"\",S78/'Lives scenario - input'!$F63),\"\")","v":""},{"$f":"IFERROR(IF(OR(T78=\"\",'Lives scenario - input'!$F63=\"\"),\"\",T78/'Lives scenario - input'!$F63),\"\")","v":""},{"$f":"IFERROR(IF(OR(U78=\"\",'Lives scenario - input'!$F63=\"\"),\"\",U78/'Lives scenario - input'!$F63),\"\")","v":""},{"$f":"IFERROR(IF(OR(V78=\"\",'Lives scenario - input'!$F63=\"\"),\"\",V78/'Lives scenario - input'!$F63),\"\")","v":""},{"$f":"IFERROR(IF(OR(W78=\"\",'Lives scenario - input'!$F63=\"\"),\"\",W78/'Lives scenario - input'!$F63),\"\")","v":""}]
[{"$f":"IFERROR('Lives scenario - input'!A64,\"\")","v":""},{"$f":"IFERROR('Lives scenario - input'!B64,\"\")","v":""},{"$f":"IFERROR('Lives scenario - input'!C64,\"\")","v":""},{"$f":"IFERROR(repcalc('Lives scenario - input'!$CX64:$GJ64,'Lives scenario - input'!$I64,'Lives scenario - input'!$G64,'Lives scenario - input'!$H64,20,TRUE,TRUE),\"\")","v":""},"","","","","","","","","","","","","","","","","","","",{"$f":"IFERROR(IF(OR(D79=\"\",'Lives scenario - input'!$F64=\"\"),\"\",D79/'Lives scenario - input'!$F64),\"\")","v":""},{"$f":"IFERROR(IF(OR(E79=\"\",'Lives scenario - input'!$F64=\"\"),\"\",E79/'Lives scenario - input'!$F64),\"\")","v":""},{"$f":"IFERROR(IF(OR(F79=\"\",'Lives scenario - input'!$F64=\"\"),\"\",F79/'Lives scenario - input'!$F64),\"\")","v":""},{"$f":"IFERROR(IF(OR(G79=\"\",'Lives scenario - input'!$F64=\"\"),\"\",G79/'Lives scenario - input'!$F64),\"\")","v":""},{"$f":"IFERROR(IF(OR(H79=\"\",'Lives scenario - input'!$F64=\"\"),\"\",H79/'Lives scenario - input'!$F64),\"\")","v":""},{"$f":"IFERROR(IF(OR(I79=\"\",'Lives scenario - input'!$F64=\"\"),\"\",I79/'Lives scenario - input'!$F64),\"\")","v":""},{"$f":"IFERROR(IF(OR(J79=\"\",'Lives scenario - input'!$F64=\"\"),\"\",J79/'Lives scenario - input'!$F64),\"\")","v":""},{"$f":"IFERROR(IF(OR(K79=\"\",'Lives scenario - input'!$F64=\"\"),\"\",K79/'Lives scenario - input'!$F64),\"\")","v":""},{"$f":"IFERROR(IF(OR(L79=\"\",'Lives scenario - input'!$F64=\"\"),\"\",L79/'Lives scenario - input'!$F64),\"\")","v":""},{"$f":"IFERROR(IF(OR(M79=\"\",'Lives scenario - input'!$F64=\"\"),\"\",M79/'Lives scenario - input'!$F64),\"\")","v":""},{"$f":"IFERROR(IF(OR(N79=\"\",'Lives scenario - input'!$F64=\"\"),\"\",N79/'Lives scenario - input'!$F64),\"\")","v":""},{"$f":"IFERROR(IF(OR(O79=\"\",'Lives scenario - input'!$F64=\"\"),\"\",O79/'Lives scenario - input'!$F64),\"\")","v":""},{"$f":"IFERROR(IF(OR(P79=\"\",'Lives scenario - input'!$F64=\"\"),\"\",P79/'Lives scenario - input'!$F64),\"\")","v":""},{"$f":"IFERROR(IF(OR(Q79=\"\",'Lives scenario - input'!$F64=\"\"),\"\",Q79/'Lives scenario - input'!$F64),\"\")","v":""},{"$f":"IFERROR(IF(OR(R79=\"\",'Lives scenario - input'!$F64=\"\"),\"\",R79/'Lives scenario - input'!$F64),\"\")","v":""},{"$f":"IFERROR(IF(OR(S79=\"\",'Lives scenario - input'!$F64=\"\"),\"\",S79/'Lives scenario - input'!$F64),\"\")","v":""},{"$f":"IFERROR(IF(OR(T79=\"\",'Lives scenario - input'!$F64=\"\"),\"\",T79/'Lives scenario - input'!$F64),\"\")","v":""},{"$f":"IFERROR(IF(OR(U79=\"\",'Lives scenario - input'!$F64=\"\"),\"\",U79/'Lives scenario - input'!$F64),\"\")","v":""},{"$f":"IFERROR(IF(OR(V79=\"\",'Lives scenario - input'!$F64=\"\"),\"\",V79/'Lives scenario - input'!$F64),\"\")","v":""},{"$f":"IFERROR(IF(OR(W79=\"\",'Lives scenario - input'!$F64=\"\"),\"\",W79/'Lives scenario - input'!$F64),\"\")","v":""}]
[{"$f":"IFERROR('Lives scenario - input'!A65,\"\")","v":""},{"$f":"IFERROR('Lives scenario - input'!B65,\"\")","v":""},{"$f":"IFERROR('Lives scenario - input'!C65,\"\")","v":""},{"$f":"IFERROR(repcalc('Lives scenario - input'!$CX65:$GJ65,'Lives scenario - input'!$I65,'Lives scenario - input'!$G65,'Lives scenario - input'!$H65,20,TRUE,TRUE),\"\")","v":""},"","","","","","","","","","","","","","","","","","","",{"$f":"IFERROR(IF(OR(D80=\"\",'Lives scenario - input'!$F65=\"\"),\"\",D80/'Lives scenario - input'!$F65),\"\")","v":""},{"$f":"IFERROR(IF(OR(E80=\"\",'Lives scenario - input'!$F65=\"\"),\"\",E80/'Lives scenario - input'!$F65),\"\")","v":""},{"$f":"IFERROR(IF(OR(F80=\"\",'Lives scenario - input'!$F65=\"\"),\"\",F80/'Lives scenario - input'!$F65),\"\")","v":""},{"$f":"IFERROR(IF(OR(G80=\"\",'Lives scenario - input'!$F65=\"\"),\"\",G80/'Lives scenario - input'!$F65),\"\")","v":""},{"$f":"IFERROR(IF(OR(H80=\"\",'Lives scenario - input'!$F65=\"\"),\"\",H80/'Lives scenario - input'!$F65),\"\")","v":""},{"$f":"IFERROR(IF(OR(I80=\"\",'Lives scenario - input'!$F65=\"\"),\"\",I80/'Lives scenario - input'!$F65),\"\")","v":""},{"$f":"IFERROR(IF(OR(J80=\"\",'Lives scenario - input'!$F65=\"\"),\"\",J80/'Lives scenario - input'!$F65),\"\")","v":""},{"$f":"IFERROR(IF(OR(K80=\"\",'Lives scenario - input'!$F65=\"\"),\"\",K80/'Lives scenario - input'!$F65),\"\")","v":""},{"$f":"IFERROR(IF(OR(L80=\"\",'Lives scenario - input'!$F65=\"\"),\"\",L80/'Lives scenario - input'!$F65),\"\")","v":""},{"$f":"IFERROR(IF(OR(M80=\"\",'Lives scenario - input'!$F65=\"\"),\"\",M80/'Lives scenario - input'!$F65),\"\")","v":""},{"$f":"IFERROR(IF(OR(N80=\"\",'Lives scenario - input'!$F65=\"\"),\"\",N80/'Lives scenario - input'!$F65),\"\")","v":""},{"$f":"IFERROR(IF(OR(O80=\"\",'Lives scenario - input'!$F65=\"\"),\"\",O80/'Lives scenario - input'!$F65),\"\")","v":""},{"$f":"IFERROR(IF(OR(P80=\"\",'Lives scenario - input'!$F65=\"\"),\"\",P80/'Lives scenario - input'!$F65),\"\")","v":""},{"$f":"IFERROR(IF(OR(Q80=\"\",'Lives scenario - input'!$F65=\"\"),\"\",Q80/'Lives scenario - input'!$F65),\"\")","v":""},{"$f":"IFERROR(IF(OR(R80=\"\",'Lives scenario - input'!$F65=\"\"),\"\",R80/'Lives scenario - input'!$F65),\"\")","v":""},{"$f":"IFERROR(IF(OR(S80=\"\",'Lives scenario - input'!$F65=\"\"),\"\",S80/'Lives scenario - input'!$F65),\"\")","v":""},{"$f":"IFERROR(IF(OR(T80=\"\",'Lives scenario - input'!$F65=\"\"),\"\",T80/'Lives scenario - input'!$F65),\"\")","v":""},{"$f":"IFERROR(IF(OR(U80=\"\",'Lives scenario - input'!$F65=\"\"),\"\",U80/'Lives scenario - input'!$F65),\"\")","v":""},{"$f":"IFERROR(IF(OR(V80=\"\",'Lives scenario - input'!$F65=\"\"),\"\",V80/'Lives scenario - input'!$F65),\"\")","v":""},{"$f":"IFERROR(IF(OR(W80=\"\",'Lives scenario - input'!$F65=\"\"),\"\",W80/'Lives scenario - input'!$F65),\"\")","v":""}]
[{"$f":"IFERROR('Lives scenario - input'!A66,\"\")","v":""},{"$f":"IFERROR('Lives scenario - input'!B66,\"\")","v":""},{"$f":"IFERROR('Lives scenario - input'!C66,\"\")","v":""},{"$f":"IFERROR(repcalc('Lives scenario - input'!$CX66:$GJ66,'Lives scenario - input'!$I66,'Lives scenario - input'!$G66,'Lives scenario - input'!$H66,20,TRUE,TRUE),\"\")","v":""},"","","","","","","","","","","","","","","","","","","",{"$f":"IFERROR(IF(OR(D81=\"\",'Lives scenario - input'!$F66=\"\"),\"\",D81/'Lives scenario - input'!$F66),\"\")","v":""},{"$f":"IFERROR(IF(OR(E81=\"\",'Lives scenario - input'!$F66=\"\"),\"\",E81/'Lives scenario - input'!$F66),\"\")","v":""},{"$f":"IFERROR(IF(OR(F81=\"\",'Lives scenario - input'!$F66=\"\"),\"\",F81/'Lives scenario - input'!$F66),\"\")","v":""},{"$f":"IFERROR(IF(OR(G81=\"\",'Lives scenario - input'!$F66=\"\"),\"\",G81/'Lives scenario - input'!$F66),\"\")","v":""},{"$f":"IFERROR(IF(OR(H81=\"\",'Lives scenario - input'!$F66=\"\"),\"\",H81/'Lives scenario - input'!$F66),\"\")","v":""},{"$f":"IFERROR(IF(OR(I81=\"\",'Lives scenario - input'!$F66=\"\"),\"\",I81/'Lives scenario - input'!$F66),\"\")","v":""},{"$f":"IFERROR(IF(OR(J81=\"\",'Lives scenario - input'!$F66=\"\"),\"\",J81/'Lives scenario - input'!$F66),\"\")","v":""},{"$f":"IFERROR(IF(OR(K81=\"\",'Lives scenario - input'!$F66=\"\"),\"\",K81/'Lives scenario - input'!$F66),\"\")","v":""},{"$f":"IFERROR(IF(OR(L81=\"\",'Lives scenario - input'!$F66=\"\"),\"\",L81/'Lives scenario - input'!$F66),\"\")","v":""},{"$f":"IFERROR(IF(OR(M81=\"\",'Lives scenario - input'!$F66=\"\"),\"\",M81/'Lives scenario - input'!$F66),\"\")","v":""},{"$f":"IFERROR(IF(OR(N81=\"\",'Lives scenario - input'!$F66=\"\"),\"\",N81/'Lives scenario - input'!$F66),\"\")","v":""},{"$f":"IFERROR(IF(OR(O81=\"\",'Lives scenario - input'!$F66=\"\"),\"\",O81/'Lives scenario - input'!$F66),\"\")","v":""},{"$f":"IFERROR(IF(OR(P81=\"\",'Lives scenario - input'!$F66=\"\"),\"\",P81/'Lives scenario - input'!$F66),\"\")","v":""},{"$f":"IFERROR(IF(OR(Q81=\"\",'Lives scenario - input'!$F66=\"\"),\"\",Q81/'Lives scenario - input'!$F66),\"\")","v":""},{"$f":"IFERROR(IF(OR(R81=\"\",'Lives scenario - input'!$F66=\"\"),\"\",R81/'Lives scenario - input'!$F66),\"\")","v":""},{"$f":"IFERROR(IF(OR(S81=\"\",'Lives scenario - input'!$F66=\"\"),\"\",S81/'Lives scenario - input'!$F66),\"\")","v":""},{"$f":"IFERROR(IF(OR(T81=\"\",'Lives scenario - input'!$F66=\"\"),\"\",T81/'Lives scenario - input'!$F66),\"\")","v":""},{"$f":"IFERROR(IF(OR(U81=\"\",'Lives scenario - input'!$F66=\"\"),\"\",U81/'Lives scenario - input'!$F66),\"\")","v":""},{"$f":"IFERROR(IF(OR(V81=\"\",'Lives scenario - input'!$F66=\"\"),\"\",V81/'Lives scenario - input'!$F66),\"\")","v":""},{"$f":"IFERROR(IF(OR(W81=\"\",'Lives scenario - input'!$F66=\"\"),\"\",W81/'Lives scenario - input'!$F66),\"\")","v":""}]
[{"$f":"IFERROR('Lives scenario - input'!A67,\"\")","v":""},{"$f":"IFERROR('Lives scenario - input'!B67,\"\")","v":""},{"$f":"IFERROR('Lives scenario - input'!C67,\"\")","v":""},{"$f":"IFERROR(repcalc('Lives scenario - input'!$CX67:$GJ67,'Lives scenario - input'!$I67,'Lives scenario - input'!$G67,'Lives scenario - input'!$H67,20,TRUE,TRUE),\"\")","v":""},"","","","","","","","","","","","","","","","","","","",{"$f":"IFERROR(IF(OR(D82=\"\",'Lives scenario - input'!$F67=\"\"),\"\",D82/'Lives scenario - input'!$F67),\"\")","v":""},{"$f":"IFERROR(IF(OR(E82=\"\",'Lives scenario - input'!$F67=\"\"),\"\",E82/'Lives scenario - input'!$F67),\"\")","v":""},{"$f":"IFERROR(IF(OR(F82=\"\",'Lives scenario - input'!$F67=\"\"),\"\",F82/'Lives scenario - input'!$F67),\"\")","v":""},{"$f":"IFERROR(IF(OR(G82=\"\",'Lives scenario - input'!$F67=\"\"),\"\",G82/'Lives scenario - input'!$F67),\"\")","v":""},{"$f":"IFERROR(IF(OR(H82=\"\",'Lives scenario - input'!$F67=\"\"),\"\",H82/'Lives scenario - input'!$F67),\"\")","v":""},{"$f":"IFERROR(IF(OR(I82=\"\",'Lives scenario - input'!$F67=\"\"),\"\",I82/'Lives scenario - input'!$F67),\"\")","v":""},{"$f":"IFERROR(IF(OR(J82=\"\",'Lives scenario - input'!$F67=\"\"),\"\",J82/'Lives scenario - input'!$F67),\"\")","v":""},{"$f":"IFERROR(IF(OR(K82=\"\",'Lives scenario - input'!$F67=\"\"),\"\",K82/'Lives scenario - input'!$F67),\"\")","v":""},{"$f":"IFERROR(IF(OR(L82=\"\",'Lives scenario - input'!$F67=\"\"),\"\",L82/'Lives scenario - input'!$F67),\"\")","v":""},{"$f":"IFERROR(IF(OR(M82=\"\",'Lives scenario - input'!$F67=\"\"),\"\",M82/'Lives scenario - input'!$F67),\"\")","v":""},{"$f":"IFERROR(IF(OR(N82=\"\",'Lives scenario - input'!$F67=\"\"),\"\",N82/'Lives scenario - input'!$F67),\"\")","v":""},{"$f":"IFERROR(IF(OR(O82=\"\",'Lives scenario - input'!$F67=\"\"),\"\",O82/'Lives scenario - input'!$F67),\"\")","v":""},{"$f":"IFERROR(IF(OR(P82=\"\",'Lives scenario - input'!$F67=\"\"),\"\",P82/'Lives scenario - input'!$F67),\"\")","v":""},{"$f":"IFERROR(IF(OR(Q82=\"\",'Lives scenario - input'!$F67=\"\"),\"\",Q82/'Lives scenario - input'!$F67),\"\")","v":""},{"$f":"IFERROR(IF(OR(R82=\"\",'Lives scenario - input'!$F67=\"\"),\"\",R82/'Lives scenario - input'!$F67),\"\")","v":""},{"$f":"IFERROR(IF(OR(S82=\"\",'Lives scenario - input'!$F67=\"\"),\"\",S82/'Lives scenario - input'!$F67),\"\")","v":""},{"$f":"IFERROR(IF(OR(T82=\"\",'Lives scenario - input'!$F67=\"\"),\"\",T82/'Lives scenario - input'!$F67),\"\")","v":""},{"$f":"IFERROR(IF(OR(U82=\"\",'Lives scenario - input'!$F67=\"\"),\"\",U82/'Lives scenario - input'!$F67),\"\")","v":""},{"$f":"IFERROR(IF(OR(V82=\"\",'Lives scenario - input'!$F67=\"\"),\"\",V82/'Lives scenario - input'!$F67),\"\")","v":""},{"$f":"IFERROR(IF(OR(W82=\"\",'Lives scenario - input'!$F67=\"\"),\"\",W82/'Lives scenario - input'!$F67),\"\")","v":""}]
[{"$f":"IFERROR('Lives scenario - input'!A68,\"\")","v":""},{"$f":"IFERROR('Lives scenario - input'!B68,\"\")","v":""},{"$f":"IFERROR('Lives scenario - input'!C68,\"\")","v":""},{"$f":"IFERROR(repcalc('Lives scenario - input'!$CX68:$GJ68,'Lives scenario - input'!$I68,'Lives scenario - input'!$G68,'Lives scenario - input'!$H68,20,TRUE,TRUE),\"\")","v":""},"","","","","","","","","","","","","","","","","","","",{"$f":"IFERROR(IF(OR(D83=\"\",'Lives scenario - input'!$F68=\"\"),\"\",D83/'Lives scenario - input'!$F68),\"\")","v":""},{"$f":"IFERROR(IF(OR(E83=\"\",'Lives scenario - input'!$F68=\"\"),\"\",E83/'Lives scenario - input'!$F68),\"\")","v":""},{"$f":"IFERROR(IF(OR(F83=\"\",'Lives scenario - input'!$F68=\"\"),\"\",F83/'Lives scenario - input'!$F68),\"\")","v":""},{"$f":"IFERROR(IF(OR(G83=\"\",'Lives scenario - input'!$F68=\"\"),\"\",G83/'Lives scenario - input'!$F68),\"\")","v":""},{"$f":"IFERROR(IF(OR(H83=\"\",'Lives scenario - input'!$F68=\"\"),\"\",H83/'Lives scenario - input'!$F68),\"\")","v":""},{"$f":"IFERROR(IF(OR(I83=\"\",'Lives scenario - input'!$F68=\"\"),\"\",I83/'Lives scenario - input'!$F68),\"\")","v":""},{"$f":"IFERROR(IF(OR(J83=\"\",'Lives scenario - input'!$F68=\"\"),\"\",J83/'Lives scenario - input'!$F68),\"\")","v":""},{"$f":"IFERROR(IF(OR(K83=\"\",'Lives scenario - input'!$F68=\"\"),\"\",K83/'Lives scenario - input'!$F68),\"\")","v":""},{"$f":"IFERROR(IF(OR(L83=\"\",'Lives scenario - input'!$F68=\"\"),\"\",L83/'Lives scenario - input'!$F68),\"\")","v":""},{"$f":"IFERROR(IF(OR(M83=\"\",'Lives scenario - input'!$F68=\"\"),\"\",M83/'Lives scenario - input'!$F68),\"\")","v":""},{"$f":"IFERROR(IF(OR(N83=\"\",'Lives scenario - input'!$F68=\"\"),\"\",N83/'Lives scenario - input'!$F68),\"\")","v":""},{"$f":"IFERROR(IF(OR(O83=\"\",'Lives scenario - input'!$F68=\"\"),\"\",O83/'Lives scenario - input'!$F68),\"\")","v":""},{"$f":"IFERROR(IF(OR(P83=\"\",'Lives scenario - input'!$F68=\"\"),\"\",P83/'Lives scenario - input'!$F68),\"\")","v":""},{"$f":"IFERROR(IF(OR(Q83=\"\",'Lives scenario - input'!$F68=\"\"),\"\",Q83/'Lives scenario - input'!$F68),\"\")","v":""},{"$f":"IFERROR(IF(OR(R83=\"\",'Lives scenario - input'!$F68=\"\"),\"\",R83/'Lives scenario - input'!$F68),\"\")","v":""},{"$f":"IFERROR(IF(OR(S83=\"\",'Lives scenario - input'!$F68=\"\"),\"\",S83/'Lives scenario - input'!$F68),\"\")","v":""},{"$f":"IFERROR(IF(OR(T83=\"\",'Lives scenario - input'!$F68=\"\"),\"\",T83/'Lives scenario - input'!$F68),\"\")","v":""},{"$f":"IFERROR(IF(OR(U83=\"\",'Lives scenario - input'!$F68=\"\"),\"\",U83/'Lives scenario - input'!$F68),\"\")","v":""},{"$f":"IFERROR(IF(OR(V83=\"\",'Lives scenario - input'!$F68=\"\"),\"\",V83/'Lives scenario - input'!$F68),\"\")","v":""},{"$f":"IFERROR(IF(OR(W83=\"\",'Lives scenario - input'!$F68=\"\"),\"\",W83/'Lives scenario - input'!$F68),\"\")","v":""}]
[{"$f":"IFERROR('Lives scenario - input'!A69,\"\")","v":""},{"$f":"IFERROR('Lives scenario - input'!B69,\"\")","v":""},{"$f":"IFERROR('Lives scenario - input'!C69,\"\")","v":""},{"$f":"IFERROR(repcalc('Lives scenario - input'!$CX69:$GJ69,'Lives scenario - input'!$I69,'Lives scenario - input'!$G69,'Lives scenario - input'!$H69,20,TRUE,TRUE),\"\")","v":""},"","","","","","","","","","","","","","","","","","","",{"$f":"IFERROR(IF(OR(D84=\"\",'Lives scenario - input'!$F69=\"\"),\"\",D84/'Lives scenario - input'!$F69),\"\")","v":""},{"$f":"IFERROR(IF(OR(E84=\"\",'Lives scenario - input'!$F69=\"\"),\"\",E84/'Lives scenario - input'!$F69),\"\")","v":""},{"$f":"IFERROR(IF(OR(F84=\"\",'Lives scenario - input'!$F69=\"\"),\"\",F84/'Lives scenario - input'!$F69),\"\")","v":""},{"$f":"IFERROR(IF(OR(G84=\"\",'Lives scenario - input'!$F69=\"\"),\"\",G84/'Lives scenario - input'!$F69),\"\")","v":""},{"$f":"IFERROR(IF(OR(H84=\"\",'Lives scenario - input'!$F69=\"\"),\"\",H84/'Lives scenario - input'!$F69),\"\")","v":""},{"$f":"IFERROR(IF(OR(I84=\"\",'Lives scenario - input'!$F69=\"\"),\"\",I84/'Lives scenario - input'!$F69),\"\")","v":""},{"$f":"IFERROR(IF(OR(J84=\"\",'Lives scenario - input'!$F69=\"\"),\"\",J84/'Lives scenario - input'!$F69),\"\")","v":""},{"$f":"IFERROR(IF(OR(K84=\"\",'Lives scenario - input'!$F69=\"\"),\"\",K84/'Lives scenario - input'!$F69),\"\")","v":""},{"$f":"IFERROR(IF(OR(L84=\"\",'Lives scenario - input'!$F69=\"\"),\"\",L84/'Lives scenario - input'!$F69),\"\")","v":""},{"$f":"IFERROR(IF(OR(M84=\"\",'Lives scenario - input'!$F69=\"\"),\"\",M84/'Lives scenario - input'!$F69),\"\")","v":""},{"$f":"IFERROR(IF(OR(N84=\"\",'Lives scenario - input'!$F69=\"\"),\"\",N84/'Lives scenario - input'!$F69),\"\")","v":""},{"$f":"IFERROR(IF(OR(O84=\"\",'Lives scenario - input'!$F69=\"\"),\"\",O84/'Lives scenario - input'!$F69),\"\")","v":""},{"$f":"IFERROR(IF(OR(P84=\"\",'Lives scenario - input'!$F69=\"\"),\"\",P84/'Lives scenario - input'!$F69),\"\")","v":""},{"$f":"IFERROR(IF(OR(Q84=\"\",'Lives scenario - input'!$F69=\"\"),\"\",Q84/'Lives scenario - input'!$F69),\"\")","v":""},{"$f":"IFERROR(IF(OR(R84=\"\",'Lives scenario - input'!$F69=\"\"),\"\",R84/'Lives scenario - input'!$F69),\"\")","v":""},{"$f":"IFERROR(IF(OR(S84=\"\",'Lives scenario - input'!$F69=\"\"),\"\",S84/'Lives scenario - input'!$F69),\"\")","v":""},{"$f":"IFERROR(IF(OR(T84=\"\",'Lives scenario - input'!$F69=\"\"),\"\",T84/'Lives scenario - input'!$F69),\"\")","v":""},{"$f":"IFERROR(IF(OR(U84=\"\",'Lives scenario - input'!$F69=\"\"),\"\",U84/'Lives scenario - input'!$F69),\"\")","v":""},{"$f":"IFERROR(IF(OR(V84=\"\",'Lives scenario - input'!$F69=\"\"),\"\",V84/'Lives scenario - input'!$F69),\"\")","v":""},{"$f":"IFERROR(IF(OR(W84=\"\",'Lives scenario - input'!$F69=\"\"),\"\",W84/'Lives scenario - input'!$F69),\"\")","v":""}]
[{"$f":"IFERROR('Lives scenario - input'!A70,\"\")","v":""},{"$f":"IFERROR('Lives scenario - input'!B70,\"\")","v":""},{"$f":"IFERROR('Lives scenario - input'!C70,\"\")","v":""},{"$f":"IFERROR(repcalc('Lives scenario - input'!$CX70:$GJ70,'Lives scenario - input'!$I70,'Lives scenario - input'!$G70,'Lives scenario - input'!$H70,20,TRUE,TRUE),\"\")","v":""},"","","","","","","","","","","","","","","","","","","",{"$f":"IFERROR(IF(OR(D85=\"\",'Lives scenario - input'!$F70=\"\"),\"\",D85/'Lives scenario - input'!$F70),\"\")","v":""},{"$f":"IFERROR(IF(OR(E85=\"\",'Lives scenario - input'!$F70=\"\"),\"\",E85/'Lives scenario - input'!$F70),\"\")","v":""},{"$f":"IFERROR(IF(OR(F85=\"\",'Lives scenario - input'!$F70=\"\"),\"\",F85/'Lives scenario - input'!$F70),\"\")","v":""},{"$f":"IFERROR(IF(OR(G85=\"\",'Lives scenario - input'!$F70=\"\"),\"\",G85/'Lives scenario - input'!$F70),\"\")","v":""},{"$f":"IFERROR(IF(OR(H85=\"\",'Lives scenario - input'!$F70=\"\"),\"\",H85/'Lives scenario - input'!$F70),\"\")","v":""},{"$f":"IFERROR(IF(OR(I85=\"\",'Lives scenario - input'!$F70=\"\"),\"\",I85/'Lives scenario - input'!$F70),\"\")","v":""},{"$f":"IFERROR(IF(OR(J85=\"\",'Lives scenario - input'!$F70=\"\"),\"\",J85/'Lives scenario - input'!$F70),\"\")","v":""},{"$f":"IFERROR(IF(OR(K85=\"\",'Lives scenario - input'!$F70=\"\"),\"\",K85/'Lives scenario - input'!$F70),\"\")","v":""},{"$f":"IFERROR(IF(OR(L85=\"\",'Lives scenario - input'!$F70=\"\"),\"\",L85/'Lives scenario - input'!$F70),\"\")","v":""},{"$f":"IFERROR(IF(OR(M85=\"\",'Lives scenario - input'!$F70=\"\"),\"\",M85/'Lives scenario - input'!$F70),\"\")","v":""},{"$f":"IFERROR(IF(OR(N85=\"\",'Lives scenario - input'!$F70=\"\"),\"\",N85/'Lives scenario - input'!$F70),\"\")","v":""},{"$f":"IFERROR(IF(OR(O85=\"\",'Lives scenario - input'!$F70=\"\"),\"\",O85/'Lives scenario - input'!$F70),\"\")","v":""},{"$f":"IFERROR(IF(OR(P85=\"\",'Lives scenario - input'!$F70=\"\"),\"\",P85/'Lives scenario - input'!$F70),\"\")","v":""},{"$f":"IFERROR(IF(OR(Q85=\"\",'Lives scenario - input'!$F70=\"\"),\"\",Q85/'Lives scenario - input'!$F70),\"\")","v":""},{"$f":"IFERROR(IF(OR(R85=\"\",'Lives scenario - input'!$F70=\"\"),\"\",R85/'Lives scenario - input'!$F70),\"\")","v":""},{"$f":"IFERROR(IF(OR(S85=\"\",'Lives scenario - input'!$F70=\"\"),\"\",S85/'Lives scenario - input'!$F70),\"\")","v":""},{"$f":"IFERROR(IF(OR(T85=\"\",'Lives scenario - input'!$F70=\"\"),\"\",T85/'Lives scenario - input'!$F70),\"\")","v":""},{"$f":"IFERROR(IF(OR(U85=\"\",'Lives scenario - input'!$F70=\"\"),\"\",U85/'Lives scenario - input'!$F70),\"\")","v":""},{"$f":"IFERROR(IF(OR(V85=\"\",'Lives scenario - input'!$F70=\"\"),\"\",V85/'Lives scenario - input'!$F70),\"\")","v":""},{"$f":"IFERROR(IF(OR(W85=\"\",'Lives scenario - input'!$F70=\"\"),\"\",W85/'Lives scenario - input'!$F70),\"\")","v":""}]
[{"$f":"IFERROR('Lives scenario - input'!A71,\"\")","v":""},{"$f":"IFERROR('Lives scenario - input'!B71,\"\")","v":""},{"$f":"IFERROR('Lives scenario - input'!C71,\"\")","v":""},{"$f":"IFERROR(repcalc('Lives scenario - input'!$CX71:$GJ71,'Lives scenario - input'!$I71,'Lives scenario - input'!$G71,'Lives scenario - input'!$H71,20,TRUE,TRUE),\"\")","v":""},"","","","","","","","","","","","","","","","","","","",{"$f":"IFERROR(IF(OR(D86=\"\",'Lives scenario - input'!$F71=\"\"),\"\",D86/'Lives scenario - input'!$F71),\"\")","v":""},{"$f":"IFERROR(IF(OR(E86=\"\",'Lives scenario - input'!$F71=\"\"),\"\",E86/'Lives scenario - input'!$F71),\"\")","v":""},{"$f":"IFERROR(IF(OR(F86=\"\",'Lives scenario - input'!$F71=\"\"),\"\",F86/'Lives scenario - input'!$F71),\"\")","v":""},{"$f":"IFERROR(IF(OR(G86=\"\",'Lives scenario - input'!$F71=\"\"),\"\",G86/'Lives scenario - input'!$F71),\"\")","v":""},{"$f":"IFERROR(IF(OR(H86=\"\",'Lives scenario - input'!$F71=\"\"),\"\",H86/'Lives scenario - input'!$F71),\"\")","v":""},{"$f":"IFERROR(IF(OR(I86=\"\",'Lives scenario - input'!$F71=\"\"),\"\",I86/'Lives scenario - input'!$F71),\"\")","v":""},{"$f":"IFERROR(IF(OR(J86=\"\",'Lives scenario - input'!$F71=\"\"),\"\",J86/'Lives scenario - input'!$F71),\"\")","v":""},{"$f":"IFERROR(IF(OR(K86=\"\",'Lives scenario - input'!$F71=\"\"),\"\",K86/'Lives scenario - input'!$F71),\"\")","v":""},{"$f":"IFERROR(IF(OR(L86=\"\",'Lives scenario - input'!$F71=\"\"),\"\",L86/'Lives scenario - input'!$F71),\"\")","v":""},{"$f":"IFERROR(IF(OR(M86=\"\",'Lives scenario - input'!$F71=\"\"),\"\",M86/'Lives scenario - input'!$F71),\"\")","v":""},{"$f":"IFERROR(IF(OR(N86=\"\",'Lives scenario - input'!$F71=\"\"),\"\",N86/'Lives scenario - input'!$F71),\"\")","v":""},{"$f":"IFERROR(IF(OR(O86=\"\",'Lives scenario - input'!$F71=\"\"),\"\",O86/'Lives scenario - input'!$F71),\"\")","v":""},{"$f":"IFERROR(IF(OR(P86=\"\",'Lives scenario - input'!$F71=\"\"),\"\",P86/'Lives scenario - input'!$F71),\"\")","v":""},{"$f":"IFERROR(IF(OR(Q86=\"\",'Lives scenario - input'!$F71=\"\"),\"\",Q86/'Lives scenario - input'!$F71),\"\")","v":""},{"$f":"IFERROR(IF(OR(R86=\"\",'Lives scenario - input'!$F71=\"\"),\"\",R86/'Lives scenario - input'!$F71),\"\")","v":""},{"$f":"IFERROR(IF(OR(S86=\"\",'Lives scenario - input'!$F71=\"\"),\"\",S86/'Lives scenario - input'!$F71),\"\")","v":""},{"$f":"IFERROR(IF(OR(T86=\"\",'Lives scenario - input'!$F71=\"\"),\"\",T86/'Lives scenario - input'!$F71),\"\")","v":""},{"$f":"IFERROR(IF(OR(U86=\"\",'Lives scenario - input'!$F71=\"\"),\"\",U86/'Lives scenario - input'!$F71),\"\")","v":""},{"$f":"IFERROR(IF(OR(V86=\"\",'Lives scenario - input'!$F71=\"\"),\"\",V86/'Lives scenario - input'!$F71),\"\")","v":""},{"$f":"IFERROR(IF(OR(W86=\"\",'Lives scenario - input'!$F71=\"\"),\"\",W86/'Lives scenario - input'!$F71),\"\")","v":""}]
[{"$f":"IFERROR('Lives scenario - input'!A72,\"\")","v":""},{"$f":"IFERROR('Lives scenario - input'!B72,\"\")","v":""},{"$f":"IFERROR('Lives scenario - input'!C72,\"\")","v":""},{"$f":"IFERROR(repcalc('Lives scenario - input'!$CX72:$GJ72,'Lives scenario - input'!$I72,'Lives scenario - input'!$G72,'Lives scenario - input'!$H72,20,TRUE,TRUE),\"\")","v":""},"","","","","","","","","","","","","","","","","","","",{"$f":"IFERROR(IF(OR(D87=\"\",'Lives scenario - input'!$F72=\"\"),\"\",D87/'Lives scenario - input'!$F72),\"\")","v":""},{"$f":"IFERROR(IF(OR(E87=\"\",'Lives scenario - input'!$F72=\"\"),\"\",E87/'Lives scenario - input'!$F72),\"\")","v":""},{"$f":"IFERROR(IF(OR(F87=\"\",'Lives scenario - input'!$F72=\"\"),\"\",F87/'Lives scenario - input'!$F72),\"\")","v":""},{"$f":"IFERROR(IF(OR(G87=\"\",'Lives scenario - input'!$F72=\"\"),\"\",G87/'Lives scenario - input'!$F72),\"\")","v":""},{"$f":"IFERROR(IF(OR(H87=\"\",'Lives scenario - input'!$F72=\"\"),\"\",H87/'Lives scenario - input'!$F72),\"\")","v":""},{"$f":"IFERROR(IF(OR(I87=\"\",'Lives scenario - input'!$F72=\"\"),\"\",I87/'Lives scenario - input'!$F72),\"\")","v":""},{"$f":"IFERROR(IF(OR(J87=\"\",'Lives scenario - input'!$F72=\"\"),\"\",J87/'Lives scenario - input'!$F72),\"\")","v":""},{"$f":"IFERROR(IF(OR(K87=\"\",'Lives scenario - input'!$F72=\"\"),\"\",K87/'Lives scenario - input'!$F72),\"\")","v":""},{"$f":"IFERROR(IF(OR(L87=\"\",'Lives scenario - input'!$F72=\"\"),\"\",L87/'Lives scenario - input'!$F72),\"\")","v":""},{"$f":"IFERROR(IF(OR(M87=\"\",'Lives scenario - input'!$F72=\"\"),\"\",M87/'Lives scenario - input'!$F72),\"\")","v":""},{"$f":"IFERROR(IF(OR(N87=\"\",'Lives scenario - input'!$F72=\"\"),\"\",N87/'Lives scenario - input'!$F72),\"\")","v":""},{"$f":"IFERROR(IF(OR(O87=\"\",'Lives scenario - input'!$F72=\"\"),\"\",O87/'Lives scenario - input'!$F72),\"\")","v":""},{"$f":"IFERROR(IF(OR(P87=\"\",'Lives scenario - input'!$F72=\"\"),\"\",P87/'Lives scenario - input'!$F72),\"\")","v":""},{"$f":"IFERROR(IF(OR(Q87=\"\",'Lives scenario - input'!$F72=\"\"),\"\",Q87/'Lives scenario - input'!$F72),\"\")","v":""},{"$f":"IFERROR(IF(OR(R87=\"\",'Lives scenario - input'!$F72=\"\"),\"\",R87/'Lives scenario - input'!$F72),\"\")","v":""},{"$f":"IFERROR(IF(OR(S87=\"\",'Lives scenario - input'!$F72=\"\"),\"\",S87/'Lives scenario - input'!$F72),\"\")","v":""},{"$f":"IFERROR(IF(OR(T87=\"\",'Lives scenario - input'!$F72=\"\"),\"\",T87/'Lives scenario - input'!$F72),\"\")","v":""},{"$f":"IFERROR(IF(OR(U87=\"\",'Lives scenario - input'!$F72=\"\"),\"\",U87/'Lives scenario - input'!$F72),\"\")","v":""},{"$f":"IFERROR(IF(OR(V87=\"\",'Lives scenario - input'!$F72=\"\"),\"\",V87/'Lives scenario - input'!$F72),\"\")","v":""},{"$f":"IFERROR(IF(OR(W87=\"\",'Lives scenario - input'!$F72=\"\"),\"\",W87/'Lives scenario - input'!$F72),\"\")","v":""}]
[{"$f":"IFERROR('Lives scenario - input'!A73,\"\")","v":""},{"$f":"IFERROR('Lives scenario - input'!B73,\"\")","v":""},{"$f":"IFERROR('Lives scenario - input'!C73,\"\")","v":""},{"$f":"IFERROR(repcalc('Lives scenario - input'!$CX73:$GJ73,'Lives scenario - input'!$I73,'Lives scenario - input'!$G73,'Lives scenario - input'!$H73,20,TRUE,TRUE),\"\")","v":""},"","","","","","","","","","","","","","","","","","","",{"$f":"IFERROR(IF(OR(D88=\"\",'Lives scenario - input'!$F73=\"\"),\"\",D88/'Lives scenario - input'!$F73),\"\")","v":""},{"$f":"IFERROR(IF(OR(E88=\"\",'Lives scenario - input'!$F73=\"\"),\"\",E88/'Lives scenario - input'!$F73),\"\")","v":""},{"$f":"IFERROR(IF(OR(F88=\"\",'Lives scenario - input'!$F73=\"\"),\"\",F88/'Lives scenario - input'!$F73),\"\")","v":""},{"$f":"IFERROR(IF(OR(G88=\"\",'Lives scenario - input'!$F73=\"\"),\"\",G88/'Lives scenario - input'!$F73),\"\")","v":""},{"$f":"IFERROR(IF(OR(H88=\"\",'Lives scenario - input'!$F73=\"\"),\"\",H88/'Lives scenario - input'!$F73),\"\")","v":""},{"$f":"IFERROR(IF(OR(I88=\"\",'Lives scenario - input'!$F73=\"\"),\"\",I88/'Lives scenario - input'!$F73),\"\")","v":""},{"$f":"IFERROR(IF(OR(J88=\"\",'Lives scenario - input'!$F73=\"\"),\"\",J88/'Lives scenario - input'!$F73),\"\")","v":""},{"$f":"IFERROR(IF(OR(K88=\"\",'Lives scenario - input'!$F73=\"\"),\"\",K88/'Lives scenario - input'!$F73),\"\")","v":""},{"$f":"IFERROR(IF(OR(L88=\"\",'Lives scenario - input'!$F73=\"\"),\"\",L88/'Lives scenario - input'!$F73),\"\")","v":""},{"$f":"IFERROR(IF(OR(M88=\"\",'Lives scenario - input'!$F73=\"\"),\"\",M88/'Lives scenario - input'!$F73),\"\")","v":""},{"$f":"IFERROR(IF(OR(N88=\"\",'Lives scenario - input'!$F73=\"\"),\"\",N88/'Lives scenario - input'!$F73),\"\")","v":""},{"$f":"IFERROR(IF(OR(O88=\"\",'Lives scenario - input'!$F73=\"\"),\"\",O88/'Lives scenario - input'!$F73),\"\")","v":""},{"$f":"IFERROR(IF(OR(P88=\"\",'Lives scenario - input'!$F73=\"\"),\"\",P88/'Lives scenario - input'!$F73),\"\")","v":""},{"$f":"IFERROR(IF(OR(Q88=\"\",'Lives scenario - input'!$F73=\"\"),\"\",Q88/'Lives scenario - input'!$F73),\"\")","v":""},{"$f":"IFERROR(IF(OR(R88=\"\",'Lives scenario - input'!$F73=\"\"),\"\",R88/'Lives scenario - input'!$F73),\"\")","v":""},{"$f":"IFERROR(IF(OR(S88=\"\",'Lives scenario - input'!$F73=\"\"),\"\",S88/'Lives scenario - input'!$F73),\"\")","v":""},{"$f":"IFERROR(IF(OR(T88=\"\",'Lives scenario - input'!$F73=\"\"),\"\",T88/'Lives scenario - input'!$F73),\"\")","v":""},{"$f":"IFERROR(IF(OR(U88=\"\",'Lives scenario - input'!$F73=\"\"),\"\",U88/'Lives scenario - input'!$F73),\"\")","v":""},{"$f":"IFERROR(IF(OR(V88=\"\",'Lives scenario - input'!$F73=\"\"),\"\",V88/'Lives scenario - input'!$F73),\"\")","v":""},{"$f":"IFERROR(IF(OR(W88=\"\",'Lives scenario - input'!$F73=\"\"),\"\",W88/'Lives scenario - input'!$F73),\"\")","v":""}]
[{"$f":"IFERROR('Lives scenario - input'!A74,\"\")","v":""},{"$f":"IFERROR('Lives scenario - input'!B74,\"\")","v":""},{"$f":"IFERROR('Lives scenario - input'!C74,\"\")","v":""},{"$f":"IFERROR(repcalc('Lives scenario - input'!$CX74:$GJ74,'Lives scenario - input'!$I74,'Lives scenario - input'!$G74,'Lives scenario - input'!$H74,20,TRUE,TRUE),\"\")","v":""},"","","","","","","","","","","","","","","","","","","",{"$f":"IFERROR(IF(OR(D89=\"\",'Lives scenario - input'!$F74=\"\"),\"\",D89/'Lives scenario - input'!$F74),\"\")","v":""},{"$f":"IFERROR(IF(OR(E89=\"\",'Lives scenario - input'!$F74=\"\"),\"\",E89/'Lives scenario - input'!$F74),\"\")","v":""},{"$f":"IFERROR(IF(OR(F89=\"\",'Lives scenario - input'!$F74=\"\"),\"\",F89/'Lives scenario - input'!$F74),\"\")","v":""},{"$f":"IFERROR(IF(OR(G89=\"\",'Lives scenario - input'!$F74=\"\"),\"\",G89/'Lives scenario - input'!$F74),\"\")","v":""},{"$f":"IFERROR(IF(OR(H89=\"\",'Lives scenario - input'!$F74=\"\"),\"\",H89/'Lives scenario - input'!$F74),\"\")","v":""},{"$f":"IFERROR(IF(OR(I89=\"\",'Lives scenario - input'!$F74=\"\"),\"\",I89/'Lives scenario - input'!$F74),\"\")","v":""},{"$f":"IFERROR(IF(OR(J89=\"\",'Lives scenario - input'!$F74=\"\"),\"\",J89/'Lives scenario - input'!$F74),\"\")","v":""},{"$f":"IFERROR(IF(OR(K89=\"\",'Lives scenario - input'!$F74=\"\"),\"\",K89/'Lives scenario - input'!$F74),\"\")","v":""},{"$f":"IFERROR(IF(OR(L89=\"\",'Lives scenario - input'!$F74=\"\"),\"\",L89/'Lives scenario - input'!$F74),\"\")","v":""},{"$f":"IFERROR(IF(OR(M89=\"\",'Lives scenario - input'!$F74=\"\"),\"\",M89/'Lives scenario - input'!$F74),\"\")","v":""},{"$f":"IFERROR(IF(OR(N89=\"\",'Lives scenario - input'!$F74=\"\"),\"\",N89/'Lives scenario - input'!$F74),\"\")","v":""},{"$f":"IFERROR(IF(OR(O89=\"\",'Lives scenario - input'!$F74=\"\"),\"\",O89/'Lives scenario - input'!$F74),\"\")","v":""},{"$f":"IFERROR(IF(OR(P89=\"\",'Lives scenario - input'!$F74=\"\"),\"\",P89/'Lives scenario - input'!$F74),\"\")","v":""},{"$f":"IFERROR(IF(OR(Q89=\"\",'Lives scenario - input'!$F74=\"\"),\"\",Q89/'Lives scenario - input'!$F74),\"\")","v":""},{"$f":"IFERROR(IF(OR(R89=\"\",'Lives scenario - input'!$F74=\"\"),\"\",R89/'Lives scenario - input'!$F74),\"\")","v":""},{"$f":"IFERROR(IF(OR(S89=\"\",'Lives scenario - input'!$F74=\"\"),\"\",S89/'Lives scenario - input'!$F74),\"\")","v":""},{"$f":"IFERROR(IF(OR(T89=\"\",'Lives scenario - input'!$F74=\"\"),\"\",T89/'Lives scenario - input'!$F74),\"\")","v":""},{"$f":"IFERROR(IF(OR(U89=\"\",'Lives scenario - input'!$F74=\"\"),\"\",U89/'Lives scenario - input'!$F74),\"\")","v":""},{"$f":"IFERROR(IF(OR(V89=\"\",'Lives scenario - input'!$F74=\"\"),\"\",V89/'Lives scenario - input'!$F74),\"\")","v":""},{"$f":"IFERROR(IF(OR(W89=\"\",'Lives scenario - input'!$F74=\"\"),\"\",W89/'Lives scenario - input'!$F74),\"\")","v":""}]
[{"$f":"IFERROR('Lives scenario - input'!A75,\"\")","v":""},{"$f":"IFERROR('Lives scenario - input'!B75,\"\")","v":""},{"$f":"IFERROR('Lives scenario - input'!C75,\"\")","v":""},{"$f":"IFERROR(repcalc('Lives scenario - input'!$CX75:$GJ75,'Lives scenario - input'!$I75,'Lives scenario - input'!$G75,'Lives scenario - input'!$H75,20,TRUE,TRUE),\"\")","v":""},"","","","","","","","","","","","","","","","","","","",{"$f":"IFERROR(IF(OR(D90=\"\",'Lives scenario - input'!$F75=\"\"),\"\",D90/'Lives scenario - input'!$F75),\"\")","v":""},{"$f":"IFERROR(IF(OR(E90=\"\",'Lives scenario - input'!$F75=\"\"),\"\",E90/'Lives scenario - input'!$F75),\"\")","v":""},{"$f":"IFERROR(IF(OR(F90=\"\",'Lives scenario - input'!$F75=\"\"),\"\",F90/'Lives scenario - input'!$F75),\"\")","v":""},{"$f":"IFERROR(IF(OR(G90=\"\",'Lives scenario - input'!$F75=\"\"),\"\",G90/'Lives scenario - input'!$F75),\"\")","v":""},{"$f":"IFERROR(IF(OR(H90=\"\",'Lives scenario - input'!$F75=\"\"),\"\",H90/'Lives scenario - input'!$F75),\"\")","v":""},{"$f":"IFERROR(IF(OR(I90=\"\",'Lives scenario - input'!$F75=\"\"),\"\",I90/'Lives scenario - input'!$F75),\"\")","v":""},{"$f":"IFERROR(IF(OR(J90=\"\",'Lives scenario - input'!$F75=\"\"),\"\",J90/'Lives scenario - input'!$F75),\"\")","v":""},{"$f":"IFERROR(IF(OR(K90=\"\",'Lives scenario - input'!$F75=\"\"),\"\",K90/'Lives scenario - input'!$F75),\"\")","v":""},{"$f":"IFERROR(IF(OR(L90=\"\",'Lives scenario - input'!$F75=\"\"),\"\",L90/'Lives scenario - input'!$F75),\"\")","v":""},{"$f":"IFERROR(IF(OR(M90=\"\",'Lives scenario - input'!$F75=\"\"),\"\",M90/'Lives scenario - input'!$F75),\"\")","v":""},{"$f":"IFERROR(IF(OR(N90=\"\",'Lives scenario - input'!$F75=\"\"),\"\",N90/'Lives scenario - input'!$F75),\"\")","v":""},{"$f":"IFERROR(IF(OR(O90=\"\",'Lives scenario - input'!$F75=\"\"),\"\",O90/'Lives scenario - input'!$F75),\"\")","v":""},{"$f":"IFERROR(IF(OR(P90=\"\",'Lives scenario - input'!$F75=\"\"),\"\",P90/'Lives scenario - input'!$F75),\"\")","v":""},{"$f":"IFERROR(IF(OR(Q90=\"\",'Lives scenario - input'!$F75=\"\"),\"\",Q90/'Lives scenario - input'!$F75),\"\")","v":""},{"$f":"IFERROR(IF(OR(R90=\"\",'Lives scenario - input'!$F75=\"\"),\"\",R90/'Lives scenario - input'!$F75),\"\")","v":""},{"$f":"IFERROR(IF(OR(S90=\"\",'Lives scenario - input'!$F75=\"\"),\"\",S90/'Lives scenario - input'!$F75),\"\")","v":""},{"$f":"IFERROR(IF(OR(T90=\"\",'Lives scenario - input'!$F75=\"\"),\"\",T90/'Lives scenario - input'!$F75),\"\")","v":""},{"$f":"IFERROR(IF(OR(U90=\"\",'Lives scenario - input'!$F75=\"\"),\"\",U90/'Lives scenario - input'!$F75),\"\")","v":""},{"$f":"IFERROR(IF(OR(V90=\"\",'Lives scenario - input'!$F75=\"\"),\"\",V90/'Lives scenario - input'!$F75),\"\")","v":""},{"$f":"IFERROR(IF(OR(W90=\"\",'Lives scenario - input'!$F75=\"\"),\"\",W90/'Lives scenario - input'!$F75),\"\")","v":""}]
[{"$f":"IFERROR('Lives scenario - input'!A76,\"\")","v":""},{"$f":"IFERROR('Lives scenario - input'!B76,\"\")","v":""},{"$f":"IFERROR('Lives scenario - input'!C76,\"\")","v":""},{"$f":"IFERROR(repcalc('Lives scenario - input'!$CX76:$GJ76,'Lives scenario - input'!$I76,'Lives scenario - input'!$G76,'Lives scenario - input'!$H76,20,TRUE,TRUE),\"\")","v":""},"","","","","","","","","","","","","","","","","","","",{"$f":"IFERROR(IF(OR(D91=\"\",'Lives scenario - input'!$F76=\"\"),\"\",D91/'Lives scenario - input'!$F76),\"\")","v":""},{"$f":"IFERROR(IF(OR(E91=\"\",'Lives scenario - input'!$F76=\"\"),\"\",E91/'Lives scenario - input'!$F76),\"\")","v":""},{"$f":"IFERROR(IF(OR(F91=\"\",'Lives scenario - input'!$F76=\"\"),\"\",F91/'Lives scenario - input'!$F76),\"\")","v":""},{"$f":"IFERROR(IF(OR(G91=\"\",'Lives scenario - input'!$F76=\"\"),\"\",G91/'Lives scenario - input'!$F76),\"\")","v":""},{"$f":"IFERROR(IF(OR(H91=\"\",'Lives scenario - input'!$F76=\"\"),\"\",H91/'Lives scenario - input'!$F76),\"\")","v":""},{"$f":"IFERROR(IF(OR(I91=\"\",'Lives scenario - input'!$F76=\"\"),\"\",I91/'Lives scenario - input'!$F76),\"\")","v":""},{"$f":"IFERROR(IF(OR(J91=\"\",'Lives scenario - input'!$F76=\"\"),\"\",J91/'Lives scenario - input'!$F76),\"\")","v":""},{"$f":"IFERROR(IF(OR(K91=\"\",'Lives scenario - input'!$F76=\"\"),\"\",K91/'Lives scenario - input'!$F76),\"\")","v":""},{"$f":"IFERROR(IF(OR(L91=\"\",'Lives scenario - input'!$F76=\"\"),\"\",L91/'Lives scenario - input'!$F76),\"\")","v":""},{"$f":"IFERROR(IF(OR(M91=\"\",'Lives scenario - input'!$F76=\"\"),\"\",M91/'Lives scenario - input'!$F76),\"\")","v":""},{"$f":"IFERROR(IF(OR(N91=\"\",'Lives scenario - input'!$F76=\"\"),\"\",N91/'Lives scenario - input'!$F76),\"\")","v":""},{"$f":"IFERROR(IF(OR(O91=\"\",'Lives scenario - input'!$F76=\"\"),\"\",O91/'Lives scenario - input'!$F76),\"\")","v":""},{"$f":"IFERROR(IF(OR(P91=\"\",'Lives scenario - input'!$F76=\"\"),\"\",P91/'Lives scenario - input'!$F76),\"\")","v":""},{"$f":"IFERROR(IF(OR(Q91=\"\",'Lives scenario - input'!$F76=\"\"),\"\",Q91/'Lives scenario - input'!$F76),\"\")","v":""},{"$f":"IFERROR(IF(OR(R91=\"\",'Lives scenario - input'!$F76=\"\"),\"\",R91/'Lives scenario - input'!$F76),\"\")","v":""},{"$f":"IFERROR(IF(OR(S91=\"\",'Lives scenario - input'!$F76=\"\"),\"\",S91/'Lives scenario - input'!$F76),\"\")","v":""},{"$f":"IFERROR(IF(OR(T91=\"\",'Lives scenario - input'!$F76=\"\"),\"\",T91/'Lives scenario - input'!$F76),\"\")","v":""},{"$f":"IFERROR(IF(OR(U91=\"\",'Lives scenario - input'!$F76=\"\"),\"\",U91/'Lives scenario - input'!$F76),\"\")","v":""},{"$f":"IFERROR(IF(OR(V91=\"\",'Lives scenario - input'!$F76=\"\"),\"\",V91/'Lives scenario - input'!$F76),\"\")","v":""},{"$f":"IFERROR(IF(OR(W91=\"\",'Lives scenario - input'!$F76=\"\"),\"\",W91/'Lives scenario - input'!$F76),\"\")","v":""}]
[{"$f":"IFERROR('Lives scenario - input'!A77,\"\")","v":""},{"$f":"IFERROR('Lives scenario - input'!B77,\"\")","v":""},{"$f":"IFERROR('Lives scenario - input'!C77,\"\")","v":""},{"$f":"IFERROR(repcalc('Lives scenario - input'!$CX77:$GJ77,'Lives scenario - input'!$I77,'Lives scenario - input'!$G77,'Lives scenario - input'!$H77,20,TRUE,TRUE),\"\")","v":""},"","","","","","","","","","","","","","","","","","","",{"$f":"IFERROR(IF(OR(D92=\"\",'Lives scenario - input'!$F77=\"\"),\"\",D92/'Lives scenario - input'!$F77),\"\")","v":""},{"$f":"IFERROR(IF(OR(E92=\"\",'Lives scenario - input'!$F77=\"\"),\"\",E92/'Lives scenario - input'!$F77),\"\")","v":""},{"$f":"IFERROR(IF(OR(F92=\"\",'Lives scenario - input'!$F77=\"\"),\"\",F92/'Lives scenario - input'!$F77),\"\")","v":""},{"$f":"IFERROR(IF(OR(G92=\"\",'Lives scenario - input'!$F77=\"\"),\"\",G92/'Lives scenario - input'!$F77),\"\")","v":""},{"$f":"IFERROR(IF(OR(H92=\"\",'Lives scenario - input'!$F77=\"\"),\"\",H92/'Lives scenario - input'!$F77),\"\")","v":""},{"$f":"IFERROR(IF(OR(I92=\"\",'Lives scenario - input'!$F77=\"\"),\"\",I92/'Lives scenario - input'!$F77),\"\")","v":""},{"$f":"IFERROR(IF(OR(J92=\"\",'Lives scenario - input'!$F77=\"\"),\"\",J92/'Lives scenario - input'!$F77),\"\")","v":""},{"$f":"IFERROR(IF(OR(K92=\"\",'Lives scenario - input'!$F77=\"\"),\"\",K92/'Lives scenario - input'!$F77),\"\")","v":""},{"$f":"IFERROR(IF(OR(L92=\"\",'Lives scenario - input'!$F77=\"\"),\"\",L92/'Lives scenario - input'!$F77),\"\")","v":""},{"$f":"IFERROR(IF(OR(M92=\"\",'Lives scenario - input'!$F77=\"\"),\"\",M92/'Lives scenario - input'!$F77),\"\")","v":""},{"$f":"IFERROR(IF(OR(N92=\"\",'Lives scenario - input'!$F77=\"\"),\"\",N92/'Lives scenario - input'!$F77),\"\")","v":""},{"$f":"IFERROR(IF(OR(O92=\"\",'Lives scenario - input'!$F77=\"\"),\"\",O92/'Lives scenario - input'!$F77),\"\")","v":""},{"$f":"IFERROR(IF(OR(P92=\"\",'Lives scenario - input'!$F77=\"\"),\"\",P92/'Lives scenario - input'!$F77),\"\")","v":""},{"$f":"IFERROR(IF(OR(Q92=\"\",'Lives scenario - input'!$F77=\"\"),\"\",Q92/'Lives scenario - input'!$F77),\"\")","v":""},{"$f":"IFERROR(IF(OR(R92=\"\",'Lives scenario - input'!$F77=\"\"),\"\",R92/'Lives scenario - input'!$F77),\"\")","v":""},{"$f":"IFERROR(IF(OR(S92=\"\",'Lives scenario - input'!$F77=\"\"),\"\",S92/'Lives scenario - input'!$F77),\"\")","v":""},{"$f":"IFERROR(IF(OR(T92=\"\",'Lives scenario - input'!$F77=\"\"),\"\",T92/'Lives scenario - input'!$F77),\"\")","v":""},{"$f":"IFERROR(IF(OR(U92=\"\",'Lives scenario - input'!$F77=\"\"),\"\",U92/'Lives scenario - input'!$F77),\"\")","v":""},{"$f":"IFERROR(IF(OR(V92=\"\",'Lives scenario - input'!$F77=\"\"),\"\",V92/'Lives scenario - input'!$F77),\"\")","v":""},{"$f":"IFERROR(IF(OR(W92=\"\",'Lives scenario - input'!$F77=\"\"),\"\",W92/'Lives scenario - input'!$F77),\"\")","v":""}]
[{"$f":"IFERROR('Lives scenario - input'!A78,\"\")","v":""},{"$f":"IFERROR('Lives scenario - input'!B78,\"\")","v":""},{"$f":"IFERROR('Lives scenario - input'!C78,\"\")","v":""},{"$f":"IFERROR(repcalc('Lives scenario - input'!$CX78:$GJ78,'Lives scenario - input'!$I78,'Lives scenario - input'!$G78,'Lives scenario - input'!$H78,20,TRUE,TRUE),\"\")","v":""},"","","","","","","","","","","","","","","","","","","",{"$f":"IFERROR(IF(OR(D93=\"\",'Lives scenario - input'!$F78=\"\"),\"\",D93/'Lives scenario - input'!$F78),\"\")","v":""},{"$f":"IFERROR(IF(OR(E93=\"\",'Lives scenario - input'!$F78=\"\"),\"\",E93/'Lives scenario - input'!$F78),\"\")","v":""},{"$f":"IFERROR(IF(OR(F93=\"\",'Lives scenario - input'!$F78=\"\"),\"\",F93/'Lives scenario - input'!$F78),\"\")","v":""},{"$f":"IFERROR(IF(OR(G93=\"\",'Lives scenario - input'!$F78=\"\"),\"\",G93/'Lives scenario - input'!$F78),\"\")","v":""},{"$f":"IFERROR(IF(OR(H93=\"\",'Lives scenario - input'!$F78=\"\"),\"\",H93/'Lives scenario - input'!$F78),\"\")","v":""},{"$f":"IFERROR(IF(OR(I93=\"\",'Lives scenario - input'!$F78=\"\"),\"\",I93/'Lives scenario - input'!$F78),\"\")","v":""},{"$f":"IFERROR(IF(OR(J93=\"\",'Lives scenario - input'!$F78=\"\"),\"\",J93/'Lives scenario - input'!$F78),\"\")","v":""},{"$f":"IFERROR(IF(OR(K93=\"\",'Lives scenario - input'!$F78=\"\"),\"\",K93/'Lives scenario - input'!$F78),\"\")","v":""},{"$f":"IFERROR(IF(OR(L93=\"\",'Lives scenario - input'!$F78=\"\"),\"\",L93/'Lives scenario - input'!$F78),\"\")","v":""},{"$f":"IFERROR(IF(OR(M93=\"\",'Lives scenario - input'!$F78=\"\"),\"\",M93/'Lives scenario - input'!$F78),\"\")","v":""},{"$f":"IFERROR(IF(OR(N93=\"\",'Lives scenario - input'!$F78=\"\"),\"\",N93/'Lives scenario - input'!$F78),\"\")","v":""},{"$f":"IFERROR(IF(OR(O93=\"\",'Lives scenario - input'!$F78=\"\"),\"\",O93/'Lives scenario - input'!$F78),\"\")","v":""},{"$f":"IFERROR(IF(OR(P93=\"\",'Lives scenario - input'!$F78=\"\"),\"\",P93/'Lives scenario - input'!$F78),\"\")","v":""},{"$f":"IFERROR(IF(OR(Q93=\"\",'Lives scenario - input'!$F78=\"\"),\"\",Q93/'Lives scenario - input'!$F78),\"\")","v":""},{"$f":"IFERROR(IF(OR(R93=\"\",'Lives scenario - input'!$F78=\"\"),\"\",R93/'Lives scenario - input'!$F78),\"\")","v":""},{"$f":"IFERROR(IF(OR(S93=\"\",'Lives scenario - input'!$F78=\"\"),\"\",S93/'Lives scenario - input'!$F78),\"\")","v":""},{"$f":"IFERROR(IF(OR(T93=\"\",'Lives scenario - input'!$F78=\"\"),\"\",T93/'Lives scenario - input'!$F78),\"\")","v":""},{"$f":"IFERROR(IF(OR(U93=\"\",'Lives scenario - input'!$F78=\"\"),\"\",U93/'Lives scenario - input'!$F78),\"\")","v":""},{"$f":"IFERROR(IF(OR(V93=\"\",'Lives scenario - input'!$F78=\"\"),\"\",V93/'Lives scenario - input'!$F78),\"\")","v":""},{"$f":"IFERROR(IF(OR(W93=\"\",'Lives scenario - input'!$F78=\"\"),\"\",W93/'Lives scenario - input'!$F78),\"\")","v":""}]
[{"$f":"IFERROR('Lives scenario - input'!A79,\"\")","v":""},{"$f":"IFERROR('Lives scenario - input'!B79,\"\")","v":""},{"$f":"IFERROR('Lives scenario - input'!C79,\"\")","v":""},{"$f":"IFERROR(repcalc('Lives scenario - input'!$CX79:$GJ79,'Lives scenario - input'!$I79,'Lives scenario - input'!$G79,'Lives scenario - input'!$H79,20,TRUE,TRUE),\"\")","v":""},"","","","","","","","","","","","","","","","","","","",{"$f":"IFERROR(IF(OR(D94=\"\",'Lives scenario - input'!$F79=\"\"),\"\",D94/'Lives scenario - input'!$F79),\"\")","v":""},{"$f":"IFERROR(IF(OR(E94=\"\",'Lives scenario - input'!$F79=\"\"),\"\",E94/'Lives scenario - input'!$F79),\"\")","v":""},{"$f":"IFERROR(IF(OR(F94=\"\",'Lives scenario - input'!$F79=\"\"),\"\",F94/'Lives scenario - input'!$F79),\"\")","v":""},{"$f":"IFERROR(IF(OR(G94=\"\",'Lives scenario - input'!$F79=\"\"),\"\",G94/'Lives scenario - input'!$F79),\"\")","v":""},{"$f":"IFERROR(IF(OR(H94=\"\",'Lives scenario - input'!$F79=\"\"),\"\",H94/'Lives scenario - input'!$F79),\"\")","v":""},{"$f":"IFERROR(IF(OR(I94=\"\",'Lives scenario - input'!$F79=\"\"),\"\",I94/'Lives scenario - input'!$F79),\"\")","v":""},{"$f":"IFERROR(IF(OR(J94=\"\",'Lives scenario - input'!$F79=\"\"),\"\",J94/'Lives scenario - input'!$F79),\"\")","v":""},{"$f":"IFERROR(IF(OR(K94=\"\",'Lives scenario - input'!$F79=\"\"),\"\",K94/'Lives scenario - input'!$F79),\"\")","v":""},{"$f":"IFERROR(IF(OR(L94=\"\",'Lives scenario - input'!$F79=\"\"),\"\",L94/'Lives scenario - input'!$F79),\"\")","v":""},{"$f":"IFERROR(IF(OR(M94=\"\",'Lives scenario - input'!$F79=\"\"),\"\",M94/'Lives scenario - input'!$F79),\"\")","v":""},{"$f":"IFERROR(IF(OR(N94=\"\",'Lives scenario - input'!$F79=\"\"),\"\",N94/'Lives scenario - input'!$F79),\"\")","v":""},{"$f":"IFERROR(IF(OR(O94=\"\",'Lives scenario - input'!$F79=\"\"),\"\",O94/'Lives scenario - input'!$F79),\"\")","v":""},{"$f":"IFERROR(IF(OR(P94=\"\",'Lives scenario - input'!$F79=\"\"),\"\",P94/'Lives scenario - input'!$F79),\"\")","v":""},{"$f":"IFERROR(IF(OR(Q94=\"\",'Lives scenario - input'!$F79=\"\"),\"\",Q94/'Lives scenario - input'!$F79),\"\")","v":""},{"$f":"IFERROR(IF(OR(R94=\"\",'Lives scenario - input'!$F79=\"\"),\"\",R94/'Lives scenario - input'!$F79),\"\")","v":""},{"$f":"IFERROR(IF(OR(S94=\"\",'Lives scenario - input'!$F79=\"\"),\"\",S94/'Lives scenario - input'!$F79),\"\")","v":""},{"$f":"IFERROR(IF(OR(T94=\"\",'Lives scenario - input'!$F79=\"\"),\"\",T94/'Lives scenario - input'!$F79),\"\")","v":""},{"$f":"IFERROR(IF(OR(U94=\"\",'Lives scenario - input'!$F79=\"\"),\"\",U94/'Lives scenario - input'!$F79),\"\")","v":""},{"$f":"IFERROR(IF(OR(V94=\"\",'Lives scenario - input'!$F79=\"\"),\"\",V94/'Lives scenario - input'!$F79),\"\")","v":""},{"$f":"IFERROR(IF(OR(W94=\"\",'Lives scenario - input'!$F79=\"\"),\"\",W94/'Lives scenario - input'!$F79),\"\")","v":""}]
[{"$f":"IFERROR('Lives scenario - input'!A80,\"\")","v":""},{"$f":"IFERROR('Lives scenario - input'!B80,\"\")","v":""},{"$f":"IFERROR('Lives scenario - input'!C80,\"\")","v":""},{"$f":"IFERROR(repcalc('Lives scenario - input'!$CX80:$GJ80,'Lives scenario - input'!$I80,'Lives scenario - input'!$G80,'Lives scenario - input'!$H80,20,TRUE,TRUE),\"\")","v":""},"","","","","","","","","","","","","","","","","","","",{"$f":"IFERROR(IF(OR(D95=\"\",'Lives scenario - input'!$F80=\"\"),\"\",D95/'Lives scenario - input'!$F80),\"\")","v":""},{"$f":"IFERROR(IF(OR(E95=\"\",'Lives scenario - input'!$F80=\"\"),\"\",E95/'Lives scenario - input'!$F80),\"\")","v":""},{"$f":"IFERROR(IF(OR(F95=\"\",'Lives scenario - input'!$F80=\"\"),\"\",F95/'Lives scenario - input'!$F80),\"\")","v":""},{"$f":"IFERROR(IF(OR(G95=\"\",'Lives scenario - input'!$F80=\"\"),\"\",G95/'Lives scenario - input'!$F80),\"\")","v":""},{"$f":"IFERROR(IF(OR(H95=\"\",'Lives scenario - input'!$F80=\"\"),\"\",H95/'Lives scenario - input'!$F80),\"\")","v":""},{"$f":"IFERROR(IF(OR(I95=\"\",'Lives scenario - input'!$F80=\"\"),\"\",I95/'Lives scenario - input'!$F80),\"\")","v":""},{"$f":"IFERROR(IF(OR(J95=\"\",'Lives scenario - input'!$F80=\"\"),\"\",J95/'Lives scenario - input'!$F80),\"\")","v":""},{"$f":"IFERROR(IF(OR(K95=\"\",'Lives scenario - input'!$F80=\"\"),\"\",K95/'Lives scenario - input'!$F80),\"\")","v":""},{"$f":"IFERROR(IF(OR(L95=\"\",'Lives scenario - input'!$F80=\"\"),\"\",L95/'Lives scenario - input'!$F80),\"\")","v":""},{"$f":"IFERROR(IF(OR(M95=\"\",'Lives scenario - input'!$F80=\"\"),\"\",M95/'Lives scenario - input'!$F80),\"\")","v":""},{"$f":"IFERROR(IF(OR(N95=\"\",'Lives scenario - input'!$F80=\"\"),\"\",N95/'Lives scenario - input'!$F80),\"\")","v":""},{"$f":"IFERROR(IF(OR(O95=\"\",'Lives scenario - input'!$F80=\"\"),\"\",O95/'Lives scenario - input'!$F80),\"\")","v":""},{"$f":"IFERROR(IF(OR(P95=\"\",'Lives scenario - input'!$F80=\"\"),\"\",P95/'Lives scenario - input'!$F80),\"\")","v":""},{"$f":"IFERROR(IF(OR(Q95=\"\",'Lives scenario - input'!$F80=\"\"),\"\",Q95/'Lives scenario - input'!$F80),\"\")","v":""},{"$f":"IFERROR(IF(OR(R95=\"\",'Lives scenario - input'!$F80=\"\"),\"\",R95/'Lives scenario - input'!$F80),\"\")","v":""},{"$f":"IFERROR(IF(OR(S95=\"\",'Lives scenario - input'!$F80=\"\"),\"\",S95/'Lives scenario - input'!$F80),\"\")","v":""},{"$f":"IFERROR(IF(OR(T95=\"\",'Lives scenario - input'!$F80=\"\"),\"\",T95/'Lives scenario - input'!$F80),\"\")","v":""},{"$f":"IFERROR(IF(OR(U95=\"\",'Lives scenario - input'!$F80=\"\"),\"\",U95/'Lives scenario - input'!$F80),\"\")","v":""},{"$f":"IFERROR(IF(OR(V95=\"\",'Lives scenario - input'!$F80=\"\"),\"\",V95/'Lives scenario - input'!$F80),\"\")","v":""},{"$f":"IFERROR(IF(OR(W95=\"\",'Lives scenario - input'!$F80=\"\"),\"\",W95/'Lives scenario - input'!$F80),\"\")","v":""}]
[{"$f":"IFERROR('Lives scenario - input'!A81,\"\")","v":""},{"$f":"IFERROR('Lives scenario - input'!B81,\"\")","v":""},{"$f":"IFERROR('Lives scenario - input'!C81,\"\")","v":""},{"$f":"IFERROR(repcalc('Lives scenario - input'!$CX81:$GJ81,'Lives scenario - input'!$I81,'Lives scenario - input'!$G81,'Lives scenario - input'!$H81,20,TRUE,TRUE),\"\")","v":""},"","","","","","","","","","","","","","","","","","","",{"$f":"IFERROR(IF(OR(D96=\"\",'Lives scenario - input'!$F81=\"\"),\"\",D96/'Lives scenario - input'!$F81),\"\")","v":""},{"$f":"IFERROR(IF(OR(E96=\"\",'Lives scenario - input'!$F81=\"\"),\"\",E96/'Lives scenario - input'!$F81),\"\")","v":""},{"$f":"IFERROR(IF(OR(F96=\"\",'Lives scenario - input'!$F81=\"\"),\"\",F96/'Lives scenario - input'!$F81),\"\")","v":""},{"$f":"IFERROR(IF(OR(G96=\"\",'Lives scenario - input'!$F81=\"\"),\"\",G96/'Lives scenario - input'!$F81),\"\")","v":""},{"$f":"IFERROR(IF(OR(H96=\"\",'Lives scenario - input'!$F81=\"\"),\"\",H96/'Lives scenario - input'!$F81),\"\")","v":""},{"$f":"IFERROR(IF(OR(I96=\"\",'Lives scenario - input'!$F81=\"\"),\"\",I96/'Lives scenario - input'!$F81),\"\")","v":""},{"$f":"IFERROR(IF(OR(J96=\"\",'Lives scenario - input'!$F81=\"\"),\"\",J96/'Lives scenario - input'!$F81),\"\")","v":""},{"$f":"IFERROR(IF(OR(K96=\"\",'Lives scenario - input'!$F81=\"\"),\"\",K96/'Lives scenario - input'!$F81),\"\")","v":""},{"$f":"IFERROR(IF(OR(L96=\"\",'Lives scenario - input'!$F81=\"\"),\"\",L96/'Lives scenario - input'!$F81),\"\")","v":""},{"$f":"IFERROR(IF(OR(M96=\"\",'Lives scenario - input'!$F81=\"\"),\"\",M96/'Lives scenario - input'!$F81),\"\")","v":""},{"$f":"IFERROR(IF(OR(N96=\"\",'Lives scenario - input'!$F81=\"\"),\"\",N96/'Lives scenario - input'!$F81),\"\")","v":""},{"$f":"IFERROR(IF(OR(O96=\"\",'Lives scenario - input'!$F81=\"\"),\"\",O96/'Lives scenario - input'!$F81),\"\")","v":""},{"$f":"IFERROR(IF(OR(P96=\"\",'Lives scenario - input'!$F81=\"\"),\"\",P96/'Lives scenario - input'!$F81),\"\")","v":""},{"$f":"IFERROR(IF(OR(Q96=\"\",'Lives scenario - input'!$F81=\"\"),\"\",Q96/'Lives scenario - input'!$F81),\"\")","v":""},{"$f":"IFERROR(IF(OR(R96=\"\",'Lives scenario - input'!$F81=\"\"),\"\",R96/'Lives scenario - input'!$F81),\"\")","v":""},{"$f":"IFERROR(IF(OR(S96=\"\",'Lives scenario - input'!$F81=\"\"),\"\",S96/'Lives scenario - input'!$F81),\"\")","v":""},{"$f":"IFERROR(IF(OR(T96=\"\",'Lives scenario - input'!$F81=\"\"),\"\",T96/'Lives scenario - input'!$F81),\"\")","v":""},{"$f":"IFERROR(IF(OR(U96=\"\",'Lives scenario - input'!$F81=\"\"),\"\",U96/'Lives scenario - input'!$F81),\"\")","v":""},{"$f":"IFERROR(IF(OR(V96=\"\",'Lives scenario - input'!$F81=\"\"),\"\",V96/'Lives scenario - input'!$F81),\"\")","v":""},{"$f":"IFERROR(IF(OR(W96=\"\",'Lives scenario - input'!$F81=\"\"),\"\",W96/'Lives scenario - input'!$F81),\"\")","v":""}]
[{"$f":"IFERROR('Lives scenario - input'!A82,\"\")","v":""},{"$f":"IFERROR('Lives scenario - input'!B82,\"\")","v":""},{"$f":"IFERROR('Lives scenario - input'!C82,\"\")","v":""},{"$f":"IFERROR(repcalc('Lives scenario - input'!$CX82:$GJ82,'Lives scenario - input'!$I82,'Lives scenario - input'!$G82,'Lives scenario - input'!$H82,20,TRUE,TRUE),\"\")","v":""},"","","","","","","","","","","","","","","","","","","",{"$f":"IFERROR(IF(OR(D97=\"\",'Lives scenario - input'!$F82=\"\"),\"\",D97/'Lives scenario - input'!$F82),\"\")","v":""},{"$f":"IFERROR(IF(OR(E97=\"\",'Lives scenario - input'!$F82=\"\"),\"\",E97/'Lives scenario - input'!$F82),\"\")","v":""},{"$f":"IFERROR(IF(OR(F97=\"\",'Lives scenario - input'!$F82=\"\"),\"\",F97/'Lives scenario - input'!$F82),\"\")","v":""},{"$f":"IFERROR(IF(OR(G97=\"\",'Lives scenario - input'!$F82=\"\"),\"\",G97/'Lives scenario - input'!$F82),\"\")","v":""},{"$f":"IFERROR(IF(OR(H97=\"\",'Lives scenario - input'!$F82=\"\"),\"\",H97/'Lives scenario - input'!$F82),\"\")","v":""},{"$f":"IFERROR(IF(OR(I97=\"\",'Lives scenario - input'!$F82=\"\"),\"\",I97/'Lives scenario - input'!$F82),\"\")","v":""},{"$f":"IFERROR(IF(OR(J97=\"\",'Lives scenario - input'!$F82=\"\"),\"\",J97/'Lives scenario - input'!$F82),\"\")","v":""},{"$f":"IFERROR(IF(OR(K97=\"\",'Lives scenario - input'!$F82=\"\"),\"\",K97/'Lives scenario - input'!$F82),\"\")","v":""},{"$f":"IFERROR(IF(OR(L97=\"\",'Lives scenario - input'!$F82=\"\"),\"\",L97/'Lives scenario - input'!$F82),\"\")","v":""},{"$f":"IFERROR(IF(OR(M97=\"\",'Lives scenario - input'!$F82=\"\"),\"\",M97/'Lives scenario - input'!$F82),\"\")","v":""},{"$f":"IFERROR(IF(OR(N97=\"\",'Lives scenario - input'!$F82=\"\"),\"\",N97/'Lives scenario - input'!$F82),\"\")","v":""},{"$f":"IFERROR(IF(OR(O97=\"\",'Lives scenario - input'!$F82=\"\"),\"\",O97/'Lives scenario - input'!$F82),\"\")","v":""},{"$f":"IFERROR(IF(OR(P97=\"\",'Lives scenario - input'!$F82=\"\"),\"\",P97/'Lives scenario - input'!$F82),\"\")","v":""},{"$f":"IFERROR(IF(OR(Q97=\"\",'Lives scenario - input'!$F82=\"\"),\"\",Q97/'Lives scenario - input'!$F82),\"\")","v":""},{"$f":"IFERROR(IF(OR(R97=\"\",'Lives scenario - input'!$F82=\"\"),\"\",R97/'Lives scenario - input'!$F82),\"\")","v":""},{"$f":"IFERROR(IF(OR(S97=\"\",'Lives scenario - input'!$F82=\"\"),\"\",S97/'Lives scenario - input'!$F82),\"\")","v":""},{"$f":"IFERROR(IF(OR(T97=\"\",'Lives scenario - input'!$F82=\"\"),\"\",T97/'Lives scenario - input'!$F82),\"\")","v":""},{"$f":"IFERROR(IF(OR(U97=\"\",'Lives scenario - input'!$F82=\"\"),\"\",U97/'Lives scenario - input'!$F82),\"\")","v":""},{"$f":"IFERROR(IF(OR(V97=\"\",'Lives scenario - input'!$F82=\"\"),\"\",V97/'Lives scenario - input'!$F82),\"\")","v":""},{"$f":"IFERROR(IF(OR(W97=\"\",'Lives scenario - input'!$F82=\"\"),\"\",W97/'Lives scenario - input'!$F82),\"\")","v":""}]
[{"$f":"IFERROR('Lives scenario - input'!A83,\"\")","v":""},{"$f":"IFERROR('Lives scenario - input'!B83,\"\")","v":""},{"$f":"IFERROR('Lives scenario - input'!C83,\"\")","v":""},{"$f":"IFERROR(repcalc('Lives scenario - input'!$CX83:$GJ83,'Lives scenario - input'!$I83,'Lives scenario - input'!$G83,'Lives scenario - input'!$H83,20,TRUE,TRUE),\"\")","v":""},"","","","","","","","","","","","","","","","","","","",{"$f":"IFERROR(IF(OR(D98=\"\",'Lives scenario - input'!$F83=\"\"),\"\",D98/'Lives scenario - input'!$F83),\"\")","v":""},{"$f":"IFERROR(IF(OR(E98=\"\",'Lives scenario - input'!$F83=\"\"),\"\",E98/'Lives scenario - input'!$F83),\"\")","v":""},{"$f":"IFERROR(IF(OR(F98=\"\",'Lives scenario - input'!$F83=\"\"),\"\",F98/'Lives scenario - input'!$F83),\"\")","v":""},{"$f":"IFERROR(IF(OR(G98=\"\",'Lives scenario - input'!$F83=\"\"),\"\",G98/'Lives scenario - input'!$F83),\"\")","v":""},{"$f":"IFERROR(IF(OR(H98=\"\",'Lives scenario - input'!$F83=\"\"),\"\",H98/'Lives scenario - input'!$F83),\"\")","v":""},{"$f":"IFERROR(IF(OR(I98=\"\",'Lives scenario - input'!$F83=\"\"),\"\",I98/'Lives scenario - input'!$F83),\"\")","v":""},{"$f":"IFERROR(IF(OR(J98=\"\",'Lives scenario - input'!$F83=\"\"),\"\",J98/'Lives scenario - input'!$F83),\"\")","v":""},{"$f":"IFERROR(IF(OR(K98=\"\",'Lives scenario - input'!$F83=\"\"),\"\",K98/'Lives scenario - input'!$F83),\"\")","v":""},{"$f":"IFERROR(IF(OR(L98=\"\",'Lives scenario - input'!$F83=\"\"),\"\",L98/'Lives scenario - input'!$F83),\"\")","v":""},{"$f":"IFERROR(IF(OR(M98=\"\",'Lives scenario - input'!$F83=\"\"),\"\",M98/'Lives scenario - input'!$F83),\"\")","v":""},{"$f":"IFERROR(IF(OR(N98=\"\",'Lives scenario - input'!$F83=\"\"),\"\",N98/'Lives scenario - input'!$F83),\"\")","v":""},{"$f":"IFERROR(IF(OR(O98=\"\",'Lives scenario - input'!$F83=\"\"),\"\",O98/'Lives scenario - input'!$F83),\"\")","v":""},{"$f":"IFERROR(IF(OR(P98=\"\",'Lives scenario - input'!$F83=\"\"),\"\",P98/'Lives scenario - input'!$F83),\"\")","v":""},{"$f":"IFERROR(IF(OR(Q98=\"\",'Lives scenario - input'!$F83=\"\"),\"\",Q98/'Lives scenario - input'!$F83),\"\")","v":""},{"$f":"IFERROR(IF(OR(R98=\"\",'Lives scenario - input'!$F83=\"\"),\"\",R98/'Lives scenario - input'!$F83),\"\")","v":""},{"$f":"IFERROR(IF(OR(S98=\"\",'Lives scenario - input'!$F83=\"\"),\"\",S98/'Lives scenario - input'!$F83),\"\")","v":""},{"$f":"IFERROR(IF(OR(T98=\"\",'Lives scenario - input'!$F83=\"\"),\"\",T98/'Lives scenario - input'!$F83),\"\")","v":""},{"$f":"IFERROR(IF(OR(U98=\"\",'Lives scenario - input'!$F83=\"\"),\"\",U98/'Lives scenario - input'!$F83),\"\")","v":""},{"$f":"IFERROR(IF(OR(V98=\"\",'Lives scenario - input'!$F83=\"\"),\"\",V98/'Lives scenario - input'!$F83),\"\")","v":""},{"$f":"IFERROR(IF(OR(W98=\"\",'Lives scenario - input'!$F83=\"\"),\"\",W98/'Lives scenario - input'!$F83),\"\")","v":""}]
[{"$f":"IFERROR('Lives scenario - input'!A84,\"\")","v":""},{"$f":"IFERROR('Lives scenario - input'!B84,\"\")","v":""},{"$f":"IFERROR('Lives scenario - input'!C84,\"\")","v":""},{"$f":"IFERROR(repcalc('Lives scenario - input'!$CX84:$GJ84,'Lives scenario - input'!$I84,'Lives scenario - input'!$G84,'Lives scenario - input'!$H84,20,TRUE,TRUE),\"\")","v":""},"","","","","","","","","","","","","","","","","","","",{"$f":"IFERROR(IF(OR(D99=\"\",'Lives scenario - input'!$F84=\"\"),\"\",D99/'Lives scenario - input'!$F84),\"\")","v":""},{"$f":"IFERROR(IF(OR(E99=\"\",'Lives scenario - input'!$F84=\"\"),\"\",E99/'Lives scenario - input'!$F84),\"\")","v":""},{"$f":"IFERROR(IF(OR(F99=\"\",'Lives scenario - input'!$F84=\"\"),\"\",F99/'Lives scenario - input'!$F84),\"\")","v":""},{"$f":"IFERROR(IF(OR(G99=\"\",'Lives scenario - input'!$F84=\"\"),\"\",G99/'Lives scenario - input'!$F84),\"\")","v":""},{"$f":"IFERROR(IF(OR(H99=\"\",'Lives scenario - input'!$F84=\"\"),\"\",H99/'Lives scenario - input'!$F84),\"\")","v":""},{"$f":"IFERROR(IF(OR(I99=\"\",'Lives scenario - input'!$F84=\"\"),\"\",I99/'Lives scenario - input'!$F84),\"\")","v":""},{"$f":"IFERROR(IF(OR(J99=\"\",'Lives scenario - input'!$F84=\"\"),\"\",J99/'Lives scenario - input'!$F84),\"\")","v":""},{"$f":"IFERROR(IF(OR(K99=\"\",'Lives scenario - input'!$F84=\"\"),\"\",K99/'Lives scenario - input'!$F84),\"\")","v":""},{"$f":"IFERROR(IF(OR(L99=\"\",'Lives scenario - input'!$F84=\"\"),\"\",L99/'Lives scenario - input'!$F84),\"\")","v":""},{"$f":"IFERROR(IF(OR(M99=\"\",'Lives scenario - input'!$F84=\"\"),\"\",M99/'Lives scenario - input'!$F84),\"\")","v":""},{"$f":"IFERROR(IF(OR(N99=\"\",'Lives scenario - input'!$F84=\"\"),\"\",N99/'Lives scenario - input'!$F84),\"\")","v":""},{"$f":"IFERROR(IF(OR(O99=\"\",'Lives scenario - input'!$F84=\"\"),\"\",O99/'Lives scenario - input'!$F84),\"\")","v":""},{"$f":"IFERROR(IF(OR(P99=\"\",'Lives scenario - input'!$F84=\"\"),\"\",P99/'Lives scenario - input'!$F84),\"\")","v":""},{"$f":"IFERROR(IF(OR(Q99=\"\",'Lives scenario - input'!$F84=\"\"),\"\",Q99/'Lives scenario - input'!$F84),\"\")","v":""},{"$f":"IFERROR(IF(OR(R99=\"\",'Lives scenario - input'!$F84=\"\"),\"\",R99/'Lives scenario - input'!$F84),\"\")","v":""},{"$f":"IFERROR(IF(OR(S99=\"\",'Lives scenario - input'!$F84=\"\"),\"\",S99/'Lives scenario - input'!$F84),\"\")","v":""},{"$f":"IFERROR(IF(OR(T99=\"\",'Lives scenario - input'!$F84=\"\"),\"\",T99/'Lives scenario - input'!$F84),\"\")","v":""},{"$f":"IFERROR(IF(OR(U99=\"\",'Lives scenario - input'!$F84=\"\"),\"\",U99/'Lives scenario - input'!$F84),\"\")","v":""},{"$f":"IFERROR(IF(OR(V99=\"\",'Lives scenario - input'!$F84=\"\"),\"\",V99/'Lives scenario - input'!$F84),\"\")","v":""},{"$f":"IFERROR(IF(OR(W99=\"\",'Lives scenario - input'!$F84=\"\"),\"\",W99/'Lives scenario - input'!$F84),\"\")","v":""}]
[{"$f":"IFERROR('Lives scenario - input'!A85,\"\")","v":""},{"$f":"IFERROR('Lives scenario - input'!B85,\"\")","v":""},{"$f":"IFERROR('Lives scenario - input'!C85,\"\")","v":""},{"$f":"IFERROR(repcalc('Lives scenario - input'!$CX85:$GJ85,'Lives scenario - input'!$I85,'Lives scenario - input'!$G85,'Lives scenario - input'!$H85,20,TRUE,TRUE),\"\")","v":""},"","","","","","","","","","","","","","","","","","","",{"$f":"IFERROR(IF(OR(D100=\"\",'Lives scenario - input'!$F85=\"\"),\"\",D100/'Lives scenario - input'!$F85),\"\")","v":""},{"$f":"IFERROR(IF(OR(E100=\"\",'Lives scenario - input'!$F85=\"\"),\"\",E100/'Lives scenario - input'!$F85),\"\")","v":""},{"$f":"IFERROR(IF(OR(F100=\"\",'Lives scenario - input'!$F85=\"\"),\"\",F100/'Lives scenario - input'!$F85),\"\")","v":""},{"$f":"IFERROR(IF(OR(G100=\"\",'Lives scenario - input'!$F85=\"\"),\"\",G100/'Lives scenario - input'!$F85),\"\")","v":""},{"$f":"IFERROR(IF(OR(H100=\"\",'Lives scenario - input'!$F85=\"\"),\"\",H100/'Lives scenario - input'!$F85),\"\")","v":""},{"$f":"IFERROR(IF(OR(I100=\"\",'Lives scenario - input'!$F85=\"\"),\"\",I100/'Lives scenario - input'!$F85),\"\")","v":""},{"$f":"IFERROR(IF(OR(J100=\"\",'Lives scenario - input'!$F85=\"\"),\"\",J100/'Lives scenario - input'!$F85),\"\")","v":""},{"$f":"IFERROR(IF(OR(K100=\"\",'Lives scenario - input'!$F85=\"\"),\"\",K100/'Lives scenario - input'!$F85),\"\")","v":""},{"$f":"IFERROR(IF(OR(L100=\"\",'Lives scenario - input'!$F85=\"\"),\"\",L100/'Lives scenario - input'!$F85),\"\")","v":""},{"$f":"IFERROR(IF(OR(M100=\"\",'Lives scenario - input'!$F85=\"\"),\"\",M100/'Lives scenario - input'!$F85),\"\")","v":""},{"$f":"IFERROR(IF(OR(N100=\"\",'Lives scenario - input'!$F85=\"\"),\"\",N100/'Lives scenario - input'!$F85),\"\")","v":""},{"$f":"IFERROR(IF(OR(O100=\"\",'Lives scenario - input'!$F85=\"\"),\"\",O100/'Lives scenario - input'!$F85),\"\")","v":""},{"$f":"IFERROR(IF(OR(P100=\"\",'Lives scenario - input'!$F85=\"\"),\"\",P100/'Lives scenario - input'!$F85),\"\")","v":""},{"$f":"IFERROR(IF(OR(Q100=\"\",'Lives scenario - input'!$F85=\"\"),\"\",Q100/'Lives scenario - input'!$F85),\"\")","v":""},{"$f":"IFERROR(IF(OR(R100=\"\",'Lives scenario - input'!$F85=\"\"),\"\",R100/'Lives scenario - input'!$F85),\"\")","v":""},{"$f":"IFERROR(IF(OR(S100=\"\",'Lives scenario - input'!$F85=\"\"),\"\",S100/'Lives scenario - input'!$F85),\"\")","v":""},{"$f":"IFERROR(IF(OR(T100=\"\",'Lives scenario - input'!$F85=\"\"),\"\",T100/'Lives scenario - input'!$F85),\"\")","v":""},{"$f":"IFERROR(IF(OR(U100=\"\",'Lives scenario - input'!$F85=\"\"),\"\",U100/'Lives scenario - input'!$F85),\"\")","v":""},{"$f":"IFERROR(IF(OR(V100=\"\",'Lives scenario - input'!$F85=\"\"),\"\",V100/'Lives scenario - input'!$F85),\"\")","v":""},{"$f":"IFERROR(IF(OR(W100=\"\",'Lives scenario - input'!$F85=\"\"),\"\",W100/'Lives scenario - input'!$F85),\"\")","v":""}]
[{"$f":"IFERROR('Lives scenario - input'!A86,\"\")","v":""},{"$f":"IFERROR('Lives scenario - input'!B86,\"\")","v":""},{"$f":"IFERROR('Lives scenario - input'!C86,\"\")","v":""},{"$f":"IFERROR(repcalc('Lives scenario - input'!$CX86:$GJ86,'Lives scenario - input'!$I86,'Lives scenario - input'!$G86,'Lives scenario - input'!$H86,20,TRUE,TRUE),\"\")","v":""},"","","","","","","","","","","","","","","","","","","",{"$f":"IFERROR(IF(OR(D101=\"\",'Lives scenario - input'!$F86=\"\"),\"\",D101/'Lives scenario - input'!$F86),\"\")","v":""},{"$f":"IFERROR(IF(OR(E101=\"\",'Lives scenario - input'!$F86=\"\"),\"\",E101/'Lives scenario - input'!$F86),\"\")","v":""},{"$f":"IFERROR(IF(OR(F101=\"\",'Lives scenario - input'!$F86=\"\"),\"\",F101/'Lives scenario - input'!$F86),\"\")","v":""},{"$f":"IFERROR(IF(OR(G101=\"\",'Lives scenario - input'!$F86=\"\"),\"\",G101/'Lives scenario - input'!$F86),\"\")","v":""},{"$f":"IFERROR(IF(OR(H101=\"\",'Lives scenario - input'!$F86=\"\"),\"\",H101/'Lives scenario - input'!$F86),\"\")","v":""},{"$f":"IFERROR(IF(OR(I101=\"\",'Lives scenario - input'!$F86=\"\"),\"\",I101/'Lives scenario - input'!$F86),\"\")","v":""},{"$f":"IFERROR(IF(OR(J101=\"\",'Lives scenario - input'!$F86=\"\"),\"\",J101/'Lives scenario - input'!$F86),\"\")","v":""},{"$f":"IFERROR(IF(OR(K101=\"\",'Lives scenario - input'!$F86=\"\"),\"\",K101/'Lives scenario - input'!$F86),\"\")","v":""},{"$f":"IFERROR(IF(OR(L101=\"\",'Lives scenario - input'!$F86=\"\"),\"\",L101/'Lives scenario - input'!$F86),\"\")","v":""},{"$f":"IFERROR(IF(OR(M101=\"\",'Lives scenario - input'!$F86=\"\"),\"\",M101/'Lives scenario - input'!$F86),\"\")","v":""},{"$f":"IFERROR(IF(OR(N101=\"\",'Lives scenario - input'!$F86=\"\"),\"\",N101/'Lives scenario - input'!$F86),\"\")","v":""},{"$f":"IFERROR(IF(OR(O101=\"\",'Lives scenario - input'!$F86=\"\"),\"\",O101/'Lives scenario - input'!$F86),\"\")","v":""},{"$f":"IFERROR(IF(OR(P101=\"\",'Lives scenario - input'!$F86=\"\"),\"\",P101/'Lives scenario - input'!$F86),\"\")","v":""},{"$f":"IFERROR(IF(OR(Q101=\"\",'Lives scenario - input'!$F86=\"\"),\"\",Q101/'Lives scenario - input'!$F86),\"\")","v":""},{"$f":"IFERROR(IF(OR(R101=\"\",'Lives scenario - input'!$F86=\"\"),\"\",R101/'Lives scenario - input'!$F86),\"\")","v":""},{"$f":"IFERROR(IF(OR(S101=\"\",'Lives scenario - input'!$F86=\"\"),\"\",S101/'Lives scenario - input'!$F86),\"\")","v":""},{"$f":"IFERROR(IF(OR(T101=\"\",'Lives scenario - input'!$F86=\"\"),\"\",T101/'Lives scenario - input'!$F86),\"\")","v":""},{"$f":"IFERROR(IF(OR(U101=\"\",'Lives scenario - input'!$F86=\"\"),\"\",U101/'Lives scenario - input'!$F86),\"\")","v":""},{"$f":"IFERROR(IF(OR(V101=\"\",'Lives scenario - input'!$F86=\"\"),\"\",V101/'Lives scenario - input'!$F86),\"\")","v":""},{"$f":"IFERROR(IF(OR(W101=\"\",'Lives scenario - input'!$F86=\"\"),\"\",W101/'Lives scenario - input'!$F86),\"\")","v":""}]
[{"$f":"IFERROR('Lives scenario - input'!A87,\"\")","v":""},{"$f":"IFERROR('Lives scenario - input'!B87,\"\")","v":""},{"$f":"IFERROR('Lives scenario - input'!C87,\"\")","v":""},{"$f":"IFERROR(repcalc('Lives scenario - input'!$CX87:$GJ87,'Lives scenario - input'!$I87,'Lives scenario - input'!$G87,'Lives scenario - input'!$H87,20,TRUE,TRUE),\"\")","v":""},"","","","","","","","","","","","","","","","","","","",{"$f":"IFERROR(IF(OR(D102=\"\",'Lives scenario - input'!$F87=\"\"),\"\",D102/'Lives scenario - input'!$F87),\"\")","v":""},{"$f":"IFERROR(IF(OR(E102=\"\",'Lives scenario - input'!$F87=\"\"),\"\",E102/'Lives scenario - input'!$F87),\"\")","v":""},{"$f":"IFERROR(IF(OR(F102=\"\",'Lives scenario - input'!$F87=\"\"),\"\",F102/'Lives scenario - input'!$F87),\"\")","v":""},{"$f":"IFERROR(IF(OR(G102=\"\",'Lives scenario - input'!$F87=\"\"),\"\",G102/'Lives scenario - input'!$F87),\"\")","v":""},{"$f":"IFERROR(IF(OR(H102=\"\",'Lives scenario - input'!$F87=\"\"),\"\",H102/'Lives scenario - input'!$F87),\"\")","v":""},{"$f":"IFERROR(IF(OR(I102=\"\",'Lives scenario - input'!$F87=\"\"),\"\",I102/'Lives scenario - input'!$F87),\"\")","v":""},{"$f":"IFERROR(IF(OR(J102=\"\",'Lives scenario - input'!$F87=\"\"),\"\",J102/'Lives scenario - input'!$F87),\"\")","v":""},{"$f":"IFERROR(IF(OR(K102=\"\",'Lives scenario - input'!$F87=\"\"),\"\",K102/'Lives scenario - input'!$F87),\"\")","v":""},{"$f":"IFERROR(IF(OR(L102=\"\",'Lives scenario - input'!$F87=\"\"),\"\",L102/'Lives scenario - input'!$F87),\"\")","v":""},{"$f":"IFERROR(IF(OR(M102=\"\",'Lives scenario - input'!$F87=\"\"),\"\",M102/'Lives scenario - input'!$F87),\"\")","v":""},{"$f":"IFERROR(IF(OR(N102=\"\",'Lives scenario - input'!$F87=\"\"),\"\",N102/'Lives scenario - input'!$F87),\"\")","v":""},{"$f":"IFERROR(IF(OR(O102=\"\",'Lives scenario - input'!$F87=\"\"),\"\",O102/'Lives scenario - input'!$F87),\"\")","v":""},{"$f":"IFERROR(IF(OR(P102=\"\",'Lives scenario - input'!$F87=\"\"),\"\",P102/'Lives scenario - input'!$F87),\"\")","v":""},{"$f":"IFERROR(IF(OR(Q102=\"\",'Lives scenario - input'!$F87=\"\"),\"\",Q102/'Lives scenario - input'!$F87),\"\")","v":""},{"$f":"IFERROR(IF(OR(R102=\"\",'Lives scenario - input'!$F87=\"\"),\"\",R102/'Lives scenario - input'!$F87),\"\")","v":""},{"$f":"IFERROR(IF(OR(S102=\"\",'Lives scenario - input'!$F87=\"\"),\"\",S102/'Lives scenario - input'!$F87),\"\")","v":""},{"$f":"IFERROR(IF(OR(T102=\"\",'Lives scenario - input'!$F87=\"\"),\"\",T102/'Lives scenario - input'!$F87),\"\")","v":""},{"$f":"IFERROR(IF(OR(U102=\"\",'Lives scenario - input'!$F87=\"\"),\"\",U102/'Lives scenario - input'!$F87),\"\")","v":""},{"$f":"IFERROR(IF(OR(V102=\"\",'Lives scenario - input'!$F87=\"\"),\"\",V102/'Lives scenario - input'!$F87),\"\")","v":""},{"$f":"IFERROR(IF(OR(W102=\"\",'Lives scenario - input'!$F87=\"\"),\"\",W102/'Lives scenario - input'!$F87),\"\")","v":""}]
[{"$f":"IFERROR('Lives scenario - input'!A88,\"\")","v":""},{"$f":"IFERROR('Lives scenario - input'!B88,\"\")","v":""},{"$f":"IFERROR('Lives scenario - input'!C88,\"\")","v":""},{"$f":"IFERROR(repcalc('Lives scenario - input'!$CX88:$GJ88,'Lives scenario - input'!$I88,'Lives scenario - input'!$G88,'Lives scenario - input'!$H88,20,TRUE,TRUE),\"\")","v":""},"","","","","","","","","","","","","","","","","","","",{"$f":"IFERROR(IF(OR(D103=\"\",'Lives scenario - input'!$F88=\"\"),\"\",D103/'Lives scenario - input'!$F88),\"\")","v":""},{"$f":"IFERROR(IF(OR(E103=\"\",'Lives scenario - input'!$F88=\"\"),\"\",E103/'Lives scenario - input'!$F88),\"\")","v":""},{"$f":"IFERROR(IF(OR(F103=\"\",'Lives scenario - input'!$F88=\"\"),\"\",F103/'Lives scenario - input'!$F88),\"\")","v":""},{"$f":"IFERROR(IF(OR(G103=\"\",'Lives scenario - input'!$F88=\"\"),\"\",G103/'Lives scenario - input'!$F88),\"\")","v":""},{"$f":"IFERROR(IF(OR(H103=\"\",'Lives scenario - input'!$F88=\"\"),\"\",H103/'Lives scenario - input'!$F88),\"\")","v":""},{"$f":"IFERROR(IF(OR(I103=\"\",'Lives scenario - input'!$F88=\"\"),\"\",I103/'Lives scenario - input'!$F88),\"\")","v":""},{"$f":"IFERROR(IF(OR(J103=\"\",'Lives scenario - input'!$F88=\"\"),\"\",J103/'Lives scenario - input'!$F88),\"\")","v":""},{"$f":"IFERROR(IF(OR(K103=\"\",'Lives scenario - input'!$F88=\"\"),\"\",K103/'Lives scenario - input'!$F88),\"\")","v":""},{"$f":"IFERROR(IF(OR(L103=\"\",'Lives scenario - input'!$F88=\"\"),\"\",L103/'Lives scenario - input'!$F88),\"\")","v":""},{"$f":"IFERROR(IF(OR(M103=\"\",'Lives scenario - input'!$F88=\"\"),\"\",M103/'Lives scenario - input'!$F88),\"\")","v":""},{"$f":"IFERROR(IF(OR(N103=\"\",'Lives scenario - input'!$F88=\"\"),\"\",N103/'Lives scenario - input'!$F88),\"\")","v":""},{"$f":"IFERROR(IF(OR(O103=\"\",'Lives scenario - input'!$F88=\"\"),\"\",O103/'Lives scenario - input'!$F88),\"\")","v":""},{"$f":"IFERROR(IF(OR(P103=\"\",'Lives scenario - input'!$F88=\"\"),\"\",P103/'Lives scenario - input'!$F88),\"\")","v":""},{"$f":"IFERROR(IF(OR(Q103=\"\",'Lives scenario - input'!$F88=\"\"),\"\",Q103/'Lives scenario - input'!$F88),\"\")","v":""},{"$f":"IFERROR(IF(OR(R103=\"\",'Lives scenario - input'!$F88=\"\"),\"\",R103/'Lives scenario - input'!$F88),\"\")","v":""},{"$f":"IFERROR(IF(OR(S103=\"\",'Lives scenario - input'!$F88=\"\"),\"\",S103/'Lives scenario - input'!$F88),\"\")","v":""},{"$f":"IFERROR(IF(OR(T103=\"\",'Lives scenario - input'!$F88=\"\"),\"\",T103/'Lives scenario - input'!$F88),\"\")","v":""},{"$f":"IFERROR(IF(OR(U103=\"\",'Lives scenario - input'!$F88=\"\"),\"\",U103/'Lives scenario - input'!$F88),\"\")","v":""},{"$f":"IFERROR(IF(OR(V103=\"\",'Lives scenario - input'!$F88=\"\"),\"\",V103/'Lives scenario - input'!$F88),\"\")","v":""},{"$f":"IFERROR(IF(OR(W103=\"\",'Lives scenario - input'!$F88=\"\"),\"\",W103/'Lives scenario - input'!$F88),\"\")","v":""}]
[{"$f":"IFERROR('Lives scenario - input'!A89,\"\")","v":""},{"$f":"IFERROR('Lives scenario - input'!B89,\"\")","v":""},{"$f":"IFERROR('Lives scenario - input'!C89,\"\")","v":""},{"$f":"IFERROR(repcalc('Lives scenario - input'!$CX89:$GJ89,'Lives scenario - input'!$I89,'Lives scenario - input'!$G89,'Lives scenario - input'!$H89,20,TRUE,TRUE),\"\")","v":""},"","","","","","","","","","","","","","","","","","","",{"$f":"IFERROR(IF(OR(D104=\"\",'Lives scenario - input'!$F89=\"\"),\"\",D104/'Lives scenario - input'!$F89),\"\")","v":""},{"$f":"IFERROR(IF(OR(E104=\"\",'Lives scenario - input'!$F89=\"\"),\"\",E104/'Lives scenario - input'!$F89),\"\")","v":""},{"$f":"IFERROR(IF(OR(F104=\"\",'Lives scenario - input'!$F89=\"\"),\"\",F104/'Lives scenario - input'!$F89),\"\")","v":""},{"$f":"IFERROR(IF(OR(G104=\"\",'Lives scenario - input'!$F89=\"\"),\"\",G104/'Lives scenario - input'!$F89),\"\")","v":""},{"$f":"IFERROR(IF(OR(H104=\"\",'Lives scenario - input'!$F89=\"\"),\"\",H104/'Lives scenario - input'!$F89),\"\")","v":""},{"$f":"IFERROR(IF(OR(I104=\"\",'Lives scenario - input'!$F89=\"\"),\"\",I104/'Lives scenario - input'!$F89),\"\")","v":""},{"$f":"IFERROR(IF(OR(J104=\"\",'Lives scenario - input'!$F89=\"\"),\"\",J104/'Lives scenario - input'!$F89),\"\")","v":""},{"$f":"IFERROR(IF(OR(K104=\"\",'Lives scenario - input'!$F89=\"\"),\"\",K104/'Lives scenario - input'!$F89),\"\")","v":""},{"$f":"IFERROR(IF(OR(L104=\"\",'Lives scenario - input'!$F89=\"\"),\"\",L104/'Lives scenario - input'!$F89),\"\")","v":""},{"$f":"IFERROR(IF(OR(M104=\"\",'Lives scenario - input'!$F89=\"\"),\"\",M104/'Lives scenario - input'!$F89),\"\")","v":""},{"$f":"IFERROR(IF(OR(N104=\"\",'Lives scenario - input'!$F89=\"\"),\"\",N104/'Lives scenario - input'!$F89),\"\")","v":""},{"$f":"IFERROR(IF(OR(O104=\"\",'Lives scenario - input'!$F89=\"\"),\"\",O104/'Lives scenario - input'!$F89),\"\")","v":""},{"$f":"IFERROR(IF(OR(P104=\"\",'Lives scenario - input'!$F89=\"\"),\"\",P104/'Lives scenario - input'!$F89),\"\")","v":""},{"$f":"IFERROR(IF(OR(Q104=\"\",'Lives scenario - input'!$F89=\"\"),\"\",Q104/'Lives scenario - input'!$F89),\"\")","v":""},{"$f":"IFERROR(IF(OR(R104=\"\",'Lives scenario - input'!$F89=\"\"),\"\",R104/'Lives scenario - input'!$F89),\"\")","v":""},{"$f":"IFERROR(IF(OR(S104=\"\",'Lives scenario - input'!$F89=\"\"),\"\",S104/'Lives scenario - input'!$F89),\"\")","v":""},{"$f":"IFERROR(IF(OR(T104=\"\",'Lives scenario - input'!$F89=\"\"),\"\",T104/'Lives scenario - input'!$F89),\"\")","v":""},{"$f":"IFERROR(IF(OR(U104=\"\",'Lives scenario - input'!$F89=\"\"),\"\",U104/'Lives scenario - input'!$F89),\"\")","v":""},{"$f":"IFERROR(IF(OR(V104=\"\",'Lives scenario - input'!$F89=\"\"),\"\",V104/'Lives scenario - input'!$F89),\"\")","v":""},{"$f":"IFERROR(IF(OR(W104=\"\",'Lives scenario - input'!$F89=\"\"),\"\",W104/'Lives scenario - input'!$F89),\"\")","v":""}]
[{"$f":"IFERROR('Lives scenario - input'!A90,\"\")","v":""},{"$f":"IFERROR('Lives scenario - input'!B90,\"\")","v":""},{"$f":"IFERROR('Lives scenario - input'!C90,\"\")","v":""},{"$f":"IFERROR(repcalc('Lives scenario - input'!$CX90:$GJ90,'Lives scenario - input'!$I90,'Lives scenario - input'!$G90,'Lives scenario - input'!$H90,20,TRUE,TRUE),\"\")","v":""},"","","","","","","","","","","","","","","","","","","",{"$f":"IFERROR(IF(OR(D105=\"\",'Lives scenario - input'!$F90=\"\"),\"\",D105/'Lives scenario - input'!$F90),\"\")","v":""},{"$f":"IFERROR(IF(OR(E105=\"\",'Lives scenario - input'!$F90=\"\"),\"\",E105/'Lives scenario - input'!$F90),\"\")","v":""},{"$f":"IFERROR(IF(OR(F105=\"\",'Lives scenario - input'!$F90=\"\"),\"\",F105/'Lives scenario - input'!$F90),\"\")","v":""},{"$f":"IFERROR(IF(OR(G105=\"\",'Lives scenario - input'!$F90=\"\"),\"\",G105/'Lives scenario - input'!$F90),\"\")","v":""},{"$f":"IFERROR(IF(OR(H105=\"\",'Lives scenario - input'!$F90=\"\"),\"\",H105/'Lives scenario - input'!$F90),\"\")","v":""},{"$f":"IFERROR(IF(OR(I105=\"\",'Lives scenario - input'!$F90=\"\"),\"\",I105/'Lives scenario - input'!$F90),\"\")","v":""},{"$f":"IFERROR(IF(OR(J105=\"\",'Lives scenario - input'!$F90=\"\"),\"\",J105/'Lives scenario - input'!$F90),\"\")","v":""},{"$f":"IFERROR(IF(OR(K105=\"\",'Lives scenario - input'!$F90=\"\"),\"\",K105/'Lives scenario - input'!$F90),\"\")","v":""},{"$f":"IFERROR(IF(OR(L105=\"\",'Lives scenario - input'!$F90=\"\"),\"\",L105/'Lives scenario - input'!$F90),\"\")","v":""},{"$f":"IFERROR(IF(OR(M105=\"\",'Lives scenario - input'!$F90=\"\"),\"\",M105/'Lives scenario - input'!$F90),\"\")","v":""},{"$f":"IFERROR(IF(OR(N105=\"\",'Lives scenario - input'!$F90=\"\"),\"\",N105/'Lives scenario - input'!$F90),\"\")","v":""},{"$f":"IFERROR(IF(OR(O105=\"\",'Lives scenario - input'!$F90=\"\"),\"\",O105/'Lives scenario - input'!$F90),\"\")","v":""},{"$f":"IFERROR(IF(OR(P105=\"\",'Lives scenario - input'!$F90=\"\"),\"\",P105/'Lives scenario - input'!$F90),\"\")","v":""},{"$f":"IFERROR(IF(OR(Q105=\"\",'Lives scenario - input'!$F90=\"\"),\"\",Q105/'Lives scenario - input'!$F90),\"\")","v":""},{"$f":"IFERROR(IF(OR(R105=\"\",'Lives scenario - input'!$F90=\"\"),\"\",R105/'Lives scenario - input'!$F90),\"\")","v":""},{"$f":"IFERROR(IF(OR(S105=\"\",'Lives scenario - input'!$F90=\"\"),\"\",S105/'Lives scenario - input'!$F90),\"\")","v":""},{"$f":"IFERROR(IF(OR(T105=\"\",'Lives scenario - input'!$F90=\"\"),\"\",T105/'Lives scenario - input'!$F90),\"\")","v":""},{"$f":"IFERROR(IF(OR(U105=\"\",'Lives scenario - input'!$F90=\"\"),\"\",U105/'Lives scenario - input'!$F90),\"\")","v":""},{"$f":"IFERROR(IF(OR(V105=\"\",'Lives scenario - input'!$F90=\"\"),\"\",V105/'Lives scenario - input'!$F90),\"\")","v":""},{"$f":"IFERROR(IF(OR(W105=\"\",'Lives scenario - input'!$F90=\"\"),\"\",W105/'Lives scenario - input'!$F90),\"\")","v":""}]
[{"$f":"IFERROR('Lives scenario - input'!A91,\"\")","v":""},{"$f":"IFERROR('Lives scenario - input'!B91,\"\")","v":""},{"$f":"IFERROR('Lives scenario - input'!C91,\"\")","v":""},{"$f":"IFERROR(repcalc('Lives scenario - input'!$CX91:$GJ91,'Lives scenario - input'!$I91,'Lives scenario - input'!$G91,'Lives scenario - input'!$H91,20,TRUE,TRUE),\"\")","v":""},"","","","","","","","","","","","","","","","","","","",{"$f":"IFERROR(IF(OR(D106=\"\",'Lives scenario - input'!$F91=\"\"),\"\",D106/'Lives scenario - input'!$F91),\"\")","v":""},{"$f":"IFERROR(IF(OR(E106=\"\",'Lives scenario - input'!$F91=\"\"),\"\",E106/'Lives scenario - input'!$F91),\"\")","v":""},{"$f":"IFERROR(IF(OR(F106=\"\",'Lives scenario - input'!$F91=\"\"),\"\",F106/'Lives scenario - input'!$F91),\"\")","v":""},{"$f":"IFERROR(IF(OR(G106=\"\",'Lives scenario - input'!$F91=\"\"),\"\",G106/'Lives scenario - input'!$F91),\"\")","v":""},{"$f":"IFERROR(IF(OR(H106=\"\",'Lives scenario - input'!$F91=\"\"),\"\",H106/'Lives scenario - input'!$F91),\"\")","v":""},{"$f":"IFERROR(IF(OR(I106=\"\",'Lives scenario - input'!$F91=\"\"),\"\",I106/'Lives scenario - input'!$F91),\"\")","v":""},{"$f":"IFERROR(IF(OR(J106=\"\",'Lives scenario - input'!$F91=\"\"),\"\",J106/'Lives scenario - input'!$F91),\"\")","v":""},{"$f":"IFERROR(IF(OR(K106=\"\",'Lives scenario - input'!$F91=\"\"),\"\",K106/'Lives scenario - input'!$F91),\"\")","v":""},{"$f":"IFERROR(IF(OR(L106=\"\",'Lives scenario - input'!$F91=\"\"),\"\",L106/'Lives scenario - input'!$F91),\"\")","v":""},{"$f":"IFERROR(IF(OR(M106=\"\",'Lives scenario - input'!$F91=\"\"),\"\",M106/'Lives scenario - input'!$F91),\"\")","v":""},{"$f":"IFERROR(IF(OR(N106=\"\",'Lives scenario - input'!$F91=\"\"),\"\",N106/'Lives scenario - input'!$F91),\"\")","v":""},{"$f":"IFERROR(IF(OR(O106=\"\",'Lives scenario - input'!$F91=\"\"),\"\",O106/'Lives scenario - input'!$F91),\"\")","v":""},{"$f":"IFERROR(IF(OR(P106=\"\",'Lives scenario - input'!$F91=\"\"),\"\",P106/'Lives scenario - input'!$F91),\"\")","v":""},{"$f":"IFERROR(IF(OR(Q106=\"\",'Lives scenario - input'!$F91=\"\"),\"\",Q106/'Lives scenario - input'!$F91),\"\")","v":""},{"$f":"IFERROR(IF(OR(R106=\"\",'Lives scenario - input'!$F91=\"\"),\"\",R106/'Lives scenario - input'!$F91),\"\")","v":""},{"$f":"IFERROR(IF(OR(S106=\"\",'Lives scenario - input'!$F91=\"\"),\"\",S106/'Lives scenario - input'!$F91),\"\")","v":""},{"$f":"IFERROR(IF(OR(T106=\"\",'Lives scenario - input'!$F91=\"\"),\"\",T106/'Lives scenario - input'!$F91),\"\")","v":""},{"$f":"IFERROR(IF(OR(U106=\"\",'Lives scenario - input'!$F91=\"\"),\"\",U106/'Lives scenario - input'!$F91),\"\")","v":""},{"$f":"IFERROR(IF(OR(V106=\"\",'Lives scenario - input'!$F91=\"\"),\"\",V106/'Lives scenario - input'!$F91),\"\")","v":""},{"$f":"IFERROR(IF(OR(W106=\"\",'Lives scenario - input'!$F91=\"\"),\"\",W106/'Lives scenario - input'!$F91),\"\")","v":""}]
[{"$f":"IFERROR('Lives scenario - input'!A92,\"\")","v":""},{"$f":"IFERROR('Lives scenario - input'!B92,\"\")","v":""},{"$f":"IFERROR('Lives scenario - input'!C92,\"\")","v":""},{"$f":"IFERROR(repcalc('Lives scenario - input'!$CX92:$GJ92,'Lives scenario - input'!$I92,'Lives scenario - input'!$G92,'Lives scenario - input'!$H92,20,TRUE,TRUE),\"\")","v":""},"","","","","","","","","","","","","","","","","","","",{"$f":"IFERROR(IF(OR(D107=\"\",'Lives scenario - input'!$F92=\"\"),\"\",D107/'Lives scenario - input'!$F92),\"\")","v":""},{"$f":"IFERROR(IF(OR(E107=\"\",'Lives scenario - input'!$F92=\"\"),\"\",E107/'Lives scenario - input'!$F92),\"\")","v":""},{"$f":"IFERROR(IF(OR(F107=\"\",'Lives scenario - input'!$F92=\"\"),\"\",F107/'Lives scenario - input'!$F92),\"\")","v":""},{"$f":"IFERROR(IF(OR(G107=\"\",'Lives scenario - input'!$F92=\"\"),\"\",G107/'Lives scenario - input'!$F92),\"\")","v":""},{"$f":"IFERROR(IF(OR(H107=\"\",'Lives scenario - input'!$F92=\"\"),\"\",H107/'Lives scenario - input'!$F92),\"\")","v":""},{"$f":"IFERROR(IF(OR(I107=\"\",'Lives scenario - input'!$F92=\"\"),\"\",I107/'Lives scenario - input'!$F92),\"\")","v":""},{"$f":"IFERROR(IF(OR(J107=\"\",'Lives scenario - input'!$F92=\"\"),\"\",J107/'Lives scenario - input'!$F92),\"\")","v":""},{"$f":"IFERROR(IF(OR(K107=\"\",'Lives scenario - input'!$F92=\"\"),\"\",K107/'Lives scenario - input'!$F92),\"\")","v":""},{"$f":"IFERROR(IF(OR(L107=\"\",'Lives scenario - input'!$F92=\"\"),\"\",L107/'Lives scenario - input'!$F92),\"\")","v":""},{"$f":"IFERROR(IF(OR(M107=\"\",'Lives scenario - input'!$F92=\"\"),\"\",M107/'Lives scenario - input'!$F92),\"\")","v":""},{"$f":"IFERROR(IF(OR(N107=\"\",'Lives scenario - input'!$F92=\"\"),\"\",N107/'Lives scenario - input'!$F92),\"\")","v":""},{"$f":"IFERROR(IF(OR(O107=\"\",'Lives scenario - input'!$F92=\"\"),\"\",O107/'Lives scenario - input'!$F92),\"\")","v":""},{"$f":"IFERROR(IF(OR(P107=\"\",'Lives scenario - input'!$F92=\"\"),\"\",P107/'Lives scenario - input'!$F92),\"\")","v":""},{"$f":"IFERROR(IF(OR(Q107=\"\",'Lives scenario - input'!$F92=\"\"),\"\",Q107/'Lives scenario - input'!$F92),\"\")","v":""},{"$f":"IFERROR(IF(OR(R107=\"\",'Lives scenario - input'!$F92=\"\"),\"\",R107/'Lives scenario - input'!$F92),\"\")","v":""},{"$f":"IFERROR(IF(OR(S107=\"\",'Lives scenario - input'!$F92=\"\"),\"\",S107/'Lives scenario - input'!$F92),\"\")","v":""},{"$f":"IFERROR(IF(OR(T107=\"\",'Lives scenario - input'!$F92=\"\"),\"\",T107/'Lives scenario - input'!$F92),\"\")","v":""},{"$f":"IFERROR(IF(OR(U107=\"\",'Lives scenario - input'!$F92=\"\"),\"\",U107/'Lives scenario - input'!$F92),\"\")","v":""},{"$f":"IFERROR(IF(OR(V107=\"\",'Lives scenario - input'!$F92=\"\"),\"\",V107/'Lives scenario - input'!$F92),\"\")","v":""},{"$f":"IFERROR(IF(OR(W107=\"\",'Lives scenario - input'!$F92=\"\"),\"\",W107/'Lives scenario - input'!$F92),\"\")","v":""}]
[{"$f":"IFERROR('Lives scenario - input'!A93,\"\")","v":""},{"$f":"IFERROR('Lives scenario - input'!B93,\"\")","v":""},{"$f":"IFERROR('Lives scenario - input'!C93,\"\")","v":""},{"$f":"IFERROR(repcalc('Lives scenario - input'!$CX93:$GJ93,'Lives scenario - input'!$I93,'Lives scenario - input'!$G93,'Lives scenario - input'!$H93,20,TRUE,TRUE),\"\")","v":""},"","","","","","","","","","","","","","","","","","","",{"$f":"IFERROR(IF(OR(D108=\"\",'Lives scenario - input'!$F93=\"\"),\"\",D108/'Lives scenario - input'!$F93),\"\")","v":""},{"$f":"IFERROR(IF(OR(E108=\"\",'Lives scenario - input'!$F93=\"\"),\"\",E108/'Lives scenario - input'!$F93),\"\")","v":""},{"$f":"IFERROR(IF(OR(F108=\"\",'Lives scenario - input'!$F93=\"\"),\"\",F108/'Lives scenario - input'!$F93),\"\")","v":""},{"$f":"IFERROR(IF(OR(G108=\"\",'Lives scenario - input'!$F93=\"\"),\"\",G108/'Lives scenario - input'!$F93),\"\")","v":""},{"$f":"IFERROR(IF(OR(H108=\"\",'Lives scenario - input'!$F93=\"\"),\"\",H108/'Lives scenario - input'!$F93),\"\")","v":""},{"$f":"IFERROR(IF(OR(I108=\"\",'Lives scenario - input'!$F93=\"\"),\"\",I108/'Lives scenario - input'!$F93),\"\")","v":""},{"$f":"IFERROR(IF(OR(J108=\"\",'Lives scenario - input'!$F93=\"\"),\"\",J108/'Lives scenario - input'!$F93),\"\")","v":""},{"$f":"IFERROR(IF(OR(K108=\"\",'Lives scenario - input'!$F93=\"\"),\"\",K108/'Lives scenario - input'!$F93),\"\")","v":""},{"$f":"IFERROR(IF(OR(L108=\"\",'Lives scenario - input'!$F93=\"\"),\"\",L108/'Lives scenario - input'!$F93),\"\")","v":""},{"$f":"IFERROR(IF(OR(M108=\"\",'Lives scenario - input'!$F93=\"\"),\"\",M108/'Lives scenario - input'!$F93),\"\")","v":""},{"$f":"IFERROR(IF(OR(N108=\"\",'Lives scenario - input'!$F93=\"\"),\"\",N108/'Lives scenario - input'!$F93),\"\")","v":""},{"$f":"IFERROR(IF(OR(O108=\"\",'Lives scenario - input'!$F93=\"\"),\"\",O108/'Lives scenario - input'!$F93),\"\")","v":""},{"$f":"IFERROR(IF(OR(P108=\"\",'Lives scenario - input'!$F93=\"\"),\"\",P108/'Lives scenario - input'!$F93),\"\")","v":""},{"$f":"IFERROR(IF(OR(Q108=\"\",'Lives scenario - input'!$F93=\"\"),\"\",Q108/'Lives scenario - input'!$F93),\"\")","v":""},{"$f":"IFERROR(IF(OR(R108=\"\",'Lives scenario - input'!$F93=\"\"),\"\",R108/'Lives scenario - input'!$F93),\"\")","v":""},{"$f":"IFERROR(IF(OR(S108=\"\",'Lives scenario - input'!$F93=\"\"),\"\",S108/'Lives scenario - input'!$F93),\"\")","v":""},{"$f":"IFERROR(IF(OR(T108=\"\",'Lives scenario - input'!$F93=\"\"),\"\",T108/'Lives scenario - input'!$F93),\"\")","v":""},{"$f":"IFERROR(IF(OR(U108=\"\",'Lives scenario - input'!$F93=\"\"),\"\",U108/'Lives scenario - input'!$F93),\"\")","v":""},{"$f":"IFERROR(IF(OR(V108=\"\",'Lives scenario - input'!$F93=\"\"),\"\",V108/'Lives scenario - input'!$F93),\"\")","v":""},{"$f":"IFERROR(IF(OR(W108=\"\",'Lives scenario - input'!$F93=\"\"),\"\",W108/'Lives scenario - input'!$F93),\"\")","v":""}]
[{"$f":"IFERROR('Lives scenario - input'!A94,\"\")","v":""},{"$f":"IFERROR('Lives scenario - input'!B94,\"\")","v":""},{"$f":"IFERROR('Lives scenario - input'!C94,\"\")","v":""},{"$f":"IFERROR(repcalc('Lives scenario - input'!$CX94:$GJ94,'Lives scenario - input'!$I94,'Lives scenario - input'!$G94,'Lives scenario - input'!$H94,20,TRUE,TRUE),\"\")","v":""},"","","","","","","","","","","","","","","","","","","",{"$f":"IFERROR(IF(OR(D109=\"\",'Lives scenario - input'!$F94=\"\"),\"\",D109/'Lives scenario - input'!$F94),\"\")","v":""},{"$f":"IFERROR(IF(OR(E109=\"\",'Lives scenario - input'!$F94=\"\"),\"\",E109/'Lives scenario - input'!$F94),\"\")","v":""},{"$f":"IFERROR(IF(OR(F109=\"\",'Lives scenario - input'!$F94=\"\"),\"\",F109/'Lives scenario - input'!$F94),\"\")","v":""},{"$f":"IFERROR(IF(OR(G109=\"\",'Lives scenario - input'!$F94=\"\"),\"\",G109/'Lives scenario - input'!$F94),\"\")","v":""},{"$f":"IFERROR(IF(OR(H109=\"\",'Lives scenario - input'!$F94=\"\"),\"\",H109/'Lives scenario - input'!$F94),\"\")","v":""},{"$f":"IFERROR(IF(OR(I109=\"\",'Lives scenario - input'!$F94=\"\"),\"\",I109/'Lives scenario - input'!$F94),\"\")","v":""},{"$f":"IFERROR(IF(OR(J109=\"\",'Lives scenario - input'!$F94=\"\"),\"\",J109/'Lives scenario - input'!$F94),\"\")","v":""},{"$f":"IFERROR(IF(OR(K109=\"\",'Lives scenario - input'!$F94=\"\"),\"\",K109/'Lives scenario - input'!$F94),\"\")","v":""},{"$f":"IFERROR(IF(OR(L109=\"\",'Lives scenario - input'!$F94=\"\"),\"\",L109/'Lives scenario - input'!$F94),\"\")","v":""},{"$f":"IFERROR(IF(OR(M109=\"\",'Lives scenario - input'!$F94=\"\"),\"\",M109/'Lives scenario - input'!$F94),\"\")","v":""},{"$f":"IFERROR(IF(OR(N109=\"\",'Lives scenario - input'!$F94=\"\"),\"\",N109/'Lives scenario - input'!$F94),\"\")","v":""},{"$f":"IFERROR(IF(OR(O109=\"\",'Lives scenario - input'!$F94=\"\"),\"\",O109/'Lives scenario - input'!$F94),\"\")","v":""},{"$f":"IFERROR(IF(OR(P109=\"\",'Lives scenario - input'!$F94=\"\"),\"\",P109/'Lives scenario - input'!$F94),\"\")","v":""},{"$f":"IFERROR(IF(OR(Q109=\"\",'Lives scenario - input'!$F94=\"\"),\"\",Q109/'Lives scenario - input'!$F94),\"\")","v":""},{"$f":"IFERROR(IF(OR(R109=\"\",'Lives scenario - input'!$F94=\"\"),\"\",R109/'Lives scenario - input'!$F94),\"\")","v":""},{"$f":"IFERROR(IF(OR(S109=\"\",'Lives scenario - input'!$F94=\"\"),\"\",S109/'Lives scenario - input'!$F94),\"\")","v":""},{"$f":"IFERROR(IF(OR(T109=\"\",'Lives scenario - input'!$F94=\"\"),\"\",T109/'Lives scenario - input'!$F94),\"\")","v":""},{"$f":"IFERROR(IF(OR(U109=\"\",'Lives scenario - input'!$F94=\"\"),\"\",U109/'Lives scenario - input'!$F94),\"\")","v":""},{"$f":"IFERROR(IF(OR(V109=\"\",'Lives scenario - input'!$F94=\"\"),\"\",V109/'Lives scenario - input'!$F94),\"\")","v":""},{"$f":"IFERROR(IF(OR(W109=\"\",'Lives scenario - input'!$F94=\"\"),\"\",W109/'Lives scenario - input'!$F94),\"\")","v":""}]
[{"$f":"IFERROR('Lives scenario - input'!A95,\"\")","v":""},{"$f":"IFERROR('Lives scenario - input'!B95,\"\")","v":""},{"$f":"IFERROR('Lives scenario - input'!C95,\"\")","v":""},{"$f":"IFERROR(repcalc('Lives scenario - input'!$CX95:$GJ95,'Lives scenario - input'!$I95,'Lives scenario - input'!$G95,'Lives scenario - input'!$H95,20,TRUE,TRUE),\"\")","v":""},"","","","","","","","","","","","","","","","","","","",{"$f":"IFERROR(IF(OR(D110=\"\",'Lives scenario - input'!$F95=\"\"),\"\",D110/'Lives scenario - input'!$F95),\"\")","v":""},{"$f":"IFERROR(IF(OR(E110=\"\",'Lives scenario - input'!$F95=\"\"),\"\",E110/'Lives scenario - input'!$F95),\"\")","v":""},{"$f":"IFERROR(IF(OR(F110=\"\",'Lives scenario - input'!$F95=\"\"),\"\",F110/'Lives scenario - input'!$F95),\"\")","v":""},{"$f":"IFERROR(IF(OR(G110=\"\",'Lives scenario - input'!$F95=\"\"),\"\",G110/'Lives scenario - input'!$F95),\"\")","v":""},{"$f":"IFERROR(IF(OR(H110=\"\",'Lives scenario - input'!$F95=\"\"),\"\",H110/'Lives scenario - input'!$F95),\"\")","v":""},{"$f":"IFERROR(IF(OR(I110=\"\",'Lives scenario - input'!$F95=\"\"),\"\",I110/'Lives scenario - input'!$F95),\"\")","v":""},{"$f":"IFERROR(IF(OR(J110=\"\",'Lives scenario - input'!$F95=\"\"),\"\",J110/'Lives scenario - input'!$F95),\"\")","v":""},{"$f":"IFERROR(IF(OR(K110=\"\",'Lives scenario - input'!$F95=\"\"),\"\",K110/'Lives scenario - input'!$F95),\"\")","v":""},{"$f":"IFERROR(IF(OR(L110=\"\",'Lives scenario - input'!$F95=\"\"),\"\",L110/'Lives scenario - input'!$F95),\"\")","v":""},{"$f":"IFERROR(IF(OR(M110=\"\",'Lives scenario - input'!$F95=\"\"),\"\",M110/'Lives scenario - input'!$F95),\"\")","v":""},{"$f":"IFERROR(IF(OR(N110=\"\",'Lives scenario - input'!$F95=\"\"),\"\",N110/'Lives scenario - input'!$F95),\"\")","v":""},{"$f":"IFERROR(IF(OR(O110=\"\",'Lives scenario - input'!$F95=\"\"),\"\",O110/'Lives scenario - input'!$F95),\"\")","v":""},{"$f":"IFERROR(IF(OR(P110=\"\",'Lives scenario - input'!$F95=\"\"),\"\",P110/'Lives scenario - input'!$F95),\"\")","v":""},{"$f":"IFERROR(IF(OR(Q110=\"\",'Lives scenario - input'!$F95=\"\"),\"\",Q110/'Lives scenario - input'!$F95),\"\")","v":""},{"$f":"IFERROR(IF(OR(R110=\"\",'Lives scenario - input'!$F95=\"\"),\"\",R110/'Lives scenario - input'!$F95),\"\")","v":""},{"$f":"IFERROR(IF(OR(S110=\"\",'Lives scenario - input'!$F95=\"\"),\"\",S110/'Lives scenario - input'!$F95),\"\")","v":""},{"$f":"IFERROR(IF(OR(T110=\"\",'Lives scenario - input'!$F95=\"\"),\"\",T110/'Lives scenario - input'!$F95),\"\")","v":""},{"$f":"IFERROR(IF(OR(U110=\"\",'Lives scenario - input'!$F95=\"\"),\"\",U110/'Lives scenario - input'!$F95),\"\")","v":""},{"$f":"IFERROR(IF(OR(V110=\"\",'Lives scenario - input'!$F95=\"\"),\"\",V110/'Lives scenario - input'!$F95),\"\")","v":""},{"$f":"IFERROR(IF(OR(W110=\"\",'Lives scenario - input'!$F95=\"\"),\"\",W110/'Lives scenario - input'!$F95),\"\")","v":""}]
[{"$f":"IFERROR('Lives scenario - input'!A96,\"\")","v":""},{"$f":"IFERROR('Lives scenario - input'!B96,\"\")","v":""},{"$f":"IFERROR('Lives scenario - input'!C96,\"\")","v":""},{"$f":"IFERROR(repcalc('Lives scenario - input'!$CX96:$GJ96,'Lives scenario - input'!$I96,'Lives scenario - input'!$G96,'Lives scenario - input'!$H96,20,TRUE,TRUE),\"\")","v":""},"","","","","","","","","","","","","","","","","","","",{"$f":"IFERROR(IF(OR(D111=\"\",'Lives scenario - input'!$F96=\"\"),\"\",D111/'Lives scenario - input'!$F96),\"\")","v":""},{"$f":"IFERROR(IF(OR(E111=\"\",'Lives scenario - input'!$F96=\"\"),\"\",E111/'Lives scenario - input'!$F96),\"\")","v":""},{"$f":"IFERROR(IF(OR(F111=\"\",'Lives scenario - input'!$F96=\"\"),\"\",F111/'Lives scenario - input'!$F96),\"\")","v":""},{"$f":"IFERROR(IF(OR(G111=\"\",'Lives scenario - input'!$F96=\"\"),\"\",G111/'Lives scenario - input'!$F96),\"\")","v":""},{"$f":"IFERROR(IF(OR(H111=\"\",'Lives scenario - input'!$F96=\"\"),\"\",H111/'Lives scenario - input'!$F96),\"\")","v":""},{"$f":"IFERROR(IF(OR(I111=\"\",'Lives scenario - input'!$F96=\"\"),\"\",I111/'Lives scenario - input'!$F96),\"\")","v":""},{"$f":"IFERROR(IF(OR(J111=\"\",'Lives scenario - input'!$F96=\"\"),\"\",J111/'Lives scenario - input'!$F96),\"\")","v":""},{"$f":"IFERROR(IF(OR(K111=\"\",'Lives scenario - input'!$F96=\"\"),\"\",K111/'Lives scenario - input'!$F96),\"\")","v":""},{"$f":"IFERROR(IF(OR(L111=\"\",'Lives scenario - input'!$F96=\"\"),\"\",L111/'Lives scenario - input'!$F96),\"\")","v":""},{"$f":"IFERROR(IF(OR(M111=\"\",'Lives scenario - input'!$F96=\"\"),\"\",M111/'Lives scenario - input'!$F96),\"\")","v":""},{"$f":"IFERROR(IF(OR(N111=\"\",'Lives scenario - input'!$F96=\"\"),\"\",N111/'Lives scenario - input'!$F96),\"\")","v":""},{"$f":"IFERROR(IF(OR(O111=\"\",'Lives scenario - input'!$F96=\"\"),\"\",O111/'Lives scenario - input'!$F96),\"\")","v":""},{"$f":"IFERROR(IF(OR(P111=\"\",'Lives scenario - input'!$F96=\"\"),\"\",P111/'Lives scenario - input'!$F96),\"\")","v":""},{"$f":"IFERROR(IF(OR(Q111=\"\",'Lives scenario - input'!$F96=\"\"),\"\",Q111/'Lives scenario - input'!$F96),\"\")","v":""},{"$f":"IFERROR(IF(OR(R111=\"\",'Lives scenario - input'!$F96=\"\"),\"\",R111/'Lives scenario - input'!$F96),\"\")","v":""},{"$f":"IFERROR(IF(OR(S111=\"\",'Lives scenario - input'!$F96=\"\"),\"\",S111/'Lives scenario - input'!$F96),\"\")","v":""},{"$f":"IFERROR(IF(OR(T111=\"\",'Lives scenario - input'!$F96=\"\"),\"\",T111/'Lives scenario - input'!$F96),\"\")","v":""},{"$f":"IFERROR(IF(OR(U111=\"\",'Lives scenario - input'!$F96=\"\"),\"\",U111/'Lives scenario - input'!$F96),\"\")","v":""},{"$f":"IFERROR(IF(OR(V111=\"\",'Lives scenario - input'!$F96=\"\"),\"\",V111/'Lives scenario - input'!$F96),\"\")","v":""},{"$f":"IFERROR(IF(OR(W111=\"\",'Lives scenario - input'!$F96=\"\"),\"\",W111/'Lives scenario - input'!$F96),\"\")","v":""}]
[{"$f":"IFERROR('Lives scenario - input'!A97,\"\")","v":""},{"$f":"IFERROR('Lives scenario - input'!B97,\"\")","v":""},{"$f":"IFERROR('Lives scenario - input'!C97,\"\")","v":""},{"$f":"IFERROR(repcalc('Lives scenario - input'!$CX97:$GJ97,'Lives scenario - input'!$I97,'Lives scenario - input'!$G97,'Lives scenario - input'!$H97,20,TRUE,TRUE),\"\")","v":""},"","","","","","","","","","","","","","","","","","","",{"$f":"IFERROR(IF(OR(D112=\"\",'Lives scenario - input'!$F97=\"\"),\"\",D112/'Lives scenario - input'!$F97),\"\")","v":""},{"$f":"IFERROR(IF(OR(E112=\"\",'Lives scenario - input'!$F97=\"\"),\"\",E112/'Lives scenario - input'!$F97),\"\")","v":""},{"$f":"IFERROR(IF(OR(F112=\"\",'Lives scenario - input'!$F97=\"\"),\"\",F112/'Lives scenario - input'!$F97),\"\")","v":""},{"$f":"IFERROR(IF(OR(G112=\"\",'Lives scenario - input'!$F97=\"\"),\"\",G112/'Lives scenario - input'!$F97),\"\")","v":""},{"$f":"IFERROR(IF(OR(H112=\"\",'Lives scenario - input'!$F97=\"\"),\"\",H112/'Lives scenario - input'!$F97),\"\")","v":""},{"$f":"IFERROR(IF(OR(I112=\"\",'Lives scenario - input'!$F97=\"\"),\"\",I112/'Lives scenario - input'!$F97),\"\")","v":""},{"$f":"IFERROR(IF(OR(J112=\"\",'Lives scenario - input'!$F97=\"\"),\"\",J112/'Lives scenario - input'!$F97),\"\")","v":""},{"$f":"IFERROR(IF(OR(K112=\"\",'Lives scenario - input'!$F97=\"\"),\"\",K112/'Lives scenario - input'!$F97),\"\")","v":""},{"$f":"IFERROR(IF(OR(L112=\"\",'Lives scenario - input'!$F97=\"\"),\"\",L112/'Lives scenario - input'!$F97),\"\")","v":""},{"$f":"IFERROR(IF(OR(M112=\"\",'Lives scenario - input'!$F97=\"\"),\"\",M112/'Lives scenario - input'!$F97),\"\")","v":""},{"$f":"IFERROR(IF(OR(N112=\"\",'Lives scenario - input'!$F97=\"\"),\"\",N112/'Lives scenario - input'!$F97),\"\")","v":""},{"$f":"IFERROR(IF(OR(O112=\"\",'Lives scenario - input'!$F97=\"\"),\"\",O112/'Lives scenario - input'!$F97),\"\")","v":""},{"$f":"IFERROR(IF(OR(P112=\"\",'Lives scenario - input'!$F97=\"\"),\"\",P112/'Lives scenario - input'!$F97),\"\")","v":""},{"$f":"IFERROR(IF(OR(Q112=\"\",'Lives scenario - input'!$F97=\"\"),\"\",Q112/'Lives scenario - input'!$F97),\"\")","v":""},{"$f":"IFERROR(IF(OR(R112=\"\",'Lives scenario - input'!$F97=\"\"),\"\",R112/'Lives scenario - input'!$F97),\"\")","v":""},{"$f":"IFERROR(IF(OR(S112=\"\",'Lives scenario - input'!$F97=\"\"),\"\",S112/'Lives scenario - input'!$F97),\"\")","v":""},{"$f":"IFERROR(IF(OR(T112=\"\",'Lives scenario - input'!$F97=\"\"),\"\",T112/'Lives scenario - input'!$F97),\"\")","v":""},{"$f":"IFERROR(IF(OR(U112=\"\",'Lives scenario - input'!$F97=\"\"),\"\",U112/'Lives scenario - input'!$F97),\"\")","v":""},{"$f":"IFERROR(IF(OR(V112=\"\",'Lives scenario - input'!$F97=\"\"),\"\",V112/'Lives scenario - input'!$F97),\"\")","v":""},{"$f":"IFERROR(IF(OR(W112=\"\",'Lives scenario - input'!$F97=\"\"),\"\",W112/'Lives scenario - input'!$F97),\"\")","v":""}]
[{"$f":"IFERROR('Lives scenario - input'!A98,\"\")","v":""},{"$f":"IFERROR('Lives scenario - input'!B98,\"\")","v":""},{"$f":"IFERROR('Lives scenario - input'!C98,\"\")","v":""},{"$f":"IFERROR(repcalc('Lives scenario - input'!$CX98:$GJ98,'Lives scenario - input'!$I98,'Lives scenario - input'!$G98,'Lives scenario - input'!$H98,20,TRUE,TRUE),\"\")","v":""},"","","","","","","","","","","","","","","","","","","",{"$f":"IFERROR(IF(OR(D113=\"\",'Lives scenario - input'!$F98=\"\"),\"\",D113/'Lives scenario - input'!$F98),\"\")","v":""},{"$f":"IFERROR(IF(OR(E113=\"\",'Lives scenario - input'!$F98=\"\"),\"\",E113/'Lives scenario - input'!$F98),\"\")","v":""},{"$f":"IFERROR(IF(OR(F113=\"\",'Lives scenario - input'!$F98=\"\"),\"\",F113/'Lives scenario - input'!$F98),\"\")","v":""},{"$f":"IFERROR(IF(OR(G113=\"\",'Lives scenario - input'!$F98=\"\"),\"\",G113/'Lives scenario - input'!$F98),\"\")","v":""},{"$f":"IFERROR(IF(OR(H113=\"\",'Lives scenario - input'!$F98=\"\"),\"\",H113/'Lives scenario - input'!$F98),\"\")","v":""},{"$f":"IFERROR(IF(OR(I113=\"\",'Lives scenario - input'!$F98=\"\"),\"\",I113/'Lives scenario - input'!$F98),\"\")","v":""},{"$f":"IFERROR(IF(OR(J113=\"\",'Lives scenario - input'!$F98=\"\"),\"\",J113/'Lives scenario - input'!$F98),\"\")","v":""},{"$f":"IFERROR(IF(OR(K113=\"\",'Lives scenario - input'!$F98=\"\"),\"\",K113/'Lives scenario - input'!$F98),\"\")","v":""},{"$f":"IFERROR(IF(OR(L113=\"\",'Lives scenario - input'!$F98=\"\"),\"\",L113/'Lives scenario - input'!$F98),\"\")","v":""},{"$f":"IFERROR(IF(OR(M113=\"\",'Lives scenario - input'!$F98=\"\"),\"\",M113/'Lives scenario - input'!$F98),\"\")","v":""},{"$f":"IFERROR(IF(OR(N113=\"\",'Lives scenario - input'!$F98=\"\"),\"\",N113/'Lives scenario - input'!$F98),\"\")","v":""},{"$f":"IFERROR(IF(OR(O113=\"\",'Lives scenario - input'!$F98=\"\"),\"\",O113/'Lives scenario - input'!$F98),\"\")","v":""},{"$f":"IFERROR(IF(OR(P113=\"\",'Lives scenario - input'!$F98=\"\"),\"\",P113/'Lives scenario - input'!$F98),\"\")","v":""},{"$f":"IFERROR(IF(OR(Q113=\"\",'Lives scenario - input'!$F98=\"\"),\"\",Q113/'Lives scenario - input'!$F98),\"\")","v":""},{"$f":"IFERROR(IF(OR(R113=\"\",'Lives scenario - input'!$F98=\"\"),\"\",R113/'Lives scenario - input'!$F98),\"\")","v":""},{"$f":"IFERROR(IF(OR(S113=\"\",'Lives scenario - input'!$F98=\"\"),\"\",S113/'Lives scenario - input'!$F98),\"\")","v":""},{"$f":"IFERROR(IF(OR(T113=\"\",'Lives scenario - input'!$F98=\"\"),\"\",T113/'Lives scenario - input'!$F98),\"\")","v":""},{"$f":"IFERROR(IF(OR(U113=\"\",'Lives scenario - input'!$F98=\"\"),\"\",U113/'Lives scenario - input'!$F98),\"\")","v":""},{"$f":"IFERROR(IF(OR(V113=\"\",'Lives scenario - input'!$F98=\"\"),\"\",V113/'Lives scenario - input'!$F98),\"\")","v":""},{"$f":"IFERROR(IF(OR(W113=\"\",'Lives scenario - input'!$F98=\"\"),\"\",W113/'Lives scenario - input'!$F98),\"\")","v":""}]
[{"$f":"IFERROR('Lives scenario - input'!A99,\"\")","v":""},{"$f":"IFERROR('Lives scenario - input'!B99,\"\")","v":""},{"$f":"IFERROR('Lives scenario - input'!C99,\"\")","v":""},{"$f":"IFERROR(repcalc('Lives scenario - input'!$CX99:$GJ99,'Lives scenario - input'!$I99,'Lives scenario - input'!$G99,'Lives scenario - input'!$H99,20,TRUE,TRUE),\"\")","v":""},"","","","","","","","","","","","","","","","","","","",{"$f":"IFERROR(IF(OR(D114=\"\",'Lives scenario - input'!$F99=\"\"),\"\",D114/'Lives scenario - input'!$F99),\"\")","v":""},{"$f":"IFERROR(IF(OR(E114=\"\",'Lives scenario - input'!$F99=\"\"),\"\",E114/'Lives scenario - input'!$F99),\"\")","v":""},{"$f":"IFERROR(IF(OR(F114=\"\",'Lives scenario - input'!$F99=\"\"),\"\",F114/'Lives scenario - input'!$F99),\"\")","v":""},{"$f":"IFERROR(IF(OR(G114=\"\",'Lives scenario - input'!$F99=\"\"),\"\",G114/'Lives scenario - input'!$F99),\"\")","v":""},{"$f":"IFERROR(IF(OR(H114=\"\",'Lives scenario - input'!$F99=\"\"),\"\",H114/'Lives scenario - input'!$F99),\"\")","v":""},{"$f":"IFERROR(IF(OR(I114=\"\",'Lives scenario - input'!$F99=\"\"),\"\",I114/'Lives scenario - input'!$F99),\"\")","v":""},{"$f":"IFERROR(IF(OR(J114=\"\",'Lives scenario - input'!$F99=\"\"),\"\",J114/'Lives scenario - input'!$F99),\"\")","v":""},{"$f":"IFERROR(IF(OR(K114=\"\",'Lives scenario - input'!$F99=\"\"),\"\",K114/'Lives scenario - input'!$F99),\"\")","v":""},{"$f":"IFERROR(IF(OR(L114=\"\",'Lives scenario - input'!$F99=\"\"),\"\",L114/'Lives scenario - input'!$F99),\"\")","v":""},{"$f":"IFERROR(IF(OR(M114=\"\",'Lives scenario - input'!$F99=\"\"),\"\",M114/'Lives scenario - input'!$F99),\"\")","v":""},{"$f":"IFERROR(IF(OR(N114=\"\",'Lives scenario - input'!$F99=\"\"),\"\",N114/'Lives scenario - input'!$F99),\"\")","v":""},{"$f":"IFERROR(IF(OR(O114=\"\",'Lives scenario - input'!$F99=\"\"),\"\",O114/'Lives scenario - input'!$F99),\"\")","v":""},{"$f":"IFERROR(IF(OR(P114=\"\",'Lives scenario - input'!$F99=\"\"),\"\",P114/'Lives scenario - input'!$F99),\"\")","v":""},{"$f":"IFERROR(IF(OR(Q114=\"\",'Lives scenario - input'!$F99=\"\"),\"\",Q114/'Lives scenario - input'!$F99),\"\")","v":""},{"$f":"IFERROR(IF(OR(R114=\"\",'Lives scenario - input'!$F99=\"\"),\"\",R114/'Lives scenario - input'!$F99),\"\")","v":""},{"$f":"IFERROR(IF(OR(S114=\"\",'Lives scenario - input'!$F99=\"\"),\"\",S114/'Lives scenario - input'!$F99),\"\")","v":""},{"$f":"IFERROR(IF(OR(T114=\"\",'Lives scenario - input'!$F99=\"\"),\"\",T114/'Lives scenario - input'!$F99),\"\")","v":""},{"$f":"IFERROR(IF(OR(U114=\"\",'Lives scenario - input'!$F99=\"\"),\"\",U114/'Lives scenario - input'!$F99),\"\")","v":""},{"$f":"IFERROR(IF(OR(V114=\"\",'Lives scenario - input'!$F99=\"\"),\"\",V114/'Lives scenario - input'!$F99),\"\")","v":""},{"$f":"IFERROR(IF(OR(W114=\"\",'Lives scenario - input'!$F99=\"\"),\"\",W114/'Lives scenario - input'!$F99),\"\")","v":""}]
[{"$f":"IFERROR('Lives scenario - input'!A100,\"\")","v":""},{"$f":"IFERROR('Lives scenario - input'!B100,\"\")","v":""},{"$f":"IFERROR('Lives scenario - input'!C100,\"\")","v":""},{"$f":"IFERROR(repcalc('Lives scenario - input'!$CX100:$GJ100,'Lives scenario - input'!$I100,'Lives scenario - input'!$G100,'Lives scenario - input'!$H100,20,TRUE,TRUE),\"\")","v":""},"","","","","","","","","","","","","","","","","","","",{"$f":"IFERROR(IF(OR(D115=\"\",'Lives scenario - input'!$F100=\"\"),\"\",D115/'Lives scenario - input'!$F100),\"\")","v":""},{"$f":"IFERROR(IF(OR(E115=\"\",'Lives scenario - input'!$F100=\"\"),\"\",E115/'Lives scenario - input'!$F100),\"\")","v":""},{"$f":"IFERROR(IF(OR(F115=\"\",'Lives scenario - input'!$F100=\"\"),\"\",F115/'Lives scenario - input'!$F100),\"\")","v":""},{"$f":"IFERROR(IF(OR(G115=\"\",'Lives scenario - input'!$F100=\"\"),\"\",G115/'Lives scenario - input'!$F100),\"\")","v":""},{"$f":"IFERROR(IF(OR(H115=\"\",'Lives scenario - input'!$F100=\"\"),\"\",H115/'Lives scenario - input'!$F100),\"\")","v":""},{"$f":"IFERROR(IF(OR(I115=\"\",'Lives scenario - input'!$F100=\"\"),\"\",I115/'Lives scenario - input'!$F100),\"\")","v":""},{"$f":"IFERROR(IF(OR(J115=\"\",'Lives scenario - input'!$F100=\"\"),\"\",J115/'Lives scenario - input'!$F100),\"\")","v":""},{"$f":"IFERROR(IF(OR(K115=\"\",'Lives scenario - input'!$F100=\"\"),\"\",K115/'Lives scenario - input'!$F100),\"\")","v":""},{"$f":"IFERROR(IF(OR(L115=\"\",'Lives scenario - input'!$F100=\"\"),\"\",L115/'Lives scenario - input'!$F100),\"\")","v":""},{"$f":"IFERROR(IF(OR(M115=\"\",'Lives scenario - input'!$F100=\"\"),\"\",M115/'Lives scenario - input'!$F100),\"\")","v":""},{"$f":"IFERROR(IF(OR(N115=\"\",'Lives scenario - input'!$F100=\"\"),\"\",N115/'Lives scenario - input'!$F100),\"\")","v":""},{"$f":"IFERROR(IF(OR(O115=\"\",'Lives scenario - input'!$F100=\"\"),\"\",O115/'Lives scenario - input'!$F100),\"\")","v":""},{"$f":"IFERROR(IF(OR(P115=\"\",'Lives scenario - input'!$F100=\"\"),\"\",P115/'Lives scenario - input'!$F100),\"\")","v":""},{"$f":"IFERROR(IF(OR(Q115=\"\",'Lives scenario - input'!$F100=\"\"),\"\",Q115/'Lives scenario - input'!$F100),\"\")","v":""},{"$f":"IFERROR(IF(OR(R115=\"\",'Lives scenario - input'!$F100=\"\"),\"\",R115/'Lives scenario - input'!$F100),\"\")","v":""},{"$f":"IFERROR(IF(OR(S115=\"\",'Lives scenario - input'!$F100=\"\"),\"\",S115/'Lives scenario - input'!$F100),\"\")","v":""},{"$f":"IFERROR(IF(OR(T115=\"\",'Lives scenario - input'!$F100=\"\"),\"\",T115/'Lives scenario - input'!$F100),\"\")","v":""},{"$f":"IFERROR(IF(OR(U115=\"\",'Lives scenario - input'!$F100=\"\"),\"\",U115/'Lives scenario - input'!$F100),\"\")","v":""},{"$f":"IFERROR(IF(OR(V115=\"\",'Lives scenario - input'!$F100=\"\"),\"\",V115/'Lives scenario - input'!$F100),\"\")","v":""},{"$f":"IFERROR(IF(OR(W115=\"\",'Lives scenario - input'!$F100=\"\"),\"\",W115/'Lives scenario - input'!$F100),\"\")","v":""}]
[{"$f":"IFERROR('Lives scenario - input'!A101,\"\")","v":""},{"$f":"IFERROR('Lives scenario - input'!B101,\"\")","v":""},{"$f":"IFERROR('Lives scenario - input'!C101,\"\")","v":""},{"$f":"IFERROR(repcalc('Lives scenario - input'!$CX101:$GJ101,'Lives scenario - input'!$I101,'Lives scenario - input'!$G101,'Lives scenario - input'!$H101,20,TRUE,TRUE),\"\")","v":""},"","","","","","","","","","","","","","","","","","","",{"$f":"IFERROR(IF(OR(D116=\"\",'Lives scenario - input'!$F101=\"\"),\"\",D116/'Lives scenario - input'!$F101),\"\")","v":""},{"$f":"IFERROR(IF(OR(E116=\"\",'Lives scenario - input'!$F101=\"\"),\"\",E116/'Lives scenario - input'!$F101),\"\")","v":""},{"$f":"IFERROR(IF(OR(F116=\"\",'Lives scenario - input'!$F101=\"\"),\"\",F116/'Lives scenario - input'!$F101),\"\")","v":""},{"$f":"IFERROR(IF(OR(G116=\"\",'Lives scenario - input'!$F101=\"\"),\"\",G116/'Lives scenario - input'!$F101),\"\")","v":""},{"$f":"IFERROR(IF(OR(H116=\"\",'Lives scenario - input'!$F101=\"\"),\"\",H116/'Lives scenario - input'!$F101),\"\")","v":""},{"$f":"IFERROR(IF(OR(I116=\"\",'Lives scenario - input'!$F101=\"\"),\"\",I116/'Lives scenario - input'!$F101),\"\")","v":""},{"$f":"IFERROR(IF(OR(J116=\"\",'Lives scenario - input'!$F101=\"\"),\"\",J116/'Lives scenario - input'!$F101),\"\")","v":""},{"$f":"IFERROR(IF(OR(K116=\"\",'Lives scenario - input'!$F101=\"\"),\"\",K116/'Lives scenario - input'!$F101),\"\")","v":""},{"$f":"IFERROR(IF(OR(L116=\"\",'Lives scenario - input'!$F101=\"\"),\"\",L116/'Lives scenario - input'!$F101),\"\")","v":""},{"$f":"IFERROR(IF(OR(M116=\"\",'Lives scenario - input'!$F101=\"\"),\"\",M116/'Lives scenario - input'!$F101),\"\")","v":""},{"$f":"IFERROR(IF(OR(N116=\"\",'Lives scenario - input'!$F101=\"\"),\"\",N116/'Lives scenario - input'!$F101),\"\")","v":""},{"$f":"IFERROR(IF(OR(O116=\"\",'Lives scenario - input'!$F101=\"\"),\"\",O116/'Lives scenario - input'!$F101),\"\")","v":""},{"$f":"IFERROR(IF(OR(P116=\"\",'Lives scenario - input'!$F101=\"\"),\"\",P116/'Lives scenario - input'!$F101),\"\")","v":""},{"$f":"IFERROR(IF(OR(Q116=\"\",'Lives scenario - input'!$F101=\"\"),\"\",Q116/'Lives scenario - input'!$F101),\"\")","v":""},{"$f":"IFERROR(IF(OR(R116=\"\",'Lives scenario - input'!$F101=\"\"),\"\",R116/'Lives scenario - input'!$F101),\"\")","v":""},{"$f":"IFERROR(IF(OR(S116=\"\",'Lives scenario - input'!$F101=\"\"),\"\",S116/'Lives scenario - input'!$F101),\"\")","v":""},{"$f":"IFERROR(IF(OR(T116=\"\",'Lives scenario - input'!$F101=\"\"),\"\",T116/'Lives scenario - input'!$F101),\"\")","v":""},{"$f":"IFERROR(IF(OR(U116=\"\",'Lives scenario - input'!$F101=\"\"),\"\",U116/'Lives scenario - input'!$F101),\"\")","v":""},{"$f":"IFERROR(IF(OR(V116=\"\",'Lives scenario - input'!$F101=\"\"),\"\",V116/'Lives scenario - input'!$F101),\"\")","v":""},{"$f":"IFERROR(IF(OR(W116=\"\",'Lives scenario - input'!$F101=\"\"),\"\",W116/'Lives scenario - input'!$F101),\"\")","v":""}]
[{"$f":"IFERROR('Lives scenario - input'!A102,\"\")","v":""},{"$f":"IFERROR('Lives scenario - input'!B102,\"\")","v":""},{"$f":"IFERROR('Lives scenario - input'!C102,\"\")","v":""},{"$f":"IFERROR(repcalc('Lives scenario - input'!$CX102:$GJ102,'Lives scenario - input'!$I102,'Lives scenario - input'!$G102,'Lives scenario - input'!$H102,20,TRUE,TRUE),\"\")","v":""},"","","","","","","","","","","","","","","","","","","",{"$f":"IFERROR(IF(OR(D117=\"\",'Lives scenario - input'!$F102=\"\"),\"\",D117/'Lives scenario - input'!$F102),\"\")","v":""},{"$f":"IFERROR(IF(OR(E117=\"\",'Lives scenario - input'!$F102=\"\"),\"\",E117/'Lives scenario - input'!$F102),\"\")","v":""},{"$f":"IFERROR(IF(OR(F117=\"\",'Lives scenario - input'!$F102=\"\"),\"\",F117/'Lives scenario - input'!$F102),\"\")","v":""},{"$f":"IFERROR(IF(OR(G117=\"\",'Lives scenario - input'!$F102=\"\"),\"\",G117/'Lives scenario - input'!$F102),\"\")","v":""},{"$f":"IFERROR(IF(OR(H117=\"\",'Lives scenario - input'!$F102=\"\"),\"\",H117/'Lives scenario - input'!$F102),\"\")","v":""},{"$f":"IFERROR(IF(OR(I117=\"\",'Lives scenario - input'!$F102=\"\"),\"\",I117/'Lives scenario - input'!$F102),\"\")","v":""},{"$f":"IFERROR(IF(OR(J117=\"\",'Lives scenario - input'!$F102=\"\"),\"\",J117/'Lives scenario - input'!$F102),\"\")","v":""},{"$f":"IFERROR(IF(OR(K117=\"\",'Lives scenario - input'!$F102=\"\"),\"\",K117/'Lives scenario - input'!$F102),\"\")","v":""},{"$f":"IFERROR(IF(OR(L117=\"\",'Lives scenario - input'!$F102=\"\"),\"\",L117/'Lives scenario - input'!$F102),\"\")","v":""},{"$f":"IFERROR(IF(OR(M117=\"\",'Lives scenario - input'!$F102=\"\"),\"\",M117/'Lives scenario - input'!$F102),\"\")","v":""},{"$f":"IFERROR(IF(OR(N117=\"\",'Lives scenario - input'!$F102=\"\"),\"\",N117/'Lives scenario - input'!$F102),\"\")","v":""},{"$f":"IFERROR(IF(OR(O117=\"\",'Lives scenario - input'!$F102=\"\"),\"\",O117/'Lives scenario - input'!$F102),\"\")","v":""},{"$f":"IFERROR(IF(OR(P117=\"\",'Lives scenario - input'!$F102=\"\"),\"\",P117/'Lives scenario - input'!$F102),\"\")","v":""},{"$f":"IFERROR(IF(OR(Q117=\"\",'Lives scenario - input'!$F102=\"\"),\"\",Q117/'Lives scenario - input'!$F102),\"\")","v":""},{"$f":"IFERROR(IF(OR(R117=\"\",'Lives scenario - input'!$F102=\"\"),\"\",R117/'Lives scenario - input'!$F102),\"\")","v":""},{"$f":"IFERROR(IF(OR(S117=\"\",'Lives scenario - input'!$F102=\"\"),\"\",S117/'Lives scenario - input'!$F102),\"\")","v":""},{"$f":"IFERROR(IF(OR(T117=\"\",'Lives scenario - input'!$F102=\"\"),\"\",T117/'Lives scenario - input'!$F102),\"\")","v":""},{"$f":"IFERROR(IF(OR(U117=\"\",'Lives scenario - input'!$F102=\"\"),\"\",U117/'Lives scenario - input'!$F102),\"\")","v":""},{"$f":"IFERROR(IF(OR(V117=\"\",'Lives scenario - input'!$F102=\"\"),\"\",V117/'Lives scenario - input'!$F102),\"\")","v":""},{"$f":"IFERROR(IF(OR(W117=\"\",'Lives scenario - input'!$F102=\"\"),\"\",W117/'Lives scenario - input'!$F102),\"\")","v":""}]
[{"$f":"IFERROR('Lives scenario - input'!A103,\"\")","v":""},{"$f":"IFERROR('Lives scenario - input'!B103,\"\")","v":""},{"$f":"IFERROR('Lives scenario - input'!C103,\"\")","v":""},{"$f":"IFERROR(repcalc('Lives scenario - input'!$CX103:$GJ103,'Lives scenario - input'!$I103,'Lives scenario - input'!$G103,'Lives scenario - input'!$H103,20,TRUE,TRUE),\"\")","v":""},"","","","","","","","","","","","","","","","","","","",{"$f":"IFERROR(IF(OR(D118=\"\",'Lives scenario - input'!$F103=\"\"),\"\",D118/'Lives scenario - input'!$F103),\"\")","v":""},{"$f":"IFERROR(IF(OR(E118=\"\",'Lives scenario - input'!$F103=\"\"),\"\",E118/'Lives scenario - input'!$F103),\"\")","v":""},{"$f":"IFERROR(IF(OR(F118=\"\",'Lives scenario - input'!$F103=\"\"),\"\",F118/'Lives scenario - input'!$F103),\"\")","v":""},{"$f":"IFERROR(IF(OR(G118=\"\",'Lives scenario - input'!$F103=\"\"),\"\",G118/'Lives scenario - input'!$F103),\"\")","v":""},{"$f":"IFERROR(IF(OR(H118=\"\",'Lives scenario - input'!$F103=\"\"),\"\",H118/'Lives scenario - input'!$F103),\"\")","v":""},{"$f":"IFERROR(IF(OR(I118=\"\",'Lives scenario - input'!$F103=\"\"),\"\",I118/'Lives scenario - input'!$F103),\"\")","v":""},{"$f":"IFERROR(IF(OR(J118=\"\",'Lives scenario - input'!$F103=\"\"),\"\",J118/'Lives scenario - input'!$F103),\"\")","v":""},{"$f":"IFERROR(IF(OR(K118=\"\",'Lives scenario - input'!$F103=\"\"),\"\",K118/'Lives scenario - input'!$F103),\"\")","v":""},{"$f":"IFERROR(IF(OR(L118=\"\",'Lives scenario - input'!$F103=\"\"),\"\",L118/'Lives scenario - input'!$F103),\"\")","v":""},{"$f":"IFERROR(IF(OR(M118=\"\",'Lives scenario - input'!$F103=\"\"),\"\",M118/'Lives scenario - input'!$F103),\"\")","v":""},{"$f":"IFERROR(IF(OR(N118=\"\",'Lives scenario - input'!$F103=\"\"),\"\",N118/'Lives scenario - input'!$F103),\"\")","v":""},{"$f":"IFERROR(IF(OR(O118=\"\",'Lives scenario - input'!$F103=\"\"),\"\",O118/'Lives scenario - input'!$F103),\"\")","v":""},{"$f":"IFERROR(IF(OR(P118=\"\",'Lives scenario - input'!$F103=\"\"),\"\",P118/'Lives scenario - input'!$F103),\"\")","v":""},{"$f":"IFERROR(IF(OR(Q118=\"\",'Lives scenario - input'!$F103=\"\"),\"\",Q118/'Lives scenario - input'!$F103),\"\")","v":""},{"$f":"IFERROR(IF(OR(R118=\"\",'Lives scenario - input'!$F103=\"\"),\"\",R118/'Lives scenario - input'!$F103),\"\")","v":""},{"$f":"IFERROR(IF(OR(S118=\"\",'Lives scenario - input'!$F103=\"\"),\"\",S118/'Lives scenario - input'!$F103),\"\")","v":""},{"$f":"IFERROR(IF(OR(T118=\"\",'Lives scenario - input'!$F103=\"\"),\"\",T118/'Lives scenario - input'!$F103),\"\")","v":""},{"$f":"IFERROR(IF(OR(U118=\"\",'Lives scenario - input'!$F103=\"\"),\"\",U118/'Lives scenario - input'!$F103),\"\")","v":""},{"$f":"IFERROR(IF(OR(V118=\"\",'Lives scenario - input'!$F103=\"\"),\"\",V118/'Lives scenario - input'!$F103),\"\")","v":""},{"$f":"IFERROR(IF(OR(W118=\"\",'Lives scenario - input'!$F103=\"\"),\"\",W118/'Lives scenario - input'!$F103),\"\")","v":""}]
[{"$f":"IFERROR('Lives scenario - input'!A104,\"\")","v":""},{"$f":"IFERROR('Lives scenario - input'!B104,\"\")","v":""},{"$f":"IFERROR('Lives scenario - input'!C104,\"\")","v":""},{"$f":"IFERROR(repcalc('Lives scenario - input'!$CX104:$GJ104,'Lives scenario - input'!$I104,'Lives scenario - input'!$G104,'Lives scenario - input'!$H104,20,TRUE,TRUE),\"\")","v":""},"","","","","","","","","","","","","","","","","","","",{"$f":"IFERROR(IF(OR(D119=\"\",'Lives scenario - input'!$F104=\"\"),\"\",D119/'Lives scenario - input'!$F104),\"\")","v":""},{"$f":"IFERROR(IF(OR(E119=\"\",'Lives scenario - input'!$F104=\"\"),\"\",E119/'Lives scenario - input'!$F104),\"\")","v":""},{"$f":"IFERROR(IF(OR(F119=\"\",'Lives scenario - input'!$F104=\"\"),\"\",F119/'Lives scenario - input'!$F104),\"\")","v":""},{"$f":"IFERROR(IF(OR(G119=\"\",'Lives scenario - input'!$F104=\"\"),\"\",G119/'Lives scenario - input'!$F104),\"\")","v":""},{"$f":"IFERROR(IF(OR(H119=\"\",'Lives scenario - input'!$F104=\"\"),\"\",H119/'Lives scenario - input'!$F104),\"\")","v":""},{"$f":"IFERROR(IF(OR(I119=\"\",'Lives scenario - input'!$F104=\"\"),\"\",I119/'Lives scenario - input'!$F104),\"\")","v":""},{"$f":"IFERROR(IF(OR(J119=\"\",'Lives scenario - input'!$F104=\"\"),\"\",J119/'Lives scenario - input'!$F104),\"\")","v":""},{"$f":"IFERROR(IF(OR(K119=\"\",'Lives scenario - input'!$F104=\"\"),\"\",K119/'Lives scenario - input'!$F104),\"\")","v":""},{"$f":"IFERROR(IF(OR(L119=\"\",'Lives scenario - input'!$F104=\"\"),\"\",L119/'Lives scenario - input'!$F104),\"\")","v":""},{"$f":"IFERROR(IF(OR(M119=\"\",'Lives scenario - input'!$F104=\"\"),\"\",M119/'Lives scenario - input'!$F104),\"\")","v":""},{"$f":"IFERROR(IF(OR(N119=\"\",'Lives scenario - input'!$F104=\"\"),\"\",N119/'Lives scenario - input'!$F104),\"\")","v":""},{"$f":"IFERROR(IF(OR(O119=\"\",'Lives scenario - input'!$F104=\"\"),\"\",O119/'Lives scenario - input'!$F104),\"\")","v":""},{"$f":"IFERROR(IF(OR(P119=\"\",'Lives scenario - input'!$F104=\"\"),\"\",P119/'Lives scenario - input'!$F104),\"\")","v":""},{"$f":"IFERROR(IF(OR(Q119=\"\",'Lives scenario - input'!$F104=\"\"),\"\",Q119/'Lives scenario - input'!$F104),\"\")","v":""},{"$f":"IFERROR(IF(OR(R119=\"\",'Lives scenario - input'!$F104=\"\"),\"\",R119/'Lives scenario - input'!$F104),\"\")","v":""},{"$f":"IFERROR(IF(OR(S119=\"\",'Lives scenario - input'!$F104=\"\"),\"\",S119/'Lives scenario - input'!$F104),\"\")","v":""},{"$f":"IFERROR(IF(OR(T119=\"\",'Lives scenario - input'!$F104=\"\"),\"\",T119/'Lives scenario - input'!$F104),\"\")","v":""},{"$f":"IFERROR(IF(OR(U119=\"\",'Lives scenario - input'!$F104=\"\"),\"\",U119/'Lives scenario - input'!$F104),\"\")","v":""},{"$f":"IFERROR(IF(OR(V119=\"\",'Lives scenario - input'!$F104=\"\"),\"\",V119/'Lives scenario - input'!$F104),\"\")","v":""},{"$f":"IFERROR(IF(OR(W119=\"\",'Lives scenario - input'!$F104=\"\"),\"\",W119/'Lives scenario - input'!$F104),\"\")","v":""}]
[{"$f":"IFERROR('Lives scenario - input'!A105,\"\")","v":""},{"$f":"IFERROR('Lives scenario - input'!B105,\"\")","v":""},{"$f":"IFERROR('Lives scenario - input'!C105,\"\")","v":""},{"$f":"IFERROR(repcalc('Lives scenario - input'!$CX105:$GJ105,'Lives scenario - input'!$I105,'Lives scenario - input'!$G105,'Lives scenario - input'!$H105,20,TRUE,TRUE),\"\")","v":""},"","","","","","","","","","","","","","","","","","","",{"$f":"IFERROR(IF(OR(D120=\"\",'Lives scenario - input'!$F105=\"\"),\"\",D120/'Lives scenario - input'!$F105),\"\")","v":""},{"$f":"IFERROR(IF(OR(E120=\"\",'Lives scenario - input'!$F105=\"\"),\"\",E120/'Lives scenario - input'!$F105),\"\")","v":""},{"$f":"IFERROR(IF(OR(F120=\"\",'Lives scenario - input'!$F105=\"\"),\"\",F120/'Lives scenario - input'!$F105),\"\")","v":""},{"$f":"IFERROR(IF(OR(G120=\"\",'Lives scenario - input'!$F105=\"\"),\"\",G120/'Lives scenario - input'!$F105),\"\")","v":""},{"$f":"IFERROR(IF(OR(H120=\"\",'Lives scenario - input'!$F105=\"\"),\"\",H120/'Lives scenario - input'!$F105),\"\")","v":""},{"$f":"IFERROR(IF(OR(I120=\"\",'Lives scenario - input'!$F105=\"\"),\"\",I120/'Lives scenario - input'!$F105),\"\")","v":""},{"$f":"IFERROR(IF(OR(J120=\"\",'Lives scenario - input'!$F105=\"\"),\"\",J120/'Lives scenario - input'!$F105),\"\")","v":""},{"$f":"IFERROR(IF(OR(K120=\"\",'Lives scenario - input'!$F105=\"\"),\"\",K120/'Lives scenario - input'!$F105),\"\")","v":""},{"$f":"IFERROR(IF(OR(L120=\"\",'Lives scenario - input'!$F105=\"\"),\"\",L120/'Lives scenario - input'!$F105),\"\")","v":""},{"$f":"IFERROR(IF(OR(M120=\"\",'Lives scenario - input'!$F105=\"\"),\"\",M120/'Lives scenario - input'!$F105),\"\")","v":""},{"$f":"IFERROR(IF(OR(N120=\"\",'Lives scenario - input'!$F105=\"\"),\"\",N120/'Lives scenario - input'!$F105),\"\")","v":""},{"$f":"IFERROR(IF(OR(O120=\"\",'Lives scenario - input'!$F105=\"\"),\"\",O120/'Lives scenario - input'!$F105),\"\")","v":""},{"$f":"IFERROR(IF(OR(P120=\"\",'Lives scenario - input'!$F105=\"\"),\"\",P120/'Lives scenario - input'!$F105),\"\")","v":""},{"$f":"IFERROR(IF(OR(Q120=\"\",'Lives scenario - input'!$F105=\"\"),\"\",Q120/'Lives scenario - input'!$F105),\"\")","v":""},{"$f":"IFERROR(IF(OR(R120=\"\",'Lives scenario - input'!$F105=\"\"),\"\",R120/'Lives scenario - input'!$F105),\"\")","v":""},{"$f":"IFERROR(IF(OR(S120=\"\",'Lives scenario - input'!$F105=\"\"),\"\",S120/'Lives scenario - input'!$F105),\"\")","v":""},{"$f":"IFERROR(IF(OR(T120=\"\",'Lives scenario - input'!$F105=\"\"),\"\",T120/'Lives scenario - input'!$F105),\"\")","v":""},{"$f":"IFERROR(IF(OR(U120=\"\",'Lives scenario - input'!$F105=\"\"),\"\",U120/'Lives scenario - input'!$F105),\"\")","v":""},{"$f":"IFERROR(IF(OR(V120=\"\",'Lives scenario - input'!$F105=\"\"),\"\",V120/'Lives scenario - input'!$F105),\"\")","v":""},{"$f":"IFERROR(IF(OR(W120=\"\",'Lives scenario - input'!$F105=\"\"),\"\",W120/'Lives scenario - input'!$F105),\"\")","v":""}]
[{"$f":"IFERROR('Lives scenario - input'!A106,\"\")","v":""},{"$f":"IFERROR('Lives scenario - input'!B106,\"\")","v":""},{"$f":"IFERROR('Lives scenario - input'!C106,\"\")","v":""},{"$f":"IFERROR(repcalc('Lives scenario - input'!$CX106:$GJ106,'Lives scenario - input'!$I106,'Lives scenario - input'!$G106,'Lives scenario - input'!$H106,20,TRUE,TRUE),\"\")","v":""},"","","","","","","","","","","","","","","","","","","",{"$f":"IFERROR(IF(OR(D121=\"\",'Lives scenario - input'!$F106=\"\"),\"\",D121/'Lives scenario - input'!$F106),\"\")","v":""},{"$f":"IFERROR(IF(OR(E121=\"\",'Lives scenario - input'!$F106=\"\"),\"\",E121/'Lives scenario - input'!$F106),\"\")","v":""},{"$f":"IFERROR(IF(OR(F121=\"\",'Lives scenario - input'!$F106=\"\"),\"\",F121/'Lives scenario - input'!$F106),\"\")","v":""},{"$f":"IFERROR(IF(OR(G121=\"\",'Lives scenario - input'!$F106=\"\"),\"\",G121/'Lives scenario - input'!$F106),\"\")","v":""},{"$f":"IFERROR(IF(OR(H121=\"\",'Lives scenario - input'!$F106=\"\"),\"\",H121/'Lives scenario - input'!$F106),\"\")","v":""},{"$f":"IFERROR(IF(OR(I121=\"\",'Lives scenario - input'!$F106=\"\"),\"\",I121/'Lives scenario - input'!$F106),\"\")","v":""},{"$f":"IFERROR(IF(OR(J121=\"\",'Lives scenario - input'!$F106=\"\"),\"\",J121/'Lives scenario - input'!$F106),\"\")","v":""},{"$f":"IFERROR(IF(OR(K121=\"\",'Lives scenario - input'!$F106=\"\"),\"\",K121/'Lives scenario - input'!$F106),\"\")","v":""},{"$f":"IFERROR(IF(OR(L121=\"\",'Lives scenario - input'!$F106=\"\"),\"\",L121/'Lives scenario - input'!$F106),\"\")","v":""},{"$f":"IFERROR(IF(OR(M121=\"\",'Lives scenario - input'!$F106=\"\"),\"\",M121/'Lives scenario - input'!$F106),\"\")","v":""},{"$f":"IFERROR(IF(OR(N121=\"\",'Lives scenario - input'!$F106=\"\"),\"\",N121/'Lives scenario - input'!$F106),\"\")","v":""},{"$f":"IFERROR(IF(OR(O121=\"\",'Lives scenario - input'!$F106=\"\"),\"\",O121/'Lives scenario - input'!$F106),\"\")","v":""},{"$f":"IFERROR(IF(OR(P121=\"\",'Lives scenario - input'!$F106=\"\"),\"\",P121/'Lives scenario - input'!$F106),\"\")","v":""},{"$f":"IFERROR(IF(OR(Q121=\"\",'Lives scenario - input'!$F106=\"\"),\"\",Q121/'Lives scenario - input'!$F106),\"\")","v":""},{"$f":"IFERROR(IF(OR(R121=\"\",'Lives scenario - input'!$F106=\"\"),\"\",R121/'Lives scenario - input'!$F106),\"\")","v":""},{"$f":"IFERROR(IF(OR(S121=\"\",'Lives scenario - input'!$F106=\"\"),\"\",S121/'Lives scenario - input'!$F106),\"\")","v":""},{"$f":"IFERROR(IF(OR(T121=\"\",'Lives scenario - input'!$F106=\"\"),\"\",T121/'Lives scenario - input'!$F106),\"\")","v":""},{"$f":"IFERROR(IF(OR(U121=\"\",'Lives scenario - input'!$F106=\"\"),\"\",U121/'Lives scenario - input'!$F106),\"\")","v":""},{"$f":"IFERROR(IF(OR(V121=\"\",'Lives scenario - input'!$F106=\"\"),\"\",V121/'Lives scenario - input'!$F106),\"\")","v":""},{"$f":"IFERROR(IF(OR(W121=\"\",'Lives scenario - input'!$F106=\"\"),\"\",W121/'Lives scenario - input'!$F106),\"\")","v":""}]
[{"$f":"IFERROR('Lives scenario - input'!A107,\"\")","v":""},{"$f":"IFERROR('Lives scenario - input'!B107,\"\")","v":""},{"$f":"IFERROR('Lives scenario - input'!C107,\"\")","v":""},{"$f":"IFERROR(repcalc('Lives scenario - input'!$CX107:$GJ107,'Lives scenario - input'!$I107,'Lives scenario - input'!$G107,'Lives scenario - input'!$H107,20,TRUE,TRUE),\"\")","v":""},"","","","","","","","","","","","","","","","","","","",{"$f":"IFERROR(IF(OR(D122=\"\",'Lives scenario - input'!$F107=\"\"),\"\",D122/'Lives scenario - input'!$F107),\"\")","v":""},{"$f":"IFERROR(IF(OR(E122=\"\",'Lives scenario - input'!$F107=\"\"),\"\",E122/'Lives scenario - input'!$F107),\"\")","v":""},{"$f":"IFERROR(IF(OR(F122=\"\",'Lives scenario - input'!$F107=\"\"),\"\",F122/'Lives scenario - input'!$F107),\"\")","v":""},{"$f":"IFERROR(IF(OR(G122=\"\",'Lives scenario - input'!$F107=\"\"),\"\",G122/'Lives scenario - input'!$F107),\"\")","v":""},{"$f":"IFERROR(IF(OR(H122=\"\",'Lives scenario - input'!$F107=\"\"),\"\",H122/'Lives scenario - input'!$F107),\"\")","v":""},{"$f":"IFERROR(IF(OR(I122=\"\",'Lives scenario - input'!$F107=\"\"),\"\",I122/'Lives scenario - input'!$F107),\"\")","v":""},{"$f":"IFERROR(IF(OR(J122=\"\",'Lives scenario - input'!$F107=\"\"),\"\",J122/'Lives scenario - input'!$F107),\"\")","v":""},{"$f":"IFERROR(IF(OR(K122=\"\",'Lives scenario - input'!$F107=\"\"),\"\",K122/'Lives scenario - input'!$F107),\"\")","v":""},{"$f":"IFERROR(IF(OR(L122=\"\",'Lives scenario - input'!$F107=\"\"),\"\",L122/'Lives scenario - input'!$F107),\"\")","v":""},{"$f":"IFERROR(IF(OR(M122=\"\",'Lives scenario - input'!$F107=\"\"),\"\",M122/'Lives scenario - input'!$F107),\"\")","v":""},{"$f":"IFERROR(IF(OR(N122=\"\",'Lives scenario - input'!$F107=\"\"),\"\",N122/'Lives scenario - input'!$F107),\"\")","v":""},{"$f":"IFERROR(IF(OR(O122=\"\",'Lives scenario - input'!$F107=\"\"),\"\",O122/'Lives scenario - input'!$F107),\"\")","v":""},{"$f":"IFERROR(IF(OR(P122=\"\",'Lives scenario - input'!$F107=\"\"),\"\",P122/'Lives scenario - input'!$F107),\"\")","v":""},{"$f":"IFERROR(IF(OR(Q122=\"\",'Lives scenario - input'!$F107=\"\"),\"\",Q122/'Lives scenario - input'!$F107),\"\")","v":""},{"$f":"IFERROR(IF(OR(R122=\"\",'Lives scenario - input'!$F107=\"\"),\"\",R122/'Lives scenario - input'!$F107),\"\")","v":""},{"$f":"IFERROR(IF(OR(S122=\"\",'Lives scenario - input'!$F107=\"\"),\"\",S122/'Lives scenario - input'!$F107),\"\")","v":""},{"$f":"IFERROR(IF(OR(T122=\"\",'Lives scenario - input'!$F107=\"\"),\"\",T122/'Lives scenario - input'!$F107),\"\")","v":""},{"$f":"IFERROR(IF(OR(U122=\"\",'Lives scenario - input'!$F107=\"\"),\"\",U122/'Lives scenario - input'!$F107),\"\")","v":""},{"$f":"IFERROR(IF(OR(V122=\"\",'Lives scenario - input'!$F107=\"\"),\"\",V122/'Lives scenario - input'!$F107),\"\")","v":""},{"$f":"IFERROR(IF(OR(W122=\"\",'Lives scenario - input'!$F107=\"\"),\"\",W122/'Lives scenario - input'!$F107),\"\")","v":""}]
[{"$f":"IFERROR('Lives scenario - input'!A108,\"\")","v":""},{"$f":"IFERROR('Lives scenario - input'!B108,\"\")","v":""},{"$f":"IFERROR('Lives scenario - input'!C108,\"\")","v":""},{"$f":"IFERROR(repcalc('Lives scenario - input'!$CX108:$GJ108,'Lives scenario - input'!$I108,'Lives scenario - input'!$G108,'Lives scenario - input'!$H108,20,TRUE,TRUE),\"\")","v":""},"","","","","","","","","","","","","","","","","","","",{"$f":"IFERROR(IF(OR(D123=\"\",'Lives scenario - input'!$F108=\"\"),\"\",D123/'Lives scenario - input'!$F108),\"\")","v":""},{"$f":"IFERROR(IF(OR(E123=\"\",'Lives scenario - input'!$F108=\"\"),\"\",E123/'Lives scenario - input'!$F108),\"\")","v":""},{"$f":"IFERROR(IF(OR(F123=\"\",'Lives scenario - input'!$F108=\"\"),\"\",F123/'Lives scenario - input'!$F108),\"\")","v":""},{"$f":"IFERROR(IF(OR(G123=\"\",'Lives scenario - input'!$F108=\"\"),\"\",G123/'Lives scenario - input'!$F108),\"\")","v":""},{"$f":"IFERROR(IF(OR(H123=\"\",'Lives scenario - input'!$F108=\"\"),\"\",H123/'Lives scenario - input'!$F108),\"\")","v":""},{"$f":"IFERROR(IF(OR(I123=\"\",'Lives scenario - input'!$F108=\"\"),\"\",I123/'Lives scenario - input'!$F108),\"\")","v":""},{"$f":"IFERROR(IF(OR(J123=\"\",'Lives scenario - input'!$F108=\"\"),\"\",J123/'Lives scenario - input'!$F108),\"\")","v":""},{"$f":"IFERROR(IF(OR(K123=\"\",'Lives scenario - input'!$F108=\"\"),\"\",K123/'Lives scenario - input'!$F108),\"\")","v":""},{"$f":"IFERROR(IF(OR(L123=\"\",'Lives scenario - input'!$F108=\"\"),\"\",L123/'Lives scenario - input'!$F108),\"\")","v":""},{"$f":"IFERROR(IF(OR(M123=\"\",'Lives scenario - input'!$F108=\"\"),\"\",M123/'Lives scenario - input'!$F108),\"\")","v":""},{"$f":"IFERROR(IF(OR(N123=\"\",'Lives scenario - input'!$F108=\"\"),\"\",N123/'Lives scenario - input'!$F108),\"\")","v":""},{"$f":"IFERROR(IF(OR(O123=\"\",'Lives scenario - input'!$F108=\"\"),\"\",O123/'Lives scenario - input'!$F108),\"\")","v":""},{"$f":"IFERROR(IF(OR(P123=\"\",'Lives scenario - input'!$F108=\"\"),\"\",P123/'Lives scenario - input'!$F108),\"\")","v":""},{"$f":"IFERROR(IF(OR(Q123=\"\",'Lives scenario - input'!$F108=\"\"),\"\",Q123/'Lives scenario - input'!$F108),\"\")","v":""},{"$f":"IFERROR(IF(OR(R123=\"\",'Lives scenario - input'!$F108=\"\"),\"\",R123/'Lives scenario - input'!$F108),\"\")","v":""},{"$f":"IFERROR(IF(OR(S123=\"\",'Lives scenario - input'!$F108=\"\"),\"\",S123/'Lives scenario - input'!$F108),\"\")","v":""},{"$f":"IFERROR(IF(OR(T123=\"\",'Lives scenario - input'!$F108=\"\"),\"\",T123/'Lives scenario - input'!$F108),\"\")","v":""},{"$f":"IFERROR(IF(OR(U123=\"\",'Lives scenario - input'!$F108=\"\"),\"\",U123/'Lives scenario - input'!$F108),\"\")","v":""},{"$f":"IFERROR(IF(OR(V123=\"\",'Lives scenario - input'!$F108=\"\"),\"\",V123/'Lives scenario - input'!$F108),\"\")","v":""},{"$f":"IFERROR(IF(OR(W123=\"\",'Lives scenario - input'!$F108=\"\"),\"\",W123/'Lives scenario - input'!$F108),\"\")","v":""}]
[{"$f":"IFERROR('Lives scenario - input'!A109,\"\")","v":""},{"$f":"IFERROR('Lives scenario - input'!B109,\"\")","v":""},{"$f":"IFERROR('Lives scenario - input'!C109,\"\")","v":""},{"$f":"IFERROR(repcalc('Lives scenario - input'!$CX109:$GJ109,'Lives scenario - input'!$I109,'Lives scenario - input'!$G109,'Lives scenario - input'!$H109,20,TRUE,TRUE),\"\")","v":""},"","","","","","","","","","","","","","","","","","","",{"$f":"IFERROR(IF(OR(D124=\"\",'Lives scenario - input'!$F109=\"\"),\"\",D124/'Lives scenario - input'!$F109),\"\")","v":""},{"$f":"IFERROR(IF(OR(E124=\"\",'Lives scenario - input'!$F109=\"\"),\"\",E124/'Lives scenario - input'!$F109),\"\")","v":""},{"$f":"IFERROR(IF(OR(F124=\"\",'Lives scenario - input'!$F109=\"\"),\"\",F124/'Lives scenario - input'!$F109),\"\")","v":""},{"$f":"IFERROR(IF(OR(G124=\"\",'Lives scenario - input'!$F109=\"\"),\"\",G124/'Lives scenario - input'!$F109),\"\")","v":""},{"$f":"IFERROR(IF(OR(H124=\"\",'Lives scenario - input'!$F109=\"\"),\"\",H124/'Lives scenario - input'!$F109),\"\")","v":""},{"$f":"IFERROR(IF(OR(I124=\"\",'Lives scenario - input'!$F109=\"\"),\"\",I124/'Lives scenario - input'!$F109),\"\")","v":""},{"$f":"IFERROR(IF(OR(J124=\"\",'Lives scenario - input'!$F109=\"\"),\"\",J124/'Lives scenario - input'!$F109),\"\")","v":""},{"$f":"IFERROR(IF(OR(K124=\"\",'Lives scenario - input'!$F109=\"\"),\"\",K124/'Lives scenario - input'!$F109),\"\")","v":""},{"$f":"IFERROR(IF(OR(L124=\"\",'Lives scenario - input'!$F109=\"\"),\"\",L124/'Lives scenario - input'!$F109),\"\")","v":""},{"$f":"IFERROR(IF(OR(M124=\"\",'Lives scenario - input'!$F109=\"\"),\"\",M124/'Lives scenario - input'!$F109),\"\")","v":""},{"$f":"IFERROR(IF(OR(N124=\"\",'Lives scenario - input'!$F109=\"\"),\"\",N124/'Lives scenario - input'!$F109),\"\")","v":""},{"$f":"IFERROR(IF(OR(O124=\"\",'Lives scenario - input'!$F109=\"\"),\"\",O124/'Lives scenario - input'!$F109),\"\")","v":""},{"$f":"IFERROR(IF(OR(P124=\"\",'Lives scenario - input'!$F109=\"\"),\"\",P124/'Lives scenario - input'!$F109),\"\")","v":""},{"$f":"IFERROR(IF(OR(Q124=\"\",'Lives scenario - input'!$F109=\"\"),\"\",Q124/'Lives scenario - input'!$F109),\"\")","v":""},{"$f":"IFERROR(IF(OR(R124=\"\",'Lives scenario - input'!$F109=\"\"),\"\",R124/'Lives scenario - input'!$F109),\"\")","v":""},{"$f":"IFERROR(IF(OR(S124=\"\",'Lives scenario - input'!$F109=\"\"),\"\",S124/'Lives scenario - input'!$F109),\"\")","v":""},{"$f":"IFERROR(IF(OR(T124=\"\",'Lives scenario - input'!$F109=\"\"),\"\",T124/'Lives scenario - input'!$F109),\"\")","v":""},{"$f":"IFERROR(IF(OR(U124=\"\",'Lives scenario - input'!$F109=\"\"),\"\",U124/'Lives scenario - input'!$F109),\"\")","v":""},{"$f":"IFERROR(IF(OR(V124=\"\",'Lives scenario - input'!$F109=\"\"),\"\",V124/'Lives scenario - input'!$F109),\"\")","v":""},{"$f":"IFERROR(IF(OR(W124=\"\",'Lives scenario - input'!$F109=\"\"),\"\",W124/'Lives scenario - input'!$F109),\"\")","v":""}]
[{"$f":"IFERROR('Lives scenario - input'!A110,\"\")","v":""},{"$f":"IFERROR('Lives scenario - input'!B110,\"\")","v":""},{"$f":"IFERROR('Lives scenario - input'!C110,\"\")","v":""},{"$f":"IFERROR(repcalc('Lives scenario - input'!$CX110:$GJ110,'Lives scenario - input'!$I110,'Lives scenario - input'!$G110,'Lives scenario - input'!$H110,20,TRUE,TRUE),\"\")","v":""},"","","","","","","","","","","","","","","","","","","",{"$f":"IFERROR(IF(OR(D125=\"\",'Lives scenario - input'!$F110=\"\"),\"\",D125/'Lives scenario - input'!$F110),\"\")","v":""},{"$f":"IFERROR(IF(OR(E125=\"\",'Lives scenario - input'!$F110=\"\"),\"\",E125/'Lives scenario - input'!$F110),\"\")","v":""},{"$f":"IFERROR(IF(OR(F125=\"\",'Lives scenario - input'!$F110=\"\"),\"\",F125/'Lives scenario - input'!$F110),\"\")","v":""},{"$f":"IFERROR(IF(OR(G125=\"\",'Lives scenario - input'!$F110=\"\"),\"\",G125/'Lives scenario - input'!$F110),\"\")","v":""},{"$f":"IFERROR(IF(OR(H125=\"\",'Lives scenario - input'!$F110=\"\"),\"\",H125/'Lives scenario - input'!$F110),\"\")","v":""},{"$f":"IFERROR(IF(OR(I125=\"\",'Lives scenario - input'!$F110=\"\"),\"\",I125/'Lives scenario - input'!$F110),\"\")","v":""},{"$f":"IFERROR(IF(OR(J125=\"\",'Lives scenario - input'!$F110=\"\"),\"\",J125/'Lives scenario - input'!$F110),\"\")","v":""},{"$f":"IFERROR(IF(OR(K125=\"\",'Lives scenario - input'!$F110=\"\"),\"\",K125/'Lives scenario - input'!$F110),\"\")","v":""},{"$f":"IFERROR(IF(OR(L125=\"\",'Lives scenario - input'!$F110=\"\"),\"\",L125/'Lives scenario - input'!$F110),\"\")","v":""},{"$f":"IFERROR(IF(OR(M125=\"\",'Lives scenario - input'!$F110=\"\"),\"\",M125/'Lives scenario - input'!$F110),\"\")","v":""},{"$f":"IFERROR(IF(OR(N125=\"\",'Lives scenario - input'!$F110=\"\"),\"\",N125/'Lives scenario - input'!$F110),\"\")","v":""},{"$f":"IFERROR(IF(OR(O125=\"\",'Lives scenario - input'!$F110=\"\"),\"\",O125/'Lives scenario - input'!$F110),\"\")","v":""},{"$f":"IFERROR(IF(OR(P125=\"\",'Lives scenario - input'!$F110=\"\"),\"\",P125/'Lives scenario - input'!$F110),\"\")","v":""},{"$f":"IFERROR(IF(OR(Q125=\"\",'Lives scenario - input'!$F110=\"\"),\"\",Q125/'Lives scenario - input'!$F110),\"\")","v":""},{"$f":"IFERROR(IF(OR(R125=\"\",'Lives scenario - input'!$F110=\"\"),\"\",R125/'Lives scenario - input'!$F110),\"\")","v":""},{"$f":"IFERROR(IF(OR(S125=\"\",'Lives scenario - input'!$F110=\"\"),\"\",S125/'Lives scenario - input'!$F110),\"\")","v":""},{"$f":"IFERROR(IF(OR(T125=\"\",'Lives scenario - input'!$F110=\"\"),\"\",T125/'Lives scenario - input'!$F110),\"\")","v":""},{"$f":"IFERROR(IF(OR(U125=\"\",'Lives scenario - input'!$F110=\"\"),\"\",U125/'Lives scenario - input'!$F110),\"\")","v":""},{"$f":"IFERROR(IF(OR(V125=\"\",'Lives scenario - input'!$F110=\"\"),\"\",V125/'Lives scenario - input'!$F110),\"\")","v":""},{"$f":"IFERROR(IF(OR(W125=\"\",'Lives scenario - input'!$F110=\"\"),\"\",W125/'Lives scenario - input'!$F110),\"\")","v":""}]
[{"$f":"IFERROR('Lives scenario - input'!A111,\"\")","v":""},{"$f":"IFERROR('Lives scenario - input'!B111,\"\")","v":""},{"$f":"IFERROR('Lives scenario - input'!C111,\"\")","v":""},{"$f":"IFERROR(repcalc('Lives scenario - input'!$CX111:$GJ111,'Lives scenario - input'!$I111,'Lives scenario - input'!$G111,'Lives scenario - input'!$H111,20,TRUE,TRUE),\"\")","v":""},"","","","","","","","","","","","","","","","","","","",{"$f":"IFERROR(IF(OR(D126=\"\",'Lives scenario - input'!$F111=\"\"),\"\",D126/'Lives scenario - input'!$F111),\"\")","v":""},{"$f":"IFERROR(IF(OR(E126=\"\",'Lives scenario - input'!$F111=\"\"),\"\",E126/'Lives scenario - input'!$F111),\"\")","v":""},{"$f":"IFERROR(IF(OR(F126=\"\",'Lives scenario - input'!$F111=\"\"),\"\",F126/'Lives scenario - input'!$F111),\"\")","v":""},{"$f":"IFERROR(IF(OR(G126=\"\",'Lives scenario - input'!$F111=\"\"),\"\",G126/'Lives scenario - input'!$F111),\"\")","v":""},{"$f":"IFERROR(IF(OR(H126=\"\",'Lives scenario - input'!$F111=\"\"),\"\",H126/'Lives scenario - input'!$F111),\"\")","v":""},{"$f":"IFERROR(IF(OR(I126=\"\",'Lives scenario - input'!$F111=\"\"),\"\",I126/'Lives scenario - input'!$F111),\"\")","v":""},{"$f":"IFERROR(IF(OR(J126=\"\",'Lives scenario - input'!$F111=\"\"),\"\",J126/'Lives scenario - input'!$F111),\"\")","v":""},{"$f":"IFERROR(IF(OR(K126=\"\",'Lives scenario - input'!$F111=\"\"),\"\",K126/'Lives scenario - input'!$F111),\"\")","v":""},{"$f":"IFERROR(IF(OR(L126=\"\",'Lives scenario - input'!$F111=\"\"),\"\",L126/'Lives scenario - input'!$F111),\"\")","v":""},{"$f":"IFERROR(IF(OR(M126=\"\",'Lives scenario - input'!$F111=\"\"),\"\",M126/'Lives scenario - input'!$F111),\"\")","v":""},{"$f":"IFERROR(IF(OR(N126=\"\",'Lives scenario - input'!$F111=\"\"),\"\",N126/'Lives scenario - input'!$F111),\"\")","v":""},{"$f":"IFERROR(IF(OR(O126=\"\",'Lives scenario - input'!$F111=\"\"),\"\",O126/'Lives scenario - input'!$F111),\"\")","v":""},{"$f":"IFERROR(IF(OR(P126=\"\",'Lives scenario - input'!$F111=\"\"),\"\",P126/'Lives scenario - input'!$F111),\"\")","v":""},{"$f":"IFERROR(IF(OR(Q126=\"\",'Lives scenario - input'!$F111=\"\"),\"\",Q126/'Lives scenario - input'!$F111),\"\")","v":""},{"$f":"IFERROR(IF(OR(R126=\"\",'Lives scenario - input'!$F111=\"\"),\"\",R126/'Lives scenario - input'!$F111),\"\")","v":""},{"$f":"IFERROR(IF(OR(S126=\"\",'Lives scenario - input'!$F111=\"\"),\"\",S126/'Lives scenario - input'!$F111),\"\")","v":""},{"$f":"IFERROR(IF(OR(T126=\"\",'Lives scenario - input'!$F111=\"\"),\"\",T126/'Lives scenario - input'!$F111),\"\")","v":""},{"$f":"IFERROR(IF(OR(U126=\"\",'Lives scenario - input'!$F111=\"\"),\"\",U126/'Lives scenario - input'!$F111),\"\")","v":""},{"$f":"IFERROR(IF(OR(V126=\"\",'Lives scenario - input'!$F111=\"\"),\"\",V126/'Lives scenario - input'!$F111),\"\")","v":""},{"$f":"IFERROR(IF(OR(W126=\"\",'Lives scenario - input'!$F111=\"\"),\"\",W126/'Lives scenario - input'!$F111),\"\")","v":""}]
[{"$f":"IFERROR('Lives scenario - input'!A112,\"\")","v":""},{"$f":"IFERROR('Lives scenario - input'!B112,\"\")","v":""},{"$f":"IFERROR('Lives scenario - input'!C112,\"\")","v":""},{"$f":"IFERROR(repcalc('Lives scenario - input'!$CX112:$GJ112,'Lives scenario - input'!$I112,'Lives scenario - input'!$G112,'Lives scenario - input'!$H112,20,TRUE,TRUE),\"\")","v":""},"","","","","","","","","","","","","","","","","","","",{"$f":"IFERROR(IF(OR(D127=\"\",'Lives scenario - input'!$F112=\"\"),\"\",D127/'Lives scenario - input'!$F112),\"\")","v":""},{"$f":"IFERROR(IF(OR(E127=\"\",'Lives scenario - input'!$F112=\"\"),\"\",E127/'Lives scenario - input'!$F112),\"\")","v":""},{"$f":"IFERROR(IF(OR(F127=\"\",'Lives scenario - input'!$F112=\"\"),\"\",F127/'Lives scenario - input'!$F112),\"\")","v":""},{"$f":"IFERROR(IF(OR(G127=\"\",'Lives scenario - input'!$F112=\"\"),\"\",G127/'Lives scenario - input'!$F112),\"\")","v":""},{"$f":"IFERROR(IF(OR(H127=\"\",'Lives scenario - input'!$F112=\"\"),\"\",H127/'Lives scenario - input'!$F112),\"\")","v":""},{"$f":"IFERROR(IF(OR(I127=\"\",'Lives scenario - input'!$F112=\"\"),\"\",I127/'Lives scenario - input'!$F112),\"\")","v":""},{"$f":"IFERROR(IF(OR(J127=\"\",'Lives scenario - input'!$F112=\"\"),\"\",J127/'Lives scenario - input'!$F112),\"\")","v":""},{"$f":"IFERROR(IF(OR(K127=\"\",'Lives scenario - input'!$F112=\"\"),\"\",K127/'Lives scenario - input'!$F112),\"\")","v":""},{"$f":"IFERROR(IF(OR(L127=\"\",'Lives scenario - input'!$F112=\"\"),\"\",L127/'Lives scenario - input'!$F112),\"\")","v":""},{"$f":"IFERROR(IF(OR(M127=\"\",'Lives scenario - input'!$F112=\"\"),\"\",M127/'Lives scenario - input'!$F112),\"\")","v":""},{"$f":"IFERROR(IF(OR(N127=\"\",'Lives scenario - input'!$F112=\"\"),\"\",N127/'Lives scenario - input'!$F112),\"\")","v":""},{"$f":"IFERROR(IF(OR(O127=\"\",'Lives scenario - input'!$F112=\"\"),\"\",O127/'Lives scenario - input'!$F112),\"\")","v":""},{"$f":"IFERROR(IF(OR(P127=\"\",'Lives scenario - input'!$F112=\"\"),\"\",P127/'Lives scenario - input'!$F112),\"\")","v":""},{"$f":"IFERROR(IF(OR(Q127=\"\",'Lives scenario - input'!$F112=\"\"),\"\",Q127/'Lives scenario - input'!$F112),\"\")","v":""},{"$f":"IFERROR(IF(OR(R127=\"\",'Lives scenario - input'!$F112=\"\"),\"\",R127/'Lives scenario - input'!$F112),\"\")","v":""},{"$f":"IFERROR(IF(OR(S127=\"\",'Lives scenario - input'!$F112=\"\"),\"\",S127/'Lives scenario - input'!$F112),\"\")","v":""},{"$f":"IFERROR(IF(OR(T127=\"\",'Lives scenario - input'!$F112=\"\"),\"\",T127/'Lives scenario - input'!$F112),\"\")","v":""},{"$f":"IFERROR(IF(OR(U127=\"\",'Lives scenario - input'!$F112=\"\"),\"\",U127/'Lives scenario - input'!$F112),\"\")","v":""},{"$f":"IFERROR(IF(OR(V127=\"\",'Lives scenario - input'!$F112=\"\"),\"\",V127/'Lives scenario - input'!$F112),\"\")","v":""},{"$f":"IFERROR(IF(OR(W127=\"\",'Lives scenario - input'!$F112=\"\"),\"\",W127/'Lives scenario - input'!$F112),\"\")","v":""}]
[{"$f":"IFERROR('Lives scenario - input'!A113,\"\")","v":""},{"$f":"IFERROR('Lives scenario - input'!B113,\"\")","v":""},{"$f":"IFERROR('Lives scenario - input'!C113,\"\")","v":""},{"$f":"IFERROR(repcalc('Lives scenario - input'!$CX113:$GJ113,'Lives scenario - input'!$I113,'Lives scenario - input'!$G113,'Lives scenario - input'!$H113,20,TRUE,TRUE),\"\")","v":""},"","","","","","","","","","","","","","","","","","","",{"$f":"IFERROR(IF(OR(D128=\"\",'Lives scenario - input'!$F113=\"\"),\"\",D128/'Lives scenario - input'!$F113),\"\")","v":""},{"$f":"IFERROR(IF(OR(E128=\"\",'Lives scenario - input'!$F113=\"\"),\"\",E128/'Lives scenario - input'!$F113),\"\")","v":""},{"$f":"IFERROR(IF(OR(F128=\"\",'Lives scenario - input'!$F113=\"\"),\"\",F128/'Lives scenario - input'!$F113),\"\")","v":""},{"$f":"IFERROR(IF(OR(G128=\"\",'Lives scenario - input'!$F113=\"\"),\"\",G128/'Lives scenario - input'!$F113),\"\")","v":""},{"$f":"IFERROR(IF(OR(H128=\"\",'Lives scenario - input'!$F113=\"\"),\"\",H128/'Lives scenario - input'!$F113),\"\")","v":""},{"$f":"IFERROR(IF(OR(I128=\"\",'Lives scenario - input'!$F113=\"\"),\"\",I128/'Lives scenario - input'!$F113),\"\")","v":""},{"$f":"IFERROR(IF(OR(J128=\"\",'Lives scenario - input'!$F113=\"\"),\"\",J128/'Lives scenario - input'!$F113),\"\")","v":""},{"$f":"IFERROR(IF(OR(K128=\"\",'Lives scenario - input'!$F113=\"\"),\"\",K128/'Lives scenario - input'!$F113),\"\")","v":""},{"$f":"IFERROR(IF(OR(L128=\"\",'Lives scenario - input'!$F113=\"\"),\"\",L128/'Lives scenario - input'!$F113),\"\")","v":""},{"$f":"IFERROR(IF(OR(M128=\"\",'Lives scenario - input'!$F113=\"\"),\"\",M128/'Lives scenario - input'!$F113),\"\")","v":""},{"$f":"IFERROR(IF(OR(N128=\"\",'Lives scenario - input'!$F113=\"\"),\"\",N128/'Lives scenario - input'!$F113),\"\")","v":""},{"$f":"IFERROR(IF(OR(O128=\"\",'Lives scenario - input'!$F113=\"\"),\"\",O128/'Lives scenario - input'!$F113),\"\")","v":""},{"$f":"IFERROR(IF(OR(P128=\"\",'Lives scenario - input'!$F113=\"\"),\"\",P128/'Lives scenario - input'!$F113),\"\")","v":""},{"$f":"IFERROR(IF(OR(Q128=\"\",'Lives scenario - input'!$F113=\"\"),\"\",Q128/'Lives scenario - input'!$F113),\"\")","v":""},{"$f":"IFERROR(IF(OR(R128=\"\",'Lives scenario - input'!$F113=\"\"),\"\",R128/'Lives scenario - input'!$F113),\"\")","v":""},{"$f":"IFERROR(IF(OR(S128=\"\",'Lives scenario - input'!$F113=\"\"),\"\",S128/'Lives scenario - input'!$F113),\"\")","v":""},{"$f":"IFERROR(IF(OR(T128=\"\",'Lives scenario - input'!$F113=\"\"),\"\",T128/'Lives scenario - input'!$F113),\"\")","v":""},{"$f":"IFERROR(IF(OR(U128=\"\",'Lives scenario - input'!$F113=\"\"),\"\",U128/'Lives scenario - input'!$F113),\"\")","v":""},{"$f":"IFERROR(IF(OR(V128=\"\",'Lives scenario - input'!$F113=\"\"),\"\",V128/'Lives scenario - input'!$F113),\"\")","v":""},{"$f":"IFERROR(IF(OR(W128=\"\",'Lives scenario - input'!$F113=\"\"),\"\",W128/'Lives scenario - input'!$F113),\"\")","v":""}]
[{"$f":"IFERROR('Lives scenario - input'!A114,\"\")","v":""},{"$f":"IFERROR('Lives scenario - input'!B114,\"\")","v":""},{"$f":"IFERROR('Lives scenario - input'!C114,\"\")","v":""},{"$f":"IFERROR(repcalc('Lives scenario - input'!$CX114:$GJ114,'Lives scenario - input'!$I114,'Lives scenario - input'!$G114,'Lives scenario - input'!$H114,20,TRUE,TRUE),\"\")","v":""},"","","","","","","","","","","","","","","","","","","",{"$f":"IFERROR(IF(OR(D129=\"\",'Lives scenario - input'!$F114=\"\"),\"\",D129/'Lives scenario - input'!$F114),\"\")","v":""},{"$f":"IFERROR(IF(OR(E129=\"\",'Lives scenario - input'!$F114=\"\"),\"\",E129/'Lives scenario - input'!$F114),\"\")","v":""},{"$f":"IFERROR(IF(OR(F129=\"\",'Lives scenario - input'!$F114=\"\"),\"\",F129/'Lives scenario - input'!$F114),\"\")","v":""},{"$f":"IFERROR(IF(OR(G129=\"\",'Lives scenario - input'!$F114=\"\"),\"\",G129/'Lives scenario - input'!$F114),\"\")","v":""},{"$f":"IFERROR(IF(OR(H129=\"\",'Lives scenario - input'!$F114=\"\"),\"\",H129/'Lives scenario - input'!$F114),\"\")","v":""},{"$f":"IFERROR(IF(OR(I129=\"\",'Lives scenario - input'!$F114=\"\"),\"\",I129/'Lives scenario - input'!$F114),\"\")","v":""},{"$f":"IFERROR(IF(OR(J129=\"\",'Lives scenario - input'!$F114=\"\"),\"\",J129/'Lives scenario - input'!$F114),\"\")","v":""},{"$f":"IFERROR(IF(OR(K129=\"\",'Lives scenario - input'!$F114=\"\"),\"\",K129/'Lives scenario - input'!$F114),\"\")","v":""},{"$f":"IFERROR(IF(OR(L129=\"\",'Lives scenario - input'!$F114=\"\"),\"\",L129/'Lives scenario - input'!$F114),\"\")","v":""},{"$f":"IFERROR(IF(OR(M129=\"\",'Lives scenario - input'!$F114=\"\"),\"\",M129/'Lives scenario - input'!$F114),\"\")","v":""},{"$f":"IFERROR(IF(OR(N129=\"\",'Lives scenario - input'!$F114=\"\"),\"\",N129/'Lives scenario - input'!$F114),\"\")","v":""},{"$f":"IFERROR(IF(OR(O129=\"\",'Lives scenario - input'!$F114=\"\"),\"\",O129/'Lives scenario - input'!$F114),\"\")","v":""},{"$f":"IFERROR(IF(OR(P129=\"\",'Lives scenario - input'!$F114=\"\"),\"\",P129/'Lives scenario - input'!$F114),\"\")","v":""},{"$f":"IFERROR(IF(OR(Q129=\"\",'Lives scenario - input'!$F114=\"\"),\"\",Q129/'Lives scenario - input'!$F114),\"\")","v":""},{"$f":"IFERROR(IF(OR(R129=\"\",'Lives scenario - input'!$F114=\"\"),\"\",R129/'Lives scenario - input'!$F114),\"\")","v":""},{"$f":"IFERROR(IF(OR(S129=\"\",'Lives scenario - input'!$F114=\"\"),\"\",S129/'Lives scenario - input'!$F114),\"\")","v":""},{"$f":"IFERROR(IF(OR(T129=\"\",'Lives scenario - input'!$F114=\"\"),\"\",T129/'Lives scenario - input'!$F114),\"\")","v":""},{"$f":"IFERROR(IF(OR(U129=\"\",'Lives scenario - input'!$F114=\"\"),\"\",U129/'Lives scenario - input'!$F114),\"\")","v":""},{"$f":"IFERROR(IF(OR(V129=\"\",'Lives scenario - input'!$F114=\"\"),\"\",V129/'Lives scenario - input'!$F114),\"\")","v":""},{"$f":"IFERROR(IF(OR(W129=\"\",'Lives scenario - input'!$F114=\"\"),\"\",W129/'Lives scenario - input'!$F114),\"\")","v":""}]
[{"$f":"IFERROR('Lives scenario - input'!A115,\"\")","v":""},{"$f":"IFERROR('Lives scenario - input'!B115,\"\")","v":""},{"$f":"IFERROR('Lives scenario - input'!C115,\"\")","v":""},{"$f":"IFERROR(repcalc('Lives scenario - input'!$CX115:$GJ115,'Lives scenario - input'!$I115,'Lives scenario - input'!$G115,'Lives scenario - input'!$H115,20,TRUE,TRUE),\"\")","v":""},"","","","","","","","","","","","","","","","","","","",{"$f":"IFERROR(IF(OR(D130=\"\",'Lives scenario - input'!$F115=\"\"),\"\",D130/'Lives scenario - input'!$F115),\"\")","v":""},{"$f":"IFERROR(IF(OR(E130=\"\",'Lives scenario - input'!$F115=\"\"),\"\",E130/'Lives scenario - input'!$F115),\"\")","v":""},{"$f":"IFERROR(IF(OR(F130=\"\",'Lives scenario - input'!$F115=\"\"),\"\",F130/'Lives scenario - input'!$F115),\"\")","v":""},{"$f":"IFERROR(IF(OR(G130=\"\",'Lives scenario - input'!$F115=\"\"),\"\",G130/'Lives scenario - input'!$F115),\"\")","v":""},{"$f":"IFERROR(IF(OR(H130=\"\",'Lives scenario - input'!$F115=\"\"),\"\",H130/'Lives scenario - input'!$F115),\"\")","v":""},{"$f":"IFERROR(IF(OR(I130=\"\",'Lives scenario - input'!$F115=\"\"),\"\",I130/'Lives scenario - input'!$F115),\"\")","v":""},{"$f":"IFERROR(IF(OR(J130=\"\",'Lives scenario - input'!$F115=\"\"),\"\",J130/'Lives scenario - input'!$F115),\"\")","v":""},{"$f":"IFERROR(IF(OR(K130=\"\",'Lives scenario - input'!$F115=\"\"),\"\",K130/'Lives scenario - input'!$F115),\"\")","v":""},{"$f":"IFERROR(IF(OR(L130=\"\",'Lives scenario - input'!$F115=\"\"),\"\",L130/'Lives scenario - input'!$F115),\"\")","v":""},{"$f":"IFERROR(IF(OR(M130=\"\",'Lives scenario - input'!$F115=\"\"),\"\",M130/'Lives scenario - input'!$F115),\"\")","v":""},{"$f":"IFERROR(IF(OR(N130=\"\",'Lives scenario - input'!$F115=\"\"),\"\",N130/'Lives scenario - input'!$F115),\"\")","v":""},{"$f":"IFERROR(IF(OR(O130=\"\",'Lives scenario - input'!$F115=\"\"),\"\",O130/'Lives scenario - input'!$F115),\"\")","v":""},{"$f":"IFERROR(IF(OR(P130=\"\",'Lives scenario - input'!$F115=\"\"),\"\",P130/'Lives scenario - input'!$F115),\"\")","v":""},{"$f":"IFERROR(IF(OR(Q130=\"\",'Lives scenario - input'!$F115=\"\"),\"\",Q130/'Lives scenario - input'!$F115),\"\")","v":""},{"$f":"IFERROR(IF(OR(R130=\"\",'Lives scenario - input'!$F115=\"\"),\"\",R130/'Lives scenario - input'!$F115),\"\")","v":""},{"$f":"IFERROR(IF(OR(S130=\"\",'Lives scenario - input'!$F115=\"\"),\"\",S130/'Lives scenario - input'!$F115),\"\")","v":""},{"$f":"IFERROR(IF(OR(T130=\"\",'Lives scenario - input'!$F115=\"\"),\"\",T130/'Lives scenario - input'!$F115),\"\")","v":""},{"$f":"IFERROR(IF(OR(U130=\"\",'Lives scenario - input'!$F115=\"\"),\"\",U130/'Lives scenario - input'!$F115),\"\")","v":""},{"$f":"IFERROR(IF(OR(V130=\"\",'Lives scenario - input'!$F115=\"\"),\"\",V130/'Lives scenario - input'!$F115),\"\")","v":""},{"$f":"IFERROR(IF(OR(W130=\"\",'Lives scenario - input'!$F115=\"\"),\"\",W130/'Lives scenario - input'!$F115),\"\")","v":""}]
[{"$f":"IFERROR('Lives scenario - input'!A116,\"\")","v":""},{"$f":"IFERROR('Lives scenario - input'!B116,\"\")","v":""},{"$f":"IFERROR('Lives scenario - input'!C116,\"\")","v":""},{"$f":"IFERROR(repcalc('Lives scenario - input'!$CX116:$GJ116,'Lives scenario - input'!$I116,'Lives scenario - input'!$G116,'Lives scenario - input'!$H116,20,TRUE,TRUE),\"\")","v":""},"","","","","","","","","","","","","","","","","","","",{"$f":"IFERROR(IF(OR(D131=\"\",'Lives scenario - input'!$F116=\"\"),\"\",D131/'Lives scenario - input'!$F116),\"\")","v":""},{"$f":"IFERROR(IF(OR(E131=\"\",'Lives scenario - input'!$F116=\"\"),\"\",E131/'Lives scenario - input'!$F116),\"\")","v":""},{"$f":"IFERROR(IF(OR(F131=\"\",'Lives scenario - input'!$F116=\"\"),\"\",F131/'Lives scenario - input'!$F116),\"\")","v":""},{"$f":"IFERROR(IF(OR(G131=\"\",'Lives scenario - input'!$F116=\"\"),\"\",G131/'Lives scenario - input'!$F116),\"\")","v":""},{"$f":"IFERROR(IF(OR(H131=\"\",'Lives scenario - input'!$F116=\"\"),\"\",H131/'Lives scenario - input'!$F116),\"\")","v":""},{"$f":"IFERROR(IF(OR(I131=\"\",'Lives scenario - input'!$F116=\"\"),\"\",I131/'Lives scenario - input'!$F116),\"\")","v":""},{"$f":"IFERROR(IF(OR(J131=\"\",'Lives scenario - input'!$F116=\"\"),\"\",J131/'Lives scenario - input'!$F116),\"\")","v":""},{"$f":"IFERROR(IF(OR(K131=\"\",'Lives scenario - input'!$F116=\"\"),\"\",K131/'Lives scenario - input'!$F116),\"\")","v":""},{"$f":"IFERROR(IF(OR(L131=\"\",'Lives scenario - input'!$F116=\"\"),\"\",L131/'Lives scenario - input'!$F116),\"\")","v":""},{"$f":"IFERROR(IF(OR(M131=\"\",'Lives scenario - input'!$F116=\"\"),\"\",M131/'Lives scenario - input'!$F116),\"\")","v":""},{"$f":"IFERROR(IF(OR(N131=\"\",'Lives scenario - input'!$F116=\"\"),\"\",N131/'Lives scenario - input'!$F116),\"\")","v":""},{"$f":"IFERROR(IF(OR(O131=\"\",'Lives scenario - input'!$F116=\"\"),\"\",O131/'Lives scenario - input'!$F116),\"\")","v":""},{"$f":"IFERROR(IF(OR(P131=\"\",'Lives scenario - input'!$F116=\"\"),\"\",P131/'Lives scenario - input'!$F116),\"\")","v":""},{"$f":"IFERROR(IF(OR(Q131=\"\",'Lives scenario - input'!$F116=\"\"),\"\",Q131/'Lives scenario - input'!$F116),\"\")","v":""},{"$f":"IFERROR(IF(OR(R131=\"\",'Lives scenario - input'!$F116=\"\"),\"\",R131/'Lives scenario - input'!$F116),\"\")","v":""},{"$f":"IFERROR(IF(OR(S131=\"\",'Lives scenario - input'!$F116=\"\"),\"\",S131/'Lives scenario - input'!$F116),\"\")","v":""},{"$f":"IFERROR(IF(OR(T131=\"\",'Lives scenario - input'!$F116=\"\"),\"\",T131/'Lives scenario - input'!$F116),\"\")","v":""},{"$f":"IFERROR(IF(OR(U131=\"\",'Lives scenario - input'!$F116=\"\"),\"\",U131/'Lives scenario - input'!$F116),\"\")","v":""},{"$f":"IFERROR(IF(OR(V131=\"\",'Lives scenario - input'!$F116=\"\"),\"\",V131/'Lives scenario - input'!$F116),\"\")","v":""},{"$f":"IFERROR(IF(OR(W131=\"\",'Lives scenario - input'!$F116=\"\"),\"\",W131/'Lives scenario - input'!$F116),\"\")","v":""}]
[{"$f":"IFERROR('Lives scenario - input'!A117,\"\")","v":""},{"$f":"IFERROR('Lives scenario - input'!B117,\"\")","v":""},{"$f":"IFERROR('Lives scenario - input'!C117,\"\")","v":""},{"$f":"IFERROR(repcalc('Lives scenario - input'!$CX117:$GJ117,'Lives scenario - input'!$I117,'Lives scenario - input'!$G117,'Lives scenario - input'!$H117,20,TRUE,TRUE),\"\")","v":""},"","","","","","","","","","","","","","","","","","","",{"$f":"IFERROR(IF(OR(D132=\"\",'Lives scenario - input'!$F117=\"\"),\"\",D132/'Lives scenario - input'!$F117),\"\")","v":""},{"$f":"IFERROR(IF(OR(E132=\"\",'Lives scenario - input'!$F117=\"\"),\"\",E132/'Lives scenario - input'!$F117),\"\")","v":""},{"$f":"IFERROR(IF(OR(F132=\"\",'Lives scenario - input'!$F117=\"\"),\"\",F132/'Lives scenario - input'!$F117),\"\")","v":""},{"$f":"IFERROR(IF(OR(G132=\"\",'Lives scenario - input'!$F117=\"\"),\"\",G132/'Lives scenario - input'!$F117),\"\")","v":""},{"$f":"IFERROR(IF(OR(H132=\"\",'Lives scenario - input'!$F117=\"\"),\"\",H132/'Lives scenario - input'!$F117),\"\")","v":""},{"$f":"IFERROR(IF(OR(I132=\"\",'Lives scenario - input'!$F117=\"\"),\"\",I132/'Lives scenario - input'!$F117),\"\")","v":""},{"$f":"IFERROR(IF(OR(J132=\"\",'Lives scenario - input'!$F117=\"\"),\"\",J132/'Lives scenario - input'!$F117),\"\")","v":""},{"$f":"IFERROR(IF(OR(K132=\"\",'Lives scenario - input'!$F117=\"\"),\"\",K132/'Lives scenario - input'!$F117),\"\")","v":""},{"$f":"IFERROR(IF(OR(L132=\"\",'Lives scenario - input'!$F117=\"\"),\"\",L132/'Lives scenario - input'!$F117),\"\")","v":""},{"$f":"IFERROR(IF(OR(M132=\"\",'Lives scenario - input'!$F117=\"\"),\"\",M132/'Lives scenario - input'!$F117),\"\")","v":""},{"$f":"IFERROR(IF(OR(N132=\"\",'Lives scenario - input'!$F117=\"\"),\"\",N132/'Lives scenario - input'!$F117),\"\")","v":""},{"$f":"IFERROR(IF(OR(O132=\"\",'Lives scenario - input'!$F117=\"\"),\"\",O132/'Lives scenario - input'!$F117),\"\")","v":""},{"$f":"IFERROR(IF(OR(P132=\"\",'Lives scenario - input'!$F117=\"\"),\"\",P132/'Lives scenario - input'!$F117),\"\")","v":""},{"$f":"IFERROR(IF(OR(Q132=\"\",'Lives scenario - input'!$F117=\"\"),\"\",Q132/'Lives scenario - input'!$F117),\"\")","v":""},{"$f":"IFERROR(IF(OR(R132=\"\",'Lives scenario - input'!$F117=\"\"),\"\",R132/'Lives scenario - input'!$F117),\"\")","v":""},{"$f":"IFERROR(IF(OR(S132=\"\",'Lives scenario - input'!$F117=\"\"),\"\",S132/'Lives scenario - input'!$F117),\"\")","v":""},{"$f":"IFERROR(IF(OR(T132=\"\",'Lives scenario - input'!$F117=\"\"),\"\",T132/'Lives scenario - input'!$F117),\"\")","v":""},{"$f":"IFERROR(IF(OR(U132=\"\",'Lives scenario - input'!$F117=\"\"),\"\",U132/'Lives scenario - input'!$F117),\"\")","v":""},{"$f":"IFERROR(IF(OR(V132=\"\",'Lives scenario - input'!$F117=\"\"),\"\",V132/'Lives scenario - input'!$F117),\"\")","v":""},{"$f":"IFERROR(IF(OR(W132=\"\",'Lives scenario - input'!$F117=\"\"),\"\",W132/'Lives scenario - input'!$F117),\"\")","v":""}]
[{"$f":"IFERROR('Lives scenario - input'!A118,\"\")","v":""},{"$f":"IFERROR('Lives scenario - input'!B118,\"\")","v":""},{"$f":"IFERROR('Lives scenario - input'!C118,\"\")","v":""},{"$f":"IFERROR(repcalc('Lives scenario - input'!$CX118:$GJ118,'Lives scenario - input'!$I118,'Lives scenario - input'!$G118,'Lives scenario - input'!$H118,20,TRUE,TRUE),\"\")","v":""},"","","","","","","","","","","","","","","","","","","",{"$f":"IFERROR(IF(OR(D133=\"\",'Lives scenario - input'!$F118=\"\"),\"\",D133/'Lives scenario - input'!$F118),\"\")","v":""},{"$f":"IFERROR(IF(OR(E133=\"\",'Lives scenario - input'!$F118=\"\"),\"\",E133/'Lives scenario - input'!$F118),\"\")","v":""},{"$f":"IFERROR(IF(OR(F133=\"\",'Lives scenario - input'!$F118=\"\"),\"\",F133/'Lives scenario - input'!$F118),\"\")","v":""},{"$f":"IFERROR(IF(OR(G133=\"\",'Lives scenario - input'!$F118=\"\"),\"\",G133/'Lives scenario - input'!$F118),\"\")","v":""},{"$f":"IFERROR(IF(OR(H133=\"\",'Lives scenario - input'!$F118=\"\"),\"\",H133/'Lives scenario - input'!$F118),\"\")","v":""},{"$f":"IFERROR(IF(OR(I133=\"\",'Lives scenario - input'!$F118=\"\"),\"\",I133/'Lives scenario - input'!$F118),\"\")","v":""},{"$f":"IFERROR(IF(OR(J133=\"\",'Lives scenario - input'!$F118=\"\"),\"\",J133/'Lives scenario - input'!$F118),\"\")","v":""},{"$f":"IFERROR(IF(OR(K133=\"\",'Lives scenario - input'!$F118=\"\"),\"\",K133/'Lives scenario - input'!$F118),\"\")","v":""},{"$f":"IFERROR(IF(OR(L133=\"\",'Lives scenario - input'!$F118=\"\"),\"\",L133/'Lives scenario - input'!$F118),\"\")","v":""},{"$f":"IFERROR(IF(OR(M133=\"\",'Lives scenario - input'!$F118=\"\"),\"\",M133/'Lives scenario - input'!$F118),\"\")","v":""},{"$f":"IFERROR(IF(OR(N133=\"\",'Lives scenario - input'!$F118=\"\"),\"\",N133/'Lives scenario - input'!$F118),\"\")","v":""},{"$f":"IFERROR(IF(OR(O133=\"\",'Lives scenario - input'!$F118=\"\"),\"\",O133/'Lives scenario - input'!$F118),\"\")","v":""},{"$f":"IFERROR(IF(OR(P133=\"\",'Lives scenario - input'!$F118=\"\"),\"\",P133/'Lives scenario - input'!$F118),\"\")","v":""},{"$f":"IFERROR(IF(OR(Q133=\"\",'Lives scenario - input'!$F118=\"\"),\"\",Q133/'Lives scenario - input'!$F118),\"\")","v":""},{"$f":"IFERROR(IF(OR(R133=\"\",'Lives scenario - input'!$F118=\"\"),\"\",R133/'Lives scenario - input'!$F118),\"\")","v":""},{"$f":"IFERROR(IF(OR(S133=\"\",'Lives scenario - input'!$F118=\"\"),\"\",S133/'Lives scenario - input'!$F118),\"\")","v":""},{"$f":"IFERROR(IF(OR(T133=\"\",'Lives scenario - input'!$F118=\"\"),\"\",T133/'Lives scenario - input'!$F118),\"\")","v":""},{"$f":"IFERROR(IF(OR(U133=\"\",'Lives scenario - input'!$F118=\"\"),\"\",U133/'Lives scenario - input'!$F118),\"\")","v":""},{"$f":"IFERROR(IF(OR(V133=\"\",'Lives scenario - input'!$F118=\"\"),\"\",V133/'Lives scenario - input'!$F118),\"\")","v":""},{"$f":"IFERROR(IF(OR(W133=\"\",'Lives scenario - input'!$F118=\"\"),\"\",W133/'Lives scenario - input'!$F118),\"\")","v":""}]
[{"$f":"IFERROR('Lives scenario - input'!A119,\"\")","v":""},{"$f":"IFERROR('Lives scenario - input'!B119,\"\")","v":""},{"$f":"IFERROR('Lives scenario - input'!C119,\"\")","v":""},{"$f":"IFERROR(repcalc('Lives scenario - input'!$CX119:$GJ119,'Lives scenario - input'!$I119,'Lives scenario - input'!$G119,'Lives scenario - input'!$H119,20,TRUE,TRUE),\"\")","v":""},"","","","","","","","","","","","","","","","","","","",{"$f":"IFERROR(IF(OR(D134=\"\",'Lives scenario - input'!$F119=\"\"),\"\",D134/'Lives scenario - input'!$F119),\"\")","v":""},{"$f":"IFERROR(IF(OR(E134=\"\",'Lives scenario - input'!$F119=\"\"),\"\",E134/'Lives scenario - input'!$F119),\"\")","v":""},{"$f":"IFERROR(IF(OR(F134=\"\",'Lives scenario - input'!$F119=\"\"),\"\",F134/'Lives scenario - input'!$F119),\"\")","v":""},{"$f":"IFERROR(IF(OR(G134=\"\",'Lives scenario - input'!$F119=\"\"),\"\",G134/'Lives scenario - input'!$F119),\"\")","v":""},{"$f":"IFERROR(IF(OR(H134=\"\",'Lives scenario - input'!$F119=\"\"),\"\",H134/'Lives scenario - input'!$F119),\"\")","v":""},{"$f":"IFERROR(IF(OR(I134=\"\",'Lives scenario - input'!$F119=\"\"),\"\",I134/'Lives scenario - input'!$F119),\"\")","v":""},{"$f":"IFERROR(IF(OR(J134=\"\",'Lives scenario - input'!$F119=\"\"),\"\",J134/'Lives scenario - input'!$F119),\"\")","v":""},{"$f":"IFERROR(IF(OR(K134=\"\",'Lives scenario - input'!$F119=\"\"),\"\",K134/'Lives scenario - input'!$F119),\"\")","v":""},{"$f":"IFERROR(IF(OR(L134=\"\",'Lives scenario - input'!$F119=\"\"),\"\",L134/'Lives scenario - input'!$F119),\"\")","v":""},{"$f":"IFERROR(IF(OR(M134=\"\",'Lives scenario - input'!$F119=\"\"),\"\",M134/'Lives scenario - input'!$F119),\"\")","v":""},{"$f":"IFERROR(IF(OR(N134=\"\",'Lives scenario - input'!$F119=\"\"),\"\",N134/'Lives scenario - input'!$F119),\"\")","v":""},{"$f":"IFERROR(IF(OR(O134=\"\",'Lives scenario - input'!$F119=\"\"),\"\",O134/'Lives scenario - input'!$F119),\"\")","v":""},{"$f":"IFERROR(IF(OR(P134=\"\",'Lives scenario - input'!$F119=\"\"),\"\",P134/'Lives scenario - input'!$F119),\"\")","v":""},{"$f":"IFERROR(IF(OR(Q134=\"\",'Lives scenario - input'!$F119=\"\"),\"\",Q134/'Lives scenario - input'!$F119),\"\")","v":""},{"$f":"IFERROR(IF(OR(R134=\"\",'Lives scenario - input'!$F119=\"\"),\"\",R134/'Lives scenario - input'!$F119),\"\")","v":""},{"$f":"IFERROR(IF(OR(S134=\"\",'Lives scenario - input'!$F119=\"\"),\"\",S134/'Lives scenario - input'!$F119),\"\")","v":""},{"$f":"IFERROR(IF(OR(T134=\"\",'Lives scenario - input'!$F119=\"\"),\"\",T134/'Lives scenario - input'!$F119),\"\")","v":""},{"$f":"IFERROR(IF(OR(U134=\"\",'Lives scenario - input'!$F119=\"\"),\"\",U134/'Lives scenario - input'!$F119),\"\")","v":""},{"$f":"IFERROR(IF(OR(V134=\"\",'Lives scenario - input'!$F119=\"\"),\"\",V134/'Lives scenario - input'!$F119),\"\")","v":""},{"$f":"IFERROR(IF(OR(W134=\"\",'Lives scenario - input'!$F119=\"\"),\"\",W134/'Lives scenario - input'!$F119),\"\")","v":""}]
[{"$f":"IFERROR('Lives scenario - input'!A120,\"\")","v":""},{"$f":"IFERROR('Lives scenario - input'!B120,\"\")","v":""},{"$f":"IFERROR('Lives scenario - input'!C120,\"\")","v":""},{"$f":"IFERROR(repcalc('Lives scenario - input'!$CX120:$GJ120,'Lives scenario - input'!$I120,'Lives scenario - input'!$G120,'Lives scenario - input'!$H120,20,TRUE,TRUE),\"\")","v":""},"","","","","","","","","","","","","","","","","","","",{"$f":"IFERROR(IF(OR(D135=\"\",'Lives scenario - input'!$F120=\"\"),\"\",D135/'Lives scenario - input'!$F120),\"\")","v":""},{"$f":"IFERROR(IF(OR(E135=\"\",'Lives scenario - input'!$F120=\"\"),\"\",E135/'Lives scenario - input'!$F120),\"\")","v":""},{"$f":"IFERROR(IF(OR(F135=\"\",'Lives scenario - input'!$F120=\"\"),\"\",F135/'Lives scenario - input'!$F120),\"\")","v":""},{"$f":"IFERROR(IF(OR(G135=\"\",'Lives scenario - input'!$F120=\"\"),\"\",G135/'Lives scenario - input'!$F120),\"\")","v":""},{"$f":"IFERROR(IF(OR(H135=\"\",'Lives scenario - input'!$F120=\"\"),\"\",H135/'Lives scenario - input'!$F120),\"\")","v":""},{"$f":"IFERROR(IF(OR(I135=\"\",'Lives scenario - input'!$F120=\"\"),\"\",I135/'Lives scenario - input'!$F120),\"\")","v":""},{"$f":"IFERROR(IF(OR(J135=\"\",'Lives scenario - input'!$F120=\"\"),\"\",J135/'Lives scenario - input'!$F120),\"\")","v":""},{"$f":"IFERROR(IF(OR(K135=\"\",'Lives scenario - input'!$F120=\"\"),\"\",K135/'Lives scenario - input'!$F120),\"\")","v":""},{"$f":"IFERROR(IF(OR(L135=\"\",'Lives scenario - input'!$F120=\"\"),\"\",L135/'Lives scenario - input'!$F120),\"\")","v":""},{"$f":"IFERROR(IF(OR(M135=\"\",'Lives scenario - input'!$F120=\"\"),\"\",M135/'Lives scenario - input'!$F120),\"\")","v":""},{"$f":"IFERROR(IF(OR(N135=\"\",'Lives scenario - input'!$F120=\"\"),\"\",N135/'Lives scenario - input'!$F120),\"\")","v":""},{"$f":"IFERROR(IF(OR(O135=\"\",'Lives scenario - input'!$F120=\"\"),\"\",O135/'Lives scenario - input'!$F120),\"\")","v":""},{"$f":"IFERROR(IF(OR(P135=\"\",'Lives scenario - input'!$F120=\"\"),\"\",P135/'Lives scenario - input'!$F120),\"\")","v":""},{"$f":"IFERROR(IF(OR(Q135=\"\",'Lives scenario - input'!$F120=\"\"),\"\",Q135/'Lives scenario - input'!$F120),\"\")","v":""},{"$f":"IFERROR(IF(OR(R135=\"\",'Lives scenario - input'!$F120=\"\"),\"\",R135/'Lives scenario - input'!$F120),\"\")","v":""},{"$f":"IFERROR(IF(OR(S135=\"\",'Lives scenario - input'!$F120=\"\"),\"\",S135/'Lives scenario - input'!$F120),\"\")","v":""},{"$f":"IFERROR(IF(OR(T135=\"\",'Lives scenario - input'!$F120=\"\"),\"\",T135/'Lives scenario - input'!$F120),\"\")","v":""},{"$f":"IFERROR(IF(OR(U135=\"\",'Lives scenario - input'!$F120=\"\"),\"\",U135/'Lives scenario - input'!$F120),\"\")","v":""},{"$f":"IFERROR(IF(OR(V135=\"\",'Lives scenario - input'!$F120=\"\"),\"\",V135/'Lives scenario - input'!$F120),\"\")","v":""},{"$f":"IFERROR(IF(OR(W135=\"\",'Lives scenario - input'!$F120=\"\"),\"\",W135/'Lives scenario - input'!$F120),\"\")","v":""}]
[{"$f":"IFERROR('Lives scenario - input'!A121,\"\")","v":""},{"$f":"IFERROR('Lives scenario - input'!B121,\"\")","v":""},{"$f":"IFERROR('Lives scenario - input'!C121,\"\")","v":""},{"$f":"IFERROR(repcalc('Lives scenario - input'!$CX121:$GJ121,'Lives scenario - input'!$I121,'Lives scenario - input'!$G121,'Lives scenario - input'!$H121,20,TRUE,TRUE),\"\")","v":""},"","","","","","","","","","","","","","","","","","","",{"$f":"IFERROR(IF(OR(D136=\"\",'Lives scenario - input'!$F121=\"\"),\"\",D136/'Lives scenario - input'!$F121),\"\")","v":""},{"$f":"IFERROR(IF(OR(E136=\"\",'Lives scenario - input'!$F121=\"\"),\"\",E136/'Lives scenario - input'!$F121),\"\")","v":""},{"$f":"IFERROR(IF(OR(F136=\"\",'Lives scenario - input'!$F121=\"\"),\"\",F136/'Lives scenario - input'!$F121),\"\")","v":""},{"$f":"IFERROR(IF(OR(G136=\"\",'Lives scenario - input'!$F121=\"\"),\"\",G136/'Lives scenario - input'!$F121),\"\")","v":""},{"$f":"IFERROR(IF(OR(H136=\"\",'Lives scenario - input'!$F121=\"\"),\"\",H136/'Lives scenario - input'!$F121),\"\")","v":""},{"$f":"IFERROR(IF(OR(I136=\"\",'Lives scenario - input'!$F121=\"\"),\"\",I136/'Lives scenario - input'!$F121),\"\")","v":""},{"$f":"IFERROR(IF(OR(J136=\"\",'Lives scenario - input'!$F121=\"\"),\"\",J136/'Lives scenario - input'!$F121),\"\")","v":""},{"$f":"IFERROR(IF(OR(K136=\"\",'Lives scenario - input'!$F121=\"\"),\"\",K136/'Lives scenario - input'!$F121),\"\")","v":""},{"$f":"IFERROR(IF(OR(L136=\"\",'Lives scenario - input'!$F121=\"\"),\"\",L136/'Lives scenario - input'!$F121),\"\")","v":""},{"$f":"IFERROR(IF(OR(M136=\"\",'Lives scenario - input'!$F121=\"\"),\"\",M136/'Lives scenario - input'!$F121),\"\")","v":""},{"$f":"IFERROR(IF(OR(N136=\"\",'Lives scenario - input'!$F121=\"\"),\"\",N136/'Lives scenario - input'!$F121),\"\")","v":""},{"$f":"IFERROR(IF(OR(O136=\"\",'Lives scenario - input'!$F121=\"\"),\"\",O136/'Lives scenario - input'!$F121),\"\")","v":""},{"$f":"IFERROR(IF(OR(P136=\"\",'Lives scenario - input'!$F121=\"\"),\"\",P136/'Lives scenario - input'!$F121),\"\")","v":""},{"$f":"IFERROR(IF(OR(Q136=\"\",'Lives scenario - input'!$F121=\"\"),\"\",Q136/'Lives scenario - input'!$F121),\"\")","v":""},{"$f":"IFERROR(IF(OR(R136=\"\",'Lives scenario - input'!$F121=\"\"),\"\",R136/'Lives scenario - input'!$F121),\"\")","v":""},{"$f":"IFERROR(IF(OR(S136=\"\",'Lives scenario - input'!$F121=\"\"),\"\",S136/'Lives scenario - input'!$F121),\"\")","v":""},{"$f":"IFERROR(IF(OR(T136=\"\",'Lives scenario - input'!$F121=\"\"),\"\",T136/'Lives scenario - input'!$F121),\"\")","v":""},{"$f":"IFERROR(IF(OR(U136=\"\",'Lives scenario - input'!$F121=\"\"),\"\",U136/'Lives scenario - input'!$F121),\"\")","v":""},{"$f":"IFERROR(IF(OR(V136=\"\",'Lives scenario - input'!$F121=\"\"),\"\",V136/'Lives scenario - input'!$F121),\"\")","v":""},{"$f":"IFERROR(IF(OR(W136=\"\",'Lives scenario - input'!$F121=\"\"),\"\",W136/'Lives scenario - input'!$F121),\"\")","v":""}]
[{"$f":"IFERROR('Lives scenario - input'!A122,\"\")","v":""},{"$f":"IFERROR('Lives scenario - input'!B122,\"\")","v":""},{"$f":"IFERROR('Lives scenario - input'!C122,\"\")","v":""},{"$f":"IFERROR(repcalc('Lives scenario - input'!$CX122:$GJ122,'Lives scenario - input'!$I122,'Lives scenario - input'!$G122,'Lives scenario - input'!$H122,20,TRUE,TRUE),\"\")","v":""},"","","","","","","","","","","","","","","","","","","",{"$f":"IFERROR(IF(OR(D137=\"\",'Lives scenario - input'!$F122=\"\"),\"\",D137/'Lives scenario - input'!$F122),\"\")","v":""},{"$f":"IFERROR(IF(OR(E137=\"\",'Lives scenario - input'!$F122=\"\"),\"\",E137/'Lives scenario - input'!$F122),\"\")","v":""},{"$f":"IFERROR(IF(OR(F137=\"\",'Lives scenario - input'!$F122=\"\"),\"\",F137/'Lives scenario - input'!$F122),\"\")","v":""},{"$f":"IFERROR(IF(OR(G137=\"\",'Lives scenario - input'!$F122=\"\"),\"\",G137/'Lives scenario - input'!$F122),\"\")","v":""},{"$f":"IFERROR(IF(OR(H137=\"\",'Lives scenario - input'!$F122=\"\"),\"\",H137/'Lives scenario - input'!$F122),\"\")","v":""},{"$f":"IFERROR(IF(OR(I137=\"\",'Lives scenario - input'!$F122=\"\"),\"\",I137/'Lives scenario - input'!$F122),\"\")","v":""},{"$f":"IFERROR(IF(OR(J137=\"\",'Lives scenario - input'!$F122=\"\"),\"\",J137/'Lives scenario - input'!$F122),\"\")","v":""},{"$f":"IFERROR(IF(OR(K137=\"\",'Lives scenario - input'!$F122=\"\"),\"\",K137/'Lives scenario - input'!$F122),\"\")","v":""},{"$f":"IFERROR(IF(OR(L137=\"\",'Lives scenario - input'!$F122=\"\"),\"\",L137/'Lives scenario - input'!$F122),\"\")","v":""},{"$f":"IFERROR(IF(OR(M137=\"\",'Lives scenario - input'!$F122=\"\"),\"\",M137/'Lives scenario - input'!$F122),\"\")","v":""},{"$f":"IFERROR(IF(OR(N137=\"\",'Lives scenario - input'!$F122=\"\"),\"\",N137/'Lives scenario - input'!$F122),\"\")","v":""},{"$f":"IFERROR(IF(OR(O137=\"\",'Lives scenario - input'!$F122=\"\"),\"\",O137/'Lives scenario - input'!$F122),\"\")","v":""},{"$f":"IFERROR(IF(OR(P137=\"\",'Lives scenario - input'!$F122=\"\"),\"\",P137/'Lives scenario - input'!$F122),\"\")","v":""},{"$f":"IFERROR(IF(OR(Q137=\"\",'Lives scenario - input'!$F122=\"\"),\"\",Q137/'Lives scenario - input'!$F122),\"\")","v":""},{"$f":"IFERROR(IF(OR(R137=\"\",'Lives scenario - input'!$F122=\"\"),\"\",R137/'Lives scenario - input'!$F122),\"\")","v":""},{"$f":"IFERROR(IF(OR(S137=\"\",'Lives scenario - input'!$F122=\"\"),\"\",S137/'Lives scenario - input'!$F122),\"\")","v":""},{"$f":"IFERROR(IF(OR(T137=\"\",'Lives scenario - input'!$F122=\"\"),\"\",T137/'Lives scenario - input'!$F122),\"\")","v":""},{"$f":"IFERROR(IF(OR(U137=\"\",'Lives scenario - input'!$F122=\"\"),\"\",U137/'Lives scenario - input'!$F122),\"\")","v":""},{"$f":"IFERROR(IF(OR(V137=\"\",'Lives scenario - input'!$F122=\"\"),\"\",V137/'Lives scenario - input'!$F122),\"\")","v":""},{"$f":"IFERROR(IF(OR(W137=\"\",'Lives scenario - input'!$F122=\"\"),\"\",W137/'Lives scenario - input'!$F122),\"\")","v":""}]
[{"$f":"IFERROR('Lives scenario - input'!A123,\"\")","v":""},{"$f":"IFERROR('Lives scenario - input'!B123,\"\")","v":""},{"$f":"IFERROR('Lives scenario - input'!C123,\"\")","v":""},{"$f":"IFERROR(repcalc('Lives scenario - input'!$CX123:$GJ123,'Lives scenario - input'!$I123,'Lives scenario - input'!$G123,'Lives scenario - input'!$H123,20,TRUE,TRUE),\"\")","v":""},"","","","","","","","","","","","","","","","","","","",{"$f":"IFERROR(IF(OR(D138=\"\",'Lives scenario - input'!$F123=\"\"),\"\",D138/'Lives scenario - input'!$F123),\"\")","v":""},{"$f":"IFERROR(IF(OR(E138=\"\",'Lives scenario - input'!$F123=\"\"),\"\",E138/'Lives scenario - input'!$F123),\"\")","v":""},{"$f":"IFERROR(IF(OR(F138=\"\",'Lives scenario - input'!$F123=\"\"),\"\",F138/'Lives scenario - input'!$F123),\"\")","v":""},{"$f":"IFERROR(IF(OR(G138=\"\",'Lives scenario - input'!$F123=\"\"),\"\",G138/'Lives scenario - input'!$F123),\"\")","v":""},{"$f":"IFERROR(IF(OR(H138=\"\",'Lives scenario - input'!$F123=\"\"),\"\",H138/'Lives scenario - input'!$F123),\"\")","v":""},{"$f":"IFERROR(IF(OR(I138=\"\",'Lives scenario - input'!$F123=\"\"),\"\",I138/'Lives scenario - input'!$F123),\"\")","v":""},{"$f":"IFERROR(IF(OR(J138=\"\",'Lives scenario - input'!$F123=\"\"),\"\",J138/'Lives scenario - input'!$F123),\"\")","v":""},{"$f":"IFERROR(IF(OR(K138=\"\",'Lives scenario - input'!$F123=\"\"),\"\",K138/'Lives scenario - input'!$F123),\"\")","v":""},{"$f":"IFERROR(IF(OR(L138=\"\",'Lives scenario - input'!$F123=\"\"),\"\",L138/'Lives scenario - input'!$F123),\"\")","v":""},{"$f":"IFERROR(IF(OR(M138=\"\",'Lives scenario - input'!$F123=\"\"),\"\",M138/'Lives scenario - input'!$F123),\"\")","v":""},{"$f":"IFERROR(IF(OR(N138=\"\",'Lives scenario - input'!$F123=\"\"),\"\",N138/'Lives scenario - input'!$F123),\"\")","v":""},{"$f":"IFERROR(IF(OR(O138=\"\",'Lives scenario - input'!$F123=\"\"),\"\",O138/'Lives scenario - input'!$F123),\"\")","v":""},{"$f":"IFERROR(IF(OR(P138=\"\",'Lives scenario - input'!$F123=\"\"),\"\",P138/'Lives scenario - input'!$F123),\"\")","v":""},{"$f":"IFERROR(IF(OR(Q138=\"\",'Lives scenario - input'!$F123=\"\"),\"\",Q138/'Lives scenario - input'!$F123),\"\")","v":""},{"$f":"IFERROR(IF(OR(R138=\"\",'Lives scenario - input'!$F123=\"\"),\"\",R138/'Lives scenario - input'!$F123),\"\")","v":""},{"$f":"IFERROR(IF(OR(S138=\"\",'Lives scenario - input'!$F123=\"\"),\"\",S138/'Lives scenario - input'!$F123),\"\")","v":""},{"$f":"IFERROR(IF(OR(T138=\"\",'Lives scenario - input'!$F123=\"\"),\"\",T138/'Lives scenario - input'!$F123),\"\")","v":""},{"$f":"IFERROR(IF(OR(U138=\"\",'Lives scenario - input'!$F123=\"\"),\"\",U138/'Lives scenario - input'!$F123),\"\")","v":""},{"$f":"IFERROR(IF(OR(V138=\"\",'Lives scenario - input'!$F123=\"\"),\"\",V138/'Lives scenario - input'!$F123),\"\")","v":""},{"$f":"IFERROR(IF(OR(W138=\"\",'Lives scenario - input'!$F123=\"\"),\"\",W138/'Lives scenario - input'!$F123),\"\")","v":""}]
[{"$f":"IFERROR('Lives scenario - input'!A124,\"\")","v":""},{"$f":"IFERROR('Lives scenario - input'!B124,\"\")","v":""},{"$f":"IFERROR('Lives scenario - input'!C124,\"\")","v":""},{"$f":"IFERROR(repcalc('Lives scenario - input'!$CX124:$GJ124,'Lives scenario - input'!$I124,'Lives scenario - input'!$G124,'Lives scenario - input'!$H124,20,TRUE,TRUE),\"\")","v":""},"","","","","","","","","","","","","","","","","","","",{"$f":"IFERROR(IF(OR(D139=\"\",'Lives scenario - input'!$F124=\"\"),\"\",D139/'Lives scenario - input'!$F124),\"\")","v":""},{"$f":"IFERROR(IF(OR(E139=\"\",'Lives scenario - input'!$F124=\"\"),\"\",E139/'Lives scenario - input'!$F124),\"\")","v":""},{"$f":"IFERROR(IF(OR(F139=\"\",'Lives scenario - input'!$F124=\"\"),\"\",F139/'Lives scenario - input'!$F124),\"\")","v":""},{"$f":"IFERROR(IF(OR(G139=\"\",'Lives scenario - input'!$F124=\"\"),\"\",G139/'Lives scenario - input'!$F124),\"\")","v":""},{"$f":"IFERROR(IF(OR(H139=\"\",'Lives scenario - input'!$F124=\"\"),\"\",H139/'Lives scenario - input'!$F124),\"\")","v":""},{"$f":"IFERROR(IF(OR(I139=\"\",'Lives scenario - input'!$F124=\"\"),\"\",I139/'Lives scenario - input'!$F124),\"\")","v":""},{"$f":"IFERROR(IF(OR(J139=\"\",'Lives scenario - input'!$F124=\"\"),\"\",J139/'Lives scenario - input'!$F124),\"\")","v":""},{"$f":"IFERROR(IF(OR(K139=\"\",'Lives scenario - input'!$F124=\"\"),\"\",K139/'Lives scenario - input'!$F124),\"\")","v":""},{"$f":"IFERROR(IF(OR(L139=\"\",'Lives scenario - input'!$F124=\"\"),\"\",L139/'Lives scenario - input'!$F124),\"\")","v":""},{"$f":"IFERROR(IF(OR(M139=\"\",'Lives scenario - input'!$F124=\"\"),\"\",M139/'Lives scenario - input'!$F124),\"\")","v":""},{"$f":"IFERROR(IF(OR(N139=\"\",'Lives scenario - input'!$F124=\"\"),\"\",N139/'Lives scenario - input'!$F124),\"\")","v":""},{"$f":"IFERROR(IF(OR(O139=\"\",'Lives scenario - input'!$F124=\"\"),\"\",O139/'Lives scenario - input'!$F124),\"\")","v":""},{"$f":"IFERROR(IF(OR(P139=\"\",'Lives scenario - input'!$F124=\"\"),\"\",P139/'Lives scenario - input'!$F124),\"\")","v":""},{"$f":"IFERROR(IF(OR(Q139=\"\",'Lives scenario - input'!$F124=\"\"),\"\",Q139/'Lives scenario - input'!$F124),\"\")","v":""},{"$f":"IFERROR(IF(OR(R139=\"\",'Lives scenario - input'!$F124=\"\"),\"\",R139/'Lives scenario - input'!$F124),\"\")","v":""},{"$f":"IFERROR(IF(OR(S139=\"\",'Lives scenario - input'!$F124=\"\"),\"\",S139/'Lives scenario - input'!$F124),\"\")","v":""},{"$f":"IFERROR(IF(OR(T139=\"\",'Lives scenario - input'!$F124=\"\"),\"\",T139/'Lives scenario - input'!$F124),\"\")","v":""},{"$f":"IFERROR(IF(OR(U139=\"\",'Lives scenario - input'!$F124=\"\"),\"\",U139/'Lives scenario - input'!$F124),\"\")","v":""},{"$f":"IFERROR(IF(OR(V139=\"\",'Lives scenario - input'!$F124=\"\"),\"\",V139/'Lives scenario - input'!$F124),\"\")","v":""},{"$f":"IFERROR(IF(OR(W139=\"\",'Lives scenario - input'!$F124=\"\"),\"\",W139/'Lives scenario - input'!$F124),\"\")","v":""}]
[{"$f":"IFERROR('Lives scenario - input'!A125,\"\")","v":""},{"$f":"IFERROR('Lives scenario - input'!B125,\"\")","v":""},{"$f":"IFERROR('Lives scenario - input'!C125,\"\")","v":""},{"$f":"IFERROR(repcalc('Lives scenario - input'!$CX125:$GJ125,'Lives scenario - input'!$I125,'Lives scenario - input'!$G125,'Lives scenario - input'!$H125,20,TRUE,TRUE),\"\")","v":""},"","","","","","","","","","","","","","","","","","","",{"$f":"IFERROR(IF(OR(D140=\"\",'Lives scenario - input'!$F125=\"\"),\"\",D140/'Lives scenario - input'!$F125),\"\")","v":""},{"$f":"IFERROR(IF(OR(E140=\"\",'Lives scenario - input'!$F125=\"\"),\"\",E140/'Lives scenario - input'!$F125),\"\")","v":""},{"$f":"IFERROR(IF(OR(F140=\"\",'Lives scenario - input'!$F125=\"\"),\"\",F140/'Lives scenario - input'!$F125),\"\")","v":""},{"$f":"IFERROR(IF(OR(G140=\"\",'Lives scenario - input'!$F125=\"\"),\"\",G140/'Lives scenario - input'!$F125),\"\")","v":""},{"$f":"IFERROR(IF(OR(H140=\"\",'Lives scenario - input'!$F125=\"\"),\"\",H140/'Lives scenario - input'!$F125),\"\")","v":""},{"$f":"IFERROR(IF(OR(I140=\"\",'Lives scenario - input'!$F125=\"\"),\"\",I140/'Lives scenario - input'!$F125),\"\")","v":""},{"$f":"IFERROR(IF(OR(J140=\"\",'Lives scenario - input'!$F125=\"\"),\"\",J140/'Lives scenario - input'!$F125),\"\")","v":""},{"$f":"IFERROR(IF(OR(K140=\"\",'Lives scenario - input'!$F125=\"\"),\"\",K140/'Lives scenario - input'!$F125),\"\")","v":""},{"$f":"IFERROR(IF(OR(L140=\"\",'Lives scenario - input'!$F125=\"\"),\"\",L140/'Lives scenario - input'!$F125),\"\")","v":""},{"$f":"IFERROR(IF(OR(M140=\"\",'Lives scenario - input'!$F125=\"\"),\"\",M140/'Lives scenario - input'!$F125),\"\")","v":""},{"$f":"IFERROR(IF(OR(N140=\"\",'Lives scenario - input'!$F125=\"\"),\"\",N140/'Lives scenario - input'!$F125),\"\")","v":""},{"$f":"IFERROR(IF(OR(O140=\"\",'Lives scenario - input'!$F125=\"\"),\"\",O140/'Lives scenario - input'!$F125),\"\")","v":""},{"$f":"IFERROR(IF(OR(P140=\"\",'Lives scenario - input'!$F125=\"\"),\"\",P140/'Lives scenario - input'!$F125),\"\")","v":""},{"$f":"IFERROR(IF(OR(Q140=\"\",'Lives scenario - input'!$F125=\"\"),\"\",Q140/'Lives scenario - input'!$F125),\"\")","v":""},{"$f":"IFERROR(IF(OR(R140=\"\",'Lives scenario - input'!$F125=\"\"),\"\",R140/'Lives scenario - input'!$F125),\"\")","v":""},{"$f":"IFERROR(IF(OR(S140=\"\",'Lives scenario - input'!$F125=\"\"),\"\",S140/'Lives scenario - input'!$F125),\"\")","v":""},{"$f":"IFERROR(IF(OR(T140=\"\",'Lives scenario - input'!$F125=\"\"),\"\",T140/'Lives scenario - input'!$F125),\"\")","v":""},{"$f":"IFERROR(IF(OR(U140=\"\",'Lives scenario - input'!$F125=\"\"),\"\",U140/'Lives scenario - input'!$F125),\"\")","v":""},{"$f":"IFERROR(IF(OR(V140=\"\",'Lives scenario - input'!$F125=\"\"),\"\",V140/'Lives scenario - input'!$F125),\"\")","v":""},{"$f":"IFERROR(IF(OR(W140=\"\",'Lives scenario - input'!$F125=\"\"),\"\",W140/'Lives scenario - input'!$F125),\"\")","v":""}]
[{"$f":"IFERROR('Lives scenario - input'!A126,\"\")","v":""},{"$f":"IFERROR('Lives scenario - input'!B126,\"\")","v":""},{"$f":"IFERROR('Lives scenario - input'!C126,\"\")","v":""},{"$f":"IFERROR(repcalc('Lives scenario - input'!$CX126:$GJ126,'Lives scenario - input'!$I126,'Lives scenario - input'!$G126,'Lives scenario - input'!$H126,20,TRUE,TRUE),\"\")","v":""},"","","","","","","","","","","","","","","","","","","",{"$f":"IFERROR(IF(OR(D141=\"\",'Lives scenario - input'!$F126=\"\"),\"\",D141/'Lives scenario - input'!$F126),\"\")","v":""},{"$f":"IFERROR(IF(OR(E141=\"\",'Lives scenario - input'!$F126=\"\"),\"\",E141/'Lives scenario - input'!$F126),\"\")","v":""},{"$f":"IFERROR(IF(OR(F141=\"\",'Lives scenario - input'!$F126=\"\"),\"\",F141/'Lives scenario - input'!$F126),\"\")","v":""},{"$f":"IFERROR(IF(OR(G141=\"\",'Lives scenario - input'!$F126=\"\"),\"\",G141/'Lives scenario - input'!$F126),\"\")","v":""},{"$f":"IFERROR(IF(OR(H141=\"\",'Lives scenario - input'!$F126=\"\"),\"\",H141/'Lives scenario - input'!$F126),\"\")","v":""},{"$f":"IFERROR(IF(OR(I141=\"\",'Lives scenario - input'!$F126=\"\"),\"\",I141/'Lives scenario - input'!$F126),\"\")","v":""},{"$f":"IFERROR(IF(OR(J141=\"\",'Lives scenario - input'!$F126=\"\"),\"\",J141/'Lives scenario - input'!$F126),\"\")","v":""},{"$f":"IFERROR(IF(OR(K141=\"\",'Lives scenario - input'!$F126=\"\"),\"\",K141/'Lives scenario - input'!$F126),\"\")","v":""},{"$f":"IFERROR(IF(OR(L141=\"\",'Lives scenario - input'!$F126=\"\"),\"\",L141/'Lives scenario - input'!$F126),\"\")","v":""},{"$f":"IFERROR(IF(OR(M141=\"\",'Lives scenario - input'!$F126=\"\"),\"\",M141/'Lives scenario - input'!$F126),\"\")","v":""},{"$f":"IFERROR(IF(OR(N141=\"\",'Lives scenario - input'!$F126=\"\"),\"\",N141/'Lives scenario - input'!$F126),\"\")","v":""},{"$f":"IFERROR(IF(OR(O141=\"\",'Lives scenario - input'!$F126=\"\"),\"\",O141/'Lives scenario - input'!$F126),\"\")","v":""},{"$f":"IFERROR(IF(OR(P141=\"\",'Lives scenario - input'!$F126=\"\"),\"\",P141/'Lives scenario - input'!$F126),\"\")","v":""},{"$f":"IFERROR(IF(OR(Q141=\"\",'Lives scenario - input'!$F126=\"\"),\"\",Q141/'Lives scenario - input'!$F126),\"\")","v":""},{"$f":"IFERROR(IF(OR(R141=\"\",'Lives scenario - input'!$F126=\"\"),\"\",R141/'Lives scenario - input'!$F126),\"\")","v":""},{"$f":"IFERROR(IF(OR(S141=\"\",'Lives scenario - input'!$F126=\"\"),\"\",S141/'Lives scenario - input'!$F126),\"\")","v":""},{"$f":"IFERROR(IF(OR(T141=\"\",'Lives scenario - input'!$F126=\"\"),\"\",T141/'Lives scenario - input'!$F126),\"\")","v":""},{"$f":"IFERROR(IF(OR(U141=\"\",'Lives scenario - input'!$F126=\"\"),\"\",U141/'Lives scenario - input'!$F126),\"\")","v":""},{"$f":"IFERROR(IF(OR(V141=\"\",'Lives scenario - input'!$F126=\"\"),\"\",V141/'Lives scenario - input'!$F126),\"\")","v":""},{"$f":"IFERROR(IF(OR(W141=\"\",'Lives scenario - input'!$F126=\"\"),\"\",W141/'Lives scenario - input'!$F126),\"\")","v":""}]
[{"$f":"IFERROR('Lives scenario - input'!A127,\"\")","v":""},{"$f":"IFERROR('Lives scenario - input'!B127,\"\")","v":""},{"$f":"IFERROR('Lives scenario - input'!C127,\"\")","v":""},{"$f":"IFERROR(repcalc('Lives scenario - input'!$CX127:$GJ127,'Lives scenario - input'!$I127,'Lives scenario - input'!$G127,'Lives scenario - input'!$H127,20,TRUE,TRUE),\"\")","v":""},"","","","","","","","","","","","","","","","","","","",{"$f":"IFERROR(IF(OR(D142=\"\",'Lives scenario - input'!$F127=\"\"),\"\",D142/'Lives scenario - input'!$F127),\"\")","v":""},{"$f":"IFERROR(IF(OR(E142=\"\",'Lives scenario - input'!$F127=\"\"),\"\",E142/'Lives scenario - input'!$F127),\"\")","v":""},{"$f":"IFERROR(IF(OR(F142=\"\",'Lives scenario - input'!$F127=\"\"),\"\",F142/'Lives scenario - input'!$F127),\"\")","v":""},{"$f":"IFERROR(IF(OR(G142=\"\",'Lives scenario - input'!$F127=\"\"),\"\",G142/'Lives scenario - input'!$F127),\"\")","v":""},{"$f":"IFERROR(IF(OR(H142=\"\",'Lives scenario - input'!$F127=\"\"),\"\",H142/'Lives scenario - input'!$F127),\"\")","v":""},{"$f":"IFERROR(IF(OR(I142=\"\",'Lives scenario - input'!$F127=\"\"),\"\",I142/'Lives scenario - input'!$F127),\"\")","v":""},{"$f":"IFERROR(IF(OR(J142=\"\",'Lives scenario - input'!$F127=\"\"),\"\",J142/'Lives scenario - input'!$F127),\"\")","v":""},{"$f":"IFERROR(IF(OR(K142=\"\",'Lives scenario - input'!$F127=\"\"),\"\",K142/'Lives scenario - input'!$F127),\"\")","v":""},{"$f":"IFERROR(IF(OR(L142=\"\",'Lives scenario - input'!$F127=\"\"),\"\",L142/'Lives scenario - input'!$F127),\"\")","v":""},{"$f":"IFERROR(IF(OR(M142=\"\",'Lives scenario - input'!$F127=\"\"),\"\",M142/'Lives scenario - input'!$F127),\"\")","v":""},{"$f":"IFERROR(IF(OR(N142=\"\",'Lives scenario - input'!$F127=\"\"),\"\",N142/'Lives scenario - input'!$F127),\"\")","v":""},{"$f":"IFERROR(IF(OR(O142=\"\",'Lives scenario - input'!$F127=\"\"),\"\",O142/'Lives scenario - input'!$F127),\"\")","v":""},{"$f":"IFERROR(IF(OR(P142=\"\",'Lives scenario - input'!$F127=\"\"),\"\",P142/'Lives scenario - input'!$F127),\"\")","v":""},{"$f":"IFERROR(IF(OR(Q142=\"\",'Lives scenario - input'!$F127=\"\"),\"\",Q142/'Lives scenario - input'!$F127),\"\")","v":""},{"$f":"IFERROR(IF(OR(R142=\"\",'Lives scenario - input'!$F127=\"\"),\"\",R142/'Lives scenario - input'!$F127),\"\")","v":""},{"$f":"IFERROR(IF(OR(S142=\"\",'Lives scenario - input'!$F127=\"\"),\"\",S142/'Lives scenario - input'!$F127),\"\")","v":""},{"$f":"IFERROR(IF(OR(T142=\"\",'Lives scenario - input'!$F127=\"\"),\"\",T142/'Lives scenario - input'!$F127),\"\")","v":""},{"$f":"IFERROR(IF(OR(U142=\"\",'Lives scenario - input'!$F127=\"\"),\"\",U142/'Lives scenario - input'!$F127),\"\")","v":""},{"$f":"IFERROR(IF(OR(V142=\"\",'Lives scenario - input'!$F127=\"\"),\"\",V142/'Lives scenario - input'!$F127),\"\")","v":""},{"$f":"IFERROR(IF(OR(W142=\"\",'Lives scenario - input'!$F127=\"\"),\"\",W142/'Lives scenario - input'!$F127),\"\")","v":""}]
[{"$f":"IFERROR('Lives scenario - input'!A128,\"\")","v":""},{"$f":"IFERROR('Lives scenario - input'!B128,\"\")","v":""},{"$f":"IFERROR('Lives scenario - input'!C128,\"\")","v":""},{"$f":"IFERROR(repcalc('Lives scenario - input'!$CX128:$GJ128,'Lives scenario - input'!$I128,'Lives scenario - input'!$G128,'Lives scenario - input'!$H128,20,TRUE,TRUE),\"\")","v":""},"","","","","","","","","","","","","","","","","","","",{"$f":"IFERROR(IF(OR(D143=\"\",'Lives scenario - input'!$F128=\"\"),\"\",D143/'Lives scenario - input'!$F128),\"\")","v":""},{"$f":"IFERROR(IF(OR(E143=\"\",'Lives scenario - input'!$F128=\"\"),\"\",E143/'Lives scenario - input'!$F128),\"\")","v":""},{"$f":"IFERROR(IF(OR(F143=\"\",'Lives scenario - input'!$F128=\"\"),\"\",F143/'Lives scenario - input'!$F128),\"\")","v":""},{"$f":"IFERROR(IF(OR(G143=\"\",'Lives scenario - input'!$F128=\"\"),\"\",G143/'Lives scenario - input'!$F128),\"\")","v":""},{"$f":"IFERROR(IF(OR(H143=\"\",'Lives scenario - input'!$F128=\"\"),\"\",H143/'Lives scenario - input'!$F128),\"\")","v":""},{"$f":"IFERROR(IF(OR(I143=\"\",'Lives scenario - input'!$F128=\"\"),\"\",I143/'Lives scenario - input'!$F128),\"\")","v":""},{"$f":"IFERROR(IF(OR(J143=\"\",'Lives scenario - input'!$F128=\"\"),\"\",J143/'Lives scenario - input'!$F128),\"\")","v":""},{"$f":"IFERROR(IF(OR(K143=\"\",'Lives scenario - input'!$F128=\"\"),\"\",K143/'Lives scenario - input'!$F128),\"\")","v":""},{"$f":"IFERROR(IF(OR(L143=\"\",'Lives scenario - input'!$F128=\"\"),\"\",L143/'Lives scenario - input'!$F128),\"\")","v":""},{"$f":"IFERROR(IF(OR(M143=\"\",'Lives scenario - input'!$F128=\"\"),\"\",M143/'Lives scenario - input'!$F128),\"\")","v":""},{"$f":"IFERROR(IF(OR(N143=\"\",'Lives scenario - input'!$F128=\"\"),\"\",N143/'Lives scenario - input'!$F128),\"\")","v":""},{"$f":"IFERROR(IF(OR(O143=\"\",'Lives scenario - input'!$F128=\"\"),\"\",O143/'Lives scenario - input'!$F128),\"\")","v":""},{"$f":"IFERROR(IF(OR(P143=\"\",'Lives scenario - input'!$F128=\"\"),\"\",P143/'Lives scenario - input'!$F128),\"\")","v":""},{"$f":"IFERROR(IF(OR(Q143=\"\",'Lives scenario - input'!$F128=\"\"),\"\",Q143/'Lives scenario - input'!$F128),\"\")","v":""},{"$f":"IFERROR(IF(OR(R143=\"\",'Lives scenario - input'!$F128=\"\"),\"\",R143/'Lives scenario - input'!$F128),\"\")","v":""},{"$f":"IFERROR(IF(OR(S143=\"\",'Lives scenario - input'!$F128=\"\"),\"\",S143/'Lives scenario - input'!$F128),\"\")","v":""},{"$f":"IFERROR(IF(OR(T143=\"\",'Lives scenario - input'!$F128=\"\"),\"\",T143/'Lives scenario - input'!$F128),\"\")","v":""},{"$f":"IFERROR(IF(OR(U143=\"\",'Lives scenario - input'!$F128=\"\"),\"\",U143/'Lives scenario - input'!$F128),\"\")","v":""},{"$f":"IFERROR(IF(OR(V143=\"\",'Lives scenario - input'!$F128=\"\"),\"\",V143/'Lives scenario - input'!$F128),\"\")","v":""},{"$f":"IFERROR(IF(OR(W143=\"\",'Lives scenario - input'!$F128=\"\"),\"\",W143/'Lives scenario - input'!$F128),\"\")","v":""}]
[{"$f":"IFERROR('Lives scenario - input'!A129,\"\")","v":""},{"$f":"IFERROR('Lives scenario - input'!B129,\"\")","v":""},{"$f":"IFERROR('Lives scenario - input'!C129,\"\")","v":""},{"$f":"IFERROR(repcalc('Lives scenario - input'!$CX129:$GJ129,'Lives scenario - input'!$I129,'Lives scenario - input'!$G129,'Lives scenario - input'!$H129,20,TRUE,TRUE),\"\")","v":""},"","","","","","","","","","","","","","","","","","","",{"$f":"IFERROR(IF(OR(D144=\"\",'Lives scenario - input'!$F129=\"\"),\"\",D144/'Lives scenario - input'!$F129),\"\")","v":""},{"$f":"IFERROR(IF(OR(E144=\"\",'Lives scenario - input'!$F129=\"\"),\"\",E144/'Lives scenario - input'!$F129),\"\")","v":""},{"$f":"IFERROR(IF(OR(F144=\"\",'Lives scenario - input'!$F129=\"\"),\"\",F144/'Lives scenario - input'!$F129),\"\")","v":""},{"$f":"IFERROR(IF(OR(G144=\"\",'Lives scenario - input'!$F129=\"\"),\"\",G144/'Lives scenario - input'!$F129),\"\")","v":""},{"$f":"IFERROR(IF(OR(H144=\"\",'Lives scenario - input'!$F129=\"\"),\"\",H144/'Lives scenario - input'!$F129),\"\")","v":""},{"$f":"IFERROR(IF(OR(I144=\"\",'Lives scenario - input'!$F129=\"\"),\"\",I144/'Lives scenario - input'!$F129),\"\")","v":""},{"$f":"IFERROR(IF(OR(J144=\"\",'Lives scenario - input'!$F129=\"\"),\"\",J144/'Lives scenario - input'!$F129),\"\")","v":""},{"$f":"IFERROR(IF(OR(K144=\"\",'Lives scenario - input'!$F129=\"\"),\"\",K144/'Lives scenario - input'!$F129),\"\")","v":""},{"$f":"IFERROR(IF(OR(L144=\"\",'Lives scenario - input'!$F129=\"\"),\"\",L144/'Lives scenario - input'!$F129),\"\")","v":""},{"$f":"IFERROR(IF(OR(M144=\"\",'Lives scenario - input'!$F129=\"\"),\"\",M144/'Lives scenario - input'!$F129),\"\")","v":""},{"$f":"IFERROR(IF(OR(N144=\"\",'Lives scenario - input'!$F129=\"\"),\"\",N144/'Lives scenario - input'!$F129),\"\")","v":""},{"$f":"IFERROR(IF(OR(O144=\"\",'Lives scenario - input'!$F129=\"\"),\"\",O144/'Lives scenario - input'!$F129),\"\")","v":""},{"$f":"IFERROR(IF(OR(P144=\"\",'Lives scenario - input'!$F129=\"\"),\"\",P144/'Lives scenario - input'!$F129),\"\")","v":""},{"$f":"IFERROR(IF(OR(Q144=\"\",'Lives scenario - input'!$F129=\"\"),\"\",Q144/'Lives scenario - input'!$F129),\"\")","v":""},{"$f":"IFERROR(IF(OR(R144=\"\",'Lives scenario - input'!$F129=\"\"),\"\",R144/'Lives scenario - input'!$F129),\"\")","v":""},{"$f":"IFERROR(IF(OR(S144=\"\",'Lives scenario - input'!$F129=\"\"),\"\",S144/'Lives scenario - input'!$F129),\"\")","v":""},{"$f":"IFERROR(IF(OR(T144=\"\",'Lives scenario - input'!$F129=\"\"),\"\",T144/'Lives scenario - input'!$F129),\"\")","v":""},{"$f":"IFERROR(IF(OR(U144=\"\",'Lives scenario - input'!$F129=\"\"),\"\",U144/'Lives scenario - input'!$F129),\"\")","v":""},{"$f":"IFERROR(IF(OR(V144=\"\",'Lives scenario - input'!$F129=\"\"),\"\",V144/'Lives scenario - input'!$F129),\"\")","v":""},{"$f":"IFERROR(IF(OR(W144=\"\",'Lives scenario - input'!$F129=\"\"),\"\",W144/'Lives scenario - input'!$F129),\"\")","v":""}]
[{"$f":"IFERROR('Lives scenario - input'!A130,\"\")","v":""},{"$f":"IFERROR('Lives scenario - input'!B130,\"\")","v":""},{"$f":"IFERROR('Lives scenario - input'!C130,\"\")","v":""},{"$f":"IFERROR(repcalc('Lives scenario - input'!$CX130:$GJ130,'Lives scenario - input'!$I130,'Lives scenario - input'!$G130,'Lives scenario - input'!$H130,20,TRUE,TRUE),\"\")","v":""},"","","","","","","","","","","","","","","","","","","",{"$f":"IFERROR(IF(OR(D145=\"\",'Lives scenario - input'!$F130=\"\"),\"\",D145/'Lives scenario - input'!$F130),\"\")","v":""},{"$f":"IFERROR(IF(OR(E145=\"\",'Lives scenario - input'!$F130=\"\"),\"\",E145/'Lives scenario - input'!$F130),\"\")","v":""},{"$f":"IFERROR(IF(OR(F145=\"\",'Lives scenario - input'!$F130=\"\"),\"\",F145/'Lives scenario - input'!$F130),\"\")","v":""},{"$f":"IFERROR(IF(OR(G145=\"\",'Lives scenario - input'!$F130=\"\"),\"\",G145/'Lives scenario - input'!$F130),\"\")","v":""},{"$f":"IFERROR(IF(OR(H145=\"\",'Lives scenario - input'!$F130=\"\"),\"\",H145/'Lives scenario - input'!$F130),\"\")","v":""},{"$f":"IFERROR(IF(OR(I145=\"\",'Lives scenario - input'!$F130=\"\"),\"\",I145/'Lives scenario - input'!$F130),\"\")","v":""},{"$f":"IFERROR(IF(OR(J145=\"\",'Lives scenario - input'!$F130=\"\"),\"\",J145/'Lives scenario - input'!$F130),\"\")","v":""},{"$f":"IFERROR(IF(OR(K145=\"\",'Lives scenario - input'!$F130=\"\"),\"\",K145/'Lives scenario - input'!$F130),\"\")","v":""},{"$f":"IFERROR(IF(OR(L145=\"\",'Lives scenario - input'!$F130=\"\"),\"\",L145/'Lives scenario - input'!$F130),\"\")","v":""},{"$f":"IFERROR(IF(OR(M145=\"\",'Lives scenario - input'!$F130=\"\"),\"\",M145/'Lives scenario - input'!$F130),\"\")","v":""},{"$f":"IFERROR(IF(OR(N145=\"\",'Lives scenario - input'!$F130=\"\"),\"\",N145/'Lives scenario - input'!$F130),\"\")","v":""},{"$f":"IFERROR(IF(OR(O145=\"\",'Lives scenario - input'!$F130=\"\"),\"\",O145/'Lives scenario - input'!$F130),\"\")","v":""},{"$f":"IFERROR(IF(OR(P145=\"\",'Lives scenario - input'!$F130=\"\"),\"\",P145/'Lives scenario - input'!$F130),\"\")","v":""},{"$f":"IFERROR(IF(OR(Q145=\"\",'Lives scenario - input'!$F130=\"\"),\"\",Q145/'Lives scenario - input'!$F130),\"\")","v":""},{"$f":"IFERROR(IF(OR(R145=\"\",'Lives scenario - input'!$F130=\"\"),\"\",R145/'Lives scenario - input'!$F130),\"\")","v":""},{"$f":"IFERROR(IF(OR(S145=\"\",'Lives scenario - input'!$F130=\"\"),\"\",S145/'Lives scenario - input'!$F130),\"\")","v":""},{"$f":"IFERROR(IF(OR(T145=\"\",'Lives scenario - input'!$F130=\"\"),\"\",T145/'Lives scenario - input'!$F130),\"\")","v":""},{"$f":"IFERROR(IF(OR(U145=\"\",'Lives scenario - input'!$F130=\"\"),\"\",U145/'Lives scenario - input'!$F130),\"\")","v":""},{"$f":"IFERROR(IF(OR(V145=\"\",'Lives scenario - input'!$F130=\"\"),\"\",V145/'Lives scenario - input'!$F130),\"\")","v":""},{"$f":"IFERROR(IF(OR(W145=\"\",'Lives scenario - input'!$F130=\"\"),\"\",W145/'Lives scenario - input'!$F130),\"\")","v":""}]
[{"$f":"IFERROR('Lives scenario - input'!A131,\"\")","v":""},{"$f":"IFERROR('Lives scenario - input'!B131,\"\")","v":""},{"$f":"IFERROR('Lives scenario - input'!C131,\"\")","v":""},{"$f":"IFERROR(repcalc('Lives scenario - input'!$CX131:$GJ131,'Lives scenario - input'!$I131,'Lives scenario - input'!$G131,'Lives scenario - input'!$H131,20,TRUE,TRUE),\"\")","v":""},"","","","","","","","","","","","","","","","","","","",{"$f":"IFERROR(IF(OR(D146=\"\",'Lives scenario - input'!$F131=\"\"),\"\",D146/'Lives scenario - input'!$F131),\"\")","v":""},{"$f":"IFERROR(IF(OR(E146=\"\",'Lives scenario - input'!$F131=\"\"),\"\",E146/'Lives scenario - input'!$F131),\"\")","v":""},{"$f":"IFERROR(IF(OR(F146=\"\",'Lives scenario - input'!$F131=\"\"),\"\",F146/'Lives scenario - input'!$F131),\"\")","v":""},{"$f":"IFERROR(IF(OR(G146=\"\",'Lives scenario - input'!$F131=\"\"),\"\",G146/'Lives scenario - input'!$F131),\"\")","v":""},{"$f":"IFERROR(IF(OR(H146=\"\",'Lives scenario - input'!$F131=\"\"),\"\",H146/'Lives scenario - input'!$F131),\"\")","v":""},{"$f":"IFERROR(IF(OR(I146=\"\",'Lives scenario - input'!$F131=\"\"),\"\",I146/'Lives scenario - input'!$F131),\"\")","v":""},{"$f":"IFERROR(IF(OR(J146=\"\",'Lives scenario - input'!$F131=\"\"),\"\",J146/'Lives scenario - input'!$F131),\"\")","v":""},{"$f":"IFERROR(IF(OR(K146=\"\",'Lives scenario - input'!$F131=\"\"),\"\",K146/'Lives scenario - input'!$F131),\"\")","v":""},{"$f":"IFERROR(IF(OR(L146=\"\",'Lives scenario - input'!$F131=\"\"),\"\",L146/'Lives scenario - input'!$F131),\"\")","v":""},{"$f":"IFERROR(IF(OR(M146=\"\",'Lives scenario - input'!$F131=\"\"),\"\",M146/'Lives scenario - input'!$F131),\"\")","v":""},{"$f":"IFERROR(IF(OR(N146=\"\",'Lives scenario - input'!$F131=\"\"),\"\",N146/'Lives scenario - input'!$F131),\"\")","v":""},{"$f":"IFERROR(IF(OR(O146=\"\",'Lives scenario - input'!$F131=\"\"),\"\",O146/'Lives scenario - input'!$F131),\"\")","v":""},{"$f":"IFERROR(IF(OR(P146=\"\",'Lives scenario - input'!$F131=\"\"),\"\",P146/'Lives scenario - input'!$F131),\"\")","v":""},{"$f":"IFERROR(IF(OR(Q146=\"\",'Lives scenario - input'!$F131=\"\"),\"\",Q146/'Lives scenario - input'!$F131),\"\")","v":""},{"$f":"IFERROR(IF(OR(R146=\"\",'Lives scenario - input'!$F131=\"\"),\"\",R146/'Lives scenario - input'!$F131),\"\")","v":""},{"$f":"IFERROR(IF(OR(S146=\"\",'Lives scenario - input'!$F131=\"\"),\"\",S146/'Lives scenario - input'!$F131),\"\")","v":""},{"$f":"IFERROR(IF(OR(T146=\"\",'Lives scenario - input'!$F131=\"\"),\"\",T146/'Lives scenario - input'!$F131),\"\")","v":""},{"$f":"IFERROR(IF(OR(U146=\"\",'Lives scenario - input'!$F131=\"\"),\"\",U146/'Lives scenario - input'!$F131),\"\")","v":""},{"$f":"IFERROR(IF(OR(V146=\"\",'Lives scenario - input'!$F131=\"\"),\"\",V146/'Lives scenario - input'!$F131),\"\")","v":""},{"$f":"IFERROR(IF(OR(W146=\"\",'Lives scenario - input'!$F131=\"\"),\"\",W146/'Lives scenario - input'!$F131),\"\")","v":""}]
[{"$f":"IFERROR('Lives scenario - input'!A132,\"\")","v":""},{"$f":"IFERROR('Lives scenario - input'!B132,\"\")","v":""},{"$f":"IFERROR('Lives scenario - input'!C132,\"\")","v":""},{"$f":"IFERROR(repcalc('Lives scenario - input'!$CX132:$GJ132,'Lives scenario - input'!$I132,'Lives scenario - input'!$G132,'Lives scenario - input'!$H132,20,TRUE,TRUE),\"\")","v":""},"","","","","","","","","","","","","","","","","","","",{"$f":"IFERROR(IF(OR(D147=\"\",'Lives scenario - input'!$F132=\"\"),\"\",D147/'Lives scenario - input'!$F132),\"\")","v":""},{"$f":"IFERROR(IF(OR(E147=\"\",'Lives scenario - input'!$F132=\"\"),\"\",E147/'Lives scenario - input'!$F132),\"\")","v":""},{"$f":"IFERROR(IF(OR(F147=\"\",'Lives scenario - input'!$F132=\"\"),\"\",F147/'Lives scenario - input'!$F132),\"\")","v":""},{"$f":"IFERROR(IF(OR(G147=\"\",'Lives scenario - input'!$F132=\"\"),\"\",G147/'Lives scenario - input'!$F132),\"\")","v":""},{"$f":"IFERROR(IF(OR(H147=\"\",'Lives scenario - input'!$F132=\"\"),\"\",H147/'Lives scenario - input'!$F132),\"\")","v":""},{"$f":"IFERROR(IF(OR(I147=\"\",'Lives scenario - input'!$F132=\"\"),\"\",I147/'Lives scenario - input'!$F132),\"\")","v":""},{"$f":"IFERROR(IF(OR(J147=\"\",'Lives scenario - input'!$F132=\"\"),\"\",J147/'Lives scenario - input'!$F132),\"\")","v":""},{"$f":"IFERROR(IF(OR(K147=\"\",'Lives scenario - input'!$F132=\"\"),\"\",K147/'Lives scenario - input'!$F132),\"\")","v":""},{"$f":"IFERROR(IF(OR(L147=\"\",'Lives scenario - input'!$F132=\"\"),\"\",L147/'Lives scenario - input'!$F132),\"\")","v":""},{"$f":"IFERROR(IF(OR(M147=\"\",'Lives scenario - input'!$F132=\"\"),\"\",M147/'Lives scenario - input'!$F132),\"\")","v":""},{"$f":"IFERROR(IF(OR(N147=\"\",'Lives scenario - input'!$F132=\"\"),\"\",N147/'Lives scenario - input'!$F132),\"\")","v":""},{"$f":"IFERROR(IF(OR(O147=\"\",'Lives scenario - input'!$F132=\"\"),\"\",O147/'Lives scenario - input'!$F132),\"\")","v":""},{"$f":"IFERROR(IF(OR(P147=\"\",'Lives scenario - input'!$F132=\"\"),\"\",P147/'Lives scenario - input'!$F132),\"\")","v":""},{"$f":"IFERROR(IF(OR(Q147=\"\",'Lives scenario - input'!$F132=\"\"),\"\",Q147/'Lives scenario - input'!$F132),\"\")","v":""},{"$f":"IFERROR(IF(OR(R147=\"\",'Lives scenario - input'!$F132=\"\"),\"\",R147/'Lives scenario - input'!$F132),\"\")","v":""},{"$f":"IFERROR(IF(OR(S147=\"\",'Lives scenario - input'!$F132=\"\"),\"\",S147/'Lives scenario - input'!$F132),\"\")","v":""},{"$f":"IFERROR(IF(OR(T147=\"\",'Lives scenario - input'!$F132=\"\"),\"\",T147/'Lives scenario - input'!$F132),\"\")","v":""},{"$f":"IFERROR(IF(OR(U147=\"\",'Lives scenario - input'!$F132=\"\"),\"\",U147/'Lives scenario - input'!$F132),\"\")","v":""},{"$f":"IFERROR(IF(OR(V147=\"\",'Lives scenario - input'!$F132=\"\"),\"\",V147/'Lives scenario - input'!$F132),\"\")","v":""},{"$f":"IFERROR(IF(OR(W147=\"\",'Lives scenario - input'!$F132=\"\"),\"\",W147/'Lives scenario - input'!$F132),\"\")","v":""}]
[{"$f":"IFERROR('Lives scenario - input'!A133,\"\")","v":""},{"$f":"IFERROR('Lives scenario - input'!B133,\"\")","v":""},{"$f":"IFERROR('Lives scenario - input'!C133,\"\")","v":""},{"$f":"IFERROR(repcalc('Lives scenario - input'!$CX133:$GJ133,'Lives scenario - input'!$I133,'Lives scenario - input'!$G133,'Lives scenario - input'!$H133,20,TRUE,TRUE),\"\")","v":""},"","","","","","","","","","","","","","","","","","","",{"$f":"IFERROR(IF(OR(D148=\"\",'Lives scenario - input'!$F133=\"\"),\"\",D148/'Lives scenario - input'!$F133),\"\")","v":""},{"$f":"IFERROR(IF(OR(E148=\"\",'Lives scenario - input'!$F133=\"\"),\"\",E148/'Lives scenario - input'!$F133),\"\")","v":""},{"$f":"IFERROR(IF(OR(F148=\"\",'Lives scenario - input'!$F133=\"\"),\"\",F148/'Lives scenario - input'!$F133),\"\")","v":""},{"$f":"IFERROR(IF(OR(G148=\"\",'Lives scenario - input'!$F133=\"\"),\"\",G148/'Lives scenario - input'!$F133),\"\")","v":""},{"$f":"IFERROR(IF(OR(H148=\"\",'Lives scenario - input'!$F133=\"\"),\"\",H148/'Lives scenario - input'!$F133),\"\")","v":""},{"$f":"IFERROR(IF(OR(I148=\"\",'Lives scenario - input'!$F133=\"\"),\"\",I148/'Lives scenario - input'!$F133),\"\")","v":""},{"$f":"IFERROR(IF(OR(J148=\"\",'Lives scenario - input'!$F133=\"\"),\"\",J148/'Lives scenario - input'!$F133),\"\")","v":""},{"$f":"IFERROR(IF(OR(K148=\"\",'Lives scenario - input'!$F133=\"\"),\"\",K148/'Lives scenario - input'!$F133),\"\")","v":""},{"$f":"IFERROR(IF(OR(L148=\"\",'Lives scenario - input'!$F133=\"\"),\"\",L148/'Lives scenario - input'!$F133),\"\")","v":""},{"$f":"IFERROR(IF(OR(M148=\"\",'Lives scenario - input'!$F133=\"\"),\"\",M148/'Lives scenario - input'!$F133),\"\")","v":""},{"$f":"IFERROR(IF(OR(N148=\"\",'Lives scenario - input'!$F133=\"\"),\"\",N148/'Lives scenario - input'!$F133),\"\")","v":""},{"$f":"IFERROR(IF(OR(O148=\"\",'Lives scenario - input'!$F133=\"\"),\"\",O148/'Lives scenario - input'!$F133),\"\")","v":""},{"$f":"IFERROR(IF(OR(P148=\"\",'Lives scenario - input'!$F133=\"\"),\"\",P148/'Lives scenario - input'!$F133),\"\")","v":""},{"$f":"IFERROR(IF(OR(Q148=\"\",'Lives scenario - input'!$F133=\"\"),\"\",Q148/'Lives scenario - input'!$F133),\"\")","v":""},{"$f":"IFERROR(IF(OR(R148=\"\",'Lives scenario - input'!$F133=\"\"),\"\",R148/'Lives scenario - input'!$F133),\"\")","v":""},{"$f":"IFERROR(IF(OR(S148=\"\",'Lives scenario - input'!$F133=\"\"),\"\",S148/'Lives scenario - input'!$F133),\"\")","v":""},{"$f":"IFERROR(IF(OR(T148=\"\",'Lives scenario - input'!$F133=\"\"),\"\",T148/'Lives scenario - input'!$F133),\"\")","v":""},{"$f":"IFERROR(IF(OR(U148=\"\",'Lives scenario - input'!$F133=\"\"),\"\",U148/'Lives scenario - input'!$F133),\"\")","v":""},{"$f":"IFERROR(IF(OR(V148=\"\",'Lives scenario - input'!$F133=\"\"),\"\",V148/'Lives scenario - input'!$F133),\"\")","v":""},{"$f":"IFERROR(IF(OR(W148=\"\",'Lives scenario - input'!$F133=\"\"),\"\",W148/'Lives scenario - input'!$F133),\"\")","v":""}]
[{"$f":"IFERROR('Lives scenario - input'!A134,\"\")","v":""},{"$f":"IFERROR('Lives scenario - input'!B134,\"\")","v":""},{"$f":"IFERROR('Lives scenario - input'!C134,\"\")","v":""},{"$f":"IFERROR(repcalc('Lives scenario - input'!$CX134:$GJ134,'Lives scenario - input'!$I134,'Lives scenario - input'!$G134,'Lives scenario - input'!$H134,20,TRUE,TRUE),\"\")","v":""},"","","","","","","","","","","","","","","","","","","",{"$f":"IFERROR(IF(OR(D149=\"\",'Lives scenario - input'!$F134=\"\"),\"\",D149/'Lives scenario - input'!$F134),\"\")","v":""},{"$f":"IFERROR(IF(OR(E149=\"\",'Lives scenario - input'!$F134=\"\"),\"\",E149/'Lives scenario - input'!$F134),\"\")","v":""},{"$f":"IFERROR(IF(OR(F149=\"\",'Lives scenario - input'!$F134=\"\"),\"\",F149/'Lives scenario - input'!$F134),\"\")","v":""},{"$f":"IFERROR(IF(OR(G149=\"\",'Lives scenario - input'!$F134=\"\"),\"\",G149/'Lives scenario - input'!$F134),\"\")","v":""},{"$f":"IFERROR(IF(OR(H149=\"\",'Lives scenario - input'!$F134=\"\"),\"\",H149/'Lives scenario - input'!$F134),\"\")","v":""},{"$f":"IFERROR(IF(OR(I149=\"\",'Lives scenario - input'!$F134=\"\"),\"\",I149/'Lives scenario - input'!$F134),\"\")","v":""},{"$f":"IFERROR(IF(OR(J149=\"\",'Lives scenario - input'!$F134=\"\"),\"\",J149/'Lives scenario - input'!$F134),\"\")","v":""},{"$f":"IFERROR(IF(OR(K149=\"\",'Lives scenario - input'!$F134=\"\"),\"\",K149/'Lives scenario - input'!$F134),\"\")","v":""},{"$f":"IFERROR(IF(OR(L149=\"\",'Lives scenario - input'!$F134=\"\"),\"\",L149/'Lives scenario - input'!$F134),\"\")","v":""},{"$f":"IFERROR(IF(OR(M149=\"\",'Lives scenario - input'!$F134=\"\"),\"\",M149/'Lives scenario - input'!$F134),\"\")","v":""},{"$f":"IFERROR(IF(OR(N149=\"\",'Lives scenario - input'!$F134=\"\"),\"\",N149/'Lives scenario - input'!$F134),\"\")","v":""},{"$f":"IFERROR(IF(OR(O149=\"\",'Lives scenario - input'!$F134=\"\"),\"\",O149/'Lives scenario - input'!$F134),\"\")","v":""},{"$f":"IFERROR(IF(OR(P149=\"\",'Lives scenario - input'!$F134=\"\"),\"\",P149/'Lives scenario - input'!$F134),\"\")","v":""},{"$f":"IFERROR(IF(OR(Q149=\"\",'Lives scenario - input'!$F134=\"\"),\"\",Q149/'Lives scenario - input'!$F134),\"\")","v":""},{"$f":"IFERROR(IF(OR(R149=\"\",'Lives scenario - input'!$F134=\"\"),\"\",R149/'Lives scenario - input'!$F134),\"\")","v":""},{"$f":"IFERROR(IF(OR(S149=\"\",'Lives scenario - input'!$F134=\"\"),\"\",S149/'Lives scenario - input'!$F134),\"\")","v":""},{"$f":"IFERROR(IF(OR(T149=\"\",'Lives scenario - input'!$F134=\"\"),\"\",T149/'Lives scenario - input'!$F134),\"\")","v":""},{"$f":"IFERROR(IF(OR(U149=\"\",'Lives scenario - input'!$F134=\"\"),\"\",U149/'Lives scenario - input'!$F134),\"\")","v":""},{"$f":"IFERROR(IF(OR(V149=\"\",'Lives scenario - input'!$F134=\"\"),\"\",V149/'Lives scenario - input'!$F134),\"\")","v":""},{"$f":"IFERROR(IF(OR(W149=\"\",'Lives scenario - input'!$F134=\"\"),\"\",W149/'Lives scenario - input'!$F134),\"\")","v":""}]
[{"$f":"IFERROR('Lives scenario - input'!A135,\"\")","v":""},{"$f":"IFERROR('Lives scenario - input'!B135,\"\")","v":""},{"$f":"IFERROR('Lives scenario - input'!C135,\"\")","v":""},{"$f":"IFERROR(repcalc('Lives scenario - input'!$CX135:$GJ135,'Lives scenario - input'!$I135,'Lives scenario - input'!$G135,'Lives scenario - input'!$H135,20,TRUE,TRUE),\"\")","v":""},"","","","","","","","","","","","","","","","","","","",{"$f":"IFERROR(IF(OR(D150=\"\",'Lives scenario - input'!$F135=\"\"),\"\",D150/'Lives scenario - input'!$F135),\"\")","v":""},{"$f":"IFERROR(IF(OR(E150=\"\",'Lives scenario - input'!$F135=\"\"),\"\",E150/'Lives scenario - input'!$F135),\"\")","v":""},{"$f":"IFERROR(IF(OR(F150=\"\",'Lives scenario - input'!$F135=\"\"),\"\",F150/'Lives scenario - input'!$F135),\"\")","v":""},{"$f":"IFERROR(IF(OR(G150=\"\",'Lives scenario - input'!$F135=\"\"),\"\",G150/'Lives scenario - input'!$F135),\"\")","v":""},{"$f":"IFERROR(IF(OR(H150=\"\",'Lives scenario - input'!$F135=\"\"),\"\",H150/'Lives scenario - input'!$F135),\"\")","v":""},{"$f":"IFERROR(IF(OR(I150=\"\",'Lives scenario - input'!$F135=\"\"),\"\",I150/'Lives scenario - input'!$F135),\"\")","v":""},{"$f":"IFERROR(IF(OR(J150=\"\",'Lives scenario - input'!$F135=\"\"),\"\",J150/'Lives scenario - input'!$F135),\"\")","v":""},{"$f":"IFERROR(IF(OR(K150=\"\",'Lives scenario - input'!$F135=\"\"),\"\",K150/'Lives scenario - input'!$F135),\"\")","v":""},{"$f":"IFERROR(IF(OR(L150=\"\",'Lives scenario - input'!$F135=\"\"),\"\",L150/'Lives scenario - input'!$F135),\"\")","v":""},{"$f":"IFERROR(IF(OR(M150=\"\",'Lives scenario - input'!$F135=\"\"),\"\",M150/'Lives scenario - input'!$F135),\"\")","v":""},{"$f":"IFERROR(IF(OR(N150=\"\",'Lives scenario - input'!$F135=\"\"),\"\",N150/'Lives scenario - input'!$F135),\"\")","v":""},{"$f":"IFERROR(IF(OR(O150=\"\",'Lives scenario - input'!$F135=\"\"),\"\",O150/'Lives scenario - input'!$F135),\"\")","v":""},{"$f":"IFERROR(IF(OR(P150=\"\",'Lives scenario - input'!$F135=\"\"),\"\",P150/'Lives scenario - input'!$F135),\"\")","v":""},{"$f":"IFERROR(IF(OR(Q150=\"\",'Lives scenario - input'!$F135=\"\"),\"\",Q150/'Lives scenario - input'!$F135),\"\")","v":""},{"$f":"IFERROR(IF(OR(R150=\"\",'Lives scenario - input'!$F135=\"\"),\"\",R150/'Lives scenario - input'!$F135),\"\")","v":""},{"$f":"IFERROR(IF(OR(S150=\"\",'Lives scenario - input'!$F135=\"\"),\"\",S150/'Lives scenario - input'!$F135),\"\")","v":""},{"$f":"IFERROR(IF(OR(T150=\"\",'Lives scenario - input'!$F135=\"\"),\"\",T150/'Lives scenario - input'!$F135),\"\")","v":""},{"$f":"IFERROR(IF(OR(U150=\"\",'Lives scenario - input'!$F135=\"\"),\"\",U150/'Lives scenario - input'!$F135),\"\")","v":""},{"$f":"IFERROR(IF(OR(V150=\"\",'Lives scenario - input'!$F135=\"\"),\"\",V150/'Lives scenario - input'!$F135),\"\")","v":""},{"$f":"IFERROR(IF(OR(W150=\"\",'Lives scenario - input'!$F135=\"\"),\"\",W150/'Lives scenario - input'!$F135),\"\")","v":""}]
[{"$f":"IFERROR('Lives scenario - input'!A136,\"\")","v":""},{"$f":"IFERROR('Lives scenario - input'!B136,\"\")","v":""},{"$f":"IFERROR('Lives scenario - input'!C136,\"\")","v":""},{"$f":"IFERROR(repcalc('Lives scenario - input'!$CX136:$GJ136,'Lives scenario - input'!$I136,'Lives scenario - input'!$G136,'Lives scenario - input'!$H136,20,TRUE,TRUE),\"\")","v":""},"","","","","","","","","","","","","","","","","","","",{"$f":"IFERROR(IF(OR(D151=\"\",'Lives scenario - input'!$F136=\"\"),\"\",D151/'Lives scenario - input'!$F136),\"\")","v":""},{"$f":"IFERROR(IF(OR(E151=\"\",'Lives scenario - input'!$F136=\"\"),\"\",E151/'Lives scenario - input'!$F136),\"\")","v":""},{"$f":"IFERROR(IF(OR(F151=\"\",'Lives scenario - input'!$F136=\"\"),\"\",F151/'Lives scenario - input'!$F136),\"\")","v":""},{"$f":"IFERROR(IF(OR(G151=\"\",'Lives scenario - input'!$F136=\"\"),\"\",G151/'Lives scenario - input'!$F136),\"\")","v":""},{"$f":"IFERROR(IF(OR(H151=\"\",'Lives scenario - input'!$F136=\"\"),\"\",H151/'Lives scenario - input'!$F136),\"\")","v":""},{"$f":"IFERROR(IF(OR(I151=\"\",'Lives scenario - input'!$F136=\"\"),\"\",I151/'Lives scenario - input'!$F136),\"\")","v":""},{"$f":"IFERROR(IF(OR(J151=\"\",'Lives scenario - input'!$F136=\"\"),\"\",J151/'Lives scenario - input'!$F136),\"\")","v":""},{"$f":"IFERROR(IF(OR(K151=\"\",'Lives scenario - input'!$F136=\"\"),\"\",K151/'Lives scenario - input'!$F136),\"\")","v":""},{"$f":"IFERROR(IF(OR(L151=\"\",'Lives scenario - input'!$F136=\"\"),\"\",L151/'Lives scenario - input'!$F136),\"\")","v":""},{"$f":"IFERROR(IF(OR(M151=\"\",'Lives scenario - input'!$F136=\"\"),\"\",M151/'Lives scenario - input'!$F136),\"\")","v":""},{"$f":"IFERROR(IF(OR(N151=\"\",'Lives scenario - input'!$F136=\"\"),\"\",N151/'Lives scenario - input'!$F136),\"\")","v":""},{"$f":"IFERROR(IF(OR(O151=\"\",'Lives scenario - input'!$F136=\"\"),\"\",O151/'Lives scenario - input'!$F136),\"\")","v":""},{"$f":"IFERROR(IF(OR(P151=\"\",'Lives scenario - input'!$F136=\"\"),\"\",P151/'Lives scenario - input'!$F136),\"\")","v":""},{"$f":"IFERROR(IF(OR(Q151=\"\",'Lives scenario - input'!$F136=\"\"),\"\",Q151/'Lives scenario - input'!$F136),\"\")","v":""},{"$f":"IFERROR(IF(OR(R151=\"\",'Lives scenario - input'!$F136=\"\"),\"\",R151/'Lives scenario - input'!$F136),\"\")","v":""},{"$f":"IFERROR(IF(OR(S151=\"\",'Lives scenario - input'!$F136=\"\"),\"\",S151/'Lives scenario - input'!$F136),\"\")","v":""},{"$f":"IFERROR(IF(OR(T151=\"\",'Lives scenario - input'!$F136=\"\"),\"\",T151/'Lives scenario - input'!$F136),\"\")","v":""},{"$f":"IFERROR(IF(OR(U151=\"\",'Lives scenario - input'!$F136=\"\"),\"\",U151/'Lives scenario - input'!$F136),\"\")","v":""},{"$f":"IFERROR(IF(OR(V151=\"\",'Lives scenario - input'!$F136=\"\"),\"\",V151/'Lives scenario - input'!$F136),\"\")","v":""},{"$f":"IFERROR(IF(OR(W151=\"\",'Lives scenario - input'!$F136=\"\"),\"\",W151/'Lives scenario - input'!$F136),\"\")","v":""}]
[{"$f":"IFERROR('Lives scenario - input'!A137,\"\")","v":""},{"$f":"IFERROR('Lives scenario - input'!B137,\"\")","v":""},{"$f":"IFERROR('Lives scenario - input'!C137,\"\")","v":""},{"$f":"IFERROR(repcalc('Lives scenario - input'!$CX137:$GJ137,'Lives scenario - input'!$I137,'Lives scenario - input'!$G137,'Lives scenario - input'!$H137,20,TRUE,TRUE),\"\")","v":""},"","","","","","","","","","","","","","","","","","","",{"$f":"IFERROR(IF(OR(D152=\"\",'Lives scenario - input'!$F137=\"\"),\"\",D152/'Lives scenario - input'!$F137),\"\")","v":""},{"$f":"IFERROR(IF(OR(E152=\"\",'Lives scenario - input'!$F137=\"\"),\"\",E152/'Lives scenario - input'!$F137),\"\")","v":""},{"$f":"IFERROR(IF(OR(F152=\"\",'Lives scenario - input'!$F137=\"\"),\"\",F152/'Lives scenario - input'!$F137),\"\")","v":""},{"$f":"IFERROR(IF(OR(G152=\"\",'Lives scenario - input'!$F137=\"\"),\"\",G152/'Lives scenario - input'!$F137),\"\")","v":""},{"$f":"IFERROR(IF(OR(H152=\"\",'Lives scenario - input'!$F137=\"\"),\"\",H152/'Lives scenario - input'!$F137),\"\")","v":""},{"$f":"IFERROR(IF(OR(I152=\"\",'Lives scenario - input'!$F137=\"\"),\"\",I152/'Lives scenario - input'!$F137),\"\")","v":""},{"$f":"IFERROR(IF(OR(J152=\"\",'Lives scenario - input'!$F137=\"\"),\"\",J152/'Lives scenario - input'!$F137),\"\")","v":""},{"$f":"IFERROR(IF(OR(K152=\"\",'Lives scenario - input'!$F137=\"\"),\"\",K152/'Lives scenario - input'!$F137),\"\")","v":""},{"$f":"IFERROR(IF(OR(L152=\"\",'Lives scenario - input'!$F137=\"\"),\"\",L152/'Lives scenario - input'!$F137),\"\")","v":""},{"$f":"IFERROR(IF(OR(M152=\"\",'Lives scenario - input'!$F137=\"\"),\"\",M152/'Lives scenario - input'!$F137),\"\")","v":""},{"$f":"IFERROR(IF(OR(N152=\"\",'Lives scenario - input'!$F137=\"\"),\"\",N152/'Lives scenario - input'!$F137),\"\")","v":""},{"$f":"IFERROR(IF(OR(O152=\"\",'Lives scenario - input'!$F137=\"\"),\"\",O152/'Lives scenario - input'!$F137),\"\")","v":""},{"$f":"IFERROR(IF(OR(P152=\"\",'Lives scenario - input'!$F137=\"\"),\"\",P152/'Lives scenario - input'!$F137),\"\")","v":""},{"$f":"IFERROR(IF(OR(Q152=\"\",'Lives scenario - input'!$F137=\"\"),\"\",Q152/'Lives scenario - input'!$F137),\"\")","v":""},{"$f":"IFERROR(IF(OR(R152=\"\",'Lives scenario - input'!$F137=\"\"),\"\",R152/'Lives scenario - input'!$F137),\"\")","v":""},{"$f":"IFERROR(IF(OR(S152=\"\",'Lives scenario - input'!$F137=\"\"),\"\",S152/'Lives scenario - input'!$F137),\"\")","v":""},{"$f":"IFERROR(IF(OR(T152=\"\",'Lives scenario - input'!$F137=\"\"),\"\",T152/'Lives scenario - input'!$F137),\"\")","v":""},{"$f":"IFERROR(IF(OR(U152=\"\",'Lives scenario - input'!$F137=\"\"),\"\",U152/'Lives scenario - input'!$F137),\"\")","v":""},{"$f":"IFERROR(IF(OR(V152=\"\",'Lives scenario - input'!$F137=\"\"),\"\",V152/'Lives scenario - input'!$F137),\"\")","v":""},{"$f":"IFERROR(IF(OR(W152=\"\",'Lives scenario - input'!$F137=\"\"),\"\",W152/'Lives scenario - input'!$F137),\"\")","v":""}]
[{"$f":"IFERROR('Lives scenario - input'!A138,\"\")","v":""},{"$f":"IFERROR('Lives scenario - input'!B138,\"\")","v":""},{"$f":"IFERROR('Lives scenario - input'!C138,\"\")","v":""},{"$f":"IFERROR(repcalc('Lives scenario - input'!$CX138:$GJ138,'Lives scenario - input'!$I138,'Lives scenario - input'!$G138,'Lives scenario - input'!$H138,20,TRUE,TRUE),\"\")","v":""},"","","","","","","","","","","","","","","","","","","",{"$f":"IFERROR(IF(OR(D153=\"\",'Lives scenario - input'!$F138=\"\"),\"\",D153/'Lives scenario - input'!$F138),\"\")","v":""},{"$f":"IFERROR(IF(OR(E153=\"\",'Lives scenario - input'!$F138=\"\"),\"\",E153/'Lives scenario - input'!$F138),\"\")","v":""},{"$f":"IFERROR(IF(OR(F153=\"\",'Lives scenario - input'!$F138=\"\"),\"\",F153/'Lives scenario - input'!$F138),\"\")","v":""},{"$f":"IFERROR(IF(OR(G153=\"\",'Lives scenario - input'!$F138=\"\"),\"\",G153/'Lives scenario - input'!$F138),\"\")","v":""},{"$f":"IFERROR(IF(OR(H153=\"\",'Lives scenario - input'!$F138=\"\"),\"\",H153/'Lives scenario - input'!$F138),\"\")","v":""},{"$f":"IFERROR(IF(OR(I153=\"\",'Lives scenario - input'!$F138=\"\"),\"\",I153/'Lives scenario - input'!$F138),\"\")","v":""},{"$f":"IFERROR(IF(OR(J153=\"\",'Lives scenario - input'!$F138=\"\"),\"\",J153/'Lives scenario - input'!$F138),\"\")","v":""},{"$f":"IFERROR(IF(OR(K153=\"\",'Lives scenario - input'!$F138=\"\"),\"\",K153/'Lives scenario - input'!$F138),\"\")","v":""},{"$f":"IFERROR(IF(OR(L153=\"\",'Lives scenario - input'!$F138=\"\"),\"\",L153/'Lives scenario - input'!$F138),\"\")","v":""},{"$f":"IFERROR(IF(OR(M153=\"\",'Lives scenario - input'!$F138=\"\"),\"\",M153/'Lives scenario - input'!$F138),\"\")","v":""},{"$f":"IFERROR(IF(OR(N153=\"\",'Lives scenario - input'!$F138=\"\"),\"\",N153/'Lives scenario - input'!$F138),\"\")","v":""},{"$f":"IFERROR(IF(OR(O153=\"\",'Lives scenario - input'!$F138=\"\"),\"\",O153/'Lives scenario - input'!$F138),\"\")","v":""},{"$f":"IFERROR(IF(OR(P153=\"\",'Lives scenario - input'!$F138=\"\"),\"\",P153/'Lives scenario - input'!$F138),\"\")","v":""},{"$f":"IFERROR(IF(OR(Q153=\"\",'Lives scenario - input'!$F138=\"\"),\"\",Q153/'Lives scenario - input'!$F138),\"\")","v":""},{"$f":"IFERROR(IF(OR(R153=\"\",'Lives scenario - input'!$F138=\"\"),\"\",R153/'Lives scenario - input'!$F138),\"\")","v":""},{"$f":"IFERROR(IF(OR(S153=\"\",'Lives scenario - input'!$F138=\"\"),\"\",S153/'Lives scenario - input'!$F138),\"\")","v":""},{"$f":"IFERROR(IF(OR(T153=\"\",'Lives scenario - input'!$F138=\"\"),\"\",T153/'Lives scenario - input'!$F138),\"\")","v":""},{"$f":"IFERROR(IF(OR(U153=\"\",'Lives scenario - input'!$F138=\"\"),\"\",U153/'Lives scenario - input'!$F138),\"\")","v":""},{"$f":"IFERROR(IF(OR(V153=\"\",'Lives scenario - input'!$F138=\"\"),\"\",V153/'Lives scenario - input'!$F138),\"\")","v":""},{"$f":"IFERROR(IF(OR(W153=\"\",'Lives scenario - input'!$F138=\"\"),\"\",W153/'Lives scenario - input'!$F138),\"\")","v":""}]
[{"$f":"IFERROR('Lives scenario - input'!A139,\"\")","v":""},{"$f":"IFERROR('Lives scenario - input'!B139,\"\")","v":""},{"$f":"IFERROR('Lives scenario - input'!C139,\"\")","v":""},{"$f":"IFERROR(repcalc('Lives scenario - input'!$CX139:$GJ139,'Lives scenario - input'!$I139,'Lives scenario - input'!$G139,'Lives scenario - input'!$H139,20,TRUE,TRUE),\"\")","v":""},"","","","","","","","","","","","","","","","","","","",{"$f":"IFERROR(IF(OR(D154=\"\",'Lives scenario - input'!$F139=\"\"),\"\",D154/'Lives scenario - input'!$F139),\"\")","v":""},{"$f":"IFERROR(IF(OR(E154=\"\",'Lives scenario - input'!$F139=\"\"),\"\",E154/'Lives scenario - input'!$F139),\"\")","v":""},{"$f":"IFERROR(IF(OR(F154=\"\",'Lives scenario - input'!$F139=\"\"),\"\",F154/'Lives scenario - input'!$F139),\"\")","v":""},{"$f":"IFERROR(IF(OR(G154=\"\",'Lives scenario - input'!$F139=\"\"),\"\",G154/'Lives scenario - input'!$F139),\"\")","v":""},{"$f":"IFERROR(IF(OR(H154=\"\",'Lives scenario - input'!$F139=\"\"),\"\",H154/'Lives scenario - input'!$F139),\"\")","v":""},{"$f":"IFERROR(IF(OR(I154=\"\",'Lives scenario - input'!$F139=\"\"),\"\",I154/'Lives scenario - input'!$F139),\"\")","v":""},{"$f":"IFERROR(IF(OR(J154=\"\",'Lives scenario - input'!$F139=\"\"),\"\",J154/'Lives scenario - input'!$F139),\"\")","v":""},{"$f":"IFERROR(IF(OR(K154=\"\",'Lives scenario - input'!$F139=\"\"),\"\",K154/'Lives scenario - input'!$F139),\"\")","v":""},{"$f":"IFERROR(IF(OR(L154=\"\",'Lives scenario - input'!$F139=\"\"),\"\",L154/'Lives scenario - input'!$F139),\"\")","v":""},{"$f":"IFERROR(IF(OR(M154=\"\",'Lives scenario - input'!$F139=\"\"),\"\",M154/'Lives scenario - input'!$F139),\"\")","v":""},{"$f":"IFERROR(IF(OR(N154=\"\",'Lives scenario - input'!$F139=\"\"),\"\",N154/'Lives scenario - input'!$F139),\"\")","v":""},{"$f":"IFERROR(IF(OR(O154=\"\",'Lives scenario - input'!$F139=\"\"),\"\",O154/'Lives scenario - input'!$F139),\"\")","v":""},{"$f":"IFERROR(IF(OR(P154=\"\",'Lives scenario - input'!$F139=\"\"),\"\",P154/'Lives scenario - input'!$F139),\"\")","v":""},{"$f":"IFERROR(IF(OR(Q154=\"\",'Lives scenario - input'!$F139=\"\"),\"\",Q154/'Lives scenario - input'!$F139),\"\")","v":""},{"$f":"IFERROR(IF(OR(R154=\"\",'Lives scenario - input'!$F139=\"\"),\"\",R154/'Lives scenario - input'!$F139),\"\")","v":""},{"$f":"IFERROR(IF(OR(S154=\"\",'Lives scenario - input'!$F139=\"\"),\"\",S154/'Lives scenario - input'!$F139),\"\")","v":""},{"$f":"IFERROR(IF(OR(T154=\"\",'Lives scenario - input'!$F139=\"\"),\"\",T154/'Lives scenario - input'!$F139),\"\")","v":""},{"$f":"IFERROR(IF(OR(U154=\"\",'Lives scenario - input'!$F139=\"\"),\"\",U154/'Lives scenario - input'!$F139),\"\")","v":""},{"$f":"IFERROR(IF(OR(V154=\"\",'Lives scenario - input'!$F139=\"\"),\"\",V154/'Lives scenario - input'!$F139),\"\")","v":""},{"$f":"IFERROR(IF(OR(W154=\"\",'Lives scenario - input'!$F139=\"\"),\"\",W154/'Lives scenario - input'!$F139),\"\")","v":""}]
[{"$f":"IFERROR('Lives scenario - input'!A140,\"\")","v":""},{"$f":"IFERROR('Lives scenario - input'!B140,\"\")","v":""},{"$f":"IFERROR('Lives scenario - input'!C140,\"\")","v":""},{"$f":"IFERROR(repcalc('Lives scenario - input'!$CX140:$GJ140,'Lives scenario - input'!$I140,'Lives scenario - input'!$G140,'Lives scenario - input'!$H140,20,TRUE,TRUE),\"\")","v":""},"","","","","","","","","","","","","","","","","","","",{"$f":"IFERROR(IF(OR(D155=\"\",'Lives scenario - input'!$F140=\"\"),\"\",D155/'Lives scenario - input'!$F140),\"\")","v":""},{"$f":"IFERROR(IF(OR(E155=\"\",'Lives scenario - input'!$F140=\"\"),\"\",E155/'Lives scenario - input'!$F140),\"\")","v":""},{"$f":"IFERROR(IF(OR(F155=\"\",'Lives scenario - input'!$F140=\"\"),\"\",F155/'Lives scenario - input'!$F140),\"\")","v":""},{"$f":"IFERROR(IF(OR(G155=\"\",'Lives scenario - input'!$F140=\"\"),\"\",G155/'Lives scenario - input'!$F140),\"\")","v":""},{"$f":"IFERROR(IF(OR(H155=\"\",'Lives scenario - input'!$F140=\"\"),\"\",H155/'Lives scenario - input'!$F140),\"\")","v":""},{"$f":"IFERROR(IF(OR(I155=\"\",'Lives scenario - input'!$F140=\"\"),\"\",I155/'Lives scenario - input'!$F140),\"\")","v":""},{"$f":"IFERROR(IF(OR(J155=\"\",'Lives scenario - input'!$F140=\"\"),\"\",J155/'Lives scenario - input'!$F140),\"\")","v":""},{"$f":"IFERROR(IF(OR(K155=\"\",'Lives scenario - input'!$F140=\"\"),\"\",K155/'Lives scenario - input'!$F140),\"\")","v":""},{"$f":"IFERROR(IF(OR(L155=\"\",'Lives scenario - input'!$F140=\"\"),\"\",L155/'Lives scenario - input'!$F140),\"\")","v":""},{"$f":"IFERROR(IF(OR(M155=\"\",'Lives scenario - input'!$F140=\"\"),\"\",M155/'Lives scenario - input'!$F140),\"\")","v":""},{"$f":"IFERROR(IF(OR(N155=\"\",'Lives scenario - input'!$F140=\"\"),\"\",N155/'Lives scenario - input'!$F140),\"\")","v":""},{"$f":"IFERROR(IF(OR(O155=\"\",'Lives scenario - input'!$F140=\"\"),\"\",O155/'Lives scenario - input'!$F140),\"\")","v":""},{"$f":"IFERROR(IF(OR(P155=\"\",'Lives scenario - input'!$F140=\"\"),\"\",P155/'Lives scenario - input'!$F140),\"\")","v":""},{"$f":"IFERROR(IF(OR(Q155=\"\",'Lives scenario - input'!$F140=\"\"),\"\",Q155/'Lives scenario - input'!$F140),\"\")","v":""},{"$f":"IFERROR(IF(OR(R155=\"\",'Lives scenario - input'!$F140=\"\"),\"\",R155/'Lives scenario - input'!$F140),\"\")","v":""},{"$f":"IFERROR(IF(OR(S155=\"\",'Lives scenario - input'!$F140=\"\"),\"\",S155/'Lives scenario - input'!$F140),\"\")","v":""},{"$f":"IFERROR(IF(OR(T155=\"\",'Lives scenario - input'!$F140=\"\"),\"\",T155/'Lives scenario - input'!$F140),\"\")","v":""},{"$f":"IFERROR(IF(OR(U155=\"\",'Lives scenario - input'!$F140=\"\"),\"\",U155/'Lives scenario - input'!$F140),\"\")","v":""},{"$f":"IFERROR(IF(OR(V155=\"\",'Lives scenario - input'!$F140=\"\"),\"\",V155/'Lives scenario - input'!$F140),\"\")","v":""},{"$f":"IFERROR(IF(OR(W155=\"\",'Lives scenario - input'!$F140=\"\"),\"\",W155/'Lives scenario - input'!$F140),\"\")","v":""}]
[{"$f":"IFERROR('Lives scenario - input'!A141,\"\")","v":""},{"$f":"IFERROR('Lives scenario - input'!B141,\"\")","v":""},{"$f":"IFERROR('Lives scenario - input'!C141,\"\")","v":""},{"$f":"IFERROR(repcalc('Lives scenario - input'!$CX141:$GJ141,'Lives scenario - input'!$I141,'Lives scenario - input'!$G141,'Lives scenario - input'!$H141,20,TRUE,TRUE),\"\")","v":""},"","","","","","","","","","","","","","","","","","","",{"$f":"IFERROR(IF(OR(D156=\"\",'Lives scenario - input'!$F141=\"\"),\"\",D156/'Lives scenario - input'!$F141),\"\")","v":""},{"$f":"IFERROR(IF(OR(E156=\"\",'Lives scenario - input'!$F141=\"\"),\"\",E156/'Lives scenario - input'!$F141),\"\")","v":""},{"$f":"IFERROR(IF(OR(F156=\"\",'Lives scenario - input'!$F141=\"\"),\"\",F156/'Lives scenario - input'!$F141),\"\")","v":""},{"$f":"IFERROR(IF(OR(G156=\"\",'Lives scenario - input'!$F141=\"\"),\"\",G156/'Lives scenario - input'!$F141),\"\")","v":""},{"$f":"IFERROR(IF(OR(H156=\"\",'Lives scenario - input'!$F141=\"\"),\"\",H156/'Lives scenario - input'!$F141),\"\")","v":""},{"$f":"IFERROR(IF(OR(I156=\"\",'Lives scenario - input'!$F141=\"\"),\"\",I156/'Lives scenario - input'!$F141),\"\")","v":""},{"$f":"IFERROR(IF(OR(J156=\"\",'Lives scenario - input'!$F141=\"\"),\"\",J156/'Lives scenario - input'!$F141),\"\")","v":""},{"$f":"IFERROR(IF(OR(K156=\"\",'Lives scenario - input'!$F141=\"\"),\"\",K156/'Lives scenario - input'!$F141),\"\")","v":""},{"$f":"IFERROR(IF(OR(L156=\"\",'Lives scenario - input'!$F141=\"\"),\"\",L156/'Lives scenario - input'!$F141),\"\")","v":""},{"$f":"IFERROR(IF(OR(M156=\"\",'Lives scenario - input'!$F141=\"\"),\"\",M156/'Lives scenario - input'!$F141),\"\")","v":""},{"$f":"IFERROR(IF(OR(N156=\"\",'Lives scenario - input'!$F141=\"\"),\"\",N156/'Lives scenario - input'!$F141),\"\")","v":""},{"$f":"IFERROR(IF(OR(O156=\"\",'Lives scenario - input'!$F141=\"\"),\"\",O156/'Lives scenario - input'!$F141),\"\")","v":""},{"$f":"IFERROR(IF(OR(P156=\"\",'Lives scenario - input'!$F141=\"\"),\"\",P156/'Lives scenario - input'!$F141),\"\")","v":""},{"$f":"IFERROR(IF(OR(Q156=\"\",'Lives scenario - input'!$F141=\"\"),\"\",Q156/'Lives scenario - input'!$F141),\"\")","v":""},{"$f":"IFERROR(IF(OR(R156=\"\",'Lives scenario - input'!$F141=\"\"),\"\",R156/'Lives scenario - input'!$F141),\"\")","v":""},{"$f":"IFERROR(IF(OR(S156=\"\",'Lives scenario - input'!$F141=\"\"),\"\",S156/'Lives scenario - input'!$F141),\"\")","v":""},{"$f":"IFERROR(IF(OR(T156=\"\",'Lives scenario - input'!$F141=\"\"),\"\",T156/'Lives scenario - input'!$F141),\"\")","v":""},{"$f":"IFERROR(IF(OR(U156=\"\",'Lives scenario - input'!$F141=\"\"),\"\",U156/'Lives scenario - input'!$F141),\"\")","v":""},{"$f":"IFERROR(IF(OR(V156=\"\",'Lives scenario - input'!$F141=\"\"),\"\",V156/'Lives scenario - input'!$F141),\"\")","v":""},{"$f":"IFERROR(IF(OR(W156=\"\",'Lives scenario - input'!$F141=\"\"),\"\",W156/'Lives scenario - input'!$F141),\"\")","v":""}]
[{"$f":"IFERROR('Lives scenario - input'!A142,\"\")","v":""},{"$f":"IFERROR('Lives scenario - input'!B142,\"\")","v":""},{"$f":"IFERROR('Lives scenario - input'!C142,\"\")","v":""},{"$f":"IFERROR(repcalc('Lives scenario - input'!$CX142:$GJ142,'Lives scenario - input'!$I142,'Lives scenario - input'!$G142,'Lives scenario - input'!$H142,20,TRUE,TRUE),\"\")","v":""},"","","","","","","","","","","","","","","","","","","",{"$f":"IFERROR(IF(OR(D157=\"\",'Lives scenario - input'!$F142=\"\"),\"\",D157/'Lives scenario - input'!$F142),\"\")","v":""},{"$f":"IFERROR(IF(OR(E157=\"\",'Lives scenario - input'!$F142=\"\"),\"\",E157/'Lives scenario - input'!$F142),\"\")","v":""},{"$f":"IFERROR(IF(OR(F157=\"\",'Lives scenario - input'!$F142=\"\"),\"\",F157/'Lives scenario - input'!$F142),\"\")","v":""},{"$f":"IFERROR(IF(OR(G157=\"\",'Lives scenario - input'!$F142=\"\"),\"\",G157/'Lives scenario - input'!$F142),\"\")","v":""},{"$f":"IFERROR(IF(OR(H157=\"\",'Lives scenario - input'!$F142=\"\"),\"\",H157/'Lives scenario - input'!$F142),\"\")","v":""},{"$f":"IFERROR(IF(OR(I157=\"\",'Lives scenario - input'!$F142=\"\"),\"\",I157/'Lives scenario - input'!$F142),\"\")","v":""},{"$f":"IFERROR(IF(OR(J157=\"\",'Lives scenario - input'!$F142=\"\"),\"\",J157/'Lives scenario - input'!$F142),\"\")","v":""},{"$f":"IFERROR(IF(OR(K157=\"\",'Lives scenario - input'!$F142=\"\"),\"\",K157/'Lives scenario - input'!$F142),\"\")","v":""},{"$f":"IFERROR(IF(OR(L157=\"\",'Lives scenario - input'!$F142=\"\"),\"\",L157/'Lives scenario - input'!$F142),\"\")","v":""},{"$f":"IFERROR(IF(OR(M157=\"\",'Lives scenario - input'!$F142=\"\"),\"\",M157/'Lives scenario - input'!$F142),\"\")","v":""},{"$f":"IFERROR(IF(OR(N157=\"\",'Lives scenario - input'!$F142=\"\"),\"\",N157/'Lives scenario - input'!$F142),\"\")","v":""},{"$f":"IFERROR(IF(OR(O157=\"\",'Lives scenario - input'!$F142=\"\"),\"\",O157/'Lives scenario - input'!$F142),\"\")","v":""},{"$f":"IFERROR(IF(OR(P157=\"\",'Lives scenario - input'!$F142=\"\"),\"\",P157/'Lives scenario - input'!$F142),\"\")","v":""},{"$f":"IFERROR(IF(OR(Q157=\"\",'Lives scenario - input'!$F142=\"\"),\"\",Q157/'Lives scenario - input'!$F142),\"\")","v":""},{"$f":"IFERROR(IF(OR(R157=\"\",'Lives scenario - input'!$F142=\"\"),\"\",R157/'Lives scenario - input'!$F142),\"\")","v":""},{"$f":"IFERROR(IF(OR(S157=\"\",'Lives scenario - input'!$F142=\"\"),\"\",S157/'Lives scenario - input'!$F142),\"\")","v":""},{"$f":"IFERROR(IF(OR(T157=\"\",'Lives scenario - input'!$F142=\"\"),\"\",T157/'Lives scenario - input'!$F142),\"\")","v":""},{"$f":"IFERROR(IF(OR(U157=\"\",'Lives scenario - input'!$F142=\"\"),\"\",U157/'Lives scenario - input'!$F142),\"\")","v":""},{"$f":"IFERROR(IF(OR(V157=\"\",'Lives scenario - input'!$F142=\"\"),\"\",V157/'Lives scenario - input'!$F142),\"\")","v":""},{"$f":"IFERROR(IF(OR(W157=\"\",'Lives scenario - input'!$F142=\"\"),\"\",W157/'Lives scenario - input'!$F142),\"\")","v":""}]
[{"$f":"IFERROR('Lives scenario - input'!A143,\"\")","v":""},{"$f":"IFERROR('Lives scenario - input'!B143,\"\")","v":""},{"$f":"IFERROR('Lives scenario - input'!C143,\"\")","v":""},{"$f":"IFERROR(repcalc('Lives scenario - input'!$CX143:$GJ143,'Lives scenario - input'!$I143,'Lives scenario - input'!$G143,'Lives scenario - input'!$H143,20,TRUE,TRUE),\"\")","v":""},"","","","","","","","","","","","","","","","","","","",{"$f":"IFERROR(IF(OR(D158=\"\",'Lives scenario - input'!$F143=\"\"),\"\",D158/'Lives scenario - input'!$F143),\"\")","v":""},{"$f":"IFERROR(IF(OR(E158=\"\",'Lives scenario - input'!$F143=\"\"),\"\",E158/'Lives scenario - input'!$F143),\"\")","v":""},{"$f":"IFERROR(IF(OR(F158=\"\",'Lives scenario - input'!$F143=\"\"),\"\",F158/'Lives scenario - input'!$F143),\"\")","v":""},{"$f":"IFERROR(IF(OR(G158=\"\",'Lives scenario - input'!$F143=\"\"),\"\",G158/'Lives scenario - input'!$F143),\"\")","v":""},{"$f":"IFERROR(IF(OR(H158=\"\",'Lives scenario - input'!$F143=\"\"),\"\",H158/'Lives scenario - input'!$F143),\"\")","v":""},{"$f":"IFERROR(IF(OR(I158=\"\",'Lives scenario - input'!$F143=\"\"),\"\",I158/'Lives scenario - input'!$F143),\"\")","v":""},{"$f":"IFERROR(IF(OR(J158=\"\",'Lives scenario - input'!$F143=\"\"),\"\",J158/'Lives scenario - input'!$F143),\"\")","v":""},{"$f":"IFERROR(IF(OR(K158=\"\",'Lives scenario - input'!$F143=\"\"),\"\",K158/'Lives scenario - input'!$F143),\"\")","v":""},{"$f":"IFERROR(IF(OR(L158=\"\",'Lives scenario - input'!$F143=\"\"),\"\",L158/'Lives scenario - input'!$F143),\"\")","v":""},{"$f":"IFERROR(IF(OR(M158=\"\",'Lives scenario - input'!$F143=\"\"),\"\",M158/'Lives scenario - input'!$F143),\"\")","v":""},{"$f":"IFERROR(IF(OR(N158=\"\",'Lives scenario - input'!$F143=\"\"),\"\",N158/'Lives scenario - input'!$F143),\"\")","v":""},{"$f":"IFERROR(IF(OR(O158=\"\",'Lives scenario - input'!$F143=\"\"),\"\",O158/'Lives scenario - input'!$F143),\"\")","v":""},{"$f":"IFERROR(IF(OR(P158=\"\",'Lives scenario - input'!$F143=\"\"),\"\",P158/'Lives scenario - input'!$F143),\"\")","v":""},{"$f":"IFERROR(IF(OR(Q158=\"\",'Lives scenario - input'!$F143=\"\"),\"\",Q158/'Lives scenario - input'!$F143),\"\")","v":""},{"$f":"IFERROR(IF(OR(R158=\"\",'Lives scenario - input'!$F143=\"\"),\"\",R158/'Lives scenario - input'!$F143),\"\")","v":""},{"$f":"IFERROR(IF(OR(S158=\"\",'Lives scenario - input'!$F143=\"\"),\"\",S158/'Lives scenario - input'!$F143),\"\")","v":""},{"$f":"IFERROR(IF(OR(T158=\"\",'Lives scenario - input'!$F143=\"\"),\"\",T158/'Lives scenario - input'!$F143),\"\")","v":""},{"$f":"IFERROR(IF(OR(U158=\"\",'Lives scenario - input'!$F143=\"\"),\"\",U158/'Lives scenario - input'!$F143),\"\")","v":""},{"$f":"IFERROR(IF(OR(V158=\"\",'Lives scenario - input'!$F143=\"\"),\"\",V158/'Lives scenario - input'!$F143),\"\")","v":""},{"$f":"IFERROR(IF(OR(W158=\"\",'Lives scenario - input'!$F143=\"\"),\"\",W158/'Lives scenario - input'!$F143),\"\")","v":""}]
[{"$f":"IFERROR('Lives scenario - input'!A144,\"\")","v":""},{"$f":"IFERROR('Lives scenario - input'!B144,\"\")","v":""},{"$f":"IFERROR('Lives scenario - input'!C144,\"\")","v":""},{"$f":"IFERROR(repcalc('Lives scenario - input'!$CX144:$GJ144,'Lives scenario - input'!$I144,'Lives scenario - input'!$G144,'Lives scenario - input'!$H144,20,TRUE,TRUE),\"\")","v":""},"","","","","","","","","","","","","","","","","","","",{"$f":"IFERROR(IF(OR(D159=\"\",'Lives scenario - input'!$F144=\"\"),\"\",D159/'Lives scenario - input'!$F144),\"\")","v":""},{"$f":"IFERROR(IF(OR(E159=\"\",'Lives scenario - input'!$F144=\"\"),\"\",E159/'Lives scenario - input'!$F144),\"\")","v":""},{"$f":"IFERROR(IF(OR(F159=\"\",'Lives scenario - input'!$F144=\"\"),\"\",F159/'Lives scenario - input'!$F144),\"\")","v":""},{"$f":"IFERROR(IF(OR(G159=\"\",'Lives scenario - input'!$F144=\"\"),\"\",G159/'Lives scenario - input'!$F144),\"\")","v":""},{"$f":"IFERROR(IF(OR(H159=\"\",'Lives scenario - input'!$F144=\"\"),\"\",H159/'Lives scenario - input'!$F144),\"\")","v":""},{"$f":"IFERROR(IF(OR(I159=\"\",'Lives scenario - input'!$F144=\"\"),\"\",I159/'Lives scenario - input'!$F144),\"\")","v":""},{"$f":"IFERROR(IF(OR(J159=\"\",'Lives scenario - input'!$F144=\"\"),\"\",J159/'Lives scenario - input'!$F144),\"\")","v":""},{"$f":"IFERROR(IF(OR(K159=\"\",'Lives scenario - input'!$F144=\"\"),\"\",K159/'Lives scenario - input'!$F144),\"\")","v":""},{"$f":"IFERROR(IF(OR(L159=\"\",'Lives scenario - input'!$F144=\"\"),\"\",L159/'Lives scenario - input'!$F144),\"\")","v":""},{"$f":"IFERROR(IF(OR(M159=\"\",'Lives scenario - input'!$F144=\"\"),\"\",M159/'Lives scenario - input'!$F144),\"\")","v":""},{"$f":"IFERROR(IF(OR(N159=\"\",'Lives scenario - input'!$F144=\"\"),\"\",N159/'Lives scenario - input'!$F144),\"\")","v":""},{"$f":"IFERROR(IF(OR(O159=\"\",'Lives scenario - input'!$F144=\"\"),\"\",O159/'Lives scenario - input'!$F144),\"\")","v":""},{"$f":"IFERROR(IF(OR(P159=\"\",'Lives scenario - input'!$F144=\"\"),\"\",P159/'Lives scenario - input'!$F144),\"\")","v":""},{"$f":"IFERROR(IF(OR(Q159=\"\",'Lives scenario - input'!$F144=\"\"),\"\",Q159/'Lives scenario - input'!$F144),\"\")","v":""},{"$f":"IFERROR(IF(OR(R159=\"\",'Lives scenario - input'!$F144=\"\"),\"\",R159/'Lives scenario - input'!$F144),\"\")","v":""},{"$f":"IFERROR(IF(OR(S159=\"\",'Lives scenario - input'!$F144=\"\"),\"\",S159/'Lives scenario - input'!$F144),\"\")","v":""},{"$f":"IFERROR(IF(OR(T159=\"\",'Lives scenario - input'!$F144=\"\"),\"\",T159/'Lives scenario - input'!$F144),\"\")","v":""},{"$f":"IFERROR(IF(OR(U159=\"\",'Lives scenario - input'!$F144=\"\"),\"\",U159/'Lives scenario - input'!$F144),\"\")","v":""},{"$f":"IFERROR(IF(OR(V159=\"\",'Lives scenario - input'!$F144=\"\"),\"\",V159/'Lives scenario - input'!$F144),\"\")","v":""},{"$f":"IFERROR(IF(OR(W159=\"\",'Lives scenario - input'!$F144=\"\"),\"\",W159/'Lives scenario - input'!$F144),\"\")","v":""}]
[{"$f":"IFERROR('Lives scenario - input'!A145,\"\")","v":""},{"$f":"IFERROR('Lives scenario - input'!B145,\"\")","v":""},{"$f":"IFERROR('Lives scenario - input'!C145,\"\")","v":""},{"$f":"IFERROR(repcalc('Lives scenario - input'!$CX145:$GJ145,'Lives scenario - input'!$I145,'Lives scenario - input'!$G145,'Lives scenario - input'!$H145,20,TRUE,TRUE),\"\")","v":""},"","","","","","","","","","","","","","","","","","","",{"$f":"IFERROR(IF(OR(D160=\"\",'Lives scenario - input'!$F145=\"\"),\"\",D160/'Lives scenario - input'!$F145),\"\")","v":""},{"$f":"IFERROR(IF(OR(E160=\"\",'Lives scenario - input'!$F145=\"\"),\"\",E160/'Lives scenario - input'!$F145),\"\")","v":""},{"$f":"IFERROR(IF(OR(F160=\"\",'Lives scenario - input'!$F145=\"\"),\"\",F160/'Lives scenario - input'!$F145),\"\")","v":""},{"$f":"IFERROR(IF(OR(G160=\"\",'Lives scenario - input'!$F145=\"\"),\"\",G160/'Lives scenario - input'!$F145),\"\")","v":""},{"$f":"IFERROR(IF(OR(H160=\"\",'Lives scenario - input'!$F145=\"\"),\"\",H160/'Lives scenario - input'!$F145),\"\")","v":""},{"$f":"IFERROR(IF(OR(I160=\"\",'Lives scenario - input'!$F145=\"\"),\"\",I160/'Lives scenario - input'!$F145),\"\")","v":""},{"$f":"IFERROR(IF(OR(J160=\"\",'Lives scenario - input'!$F145=\"\"),\"\",J160/'Lives scenario - input'!$F145),\"\")","v":""},{"$f":"IFERROR(IF(OR(K160=\"\",'Lives scenario - input'!$F145=\"\"),\"\",K160/'Lives scenario - input'!$F145),\"\")","v":""},{"$f":"IFERROR(IF(OR(L160=\"\",'Lives scenario - input'!$F145=\"\"),\"\",L160/'Lives scenario - input'!$F145),\"\")","v":""},{"$f":"IFERROR(IF(OR(M160=\"\",'Lives scenario - input'!$F145=\"\"),\"\",M160/'Lives scenario - input'!$F145),\"\")","v":""},{"$f":"IFERROR(IF(OR(N160=\"\",'Lives scenario - input'!$F145=\"\"),\"\",N160/'Lives scenario - input'!$F145),\"\")","v":""},{"$f":"IFERROR(IF(OR(O160=\"\",'Lives scenario - input'!$F145=\"\"),\"\",O160/'Lives scenario - input'!$F145),\"\")","v":""},{"$f":"IFERROR(IF(OR(P160=\"\",'Lives scenario - input'!$F145=\"\"),\"\",P160/'Lives scenario - input'!$F145),\"\")","v":""},{"$f":"IFERROR(IF(OR(Q160=\"\",'Lives scenario - input'!$F145=\"\"),\"\",Q160/'Lives scenario - input'!$F145),\"\")","v":""},{"$f":"IFERROR(IF(OR(R160=\"\",'Lives scenario - input'!$F145=\"\"),\"\",R160/'Lives scenario - input'!$F145),\"\")","v":""},{"$f":"IFERROR(IF(OR(S160=\"\",'Lives scenario - input'!$F145=\"\"),\"\",S160/'Lives scenario - input'!$F145),\"\")","v":""},{"$f":"IFERROR(IF(OR(T160=\"\",'Lives scenario - input'!$F145=\"\"),\"\",T160/'Lives scenario - input'!$F145),\"\")","v":""},{"$f":"IFERROR(IF(OR(U160=\"\",'Lives scenario - input'!$F145=\"\"),\"\",U160/'Lives scenario - input'!$F145),\"\")","v":""},{"$f":"IFERROR(IF(OR(V160=\"\",'Lives scenario - input'!$F145=\"\"),\"\",V160/'Lives scenario - input'!$F145),\"\")","v":""},{"$f":"IFERROR(IF(OR(W160=\"\",'Lives scenario - input'!$F145=\"\"),\"\",W160/'Lives scenario - input'!$F145),\"\")","v":""}]
[{"$f":"IFERROR('Lives scenario - input'!A146,\"\")","v":""},{"$f":"IFERROR('Lives scenario - input'!B146,\"\")","v":""},{"$f":"IFERROR('Lives scenario - input'!C146,\"\")","v":""},{"$f":"IFERROR(repcalc('Lives scenario - input'!$CX146:$GJ146,'Lives scenario - input'!$I146,'Lives scenario - input'!$G146,'Lives scenario - input'!$H146,20,TRUE,TRUE),\"\")","v":""},"","","","","","","","","","","","","","","","","","","",{"$f":"IFERROR(IF(OR(D161=\"\",'Lives scenario - input'!$F146=\"\"),\"\",D161/'Lives scenario - input'!$F146),\"\")","v":""},{"$f":"IFERROR(IF(OR(E161=\"\",'Lives scenario - input'!$F146=\"\"),\"\",E161/'Lives scenario - input'!$F146),\"\")","v":""},{"$f":"IFERROR(IF(OR(F161=\"\",'Lives scenario - input'!$F146=\"\"),\"\",F161/'Lives scenario - input'!$F146),\"\")","v":""},{"$f":"IFERROR(IF(OR(G161=\"\",'Lives scenario - input'!$F146=\"\"),\"\",G161/'Lives scenario - input'!$F146),\"\")","v":""},{"$f":"IFERROR(IF(OR(H161=\"\",'Lives scenario - input'!$F146=\"\"),\"\",H161/'Lives scenario - input'!$F146),\"\")","v":""},{"$f":"IFERROR(IF(OR(I161=\"\",'Lives scenario - input'!$F146=\"\"),\"\",I161/'Lives scenario - input'!$F146),\"\")","v":""},{"$f":"IFERROR(IF(OR(J161=\"\",'Lives scenario - input'!$F146=\"\"),\"\",J161/'Lives scenario - input'!$F146),\"\")","v":""},{"$f":"IFERROR(IF(OR(K161=\"\",'Lives scenario - input'!$F146=\"\"),\"\",K161/'Lives scenario - input'!$F146),\"\")","v":""},{"$f":"IFERROR(IF(OR(L161=\"\",'Lives scenario - input'!$F146=\"\"),\"\",L161/'Lives scenario - input'!$F146),\"\")","v":""},{"$f":"IFERROR(IF(OR(M161=\"\",'Lives scenario - input'!$F146=\"\"),\"\",M161/'Lives scenario - input'!$F146),\"\")","v":""},{"$f":"IFERROR(IF(OR(N161=\"\",'Lives scenario - input'!$F146=\"\"),\"\",N161/'Lives scenario - input'!$F146),\"\")","v":""},{"$f":"IFERROR(IF(OR(O161=\"\",'Lives scenario - input'!$F146=\"\"),\"\",O161/'Lives scenario - input'!$F146),\"\")","v":""},{"$f":"IFERROR(IF(OR(P161=\"\",'Lives scenario - input'!$F146=\"\"),\"\",P161/'Lives scenario - input'!$F146),\"\")","v":""},{"$f":"IFERROR(IF(OR(Q161=\"\",'Lives scenario - input'!$F146=\"\"),\"\",Q161/'Lives scenario - input'!$F146),\"\")","v":""},{"$f":"IFERROR(IF(OR(R161=\"\",'Lives scenario - input'!$F146=\"\"),\"\",R161/'Lives scenario - input'!$F146),\"\")","v":""},{"$f":"IFERROR(IF(OR(S161=\"\",'Lives scenario - input'!$F146=\"\"),\"\",S161/'Lives scenario - input'!$F146),\"\")","v":""},{"$f":"IFERROR(IF(OR(T161=\"\",'Lives scenario - input'!$F146=\"\"),\"\",T161/'Lives scenario - input'!$F146),\"\")","v":""},{"$f":"IFERROR(IF(OR(U161=\"\",'Lives scenario - input'!$F146=\"\"),\"\",U161/'Lives scenario - input'!$F146),\"\")","v":""},{"$f":"IFERROR(IF(OR(V161=\"\",'Lives scenario - input'!$F146=\"\"),\"\",V161/'Lives scenario - input'!$F146),\"\")","v":""},{"$f":"IFERROR(IF(OR(W161=\"\",'Lives scenario - input'!$F146=\"\"),\"\",W161/'Lives scenario - input'!$F146),\"\")","v":""}]
[{"$f":"IFERROR('Lives scenario - input'!A147,\"\")","v":""},{"$f":"IFERROR('Lives scenario - input'!B147,\"\")","v":""},{"$f":"IFERROR('Lives scenario - input'!C147,\"\")","v":""},{"$f":"IFERROR(repcalc('Lives scenario - input'!$CX147:$GJ147,'Lives scenario - input'!$I147,'Lives scenario - input'!$G147,'Lives scenario - input'!$H147,20,TRUE,TRUE),\"\")","v":""},"","","","","","","","","","","","","","","","","","","",{"$f":"IFERROR(IF(OR(D162=\"\",'Lives scenario - input'!$F147=\"\"),\"\",D162/'Lives scenario - input'!$F147),\"\")","v":""},{"$f":"IFERROR(IF(OR(E162=\"\",'Lives scenario - input'!$F147=\"\"),\"\",E162/'Lives scenario - input'!$F147),\"\")","v":""},{"$f":"IFERROR(IF(OR(F162=\"\",'Lives scenario - input'!$F147=\"\"),\"\",F162/'Lives scenario - input'!$F147),\"\")","v":""},{"$f":"IFERROR(IF(OR(G162=\"\",'Lives scenario - input'!$F147=\"\"),\"\",G162/'Lives scenario - input'!$F147),\"\")","v":""},{"$f":"IFERROR(IF(OR(H162=\"\",'Lives scenario - input'!$F147=\"\"),\"\",H162/'Lives scenario - input'!$F147),\"\")","v":""},{"$f":"IFERROR(IF(OR(I162=\"\",'Lives scenario - input'!$F147=\"\"),\"\",I162/'Lives scenario - input'!$F147),\"\")","v":""},{"$f":"IFERROR(IF(OR(J162=\"\",'Lives scenario - input'!$F147=\"\"),\"\",J162/'Lives scenario - input'!$F147),\"\")","v":""},{"$f":"IFERROR(IF(OR(K162=\"\",'Lives scenario - input'!$F147=\"\"),\"\",K162/'Lives scenario - input'!$F147),\"\")","v":""},{"$f":"IFERROR(IF(OR(L162=\"\",'Lives scenario - input'!$F147=\"\"),\"\",L162/'Lives scenario - input'!$F147),\"\")","v":""},{"$f":"IFERROR(IF(OR(M162=\"\",'Lives scenario - input'!$F147=\"\"),\"\",M162/'Lives scenario - input'!$F147),\"\")","v":""},{"$f":"IFERROR(IF(OR(N162=\"\",'Lives scenario - input'!$F147=\"\"),\"\",N162/'Lives scenario - input'!$F147),\"\")","v":""},{"$f":"IFERROR(IF(OR(O162=\"\",'Lives scenario - input'!$F147=\"\"),\"\",O162/'Lives scenario - input'!$F147),\"\")","v":""},{"$f":"IFERROR(IF(OR(P162=\"\",'Lives scenario - input'!$F147=\"\"),\"\",P162/'Lives scenario - input'!$F147),\"\")","v":""},{"$f":"IFERROR(IF(OR(Q162=\"\",'Lives scenario - input'!$F147=\"\"),\"\",Q162/'Lives scenario - input'!$F147),\"\")","v":""},{"$f":"IFERROR(IF(OR(R162=\"\",'Lives scenario - input'!$F147=\"\"),\"\",R162/'Lives scenario - input'!$F147),\"\")","v":""},{"$f":"IFERROR(IF(OR(S162=\"\",'Lives scenario - input'!$F147=\"\"),\"\",S162/'Lives scenario - input'!$F147),\"\")","v":""},{"$f":"IFERROR(IF(OR(T162=\"\",'Lives scenario - input'!$F147=\"\"),\"\",T162/'Lives scenario - input'!$F147),\"\")","v":""},{"$f":"IFERROR(IF(OR(U162=\"\",'Lives scenario - input'!$F147=\"\"),\"\",U162/'Lives scenario - input'!$F147),\"\")","v":""},{"$f":"IFERROR(IF(OR(V162=\"\",'Lives scenario - input'!$F147=\"\"),\"\",V162/'Lives scenario - input'!$F147),\"\")","v":""},{"$f":"IFERROR(IF(OR(W162=\"\",'Lives scenario - input'!$F147=\"\"),\"\",W162/'Lives scenario - input'!$F147),\"\")","v":""}]
[{"$f":"IFERROR('Lives scenario - input'!A148,\"\")","v":""},{"$f":"IFERROR('Lives scenario - input'!B148,\"\")","v":""},{"$f":"IFERROR('Lives scenario - input'!C148,\"\")","v":""},{"$f":"IFERROR(repcalc('Lives scenario - input'!$CX148:$GJ148,'Lives scenario - input'!$I148,'Lives scenario - input'!$G148,'Lives scenario - input'!$H148,20,TRUE,TRUE),\"\")","v":""},"","","","","","","","","","","","","","","","","","","",{"$f":"IFERROR(IF(OR(D163=\"\",'Lives scenario - input'!$F148=\"\"),\"\",D163/'Lives scenario - input'!$F148),\"\")","v":""},{"$f":"IFERROR(IF(OR(E163=\"\",'Lives scenario - input'!$F148=\"\"),\"\",E163/'Lives scenario - input'!$F148),\"\")","v":""},{"$f":"IFERROR(IF(OR(F163=\"\",'Lives scenario - input'!$F148=\"\"),\"\",F163/'Lives scenario - input'!$F148),\"\")","v":""},{"$f":"IFERROR(IF(OR(G163=\"\",'Lives scenario - input'!$F148=\"\"),\"\",G163/'Lives scenario - input'!$F148),\"\")","v":""},{"$f":"IFERROR(IF(OR(H163=\"\",'Lives scenario - input'!$F148=\"\"),\"\",H163/'Lives scenario - input'!$F148),\"\")","v":""},{"$f":"IFERROR(IF(OR(I163=\"\",'Lives scenario - input'!$F148=\"\"),\"\",I163/'Lives scenario - input'!$F148),\"\")","v":""},{"$f":"IFERROR(IF(OR(J163=\"\",'Lives scenario - input'!$F148=\"\"),\"\",J163/'Lives scenario - input'!$F148),\"\")","v":""},{"$f":"IFERROR(IF(OR(K163=\"\",'Lives scenario - input'!$F148=\"\"),\"\",K163/'Lives scenario - input'!$F148),\"\")","v":""},{"$f":"IFERROR(IF(OR(L163=\"\",'Lives scenario - input'!$F148=\"\"),\"\",L163/'Lives scenario - input'!$F148),\"\")","v":""},{"$f":"IFERROR(IF(OR(M163=\"\",'Lives scenario - input'!$F148=\"\"),\"\",M163/'Lives scenario - input'!$F148),\"\")","v":""},{"$f":"IFERROR(IF(OR(N163=\"\",'Lives scenario - input'!$F148=\"\"),\"\",N163/'Lives scenario - input'!$F148),\"\")","v":""},{"$f":"IFERROR(IF(OR(O163=\"\",'Lives scenario - input'!$F148=\"\"),\"\",O163/'Lives scenario - input'!$F148),\"\")","v":""},{"$f":"IFERROR(IF(OR(P163=\"\",'Lives scenario - input'!$F148=\"\"),\"\",P163/'Lives scenario - input'!$F148),\"\")","v":""},{"$f":"IFERROR(IF(OR(Q163=\"\",'Lives scenario - input'!$F148=\"\"),\"\",Q163/'Lives scenario - input'!$F148),\"\")","v":""},{"$f":"IFERROR(IF(OR(R163=\"\",'Lives scenario - input'!$F148=\"\"),\"\",R163/'Lives scenario - input'!$F148),\"\")","v":""},{"$f":"IFERROR(IF(OR(S163=\"\",'Lives scenario - input'!$F148=\"\"),\"\",S163/'Lives scenario - input'!$F148),\"\")","v":""},{"$f":"IFERROR(IF(OR(T163=\"\",'Lives scenario - input'!$F148=\"\"),\"\",T163/'Lives scenario - input'!$F148),\"\")","v":""},{"$f":"IFERROR(IF(OR(U163=\"\",'Lives scenario - input'!$F148=\"\"),\"\",U163/'Lives scenario - input'!$F148),\"\")","v":""},{"$f":"IFERROR(IF(OR(V163=\"\",'Lives scenario - input'!$F148=\"\"),\"\",V163/'Lives scenario - input'!$F148),\"\")","v":""},{"$f":"IFERROR(IF(OR(W163=\"\",'Lives scenario - input'!$F148=\"\"),\"\",W163/'Lives scenario - input'!$F148),\"\")","v":""}]
[{"$f":"IFERROR('Lives scenario - input'!A149,\"\")","v":""},{"$f":"IFERROR('Lives scenario - input'!B149,\"\")","v":""},{"$f":"IFERROR('Lives scenario - input'!C149,\"\")","v":""},{"$f":"IFERROR(repcalc('Lives scenario - input'!$CX149:$GJ149,'Lives scenario - input'!$I149,'Lives scenario - input'!$G149,'Lives scenario - input'!$H149,20,TRUE,TRUE),\"\")","v":""},"","","","","","","","","","","","","","","","","","","",{"$f":"IFERROR(IF(OR(D164=\"\",'Lives scenario - input'!$F149=\"\"),\"\",D164/'Lives scenario - input'!$F149),\"\")","v":""},{"$f":"IFERROR(IF(OR(E164=\"\",'Lives scenario - input'!$F149=\"\"),\"\",E164/'Lives scenario - input'!$F149),\"\")","v":""},{"$f":"IFERROR(IF(OR(F164=\"\",'Lives scenario - input'!$F149=\"\"),\"\",F164/'Lives scenario - input'!$F149),\"\")","v":""},{"$f":"IFERROR(IF(OR(G164=\"\",'Lives scenario - input'!$F149=\"\"),\"\",G164/'Lives scenario - input'!$F149),\"\")","v":""},{"$f":"IFERROR(IF(OR(H164=\"\",'Lives scenario - input'!$F149=\"\"),\"\",H164/'Lives scenario - input'!$F149),\"\")","v":""},{"$f":"IFERROR(IF(OR(I164=\"\",'Lives scenario - input'!$F149=\"\"),\"\",I164/'Lives scenario - input'!$F149),\"\")","v":""},{"$f":"IFERROR(IF(OR(J164=\"\",'Lives scenario - input'!$F149=\"\"),\"\",J164/'Lives scenario - input'!$F149),\"\")","v":""},{"$f":"IFERROR(IF(OR(K164=\"\",'Lives scenario - input'!$F149=\"\"),\"\",K164/'Lives scenario - input'!$F149),\"\")","v":""},{"$f":"IFERROR(IF(OR(L164=\"\",'Lives scenario - input'!$F149=\"\"),\"\",L164/'Lives scenario - input'!$F149),\"\")","v":""},{"$f":"IFERROR(IF(OR(M164=\"\",'Lives scenario - input'!$F149=\"\"),\"\",M164/'Lives scenario - input'!$F149),\"\")","v":""},{"$f":"IFERROR(IF(OR(N164=\"\",'Lives scenario - input'!$F149=\"\"),\"\",N164/'Lives scenario - input'!$F149),\"\")","v":""},{"$f":"IFERROR(IF(OR(O164=\"\",'Lives scenario - input'!$F149=\"\"),\"\",O164/'Lives scenario - input'!$F149),\"\")","v":""},{"$f":"IFERROR(IF(OR(P164=\"\",'Lives scenario - input'!$F149=\"\"),\"\",P164/'Lives scenario - input'!$F149),\"\")","v":""},{"$f":"IFERROR(IF(OR(Q164=\"\",'Lives scenario - input'!$F149=\"\"),\"\",Q164/'Lives scenario - input'!$F149),\"\")","v":""},{"$f":"IFERROR(IF(OR(R164=\"\",'Lives scenario - input'!$F149=\"\"),\"\",R164/'Lives scenario - input'!$F149),\"\")","v":""},{"$f":"IFERROR(IF(OR(S164=\"\",'Lives scenario - input'!$F149=\"\"),\"\",S164/'Lives scenario - input'!$F149),\"\")","v":""},{"$f":"IFERROR(IF(OR(T164=\"\",'Lives scenario - input'!$F149=\"\"),\"\",T164/'Lives scenario - input'!$F149),\"\")","v":""},{"$f":"IFERROR(IF(OR(U164=\"\",'Lives scenario - input'!$F149=\"\"),\"\",U164/'Lives scenario - input'!$F149),\"\")","v":""},{"$f":"IFERROR(IF(OR(V164=\"\",'Lives scenario - input'!$F149=\"\"),\"\",V164/'Lives scenario - input'!$F149),\"\")","v":""},{"$f":"IFERROR(IF(OR(W164=\"\",'Lives scenario - input'!$F149=\"\"),\"\",W164/'Lives scenario - input'!$F149),\"\")","v":""}]
[{"$f":"IFERROR('Lives scenario - input'!A150,\"\")","v":""},{"$f":"IFERROR('Lives scenario - input'!B150,\"\")","v":""},{"$f":"IFERROR('Lives scenario - input'!C150,\"\")","v":""},{"$f":"IFERROR(repcalc('Lives scenario - input'!$CX150:$GJ150,'Lives scenario - input'!$I150,'Lives scenario - input'!$G150,'Lives scenario - input'!$H150,20,TRUE,TRUE),\"\")","v":""},"","","","","","","","","","","","","","","","","","","",{"$f":"IFERROR(IF(OR(D165=\"\",'Lives scenario - input'!$F150=\"\"),\"\",D165/'Lives scenario - input'!$F150),\"\")","v":""},{"$f":"IFERROR(IF(OR(E165=\"\",'Lives scenario - input'!$F150=\"\"),\"\",E165/'Lives scenario - input'!$F150),\"\")","v":""},{"$f":"IFERROR(IF(OR(F165=\"\",'Lives scenario - input'!$F150=\"\"),\"\",F165/'Lives scenario - input'!$F150),\"\")","v":""},{"$f":"IFERROR(IF(OR(G165=\"\",'Lives scenario - input'!$F150=\"\"),\"\",G165/'Lives scenario - input'!$F150),\"\")","v":""},{"$f":"IFERROR(IF(OR(H165=\"\",'Lives scenario - input'!$F150=\"\"),\"\",H165/'Lives scenario - input'!$F150),\"\")","v":""},{"$f":"IFERROR(IF(OR(I165=\"\",'Lives scenario - input'!$F150=\"\"),\"\",I165/'Lives scenario - input'!$F150),\"\")","v":""},{"$f":"IFERROR(IF(OR(J165=\"\",'Lives scenario - input'!$F150=\"\"),\"\",J165/'Lives scenario - input'!$F150),\"\")","v":""},{"$f":"IFERROR(IF(OR(K165=\"\",'Lives scenario - input'!$F150=\"\"),\"\",K165/'Lives scenario - input'!$F150),\"\")","v":""},{"$f":"IFERROR(IF(OR(L165=\"\",'Lives scenario - input'!$F150=\"\"),\"\",L165/'Lives scenario - input'!$F150),\"\")","v":""},{"$f":"IFERROR(IF(OR(M165=\"\",'Lives scenario - input'!$F150=\"\"),\"\",M165/'Lives scenario - input'!$F150),\"\")","v":""},{"$f":"IFERROR(IF(OR(N165=\"\",'Lives scenario - input'!$F150=\"\"),\"\",N165/'Lives scenario - input'!$F150),\"\")","v":""},{"$f":"IFERROR(IF(OR(O165=\"\",'Lives scenario - input'!$F150=\"\"),\"\",O165/'Lives scenario - input'!$F150),\"\")","v":""},{"$f":"IFERROR(IF(OR(P165=\"\",'Lives scenario - input'!$F150=\"\"),\"\",P165/'Lives scenario - input'!$F150),\"\")","v":""},{"$f":"IFERROR(IF(OR(Q165=\"\",'Lives scenario - input'!$F150=\"\"),\"\",Q165/'Lives scenario - input'!$F150),\"\")","v":""},{"$f":"IFERROR(IF(OR(R165=\"\",'Lives scenario - input'!$F150=\"\"),\"\",R165/'Lives scenario - input'!$F150),\"\")","v":""},{"$f":"IFERROR(IF(OR(S165=\"\",'Lives scenario - input'!$F150=\"\"),\"\",S165/'Lives scenario - input'!$F150),\"\")","v":""},{"$f":"IFERROR(IF(OR(T165=\"\",'Lives scenario - input'!$F150=\"\"),\"\",T165/'Lives scenario - input'!$F150),\"\")","v":""},{"$f":"IFERROR(IF(OR(U165=\"\",'Lives scenario - input'!$F150=\"\"),\"\",U165/'Lives scenario - input'!$F150),\"\")","v":""},{"$f":"IFERROR(IF(OR(V165=\"\",'Lives scenario - input'!$F150=\"\"),\"\",V165/'Lives scenario - input'!$F150),\"\")","v":""},{"$f":"IFERROR(IF(OR(W165=\"\",'Lives scenario - input'!$F150=\"\"),\"\",W165/'Lives scenario - input'!$F150),\"\")","v":""}]
[{"$f":"IFERROR('Lives scenario - input'!A151,\"\")","v":""},{"$f":"IFERROR('Lives scenario - input'!B151,\"\")","v":""},{"$f":"IFERROR('Lives scenario - input'!C151,\"\")","v":""},{"$f":"IFERROR(repcalc('Lives scenario - input'!$CX151:$GJ151,'Lives scenario - input'!$I151,'Lives scenario - input'!$G151,'Lives scenario - input'!$H151,20,TRUE,TRUE),\"\")","v":""},"","","","","","","","","","","","","","","","","","","",{"$f":"IFERROR(IF(OR(D166=\"\",'Lives scenario - input'!$F151=\"\"),\"\",D166/'Lives scenario - input'!$F151),\"\")","v":""},{"$f":"IFERROR(IF(OR(E166=\"\",'Lives scenario - input'!$F151=\"\"),\"\",E166/'Lives scenario - input'!$F151),\"\")","v":""},{"$f":"IFERROR(IF(OR(F166=\"\",'Lives scenario - input'!$F151=\"\"),\"\",F166/'Lives scenario - input'!$F151),\"\")","v":""},{"$f":"IFERROR(IF(OR(G166=\"\",'Lives scenario - input'!$F151=\"\"),\"\",G166/'Lives scenario - input'!$F151),\"\")","v":""},{"$f":"IFERROR(IF(OR(H166=\"\",'Lives scenario - input'!$F151=\"\"),\"\",H166/'Lives scenario - input'!$F151),\"\")","v":""},{"$f":"IFERROR(IF(OR(I166=\"\",'Lives scenario - input'!$F151=\"\"),\"\",I166/'Lives scenario - input'!$F151),\"\")","v":""},{"$f":"IFERROR(IF(OR(J166=\"\",'Lives scenario - input'!$F151=\"\"),\"\",J166/'Lives scenario - input'!$F151),\"\")","v":""},{"$f":"IFERROR(IF(OR(K166=\"\",'Lives scenario - input'!$F151=\"\"),\"\",K166/'Lives scenario - input'!$F151),\"\")","v":""},{"$f":"IFERROR(IF(OR(L166=\"\",'Lives scenario - input'!$F151=\"\"),\"\",L166/'Lives scenario - input'!$F151),\"\")","v":""},{"$f":"IFERROR(IF(OR(M166=\"\",'Lives scenario - input'!$F151=\"\"),\"\",M166/'Lives scenario - input'!$F151),\"\")","v":""},{"$f":"IFERROR(IF(OR(N166=\"\",'Lives scenario - input'!$F151=\"\"),\"\",N166/'Lives scenario - input'!$F151),\"\")","v":""},{"$f":"IFERROR(IF(OR(O166=\"\",'Lives scenario - input'!$F151=\"\"),\"\",O166/'Lives scenario - input'!$F151),\"\")","v":""},{"$f":"IFERROR(IF(OR(P166=\"\",'Lives scenario - input'!$F151=\"\"),\"\",P166/'Lives scenario - input'!$F151),\"\")","v":""},{"$f":"IFERROR(IF(OR(Q166=\"\",'Lives scenario - input'!$F151=\"\"),\"\",Q166/'Lives scenario - input'!$F151),\"\")","v":""},{"$f":"IFERROR(IF(OR(R166=\"\",'Lives scenario - input'!$F151=\"\"),\"\",R166/'Lives scenario - input'!$F151),\"\")","v":""},{"$f":"IFERROR(IF(OR(S166=\"\",'Lives scenario - input'!$F151=\"\"),\"\",S166/'Lives scenario - input'!$F151),\"\")","v":""},{"$f":"IFERROR(IF(OR(T166=\"\",'Lives scenario - input'!$F151=\"\"),\"\",T166/'Lives scenario - input'!$F151),\"\")","v":""},{"$f":"IFERROR(IF(OR(U166=\"\",'Lives scenario - input'!$F151=\"\"),\"\",U166/'Lives scenario - input'!$F151),\"\")","v":""},{"$f":"IFERROR(IF(OR(V166=\"\",'Lives scenario - input'!$F151=\"\"),\"\",V166/'Lives scenario - input'!$F151),\"\")","v":""},{"$f":"IFERROR(IF(OR(W166=\"\",'Lives scenario - input'!$F151=\"\"),\"\",W166/'Lives scenario - input'!$F151),\"\")","v":""}]
[{"$f":"IFERROR('Lives scenario - input'!A152,\"\")","v":""},{"$f":"IFERROR('Lives scenario - input'!B152,\"\")","v":""},{"$f":"IFERROR('Lives scenario - input'!C152,\"\")","v":""},{"$f":"IFERROR(repcalc('Lives scenario - input'!$CX152:$GJ152,'Lives scenario - input'!$I152,'Lives scenario - input'!$G152,'Lives scenario - input'!$H152,20,TRUE,TRUE),\"\")","v":""},"","","","","","","","","","","","","","","","","","","",{"$f":"IFERROR(IF(OR(D167=\"\",'Lives scenario - input'!$F152=\"\"),\"\",D167/'Lives scenario - input'!$F152),\"\")","v":""},{"$f":"IFERROR(IF(OR(E167=\"\",'Lives scenario - input'!$F152=\"\"),\"\",E167/'Lives scenario - input'!$F152),\"\")","v":""},{"$f":"IFERROR(IF(OR(F167=\"\",'Lives scenario - input'!$F152=\"\"),\"\",F167/'Lives scenario - input'!$F152),\"\")","v":""},{"$f":"IFERROR(IF(OR(G167=\"\",'Lives scenario - input'!$F152=\"\"),\"\",G167/'Lives scenario - input'!$F152),\"\")","v":""},{"$f":"IFERROR(IF(OR(H167=\"\",'Lives scenario - input'!$F152=\"\"),\"\",H167/'Lives scenario - input'!$F152),\"\")","v":""},{"$f":"IFERROR(IF(OR(I167=\"\",'Lives scenario - input'!$F152=\"\"),\"\",I167/'Lives scenario - input'!$F152),\"\")","v":""},{"$f":"IFERROR(IF(OR(J167=\"\",'Lives scenario - input'!$F152=\"\"),\"\",J167/'Lives scenario - input'!$F152),\"\")","v":""},{"$f":"IFERROR(IF(OR(K167=\"\",'Lives scenario - input'!$F152=\"\"),\"\",K167/'Lives scenario - input'!$F152),\"\")","v":""},{"$f":"IFERROR(IF(OR(L167=\"\",'Lives scenario - input'!$F152=\"\"),\"\",L167/'Lives scenario - input'!$F152),\"\")","v":""},{"$f":"IFERROR(IF(OR(M167=\"\",'Lives scenario - input'!$F152=\"\"),\"\",M167/'Lives scenario - input'!$F152),\"\")","v":""},{"$f":"IFERROR(IF(OR(N167=\"\",'Lives scenario - input'!$F152=\"\"),\"\",N167/'Lives scenario - input'!$F152),\"\")","v":""},{"$f":"IFERROR(IF(OR(O167=\"\",'Lives scenario - input'!$F152=\"\"),\"\",O167/'Lives scenario - input'!$F152),\"\")","v":""},{"$f":"IFERROR(IF(OR(P167=\"\",'Lives scenario - input'!$F152=\"\"),\"\",P167/'Lives scenario - input'!$F152),\"\")","v":""},{"$f":"IFERROR(IF(OR(Q167=\"\",'Lives scenario - input'!$F152=\"\"),\"\",Q167/'Lives scenario - input'!$F152),\"\")","v":""},{"$f":"IFERROR(IF(OR(R167=\"\",'Lives scenario - input'!$F152=\"\"),\"\",R167/'Lives scenario - input'!$F152),\"\")","v":""},{"$f":"IFERROR(IF(OR(S167=\"\",'Lives scenario - input'!$F152=\"\"),\"\",S167/'Lives scenario - input'!$F152),\"\")","v":""},{"$f":"IFERROR(IF(OR(T167=\"\",'Lives scenario - input'!$F152=\"\"),\"\",T167/'Lives scenario - input'!$F152),\"\")","v":""},{"$f":"IFERROR(IF(OR(U167=\"\",'Lives scenario - input'!$F152=\"\"),\"\",U167/'Lives scenario - input'!$F152),\"\")","v":""},{"$f":"IFERROR(IF(OR(V167=\"\",'Lives scenario - input'!$F152=\"\"),\"\",V167/'Lives scenario - input'!$F152),\"\")","v":""},{"$f":"IFERROR(IF(OR(W167=\"\",'Lives scenario - input'!$F152=\"\"),\"\",W167/'Lives scenario - input'!$F152),\"\")","v":""}]
[{"$f":"IFERROR('Lives scenario - input'!A153,\"\")","v":""},{"$f":"IFERROR('Lives scenario - input'!B153,\"\")","v":""},{"$f":"IFERROR('Lives scenario - input'!C153,\"\")","v":""},{"$f":"IFERROR(repcalc('Lives scenario - input'!$CX153:$GJ153,'Lives scenario - input'!$I153,'Lives scenario - input'!$G153,'Lives scenario - input'!$H153,20,TRUE,TRUE),\"\")","v":""},"","","","","","","","","","","","","","","","","","","",{"$f":"IFERROR(IF(OR(D168=\"\",'Lives scenario - input'!$F153=\"\"),\"\",D168/'Lives scenario - input'!$F153),\"\")","v":""},{"$f":"IFERROR(IF(OR(E168=\"\",'Lives scenario - input'!$F153=\"\"),\"\",E168/'Lives scenario - input'!$F153),\"\")","v":""},{"$f":"IFERROR(IF(OR(F168=\"\",'Lives scenario - input'!$F153=\"\"),\"\",F168/'Lives scenario - input'!$F153),\"\")","v":""},{"$f":"IFERROR(IF(OR(G168=\"\",'Lives scenario - input'!$F153=\"\"),\"\",G168/'Lives scenario - input'!$F153),\"\")","v":""},{"$f":"IFERROR(IF(OR(H168=\"\",'Lives scenario - input'!$F153=\"\"),\"\",H168/'Lives scenario - input'!$F153),\"\")","v":""},{"$f":"IFERROR(IF(OR(I168=\"\",'Lives scenario - input'!$F153=\"\"),\"\",I168/'Lives scenario - input'!$F153),\"\")","v":""},{"$f":"IFERROR(IF(OR(J168=\"\",'Lives scenario - input'!$F153=\"\"),\"\",J168/'Lives scenario - input'!$F153),\"\")","v":""},{"$f":"IFERROR(IF(OR(K168=\"\",'Lives scenario - input'!$F153=\"\"),\"\",K168/'Lives scenario - input'!$F153),\"\")","v":""},{"$f":"IFERROR(IF(OR(L168=\"\",'Lives scenario - input'!$F153=\"\"),\"\",L168/'Lives scenario - input'!$F153),\"\")","v":""},{"$f":"IFERROR(IF(OR(M168=\"\",'Lives scenario - input'!$F153=\"\"),\"\",M168/'Lives scenario - input'!$F153),\"\")","v":""},{"$f":"IFERROR(IF(OR(N168=\"\",'Lives scenario - input'!$F153=\"\"),\"\",N168/'Lives scenario - input'!$F153),\"\")","v":""},{"$f":"IFERROR(IF(OR(O168=\"\",'Lives scenario - input'!$F153=\"\"),\"\",O168/'Lives scenario - input'!$F153),\"\")","v":""},{"$f":"IFERROR(IF(OR(P168=\"\",'Lives scenario - input'!$F153=\"\"),\"\",P168/'Lives scenario - input'!$F153),\"\")","v":""},{"$f":"IFERROR(IF(OR(Q168=\"\",'Lives scenario - input'!$F153=\"\"),\"\",Q168/'Lives scenario - input'!$F153),\"\")","v":""},{"$f":"IFERROR(IF(OR(R168=\"\",'Lives scenario - input'!$F153=\"\"),\"\",R168/'Lives scenario - input'!$F153),\"\")","v":""},{"$f":"IFERROR(IF(OR(S168=\"\",'Lives scenario - input'!$F153=\"\"),\"\",S168/'Lives scenario - input'!$F153),\"\")","v":""},{"$f":"IFERROR(IF(OR(T168=\"\",'Lives scenario - input'!$F153=\"\"),\"\",T168/'Lives scenario - input'!$F153),\"\")","v":""},{"$f":"IFERROR(IF(OR(U168=\"\",'Lives scenario - input'!$F153=\"\"),\"\",U168/'Lives scenario - input'!$F153),\"\")","v":""},{"$f":"IFERROR(IF(OR(V168=\"\",'Lives scenario - input'!$F153=\"\"),\"\",V168/'Lives scenario - input'!$F153),\"\")","v":""},{"$f":"IFERROR(IF(OR(W168=\"\",'Lives scenario - input'!$F153=\"\"),\"\",W168/'Lives scenario - input'!$F153),\"\")","v":""}]
[{"$f":"IFERROR('Lives scenario - input'!A154,\"\")","v":""},{"$f":"IFERROR('Lives scenario - input'!B154,\"\")","v":""},{"$f":"IFERROR('Lives scenario - input'!C154,\"\")","v":""},{"$f":"IFERROR(repcalc('Lives scenario - input'!$CX154:$GJ154,'Lives scenario - input'!$I154,'Lives scenario - input'!$G154,'Lives scenario - input'!$H154,20,TRUE,TRUE),\"\")","v":""},"","","","","","","","","","","","","","","","","","","",{"$f":"IFERROR(IF(OR(D169=\"\",'Lives scenario - input'!$F154=\"\"),\"\",D169/'Lives scenario - input'!$F154),\"\")","v":""},{"$f":"IFERROR(IF(OR(E169=\"\",'Lives scenario - input'!$F154=\"\"),\"\",E169/'Lives scenario - input'!$F154),\"\")","v":""},{"$f":"IFERROR(IF(OR(F169=\"\",'Lives scenario - input'!$F154=\"\"),\"\",F169/'Lives scenario - input'!$F154),\"\")","v":""},{"$f":"IFERROR(IF(OR(G169=\"\",'Lives scenario - input'!$F154=\"\"),\"\",G169/'Lives scenario - input'!$F154),\"\")","v":""},{"$f":"IFERROR(IF(OR(H169=\"\",'Lives scenario - input'!$F154=\"\"),\"\",H169/'Lives scenario - input'!$F154),\"\")","v":""},{"$f":"IFERROR(IF(OR(I169=\"\",'Lives scenario - input'!$F154=\"\"),\"\",I169/'Lives scenario - input'!$F154),\"\")","v":""},{"$f":"IFERROR(IF(OR(J169=\"\",'Lives scenario - input'!$F154=\"\"),\"\",J169/'Lives scenario - input'!$F154),\"\")","v":""},{"$f":"IFERROR(IF(OR(K169=\"\",'Lives scenario - input'!$F154=\"\"),\"\",K169/'Lives scenario - input'!$F154),\"\")","v":""},{"$f":"IFERROR(IF(OR(L169=\"\",'Lives scenario - input'!$F154=\"\"),\"\",L169/'Lives scenario - input'!$F154),\"\")","v":""},{"$f":"IFERROR(IF(OR(M169=\"\",'Lives scenario - input'!$F154=\"\"),\"\",M169/'Lives scenario - input'!$F154),\"\")","v":""},{"$f":"IFERROR(IF(OR(N169=\"\",'Lives scenario - input'!$F154=\"\"),\"\",N169/'Lives scenario - input'!$F154),\"\")","v":""},{"$f":"IFERROR(IF(OR(O169=\"\",'Lives scenario - input'!$F154=\"\"),\"\",O169/'Lives scenario - input'!$F154),\"\")","v":""},{"$f":"IFERROR(IF(OR(P169=\"\",'Lives scenario - input'!$F154=\"\"),\"\",P169/'Lives scenario - input'!$F154),\"\")","v":""},{"$f":"IFERROR(IF(OR(Q169=\"\",'Lives scenario - input'!$F154=\"\"),\"\",Q169/'Lives scenario - input'!$F154),\"\")","v":""},{"$f":"IFERROR(IF(OR(R169=\"\",'Lives scenario - input'!$F154=\"\"),\"\",R169/'Lives scenario - input'!$F154),\"\")","v":""},{"$f":"IFERROR(IF(OR(S169=\"\",'Lives scenario - input'!$F154=\"\"),\"\",S169/'Lives scenario - input'!$F154),\"\")","v":""},{"$f":"IFERROR(IF(OR(T169=\"\",'Lives scenario - input'!$F154=\"\"),\"\",T169/'Lives scenario - input'!$F154),\"\")","v":""},{"$f":"IFERROR(IF(OR(U169=\"\",'Lives scenario - input'!$F154=\"\"),\"\",U169/'Lives scenario - input'!$F154),\"\")","v":""},{"$f":"IFERROR(IF(OR(V169=\"\",'Lives scenario - input'!$F154=\"\"),\"\",V169/'Lives scenario - input'!$F154),\"\")","v":""},{"$f":"IFERROR(IF(OR(W169=\"\",'Lives scenario - input'!$F154=\"\"),\"\",W169/'Lives scenario - input'!$F154),\"\")","v":""}]
[{"$f":"IFERROR('Lives scenario - input'!A155,\"\")","v":""},{"$f":"IFERROR('Lives scenario - input'!B155,\"\")","v":""},{"$f":"IFERROR('Lives scenario - input'!C155,\"\")","v":""},{"$f":"IFERROR(repcalc('Lives scenario - input'!$CX155:$GJ155,'Lives scenario - input'!$I155,'Lives scenario - input'!$G155,'Lives scenario - input'!$H155,20,TRUE,TRUE),\"\")","v":""},"","","","","","","","","","","","","","","","","","","",{"$f":"IFERROR(IF(OR(D170=\"\",'Lives scenario - input'!$F155=\"\"),\"\",D170/'Lives scenario - input'!$F155),\"\")","v":""},{"$f":"IFERROR(IF(OR(E170=\"\",'Lives scenario - input'!$F155=\"\"),\"\",E170/'Lives scenario - input'!$F155),\"\")","v":""},{"$f":"IFERROR(IF(OR(F170=\"\",'Lives scenario - input'!$F155=\"\"),\"\",F170/'Lives scenario - input'!$F155),\"\")","v":""},{"$f":"IFERROR(IF(OR(G170=\"\",'Lives scenario - input'!$F155=\"\"),\"\",G170/'Lives scenario - input'!$F155),\"\")","v":""},{"$f":"IFERROR(IF(OR(H170=\"\",'Lives scenario - input'!$F155=\"\"),\"\",H170/'Lives scenario - input'!$F155),\"\")","v":""},{"$f":"IFERROR(IF(OR(I170=\"\",'Lives scenario - input'!$F155=\"\"),\"\",I170/'Lives scenario - input'!$F155),\"\")","v":""},{"$f":"IFERROR(IF(OR(J170=\"\",'Lives scenario - input'!$F155=\"\"),\"\",J170/'Lives scenario - input'!$F155),\"\")","v":""},{"$f":"IFERROR(IF(OR(K170=\"\",'Lives scenario - input'!$F155=\"\"),\"\",K170/'Lives scenario - input'!$F155),\"\")","v":""},{"$f":"IFERROR(IF(OR(L170=\"\",'Lives scenario - input'!$F155=\"\"),\"\",L170/'Lives scenario - input'!$F155),\"\")","v":""},{"$f":"IFERROR(IF(OR(M170=\"\",'Lives scenario - input'!$F155=\"\"),\"\",M170/'Lives scenario - input'!$F155),\"\")","v":""},{"$f":"IFERROR(IF(OR(N170=\"\",'Lives scenario - input'!$F155=\"\"),\"\",N170/'Lives scenario - input'!$F155),\"\")","v":""},{"$f":"IFERROR(IF(OR(O170=\"\",'Lives scenario - input'!$F155=\"\"),\"\",O170/'Lives scenario - input'!$F155),\"\")","v":""},{"$f":"IFERROR(IF(OR(P170=\"\",'Lives scenario - input'!$F155=\"\"),\"\",P170/'Lives scenario - input'!$F155),\"\")","v":""},{"$f":"IFERROR(IF(OR(Q170=\"\",'Lives scenario - input'!$F155=\"\"),\"\",Q170/'Lives scenario - input'!$F155),\"\")","v":""},{"$f":"IFERROR(IF(OR(R170=\"\",'Lives scenario - input'!$F155=\"\"),\"\",R170/'Lives scenario - input'!$F155),\"\")","v":""},{"$f":"IFERROR(IF(OR(S170=\"\",'Lives scenario - input'!$F155=\"\"),\"\",S170/'Lives scenario - input'!$F155),\"\")","v":""},{"$f":"IFERROR(IF(OR(T170=\"\",'Lives scenario - input'!$F155=\"\"),\"\",T170/'Lives scenario - input'!$F155),\"\")","v":""},{"$f":"IFERROR(IF(OR(U170=\"\",'Lives scenario - input'!$F155=\"\"),\"\",U170/'Lives scenario - input'!$F155),\"\")","v":""},{"$f":"IFERROR(IF(OR(V170=\"\",'Lives scenario - input'!$F155=\"\"),\"\",V170/'Lives scenario - input'!$F155),\"\")","v":""},{"$f":"IFERROR(IF(OR(W170=\"\",'Lives scenario - input'!$F155=\"\"),\"\",W170/'Lives scenario - input'!$F155),\"\")","v":""}]
[{"$f":"IFERROR('Lives scenario - input'!A156,\"\")","v":""},{"$f":"IFERROR('Lives scenario - input'!B156,\"\")","v":""},{"$f":"IFERROR('Lives scenario - input'!C156,\"\")","v":""},{"$f":"IFERROR(repcalc('Lives scenario - input'!$CX156:$GJ156,'Lives scenario - input'!$I156,'Lives scenario - input'!$G156,'Lives scenario - input'!$H156,20,TRUE,TRUE),\"\")","v":""},"","","","","","","","","","","","","","","","","","","",{"$f":"IFERROR(IF(OR(D171=\"\",'Lives scenario - input'!$F156=\"\"),\"\",D171/'Lives scenario - input'!$F156),\"\")","v":""},{"$f":"IFERROR(IF(OR(E171=\"\",'Lives scenario - input'!$F156=\"\"),\"\",E171/'Lives scenario - input'!$F156),\"\")","v":""},{"$f":"IFERROR(IF(OR(F171=\"\",'Lives scenario - input'!$F156=\"\"),\"\",F171/'Lives scenario - input'!$F156),\"\")","v":""},{"$f":"IFERROR(IF(OR(G171=\"\",'Lives scenario - input'!$F156=\"\"),\"\",G171/'Lives scenario - input'!$F156),\"\")","v":""},{"$f":"IFERROR(IF(OR(H171=\"\",'Lives scenario - input'!$F156=\"\"),\"\",H171/'Lives scenario - input'!$F156),\"\")","v":""},{"$f":"IFERROR(IF(OR(I171=\"\",'Lives scenario - input'!$F156=\"\"),\"\",I171/'Lives scenario - input'!$F156),\"\")","v":""},{"$f":"IFERROR(IF(OR(J171=\"\",'Lives scenario - input'!$F156=\"\"),\"\",J171/'Lives scenario - input'!$F156),\"\")","v":""},{"$f":"IFERROR(IF(OR(K171=\"\",'Lives scenario - input'!$F156=\"\"),\"\",K171/'Lives scenario - input'!$F156),\"\")","v":""},{"$f":"IFERROR(IF(OR(L171=\"\",'Lives scenario - input'!$F156=\"\"),\"\",L171/'Lives scenario - input'!$F156),\"\")","v":""},{"$f":"IFERROR(IF(OR(M171=\"\",'Lives scenario - input'!$F156=\"\"),\"\",M171/'Lives scenario - input'!$F156),\"\")","v":""},{"$f":"IFERROR(IF(OR(N171=\"\",'Lives scenario - input'!$F156=\"\"),\"\",N171/'Lives scenario - input'!$F156),\"\")","v":""},{"$f":"IFERROR(IF(OR(O171=\"\",'Lives scenario - input'!$F156=\"\"),\"\",O171/'Lives scenario - input'!$F156),\"\")","v":""},{"$f":"IFERROR(IF(OR(P171=\"\",'Lives scenario - input'!$F156=\"\"),\"\",P171/'Lives scenario - input'!$F156),\"\")","v":""},{"$f":"IFERROR(IF(OR(Q171=\"\",'Lives scenario - input'!$F156=\"\"),\"\",Q171/'Lives scenario - input'!$F156),\"\")","v":""},{"$f":"IFERROR(IF(OR(R171=\"\",'Lives scenario - input'!$F156=\"\"),\"\",R171/'Lives scenario - input'!$F156),\"\")","v":""},{"$f":"IFERROR(IF(OR(S171=\"\",'Lives scenario - input'!$F156=\"\"),\"\",S171/'Lives scenario - input'!$F156),\"\")","v":""},{"$f":"IFERROR(IF(OR(T171=\"\",'Lives scenario - input'!$F156=\"\"),\"\",T171/'Lives scenario - input'!$F156),\"\")","v":""},{"$f":"IFERROR(IF(OR(U171=\"\",'Lives scenario - input'!$F156=\"\"),\"\",U171/'Lives scenario - input'!$F156),\"\")","v":""},{"$f":"IFERROR(IF(OR(V171=\"\",'Lives scenario - input'!$F156=\"\"),\"\",V171/'Lives scenario - input'!$F156),\"\")","v":""},{"$f":"IFERROR(IF(OR(W171=\"\",'Lives scenario - input'!$F156=\"\"),\"\",W171/'Lives scenario - input'!$F156),\"\")","v":""}]
[{"$f":"IFERROR('Lives scenario - input'!A157,\"\")","v":""},{"$f":"IFERROR('Lives scenario - input'!B157,\"\")","v":""},{"$f":"IFERROR('Lives scenario - input'!C157,\"\")","v":""},{"$f":"IFERROR(repcalc('Lives scenario - input'!$CX157:$GJ157,'Lives scenario - input'!$I157,'Lives scenario - input'!$G157,'Lives scenario - input'!$H157,20,TRUE,TRUE),\"\")","v":""},"","","","","","","","","","","","","","","","","","","",{"$f":"IFERROR(IF(OR(D172=\"\",'Lives scenario - input'!$F157=\"\"),\"\",D172/'Lives scenario - input'!$F157),\"\")","v":""},{"$f":"IFERROR(IF(OR(E172=\"\",'Lives scenario - input'!$F157=\"\"),\"\",E172/'Lives scenario - input'!$F157),\"\")","v":""},{"$f":"IFERROR(IF(OR(F172=\"\",'Lives scenario - input'!$F157=\"\"),\"\",F172/'Lives scenario - input'!$F157),\"\")","v":""},{"$f":"IFERROR(IF(OR(G172=\"\",'Lives scenario - input'!$F157=\"\"),\"\",G172/'Lives scenario - input'!$F157),\"\")","v":""},{"$f":"IFERROR(IF(OR(H172=\"\",'Lives scenario - input'!$F157=\"\"),\"\",H172/'Lives scenario - input'!$F157),\"\")","v":""},{"$f":"IFERROR(IF(OR(I172=\"\",'Lives scenario - input'!$F157=\"\"),\"\",I172/'Lives scenario - input'!$F157),\"\")","v":""},{"$f":"IFERROR(IF(OR(J172=\"\",'Lives scenario - input'!$F157=\"\"),\"\",J172/'Lives scenario - input'!$F157),\"\")","v":""},{"$f":"IFERROR(IF(OR(K172=\"\",'Lives scenario - input'!$F157=\"\"),\"\",K172/'Lives scenario - input'!$F157),\"\")","v":""},{"$f":"IFERROR(IF(OR(L172=\"\",'Lives scenario - input'!$F157=\"\"),\"\",L172/'Lives scenario - input'!$F157),\"\")","v":""},{"$f":"IFERROR(IF(OR(M172=\"\",'Lives scenario - input'!$F157=\"\"),\"\",M172/'Lives scenario - input'!$F157),\"\")","v":""},{"$f":"IFERROR(IF(OR(N172=\"\",'Lives scenario - input'!$F157=\"\"),\"\",N172/'Lives scenario - input'!$F157),\"\")","v":""},{"$f":"IFERROR(IF(OR(O172=\"\",'Lives scenario - input'!$F157=\"\"),\"\",O172/'Lives scenario - input'!$F157),\"\")","v":""},{"$f":"IFERROR(IF(OR(P172=\"\",'Lives scenario - input'!$F157=\"\"),\"\",P172/'Lives scenario - input'!$F157),\"\")","v":""},{"$f":"IFERROR(IF(OR(Q172=\"\",'Lives scenario - input'!$F157=\"\"),\"\",Q172/'Lives scenario - input'!$F157),\"\")","v":""},{"$f":"IFERROR(IF(OR(R172=\"\",'Lives scenario - input'!$F157=\"\"),\"\",R172/'Lives scenario - input'!$F157),\"\")","v":""},{"$f":"IFERROR(IF(OR(S172=\"\",'Lives scenario - input'!$F157=\"\"),\"\",S172/'Lives scenario - input'!$F157),\"\")","v":""},{"$f":"IFERROR(IF(OR(T172=\"\",'Lives scenario - input'!$F157=\"\"),\"\",T172/'Lives scenario - input'!$F157),\"\")","v":""},{"$f":"IFERROR(IF(OR(U172=\"\",'Lives scenario - input'!$F157=\"\"),\"\",U172/'Lives scenario - input'!$F157),\"\")","v":""},{"$f":"IFERROR(IF(OR(V172=\"\",'Lives scenario - input'!$F157=\"\"),\"\",V172/'Lives scenario - input'!$F157),\"\")","v":""},{"$f":"IFERROR(IF(OR(W172=\"\",'Lives scenario - input'!$F157=\"\"),\"\",W172/'Lives scenario - input'!$F157),\"\")","v":""}]
[{"$f":"IFERROR('Lives scenario - input'!A158,\"\")","v":""},{"$f":"IFERROR('Lives scenario - input'!B158,\"\")","v":""},{"$f":"IFERROR('Lives scenario - input'!C158,\"\")","v":""},{"$f":"IFERROR(repcalc('Lives scenario - input'!$CX158:$GJ158,'Lives scenario - input'!$I158,'Lives scenario - input'!$G158,'Lives scenario - input'!$H158,20,TRUE,TRUE),\"\")","v":""},"","","","","","","","","","","","","","","","","","","",{"$f":"IFERROR(IF(OR(D173=\"\",'Lives scenario - input'!$F158=\"\"),\"\",D173/'Lives scenario - input'!$F158),\"\")","v":""},{"$f":"IFERROR(IF(OR(E173=\"\",'Lives scenario - input'!$F158=\"\"),\"\",E173/'Lives scenario - input'!$F158),\"\")","v":""},{"$f":"IFERROR(IF(OR(F173=\"\",'Lives scenario - input'!$F158=\"\"),\"\",F173/'Lives scenario - input'!$F158),\"\")","v":""},{"$f":"IFERROR(IF(OR(G173=\"\",'Lives scenario - input'!$F158=\"\"),\"\",G173/'Lives scenario - input'!$F158),\"\")","v":""},{"$f":"IFERROR(IF(OR(H173=\"\",'Lives scenario - input'!$F158=\"\"),\"\",H173/'Lives scenario - input'!$F158),\"\")","v":""},{"$f":"IFERROR(IF(OR(I173=\"\",'Lives scenario - input'!$F158=\"\"),\"\",I173/'Lives scenario - input'!$F158),\"\")","v":""},{"$f":"IFERROR(IF(OR(J173=\"\",'Lives scenario - input'!$F158=\"\"),\"\",J173/'Lives scenario - input'!$F158),\"\")","v":""},{"$f":"IFERROR(IF(OR(K173=\"\",'Lives scenario - input'!$F158=\"\"),\"\",K173/'Lives scenario - input'!$F158),\"\")","v":""},{"$f":"IFERROR(IF(OR(L173=\"\",'Lives scenario - input'!$F158=\"\"),\"\",L173/'Lives scenario - input'!$F158),\"\")","v":""},{"$f":"IFERROR(IF(OR(M173=\"\",'Lives scenario - input'!$F158=\"\"),\"\",M173/'Lives scenario - input'!$F158),\"\")","v":""},{"$f":"IFERROR(IF(OR(N173=\"\",'Lives scenario - input'!$F158=\"\"),\"\",N173/'Lives scenario - input'!$F158),\"\")","v":""},{"$f":"IFERROR(IF(OR(O173=\"\",'Lives scenario - input'!$F158=\"\"),\"\",O173/'Lives scenario - input'!$F158),\"\")","v":""},{"$f":"IFERROR(IF(OR(P173=\"\",'Lives scenario - input'!$F158=\"\"),\"\",P173/'Lives scenario - input'!$F158),\"\")","v":""},{"$f":"IFERROR(IF(OR(Q173=\"\",'Lives scenario - input'!$F158=\"\"),\"\",Q173/'Lives scenario - input'!$F158),\"\")","v":""},{"$f":"IFERROR(IF(OR(R173=\"\",'Lives scenario - input'!$F158=\"\"),\"\",R173/'Lives scenario - input'!$F158),\"\")","v":""},{"$f":"IFERROR(IF(OR(S173=\"\",'Lives scenario - input'!$F158=\"\"),\"\",S173/'Lives scenario - input'!$F158),\"\")","v":""},{"$f":"IFERROR(IF(OR(T173=\"\",'Lives scenario - input'!$F158=\"\"),\"\",T173/'Lives scenario - input'!$F158),\"\")","v":""},{"$f":"IFERROR(IF(OR(U173=\"\",'Lives scenario - input'!$F158=\"\"),\"\",U173/'Lives scenario - input'!$F158),\"\")","v":""},{"$f":"IFERROR(IF(OR(V173=\"\",'Lives scenario - input'!$F158=\"\"),\"\",V173/'Lives scenario - input'!$F158),\"\")","v":""},{"$f":"IFERROR(IF(OR(W173=\"\",'Lives scenario - input'!$F158=\"\"),\"\",W173/'Lives scenario - input'!$F158),\"\")","v":""}]
[{"$f":"IFERROR('Lives scenario - input'!A159,\"\")","v":""},{"$f":"IFERROR('Lives scenario - input'!B159,\"\")","v":""},{"$f":"IFERROR('Lives scenario - input'!C159,\"\")","v":""},{"$f":"IFERROR(repcalc('Lives scenario - input'!$CX159:$GJ159,'Lives scenario - input'!$I159,'Lives scenario - input'!$G159,'Lives scenario - input'!$H159,20,TRUE,TRUE),\"\")","v":""},"","","","","","","","","","","","","","","","","","","",{"$f":"IFERROR(IF(OR(D174=\"\",'Lives scenario - input'!$F159=\"\"),\"\",D174/'Lives scenario - input'!$F159),\"\")","v":""},{"$f":"IFERROR(IF(OR(E174=\"\",'Lives scenario - input'!$F159=\"\"),\"\",E174/'Lives scenario - input'!$F159),\"\")","v":""},{"$f":"IFERROR(IF(OR(F174=\"\",'Lives scenario - input'!$F159=\"\"),\"\",F174/'Lives scenario - input'!$F159),\"\")","v":""},{"$f":"IFERROR(IF(OR(G174=\"\",'Lives scenario - input'!$F159=\"\"),\"\",G174/'Lives scenario - input'!$F159),\"\")","v":""},{"$f":"IFERROR(IF(OR(H174=\"\",'Lives scenario - input'!$F159=\"\"),\"\",H174/'Lives scenario - input'!$F159),\"\")","v":""},{"$f":"IFERROR(IF(OR(I174=\"\",'Lives scenario - input'!$F159=\"\"),\"\",I174/'Lives scenario - input'!$F159),\"\")","v":""},{"$f":"IFERROR(IF(OR(J174=\"\",'Lives scenario - input'!$F159=\"\"),\"\",J174/'Lives scenario - input'!$F159),\"\")","v":""},{"$f":"IFERROR(IF(OR(K174=\"\",'Lives scenario - input'!$F159=\"\"),\"\",K174/'Lives scenario - input'!$F159),\"\")","v":""},{"$f":"IFERROR(IF(OR(L174=\"\",'Lives scenario - input'!$F159=\"\"),\"\",L174/'Lives scenario - input'!$F159),\"\")","v":""},{"$f":"IFERROR(IF(OR(M174=\"\",'Lives scenario - input'!$F159=\"\"),\"\",M174/'Lives scenario - input'!$F159),\"\")","v":""},{"$f":"IFERROR(IF(OR(N174=\"\",'Lives scenario - input'!$F159=\"\"),\"\",N174/'Lives scenario - input'!$F159),\"\")","v":""},{"$f":"IFERROR(IF(OR(O174=\"\",'Lives scenario - input'!$F159=\"\"),\"\",O174/'Lives scenario - input'!$F159),\"\")","v":""},{"$f":"IFERROR(IF(OR(P174=\"\",'Lives scenario - input'!$F159=\"\"),\"\",P174/'Lives scenario - input'!$F159),\"\")","v":""},{"$f":"IFERROR(IF(OR(Q174=\"\",'Lives scenario - input'!$F159=\"\"),\"\",Q174/'Lives scenario - input'!$F159),\"\")","v":""},{"$f":"IFERROR(IF(OR(R174=\"\",'Lives scenario - input'!$F159=\"\"),\"\",R174/'Lives scenario - input'!$F159),\"\")","v":""},{"$f":"IFERROR(IF(OR(S174=\"\",'Lives scenario - input'!$F159=\"\"),\"\",S174/'Lives scenario - input'!$F159),\"\")","v":""},{"$f":"IFERROR(IF(OR(T174=\"\",'Lives scenario - input'!$F159=\"\"),\"\",T174/'Lives scenario - input'!$F159),\"\")","v":""},{"$f":"IFERROR(IF(OR(U174=\"\",'Lives scenario - input'!$F159=\"\"),\"\",U174/'Lives scenario - input'!$F159),\"\")","v":""},{"$f":"IFERROR(IF(OR(V174=\"\",'Lives scenario - input'!$F159=\"\"),\"\",V174/'Lives scenario - input'!$F159),\"\")","v":""},{"$f":"IFERROR(IF(OR(W174=\"\",'Lives scenario - input'!$F159=\"\"),\"\",W174/'Lives scenario - input'!$F159),\"\")","v":""}]
[{"$f":"IFERROR('Lives scenario - input'!A160,\"\")","v":""},{"$f":"IFERROR('Lives scenario - input'!B160,\"\")","v":""},{"$f":"IFERROR('Lives scenario - input'!C160,\"\")","v":""},{"$f":"IFERROR(repcalc('Lives scenario - input'!$CX160:$GJ160,'Lives scenario - input'!$I160,'Lives scenario - input'!$G160,'Lives scenario - input'!$H160,20,TRUE,TRUE),\"\")","v":""},"","","","","","","","","","","","","","","","","","","",{"$f":"IFERROR(IF(OR(D175=\"\",'Lives scenario - input'!$F160=\"\"),\"\",D175/'Lives scenario - input'!$F160),\"\")","v":""},{"$f":"IFERROR(IF(OR(E175=\"\",'Lives scenario - input'!$F160=\"\"),\"\",E175/'Lives scenario - input'!$F160),\"\")","v":""},{"$f":"IFERROR(IF(OR(F175=\"\",'Lives scenario - input'!$F160=\"\"),\"\",F175/'Lives scenario - input'!$F160),\"\")","v":""},{"$f":"IFERROR(IF(OR(G175=\"\",'Lives scenario - input'!$F160=\"\"),\"\",G175/'Lives scenario - input'!$F160),\"\")","v":""},{"$f":"IFERROR(IF(OR(H175=\"\",'Lives scenario - input'!$F160=\"\"),\"\",H175/'Lives scenario - input'!$F160),\"\")","v":""},{"$f":"IFERROR(IF(OR(I175=\"\",'Lives scenario - input'!$F160=\"\"),\"\",I175/'Lives scenario - input'!$F160),\"\")","v":""},{"$f":"IFERROR(IF(OR(J175=\"\",'Lives scenario - input'!$F160=\"\"),\"\",J175/'Lives scenario - input'!$F160),\"\")","v":""},{"$f":"IFERROR(IF(OR(K175=\"\",'Lives scenario - input'!$F160=\"\"),\"\",K175/'Lives scenario - input'!$F160),\"\")","v":""},{"$f":"IFERROR(IF(OR(L175=\"\",'Lives scenario - input'!$F160=\"\"),\"\",L175/'Lives scenario - input'!$F160),\"\")","v":""},{"$f":"IFERROR(IF(OR(M175=\"\",'Lives scenario - input'!$F160=\"\"),\"\",M175/'Lives scenario - input'!$F160),\"\")","v":""},{"$f":"IFERROR(IF(OR(N175=\"\",'Lives scenario - input'!$F160=\"\"),\"\",N175/'Lives scenario - input'!$F160),\"\")","v":""},{"$f":"IFERROR(IF(OR(O175=\"\",'Lives scenario - input'!$F160=\"\"),\"\",O175/'Lives scenario - input'!$F160),\"\")","v":""},{"$f":"IFERROR(IF(OR(P175=\"\",'Lives scenario - input'!$F160=\"\"),\"\",P175/'Lives scenario - input'!$F160),\"\")","v":""},{"$f":"IFERROR(IF(OR(Q175=\"\",'Lives scenario - input'!$F160=\"\"),\"\",Q175/'Lives scenario - input'!$F160),\"\")","v":""},{"$f":"IFERROR(IF(OR(R175=\"\",'Lives scenario - input'!$F160=\"\"),\"\",R175/'Lives scenario - input'!$F160),\"\")","v":""},{"$f":"IFERROR(IF(OR(S175=\"\",'Lives scenario - input'!$F160=\"\"),\"\",S175/'Lives scenario - input'!$F160),\"\")","v":""},{"$f":"IFERROR(IF(OR(T175=\"\",'Lives scenario - input'!$F160=\"\"),\"\",T175/'Lives scenario - input'!$F160),\"\")","v":""},{"$f":"IFERROR(IF(OR(U175=\"\",'Lives scenario - input'!$F160=\"\"),\"\",U175/'Lives scenario - input'!$F160),\"\")","v":""},{"$f":"IFERROR(IF(OR(V175=\"\",'Lives scenario - input'!$F160=\"\"),\"\",V175/'Lives scenario - input'!$F160),\"\")","v":""},{"$f":"IFERROR(IF(OR(W175=\"\",'Lives scenario - input'!$F160=\"\"),\"\",W175/'Lives scenario - input'!$F160),\"\")","v":""}]

{"sheet":"Combined scenario - input","index":6,"n_rows":190,"n_cols":190,"rows_kept":190,"cut":false,"hidden":false,"merged":[[2,3,3,3],[2,4,3,5],[2,6,3,6]]}
[null,"Unit cost - comparative"]
[null,"Replacement lives - comparative"]
[null,null,null,"Unit cost","Replacement \nlife",null,"Method","Volume",null,null,null,null,null,null,null,null,null,null,null,null,null,null,null,null,null,null,null,null,null,null,null,null,null,null,null,null,null,null,null,null,null,null,null,null,null,null,null,null,null,null,null,null,null,null,null,null,null,null,null,null,null,null,null,null,null,null,null,null,null,null,null,null,null,null,null,null,null,null,null,null,null,null,null,null,null,null,null,null,null,null,null,null,null,null,null,null,null,null,null,"Replacement Cost (NOT depreciated)"]
[null,null,null,null,null,null,null,"Installation date",null,null,null,null,null,null,null,null,null,null,null,null,null,null,null,null,null,null,null,null,null,null,null,null,null,null,null,null,null,null,null,null,null,null,null,null,null,null,null,null,null,null,null,null,null,null,null,null,null,null,null,null,null,null,null,null,null,null,null,null,null,null,null,null,null,null,null,null,null,null,null,null,null,null,null,null,null,null,null,null,null,null,null,null,null,null,null,null,null,null,null,"Installation date"]
["ID","Asset group","Asset category","$ ('000)","μ","σ","#",2019,2018,2017,2016,2015,2014,2013,2012,2011,2010,2009,2008,2007,2006,2005,2004,2003,2002,2001,2000,1999,1998,1997,1996,1995,1994,1993,1992,1991,1990,1989,1988,1987,1986,1985,1984,1983,1982,1981,1980,1979,1978,1977,1976,1975,1974,1973,1972,1971,1970,1969,1968,1967,1966,1965,1964,1963,1962,1961,1960,1959,1958,1957,1956,1955,1954,1953,1952,1951,1950,1949,1948,1947,1946,1945,1944,1943,1942,1941,1940,1939,1938,1937,1936,1935,1934,1933,1932,1931,1930,1929,null,2019,2018,2017,2016,2015,2014,2013,2012,2011,2010,2009,2008,2007,2006,2005,2004,2003,2002,2001,2000,1999,1998,1997,1996,1995,1994,1993,1992,1991,1990,1989,1988,1987,1986,1985,1984,1983,1982,1981,1980,1979,1978,1977,1976,1975,1974,1973,1972,1971,1970,1969,1968,1967,1966,1965,1964,1963,1962,1961,1960,1959,1958,1957,1956,1955,1954,1953,1952,1951,1950,1949,1948,1947,1946,1945,1944,1943,1942,1941,1940,1939,1938,1937,1936,1935,1934,1933,1932,1931,1930,1929]
[1,"OVERHEAD CONDUCTORS","˂ = 1 kv",69.874822203222365,100.01054076600057,10.000527024412293,2,2.597,7.056,4.4950000000000001,9.3390000000000004,13.988,20.846,27.491,22.42,18.885999999999999,19.370999999999999,20.173999999999999,15.946,25.123999999999999,32.322000000000003,15.625999999999999,9.1010000000000009,11.731,17.992999999999999,13.167,32.595999999999997,13.877000000000001,17.233000000000001,48.146999999999998,108.235,68.891000000000005,20.259,32.652000000000001,31.417999999999999,39.328000000000003,62.985999999999997,69.805999999999997,111.23399999999999,97.677999999999997,129.971,148.91,146.71700000000001,153.57300000000001,151.86099999999999,165.74199999999999,173.762,156.756,151.17699999999999,143.39400000000001,142.93,122.996,105.10899999999999,108.86199999999999,125.08199999999999,112.999,474.79899999999998,140.018,136.91300000000001,140.87100000000001,108.29600000000001,151.06299999999999,124.90900000000001,95.61,86.911000000000001,85.49,83.835999999999999,72.364000000000004,64.399000000000001,47.219000000000001,26.109000000000002,19.635000000000002,26.593,20.079000000000001,19.241,12.566000000000001,60.597000000000001,16.62,14.772,12.41,12.137,4.6749999999999998,2.4510000000000001,4.9589999999999996,15.603,22.963000000000001,32.387999999999998,32.768999999999998,47.387999999999998,38.732999999999997,27.443000000000001,40.552,40.173999999999999,28.745999999999999,9.9710000000000001,2.5739999999999998,4.585,20.765999999999998,null,181.46491326176849,493.03674546593703,314.08732580348453,652.56096455589375,977.40901297867447,1456.6105436483733,1920.928737188786,1566.5935137962456,1319.6558921300575,1353.5451808986204,1409.6546631278079,1114.2239148525839,1755.5350330337585,2258.4940032525533,1091.8639717475526,635.9307568715268,819.70153926600153,1257.2576759025799,920.04178394982887,2277.639704536236,969.65290771411685,1204.1528110281311,3364.2630646185471,7562.9013811657724,4813.7463764021923,1415.594023015082,2281.5526945796169,2195.3271639808404,2748.0370076083295,4401.1355512921637,4877.6818387181402,7772.4559729532366,6825.2328831663544,9081.7005165750143,10405.059774281843,10251.824289190177,10730.886070215469,10611.260374603551,11581.19278160648,12141.588855676324,10953.297629288325,10563.465996216548,10019.630255008868,9987.208337506574,8594.3236317075371,7344.4726869584993,7606.7128946871926,8740.0825108234603,7895.7850341419235,33176.495707267772,9783.7328552507897,9566.7715323097837,9843.3360785901386,7567.1637453201693,10555.50026648538,8727.9941665823026,6680.7317508500901,6072.8906725042589,5973.5985501534797,5858.0255942293497,5056.4216339139839,4499.8686750653169,3299.4192296139568,1824.3617329039328,1371.9921339602713,1858.1811468502924,1403.016555018502,1344.4614540122016,878.04701580569224,4234.2046010486656,1161.3195450175558,1032.1908735860009,867.14654354198956,848.07071708050989,326.66479380006456,171.26318922009801,346.50924330577971,1090.2568508368786,1604.5355422525952,2263.1057415179657,2289.7280487773937,3311.2280745663015,2706.4614883974118,1917.5747457230314,2833.5637899850735,2807.151107192255,2008.62163905383,696.72185218833022,179.85779235109436,320.37605980177455,1451.0205578721154]
[1,"OVERHEAD CONDUCTORS","˃ 11 kv & < = 22 kv ; multiple-phase",75.916238097539804,73.980137793099516,8.6011707222388925,2,9.1029999999999998,11.132,34.124000000000002,35.212000000000003,17.998999999999999,7.407,15.164999999999999,9.8789999999999996,21.135000000000002,15.377000000000001,32.619999999999997,18.885999999999999,7.7809999999999997,6.8540000000000001,10.074,2.8690000000000002,3.8,5.9210000000000003,8.8450000000000006,18.966000000000001,10.134,30.56,11.11,13.183999999999999,15.226000000000001,21.408000000000001,34.597999999999999,28.094999999999999,43.35,59.402999999999999,69.856999999999999,87.807000000000002,79.902000000000001,142.31,131.94499999999999,160.41300000000001,161.83600000000001,146.137,129.04599999999999,97.778999999999996,101.328,91.176000000000002,69.186999999999998,57.183,43.14,28.504000000000001,17.359000000000002,17.952000000000002,8.5069999999999997,298.74599999999998,10.455,11.948,12.62,7.5519999999999996,7.7409999999999997,8.5380000000000003,5.8209999999999997,5.9850000000000003,10.445,5.9320000000000004,6.3929999999999998,7.59,1.597,8.1609999999999996,3.0569999999999999,2.5710000000000002,1.7050000000000001,4.7859999999999996,1.7070000000000001,20.062000000000001,2.2109999999999999,3.5369999999999999,2.1150000000000002,1.413,0.193,0,0.39100000000000001,0.34499999999999997,0.221,2.0190000000000001,0.97499999999999998,3.1320000000000001,2.1419999999999999,1.675,7.1029999999999998,4.4429999999999996,0.89100000000000001,0.97499999999999998,0.23400000000000001,0.89600000000000002,1.9159999999999999,null,691.0655154019048,845.09956250181312,2590.5657088404482,2673.162575890572,1366.4163695176189,562.31157558847735,1151.269750749191,749.97651616559574,1604.4896921915038,1167.3639932258695,2476.387686741748,1433.7540727101366,590.70424863695723,520.32989592053787,764.78018259461601,217.80368710184172,288.48170477065122,449.50004577553318,671.47912597273967,1439.82737175794,769.33515688046839,2320.0002362608161,843.42940526366715,1000.8796830779647,1155.9006412731412,1625.2148251921321,2626.5500056986821,2132.8667093503809,3290.9689215283506,4509.6522917081566,5303.2806447798384,6665.977118630678,6065.8592564696255,10803.639843660889,10016.768035779889,12177.951501940654,12285.980308753453,11094.171286860173,9796.6868615351214,7423.0138449393444,7692.4405739475133,6921.7389247812889,5252.4167652544866,4341.1182431316183,3275.0265115278671,2163.9164507322748,1317.8299771351935,1362.8483063270346,645.81943749577113,22679.672466687625,793.70426930977862,907.04721278940565,958.06292479095225,573.31943011262058,587.66759911305564,648.17284087679491,441.90842196577916,454.35868501377576,792.94510692880328,450.33512439460617,485.33251015757196,576.2042471603271,121.23823224177106,619.55241911402231,232.07593986417916,195.18064814877485,129.43718595630537,363.33511553482549,129.58901843250044,1523.0315687128436,167.8508024336605,268.5157341509983,160.5628435762967,107.26964443182375,14.651833952825182,0,29.683249096138063,26.191102143651229,16.777488619556298,153.27488471893287,74.018332145101311,237.76965772149467,162.61258200493026,127.15969881337918,539.2330392068252,337.29584586736934,67.641368144907972,74.018332145101311,17.764399714824314,68.02094933539567,145.45551219488627]
[1,"OVERHEAD CONDUCTORS","˃ 11 kv & < = 22 kv ; single-phase",0,81.694015816994181,9.0384741973960505,2,1.4770000000000001,0,0,0.28100000000000003,0,0,1.1459999999999999,3.7999999999999999E-2,1.0720000000000001,0,0.125,0.72899999999999998,0.45600000000000002,0.371,0.18099999999999999,0,0,0.13800000000000001,0.20100000000000001,2.1659999999999999,1.24,1.9890000000000001,0.59399999999999997,0.47499999999999998,3.302,3.0310000000000001,2.4990000000000001,2.4990000000000001,4.641,7.1150000000000002,12.101000000000001,18.343,10.984,22.981000000000002,9.82,7.2439999999999998,16.695,12.563000000000001,14.726000000000001,8.7409999999999997,7.9889999999999999,5.2149999999999999,8.99,4.3289999999999997,1.899,3.242,0.61899999999999999,1.6739999999999999,2.4900000000000002,18.687999999999999,0.51500000000000001,0,0,0,1.38,0.73399999999999999,0,0,0.45,0,0,0,0,0.627,1.472,0,0,0,0,0.78,0,0,0,0,0,0,0,0.317,0,0,0,1.7000000000000001E-2,8.9999999999999993E-3,0,0,0,0,0,0,0,0,null,0,0,0,0,0,0,0,0,0,0,0,0,0,0,0,0,0,0,0,0,0,0,0,0,0,0,0,0,0,0,0,0,0,0,0,0,0,0,0,0,0,0,0,0,0,0,0,0,0,0,0,0,0,0,0,0,0,0,0,0,0,0,0,0,0,0,0,0,0,0,0,0,0,0,0,0,0,0,0,0,0,0,0,0,0,0,0,0,0,0,0]
[1,"OVERHEAD CONDUCTORS","˃ 11 kv & < = 22 kv ; swer",0,88.409880748854164,9.4026528569789374,2,0,0,0.76,0,0,0,0,0,0.105,0.77500000000000002,0,3.4000000000000002E-2,0,0,0,0,0,0,0.111,0,0,0,0,0,0,0,0,0,0,0,1.7849999999999999,0.84299999999999997,2.7589999999999999,2.95,0,3.7229999999999999,4.5720000000000001,11.21,0,0,0,0,0,0,0,0,0,0,0,5.351,0,0,0,0,0,0,0,0.21,0,0,0.32400000000000001,1.6830000000000001,6.7000000000000004E-2,0,0,0,0,0,0,0,0,0,0,0,0,0,0,0,0,0,0,0,0,0,0,0,0,0,0,0,0,null,0,0,0,0,0,0,0,0,0,0,0,0,0,0,0,0,0,0,0,0,0,0,0,0,0,0,0,0,0,0,0,0,0,0,0,0,0,0,0,0,0,0,0,0,0,0,0,0,0,0,0,0,0,0,0,0,0,0,0,0,0,0,0,0,0,0,0,0,0,0,0,0,0,0,0,0,0,0,0,0,0,0,0,0,0,0,0,0,0,0,0]
[1,"OVERHEAD CONDUCTORS","> 1 kv & < = 11 kv",58.930852846750383,91.826235840985305,9.5826006825383949,2,1.2090000000000001,0.97599999999999998,1.1479999999999999,4.7629999999999999,2.5659999999999998,1.294,2.649,9.1440000000000001,3.6629999999999998,5.9960000000000004,5.2160000000000002,3.5,2.169,0.93899999999999995,0.875,2.1190000000000002,0.31900000000000001,0.95799999999999996,0.86199999999999999,1.5649999999999999,3.7250000000000001,3.2229999999999999,0.25,0.378,0.95,1.5780000000000001,1.617,1.028,3.1339999999999999,7.0789999999999997,5.4160000000000004,16.530999999999999,12.567,19.574999999999999,20.416,18.600999999999999,14.942,19.853000000000002,25.297999999999998,24.984999999999999,31.937999999999999,33.484000000000002,30.928000000000001,31.105,13.887,19.838999999999999,16.47,9.3149999999999995,9.4269999999999996,55.296999999999997,7.0090000000000003,8.7840000000000007,8.1839999999999993,4.9770000000000003,5.758,9.3170000000000002,8.5050000000000008,6.6429999999999998,6.1630000000000003,5.9029999999999996,4.0430000000000001,3.7240000000000002,0.52,1.6259999999999999,1.528,1.8540000000000001,1.4059999999999999,0.20300000000000001,1.865,12.518000000000001,0.42399999999999999,0.69599999999999995,0.33700000000000002,1.9710000000000001,0.29299999999999998,0.248,0.52200000000000002,3.0739999999999998,3.4079999999999999,3.2829999999999999,3.8719999999999999,7.99,4.9710000000000001,3.431,7.38,5.6210000000000004,3.0150000000000001,1.73,0.20899999999999999,0.61,3.843,null,71.247401091721215,57.516512378428374,67.652619068069441,280.68765210907208,151.21656840476146,76.256523583695,156.10782919104176,538.86371843068548,215.86371397764665,353.34939366911533,307.38332844864999,206.25798496362634,127.82101982460158,55.336070823098609,51.564496240906585,124.87447718226407,18.798942058113372,56.455757027186863,50.798395153898831,92.226784705164349,219.51742685414519,189.93413872507648,14.732713211687596,22.275862376071647,55.984310204412864,92.992885792172103,95.291189053195367,60.580916726459392,184.6892928217157,417.17150730214593,319.16949901800012,974.18592840963049,740.58402772511204,1153.5714444751386,1203.1322917192558,1096.1727938024039,880.54480323614428,1169.9542215665354,1490.832715317091,1472.3873583760583,1882.1335782195138,1973.24067672059,1822.6134168442959,1833.0441777981707,818.37275348282265,1169.1291896266807,970.59114638597873,548.94089426747985,555.54114978631583,3258.6993698667557,413.04634760287348,517.64861140585538,482.29009969780509,293.29885461827666,339.32385069158869,549.05875597317333,501.20690346161206,391.47765546096281,363.19084609452261,347.86882435436746,238.25743805941181,219.45849600129844,30.644043480310199,95.821566728816123,90.046343149834584,109.25780117787522,82.856779102531036,11.962963127890328,109.90604055918946,737.6964159356213,24.986681607022163,41.015873581338262,19.859697409354879,116.15271096094502,17.266739884097863,14.614851505994094,30.761905186003702,181.15344165091068,200.8363465017253,193.4699898958815,228.18026222261747,470.85751424553558,292.94526950119615,202.19175611720055,434.90969400901781,331.25032385158391,177.6765213329524,101.95037542487816,12.31654824497083,35.947820236517735,226.47126749006173]
[1,"OVERHEAD CONDUCTORS","> 22 kv & < = 66 kv",0,100.55489120761079,10.027706178763456,2,0,5.3490000000000002,2.3210000000000002,0,0.53300000000000003,43.073999999999998,0,4.2969999999999997,4.97,5.9829999999999997,9.6359999999999992,0,4.5780000000000003,1.4970000000000001,2.198,0,0.23200000000000001,0,0,6.7560000000000002,14.547000000000001,0.189,0,0,0,0.40699999999999997,0,0.78700000000000003,0.48399999999999999,3.0289999999999999,6.1920000000000002,7.5629999999999997,10.292,15.58,11.59,19.725999999999999,36.392000000000003,29.207999999999998,23.302,35.936,20.850999999999999,30.376999999999999,28.978000000000002,14.193,12.045999999999999,11.497999999999999,17.091000000000001,48.634,2.2440000000000002,35.017000000000003,3.3740000000000001,8.5210000000000008,6.3810000000000002,0.57699999999999996,0.14899999999999999,3.7509999999999999,8.1120000000000001,1.6930000000000001,1.1779999999999999,0,0.52800000000000002,0,5.2569999999999997,0.17599999999999999,0,0,0,0,0,4.6900000000000004,0,0,0,0,0,0,0,0,1.2190000000000001,0,0.13500000000000001,0,0,0,0,0.81799999999999995,0,0,0,0,0,null,0,0,0,0,0,0,0,0,0,0,0,0,0,0,0,0,0,0,0,0,0,0,0,0,0,0,0,0,0,0,0,0,0,0,0,0,0,0,0,0,0,0,0,0,0,0,0,0,0,0,0,0,0,0,0,0,0,0,0,0,0,0,0,0,0,0,0,0,0,0,0,0,0,0,0,0,0,0,0,0,0,0,0,0,0,0,0,0,0,0,0]
[2,"POLES","˂ = 1 kv ; concrete",8.5319905783217553,77.460362845577308,8.8011569038153912,2,3,2,3,3,2,5,7,7,5,12,10,4,3,4,1,2,4,6,7,11,71,38,154,131,357,730,1212,1074,766,995,1139,1528,1093,956,1099,578,199,106,179,375,14,457,511,180,106,16,461,256,9,4,3,2,2,1,0,5,2,4,1,0,2,0,0,0,1,0,0,0,0,17,0,0,0,0,0,0,0,0,0,0,0,1,0,0,0,1,0,0,0,0,0,null,25.595971734965268,17.063981156643511,25.595971734965268,25.595971734965268,17.063981156643511,42.659952891608775,59.723934048252289,59.723934048252289,42.659952891608775,102.38388693986107,85.31990578321755,34.127962313287021,25.595971734965268,34.127962313287021,8.5319905783217553,17.063981156643511,34.127962313287021,51.191943469930536,59.723934048252289,93.851896361539303,605.77133106084466,324.21564197622672,1313.9265490615503,1117.69076576015,3045.9206364608667,6228.3531221748817,10340.772580925968,9163.3578811175648,6535.5047829944642,8489.330625430146,9717.9372687084797,13036.881603675642,9325.4657021056792,8156.5829928755984,9376.6576455756094,4931.4905542699744,1697.8661250860293,904.39100130210602,1527.2263135195942,3199.4964668706584,119.44786809650458,3899.1196942930424,4359.847185522417,1535.7583040979159,904.39100130210602,136.51184925314809,3933.2476566063292,2184.1895880503694,76.787915204895796,34.127962313287021,25.595971734965268,17.063981156643511,17.063981156643511,8.5319905783217553,0,42.659952891608775,17.063981156643511,34.127962313287021,8.5319905783217553,0,17.063981156643511,0,0,0,8.5319905783217553,0,0,0,0,145.04383983146985,0,0,0,0,0,0,0,0,0,0,0,8.5319905783217553,0,0,0,8.5319905783217553,0,0,0,0,0]
[2,"POLES","˂ = 1 kv ; steel",8.5319905783217553,77.460362845577308,8.8011569038153912,2,9,7,5,8,17,8,14,54,13,11,9,3,32,1,5,3,1,17,2,7,7,6,2,5,3,2,1,3,4,9,4,10,5,12,8,10,7,5,8,14,4,7,7,3,12,4,8,12,2,8,0,4,1,2,2,1,1,0,0,0,0,0,1,0,0,0,0,0,0,13,0,0,0,1,0,0,0,0,0,0,0,0,0,0,0,0,0,0,0,0,0,null,76.787915204895796,59.723934048252289,42.659952891608775,68.255924626574043,145.04383983146985,68.255924626574043,119.44786809650458,460.72749122937478,110.91587751818282,93.851896361539303,76.787915204895796,25.595971734965268,273.02369850629617,8.5319905783217553,42.659952891608775,25.595971734965268,8.5319905783217553,145.04383983146985,17.063981156643511,59.723934048252289,59.723934048252289,51.191943469930536,17.063981156643511,42.659952891608775,25.595971734965268,17.063981156643511,8.5319905783217553,25.595971734965268,34.127962313287021,76.787915204895796,34.127962313287021,85.31990578321755,42.659952891608775,102.38388693986107,68.255924626574043,85.31990578321755,59.723934048252289,42.659952891608775,68.255924626574043,119.44786809650458,34.127962313287021,59.723934048252289,59.723934048252289,25.595971734965268,102.38388693986107,34.127962313287021,68.255924626574043,102.38388693986107,17.063981156643511,68.255924626574043,0,34.127962313287021,8.5319905783217553,17.063981156643511,17.063981156643511,8.5319905783217553,8.5319905783217553,0,0,0,0,0,8.5319905783217553,0,0,0,0,0,0,110.91587751818282,0,0,0,8.5319905783217553,0,0,0,0,0,0,0,0,0,0,0,0,0,0,0,0,0]
[2,"POLES","˂ = 1 kv ; wood",3.7452678137108917,77.460362845577308,8.8011569038153912,2,522,484,500,486,546,394,418,402,278,454,432,307,273,269,304,575,865,370,462,320,479,264,576,45,22,21,70,81,81,144,412,583,511,1127,808,1042,1090,1376,1433,1711,1138,1151,805,1213,1548,1470,1879,2309,1877,1988,2165,2276,2262,1403,1890,1566,1177,1180,1015,1079,922,693,508,246,192,240,145,118,89,506,130,121,145,107,41,22,54,112,308,356,367,427,389,264,426,373,260,77,24,33,131,null,1955.0297987570855,1812.7096218360716,1872.6339068554457,1820.2001574634933,2044.9162262861469,1475.6355186020912,1565.5219461311526,1505.5976611117785,1041.1844522116278,1700.3515874247448,1617.9556955231053,1149.7972188092438,1022.4581131430734,1007.4770418882299,1138.5614153681111,2153.5289928837628,3239.6566588599212,1385.7490910730298,1730.3137299344319,1198.4857003874854,1793.983282767517,988.75070281967544,2157.2742606974734,168.53705161699011,82.395891901639615,78.650624087928719,262.16874695976242,303.36669291058223,303.36669291058223,539.31856517436836,1543.0503392488874,2183.4911353934499,1913.8318528062657,4220.9168260521747,3026.1763934784003,3902.5690618867493,4082.3419169448721,5153.4885116661872,5366.9687770477076,6408.1532292593356,4262.1147720029949,4310.8032535812363,3014.9405900372676,4543.0098580313115,5797.67457562446,5505.5436861550106,7037.3582219627651,8647.8233818584486,7029.8676863353439,7445.592413657253,8108.5048166840807,8524.2295440059897,8471.7957946140377,5254.6107426363815,7078.5561679135853,5865.0893962712562,4408.1802167377191,4419.4160201788518,3801.446830916555,4041.1439709940523,3453.1369242414421,2595.4705949016479,1902.596049365133,921.33588217287934,719.09142023249115,898.86427529061405,543.0638329880793,441.9416020178852,333.32883542026934,1895.1055137377111,486.8848157824159,453.1774054590179,543.0638329880793,400.74365606706539,153.55598036214656,82.395891901639615,202.24446194038816,419.46999513561985,1153.5424866229546,1333.3153416810774,1374.5132876318974,1599.2293564545507,1456.9091795335369,988.75070281967544,1595.4840886408399,1396.9848945141625,973.7696315648318,288.38562165573865,89.886427529061393,123.59383785245943,490.63008359612684]
[2,"POLES","˃ 11 kv & < = 22 kv ; concrete",2.8992328154112448,69.263418993272936,8.322464718655942,2,1,0,0,2,3,1,2,1,3,6,2,2,0,2,4,2,3,1,3,1,29,35,71,76,239,297,401,577,358,719,892,889,780,581,821,439,114,117,235,198,5,319,281,80,34,2,7,19,2,2,0,1,1,2,0,1,1,0,1,0,0,1,0,0,0,0,0,0,0,34,0,0,0,0,0,0,0,0,1,0,0,0,0,0,0,0,0,0,0,0,0,null,2.8992328154112448,0,0,5.7984656308224896,8.6976984462337334,2.8992328154112448,5.7984656308224896,2.8992328154112448,8.6976984462337334,17.395396892467467,5.7984656308224896,5.7984656308224896,0,5.7984656308224896,11.596931261644979,5.7984656308224896,8.6976984462337334,2.8992328154112448,8.6976984462337334,2.8992328154112448,84.077751646926103,101.47314853939356,205.84552989419839,220.34169397125461,692.91664288328752,861.07214617713964,1162.5923589799092,1672.8573344922881,1037.9253479172257,2084.548394280685,2586.1156713468304,2577.4179729005964,2261.4015960207707,1684.4542657539332,2380.2701414526318,1272.7632059655364,330.51254095688188,339.21023940311562,681.31971162164257,574.04809745142643,14.496164077056225,924.85526811618706,814.68442113055983,231.9386252328996,98.573915723982324,5.7984656308224896,20.294629707878713,55.085423492813653,5.7984656308224896,5.7984656308224896,0,2.8992328154112448,2.8992328154112448,5.7984656308224896,0,2.8992328154112448,2.8992328154112448,0,2.8992328154112448,0,0,2.8992328154112448,0,0,0,0,0,0,0,98.573915723982324,0,0,0,0,0,0,0,0,2.8992328154112448,0,0,0,0,0,0,0,0,0,0,0,0]
[2,"POLES","˃ 11 kv & < = 22 kv ; steel",10.15045560150087,69.263418993272936,8.322464718655942,2,1,1,0,0,3,0,0,2,1,0,0,0,0,0,0,0,0,0,0,0,0,1,0,0,0,0,0,0,0,1,0,0,0,0,0,0,0,0,0,0,0,0,0,0,0,0,0,1,0,0,0,0,0,0,0,0,0,0,0,0,0,0,0,0,0,0,0,0,0,0,0,0,0,0,0,0,0,0,0,0,0,0,0,0,0,0,0,0,0,0,0,null,10.15045560150087,10.15045560150087,0,0,30.451366804502609,0,0,20.300911203001739,10.15045560150087,0,0,0,0,0,0,0,0,0,0,0,0,10.15045560150087,0,0,0,0,0,0,0,10.15045560150087,0,0,0,0,0,0,0,0,0,0,0,0,0,0,0,0,0,10.15045560150087,0,0,0,0,0,0,0,0,0,0,0,0,0,0,0,0,0,0,0,0,0,0,0,0,0,0,0,0,0,0,0,0,0,0,0,0,0,0,0,0,0,0,0]
[2,"POLES","˃ 11 kv & < = 22 kv ; wood",7.031845558797154,69.263418993272936,8.322464718655942,2,497,355,439,603,645,489,491,422,463,630,737,522,503,485,496,397,483,380,530,470,446,239,323,137,110,147,285,245,324,456,509,702,517,1032,1031,819,986,789,935,890,532,691,933,1110,887,1052,912,932,1052,951,1278,941,1008,977,1204,917,599,418,433,409,368,344,233,105,62,69,68,137,40,263,81,71,36,22,16,20,14,49,38,227,57,169,205,41,110,29,30,17,2,5,51,null,3494.8272427221855,2496.3051733729899,3086.9802003119507,4240.2028719546843,4535.540385424164,3438.5724782518082,3452.6361693694025,2967.438825812399,3255.7444937230821,4430.0627020422071,5182.4701768335026,3670.6233816921144,3537.0183160749684,3410.4450960166196,3487.7953971633883,2791.6426868424701,3396.3814048990253,2672.1013123429184,3726.8781461624917,3304.9674126346622,3136.2031192235308,1680.6110885525197,2271.2861154914808,963.36284155521014,773.50301146768697,1033.6812971431816,2004.0759842571888,1722.8021619053027,2278.317961050278,3206.5215748115024,3579.2093894277514,4936.3555822756025,3635.4641538981286,7256.864616678663,7249.8327711198654,5759.0815126548696,6933.3997209739937,5548.1261458909548,6574.7755974753391,6258.3425473294674,3740.941837280086,4859.0052811288333,6560.7119063577447,7805.3485702648413,6237.2470106530754,7397.5015278546061,6413.0431496230049,6553.6800607989471,7397.5015278546061,6687.2851264160936,8986.6986241427621,6616.966670828122,7088.1003232675312,6870.1131109448197,8466.3420527917733,6448.2023774169902,4212.0754897194956,2939.3114435772104,3044.7891269591678,2876.024833548036,2587.7191656373525,2418.9548722262211,1638.4200151997368,738.34378367370118,435.97442464542354,485.19734355700365,478.16549799820649,963.36284155521014,281.27382235188617,1849.3753819636515,569.57949026256949,499.26103467459791,253.14644011669753,154.7006022935374,112.50952894075446,140.63691117594308,98.445837823160161,344.56043238106054,267.21013123429185,1596.2289418469541,400.8151968514378,1188.3818994367191,1441.5283395534166,288.30566791068333,773.50301146768697,203.92352120511745,210.95536676391461,119.54137449955162,14.063691117594308,35.159227793985771,358.62412349865485]
[2,"POLES","> 1 kv & < = 11 kv ; concrete",11.101511926289906,74.551942039055973,8.6343466480710607,2,0,0,0,0,0,1,0,0,1,0,1,0,0,0,0,0,0,1,0,1,3,26,9,10,23,33,30,20,14,42,25,72,37,33,40,34,22,18,30,40,2,34,7,1,0,0,1,0,0,0,0,0,0,0,0,0,0,0,0,0,0,0,0,0,0,0,0,0,0,7,0,0,0,0,0,0,0,0,0,0,0,0,0,0,0,0,0,0,0,0,0,null,0,0,0,0,0,11.101511926289906,0,0,11.101511926289906,0,11.101511926289906,0,0,0,0,0,0,11.101511926289906,0,11.101511926289906,33.30453577886972,288.63931008353757,99.913607336609147,111.01511926289905,255.33477430466783,366.34989356756688,333.04535778869717,222.0302385257981,155.42116696805869,466.26350090417606,277.53779815724766,799.30885869287317,410.75594127272649,366.34989356756688,444.06047705159619,377.45140549385678,244.23326237837793,199.82721467321829,333.04535778869717,444.06047705159619,22.203023852579811,377.45140549385678,77.710583484029343,11.101511926289906,0,0,11.101511926289906,0,0,0,0,0,0,0,0,0,0,0,0,0,0,0,0,0,0,0,0,0,0,77.710583484029343,0,0,0,0,0,0,0,0,0,0,0,0,0,0,0,0,0,0,0,0,0]
[2,"POLES","> 1 kv & < = 11 kv ; steel",8.1426411680844826,74.551942039055973,8.6343466480710607,2,0,1,0,0,0,0,0,0,0,0,0,1,0,0,0,0,0,0,0,0,1,0,0,0,0,0,0,0,0,0,0,0,0,0,0,0,0,0,0,0,0,0,0,0,0,0,0,0,0,0,1,0,0,0,0,0,0,0,0,0,0,0,0,0,0,0,0,0,0,0,0,0,0,0,0,0,0,0,0,0,0,0,0,0,0,0,0,0,0,0,0,null,0,8.1426411680844826,0,0,0,0,0,0,0,0,0,8.1426411680844826,0,0,0,0,0,0,0,0,8.1426411680844826,0,0,0,0,0,0,0,0,0,0,0,0,0,0,0,0,0,0,0,0,0,0,0,0,0,0,0,0,0,8.1426411680844826,0,0,0,0,0,0,0,0,0,0,0,0,0,0,0,0,0,0,0,0,0,0,0,0,0,0,0,0,0,0,0,0,0,0,0,0,0,0,0,0]
[2,"POLES","> 1 kv & < = 11 kv ; wood",6.1248073868550463,74.551942039055973,8.6343466480710607,2,198,171,172,297,299,234,265,311,185,259,260,170,185,186,123,130,141,135,175,122,170,110,125,89,83,173,191,87,218,370,198,256,232,430,293,258,203,327,273,261,241,204,159,159,185,215,262,290,187,280,352,452,341,336,400,294,200,229,211,129,126,114,34,22,30,41,40,10,16,100,10,11,7,7,6,7,10,51,62,81,63,132,47,41,65,82,54,20,4,18,33,null,1212.7118625972992,1047.3420631522129,1053.4668705390679,1819.0677938959489,1831.3174086696588,1433.2049285240807,1623.0739575165874,1904.8150973119193,1133.0893665681836,1586.3251131954571,1592.449920582312,1041.2172557653578,1133.0893665681836,1139.2141739550386,753.35130858317075,796.22496029115598,863.59784154656154,826.84899722543128,1071.8412926996332,747.22650119631567,1041.2172557653578,673.72881255405514,765.6009233568808,545.1078574300991,508.35901310896884,1059.591677925923,1169.8382108893138,532.85824265638905,1335.2080103344001,2266.1787331363671,1212.7118625972992,1567.9506910348919,1420.9553137503708,2633.6671763476697,1794.5685643485285,1580.200305808602,1243.3358995315743,2002.8120155016002,1672.0724166114276,1598.574727969167,1476.0785802320661,1249.4607069184294,973.84437450995233,973.84437450995233,1133.0893665681836,1316.8335881738349,1604.6995353560221,1776.1941421879635,1145.3389813418937,1714.9460683194129,2155.9322001729761,2768.4129388584811,2088.5593189175706,2057.9352819832957,2449.9229547420186,1800.6933717353836,1224.9614773710093,1402.5808915898056,1292.3343586264148,790.10015290430101,771.72573074373588,698.22804210147524,208.24345115307159,134.74576251081101,183.74422160565138,251.11710286105691,244.99229547420185,61.248073868550463,97.996918189680741,612.48073868550466,61.248073868550463,67.372881255405503,42.873651707985324,42.873651707985324,36.748844321130278,42.873651707985324,61.248073868550463,312.36517672960736,379.73805798501286,496.10939833525873,385.86286537186794,808.47457506486614,287.8659471821872,251.11710286105691,398.11248014557799,502.23420572211381,330.73959889017249,122.49614773710093,24.499229547420185,110.24653296339083,202.11864376621654]
[2,"POLES","> 22 kv & < = 66 kv ; concrete",19.73151047820069,64.828363165596159,8.0516062475506196,2,0,1,6,0,1,3,1,2,1,15,7,0,0,0,1,0,0,2,1,0,0,2,10,10,69,71,81,52,45,51,65,52,30,20,58,208,51,30,79,17,0,26,14,1,0,0,0,1,0,3,1,0,0,0,0,0,2,0,0,0,0,0,0,0,0,0,0,0,0,1,0,0,0,0,0,0,0,0,0,0,0,0,0,0,0,0,0,0,0,0,0,null,0,19.73151047820069,118.38906286920414,0,19.73151047820069,59.194531434602069,19.73151047820069,39.46302095640138,19.73151047820069,295.97265717301036,138.12057334740484,0,0,0,19.73151047820069,0,0,39.46302095640138,19.73151047820069,0,0,39.46302095640138,197.3151047820069,197.3151047820069,1361.4742229958476,1400.937243952249,1598.252348734256,1026.0385448664358,887.91797151903108,1006.3070343882351,1282.5481810830449,1026.0385448664358,591.94531434602072,394.6302095640138,1144.4276077356401,4104.1541794657433,1006.3070343882351,591.94531434602072,1558.7893277778544,335.43567812941171,0,513.01927243321791,276.24114669480969,19.73151047820069,0,0,0,19.73151047820069,0,59.194531434602069,19.73151047820069,0,0,0,0,0,39.46302095640138,0,0,0,0,0,0,0,0,0,0,0,0,19.73151047820069,0,0,0,0,0,0,0,0,0,0,0,0,0,0,0,0,0,0,0,0,0]
[2,"POLES","> 22 kv & < = 66 kv ; steel",20.208418327529795,64.828363165596159,8.0516062475506196,2,0,0,0,0,0,0,0,0,0,0,0,0,0,0,0,0,0,0,0,2,0,1,0,0,0,0,0,0,0,0,0,0,0,0,0,2,1,0,0,0,2,0,0,0,1,0,2,0,0,0,0,0,0,0,1,0,0,0,0,0,0,0,0,0,0,0,0,0,0,0,0,0,0,0,0,0,0,0,0,0,0,0,0,0,0,0,0,0,0,0,0,null,0,0,0,0,0,0,0,0,0,0,0,0,0,0,0,0,0,0,0,40.416836655059591,0,20.208418327529795,0,0,0,0,0,0,0,0,0,0,0,0,0,40.416836655059591,20.208418327529795,0,0,0,40.416836655059591,0,0,0,20.208418327529795,0,40.416836655059591,0,0,0,0,0,0,0,20.208418327529795,0,0,0,0,0,0,0,0,0,0,0,0,0,0,0,0,0,0,0,0,0,0,0,0,0,0,0,0,0,0,0,0,0,0,0,0]
[2,"POLES","> 22 kv & < = 66 kv ; wood",8.2704443687302955,64.828363165596159,8.0516062475506196,2,51,116,100,62,96,190,72,171,86,127,161,76,156,105,160,106,107,156,192,210,65,78,47,58,73,26,82,32,62,115,67,81,43,144,95,211,356,242,196,88,56,77,126,309,112,64,53,85,88,180,367,299,298,207,438,236,213,38,89,23,16,12,31,57,36,31,16,35,6,7,23,3,3,1,0,2,2,6,6,4,2,3,8,2,3,1,0,0,0,0,0,null,421.79266280524507,959.37154677271428,827.04443687302955,512.76755086127832,793.96265939810837,1571.3844300587562,595.47199454858128,1414.2459870528805,711.25821571080542,1050.3464348287475,1331.5415433655776,628.55377202350246,1290.1893215219261,868.39665871668103,1323.2710989968473,876.66710308541133,884.93754745414162,1290.1893215219261,1587.9253187962167,1736.7933174333621,537.57888396746921,645.09466076096305,388.71088533032389,479.68577338635714,603.74243891731157,215.03155358698768,678.17643823588423,264.65421979936946,512.76755086127832,951.10110240398399,554.1197727049298,669.90599386715394,355.62910785540271,1190.9439890971626,785.69221502937808,1745.0637618020924,2944.2781952679852,2001.4475372327315,1621.0070962711379,727.79910444826601,463.14488464889655,636.82421639223276,1042.0759904600172,2555.5673099376613,926.2897692977931,529.30843959873891,438.33355154270566,702.98777134207512,727.79910444826601,1488.6799863714532,3035.2530833240185,2472.8628662503584,2464.5924218816281,1711.9819843271712,3622.4546335038694,1951.8248710203497,1761.6046505395529,314.27688601175123,736.0695488169963,190.2202204807968,132.32710989968473,99.245332424763546,256.38377543063916,471.41532901762685,297.73599727429064,256.38377543063916,132.32710989968473,289.46555290556034,49.622666212381773,57.893110581112069,190.2202204807968,24.811333106190887,24.811333106190887,8.2704443687302955,0,16.540888737460591,16.540888737460591,49.622666212381773,49.622666212381773,33.081777474921182,16.540888737460591,24.811333106190887,66.163554949842364,16.540888737460591,24.811333106190887,8.2704443687302955,0,0,0,0,0]
[2,"POLES","staking of a wooden pole",9.8296272019812889,38.166549336011592,6.1779081683051578,2,890,1410,1024,637,1018,868,770,307,399,285,310,482,545,419,475,630,383,405,414,499,526,745,613,289,200,232,626,703,533,1032,508,3,20,307,1,1,1,2,1,3,4,3,4,2,10,10,4,7,4,11,6,1,9,5,5,8,3,5,7,13,3,3,4,3,1,4,0,2,1,2,0,1,0,0,0,0,1,0,1,1,0,3,0,1,1,0,4,0,0,0,0,null,8748.3682097633464,13859.774354793617,10065.53825482884,6261.4725276620811,10006.560491616952,8532.1164113197592,7568.8129455255921,3017.6955510082557,3922.0212535905343,2801.4437525646672,3047.1844326141995,4737.8803113549811,5357.1468250798025,4118.6137976301598,4669.072920941112,6192.665137248212,3764.7472183588338,3980.9990168024219,4069.4656616202537,4904.9839737886632,5170.3839082421582,7323.0722654760602,6025.5614748145299,2840.7622613725925,1965.9254403962577,2280.4735108596592,6153.3466284402866,6910.2279229928463,5239.1912986560274,10144.175272444691,4993.4506186064946,29.488881605943867,196.59254403962578,3017.6955510082557,9.8296272019812889,9.8296272019812889,9.8296272019812889,19.659254403962578,9.8296272019812889,29.488881605943867,39.318508807925156,29.488881605943867,39.318508807925156,19.659254403962578,98.296272019812889,98.296272019812889,39.318508807925156,68.80739041386903,39.318508807925156,108.12589922179419,58.977763211887734,9.8296272019812889,88.466644817831593,49.148136009906445,49.148136009906445,78.637017615850311,29.488881605943867,49.148136009906445,68.80739041386903,127.78515362575675,29.488881605943867,29.488881605943867,39.318508807925156,29.488881605943867,9.8296272019812889,39.318508807925156,0,19.659254403962578,9.8296272019812889,19.659254403962578,0,9.8296272019812889,0,0,0,0,9.8296272019812889,0,9.8296272019812889,9.8296272019812889,0,29.488881605943867,0,9.8296272019812889,9.8296272019812889,0,39.318508807925156,0,0,0,0]
["","SERVICE LINES","˂ = 11 kv ; commercial and industrial ; complex type","","","",2,138,139,87,59,78,153,247,191,145,132,82,64,91,52,56,53,68,67,106,208,141,98,938,74,44,30,50,46,40,76,61,70,57,88,69,57,38,57,66,65,29,39,48,59,26,40,34,35,45,242,17,37,27,32,31,30,22,16,38,0,0,0,0,0,0,0,0,0,0,0,0,0,0,0,0,0,0,0,0,0,0,0,0,0,0,0,0,0,0,0,0,null,"","","","","","","","","","","","","","","","","","","","","","","","","","","","","","","","","","","","","","","","","","","","","","","","","","","","","","","","","","","","","","","","","","","","","","","","","","","","","","","","","","","","","","","","","","",""]
[3,"SERVICE LINES","˂ = 11 kv ; commercial and industrial ; simple type",0.54505768913904806,56.118708311210142,7.4912421073684534,2,634,630,392,355,520,1697,2065,1537,995,751,488,434,391,334,241,306,324,172,464,609,341,172,1761,247,192,158,275,184,186,324,388,424,287,361,279,234,183,242,228,249,137,203,288,209,134,209,193,243,169,484,224,180,210,181,197,152,110,84,118,105,51,50,38,17,28,19,18,9,10,48,11,0,0,0,0,0,0,0,0,0,0,0,0,0,0,0,0,0,0,0,0,null,345.56657491415649,343.38634415760026,213.66261414250684,193.49547964436206,283.42999835230501,924.96289846896457,1125.5441280721343,837.75366820671684,542.33240069335284,409.33832454342507,265.98815229985547,236.55503708634686,213.1175564533678,182.04926817244205,131.35890308251058,166.78765287654872,176.59869128105157,93.749922531916269,252.90676776051831,331.94013268568028,185.86467199641538,93.749922531916269,959.84659057386364,134.62924921734486,104.65107631469724,86.119114883969587,149.89086451323823,100.29061480158484,101.38073017986294,176.59869128105157,211.48238338595064,231.10446019495637,156.4315567829068,196.76582577919635,152.0710952697944,127.54349925853725,99.745557112445795,131.90396077164962,124.27315312370295,135.71936459562298,74.672903412049578,110.64671089522676,156.97661447204584,113.91705703006104,73.037730344632436,113.91705703006104,105.19613400383628,132.44901846078869,92.114749464499127,263.80792154329924,122.09292236714677,98.110384045028653,114.46211471920009,98.655441734167695,107.37636476039246,82.848768749135303,59.956345805295285,45.784845887680035,64.316807318407669,57.231057359600044,27.797942146091451,27.252884456952405,20.712192187283826,9.265980715363817,15.261615295893346,10.356096093641913,9.8110384045028649,4.9055192022514325,5.4505768913904804,26.162769078674309,5.9956345805295284,0,0,0,0,0,0,0,0,0,0,0,0,0,0,0,0,0,0,0,0]
["","SERVICE LINES","˂ = 11 kv ; residential ; complex type","","","",2,560,558,355,323,383,1230,1532,2405,1022,700,309,334,367,302,190,325,397,145,128,181,133,117,3865,274,53,105,108,139,131,157,154,187,196,236,200,175,156,205,160,202,92,140,91,122,121,117,120,129,89,331,124,117,131,138,151,168,104,150,87,96,0,0,0,0,0,0,0,0,0,0,0,0,0,0,0,0,0,0,0,0,0,0,0,0,0,0,0,0,0,0,0,null,"","","","","","","","","","","","","","","","","","","","","","","","","","","","","","","","","","","","","","","","","","","","","","","","","","","","","","","","","","","","","","","","","","","","","","","","","","","","","","","","","","","","","","","","","","",""]
[3,"SERVICE LINES","˂ = 11 kv ; residential ; simple type",0.66134679356360904,59.588154241786384,7.7193363861012294,2,7360,7267,5005,3361,8698,34274,37818,36854,22445,18103,7197,6924,5063,4490,2578,3718,3494,1174,1015,907,966,886,3102,579,668,902,1976,1389,1230,2096,1912,2325,1828,2711,2353,1527,1310,1260,1326,1523,971,1598,1562,1216,1383,1268,1946,1946,1515,1889,2057,1899,1806,1295,1968,1674,1095,1065,976,77,0,0,0,0,0,0,0,0,0,0,0,0,0,0,0,0,0,0,0,0,0,0,0,0,0,0,0,0,0,0,0,null,4867.5124006281621,4806.0071488267467,3310.0407017858633,2222.78657316729,5752.3944104162711,22667.000002599136,25010.813038988566,24373.274729993249,14843.928781535205,11972.361003882015,4759.7128732772944,4579.1651986344286,3348.3988158125526,2969.4471031006046,1704.952033806984,2458.8873784694983,2310.7456967112498,776.42113564367696,671.26699546706323,599.8415417621934,638.8610025824463,585.95325909735766,2051.4977536343154,382.91979347332961,441.77965810049085,596.5348077943753,1306.8212640816914,918.61069625985294,813.45655608323909,1386.1828793093246,1264.4950692936204,1537.6312950353911,1208.9419386342772,1792.911157350944,1556.1490052551721,1009.8765537716311,866.36429956832785,833.29695989014738,876.9458482653456,1007.2311665973766,642.16773655026441,1056.8321761146472,1033.0236915463572,804.19770097334856,914.64261549847129,838.58773423865625,1286.9808602747833,1286.9808602747833,1001.9403922488677,1249.2840930416576,1360.3903543603437,1255.8975609772936,1194.3923091758779,856.44409766487365,1301.5304897331825,1107.0945324254815,724.17473895215187,704.33433514524359,645.4744705180824,50.923703104397894,0,0,0,0,0,0,0,0,0,0,0,0,0,0,0,0,0,0,0,0,0,0,0,0,0,0,0,0,0,0,0]
[4,"SWITCHGEAR","˂ = 11 kv ; circuit breaker",103.46746837874957,63.337783889379146,7.958503872549108,2,5,0,38,18,21,12,38,26,6,7,17,6,17,25,12,24,0,4,2,0,0,0,0,1,0,0,0,0,2,0,0,0,0,0,0,0,0,0,0,0,0,1,0,0,0,0,0,0,0,0,0,0,0,49,15,0,0,0,32,19,0,0,0,0,0,0,0,1,0,0,0,0,0,0,0,0,0,0,0,0,0,0,0,0,0,0,0,0,0,0,0,null,517.33734189374786,0,3931.7637983924837,1862.4144308174923,2172.8168359537412,1241.6096205449949,3931.7637983924837,2690.1541778474889,620.80481027249743,724.27227865124701,1758.9469624387427,620.80481027249743,1758.9469624387427,2586.6867094687395,1241.6096205449949,2483.2192410899897,0,413.86987351499829,206.93493675749914,0,0,0,0,103.46746837874957,0,0,0,0,206.93493675749914,0,0,0,0,0,0,0,0,0,0,0,0,103.46746837874957,0,0,0,0,0,0,0,0,0,0,0,5069.9059505587293,1552.0120256812436,0,0,0,3310.9589881199863,1965.8818991962419,0,0,0,0,0,0,0,103.46746837874957,0,0,0,0,0,0,0,0,0,0,0,0,0,0,0,0,0,0,0,0,0,0,0]
[4,"SWITCHGEAR","˂ = 11 kv ; fuse",1.8485848828393983,48.067773765718812,6.9330926552094203,2,28,27,45,56,46,80,64,101,81,89,96,73,70,47,39,39,49,61,35,22,26,32,15,46,16,26,29,15,17,43,26,62,43,40,42,30,14,15,17,38,6,21,13,7,11,11,15,18,11,16,17,13,23,17,34,15,9,16,13,7,12,4,2,1,0,0,0,1,0,25,0,0,0,0,0,0,1,0,1,2,0,1,1,1,0,0,0,0,0,0,0,null,51.760376719503149,49.911791836663753,83.186319727772926,103.5207534390063,85.034904610612315,147.88679062715187,118.30943250172149,186.70707316677922,149.73537550999126,164.52405457270643,177.46414875258222,134.94669644727608,129.40094179875788,86.883489493451719,72.09481043073653,72.09481043073653,90.580659259130513,112.76367785320329,64.700470899378942,40.668867422466761,48.063206953824356,59.154716250860744,27.728773242590975,85.034904610612315,29.577358125430372,48.063206953824356,53.608961602342546,27.728773242590975,31.425943008269769,79.489149962094132,48.063206953824356,114.61226273604269,79.489149962094132,73.943395313575934,77.640565079254728,55.45754648518195,25.880188359751575,27.728773242590975,31.425943008269769,70.24622554789714,11.091509297036389,38.820282539627364,24.031603476912178,12.940094179875787,20.33443371123338,20.33443371123338,27.728773242590975,33.274527891109166,20.33443371123338,29.577358125430372,31.425943008269769,24.031603476912178,42.517452305306158,31.425943008269769,62.851886016539538,27.728773242590975,16.637263945554583,29.577358125430372,24.031603476912178,12.940094179875787,22.183018594072777,7.394339531357593,3.6971697656787965,1.8485848828393983,0,0,0,1.8485848828393983,0,46.214622070984959,0,0,0,0,0,0,1.8485848828393983,0,1.8485848828393983,3.6971697656787965,0,1.8485848828393983,1.8485848828393983,1.8485848828393983,0,0,0,0,0,0,0]
[4,"SWITCHGEAR","˂ = 11 kv ; switch",2.6567630208006285,63.648183587051193,7.9779811723926244,2,858,791,979,1448,1439,1714,1654,1686,1396,1543,2517,1359,1259,1362,1287,3979,1751,5643,4728,2167,767,668,528,1229,763,732,959,1039,789,1518,1472,1492,1333,1569,1369,1124,641,956,681,857,446,651,531,517,490,565,696,647,586,1115,723,664,685,501,706,605,383,336,315,373,269,207,146,59,46,71,34,52,25,201,36,25,27,23,14,5,11,40,76,103,59,127,98,57,79,83,50,18,4,9,43,null,2279.5026718469394,2101.4995494532973,2600.9709973638155,3846.9928541193103,3823.0819869321044,4553.6918176522777,4394.2860364042399,4479.3024530698594,3708.8411770376774,4099.3853410953698,6687.0725233551821,3610.5409452680542,3344.8646431879915,3618.5112343304559,3419.2540077704089,10571.2600597657,4651.9920494219004,14992.113726377947,12561.175562345372,5757.2054660749618,2037.7372369540822,1774.7176978948198,1402.7708749827318,3265.1617525639726,2027.1101848708795,1944.75053122606,2547.8357369478026,2760.3767786118528,2096.1860234116957,4032.9662655753541,3910.7551666185254,3963.8904270345379,3541.465106727238,4168.461179636186,3637.1085754760607,2986.2016353799063,1702.9850963332028,2539.865447885401,1809.2556171652279,2276.8459088261388,1184.9163072770803,1729.5527265412093,1410.7411640451337,1373.546481753925,1301.813880192308,1501.071106752355,1849.1070624772374,1718.9256744580066,1556.8631301891683,2962.2907681927009,1920.8396640388544,1764.0906458116174,1819.8826692484306,1331.0382734211148,1875.6746926852438,1607.3416275843804,1017.5402369666407,892.67237498901113,836.88035155219802,990.97260675863447,714.66925259536913,549.94994530573013,387.88740103689179,156.74901822723709,122.21109895682892,188.63017447684462,90.329942707221363,138.15167708163267,66.41907552001571,534.00936718092635,95.643468748822627,66.41907552001571,71.732601561616974,61.10554947841446,37.1946822912088,13.283815104003143,29.224393228806914,106.27052083202514,201.91398958084778,273.64659114246473,156.74901822723709,337.40890364167984,260.36277603846162,151.43549218563584,209.88427864324964,220.51133072645217,132.83815104003142,47.821734374411314,10.627052083202514,23.910867187205657,114.24080989442703]
[4,"SWITCHGEAR","> 11 kv & < = 22 kv ; circuit breaker",79.028576136292443,64.322382199802178,8.0201235775891995,2,20,6,22,15,20,32,50,39,2,6,36,11,26,40,52,12,15,20,19,5,12,5,1,4,8,1,1,2,0,0,0,0,2,1,1,2,15,3,0,16,8,18,0,2,0,0,0,0,0,6,0,16,1,4,32,9,0,17,9,13,0,0,0,0,7,1,0,4,0,0,0,0,0,0,0,0,0,0,0,0,0,0,0,0,0,0,0,0,0,0,0,null,1580.5715227258488,474.17145681775469,1738.6286749984338,1185.4286420443866,1580.5715227258488,2528.9144363613582,3951.428806814622,3082.1144693154051,158.05715227258489,474.17145681775469,2845.0287409065281,869.31433749921689,2054.7429795436037,3161.1430454516976,4109.4859590872074,948.34291363550938,1185.4286420443866,1580.5715227258488,1501.5429465895563,395.1428806814622,948.34291363550938,395.1428806814622,79.028576136292443,316.11430454516977,632.22860909033955,79.028576136292443,79.028576136292443,158.05715227258489,0,0,0,0,158.05715227258489,79.028576136292443,79.028576136292443,158.05715227258489,1185.4286420443866,237.08572840887734,0,1264.4572181806791,632.22860909033955,1422.5143704532641,0,158.05715227258489,0,0,0,0,0,474.17145681775469,0,1264.4572181806791,79.028576136292443,316.11430454516977,2528.9144363613582,711.25718522663203,0,1343.4857943169716,711.25718522663203,1027.3714897718019,0,0,0,0,553.20003295404706,79.028576136292443,0,316.11430454516977,0,0,0,0,0,0,0,0,0,0,0,0,0,0,0,0,0,0,0,0,0,0,0]
[4,"SWITCHGEAR","> 11 kv & < = 22 kv ; switch",8.4088712473334741,53.841963028112808,7.3377082953816588,2,483,449,334,660,521,623,659,504,635,649,720,528,448,445,497,447,462,451,455,532,261,217,175,612,1048,272,169,209,161,356,426,471,347,402,489,344,205,189,242,215,82,212,217,219,123,153,146,161,183,191,161,127,128,119,140,81,84,62,55,56,39,31,20,13,7,3,5,11,4,50,3,5,5,1,3,1,2,1,1,18,2,13,6,1,3,3,2,0,0,0,0,null,4061.484812462068,3775.5831900527301,2808.5629966093802,5549.855023240093,4381.0219198607401,5238.7267870887545,5541.446151992759,4238.0711086560714,5339.633242056756,5457.3574395194246,6054.3872980801016,4439.8840185920744,3767.1743188053965,3741.9477050633959,4179.2090099247371,3758.765447558063,3884.8985162680651,3792.4009325473967,3826.0364175367308,4473.5195035814086,2194.7153955540366,1824.725060671364,1471.5524682833579,5146.229203368086,8812.4970672054806,2287.212979274705,1421.0992407993572,1757.4540906926961,1353.8282708206893,2993.5581640507166,3582.1791513640601,3960.5783574940665,2917.8783228247157,3380.3662414280566,4111.9380399460688,2892.6517090827151,1723.8186057033622,1589.2766657460265,2034.9468418547008,1807.9073181766969,689.52744228134486,1782.6807044346965,1824.725060671364,1841.5428031660308,1034.2911634220172,1286.5573008420215,1227.6952021106872,1353.8282708206893,1538.8234382620258,1606.0944082406936,1353.8282708206893,1067.9266484113512,1076.3355196586847,1000.6556784326834,1177.2419746266864,681.11857103401144,706.34518477601182,521.35001733467539,462.48791860334109,470.89678985067457,327.94597864600547,260.67500866733769,168.17742494666948,109.31532621533516,58.862098731334321,25.226613742000424,42.044356236667369,92.497583720668217,33.635484989333897,420.44356236667369,25.226613742000424,42.044356236667369,42.044356236667369,8.4088712473334741,25.226613742000424,8.4088712473334741,16.817742494666948,8.4088712473334741,8.4088712473334741,151.35968245200255,16.817742494666948,109.31532621533516,50.453227484000848,8.4088712473334741,25.226613742000424,25.226613742000424,16.817742494666948,0,0,0,0]
[4,"SWITCHGEAR","> 33 kv & < = 66 kv ; circuit breaker",60.424163751626772,57.208590907720655,7.5636360903814417,2,1,0,4,0,1,7,5,8,0,7,8,2,6,2,5,4,5,4,3,0,0,2,0,0,0,0,2,0,1,2,0,0,0,0,0,0,0,0,0,0,0,2,0,0,3,0,0,0,0,3,0,0,3,3,4,3,0,0,1,0,1,0,0,0,0,0,0,0,0,0,0,0,0,0,0,0,0,0,0,0,0,0,0,0,0,0,0,0,0,0,0,null,60.424163751626772,0,241.69665500650709,0,60.424163751626772,422.96914626138738,302.12081875813385,483.39331001301417,0,422.96914626138738,483.39331001301417,120.84832750325354,362.54498250976064,120.84832750325354,302.12081875813385,241.69665500650709,302.12081875813385,241.69665500650709,181.27249125488032,0,0,120.84832750325354,0,0,0,0,120.84832750325354,0,60.424163751626772,120.84832750325354,0,0,0,0,0,0,0,0,0,0,0,120.84832750325354,0,0,181.27249125488032,0,0,0,0,181.27249125488032,0,0,181.27249125488032,181.27249125488032,241.69665500650709,181.27249125488032,0,0,60.424163751626772,0,60.424163751626772,0,0,0,0,0,0,0,0,0,0,0,0,0,0,0,0,0,0,0,0,0,0,0,0,0,0,0,0,0,0]
[4,"SWITCHGEAR","> 33 kv & < = 66 kv ; switch",40.152781354391195,59.876129986256885,7.7379667863242272,2,1,2,9,2,4,19,9,20,2,2,6,2,8,7,18,12,3,6,2,0,5,0,0,52,0,0,0,154,0,0,0,0,0,0,0,0,0,0,0,0,0,0,0,0,0,0,0,3,0,0,2,0,0,1,0,1,0,0,0,0,0,0,0,0,0,0,0,0,0,0,0,0,0,0,0,0,0,0,0,0,0,0,0,0,0,0,0,0,0,0,0,null,40.152781354391195,80.305562708782389,361.37503218952077,80.305562708782389,160.61112541756478,762.90284573343274,361.37503218952077,803.05562708782395,80.305562708782389,80.305562708782389,240.91668812634717,80.305562708782389,321.22225083512956,281.06946948073835,722.75006437904153,481.83337625269434,120.45834406317358,240.91668812634717,80.305562708782389,0,200.76390677195599,0,0,2087.944630428342,0,0,0,6183.5283285762443,0,0,0,0,0,0,0,0,0,0,0,0,0,0,0,0,0,0,0,120.45834406317358,0,0,80.305562708782389,0,0,40.152781354391195,0,40.152781354391195,0,0,0,0,0,0,0,0,0,0,0,0,0,0,0,0,0,0,0,0,0,0,0,0,0,0,0,0,0,0,0,0,0,0,0]
[5,"TRANSFORMERS","ground outdoor / indoor chamber mounted ; ˂ 22 kv ; > 60 kva and < = 600 kva ; multiple phase",14.481569332713301,66.545404372036302,8.157536660784082,2,13,13,15,9,9,6,8,11,7,10,4,1,3,0,0,1,2,1,1,1,1,2,1,0,4,1,2,5,1,5,4,2,6,3,6,8,10,1,1,5,2,1,2,3,6,6,8,6,3,2,2,1,8,2,0,0,1,2,0,0,0,1,0,0,1,1,0,0,0,0,0,0,0,2,0,0,0,0,0,0,0,0,0,0,0,0,0,0,0,0,0,null,188.26040132527291,188.26040132527291,217.22353999069952,130.33412399441971,130.33412399441971,86.889415996279808,115.85255466170641,159.2972626598463,101.3709853289931,144.815693327133,57.926277330853203,14.481569332713301,43.444707998139904,0,0,14.481569332713301,28.963138665426602,14.481569332713301,14.481569332713301,14.481569332713301,14.481569332713301,28.963138665426602,14.481569332713301,0,57.926277330853203,14.481569332713301,28.963138665426602,72.407846663566502,14.481569332713301,72.407846663566502,57.926277330853203,28.963138665426602,86.889415996279808,43.444707998139904,86.889415996279808,115.85255466170641,144.815693327133,14.481569332713301,14.481569332713301,72.407846663566502,28.963138665426602,14.481569332713301,28.963138665426602,43.444707998139904,86.889415996279808,86.889415996279808,115.85255466170641,86.889415996279808,43.444707998139904,28.963138665426602,28.963138665426602,14.481569332713301,115.85255466170641,28.963138665426602,0,0,14.481569332713301,28.963138665426602,0,0,0,14.481569332713301,0,0,14.481569332713301,14.481569332713301,0,0,0,0,0,0,0,28.963138665426602,0,0,0,0,0,0,0,0,0,0,0,0,0,0,0,0,0]
[5,"TRANSFORMERS","ground outdoor / indoor chamber mounted ; ˂ 22 kv ; > 600 kva ; multiple phase",28.543575136358633,58.681078980594798,7.660357627460666,2,4,6,8,10,19,9,5,17,7,11,14,15,12,17,4,4,5,6,5,2,1,17,0,1,7,6,3,0,7,9,7,6,12,5,3,2,3,2,0,7,3,3,1,1,6,2,1,3,0,4,0,0,0,0,0,2,0,0,0,2,0,0,0,0,0,0,0,0,0,0,0,0,0,0,0,0,0,0,0,0,0,0,0,0,0,0,0,0,0,0,0,null,114.17430054543453,171.26145081815179,228.34860109086907,285.43575136358635,542.32792759081406,256.89217622722771,142.71787568179317,485.24077731809678,199.80502595451043,313.97932649994499,399.61005190902085,428.15362704537949,342.52290163630357,485.24077731809678,114.17430054543453,114.17430054543453,142.71787568179317,171.26145081815179,142.71787568179317,57.087150272717267,28.543575136358633,485.24077731809678,0,28.543575136358633,199.80502595451043,171.26145081815179,85.630725409075893,0,199.80502595451043,256.89217622722771,199.80502595451043,171.26145081815179,342.52290163630357,142.71787568179317,85.630725409075893,57.087150272717267,85.630725409075893,57.087150272717267,0,199.80502595451043,85.630725409075893,85.630725409075893,28.543575136358633,28.543575136358633,171.26145081815179,57.087150272717267,28.543575136358633,85.630725409075893,0,114.17430054543453,0,0,0,0,0,57.087150272717267,0,0,0,57.087150272717267,0,0,0,0,0,0,0,0,0,0,0,0,0,0,0,0,0,0,0,0,0,0,0,0,0,0,0,0,0,0,0]
[5,"TRANSFORMERS","ground outdoor / indoor chamber mounted ; > = 22 kv & < = 33 kv ; < = 15 mva",24.224497083491144,63.467828545607446,7.9666698529314894,2,31,19,29,23,22,14,22,27,13,17,22,18,15,13,20,14,17,15,20,22,26,28,18,10,25,50,24,34,40,85,79,71,57,46,27,41,24,32,32,25,36,29,28,19,16,14,16,10,6,16,6,5,7,6,6,5,8,6,3,2,2,0,1,2,1,0,0,1,3,1,2,0,0,1,0,0,0,0,0,0,0,0,0,2,0,0,0,0,0,0,0,null,750.95940958822553,460.26544458633174,702.51041542124312,557.16343292029637,532.93893583680517,339.14295916887602,532.93893583680517,654.06142125426095,314.91846208538487,411.81645041934945,532.93893583680517,436.0409475028406,363.36745625236716,314.91846208538487,484.48994166982288,339.14295916887602,411.81645041934945,363.36745625236716,484.48994166982288,532.93893583680517,629.83692417076975,678.28591833775204,436.0409475028406,242.24497083491144,605.61242708727855,1211.2248541745571,581.38793000378746,823.6329008386989,968.97988333964577,2059.0822520967472,1913.7352695958004,1719.9392929278713,1380.7963337589952,1114.3268658405927,654.06142125426095,993.20438042313685,581.38793000378746,775.18390667171661,775.18390667171661,605.61242708727855,872.08189500568119,702.51041542124312,678.28591833775204,460.26544458633174,387.59195333585831,339.14295916887602,387.59195333585831,242.24497083491144,145.34698250094687,387.59195333585831,145.34698250094687,121.12248541745572,169.57147958443801,145.34698250094687,145.34698250094687,121.12248541745572,193.79597666792915,145.34698250094687,72.673491250473433,48.448994166982288,48.448994166982288,0,24.224497083491144,48.448994166982288,24.224497083491144,0,0,24.224497083491144,72.673491250473433,24.224497083491144,48.448994166982288,0,0,24.224497083491144,0,0,0,0,0,0,0,0,0,48.448994166982288,0,0,0,0,0,0,0]
[5,"TRANSFORMERS","ground outdoor / indoor chamber mounted ; > 33 kv & < = 66 kv ; > 15 mva and < = 40 mva",680.33071873589302,60.79661847778894,7.7972186372955417,2,1,1,3,3,0,2,2,4,3,2,4,1,3,2,3,2,2,2,1,0,2,0,0,0,0,0,0,0,0,0,1,0,0,2,1,0,1,0,4,0,2,0,0,3,2,0,0,2,0,1,8,1,9,3,3,3,10,3,4,0,0,2,0,0,0,0,0,0,0,0,1,0,0,0,0,0,0,0,0,0,0,0,0,0,0,0,0,0,0,0,0,null,680.33071873589302,680.33071873589302,2040.992156207679,2040.992156207679,0,1360.661437471786,1360.661437471786,2721.3228749435721,2040.992156207679,1360.661437471786,2721.3228749435721,680.33071873589302,2040.992156207679,1360.661437471786,2040.992156207679,1360.661437471786,1360.661437471786,1360.661437471786,680.33071873589302,0,1360.661437471786,0,0,0,0,0,0,0,0,0,680.33071873589302,0,0,1360.661437471786,680.33071873589302,0,680.33071873589302,0,2721.3228749435721,0,1360.661437471786,0,0,2040.992156207679,1360.661437471786,0,0,1360.661437471786,0,680.33071873589302,5442.6457498871441,680.33071873589302,6122.9764686230374,2040.992156207679,2040.992156207679,2040.992156207679,6803.3071873589306,2040.992156207679,2721.3228749435721,0,0,1360.661437471786,0,0,0,0,0,0,0,0,680.33071873589302,0,0,0,0,0,0,0,0,0,0,0,0,0,0,0,0,0,0,0,0]
["","TRANSFORMERS","kiosk mounted ; < = 22 kv ; < = 60 kva ; multiple phase","","","",2,0,0,0,0,0,0,0,0,0,0,0,0,0,0,0,0,0,0,0,0,0,0,0,5,0,0,3,18,0,0,0,0,0,0,0,0,0,0,0,0,0,0,0,0,0,0,0,0,0,0,0,0,0,0,0,0,0,0,0,0,0,0,0,0,0,0,0,0,0,0,0,0,0,0,0,0,0,0,0,0,0,0,0,0,0,0,0,0,0,0,0,null,"","","","","","","","","","","","","","","","","","","","","","","","","","","","","","","","","","","","","","","","","","","","","","","","","","","","","","","","","","","","","","","","","","","","","","","","","","","","","","","","","","","","","","","","","","",""]
[5,"TRANSFORMERS","kiosk mounted ; < = 22 kv ; > 60 kva and < = 600 kva ; multiple phase",38.384932894614835,51.555454284724931,7.1802126907721142,2,57,70,68,74,61,61,63,67,57,55,98,56,65,66,60,48,58,65,40,46,35,27,33,19,22,25,16,25,22,37,38,41,29,30,20,20,10,13,9,7,16,35,15,11,8,5,4,0,1,5,0,0,1,0,0,0,0,0,0,0,0,0,0,0,0,0,0,0,0,0,0,0,0,0,0,0,0,0,0,0,0,0,0,0,0,0,0,0,0,0,0,null,2187.9411749930455,2686.9453026230385,2610.1754368338088,2840.4850342014979,2341.4809065715049,2341.4809065715049,2418.2507723607346,2571.790503939194,2187.9411749930455,2111.1713092038158,3761.7234236722538,2149.5562420984306,2495.0206381499643,2533.4055710445791,2303.09597367689,1842.4767789415121,2226.3261078876603,2495.0206381499643,1535.3973157845935,1765.7069131522824,1343.4726513115193,1036.3931881546005,1266.7027855222896,729.3137249976819,844.46852368152634,959.62332236537088,614.15892631383736,959.62332236537088,844.46852368152634,1420.242517100749,1458.6274499953638,1573.7822486792081,1113.1630539438302,1151.547986838445,767.69865789229675,767.69865789229675,383.84932894614838,499.00412762999287,345.46439605153353,268.69453026230383,614.15892631383736,1343.4726513115193,575.77399341922251,422.23426184076317,307.07946315691868,191.92466447307419,153.53973157845934,0,38.384932894614835,191.92466447307419,0,0,38.384932894614835,0,0,0,0,0,0,0,0,0,0,0,0,0,0,0,0,0,0,0,0,0,0,0,0,0,0,0,0,0,0,0,0,0,0,0,0,0,0]
["","TRANSFORMERS","kiosk mounted ; < = 22 kv ; > 60 kva and < = 600 kva ; single phase","","","",2,0,0,0,0,0,0,0,0,0,0,0,1,0,0,0,0,0,0,0,2,0,0,0,0,0,0,0,0,0,0,0,0,0,0,0,0,0,0,0,0,0,0,0,0,0,0,0,0,0,0,0,0,0,0,0,0,0,0,0,0,0,0,0,0,0,0,0,0,0,0,0,0,0,0,0,0,0,0,0,0,0,0,0,0,0,0,0,0,0,0,0,null,"","","","","","","","","","","","","","","","","","","","","","","","","","","","","","","","","","","","","","","","","","","","","","","","","","","","","","","","","","","","","","","","","","","","","","","","","","","","","","","","","","","","","","","","","","",""]
[5,"TRANSFORMERS","kiosk mounted ; < = 22 kv ; > 600 kva ; multiple phase",51.83350151867721,46.457247836110575,6.8159553868926235,2,26,42,26,50,26,21,31,41,36,30,26,43,38,37,29,30,11,12,17,13,4,9,2,1,4,7,1,3,3,6,2,1,5,0,2,2,0,3,0,0,1,1,0,2,0,1,0,0,0,2,0,0,0,0,0,0,0,0,0,0,0,0,0,0,0,0,0,0,0,0,0,0,0,0,0,0,0,0,0,0,0,0,0,0,0,0,0,0,0,0,0,null,1347.6710394856075,2177.0070637844428,1347.6710394856075,2591.6750759338606,1347.6710394856075,1088.5035318922214,1606.8385470789935,2125.1735622657657,1866.0060546723796,1555.0050455603164,1347.6710394856075,2228.84056530312,1969.6730577097339,1917.8395561910568,1503.171544041639,1555.0050455603164,570.16851670544929,622.00201822412646,881.16952581751252,673.83551974280374,207.33400607470884,466.5015136680949,103.66700303735442,51.83350151867721,207.33400607470884,362.83451063074045,51.83350151867721,155.50050455603161,155.50050455603161,311.00100911206323,103.66700303735442,51.83350151867721,259.16750759338606,0,103.66700303735442,103.66700303735442,0,155.50050455603161,0,0,51.83350151867721,51.83350151867721,0,103.66700303735442,0,51.83350151867721,0,0,0,103.66700303735442,0,0,0,0,0,0,0,0,0,0,0,0,0,0,0,0,0,0,0,0,0,0,0,0,0,0,0,0,0,0,0,0,0,0,0,0,0,0,0,0,0]
[5,"TRANSFORMERS","pole mounted ; < = 22 kv ; < = 60 kva ; multiple phase",7.4566247275398005,57.378578874311842,7.5748649409947797,2,9,9,10,6,10,6,10,3,7,4,8,3,0,13,11,3,7,9,18,22,27,16,8,14,22,26,12,6,12,32,36,16,17,30,21,21,8,7,13,10,11,5,11,12,5,5,5,3,6,6,3,8,2,2,1,2,3,1,0,1,0,0,1,1,0,0,0,0,0,0,0,0,0,0,0,0,0,0,0,0,0,1,1,0,0,0,0,0,0,0,0,null,67.109622547858208,67.109622547858208,74.566247275398013,44.739748365238803,74.566247275398013,44.739748365238803,74.566247275398013,22.369874182619402,52.1963730927786,29.826498910159202,59.652997820318404,22.369874182619402,0,96.936121458017411,82.022872002937802,22.369874182619402,52.1963730927786,67.109622547858208,134.21924509571642,164.0457440058756,201.32886764357463,119.30599564063681,59.652997820318404,104.3927461855572,164.0457440058756,193.87224291603482,89.479496730477607,44.739748365238803,89.479496730477607,238.61199128127362,268.43849019143283,119.30599564063681,126.76262036817661,223.69874182619401,156.5891192783358,156.5891192783358,59.652997820318404,52.1963730927786,96.936121458017411,74.566247275398013,82.022872002937802,37.283123637699006,82.022872002937802,89.479496730477607,37.283123637699006,37.283123637699006,37.283123637699006,22.369874182619402,44.739748365238803,44.739748365238803,22.369874182619402,59.652997820318404,14.913249455079601,14.913249455079601,7.4566247275398005,14.913249455079601,22.369874182619402,7.4566247275398005,0,7.4566247275398005,0,0,7.4566247275398005,7.4566247275398005,0,0,0,0,0,0,0,0,0,0,0,0,0,0,0,0,0,7.4566247275398005,7.4566247275398005,0,0,0,0,0,0,0,0]
[5,"TRANSFORMERS","pole mounted ; < = 22 kv ; < = 60 kva ; single phase",7.326372918207892,55.251752298459252,7.4331522450747132,2,18,26,31,16,18,18,22,34,27,27,26,17,2,28,17,16,16,19,22,31,14,13,12,16,20,12,16,16,18,57,59,67,64,71,85,51,29,32,29,26,29,22,16,19,6,1,5,10,10,7,4,4,1,2,4,1,2,1,5,1,3,1,0,2,0,1,0,0,0,0,0,0,0,0,0,0,0,0,0,0,0,0,0,0,0,0,0,0,0,0,0,null,131.87471252774205,190.48569587340521,227.11756046444467,117.22196669132627,131.87471252774205,131.87471252774205,161.18020420057363,249.09667921906833,197.81206879161309,197.81206879161309,190.48569587340521,124.54833960953417,14.652745836415784,205.13844170982097,124.54833960953417,117.22196669132627,117.22196669132627,139.20108544594996,161.18020420057363,227.11756046444467,102.56922085491048,95.242847936702603,87.916475018494708,117.22196669132627,146.52745836415784,87.916475018494708,117.22196669132627,117.22196669132627,131.87471252774205,417.60325633784987,432.25600217426563,490.86698551992879,468.88786676530509,520.17247719276031,622.74169804767087,373.64501882860247,212.46481462802888,234.44393338265255,212.46481462802888,190.48569587340521,212.46481462802888,161.18020420057363,117.22196669132627,139.20108544594996,43.958237509247354,7.326372918207892,36.631864591039459,73.263729182078919,73.263729182078919,51.284610427455242,29.305491672831568,29.305491672831568,7.326372918207892,14.652745836415784,29.305491672831568,7.326372918207892,14.652745836415784,7.326372918207892,36.631864591039459,7.326372918207892,21.979118754623677,7.326372918207892,0,14.652745836415784,0,7.326372918207892,0,0,0,0,0,0,0,0,0,0,0,0,0,0,0,0,0,0,0,0,0,0,0,0,0]
[5,"TRANSFORMERS","pole mounted ; < = 22 kv ; > 60 kva and < = 600 kva ; multiple phase",20.148807418825907,54.872455898030239,7.4075944744586444,2,201,194,164,231,284,258,288,305,211,229,617,291,264,258,109,187,190,188,201,114,92,58,43,34,45,53,62,57,70,138,130,154,130,131,106,69,69,79,75,67,77,96,117,116,57,47,60,45,48,65,18,37,48,30,24,27,16,16,12,22,7,5,2,4,4,2,2,0,0,1,0,0,0,0,0,0,0,0,0,0,0,0,0,0,0,0,0,0,0,0,0,null,4049.9102911840073,3908.8686392522259,3304.4044166874487,4654.3745137487849,5722.2613069465579,5198.3923140570841,5802.8565366218609,6145.3862627419012,4251.3983653722662,4614.076898911133,12431.814177415585,5863.3029588783393,5319.2851585700391,5198.3923140570841,2196.2200086520238,3767.8269873204445,3828.2734095769224,3787.9757947392704,4049.9102911840073,2296.9640457461533,1853.6902825319835,1168.6308302919026,866.39871900951402,685.05945224008087,906.69633384716576,1067.8867931977732,1249.2260599672063,1148.4820228730766,1410.4165193178135,2780.535423797975,2619.3449644473681,3102.9163424991898,2619.3449644473681,2639.493771866194,2135.7735863955463,1390.2677118989875,1390.2677118989875,1591.7557860872466,1511.1605564119429,1349.9700970613358,1551.4581712495949,1934.285512207287,2357.4104680026312,2337.2616605838052,1148.4820228730766,946.99394868481761,1208.9284451295543,906.69633384716576,967.14275610364348,1309.672482223684,362.6785335388663,745.50587449655859,967.14275610364348,604.46422256477717,483.57137805182174,544.01780030829946,322.38091870121451,322.38091870121451,241.78568902591087,443.27376321416995,141.04165193178136,100.74403709412954,40.297614837651814,80.595229675303628,80.595229675303628,40.297614837651814,40.297614837651814,0,0,20.148807418825907,0,0,0,0,0,0,0,0,0,0,0,0,0,0,0,0,0,0,0,0,0]
[5,"TRANSFORMERS","pole mounted ; < = 22 kv ; > 60 kva and < = 600 kva ; single phase",7.9603587664942239,46.467442884159823,6.8167032269389445,2,0,0,1,9,1,1,1,2,2,0,0,2,1,0,3,1,0,2,0,3,1,1,0,0,2,1,1,1,0,2,0,0,1,0,0,0,0,0,0,0,0,0,0,0,0,0,0,0,0,0,0,0,0,0,0,0,0,0,0,0,0,0,0,0,0,0,0,0,0,0,0,0,0,0,0,0,0,0,0,0,0,0,0,0,0,0,0,0,0,0,0,null,0,0,7.9603587664942239,71.643228898448015,7.9603587664942239,7.9603587664942239,7.9603587664942239,15.920717532988448,15.920717532988448,0,0,15.920717532988448,7.9603587664942239,0,23.881076299482672,7.9603587664942239,0,15.920717532988448,0,23.881076299482672,7.9603587664942239,7.9603587664942239,0,0,15.920717532988448,7.9603587664942239,7.9603587664942239,7.9603587664942239,0,15.920717532988448,0,0,7.9603587664942239,0,0,0,0,0,0,0,0,0,0,0,0,0,0,0,0,0,0,0,0,0,0,0,0,0,0,0,0,0,0,0,0,0,0,0,0,0,0,0,0,0,0,0,0,0,0,0,0,0,0,0,0,0,0,0,0,0,0]
[5,"TRANSFORMERS","pole mounted ; < = 22 kv ; > 600 kva ; multiple phase",7.9603587664942239,49.838621071303649,7.0596473758470148,2,0,0,0,0,0,0,0,0,0,0,0,0,0,0,0,0,0,0,0,0,0,0,0,0,0,0,0,0,0,0,0,0,0,0,0,0,0,0,0,0,0,0,0,0,0,0,0,0,0,1,0,0,0,0,0,0,0,0,0,0,0,0,0,0,0,0,0,0,0,0,0,0,0,0,0,0,0,0,0,0,0,0,0,0,0,0,0,0,0,0,0,null,0,0,0,0,0,0,0,0,0,0,0,0,0,0,0,0,0,0,0,0,0,0,0,0,0,0,0,0,0,0,0,0,0,0,0,0,0,0,0,0,0,0,0,0,0,0,0,0,0,7.9603587664942239,0,0,0,0,0,0,0,0,0,0,0,0,0,0,0,0,0,0,0,0,0,0,0,0,0,0,0,0,0,0,0,0,0,0,0,0,0,0,0,0,0]
[6,"UNDERGROUND CABLES","˂ = 1 kv",143.97777693386996,64.695969603604198,8.043380483578046,2,30.875,36.487000000000002,32.658999999999999,40.113999999999997,33.47,36.792000000000002,41.18,49.85,68.682000000000002,52.51,58.841999999999999,71.194999999999993,68.563000000000002,68.281999999999996,67.539000000000001,69.233000000000004,76.941000000000003,87.265000000000001,59.631999999999998,99.89,107.771,130.214,58.651000000000003,37.277000000000001,69.198999999999998,68.323999999999998,40.180999999999997,30.934999999999999,38.274000000000001,71.457999999999998,66.744,55.725000000000001,71.552000000000007,67.5,53.323999999999998,67.569000000000003,65.039000000000001,42.323,30.510999999999999,35.904000000000003,27.661999999999999,42.442,58.905999999999999,56.468000000000004,31.986999999999998,44.497,21.530999999999999,14.138,12.715999999999999,2.6579999999999999,0.80100000000000005,0.57899999999999996,1.804,0.66,0.42799999999999999,0.41799999999999998,8.5999999999999993E-2,0.51900000000000002,0.25,0.54,9.0999999999999998E-2,0.1,0,0,0.11,0.20499999999999999,8.9999999999999993E-3,0,0,0.315,0.13700000000000001,4.9000000000000002E-2,0.21299999999999999,0,0,0,0,0,0,0.29199999999999998,0,0,0,0,0,0,0,0,0,0,2.4E-2,null,4445.3138628332354,5253.3171469861136,4702.1702168832589,5775.5245439252594,4818.9361939766277,5297.2303689509436,5929.0048541367651,7177.2921801534176,9888.6816753720577,7560.2730667975111,8471.9403503427766,10250.497828806871,9871.5483199169266,9831.0905645985076,9724.1150763366441,9968.013430462619,11077.794135068889,12564.220704134163,8585.6827941205338,14381.94013792427,15516.628997940099,18747.922245666941,8444.440594948408,5367.0595907638708,9963.1181860468678,9837.1376312297307,5785.1710549798281,4453.9525294492669,5510.6054343669393,10288.36398414048,9609.6527436742163,8023.1616196399036,10301.897895172264,9718.4999430362222,7677.4709772216811,9728.4344096446603,9364.1706340019682,6093.5714531721787,4392.9059520293067,5169.3781030336677,3982.7132655447108,6110.7048086273089,8481.154928066544,8130.1371079017699,4605.4171507836982,6406.5791402264113,3099.9855151631541,2035.5578102910536,1830.8214114910904,382.69293109022635,115.32619932402984,83.363132844710705,259.73590958870142,95.025332776354176,61.622488527696341,60.182710758357643,12.382088816312816,74.724466228678509,35.99444423346749,77.747999544289783,13.101977700982166,14.397777693386997,0,0,15.837555462725696,29.515444271443339,1.2957999924048296,0,0,45.352999734169039,19.724955439940185,7.054911069759628,30.667266486914301,0,0,0,0,0,0,42.041510864690025,0,0,0,0,0,0,0,0,0,0,3.4554666464128792]
[6,"UNDERGROUND CABLES","> 1 kv & < = 11 kv",629.93730740543629,79.565566526622774,8.9199532805179409,2,5.2460000000000004,3.0259999999999998,7.8929999999999998,10.359,13.23,7.81,9.4220000000000006,8.7739999999999991,8.0589999999999993,8.8970000000000002,7.7240000000000002,4.718,4.6449999999999996,8.61,18.233000000000001,2.6,3.302,2.7160000000000002,2.8889999999999998,2.0030000000000001,2.5990000000000002,1.5349999999999999,2.431,1.296,0.104,0.54,1.522,0.88200000000000001,0.90900000000000003,0.875,1.599,1.806,0.90700000000000003,0.3,4.391,3.6469999999999998,1.5129999999999999,1.4830000000000001,2.34,0.88900000000000001,0.66600000000000004,0.73199999999999998,0.45400000000000001,0.307,1.0509999999999999,0.48799999999999999,1.5,1.028,1.377,0.21299999999999999,4.133,3.2450000000000001,2.8220000000000001,1.4359999999999999,2.37,2.4670000000000001,2.165,5.5439999999999996,3.51,3.9870000000000001,3.5680000000000001,4.8559999999999999,0,0.16200000000000001,1.2749999999999999,0,0,0,6.0999999999999999E-2,0.376,0.52100000000000002,0,0,0,0,0.126,0,0,0.32400000000000001,1.038,2.5000000000000001E-2,0,0,5.1999999999999998E-2,0,0.82299999999999995,1.569,0.20599999999999999,0,0,0,null,3304.6511146489192,1906.19029220885,4972.0951673511081,6525.5205674129147,8334.0705769739216,4919.810370836457,5935.2693103740212,5527.0699351752974,5076.6647603804104,5604.5522239861666,4865.63576239959,2972.0442163388484,2926.0587928982513,5423.7602167608056,11485.64692592332,1637.8369992541343,2080.0529890527505,1710.9097269131651,1819.8888810943054,1261.7644267330888,1637.207061946729,966.9537668673446,1531.3775943026155,816.3987503974455,65.513479970165378,340.16614599893563,958.76458187107403,555.60470513159476,572.61301243154162,551.19514397975672,1007.2697545412926,1137.6667771742179,571.35313781673074,188.98119222163089,2766.0547168172707,2297.3813601076258,953.095146104425,934.19702688226209,1474.0532993287209,560.0142662834329,419.53824673202058,461.11410902077932,285.99153756206806,193.39075337346893,662.06411008311352,307.4094060138529,944.90596110815443,647.57555201278853,867.42367229728575,134.17664647735793,2603.530891506668,2044.1465625306407,1777.6830814981413,904.58997343420651,1492.951418550884,1554.0553373692114,1363.8142705327696,3492.3724322557387,2211.0799489930814,2511.5600446254743,2247.6163128225967,3058.9755647607985,0,102.04984379968069,803.17006694193117,0,0,0,38.426175751731613,236.85642758444405,328.1973371582323,0,0,0,0,79.372100733084977,0,0,204.09968759936137,653.87492508684284,15.748432685135908,0,0,32.756739985082689,0,518.43840399467399,988.3716353191295,129.76708532551987,0,0,0]
[6,"UNDERGROUND CABLES","> 11 kv & < = 22 kv",525.40853148042743,69.96516743388257,8.3645183623375807,2,16.035,21.003,22.077999999999999,28.933,32.500999999999998,33.137999999999998,24.402999999999999,31.744,23.332000000000001,28.564,26.498000000000001,28.969000000000001,30.640999999999998,38.612000000000002,49.646000000000001,30.03,24.927,28.199000000000002,26.533999999999999,23.318999999999999,27.803999999999998,13.324999999999999,10.804,5.6680000000000001,4.2839999999999998,3.641,1.377,3.83,2.411,4.6719999999999997,10.272,10.739000000000001,9.6110000000000007,9.6579999999999995,4.9580000000000002,3.5779999999999998,17.995999999999999,2.3730000000000002,3.0680000000000001,5.7770000000000001,4.1669999999999998,15.67,14.122999999999999,23.628,18.7,4.4459999999999997,10.865,9.8629999999999995,9.8529999999999998,6.12,5.2910000000000004,3.9510000000000001,3.0579999999999998,8.3000000000000007,5.5659999999999998,5.2519999999999998,5.101,2.9729999999999999,2.7480000000000002,6.782,5.2210000000000001,0.33900000000000002,2.5299999999999998,2.7709999999999999,1.042,0.05,0,0.14099999999999999,0.152,1.921,3.7970000000000002,1.784,1.7270000000000001,0.29399999999999998,2.7679999999999998,0.14399999999999999,0,0,0.33300000000000002,0.40400000000000003,0.308,0,0.223,0,0,0,0,0,0,0,0,null,8424.9258022886534,11035.155386683417,11599.969558024877,15201.645041323207,17076.302681645371,17410.987916198403,12821.544393716869,16678.568423314689,12258.831856501332,15007.769293206929,13922.275267168367,15220.559748456502,16099.042813091775,20287.074217522266,26084.431953877302,15778.018200357235,13096.858464212613,14815.995179216574,13941.18997430166,12252.001545592087,14608.458809281803,7001.0686819766952,5676.5137741145381,2978.0155564310626,2250.8501488621509,1913.0124631202364,723.48754784854862,2012.314675570037,1266.7599693993106,2454.7086590765566,5396.9964353669502,5642.3622195683101,5049.7013960583881,5074.3955970379675,2604.9754990799593,1879.9117256369693,9455.2519325217709,1246.7944452030545,1611.9533745819513,3035.2850863624294,2189.3773506789412,8233.1516882982978,7420.3446900980762,12414.35278181954,9825.1395386839922,2335.96633096198,5708.5636945348442,5182.1043459914554,5176.8502606766515,3215.5002126602158,2779.9365400629417,2075.8891078791689,1606.6992892671469,4360.8908112875479,2924.4238862200591,2759.4456073352048,2680.1089190816601,1562.0395640913107,1443.8226445082146,3563.3206605002588,2743.1579428593118,178.11349217186492,1329.2835846454814,1455.9070407322642,547.47568980260542,26.270426574021371,0,74.082602938740266,79.862096785024974,1009.3097889739012,1994.976194031183,937.32882016108249,907.38053386669822,154.47010825524566,1454.330815137823,75.658828533181548,0,0,174.96104098298235,212.26504671809269,161.82582769597164,0,117.16610252013531,0,0,0,0,0,0,0,0]
["","UNDERGROUND CABLES","> 33 kv & < = 66 kv","","","",2,0.17499999999999999,0,0.11,0.214,0,0,0,0.36199999999999999,0,0.34499999999999997,0.753,0.26300000000000001,0.158,0,0,0,0.74199999999999999,0,0.34300000000000003,0,3.3000000000000002E-2,0.10199999999999999,0,0,0,0,0,0,0,0,0,0,0,0,0,0,0,0,0,0,0,0,0,0,0,0,0,0,0,0,0,0,0,0,0,0,0,0,0,0,0,0,0,0,0,0,0,0,0,0,0,0,0,0,0,0,0,0,0,0,0,0,0,0,0,0,0,0,0,0,0,null,"","","","","","","","","","","","","","","","","","","","","","","","","","","","","","","","","","","","","","","","","","","","","","","","","","","","","","","","","","","","","","","","","","","","","","","","","","","","","","","","","","","","","","","","","","",""]
["","","","","","","","","","","","","","","","","","","","","","","","","","","","","","","","","","","","","","","","","","","","","","","","","","","","","","","","","","","","","","","","","","","","","","","","","","","","","","","","","","","","","","","","","","","","","","","","","","",null,"","","","","","","","","","","","","","","","","","","","","","","","","","","","","","","","","","","","","","","","","","","","","","","","","","","","","","","","","","","","","","","","","","","","","","","","","","","","","","","","","","","","","","","","","","",""]
["","","","","","","","","","","","","","","","","","","","","","","","","","","","","","","","","","","","","","","","","","","","","","","","","","","","","","","","","","","","","","","","","","","","","","","","","","","","","","","","","","","","","","","","","","","","","","","","","","",null,"","","","","","","","","","","","","","","","","","","","","","","","","","","","","","","","","","","","","","","","","","","","","","","","","","","","","","","","","","","","","","","","","","","","","","","","","","","","","","","","","","","","","","","","","","",""]
["","","","","","","","","","","","","","","","","","","","","","","","","","","","","","","","","","","","","","","","","","","","","","","","","","","","","","","","","","","","","","","","","","","","","","","","","","","","","","","","","","","","","","","","","","","","","","","","","","",null,"","","","","","","","","","","","","","","","","","","","","","","","","","","","","","","","","","","","","","","","","","","","","","","","","","","","","","","","","","","","","","","","","","","","","","","","","","","","","","","","","","","","","","","","","","",""]
["","","","","","","","","","","","","","","","","","","","","","","","","","","","","","","","","","","","","","","","","","","","","","","","","","","","","","","","","","","","","","","","","","","","","","","","","","","","","","","","","","","","","","","","","","","","","","","","","","",null,"","","","","","","","","","","","","","","","","","","","","","","","","","","","","","","","","","","","","","","","","","","","","","","","","","","","","","","","","","","","","","","","","","","","","","","","","","","","","","","","","","","","","","","","","","",""]
["","","","","","","","","","","","","","","","","","","","","","","","","","","","","","","","","","","","","","","","","","","","","","","","","","","","","","","","","","","","","","","","","","","","","","","","","","","","","","","","","","","","","","","","","","","","","","","","","","",null,"","","","","","","","","","","","","","","","","","","","","","","","","","","","","","","","","","","","","","","","","","","","","","","","","","","","","","","","","","","","","","","","","","","","","","","","","","","","","","","","","","","","","","","","","","",""]
["","","","","","","","","","","","","","","","","","","","","","","","","","","","","","","","","","","","","","","","","","","","","","","","","","","","","","","","","","","","","","","","","","","","","","","","","","","","","","","","","","","","","","","","","","","","","","","","","","",null,"","","","","","","","","","","","","","","","","","","","","","","","","","","","","","","","","","","","","","","","","","","","","","","","","","","","","","","","","","","","","","","","","","","","","","","","","","","","","","","","","","","","","","","","","","",""]
["","","","","","","","","","","","","","","","","","","","","","","","","","","","","","","","","","","","","","","","","","","","","","","","","","","","","","","","","","","","","","","","","","","","","","","","","","","","","","","","","","","","","","","","","","","","","","","","","","",null,"","","","","","","","","","","","","","","","","","","","","","","","","","","","","","","","","","","","","","","","","","","","","","","","","","","","","","","","","","","","","","","","","","","","","","","","","","","","","","","","","","","","","","","","","","",""]
["","","","","","","","","","","","","","","","","","","","","","","","","","","","","","","","","","","","","","","","","","","","","","","","","","","","","","","","","","","","","","","","","","","","","","","","","","","","","","","","","","","","","","","","","","","","","","","","","","",null,"","","","","","","","","","","","","","","","","","","","","","","","","","","","","","","","","","","","","","","","","","","","","","","","","","","","","","","","","","","","","","","","","","","","","","","","","","","","","","","","","","","","","","","","","","",""]
["","","","","","","","","","","","","","","","","","","","","","","","","","","","","","","","","","","","","","","","","","","","","","","","","","","","","","","","","","","","","","","","","","","","","","","","","","","","","","","","","","","","","","","","","","","","","","","","","","",null,"","","","","","","","","","","","","","","","","","","","","","","","","","","","","","","","","","","","","","","","","","","","","","","","","","","","","","","","","","","","","","","","","","","","","","","","","","","","","","","","","","","","","","","","","","",""]
["","","","","","","","","","","","","","","","","","","","","","","","","","","","","","","","","","","","","","","","","","","","","","","","","","","","","","","","","","","","","","","","","","","","","","","","","","","","","","","","","","","","","","","","","","","","","","","","","","",null,"","","","","","","","","","","","","","","","","","","","","","","","","","","","","","","","","","","","","","","","","","","","","","","","","","","","","","","","","","","","","","","","","","","","","","","","","","","","","","","","","","","","","","","","","","",""]
["","","","","","","","","","","","","","","","","","","","","","","","","","","","","","","","","","","","","","","","","","","","","","","","","","","","","","","","","","","","","","","","","","","","","","","","","","","","","","","","","","","","","","","","","","","","","","","","","","",null,"","","","","","","","","","","","","","","","","","","","","","","","","","","","","","","","","","","","","","","","","","","","","","","","","","","","","","","","","","","","","","","","","","","","","","","","","","","","","","","","","","","","","","","","","","",""]
["","","","","","","","","","","","","","","","","","","","","","","","","","","","","","","","","","","","","","","","","","","","","","","","","","","","","","","","","","","","","","","","","","","","","","","","","","","","","","","","","","","","","","","","","","","","","","","","","","",null,"","","","","","","","","","","","","","","","","","","","","","","","","","","","","","","","","","","","","","","","","","","","","","","","","","","","","","","","","","","","","","","","","","","","","","","","","","","","","","","","","","","","","","","","","","",""]
["","","","","","","","","","","","","","","","","","","","","","","","","","","","","","","","","","","","","","","","","","","","","","","","","","","","","","","","","","","","","","","","","","","","","","","","","","","","","","","","","","","","","","","","","","","","","","","","","","",null,"","","","","","","","","","","","","","","","","","","","","","","","","","","","","","","","","","","","","","","","","","","","","","","","","","","","","","","","","","","","","","","","","","","","","","","","","","","","","","","","","","","","","","","","","","",""]
["","","","","","","","","","","","","","","","","","","","","","","","","","","","","","","","","","","","","","","","","","","","","","","","","","","","","","","","","","","","","","","","","","","","","","","","","","","","","","","","","","","","","","","","","","","","","","","","","","",null,"","","","","","","","","","","","","","","","","","","","","","","","","","","","","","","","","","","","","","","","","","","","","","","","","","","","","","","","","","","","","","","","","","","","","","","","","","","","","","","","","","","","","","","","","","",""]
["","","","","","","","","","","","","","","","","","","","","","","","","","","","","","","","","","","","","","","","","","","","","","","","","","","","","","","","","","","","","","","","","","","","","","","","","","","","","","","","","","","","","","","","","","","","","","","","","","",null,"","","","","","","","","","","","","","","","","","","","","","","","","","","","","","","","","","","","","","","","","","","","","","","","","","","","","","","","","","","","","","","","","","","","","","","","","","","","","","","","","","","","","","","","","","",""]
["","","","","","","","","","","","","","","","","","","","","","","","","","","","","","","","","","","","","","","","","","","","","","","","","","","","","","","","","","","","","","","","","","","","","","","","","","","","","","","","","","","","","","","","","","","","","","","","","","",null,"","","","","","","","","","","","","","","","","","","","","","","","","","","","","","","","","","","","","","","","","","","","","","","","","","","","","","","","","","","","","","","","","","","","","","","","","","","","","","","","","","","","","","","","","","",""]
["","","","","","","","","","","","","","","","","","","","","","","","","","","","","","","","","","","","","","","","","","","","","","","","","","","","","","","","","","","","","","","","","","","","","","","","","","","","","","","","","","","","","","","","","","","","","","","","","","",null,"","","","","","","","","","","","","","","","","","","","","","","","","","","","","","","","","","","","","","","","","","","","","","","","","","","","","","","","","","","","","","","","","","","","","","","","","","","","","","","","","","","","","","","","","","",""]
["","","","","","","","","","","","","","","","","","","","","","","","","","","","","","","","","","","","","","","","","","","","","","","","","","","","","","","","","","","","","","","","","","","","","","","","","","","","","","","","","","","","","","","","","","","","","","","","","","",null,"","","","","","","","","","","","","","","","","","","","","","","","","","","","","","","","","","","","","","","","","","","","","","","","","","","","","","","","","","","","","","","","","","","","","","","","","","","","","","","","","","","","","","","","","","",""]
["","","","","","","","","","","","","","","","","","","","","","","","","","","","","","","","","","","","","","","","","","","","","","","","","","","","","","","","","","","","","","","","","","","","","","","","","","","","","","","","","","","","","","","","","","","","","","","","","","",null,"","","","","","","","","","","","","","","","","","","","","","","","","","","","","","","","","","","","","","","","","","","","","","","","","","","","","","","","","","","","","","","","","","","","","","","","","","","","","","","","","","","","","","","","","","",""]
["","","","","","","","","","","","","","","","","","","","","","","","","","","","","","","","","","","","","","","","","","","","","","","","","","","","","","","","","","","","","","","","","","","","","","","","","","","","","","","","","","","","","","","","","","","","","","","","","","",null,"","","","","","","","","","","","","","","","","","","","","","","","","","","","","","","","","","","","","","","","","","","","","","","","","","","","","","","","","","","","","","","","","","","","","","","","","","","","","","","","","","","","","","","","","","",""]
["","","","","","","","","","","","","","","","","","","","","","","","","","","","","","","","","","","","","","","","","","","","","","","","","","","","","","","","","","","","","","","","","","","","","","","","","","","","","","","","","","","","","","","","","","","","","","","","","","",null,"","","","","","","","","","","","","","","","","","","","","","","","","","","","","","","","","","","","","","","","","","","","","","","","","","","","","","","","","","","","","","","","","","","","","","","","","","","","","","","","","","","","","","","","","","",""]
["","","","","","","","","","","","","","","","","","","","","","","","","","","","","","","","","","","","","","","","","","","","","","","","","","","","","","","","","","","","","","","","","","","","","","","","","","","","","","","","","","","","","","","","","","","","","","","","","","",null,"","","","","","","","","","","","","","","","","","","","","","","","","","","","","","","","","","","","","","","","","","","","","","","","","","","","","","","","","","","","","","","","","","","","","","","","","","","","","","","","","","","","","","","","","","",""]
["","","","","","","","","","","","","","","","","","","","","","","","","","","","","","","","","","","","","","","","","","","","","","","","","","","","","","","","","","","","","","","","","","","","","","","","","","","","","","","","","","","","","","","","","","","","","","","","","","",null,"","","","","","","","","","","","","","","","","","","","","","","","","","","","","","","","","","","","","","","","","","","","","","","","","","","","","","","","","","","","","","","","","","","","","","","","","","","","","","","","","","","","","","","","","","",""]
["","","","","","","","","","","","","","","","","","","","","","","","","","","","","","","","","","","","","","","","","","","","","","","","","","","","","","","","","","","","","","","","","","","","","","","","","","","","","","","","","","","","","","","","","","","","","","","","","","",null,"","","","","","","","","","","","","","","","","","","","","","","","","","","","","","","","","","","","","","","","","","","","","","","","","","","","","","","","","","","","","","","","","","","","","","","","","","","","","","","","","","","","","","","","","","",""]
["","","","","","","","","","","","","","","","","","","","","","","","","","","","","","","","","","","","","","","","","","","","","","","","","","","","","","","","","","","","","","","","","","","","","","","","","","","","","","","","","","","","","","","","","","","","","","","","","","",null,"","","","","","","","","","","","","","","","","","","","","","","","","","","","","","","","","","","","","","","","","","","","","","","","","","","","","","","","","","","","","","","","","","","","","","","","","","","","","","","","","","","","","","","","","","",""]
["","","","","","","","","","","","","","","","","","","","","","","","","","","","","","","","","","","","","","","","","","","","","","","","","","","","","","","","","","","","","","","","","","","","","","","","","","","","","","","","","","","","","","","","","","","","","","","","","","",null,"","","","","","","","","","","","","","","","","","","","","","","","","","","","","","","","","","","","","","","","","","","","","","","","","","","","","","","","","","","","","","","","","","","","","","","","","","","","","","","","","","","","","","","","","","",""]
["","","","","","","","","","","","","","","","","","","","","","","","","","","","","","","","","","","","","","","","","","","","","","","","","","","","","","","","","","","","","","","","","","","","","","","","","","","","","","","","","","","","","","","","","","","","","","","","","","",null,"","","","","","","","","","","","","","","","","","","","","","","","","","","","","","","","","","","","","","","","","","","","","","","","","","","","","","","","","","","","","","","","","","","","","","","","","","","","","","","","","","","","","","","","","","",""]
["","","","","","","","","","","","","","","","","","","","","","","","","","","","","","","","","","","","","","","","","","","","","","","","","","","","","","","","","","","","","","","","","","","","","","","","","","","","","","","","","","","","","","","","","","","","","","","","","","",null,"","","","","","","","","","","","","","","","","","","","","","","","","","","","","","","","","","","","","","","","","","","","","","","","","","","","","","","","","","","","","","","","","","","","","","","","","","","","","","","","","","","","","","","","","","",""]
["","","","","","","","","","","","","","","","","","","","","","","","","","","","","","","","","","","","","","","","","","","","","","","","","","","","","","","","","","","","","","","","","","","","","","","","","","","","","","","","","","","","","","","","","","","","","","","","","","",null,"","","","","","","","","","","","","","","","","","","","","","","","","","","","","","","","","","","","","","","","","","","","","","","","","","","","","","","","","","","","","","","","","","","","","","","","","","","","","","","","","","","","","","","","","","",""]
["","","","","","","","","","","","","","","","","","","","","","","","","","","","","","","","","","","","","","","","","","","","","","","","","","","","","","","","","","","","","","","","","","","","","","","","","","","","","","","","","","","","","","","","","","","","","","","","","","",null,"","","","","","","","","","","","","","","","","","","","","","","","","","","","","","","","","","","","","","","","","","","","","","","","","","","","","","","","","","","","","","","","","","","","","","","","","","","","","","","","","","","","","","","","","","",""]
["","","","","","","","","","","","","","","","","","","","","","","","","","","","","","","","","","","","","","","","","","","","","","","","","","","","","","","","","","","","","","","","","","","","","","","","","","","","","","","","","","","","","","","","","","","","","","","","","","",null,"","","","","","","","","","","","","","","","","","","","","","","","","","","","","","","","","","","","","","","","","","","","","","","","","","","","","","","","","","","","","","","","","","","","","","","","","","","","","","","","","","","","","","","","","","",""]
["","","","","","","","","","","","","","","","","","","","","","","","","","","","","","","","","","","","","","","","","","","","","","","","","","","","","","","","","","","","","","","","","","","","","","","","","","","","","","","","","","","","","","","","","","","","","","","","","","",null,"","","","","","","","","","","","","","","","","","","","","","","","","","","","","","","","","","","","","","","","","","","","","","","","","","","","","","","","","","","","","","","","","","","","","","","","","","","","","","","","","","","","","","","","","","",""]
["","","","","","","","","","","","","","","","","","","","","","","","","","","","","","","","","","","","","","","","","","","","","","","","","","","","","","","","","","","","","","","","","","","","","","","","","","","","","","","","","","","","","","","","","","","","","","","","","","",null,"","","","","","","","","","","","","","","","","","","","","","","","","","","","","","","","","","","","","","","","","","","","","","","","","","","","","","","","","","","","","","","","","","","","","","","","","","","","","","","","","","","","","","","","","","",""]
["","","","","","","","","","","","","","","","","","","","","","","","","","","","","","","","","","","","","","","","","","","","","","","","","","","","","","","","","","","","","","","","","","","","","","","","","","","","","","","","","","","","","","","","","","","","","","","","","","",null,"","","","","","","","","","","","","","","","","","","","","","","","","","","","","","","","","","","","","","","","","","","","","","","","","","","","","","","","","","","","","","","","","","","","","","","","","","","","","","","","","","","","","","","","","","",""]
["","","","","","","","","","","","","","","","","","","","","","","","","","","","","","","","","","","","","","","","","","","","","","","","","","","","","","","","","","","","","","","","","","","","","","","","","","","","","","","","","","","","","","","","","","","","","","","","","","",null,"","","","","","","","","","","","","","","","","","","","","","","","","","","","","","","","","","","","","","","","","","","","","","","","","","","","","","","","","","","","","","","","","","","","","","","","","","","","","","","","","","","","","","","","","","",""]
["","","","","","","","","","","","","","","","","","","","","","","","","","","","","","","","","","","","","","","","","","","","","","","","","","","","","","","","","","","","","","","","","","","","","","","","","","","","","","","","","","","","","","","","","","","","","","","","","","",null,"","","","","","","","","","","","","","","","","","","","","","","","","","","","","","","","","","","","","","","","","","","","","","","","","","","","","","","","","","","","","","","","","","","","","","","","","","","","","","","","","","","","","","","","","","",""]
["","","","","","","","","","","","","","","","","","","","","","","","","","","","","","","","","","","","","","","","","","","","","","","","","","","","","","","","","","","","","","","","","","","","","","","","","","","","","","","","","","","","","","","","","","","","","","","","","","",null,"","","","","","","","","","","","","","","","","","","","","","","","","","","","","","","","","","","","","","","","","","","","","","","","","","","","","","","","","","","","","","","","","","","","","","","","","","","","","","","","","","","","","","","","","","",""]
["","","","","","","","","","","","","","","","","","","","","","","","","","","","","","","","","","","","","","","","","","","","","","","","","","","","","","","","","","","","","","","","","","","","","","","","","","","","","","","","","","","","","","","","","","","","","","","","","","",null,"","","","","","","","","","","","","","","","","","","","","","","","","","","","","","","","","","","","","","","","","","","","","","","","","","","","","","","","","","","","","","","","","","","","","","","","","","","","","","","","","","","","","","","","","","",""]
["","","","","","","","","","","","","","","","","","","","","","","","","","","","","","","","","","","","","","","","","","","","","","","","","","","","","","","","","","","","","","","","","","","","","","","","","","","","","","","","","","","","","","","","","","","","","","","","","","",null,"","","","","","","","","","","","","","","","","","","","","","","","","","","","","","","","","","","","","","","","","","","","","","","","","","","","","","","","","","","","","","","","","","","","","","","","","","","","","","","","","","","","","","","","","","",""]
["","","","","","","","","","","","","","","","","","","","","","","","","","","","","","","","","","","","","","","","","","","","","","","","","","","","","","","","","","","","","","","","","","","","","","","","","","","","","","","","","","","","","","","","","","","","","","","","","","",null,"","","","","","","","","","","","","","","","","","","","","","","","","","","","","","","","","","","","","","","","","","","","","","","","","","","","","","","","","","","","","","","","","","","","","","","","","","","","","","","","","","","","","","","","","","",""]
["","","","","","","","","","","","","","","","","","","","","","","","","","","","","","","","","","","","","","","","","","","","","","","","","","","","","","","","","","","","","","","","","","","","","","","","","","","","","","","","","","","","","","","","","","","","","","","","","","",null,"","","","","","","","","","","","","","","","","","","","","","","","","","","","","","","","","","","","","","","","","","","","","","","","","","","","","","","","","","","","","","","","","","","","","","","","","","","","","","","","","","","","","","","","","","",""]
["","","","","","","","","","","","","","","","","","","","","","","","","","","","","","","","","","","","","","","","","","","","","","","","","","","","","","","","","","","","","","","","","","","","","","","","","","","","","","","","","","","","","","","","","","","","","","","","","","",null,"","","","","","","","","","","","","","","","","","","","","","","","","","","","","","","","","","","","","","","","","","","","","","","","","","","","","","","","","","","","","","","","","","","","","","","","","","","","","","","","","","","","","","","","","","",""]
["","","","","","","","","","","","","","","","","","","","","","","","","","","","","","","","","","","","","","","","","","","","","","","","","","","","","","","","","","","","","","","","","","","","","","","","","","","","","","","","","","","","","","","","","","","","","","","","","","",null,"","","","","","","","","","","","","","","","","","","","","","","","","","","","","","","","","","","","","","","","","","","","","","","","","","","","","","","","","","","","","","","","","","","","","","","","","","","","","","","","","","","","","","","","","","",""]
["","","","","","","","","","","","","","","","","","","","","","","","","","","","","","","","","","","","","","","","","","","","","","","","","","","","","","","","","","","","","","","","","","","","","","","","","","","","","","","","","","","","","","","","","","","","","","","","","","",null,"","","","","","","","","","","","","","","","","","","","","","","","","","","","","","","","","","","","","","","","","","","","","","","","","","","","","","","","","","","","","","","","","","","","","","","","","","","","","","","","","","","","","","","","","","",""]
["","","","","","","","","","","","","","","","","","","","","","","","","","","","","","","","","","","","","","","","","","","","","","","","","","","","","","","","","","","","","","","","","","","","","","","","","","","","","","","","","","","","","","","","","","","","","","","","","","",null,"","","","","","","","","","","","","","","","","","","","","","","","","","","","","","","","","","","","","","","","","","","","","","","","","","","","","","","","","","","","","","","","","","","","","","","","","","","","","","","","","","","","","","","","","","",""]
["","","","","","","","","","","","","","","","","","","","","","","","","","","","","","","","","","","","","","","","","","","","","","","","","","","","","","","","","","","","","","","","","","","","","","","","","","","","","","","","","","","","","","","","","","","","","","","","","","",null,"","","","","","","","","","","","","","","","","","","","","","","","","","","","","","","","","","","","","","","","","","","","","","","","","","","","","","","","","","","","","","","","","","","","","","","","","","","","","","","","","","","","","","","","","","",""]
["","","","","","","","","","","","","","","","","","","","","","","","","","","","","","","","","","","","","","","","","","","","","","","","","","","","","","","","","","","","","","","","","","","","","","","","","","","","","","","","","","","","","","","","","","","","","","","","","","",null,"","","","","","","","","","","","","","","","","","","","","","","","","","","","","","","","","","","","","","","","","","","","","","","","","","","","","","","","","","","","","","","","","","","","","","","","","","","","","","","","","","","","","","","","","","",""]
["","","","","","","","","","","","","","","","","","","","","","","","","","","","","","","","","","","","","","","","","","","","","","","","","","","","","","","","","","","","","","","","","","","","","","","","","","","","","","","","","","","","","","","","","","","","","","","","","","",null,"","","","","","","","","","","","","","","","","","","","","","","","","","","","","","","","","","","","","","","","","","","","","","","","","","","","","","","","","","","","","","","","","","","","","","","","","","","","","","","","","","","","","","","","","","",""]
["","","","","","","","","","","","","","","","","","","","","","","","","","","","","","","","","","","","","","","","","","","","","","","","","","","","","","","","","","","","","","","","","","","","","","","","","","","","","","","","","","","","","","","","","","","","","","","","","","",null,"","","","","","","","","","","","","","","","","","","","","","","","","","","","","","","","","","","","","","","","","","","","","","","","","","","","","","","","","","","","","","","","","","","","","","","","","","","","","","","","","","","","","","","","","","",""]
["","","","","","","","","","","","","","","","","","","","","","","","","","","","","","","","","","","","","","","","","","","","","","","","","","","","","","","","","","","","","","","","","","","","","","","","","","","","","","","","","","","","","","","","","","","","","","","","","","",null,"","","","","","","","","","","","","","","","","","","","","","","","","","","","","","","","","","","","","","","","","","","","","","","","","","","","","","","","","","","","","","","","","","","","","","","","","","","","","","","","","","","","","","","","","","",""]
["","","","","","","","","","","","","","","","","","","","","","","","","","","","","","","","","","","","","","","","","","","","","","","","","","","","","","","","","","","","","","","","","","","","","","","","","","","","","","","","","","","","","","","","","","","","","","","","","","",null,"","","","","","","","","","","","","","","","","","","","","","","","","","","","","","","","","","","","","","","","","","","","","","","","","","","","","","","","","","","","","","","","","","","","","","","","","","","","","","","","","","","","","","","","","","",""]
["","","","","","","","","","","","","","","","","","","","","","","","","","","","","","","","","","","","","","","","","","","","","","","","","","","","","","","","","","","","","","","","","","","","","","","","","","","","","","","","","","","","","","","","","","","","","","","","","","",null,"","","","","","","","","","","","","","","","","","","","","","","","","","","","","","","","","","","","","","","","","","","","","","","","","","","","","","","","","","","","","","","","","","","","","","","","","","","","","","","","","","","","","","","","","","",""]
["","","","","","","","","","","","","","","","","","","","","","","","","","","","","","","","","","","","","","","","","","","","","","","","","","","","","","","","","","","","","","","","","","","","","","","","","","","","","","","","","","","","","","","","","","","","","","","","","","",null,"","","","","","","","","","","","","","","","","","","","","","","","","","","","","","","","","","","","","","","","","","","","","","","","","","","","","","","","","","","","","","","","","","","","","","","","","","","","","","","","","","","","","","","","","","",""]
["","","","","","","","","","","","","","","","","","","","","","","","","","","","","","","","","","","","","","","","","","","","","","","","","","","","","","","","","","","","","","","","","","","","","","","","","","","","","","","","","","","","","","","","","","","","","","","","","","",null,"","","","","","","","","","","","","","","","","","","","","","","","","","","","","","","","","","","","","","","","","","","","","","","","","","","","","","","","","","","","","","","","","","","","","","","","","","","","","","","","","","","","","","","","","","",""]
["","","","","","","","","","","","","","","","","","","","","","","","","","","","","","","","","","","","","","","","","","","","","","","","","","","","","","","","","","","","","","","","","","","","","","","","","","","","","","","","","","","","","","","","","","","","","","","","","","",null,"","","","","","","","","","","","","","","","","","","","","","","","","","","","","","","","","","","","","","","","","","","","","","","","","","","","","","","","","","","","","","","","","","","","","","","","","","","","","","","","","","","","","","","","","","",""]
["","","","","","","","","","","","","","","","","","","","","","","","","","","","","","","","","","","","","","","","","","","","","","","","","","","","","","","","","","","","","","","","","","","","","","","","","","","","","","","","","","","","","","","","","","","","","","","","","","",null,"","","","","","","","","","","","","","","","","","","","","","","","","","","","","","","","","","","","","","","","","","","","","","","","","","","","","","","","","","","","","","","","","","","","","","","","","","","","","","","","","","","","","","","","","","",""]
["","","","","","","","","","","","","","","","","","","","","","","","","","","","","","","","","","","","","","","","","","","","","","","","","","","","","","","","","","","","","","","","","","","","","","","","","","","","","","","","","","","","","","","","","","","","","","","","","","",null,"","","","","","","","","","","","","","","","","","","","","","","","","","","","","","","","","","","","","","","","","","","","","","","","","","","","","","","","","","","","","","","","","","","","","","","","","","","","","","","","","","","","","","","","","","",""]
["","","","","","","","","","","","","","","","","","","","","","","","","","","","","","","","","","","","","","","","","","","","","","","","","","","","","","","","","","","","","","","","","","","","","","","","","","","","","","","","","","","","","","","","","","","","","","","","","","",null,"","","","","","","","","","","","","","","","","","","","","","","","","","","","","","","","","","","","","","","","","","","","","","","","","","","","","","","","","","","","","","","","","","","","","","","","","","","","","","","","","","","","","","","","","","",""]
["","","","","","","","","","","","","","","","","","","","","","","","","","","","","","","","","","","","","","","","","","","","","","","","","","","","","","","","","","","","","","","","","","","","","","","","","","","","","","","","","","","","","","","","","","","","","","","","","","",null,"","","","","","","","","","","","","","","","","","","","","","","","","","","","","","","","","","","","","","","","","","","","","","","","","","","","","","","","","","","","","","","","","","","","","","","","","","","","","","","","","","","","","","","","","","",""]
["","","","","","","","","","","","","","","","","","","","","","","","","","","","","","","","","","","","","","","","","","","","","","","","","","","","","","","","","","","","","","","","","","","","","","","","","","","","","","","","","","","","","","","","","","","","","","","","","","",null,"","","","","","","","","","","","","","","","","","","","","","","","","","","","","","","","","","","","","","","","","","","","","","","","","","","","","","","","","","","","","","","","","","","","","","","","","","","","","","","","","","","","","","","","","","",""]
["","","","","","","","","","","","","","","","","","","","","","","","","","","","","","","","","","","","","","","","","","","","","","","","","","","","","","","","","","","","","","","","","","","","","","","","","","","","","","","","","","","","","","","","","","","","","","","","","","",null,"","","","","","","","","","","","","","","","","","","","","","","","","","","","","","","","","","","","","","","","","","","","","","","","","","","","","","","","","","","","","","","","","","","","","","","","","","","","","","","","","","","","","","","","","","",""]
["","","","","","","","","","","","","","","","","","","","","","","","","","","","","","","","","","","","","","","","","","","","","","","","","","","","","","","","","","","","","","","","","","","","","","","","","","","","","","","","","","","","","","","","","","","","","","","","","","",null,"","","","","","","","","","","","","","","","","","","","","","","","","","","","","","","","","","","","","","","","","","","","","","","","","","","","","","","","","","","","","","","","","","","","","","","","","","","","","","","","","","","","","","","","","","",""]
["","","","","","","","","","","","","","","","","","","","","","","","","","","","","","","","","","","","","","","","","","","","","","","","","","","","","","","","","","","","","","","","","","","","","","","","","","","","","","","","","","","","","","","","","","","","","","","","","","",null,"","","","","","","","","","","","","","","","","","","","","","","","","","","","","","","","","","","","","","","","","","","","","","","","","","","","","","","","","","","","","","","","","","","","","","","","","","","","","","","","","","","","","","","","","","",""]
["","","","","","","","","","","","","","","","","","","","","","","","","","","","","","","","","","","","","","","","","","","","","","","","","","","","","","","","","","","","","","","","","","","","","","","","","","","","","","","","","","","","","","","","","","","","","","","","","","",null,"","","","","","","","","","","","","","","","","","","","","","","","","","","","","","","","","","","","","","","","","","","","","","","","","","","","","","","","","","","","","","","","","","","","","","","","","","","","","","","","","","","","","","","","","","",""]
["","","","","","","","","","","","","","","","","","","","","","","","","","","","","","","","","","","","","","","","","","","","","","","","","","","","","","","","","","","","","","","","","","","","","","","","","","","","","","","","","","","","","","","","","","","","","","","","","","",null,"","","","","","","","","","","","","","","","","","","","","","","","","","","","","","","","","","","","","","","","","","","","","","","","","","","","","","","","","","","","","","","","","","","","","","","","","","","","","","","","","","","","","","","","","","",""]
["","","","","","","","","","","","","","","","","","","","","","","","","","","","","","","","","","","","","","","","","","","","","","","","","","","","","","","","","","","","","","","","","","","","","","","","","","","","","","","","","","","","","","","","","","","","","","","","","","",null,"","","","","","","","","","","","","","","","","","","","","","","","","","","","","","","","","","","","","","","","","","","","","","","","","","","","","","","","","","","","","","","","","","","","","","","","","","","","","","","","","","","","","","","","","","",""]
["","","","","","","","","","","","","","","","","","","","","","","","","","","","","","","","","","","","","","","","","","","","","","","","","","","","","","","","","","","","","","","","","","","","","","","","","","","","","","","","","","","","","","","","","","","","","","","","","","",null,"","","","","","","","","","","","","","","","","","","","","","","","","","","","","","","","","","","","","","","","","","","","","","","","","","","","","","","","","","","","","","","","","","","","","","","","","","","","","","","","","","","","","","","","","","",""]
["","","","","","","","","","","","","","","","","","","","","","","","","","","","","","","","","","","","","","","","","","","","","","","","","","","","","","","","","","","","","","","","","","","","","","","","","","","","","","","","","","","","","","","","","","","","","","","","","","",null,"","","","","","","","","","","","","","","","","","","","","","","","","","","","","","","","","","","","","","","","","","","","","","","","","","","","","","","","","","","","","","","","","","","","","","","","","","","","","","","","","","","","","","","","","","",""]
["","","","","","","","","","","","","","","","","","","","","","","","","","","","","","","","","","","","","","","","","","","","","","","","","","","","","","","","","","","","","","","","","","","","","","","","","","","","","","","","","","","","","","","","","","","","","","","","","","",null,"","","","","","","","","","","","","","","","","","","","","","","","","","","","","","","","","","","","","","","","","","","","","","","","","","","","","","","","","","","","","","","","","","","","","","","","","","","","","","","","","","","","","","","","","","",""]
["","","","","","","","","","","","","","","","","","","","","","","","","","","","","","","","","","","","","","","","","","","","","","","","","","","","","","","","","","","","","","","","","","","","","","","","","","","","","","","","","","","","","","","","","","","","","","","","","","",null,"","","","","","","","","","","","","","","","","","","","","","","","","","","","","","","","","","","","","","","","","","","","","","","","","","","","","","","","","","","","","","","","","","","","","","","","","","","","","","","","","","","","","","","","","","",""]
["","","","","","","","","","","","","","","","","","","","","","","","","","","","","","","","","","","","","","","","","","","","","","","","","","","","","","","","","","","","","","","","","","","","","","","","","","","","","","","","","","","","","","","","","","","","","","","","","","",null,"","","","","","","","","","","","","","","","","","","","","","","","","","","","","","","","","","","","","","","","","","","","","","","","","","","","","","","","","","","","","","","","","","","","","","","","","","","","","","","","","","","","","","","","","","",""]
["","","","","","","","","","","","","","","","","","","","","","","","","","","","","","","","","","","","","","","","","","","","","","","","","","","","","","","","","","","","","","","","","","","","","","","","","","","","","","","","","","","","","","","","","","","","","","","","","","",null,"","","","","","","","","","","","","","","","","","","","","","","","","","","","","","","","","","","","","","","","","","","","","","","","","","","","","","","","","","","","","","","","","","","","","","","","","","","","","","","","","","","","","","","","","","",""]
["","","","","","","","","","","","","","","","","","","","","","","","","","","","","","","","","","","","","","","","","","","","","","","","","","","","","","","","","","","","","","","","","","","","","","","","","","","","","","","","","","","","","","","","","","","","","","","","","","",null,"","","","","","","","","","","","","","","","","","","","","","","","","","","","","","","","","","","","","","","","","","","","","","","","","","","","","","","","","","","","","","","","","","","","","","","","","","","","","","","","","","","","","","","","","","",""]
["","","","","","","","","","","","","","","","","","","","","","","","","","","","","","","","","","","","","","","","","","","","","","","","","","","","","","","","","","","","","","","","","","","","","","","","","","","","","","","","","","","","","","","","","","","","","","","","","","",null,"","","","","","","","","","","","","","","","","","","","","","","","","","","","","","","","","","","","","","","","","","","","","","","","","","","","","","","","","","","","","","","","","","","","","","","","","","","","","","","","","","","","","","","","","","",""]
["","","","","","","","","","","","","","","","","","","","","","","","","","","","","","","","","","","","","","","","","","","","","","","","","","","","","","","","","","","","","","","","","","","","","","","","","","","","","","","","","","","","","","","","","","","","","","","","","","",null,"","","","","","","","","","","","","","","","","","","","","","","","","","","","","","","","","","","","","","","","","","","","","","","","","","","","","","","","","","","","","","","","","","","","","","","","","","","","","","","","","","","","","","","","","","",""]
["","","","","","","","","","","","","","","","","","","","","","","","","","","","","","","","","","","","","","","","","","","","","","","","","","","","","","","","","","","","","","","","","","","","","","","","","","","","","","","","","","","","","","","","","","","","","","","","","","",null,"","","","","","","","","","","","","","","","","","","","","","","","","","","","","","","","","","","","","","","","","","","","","","","","","","","","","","","","","","","","","","","","","","","","","","","","","","","","","","","","","","","","","","","","","","",""]
["","","","","","","","","","","","","","","","","","","","","","","","","","","","","","","","","","","","","","","","","","","","","","","","","","","","","","","","","","","","","","","","","","","","","","","","","","","","","","","","","","","","","","","","","","","","","","","","","","",null,"","","","","","","","","","","","","","","","","","","","","","","","","","","","","","","","","","","","","","","","","","","","","","","","","","","","","","","","","","","","","","","","","","","","","","","","","","","","","","","","","","","","","","","","","","",""]
["","","","","","","","","","","","","","","","","","","","","","","","","","","","","","","","","","","","","","","","","","","","","","","","","","","","","","","","","","","","","","","","","","","","","","","","","","","","","","","","","","","","","","","","","","","","","","","","","","",null,"","","","","","","","","","","","","","","","","","","","","","","","","","","","","","","","","","","","","","","","","","","","","","","","","","","","","","","","","","","","","","","","","","","","","","","","","","","","","","","","","","","","","","","","","","",""]
["","","","","","","","","","","","","","","","","","","","","","","","","","","","","","","","","","","","","","","","","","","","","","","","","","","","","","","","","","","","","","","","","","","","","","","","","","","","","","","","","","","","","","","","","","","","","","","","","","",null,"","","","","","","","","","","","","","","","","","","","","","","","","","","","","","","","","","","","","","","","","","","","","","","","","","","","","","","","","","","","","","","","","","","","","","","","","","","","","","","","","","","","","","","","","","",""]
["","","","","","","","","","","","","","","","","","","","","","","","","","","","","","","","","","","","","","","","","","","","","","","","","","","","","","","","","","","","","","","","","","","","","","","","","","","","","","","","","","","","","","","","","","","","","","","","","","",null,"","","","","","","","","","","","","","","","","","","","","","","","","","","","","","","","","","","","","","","","","","","","","","","","","","","","","","","","","","","","","","","","","","","","","","","","","","","","","","","","","","","","","","","","","","",""]
["","","","","","","","","","","","","","","","","","","","","","","","","","","","","","","","","","","","","","","","","","","","","","","","","","","","","","","","","","","","","","","","","","","","","","","","","","","","","","","","","","","","","","","","","","","","","","","","","","",null,"","","","","","","","","","","","","","","","","","","","","","","","","","","","","","","","","","","","","","","","","","","","","","","","","","","","","","","","","","","","","","","","","","","","","","","","","","","","","","","","","","","","","","","","","","",""]
["","","","","","","","","","","","","","","","","","","","","","","","","","","","","","","","","","","","","","","","","","","","","","","","","","","","","","","","","","","","","","","","","","","","","","","","","","","","","","","","","","","","","","","","","","","","","","","","","","",null,"","","","","","","","","","","","","","","","","","","","","","","","","","","","","","","","","","","","","","","","","","","","","","","","","","","","","","","","","","","","","","","","","","","","","","","","","","","","","","","","","","","","","","","","","","",""]
["","","","","","","","","","","","","","","","","","","","","","","","","","","","","","","","","","","","","","","","","","","","","","","","","","","","","","","","","","","","","","","","","","","","","","","","","","","","","","","","","","","","","","","","","","","","","","","","","","",null,"","","","","","","","","","","","","","","","","","","","","","","","","","","","","","","","","","","","","","","","","","","","","","","","","","","","","","","","","","","","","","","","","","","","","","","","","","","","","","","","","","","","","","","","","","",""]
["","","","","","","","","","","","","","","","","","","","","","","","","","","","","","","","","","","","","","","","","","","","","","","","","","","","","","","","","","","","","","","","","","","","","","","","","","","","","","","","","","","","","","","","","","","","","","","","","","",null,"","","","","","","","","","","","","","","","","","","","","","","","","","","","","","","","","","","","","","","","","","","","","","","","","","","","","","","","","","","","","","","","","","","","","","","","","","","","","","","","","","","","","","","","","","",""]
["","","","","","","","","","","","","","","","","","","","","","","","","","","","","","","","","","","","","","","","","","","","","","","","","","","","","","","","","","","","","","","","","","","","","","","","","","","","","","","","","","","","","","","","","","","","","","","","","","",null,"","","","","","","","","","","","","","","","","","","","","","","","","","","","","","","","","","","","","","","","","","","","","","","","","","","","","","","","","","","","","","","","","","","","","","","","","","","","","","","","","","","","","","","","","","",""]
["","","","","","","","","","","","","","","","","","","","","","","","","","","","","","","","","","","","","","","","","","","","","","","","","","","","","","","","","","","","","","","","","","","","","","","","","","","","","","","","","","","","","","","","","","","","","","","","","","",null,"","","","","","","","","","","","","","","","","","","","","","","","","","","","","","","","","","","","","","","","","","","","","","","","","","","","","","","","","","","","","","","","","","","","","","","","","","","","","","","","","","","","","","","","","","",""]
["","","","","","","","","","","","","","","","","","","","","","","","","","","","","","","","","","","","","","","","","","","","","","","","","","","","","","","","","","","","","","","","","","","","","","","","","","","","","","","","","","","","","","","","","","","","","","","","","","",null,"","","","","","","","","","","","","","","","","","","","","","","","","","","","","","","","","","","","","","","","","","","","","","","","","","","","","","","","","","","","","","","","","","","","","","","","","","","","","","","","","","","","","","","","","","",""]
["","","","","","","","","","","","","","","","","","","","","","","","","","","","","","","","","","","","","","","","","","","","","","","","","","","","","","","","","","","","","","","","","","","","","","","","","","","","","","","","","","","","","","","","","","","","","","","","","","",null,"","","","","","","","","","","","","","","","","","","","","","","","","","","","","","","","","","","","","","","","","","","","","","","","","","","","","","","","","","","","","","","","","","","","","","","","","","","","","","","","","","","","","","","","","","",""]
["","","","","","","","","","","","","","","","","","","","","","","","","","","","","","","","","","","","","","","","","","","","","","","","","","","","","","","","","","","","","","","","","","","","","","","","","","","","","","","","","","","","","","","","","","","","","","","","","","",null,"","","","","","","","","","","","","","","","","","","","","","","","","","","","","","","","","","","","","","","","","","","","","","","","","","","","","","","","","","","","","","","","","","","","","","","","","","","","","","","","","","","","","","","","","","",""]
["","","","","","","","","","","","","","","","","","","","","","","","","","","","","","","","","","","","","","","","","","","","","","","","","","","","","","","","","","","","","","","","","","","","","","","","","","","","","","","","","","","","","","","","","","","","","","","","","","",null,"","","","","","","","","","","","","","","","","","","","","","","","","","","","","","","","","","","","","","","","","","","","","","","","","","","","","","","","","","","","","","","","","","","","","","","","","","","","","","","","","","","","","","","","","","",""]
["","","","","","","","","","","","","","","","","","","","","","","","","","","","","","","","","","","","","","","","","","","","","","","","","","","","","","","","","","","","","","","","","","","","","","","","","","","","","","","","","","","","","","","","","","","","","","","","","","",null,"","","","","","","","","","","","","","","","","","","","","","","","","","","","","","","","","","","","","","","","","","","","","","","","","","","","","","","","","","","","","","","","","","","","","","","","","","","","","","","","","","","","","","","","","","",""]
["","","","","","","","","","","","","","","","","","","","","","","","","","","","","","","","","","","","","","","","","","","","","","","","","","","","","","","","","","","","","","","","","","","","","","","","","","","","","","","","","","","","","","","","","","","","","","","","","","",null,"","","","","","","","","","","","","","","","","","","","","","","","","","","","","","","","","","","","","","","","","","","","","","","","","","","","","","","","","","","","","","","","","","","","","","","","","","","","","","","","","","","","","","","","","","",""]
["","","","","","","","","","","","","","","","","","","","","","","","","","","","","","","","","","","","","","","","","","","","","","","","","","","","","","","","","","","","","","","","","","","","","","","","","","","","","","","","","","","","","","","","","","","","","","","","","","",null,"","","","","","","","","","","","","","","","","","","","","","","","","","","","","","","","","","","","","","","","","","","","","","","","","","","","","","","","","","","","","","","","","","","","","","","","","","","","","","","","","","","","","","","","","","",""]
["","","","","","","","","","","","","","","","","","","","","","","","","","","","","","","","","","","","","","","","","","","","","","","","","","","","","","","","","","","","","","","","","","","","","","","","","","","","","","","","","","","","","","","","","","","","","","","","","","",null,"","","","","","","","","","","","","","","","","","","","","","","","","","","","","","","","","","","","","","","","","","","","","","","","","","","","","","","","","","","","","","","","","","","","","","","","","","","","","","","","","","","","","","","","","","",""]
["","","","","","","","","","","","","","","","","","","","","","","","","","","","","","","","","","","","","","","","","","","","","","","","","","","","","","","","","","","","","","","","","","","","","","","","","","","","","","","","","","","","","","","","","","","","","","","","","","",null,"","","","","","","","","","","","","","","","","","","","","","","","","","","","","","","","","","","","","","","","","","","","","","","","","","","","","","","","","","","","","","","","","","","","","","","","","","","","","","","","","","","","","","","","","","",""]
["","","","","","","","","","","","","","","","","","","","","","","","","","","","","","","","","","","","","","","","","","","","","","","","","","","","","","","","","","","","","","","","","","","","","","","","","","","","","","","","","","","","","","","","","","","","","","","","","","",null,"","","","","","","","","","","","","","","","","","","","","","","","","","","","","","","","","","","","","","","","","","","","","","","","","","","","","","","","","","","","","","","","","","","","","","","","","","","","","","","","","","","","","","","","","","",""]
["","","","","","","","","","","","","","","","","","","","","","","","","","","","","","","","","","","","","","","","","","","","","","","","","","","","","","","","","","","","","","","","","","","","","","","","","","","","","","","","","","","","","","","","","","","","","","","","","","",null,"","","","","","","","","","","","","","","","","","","","","","","","","","","","","","","","","","","","","","","","","","","","","","","","","","","","","","","","","","","","","","","","","","","","","","","","","","","","","","","","","","","","","","","","","","",""]
["","","","","","","","","","","","","","","","","","","","","","","","","","","","","","","","","","","","","","","","","","","","","","","","","","","","","","","","","","","","","","","","","","","","","","","","","","","","","","","","","","","","","","","","","","","","","","","","","","",null,"","","","","","","","","","","","","","","","","","","","","","","","","","","","","","","","","","","","","","","","","","","","","","","","","","","","","","","","","","","","","","","","","","","","","","","","","","","","","","","","","","","","","","","","","","",""]
["","","","","","","","","","","","","","","","","","","","","","","","","","","","","","","","","","","","","","","","","","","","","","","","","","","","","","","","","","","","","","","","","","","","","","","","","","","","","","","","","","","","","","","","","","","","","","","","","","",null,"","","","","","","","","","","","","","","","","","","","","","","","","","","","","","","","","","","","","","","","","","","","","","","","","","","","","","","","","","","","","","","","","","","","","","","","","","","","","","","","","","","","","","","","","","",""]
["","","","","","","","","","","","","","","","","","","","","","","","","","","","","","","","","","","","","","","","","","","","","","","","","","","","","","","","","","","","","","","","","","","","","","","","","","","","","","","","","","","","","","","","","","","","","","","","","","",null,"","","","","","","","","","","","","","","","","","","","","","","","","","","","","","","","","","","","","","","","","","","","","","","","","","","","","","","","","","","","","","","","","","","","","","","","","","","","","","","","","","","","","","","","","","",""]
["","","","","","","","","","","","","","","","","","","","","","","","","","","","","","","","","","","","","","","","","","","","","","","","","","","","","","","","","","","","","","","","","","","","","","","","","","","","","","","","","","","","","","","","","","","","","","","","","","",null,"","","","","","","","","","","","","","","","","","","","","","","","","","","","","","","","","","","","","","","","","","","","","","","","","","","","","","","","","","","","","","","","","","","","","","","","","","","","","","","","","","","","","","","","","","",""]
["","","","","","","","","","","","","","","","","","","","","","","","","","","","","","","","","","","","","","","","","","","","","","","","","","","","","","","","","","","","","","","","","","","","","","","","","","","","","","","","","","","","","","","","","","","","","","","","","","",null,"","","","","","","","","","","","","","","","","","","","","","","","","","","","","","","","","","","","","","","","","","","","","","","","","","","","","","","","","","","","","","","","","","","","","","","","","","","","","","","","","","","","","","","","","","",""]
["","","","","","","","","","","","","","","","","","","","","","","","","","","","","","","","","","","","","","","","","","","","","","","","","","","","","","","","","","","","","","","","","","","","","","","","","","","","","","","","","","","","","","","","","","","","","","","","","","",null,"","","","","","","","","","","","","","","","","","","","","","","","","","","","","","","","","","","","","","","","","","","","","","","","","","","","","","","","","","","","","","","","","","","","","","","","","","","","","","","","","","","","","","","","","","",""]
["","","","","","","","","","","","","","","","","","","","","","","","","","","","","","","","","","","","","","","","","","","","","","","","","","","","","","","","","","","","","","","","","","","","","","","","","","","","","","","","","","","","","","","","","","","","","","","","","","",null,"","","","","","","","","","","","","","","","","","","","","","","","","","","","","","","","","","","","","","","","","","","","","","","","","","","","","","","","","","","","","","","","","","","","","","","","","","","","","","","","","","","","","","","","","","",""]
["","","","","","","","","","","","","","","","","","","","","","","","","","","","","","","","","","","","","","","","","","","","","","","","","","","","","","","","","","","","","","","","","","","","","","","","","","","","","","","","","","","","","","","","","","","","","","","","","","",null,"","","","","","","","","","","","","","","","","","","","","","","","","","","","","","","","","","","","","","","","","","","","","","","","","","","","","","","","","","","","","","","","","","","","","","","","","","","","","","","","","","","","","","","","","","",""]
["","","","","","","","","","","","","","","","","","","","","","","","","","","","","","","","","","","","","","","","","","","","","","","","","","","","","","","","","","","","","","","","","","","","","","","","","","","","","","","","","","","","","","","","","","","","","","","","","","",null,"","","","","","","","","","","","","","","","","","","","","","","","","","","","","","","","","","","","","","","","","","","","","","","","","","","","","","","","","","","","","","","","","","","","","","","","","","","","","","","","","","","","","","","","","","",""]
["","","","","","","","","","","","","","","","","","","","","","","","","","","","","","","","","","","","","","","","","","","","","","","","","","","","","","","","","","","","","","","","","","","","","","","","","","","","","","","","","","","","","","","","","","","","","","","","","","",null,"","","","","","","","","","","","","","","","","","","","","","","","","","","","","","","","","","","","","","","","","","","","","","","","","","","","","","","","","","","","","","","","","","","","","","","","","","","","","","","","","","","","","","","","","","",""]
["","","","","","","","","","","","","","","","","","","","","","","","","","","","","","","","","","","","","","","","","","","","","","","","","","","","","","","","","","","","","","","","","","","","","","","","","","","","","","","","","","","","","","","","","","","","","","","","","","",null,"","","","","","","","","","","","","","","","","","","","","","","","","","","","","","","","","","","","","","","","","","","","","","","","","","","","","","","","","","","","","","","","","","","","","","","","","","","","","","","","","","","","","","","","","","",""]
["","","","","","","","","","","","","","","","","","","","","","","","","","","","","","","","","","","","","","","","","","","","","","","","","","","","","","","","","","","","","","","","","","","","","","","","","","","","","","","","","","","","","","","","","","","","","","","","","","",null,"","","","","","","","","","","","","","","","","","","","","","","","","","","","","","","","","","","","","","","","","","","","","","","","","","","","","","","","","","","","","","","","","","","","","","","","","","","","","","","","","","","","","","","","","","",""]
["","","","","","","","","","","","","","","","","","","","","","","","","","","","","","","","","","","","","","","","","","","","","","","","","","","","","","","","","","","","","","","","","","","","","","","","","","","","","","","","","","","","","","","","","","","","","","","","","","",null,"","","","","","","","","","","","","","","","","","","","","","","","","","","","","","","","","","","","","","","","","","","","","","","","","","","","","","","","","","","","","","","","","","","","","","","","","","","","","","","","","","","","","","","","","","",""]
["","","","","","","","","","","","","","","","","","","","","","","","","","","","","","","","","","","","","","","","","","","","","","","","","","","","","","","","","","","","","","","","","","","","","","","","","","","","","","","","","","","","","","","","","","","","","","","","","","",null,"","","","","","","","","","","","","","","","","","","","","","","","","","","","","","","","","","","","","","","","","","","","","","","","","","","","","","","","","","","","","","","","","","","","","","","","","","","","","","","","","","","","","","","","","","",""]
["","","","","","","","","","","","","","","","","","","","","","","","","","","","","","","","","","","","","","","","","","","","","","","","","","","","","","","","","","","","","","","","","","","","","","","","","","","","","","","","","","","","","","","","","","","","","","","","","","",null,"","","","","","","","","","","","","","","","","","","","","","","","","","","","","","","","","","","","","","","","","","","","","","","","","","","","","","","","","","","","","","","","","","","","","","","","","","","","","","","","","","","","","","","","","","",""]
["","","","","","","","","","","","","","","","","","","","","","","","","","","","","","","","","","","","","","","","","","","","","","","","","","","","","","","","","","","","","","","","","","","","","","","","","","","","","","","","","","","","","","","","","","","","","","","","","","",null,"","","","","","","","","","","","","","","","","","","","","","","","","","","","","","","","","","","","","","","","","","","","","","","","","","","","","","","","","","","","","","","","","","","","","","","","","","","","","","","","","","","","","","","","","","",""]
["","","","","","","","","","","","","","","","","","","","","","","","","","","","","","","","","","","","","","","","","","","","","","","","","","","","","","","","","","","","","","","","","","","","","","","","","","","","","","","","","","","","","","","","","","","","","","","","","","",null,"","","","","","","","","","","","","","","","","","","","","","","","","","","","","","","","","","","","","","","","","","","","","","","","","","","","","","","","","","","","","","","","","","","","","","","","","","","","","","","","","","","","","","","","","","",""]
["","","","","","","","","","","","","","","","","","","","","","","","","","","","","","","","","","","","","","","","","","","","","","","","","","","","","","","","","","","","","","","","","","","","","","","","","","","","","","","","","","","","","","","","","","","","","","","","","","",null,"","","","","","","","","","","","","","","","","","","","","","","","","","","","","","","","","","","","","","","","","","","","","","","","","","","","","","","","","","","","","","","","","","","","","","","","","","","","","","","","","","","","","","","","","","",""]
["","","","","","","","","","","","","","","","","","","","","","","","","","","","","","","","","","","","","","","","","","","","","","","","","","","","","","","","","","","","","","","","","","","","","","","","","","","","","","","","","","","","","","","","","","","","","","","","","","",null,"","","","","","","","","","","","","","","","","","","","","","","","","","","","","","","","","","","","","","","","","","","","","","","","","","","","","","","","","","","","","","","","","","","","","","","","","","","","","","","","","","","","","","","","","","",""]
["","","","","","","","","","","","","","","","","","","","","","","","","","","","","","","","","","","","","","","","","","","","","","","","","","","","","","","","","","","","","","","","","","","","","","","","","","","","","","","","","","","","","","","","","","","","","","","","","","",null,"","","","","","","","","","","","","","","","","","","","","","","","","","","","","","","","","","","","","","","","","","","","","","","","","","","","","","","","","","","","","","","","","","","","","","","","","","","","","","","","","","","","","","","","","","",""]
["","","","","","","","","","","","","","","","","","","","","","","","","","","","","","","","","","","","","","","","","","","","","","","","","","","","","","","","","","","","","","","","","","","","","","","","","","","","","","","","","","","","","","","","","","","","","","","","","","",null,"","","","","","","","","","","","","","","","","","","","","","","","","","","","","","","","","","","","","","","","","","","","","","","","","","","","","","","","","","","","","","","","","","","","","","","","","","","","","","","","","","","","","","","","","","",""]
["","","","","","","","","","","","","","","","","","","","","","","","","","","","","","","","","","","","","","","","","","","","","","","","","","","","","","","","","","","","","","","","","","","","","","","","","","","","","","","","","","","","","","","","","","","","","","","","","","",null,"","","","","","","","","","","","","","","","","","","","","","","","","","","","","","","","","","","","","","","","","","","","","","","","","","","","","","","","","","","","","","","","","","","","","","","","","","","","","","","","","","","","","","","","","","",""]
["","","","","","","","","","","","","","","","","","","","","","","","","","","","","","","","","","","","","","","","","","","","","","","","","","","","","","","","","","","","","","","","","","","","","","","","","","","","","","","","","","","","","","","","","","","","","","","","","","",null,"","","","","","","","","","","","","","","","","","","","","","","","","","","","","","","","","","","","","","","","","","","","","","","","","","","","","","","","","","","","","","","","","","","","","","","","","","","","","","","","","","","","","","","","","","",""]
["","","","","","","","","","","","","","","","","","","","","","","","","","","","","","","","","","","","","","","","","","","","","","","","","","","","","","","","","","","","","","","","","","","","","","","","","","","","","","","","","","","","","","","","","","","","","","","","","","",null,"","","","","","","","","","","","","","","","","","","","","","","","","","","","","","","","","","","","","","","","","","","","","","","","","","","","","","","","","","","","","","","","","","","","","","","","","","","","","","","","","","","","","","","","","","",""]
["","","","","","","","","","","","","","","","","","","","","","","","","","","","","","","","","","","","","","","","","","","","","","","","","","","","","","","","","","","","","","","","","","","","","","","","","","","","","","","","","","","","","","","","","","","","","","","","","","",null,"","","","","","","","","","","","","","","","","","","","","","","","","","","","","","","","","","","","","","","","","","","","","","","","","","","","","","","","","","","","","","","","","","","","","","","","","","","","","","","","","","","","","","","","","","",""]
["","","","","","","","","","","","","","","","","","","","","","","","","","","","","","","","","","","","","","","","","","","","","","","","","","","","","","","","","","","","","","","","","","","","","","","","","","","","","","","","","","","","","","","","","","","","","","","","","","",null,"","","","","","","","","","","","","","","","","","","","","","","","","","","","","","","","","","","","","","","","","","","","","","","","","","","","","","","","","","","","","","","","","","","","","","","","","","","","","","","","","","","","","","","","","","",""]
["","","","","","","","","","","","","","","","","","","","","","","","","","","","","","","","","","","","","","","","","","","","","","","","","","","","","","","","","","","","","","","","","","","","","","","","","","","","","","","","","","","","","","","","","","","","","","","","","","",null,"","","","","","","","","","","","","","","","","","","","","","","","","","","","","","","","","","","","","","","","","","","","","","","","","","","","","","","","","","","","","","","","","","","","","","","","","","","","","","","","","","","","","","","","","","",""]
["","","","","","","","","","","","","","","","","","","","","","","","","","","","","","","","","","","","","","","","","","","","","","","","","","","","","","","","","","","","","","","","","","","","","","","","","","","","","","","","","","","","","","","","","","","","","","","","","","",null,"","","","","","","","","","","","","","","","","","","","","","","","","","","","","","","","","","","","","","","","","","","","","","","","","","","","","","","","","","","","","","","","","","","","","","","","","","","","","","","","","","","","","","","","","","",""]
["","","","","","","","","","","","","","","","","","","","","","","","","","","","","","","","","","","","","","","","","","","","","","","","","","","","","","","","","","","","","","","","","","","","","","","","","","","","","","","","","","","","","","","","","","","","","","","","","","",null,"","","","","","","","","","","","","","","","","","","","","","","","","","","","","","","","","","","","","","","","","","","","","","","","","","","","","","","","","","","","","","","","","","","","","","","","","","","","","","","","","","","","","","","","","","",""]
["","","","","","","","","","","","","","","","","","","","","","","","","","","","","","","","","","","","","","","","","","","","","","","","","","","","","","","","","","","","","","","","","","","","","","","","","","","","","","","","","","","","","","","","","","","","","","","","","","",null,"","","","","","","","","","","","","","","","","","","","","","","","","","","","","","","","","","","","","","","","","","","","","","","","","","","","","","","","","","","","","","","","","","","","","","","","","","","","","","","","","","","","","","","","","","",""]
["","","","","","","","","","","","","","","","","","","","","","","","","","","","","","","","","","","","","","","","","","","","","","","","","","","","","","","","","","","","","","","","","","","","","","","","","","","","","","","","","","","","","","","","","","","","","","","","","","",null,"","","","","","","","","","","","","","","","","","","","","","","","","","","","","","","","","","","","","","","","","","","","","","","","","","","","","","","","","","","","","","","","","","","","","","","","","","","","","","","","","","","","","","","","","","",""]
["","","","","","","","","","","","","","","","","","","","","","","","","","","","","","","","","","","","","","","","","","","","","","","","","","","","","","","","","","","","","","","","","","","","","","","","","","","","","","","","","","","","","","","","","","","","","","","","","","",null,"","","","","","","","","","","","","","","","","","","","","","","","","","","","","","","","","","","","","","","","","","","","","","","","","","","","","","","","","","","","","","","","","","","","","","","","","","","","","","","","","","","","","","","","","","",""]
["","","","","","","","","","","","","","","","","","","","","","","","","","","","","","","","","","","","","","","","","","","","","","","","","","","","","","","","","","","","","","","","","","","","","","","","","","","","","","","","","","","","","","","","","","","","","","","","","","",null,"","","","","","","","","","","","","","","","","","","","","","","","","","","","","","","","","","","","","","","","","","","","","","","","","","","","","","","","","","","","","","","","","","","","","","","","","","","","","","","","","","","","","","","","","","",""]
["","","","","","","","","","","","","","","","","","","","","","","","","","","","","","","","","","","","","","","","","","","","","","","","","","","","","","","","","","","","","","","","","","","","","","","","","","","","","","","","","","","","","","","","","","","","","","","","","","",null,"","","","","","","","","","","","","","","","","","","","","","","","","","","","","","","","","","","","","","","","","","","","","","","","","","","","","","","","","","","","","","","","","","","","","","","","","","","","","","","","","","","","","","","","","","",""]
["","","","","","","","","","","","","","","","","","","","","","","","","","","","","","","","","","","","","","","","","","","","","","","","","","","","","","","","","","","","","","","","","","","","","","","","","","","","","","","","","","","","","","","","","","","","","","","","","","",null,"","","","","","","","","","","","","","","","","","","","","","","","","","","","","","","","","","","","","","","","","","","","","","","","","","","","","","","","","","","","","","","","","","","","","","","","","","","","","","","","","","","","","","","","","","",""]
["","","","","","","","","","","","","","","","","","","","","","","","","","","","","","","","","","","","","","","","","","","","","","","","","","","","","","","","","","","","","","","","","","","","","","","","","","","","","","","","","","","","","","","","","","","","","","","","","","",null,"","","","","","","","","","","","","","","","","","","","","","","","","","","","","","","","","","","","","","","","","","","","","","","","","","","","","","","","","","","","","","","","","","","","","","","","","","","","","","","","","","","","","","","","","","",""]
["","","","","","","","","","","","","","","","","","","","","","","","","","","","","","","","","","","","","","","","","","","","","","","","","","","","","","","","","","","","","","","","","","","","","","","","","","","","","","","","","","","","","","","","","","","","","","","","","","",null,"","","","","","","","","","","","","","","","","","","","","","","","","","","","","","","","","","","","","","","","","","","","","","","","","","","","","","","","","","","","","","","","","","","","","","","","","","","","","","","","","","","","","","","","","","",""]
["","","","","","","","","","","","","","","","","","","","","","","","","","","","","","","","","","","","","","","","","","","","","","","","","","","","","","","","","","","","","","","","","","","","","","","","","","","","","","","","","","","","","","","","","","","","","","","","","","",null,"","","","","","","","","","","","","","","","","","","","","","","","","","","","","","","","","","","","","","","","","","","","","","","","","","","","","","","","","","","","","","","","","","","","","","","","","","","","","","","","","","","","","","","","","","",""]
["","","","","","","","","","","","","","","","","","","","","","","","","","","","","","","","","","","","","","","","","","","","","","","","","","","","","","","","","","","","","","","","","","","","","","","","","","","","","","","","","","","","","","","","","","","","","","","","","","",null,"","","","","","","","","","","","","","","","","","","","","","","","","","","","","","","","","","","","","","","","","","","","","","","","","","","","","","","","","","","","","","","","","","","","","","","","","","","","","","","","","","","","","","","","","","",""]
["","","","","","","","","","","","","","","","","","","","","","","","","","","","","","","","","","","","","","","","","","","","","","","","","","","","","","","","","","","","","","","","","","","","","","","","","","","","","","","","","","","","","","","","","","","","","","","","","","",null,"","","","","","","","","","","","","","","","","","","","","","","","","","","","","","","","","","","","","","","","","","","","","","","","","","","","","","","","","","","","","","","","","","","","","","","","","","","","","","","","","","","","","","","","","","",""]
["","","","","","","","","","","","","","","","","","","","","","","","","","","","","","","","","","","","","","","","","","","","","","","","","","","","","","","","","","","","","","","","","","","","","","","","","","","","","","","","","","","","","","","","","","","","","","","","","","",null,"","","","","","","","","","","","","","","","","","","","","","","","","","","","","","","","","","","","","","","","","","","","","","","","","","","","","","","","","","","","","","","","","","","","","","","","","","","","","","","","","","","","","","","","","","",""]

{"sheet":"Combined scenario - output","index":7,"n_rows":175,"n_cols":43,"rows_kept":175,"cut":false,"hidden":false,"merged":[]}
[null,null,null,"Replacement expenditure forecast ($,000)",null,null,null,null,null,null,null,null,null,null,null,null,null,null,null,null,null,null,null,"Replacement quantity forecast (#)"]
[null,null,null,1,2,3,4,5,6,7,8,9,10,11,12,13,14,15,16,17,18,19,20,1,2,3,4,5,6,7,8,9,10,11,12,13,14,15,16,17,18,19,20]
[]
[]
["ID","Asset group",null,2020,2021,2022,2023,2024,2025,2026,2027,2028,2029,2030,2031,2032,2033,2034,2035,2036,2037,2038,2039,2020,2021,2022,2023,2024,2025,2026,2027,2028,2029,2030,2031,2032,2033,2034,2035,2036,2037,2038,2039]
[{"$f":"IFERROR(IF('Historical scenario - output'!A6=\"\",\"\",'Historical scenario - output'!A6),\"\")","v":1},{"$f":"IFERROR(IF('Historical scenario - output'!B6=\"\",\"\",'Historical scenario - output'!B6),\"\")","v":"OVERHEAD CONDUCTORS"},null,{"$f":"IFERROR(IF($A6=\"\",\"\",SUMIFS(D$21:D$175,$A$21:$A$175,$A6)),\"\")","v":1105.6934108696862},{"$f":"IFERROR(IF($A6=\"\",\"\",SUMIFS(E$21:E$175,$A$21:$A$175,$A6)),\"\")","v":1144.4248385566975},1194.6296099003462,1256.8115046280332,1331.3228497132311,1418.41101779271,1518.2656068318363,1631.0622091742705,1756.9995561791186,1896.3279223524839,2049.3678363183894,2216.519217956416,2398.2618995718371,2595.1489855199538,2807.7946004731944,3036.8572745603929,3283.0195843912393,{"$f":"IFERROR(IF($A6=\"\",\"\",SUMIFS(U$21:U$175,$A$21:$A$175,$A6)),\"\")","v":3546.9638469707238},3829.3428332535068,4130.7438396664547,{"$f":"IFERROR(IF($A6=\"\",\"\",SUMIFS(X$21:X$175,$A$21:$A$175,$A6)),\"\")","v":15.389709826759418},{"$f":"IFERROR(IF($A6=\"\",\"\",SUMIFS(Y$21:Y$175,$A$21:$A$175,$A6)),\"\")","v":15.99312568126609},16.751122922046253,17.669476167502729,18.751895920428975,20.000674885667852,21.417348767756629,23.003316530959353,24.760376392060106,26.691148046182121,28.799366781793491,31.090049160503725,33.569540954576183,36.245464621786255,39.126584976694794,42.222607924987003,45.543919084057244,{"$f":"IFERROR(IF($A6=\"\",\"\",SUMIFS(AO$21:AO$175,$A$21:$A$175,$A6)),\"\")","v":49.101258580318905},52.905317711881153,56.966235249988102]
[{"$f":"IFERROR(IF('Historical scenario - output'!A7=\"\",\"\",'Historical scenario - output'!A7),\"\")","v":2},{"$f":"IFERROR(IF('Historical scenario - output'!B7=\"\",\"\",'Historical scenario - output'!B7),\"\")","v":"POLES"},null,{"$f":"IFERROR(IF($A7=\"\",\"\",SUMIFS(D$21:D$175,$A$21:$A$175,$A7)),\"\")","v":9007.6514304772445},8838.9266440391912,8888.5798040009158,9089.9525769952343,9417.1479574853947,9844.3374533738388,10352.135332247452,10922.464857830888,11538.455057294908,12184.793322373256,12848.056806153916,13517.013033226709,14182.700260031708,14838.314710015828,15478.94461216484,16101.224085160524,16702.982477869962,17282.945857086703,17840.516417134422,18375.621264417277,1500.6592264814933,1465.1436728332703,1455.8394098181004,1466.6764918396318,1495.6007631067973,1540.4203585470873,1599.445505276371,1670.9625833424286,1753.2247561383265,1844.4934005555451,1943.0813165654654,2047.3961752099256,2155.9643234514265,2267.4370840224915,2380.5829917069132,2494.2727822568731,2607.4642162050213,2719.1918969801559,2828.564100624817,2934.7651561056696]
[{"$f":"IFERROR(IF('Historical scenario - output'!A8=\"\",\"\",'Historical scenario - output'!A8),\"\")","v":3},{"$f":"IFERROR(IF('Historical scenario - output'!B8=\"\",\"\",'Historical scenario - output'!B8),\"\")","v":"SERVICE LINES"},null,792.91460815531639,858.65618661602105,921.9118452636169,981.39380065425473,1035.9656550746402,1084.7093141301707,1126.9768995546206,1162.4234636179419,1191.018047409726,1213.0325573496937,1229.009865263984,1239.7142854741053,1246.0690003757054,1249.0859929900498,1249.7945499869395,1249.1744176872951,1248.0992618957525,1247.2952650703214,1247.3185760386207,1248.5540036076989,1245.1838315120388,1344.8654195837107,1440.7079556250626,1530.7583389420065,1613.2961208168797,1686.936062464179,1750.7073986642629,1804.1034135437956,1847.0976348884146,1880.1259417271531,1904.0368523266495,1920.0149367464339,1929.4844544652537,1934.0018000811554,1935.1460734150546,1934.4170725980512,1933.1492996991719,1932.4492744433264,1933.1617094760354,1935.8680629402288]
[{"$f":"IFERROR(IF('Historical scenario - output'!A9=\"\",\"\",'Historical scenario - output'!A9),\"\")","v":4},{"$f":"IFERROR(IF('Historical scenario - output'!B9=\"\",\"\",'Historical scenario - output'!B9),\"\")","v":"SWITCHGEAR"},null,4870.1264820605229,4707.3036203211987,4626.3155011927802,4601.0114596102994,4612.0244819721374,4645.1988851334827,4690.4362933780831,4740.8350892109884,4792.030336944862,4841.6676695280403,4888.9659425141799,4934.3400484693748,4979.0676890138884,5024.9926589419301,5074.2628400337553,5129.1041860180339,5191.6330993851361,5263.7093756290042,5346.8309154922072,5442.0701735985485,930.16875919470078,863.56874472632626,821.57750222958623,798.1187457056626,788.49782949514372,789.09116107710565,797.11409366518149,810.4453455345016,827.49264747846041,847.08871787366263,868.40956481539911,890.90907168250385,914.26521837729808,938.33437439829356,963.11102301323149,988.69112075716089,1015.2380969915059,1042.9512519568173,1072.0369883614856,1102.6838592478225]
[{"$f":"IFERROR(IF('Historical scenario - output'!A10=\"\",\"\",'Historical scenario - output'!A10),\"\")","v":5},{"$f":"IFERROR(IF('Historical scenario - output'!B10=\"\",\"\",'Historical scenario - output'!B10),\"\")","v":"TRANSFORMERS"},null,3343.8372057732117,3540.2926159192334,3729.9528146545317,3909.4290434188438,4075.8564609679424,4227.0608964044231,4361.6820061574372,4479.2383515038164,4580.1260719076936,4665.5504740480255,4737.3979709785917,4798.0632483140198,4850.2521931187457,4896.7840834374711,4940.4162434380241,4983.7107318571889,5028.9560801144607,5078.1485466118211,5133.0280837977698,5195.1556682271066,78.307199448786264,82.548913809750672,87.159965882890475,92.126302317297998,97.439029618467245,103.0910367355781,109.07405015959046,115.3761197144092,121.97949953828187,128.85889850915348,135.98012151678091,143.29919371461594,150.76213374475239,158.30559470250554,165.85859978133433,173.34554567157718,180.69052460943212,187.82283388222498,194.68332334173735,201.23101338647857]
[{"$f":"IFERROR(IF('Historical scenario - output'!A11=\"\",\"\",'Historical scenario - output'!A11),\"\")","v":6},{"$f":"IFERROR(IF('Historical scenario - output'!B11=\"\",\"\",'Historical scenario - output'!B11),\"\")","v":"UNDERGROUND CABLES"},null,2074.4410279446765,2171.2913722406138,2286.4618543181591,2424.3258917398716,2589.1686658105627,2785.0014779759895,3015.3722735560914,3283.1795979065423,3590.4977502214715,3938.4213362829819,4326.9377027177025,4754.8357183755261,5219.6588836615874,5717.7096390235183,6244.1099080347103,6792.9203399532234,7357.3175162922826,7929.8247734067672,8502.5885740706071,9067.688885921465,4.7062605696720459,5.0883569020136443,5.562275420984685,6.1457870333705502,6.8569675440825808,7.7134899102688941,8.731825516074883,9.9263862691640288,11.308650180028886,12.886322421260125,14.662590126375495,16.635530928283682,18.79773139093281,21.136161633457256,23.632336985012355,26.262777701807558,28.999755618885771,31.812294534767418,34.667371617356139,37.531252267266545]
[{"$f":"IFERROR(IF('Historical scenario - output'!A12=\"\",\"\",'Historical scenario - output'!A12),\"\")","v":""},{"$f":"IFERROR(IF('Historical scenario - output'!B12=\"\",\"\",'Historical scenario - output'!B12),\"\")","v":""},null,"","","","","","","","","","","","","","","","","","","","","","","","","","","","","","","","","","","","","","","",""]
[{"$f":"IFERROR(IF('Historical scenario - output'!A13=\"\",\"\",'Historical scenario - output'!A13),\"\")","v":""},{"$f":"IFERROR(IF('Historical scenario - output'!B13=\"\",\"\",'Historical scenario - output'!B13),\"\")","v":""},null,"","","","","","","","","","","","","","","","","","","","","","","","","","","","","","","","","","","","","","","",""]
[{"$f":"IFERROR(IF('Historical scenario - output'!A14=\"\",\"\",'Historical scenario - output'!A14),\"\")","v":""},{"$f":"IFERROR(IF('Historical scenario - output'!B14=\"\",\"\",'Historical scenario - output'!B14),\"\")","v":""},null,"","","","","","","","","","","","","","","","","","","","","","","","","","","","","","","","","","","","","","","",""]
[{"$f":"IFERROR(IF('Historical scenario - output'!A15=\"\",\"\",'Historical scenario - output'!A15),\"\")","v":""},{"$f":"IFERROR(IF('Historical scenario - output'!B15=\"\",\"\",'Historical scenario - output'!B15),\"\")","v":""},null,"","","","","","","","","","","","","","","","","","","","","","","","","","","","","","","","","","","","","","","",""]
[{"$f":"IFERROR(IF('Historical scenario - output'!A16=\"\",\"\",'Historical scenario - output'!A16),\"\")","v":""},{"$f":"IFERROR(IF('Historical scenario - output'!B16=\"\",\"\",'Historical scenario - output'!B16),\"\")","v":""},null,"","","","","","","","","","","","","","","","","","","","","","","","","","","","","","","","","","","","","","","",""]
[{"$f":"IFERROR(IF('Historical scenario - output'!A17=\"\",\"\",'Historical scenario - output'!A17),\"\")","v":""},{"$f":"IFERROR(IF('Historical scenario - output'!B17=\"\",\"\",'Historical scenario - output'!B17),\"\")","v":""},null,"","","","","","","","","","","","","","","","","","","","","","","","","","","","","","","","","","","","","","","",""]
[null,null,"Total",{"$f":"IFERROR(SUM(D$6:D$17),\"\")","v":21194.664165280657},{"$f":"IFERROR(SUM(E$6:E$17),\"\")","v":21260.895277692951},21647.851429330352,22262.924277046535,23061.486071023908,24004.719044810612,25064.868411725518,26219.203569244448,27449.126819957779,28739.793281934482,30079.736123946765,31460.485551816153,32876.009925773469,34322.036069928748,35795.322754131463,37292.991035236657,38812.008019948837,40348.887664775342,41899.625399787132,43459.833835438556]
[]
["ID","Asset group","Asset category"]
[{"$f":"IFERROR('Combined scenario - input'!A6,\"\")","v":1},{"$f":"IFERROR('Combined scenario - input'!B6,\"\")","v":"OVERHEAD CONDUCTORS"},{"$f":"IFERROR('Combined scenario - input'!C6,\"\")","v":"˂ = 1 kv"},{"$f":"IFERROR(repcalc('Combined scenario - input'!$CV6:$GH6,'Combined scenario - input'!$G6,'Combined scenario - input'!$E6,'Combined scenario - input'!$F6,20,TRUE,TRUE),\"\")","v":321.34940854064911},371.47142592316459,425.92494452366623,484.44848903091935,546.66832807905007,612.10530394836587,680.18858711890232,750.27654560066685,821.6844816749923,893.71851731296545,965.71443791127922,1037.0798690022821,1107.3377988174659,1176.1692035998226,1243.4524075434451,1309.2968301476451,1374.068943578088,1438.4085718263018,1503.2340909892405,1569.7356054599161,{"$f":"IFERROR(IF(OR(D21=\"\",'Combined scenario - input'!$D6=\"\"),\"\",D21/'Combined scenario - input'!$D6),\"\")","v":4.5989298921726585},{"$f":"IFERROR(IF(OR(E21=\"\",'Combined scenario - input'!$D6=\"\"),\"\",E21/'Combined scenario - input'!$D6),\"\")","v":5.3162414473526018},{"$f":"IFERROR(IF(OR(F21=\"\",'Combined scenario - input'!$D6=\"\"),\"\",F21/'Combined scenario - input'!$D6),\"\")","v":6.0955424442428727},{"$f":"IFERROR(IF(OR(G21=\"\",'Combined scenario - input'!$D6=\"\"),\"\",G21/'Combined scenario - input'!$D6),\"\")","v":6.9330908295116691},{"$f":"IFERROR(IF(OR(H21=\"\",'Combined scenario - input'!$D6=\"\"),\"\",H21/'Combined scenario - input'!$D6),\"\")","v":7.8235380190182404},{"$f":"IFERROR(IF(OR(I21=\"\",'Combined scenario - input'!$D6=\"\"),\"\",I21/'Combined scenario - input'!$D6),\"\")","v":8.760026639754912},{"$f":"IFERROR(IF(OR(J21=\"\",'Combined scenario - input'!$D6=\"\"),\"\",J21/'Combined scenario - input'!$D6),\"\")","v":9.7343873754792121},{"$f":"IFERROR(IF(OR(K21=\"\",'Combined scenario - input'!$D6=\"\"),\"\",K21/'Combined scenario - input'!$D6),\"\")","v":10.73743763409629},{"$f":"IFERROR(IF(OR(L21=\"\",'Combined scenario - input'!$D6=\"\"),\"\",L21/'Combined scenario - input'!$D6),\"\")","v":11.759378496666848},{"$f":"IFERROR(IF(OR(M21=\"\",'Combined scenario - input'!$D6=\"\"),\"\",M21/'Combined scenario - input'!$D6),\"\")","v":12.790279662017523},{"$f":"IFERROR(IF(OR(N21=\"\",'Combined scenario - input'!$D6=\"\"),\"\",N21/'Combined scenario - input'!$D6),\"\")","v":13.820635351351836},{"$f":"IFERROR(IF(OR(O21=\"\",'Combined scenario - input'!$D6=\"\"),\"\",O21/'Combined scenario - input'!$D6),\"\")","v":14.841967912076575},{"$f":"IFERROR(IF(OR(P21=\"\",'Combined scenario - input'!$D6=\"\"),\"\",P21/'Combined scenario - input'!$D6),\"\")","v":15.847450682549281},{"$f":"IFERROR(IF(OR(Q21=\"\",'Combined scenario - input'!$D6=\"\"),\"\",Q21/'Combined scenario - input'!$D6),\"\")","v":16.832518015989773},{"$f":"IFERROR(IF(OR(R21=\"\",'Combined scenario - input'!$D6=\"\"),\"\",R21/'Combined scenario - input'!$D6),\"\")","v":17.795428572641175},{"$f":"IFERROR(IF(OR(S21=\"\",'Combined scenario - input'!$D6=\"\"),\"\",S21/'Combined scenario - input'!$D6),\"\")","v":18.73774828849962},{"$f":"IFERROR(IF(OR(T21=\"\",'Combined scenario - input'!$D6=\"\"),\"\",T21/'Combined scenario - input'!$D6),\"\")","v":19.664721859066443},{"$f":"IFERROR(IF(OR(U21=\"\",'Combined scenario - input'!$D6=\"\"),\"\",U21/'Combined scenario - input'!$D6),\"\")","v":20.585506001616242},{"$f":"IFERROR(IF(OR(V21=\"\",'Combined scenario - input'!$D6=\"\"),\"\",V21/'Combined scenario - input'!$D6),\"\")","v":21.513243877991819},{"$f":"IFERROR(IF(OR(W21=\"\",'Combined scenario - input'!$D6=\"\"),\"\",W21/'Combined scenario - input'!$D6),\"\")","v":22.464967436976544}]
[{"$f":"IFERROR('Combined scenario - input'!A7,\"\")","v":1},{"$f":"IFERROR('Combined scenario - input'!B7,\"\")","v":"OVERHEAD CONDUCTORS"},{"$f":"IFERROR('Combined scenario - input'!C7,\"\")","v":"˃ 11 kv & < = 22 kv ; multiple-phase"},{"$f":"IFERROR(repcalc('Combined scenario - input'!$CV7:$GH7,'Combined scenario - input'!$G7,'Combined scenario - input'!$E7,'Combined scenario - input'!$F7,20,TRUE,TRUE),\"\")","v":663.4268924966326},642.51578906287693,629.13722999450704,624.20491345653659,628.57787184683809,643.09328099777929,668.59365274232505,705.94448047041953,756.0396647796764,819.79353445068728,898.11981618077016,991.8993096338927,1101.9391235977855,1228.9269927097339,1373.3843464249358,1535.6214365487122,1715.6970170837885,1913.3839539542166,2128.1409244939705,2359.0892818238585,{"$f":"IFERROR(IF(OR(D22=\"\",'Combined scenario - input'!$D7=\"\"),\"\",D22/'Combined scenario - input'!$D7),\"\")","v":8.738932659495573},{"$f":"IFERROR(IF(OR(E22=\"\",'Combined scenario - input'!$D7=\"\"),\"\",E22/'Combined scenario - input'!$D7),\"\")","v":8.4634829802466029},{"$f":"IFERROR(IF(OR(F22=\"\",'Combined scenario - input'!$D7=\"\"),\"\",F22/'Combined scenario - input'!$D7),\"\")","v":8.2872550821890023},{"$f":"IFERROR(IF(OR(G22=\"\",'Combined scenario - input'!$D7=\"\"),\"\",G22/'Combined scenario - input'!$D7),\"\")","v":8.2222845744086595},{"$f":"IFERROR(IF(OR(H22=\"\",'Combined scenario - input'!$D7=\"\"),\"\",H22/'Combined scenario - input'!$D7),\"\")","v":8.2798869859597044},{"$f":"IFERROR(IF(OR(I22=\"\",'Combined scenario - input'!$D7=\"\"),\"\",I22/'Combined scenario - input'!$D7),\"\")","v":8.4710899422006509},{"$f":"IFERROR(IF(OR(J22=\"\",'Combined scenario - input'!$D7=\"\"),\"\",J22/'Combined scenario - input'!$D7),\"\")","v":8.8069913564907267},{"$f":"IFERROR(IF(OR(K22=\"\",'Combined scenario - input'!$D7=\"\"),\"\",K22/'Combined scenario - input'!$D7),\"\")","v":9.29899186473647},{"$f":"IFERROR(IF(OR(L22=\"\",'Combined scenario - input'!$D7=\"\"),\"\",L22/'Combined scenario - input'!$D7),\"\")","v":9.958866294300444},{"$f":"IFERROR(IF(OR(M22=\"\",'Combined scenario - input'!$D7=\"\"),\"\",M22/'Combined scenario - input'!$D7),\"\")","v":10.798658560997033},{"$f":"IFERROR(IF(OR(N22=\"\",'Combined scenario - input'!$D7=\"\"),\"\",N22/'Combined scenario - input'!$D7),\"\")","v":11.830404649751411},{"$f":"IFERROR(IF(OR(O22=\"\",'Combined scenario - input'!$D7=\"\"),\"\",O22/'Combined scenario - input'!$D7),\"\")","v":13.065706817024656},{"$f":"IFERROR(IF(OR(P22=\"\",'Combined scenario - input'!$D7=\"\"),\"\",P22/'Combined scenario - input'!$D7),\"\")","v":14.51519663266212},{"$f":"IFERROR(IF(OR(Q22=\"\",'Combined scenario - input'!$D7=\"\"),\"\",Q22/'Combined scenario - input'!$D7),\"\")","v":16.187933220963426},{"$f":"IFERROR(IF(OR(R22=\"\",'Combined scenario - input'!$D7=\"\"),\"\",R22/'Combined scenario - input'!$D7),\"\")","v":18.090785065776892},{"$f":"IFERROR(IF(OR(S22=\"\",'Combined scenario - input'!$D7=\"\"),\"\",S22/'Combined scenario - input'!$D7),\"\")","v":20.22783893184608},{"$f":"IFERROR(IF(OR(T22=\"\",'Combined scenario - input'!$D7=\"\"),\"\",T22/'Combined scenario - input'!$D7),\"\")","v":22.599868751128074},{"$f":"IFERROR(IF(OR(U22=\"\",'Combined scenario - input'!$D7=\"\"),\"\",U22/'Combined scenario - input'!$D7),\"\")","v":25.203882619892664},{"$f":"IFERROR(IF(OR(V22=\"\",'Combined scenario - input'!$D7=\"\"),\"\",V22/'Combined scenario - input'!$D7),\"\")","v":28.032750012713507},{"$f":"IFERROR(IF(OR(W22=\"\",'Combined scenario - input'!$D7=\"\"),\"\",W22/'Combined scenario - input'!$D7),\"\")","v":31.074897030498523}]
[{"$f":"IFERROR('Combined scenario - input'!A8,\"\")","v":1},{"$f":"IFERROR('Combined scenario - input'!B8,\"\")","v":"OVERHEAD CONDUCTORS"},{"$f":"IFERROR('Combined scenario - input'!C8,\"\")","v":"˃ 11 kv & < = 22 kv ; single-phase"},{"$f":"IFERROR(repcalc('Combined scenario - input'!$CV8:$GH8,'Combined scenario - input'!$G8,'Combined scenario - input'!$E8,'Combined scenario - input'!$F8,20,TRUE,TRUE),\"\")","v":""},"","","","","","","","","","","","","","","","","","","",{"$f":"IFERROR(IF(OR(D23=\"\",'Combined scenario - input'!$D8=\"\"),\"\",D23/'Combined scenario - input'!$D8),\"\")","v":""},{"$f":"IFERROR(IF(OR(E23=\"\",'Combined scenario - input'!$D8=\"\"),\"\",E23/'Combined scenario - input'!$D8),\"\")","v":""},{"$f":"IFERROR(IF(OR(F23=\"\",'Combined scenario - input'!$D8=\"\"),\"\",F23/'Combined scenario - input'!$D8),\"\")","v":""},{"$f":"IFERROR(IF(OR(G23=\"\",'Combined scenario - input'!$D8=\"\"),\"\",G23/'Combined scenario - input'!$D8),\"\")","v":""},{"$f":"IFERROR(IF(OR(H23=\"\",'Combined scenario - input'!$D8=\"\"),\"\",H23/'Combined scenario - input'!$D8),\"\")","v":""},{"$f":"IFERROR(IF(OR(I23=\"\",'Combined scenario - input'!$D8=\"\"),\"\",I23/'Combined scenario - input'!$D8),\"\")","v":""},{"$f":"IFERROR(IF(OR(J23=\"\",'Combined scenario - input'!$D8=\"\"),\"\",J23/'Combined scenario - input'!$D8),\"\")","v":""},{"$f":"IFERROR(IF(OR(K23=\"\",'Combined scenario - input'!$D8=\"\"),\"\",K23/'Combined scenario - input'!$D8),\"\")","v":""},{"$f":"IFERROR(IF(OR(L23=\"\",'Combined scenario - input'!$D8=\"\"),\"\",L23/'Combined scenario - input'!$D8),\"\")","v":""},{"$f":"IFERROR(IF(OR(M23=\"\",'Combined scenario - input'!$D8=\"\"),\"\",M23/'Combined scenario - input'!$D8),\"\")","v":""},{"$f":"IFERROR(IF(OR(N23=\"\",'Combined scenario - input'!$D8=\"\"),\"\",N23/'Combined scenario - input'!$D8),\"\")","v":""},{"$f":"IFERROR(IF(OR(O23=\"\",'Combined scenario - input'!$D8=\"\"),\"\",O23/'Combined scenario - input'!$D8),\"\")","v":""},{"$f":"IFERROR(IF(OR(P23=\"\",'Combined scenario - input'!$D8=\"\"),\"\",P23/'Combined scenario - input'!$D8),\"\")","v":""},{"$f":"IFERROR(IF(OR(Q23=\"\",'Combined scenario - input'!$D8=\"\"),\"\",Q23/'Combined scenario - input'!$D8),\"\")","v":""},{"$f":"IFERROR(IF(OR(R23=\"\",'Combined scenario - input'!$D8=\"\"),\"\",R23/'Combined scenario - input'!$D8),\"\")","v":""},{"$f":"IFERROR(IF(OR(S23=\"\",'Combined scenario - input'!$D8=\"\"),\"\",S23/'Combined scenario - input'!$D8),\"\")","v":""},{"$f":"IFERROR(IF(OR(T23=\"\",'Combined scenario - input'!$D8=\"\"),\"\",T23/'Combined scenario - input'!$D8),\"\")","v":""},{"$f":"IFERROR(IF(OR(U23=\"\",'Combined scenario - input'!$D8=\"\"),\"\",U23/'Combined scenario - input'!$D8),\"\")","v":""},{"$f":"IFERROR(IF(OR(V23=\"\",'Combined scenario - input'!$D8=\"\"),\"\",V23/'Combined scenario - input'!$D8),\"\")","v":""},{"$f":"IFERROR(IF(OR(W23=\"\",'Combined scenario - input'!$D8=\"\"),\"\",W23/'Combined scenario - input'!$D8),\"\")","v":""}]
[{"$f":"IFERROR('Combined scenario - input'!A9,\"\")","v":1},{"$f":"IFERROR('Combined scenario - input'!B9,\"\")","v":"OVERHEAD CONDUCTORS"},{"$f":"IFERROR('Combined scenario - input'!C9,\"\")","v":"˃ 11 kv & < = 22 kv ; swer"},{"$f":"IFERROR(repcalc('Combined scenario - input'!$CV9:$GH9,'Combined scenario - input'!$G9,'Combined scenario - input'!$E9,'Combined scenario - input'!$F9,20,TRUE,TRUE),\"\")","v":""},"","","","","","","","","","","","","","","","","","","",{"$f":"IFERROR(IF(OR(D24=\"\",'Combined scenario - input'!$D9=\"\"),\"\",D24/'Combined scenario - input'!$D9),\"\")","v":""},{"$f":"IFERROR(IF(OR(E24=\"\",'Combined scenario - input'!$D9=\"\"),\"\",E24/'Combined scenario - input'!$D9),\"\")","v":""},{"$f":"IFERROR(IF(OR(F24=\"\",'Combined scenario - input'!$D9=\"\"),\"\",F24/'Combined scenario - input'!$D9),\"\")","v":""},{"$f":"IFERROR(IF(OR(G24=\"\",'Combined scenario - input'!$D9=\"\"),\"\",G24/'Combined scenario - input'!$D9),\"\")","v":""},{"$f":"IFERROR(IF(OR(H24=\"\",'Combined scenario - input'!$D9=\"\"),\"\",H24/'Combined scenario - input'!$D9),\"\")","v":""},{"$f":"IFERROR(IF(OR(I24=\"\",'Combined scenario - input'!$D9=\"\"),\"\",I24/'Combined scenario - input'!$D9),\"\")","v":""},{"$f":"IFERROR(IF(OR(J24=\"\",'Combined scenario - input'!$D9=\"\"),\"\",J24/'Combined scenario - input'!$D9),\"\")","v":""},{"$f":"IFERROR(IF(OR(K24=\"\",'Combined scenario - input'!$D9=\"\"),\"\",K24/'Combined scenario - input'!$D9),\"\")","v":""},{"$f":"IFERROR(IF(OR(L24=\"\",'Combined scenario - input'!$D9=\"\"),\"\",L24/'Combined scenario - input'!$D9),\"\")","v":""},{"$f":"IFERROR(IF(OR(M24=\"\",'Combined scenario - input'!$D9=\"\"),\"\",M24/'Combined scenario - input'!$D9),\"\")","v":""},{"$f":"IFERROR(IF(OR(N24=\"\",'Combined scenario - input'!$D9=\"\"),\"\",N24/'Combined scenario - input'!$D9),\"\")","v":""},{"$f":"IFERROR(IF(OR(O24=\"\",'Combined scenario - input'!$D9=\"\"),\"\",O24/'Combined scenario - input'!$D9),\"\")","v":""},{"$f":"IFERROR(IF(OR(P24=\"\",'Combined scenario - input'!$D9=\"\"),\"\",P24/'Combined scenario - input'!$D9),\"\")","v":""},{"$f":"IFERROR(IF(OR(Q24=\"\",'Combined scenario - input'!$D9=\"\"),\"\",Q24/'Combined scenario - input'!$D9),\"\")","v":""},{"$f":"IFERROR(IF(OR(R24=\"\",'Combined scenario - input'!$D9=\"\"),\"\",R24/'Combined scenario - input'!$D9),\"\")","v":""},{"$f":"IFERROR(IF(OR(S24=\"\",'Combined scenario - input'!$D9=\"\"),\"\",S24/'Combined scenario - input'!$D9),\"\")","v":""},{"$f":"IFERROR(IF(OR(T24=\"\",'Combined scenario - input'!$D9=\"\"),\"\",T24/'Combined scenario - input'!$D9),\"\")","v":""},{"$f":"IFERROR(IF(OR(U24=\"\",'Combined scenario - input'!$D9=\"\"),\"\",U24/'Combined scenario - input'!$D9),\"\")","v":""},{"$f":"IFERROR(IF(OR(V24=\"\",'Combined scenario - input'!$D9=\"\"),\"\",V24/'Combined scenario - input'!$D9),\"\")","v":""},{"$f":"IFERROR(IF(OR(W24=\"\",'Combined scenario - input'!$D9=\"\"),\"\",W24/'Combined scenario - input'!$D9),\"\")","v":""}]
[{"$f":"IFERROR('Combined scenario - input'!A10,\"\")","v":1},{"$f":"IFERROR('Combined scenario - input'!B10,\"\")","v":"OVERHEAD CONDUCTORS"},{"$f":"IFERROR('Combined scenario - input'!C10,\"\")","v":"> 1 kv & < = 11 kv"},{"$f":"IFERROR(repcalc('Combined scenario - input'!$CV10:$GH10,'Combined scenario - input'!$G10,'Combined scenario - input'!$E10,'Combined scenario - input'!$F10,20,TRUE,TRUE),\"\")","v":120.91710983240451},130.43762357065594,139.56743538217276,148.1581021405772,156.07664978734311,163.21243284656464,169.48336697060878,174.84118310318416,179.27540972444984,182.81587058883107,185.53358222634017,187.54003932024131,188.98497715658564,190.05278921039726,190.95784650481332,191.93900786403597,193.25362372936286,195.17132119020548,197.96781777029582,201.91895238268029,{"$f":"IFERROR(IF(OR(D25=\"\",'Combined scenario - input'!$D10=\"\"),\"\",D25/'Combined scenario - input'!$D10),\"\")","v":2.0518472750911871},{"$f":"IFERROR(IF(OR(E25=\"\",'Combined scenario - input'!$D10=\"\"),\"\",E25/'Combined scenario - input'!$D10),\"\")","v":2.2134012536668837},{"$f":"IFERROR(IF(OR(F25=\"\",'Combined scenario - input'!$D10=\"\"),\"\",F25/'Combined scenario - input'!$D10),\"\")","v":2.3683253956143773},{"$f":"IFERROR(IF(OR(G25=\"\",'Combined scenario - input'!$D10=\"\"),\"\",G25/'Combined scenario - input'!$D10),\"\")","v":2.5141007635824},{"$f":"IFERROR(IF(OR(H25=\"\",'Combined scenario - input'!$D10=\"\"),\"\",H25/'Combined scenario - input'!$D10),\"\")","v":2.6484709154510333},{"$f":"IFERROR(IF(OR(I25=\"\",'Combined scenario - input'!$D10=\"\"),\"\",I25/'Combined scenario - input'!$D10),\"\")","v":2.7695583037122913},{"$f":"IFERROR(IF(OR(J25=\"\",'Combined scenario - input'!$D10=\"\"),\"\",J25/'Combined scenario - input'!$D10),\"\")","v":2.8759700357866889},{"$f":"IFERROR(IF(OR(K25=\"\",'Combined scenario - input'!$D10=\"\"),\"\",K25/'Combined scenario - input'!$D10),\"\")","v":2.9668870321265919},{"$f":"IFERROR(IF(OR(L25=\"\",'Combined scenario - input'!$D10=\"\"),\"\",L25/'Combined scenario - input'!$D10),\"\")","v":3.0421316010928154},{"$f":"IFERROR(IF(OR(M25=\"\",'Combined scenario - input'!$D10=\"\"),\"\",M25/'Combined scenario - input'!$D10),\"\")","v":3.102209823167561},{"$f":"IFERROR(IF(OR(N25=\"\",'Combined scenario - input'!$D10=\"\"),\"\",N25/'Combined scenario - input'!$D10),\"\")","v":3.1483267806902444},{"$f":"IFERROR(IF(OR(O25=\"\",'Combined scenario - input'!$D10=\"\"),\"\",O25/'Combined scenario - input'!$D10),\"\")","v":3.182374431402494},{"$f":"IFERROR(IF(OR(P25=\"\",'Combined scenario - input'!$D10=\"\"),\"\",P25/'Combined scenario - input'!$D10),\"\")","v":3.2068936393647798},{"$f":"IFERROR(IF(OR(Q25=\"\",'Combined scenario - input'!$D10=\"\"),\"\",Q25/'Combined scenario - input'!$D10),\"\")","v":3.2250133848330571},{"$f":"IFERROR(IF(OR(R25=\"\",'Combined scenario - input'!$D10=\"\"),\"\",R25/'Combined scenario - input'!$D10),\"\")","v":3.2403713382767254},{"$f":"IFERROR(IF(OR(S25=\"\",'Combined scenario - input'!$D10=\"\"),\"\",S25/'Combined scenario - input'!$D10),\"\")","v":3.2570207046413047},{"$f":"IFERROR(IF(OR(T25=\"\",'Combined scenario - input'!$D10=\"\"),\"\",T25/'Combined scenario - input'!$D10),\"\")","v":3.2793284738627269},{"$f":"IFERROR(IF(OR(U25=\"\",'Combined scenario - input'!$D10=\"\"),\"\",U25/'Combined scenario - input'!$D10),\"\")","v":3.3118699588100018},{"$f":"IFERROR(IF(OR(V25=\"\",'Combined scenario - input'!$D10=\"\"),\"\",V25/'Combined scenario - input'!$D10),\"\")","v":3.3593238211758263},{"$f":"IFERROR(IF(OR(W25=\"\",'Combined scenario - input'!$D10=\"\"),\"\",W25/'Combined scenario - input'!$D10),\"\")","v":3.4263707825130294}]
[{"$f":"IFERROR('Combined scenario - input'!A11,\"\")","v":1},{"$f":"IFERROR('Combined scenario - input'!B11,\"\")","v":"OVERHEAD CONDUCTORS"},{"$f":"IFERROR('Combined scenario - input'!C11,\"\")","v":"> 22 kv & < = 66 kv"},{"$f":"IFERROR(repcalc('Combined scenario - input'!$CV11:$GH11,'Combined scenario - input'!$G11,'Combined scenario - input'!$E11,'Combined scenario - input'!$F11,20,TRUE,TRUE),\"\")","v":""},"","","","","","","","","","","","","","","","","","","",{"$f":"IFERROR(IF(OR(D26=\"\",'Combined scenario - input'!$D11=\"\"),\"\",D26/'Combined scenario - input'!$D11),\"\")","v":""},{"$f":"IFERROR(IF(OR(E26=\"\",'Combined scenario - input'!$D11=\"\"),\"\",E26/'Combined scenario - input'!$D11),\"\")","v":""},{"$f":"IFERROR(IF(OR(F26=\"\",'Combined scenario - input'!$D11=\"\"),\"\",F26/'Combined scenario - input'!$D11),\"\")","v":""},{"$f":"IFERROR(IF(OR(G26=\"\",'Combined scenario - input'!$D11=\"\"),\"\",G26/'Combined scenario - input'!$D11),\"\")","v":""},{"$f":"IFERROR(IF(OR(H26=\"\",'Combined scenario - input'!$D11=\"\"),\"\",H26/'Combined scenario - input'!$D11),\"\")","v":""},{"$f":"IFERROR(IF(OR(I26=\"\",'Combined scenario - input'!$D11=\"\"),\"\",I26/'Combined scenario - input'!$D11),\"\")","v":""},{"$f":"IFERROR(IF(OR(J26=\"\",'Combined scenario - input'!$D11=\"\"),\"\",J26/'Combined scenario - input'!$D11),\"\")","v":""},{"$f":"IFERROR(IF(OR(K26=\"\",'Combined scenario - input'!$D11=\"\"),\"\",K26/'Combined scenario - input'!$D11),\"\")","v":""},{"$f":"IFERROR(IF(OR(L26=\"\",'Combined scenario - input'!$D11=\"\"),\"\",L26/'Combined scenario - input'!$D11),\"\")","v":""},{"$f":"IFERROR(IF(OR(M26=\"\",'Combined scenario - input'!$D11=\"\"),\"\",M26/'Combined scenario - input'!$D11),\"\")","v":""},{"$f":"IFERROR(IF(OR(N26=\"\",'Combined scenario - input'!$D11=\"\"),\"\",N26/'Combined scenario - input'!$D11),\"\")","v":""},{"$f":"IFERROR(IF(OR(O26=\"\",'Combined scenario - input'!$D11=\"\"),\"\",O26/'Combined scenario - input'!$D11),\"\")","v":""},{"$f":"IFERROR(IF(OR(P26=\"\",'Combined scenario - input'!$D11=\"\"),\"\",P26/'Combined scenario - input'!$D11),\"\")","v":""},{"$f":"IFERROR(IF(OR(Q26=\"\",'Combined scenario - input'!$D11=\"\"),\"\",Q26/'Combined scenario - input'!$D11),\"\")","v":""},{"$f":"IFERROR(IF(OR(R26=\"\",'Combined scenario - input'!$D11=\"\"),\"\",R26/'Combined scenario - input'!$D11),\"\")","v":""},{"$f":"IFERROR(IF(OR(S26=\"\",'Combined scenario - input'!$D11=\"\"),\"\",S26/'Combined scenario - input'!$D11),\"\")","v":""},{"$f":"IFERROR(IF(OR(T26=\"\",'Combined scenario - input'!$D11=\"\"),\"\",T26/'Combined scenario - input'!$D11),\"\")","v":""},{"$f":"IFERROR(IF(OR(U26=\"\",'Combined scenario - input'!$D11=\"\"),\"\",U26/'Combined scenario - input'!$D11),\"\")","v":""},{"$f":"IFERROR(IF(OR(V26=\"\",'Combined scenario - input'!$D11=\"\"),\"\",V26/'Combined scenario - input'!$D11),\"\")","v":""},{"$f":"IFERROR(IF(OR(W26=\"\",'Combined scenario - input'!$D11=\"\"),\"\",W26/'Combined scenario - input'!$D11),\"\")","v":""}]
[{"$f":"IFERROR('Combined scenario - input'!A12,\"\")","v":2},{"$f":"IFERROR('Combined scenario - input'!B12,\"\")","v":"POLES"},{"$f":"IFERROR('Combined scenario - input'!C12,\"\")","v":"˂ = 1 kv ; concrete"},{"$f":"IFERROR(repcalc('Combined scenario - input'!$CV12:$GH12,'Combined scenario - input'!$G12,'Combined scenario - input'!$E12,'Combined scenario - input'!$F12,20,TRUE,TRUE),\"\")","v":9.8181702429288507},10.858567855357336,12.129634866429942,13.713498005644754,15.719420343710812,18.290275397770596,21.609534466997978,25.908504435607103,31.473478767364959,38.652401976601254,47.860606266580639,59.585166873180896,74.387446930837172,92.903467001735862,115.84183713952461,143.97912201003152,178.15265600259195,219.25096204656631,268.2020265187316,325.95971363374588,{"$f":"IFERROR(IF(OR(D27=\"\",'Combined scenario - input'!$D12=\"\"),\"\",D27/'Combined scenario - input'!$D12),\"\")","v":1.1507479002467542},{"$f":"IFERROR(IF(OR(E27=\"\",'Combined scenario - input'!$D12=\"\"),\"\",E27/'Combined scenario - input'!$D12),\"\")","v":1.2726886833357496},{"$f":"IFERROR(IF(OR(F27=\"\",'Combined scenario - input'!$D12=\"\"),\"\",F27/'Combined scenario - input'!$D12),\"\")","v":1.4216652907762404},{"$f":"IFERROR(IF(OR(G27=\"\",'Combined scenario - input'!$D12=\"\"),\"\",G27/'Combined scenario - input'!$D12),\"\")","v":1.6073034633310861},{"$f":"IFERROR(IF(OR(H27=\"\",'Combined scenario - input'!$D12=\"\"),\"\",H27/'Combined scenario - input'!$D12),\"\")","v":1.8424094822198955},{"$f":"IFERROR(IF(OR(I27=\"\",'Combined scenario - input'!$D12=\"\"),\"\",I27/'Combined scenario - input'!$D12),\"\")","v":2.143728972725647},{"$f":"IFERROR(IF(OR(J27=\"\",'Combined scenario - input'!$D12=\"\"),\"\",J27/'Combined scenario - input'!$D12),\"\")","v":2.5327658614513591},{"$f":"IFERROR(IF(OR(K27=\"\",'Combined scenario - input'!$D12=\"\"),\"\",K27/'Combined scenario - input'!$D12),\"\")","v":3.0366306898458051},{"$f":"IFERROR(IF(OR(L27=\"\",'Combined scenario - input'!$D12=\"\"),\"\",L27/'Combined scenario - input'!$D12),\"\")","v":3.688878753257578},{"$f":"IFERROR(IF(OR(M27=\"\",'Combined scenario - input'!$D12=\"\"),\"\",M27/'Combined scenario - input'!$D12),\"\")","v":4.5302912165433016},{"$f":"IFERROR(IF(OR(N27=\"\",'Combined scenario - input'!$D12=\"\"),\"\",N27/'Combined scenario - input'!$D12),\"\")","v":5.6095474821767599},{"$f":"IFERROR(IF(OR(O27=\"\",'Combined scenario - input'!$D12=\"\"),\"\",O27/'Combined scenario - input'!$D12),\"\")","v":6.9837356624110702},{"$f":"IFERROR(IF(OR(P27=\"\",'Combined scenario - input'!$D12=\"\"),\"\",P27/'Combined scenario - input'!$D12),\"\")","v":8.7186508526910735},{"$f":"IFERROR(IF(OR(Q27=\"\",'Combined scenario - input'!$D12=\"\"),\"\",Q27/'Combined scenario - input'!$D12),\"\")","v":10.888838442670901},{"$f":"IFERROR(IF(OR(R27=\"\",'Combined scenario - input'!$D12=\"\"),\"\",R27/'Combined scenario - input'!$D12),\"\")","v":13.577351741791389},{"$f":"IFERROR(IF(OR(S27=\"\",'Combined scenario - input'!$D12=\"\"),\"\",S27/'Combined scenario - input'!$D12),\"\")","v":16.875208743884038},{"$f":"IFERROR(IF(OR(T27=\"\",'Combined scenario - input'!$D12=\"\"),\"\",T27/'Combined scenario - input'!$D12),\"\")","v":20.880550015519898},{"$f":"IFERROR(IF(OR(U27=\"\",'Combined scenario - input'!$D12=\"\"),\"\",U27/'Combined scenario - input'!$D12),\"\")","v":25.697515724366053},{"$f":"IFERROR(IF(OR(V27=\"\",'Combined scenario - input'!$D12=\"\"),\"\",V27/'Combined scenario - input'!$D12),\"\")","v":31.434871388651604},{"$f":"IFERROR(IF(OR(W27=\"\",'Combined scenario - input'!$D12=\"\"),\"\",W27/'Combined scenario - input'!$D12),\"\")","v":38.204415562993063}]
[{"$f":"IFERROR('Combined scenario - input'!A13,\"\")","v":2},{"$f":"IFERROR('Combined scenario - input'!B13,\"\")","v":"POLES"},{"$f":"IFERROR('Combined scenario - input'!C13,\"\")","v":"˂ = 1 kv ; steel"},{"$f":"IFERROR(repcalc('Combined scenario - input'!$CV13:$GH13,'Combined scenario - input'!$G13,'Combined scenario - input'!$E13,'Combined scenario - input'!$F13,20,TRUE,TRUE),\"\")","v":5.1271362594414018},5.6449567977739292,6.1538380847072069,6.64683710034355,7.1189643663780782,7.5679135966105227,7.994690463327764,8.4040788198661005,8.8048908509389499,9.2099612946440086,9.6358639826071908,10.102349846937727,10.631527287474297,11.246826329689597,11.971805426343785,12.828872510785217,13.837998947499901,15.015505882264762,16.37299729884904,17.916503506097587,{"$f":"IFERROR(IF(OR(D28=\"\",'Combined scenario - input'!$D13=\"\"),\"\",D28/'Combined scenario - input'!$D13),\"\")","v":0.60093083933642966},{"$f":"IFERROR(IF(OR(E28=\"\",'Combined scenario - input'!$D13=\"\"),\"\",E28/'Combined scenario - input'!$D13),\"\")","v":0.66162248375153432},{"$f":"IFERROR(IF(OR(F28=\"\",'Combined scenario - input'!$D13=\"\"),\"\",F28/'Combined scenario - input'!$D13),\"\")","v":0.72126639477814192},{"$f":"IFERROR(IF(OR(G28=\"\",'Combined scenario - input'!$D13=\"\"),\"\",G28/'Combined scenario - input'!$D13),\"\")","v":0.77904880922301545},{"$f":"IFERROR(IF(OR(H28=\"\",'Combined scenario - input'!$D13=\"\"),\"\",H28/'Combined scenario - input'!$D13),\"\")","v":0.83438493057717134},{"$f":"IFERROR(IF(OR(I28=\"\",'Combined scenario - input'!$D13=\"\"),\"\",I28/'Combined scenario - input'!$D13),\"\")","v":0.88700444839205783},{"$f":"IFERROR(IF(OR(J28=\"\",'Combined scenario - input'!$D13=\"\"),\"\",J28/'Combined scenario - input'!$D13),\"\")","v":0.93702523343624244},{"$f":"IFERROR(IF(OR(K28=\"\",'Combined scenario - input'!$D13=\"\"),\"\",K28/'Combined scenario - input'!$D13),\"\")","v":0.98500798175039528},{"$f":"IFERROR(IF(OR(L28=\"\",'Combined scenario - input'!$D13=\"\"),\"\",L28/'Combined scenario - input'!$D13),\"\")","v":1.0319855337522974},{"$f":"IFERROR(IF(OR(M28=\"\",'Combined scenario - input'!$D13=\"\"),\"\",M28/'Combined scenario - input'!$D13),\"\")","v":1.0794621970217424},{"$f":"IFERROR(IF(OR(N28=\"\",'Combined scenario - input'!$D13=\"\"),\"\",N28/'Combined scenario - input'!$D13),\"\")","v":1.1293805231208505},{"$f":"IFERROR(IF(OR(O28=\"\",'Combined scenario - input'!$D13=\"\"),\"\",O28/'Combined scenario - input'!$D13),\"\")","v":1.1840554386693734},{"$f":"IFERROR(IF(OR(P28=\"\",'Combined scenario - input'!$D13=\"\"),\"\",P28/'Combined scenario - input'!$D13),\"\")","v":1.2460781795149991},{"$f":"IFERROR(IF(OR(Q28=\"\",'Combined scenario - input'!$D13=\"\"),\"\",Q28/'Combined scenario - input'!$D13),\"\")","v":1.3181948838839259},{"$f":"IFERROR(IF(OR(R28=\"\",'Combined scenario - input'!$D13=\"\"),\"\",R28/'Combined scenario - input'!$D13),\"\")","v":1.4031667424436658},{"$f":"IFERROR(IF(OR(S28=\"\",'Combined scenario - input'!$D13=\"\"),\"\",S28/'Combined scenario - input'!$D13),\"\")","v":1.5036200981493184},{"$f":"IFERROR(IF(OR(T28=\"\",'Combined scenario - input'!$D13=\"\"),\"\",T28/'Combined scenario - input'!$D13),\"\")","v":1.6218957136051877},{"$f":"IFERROR(IF(OR(U28=\"\",'Combined scenario - input'!$D13=\"\"),\"\",U28/'Combined scenario - input'!$D13),\"\")","v":1.7599065240902219},{"$f":"IFERROR(IF(OR(V28=\"\",'Combined scenario - input'!$D13=\"\"),\"\",V28/'Combined scenario - input'!$D13),\"\")","v":1.9190125854627482},{"$f":"IFERROR(IF(OR(W28=\"\",'Combined scenario - input'!$D13=\"\"),\"\",W28/'Combined scenario - input'!$D13),\"\")","v":2.09992068575652}]
[{"$f":"IFERROR('Combined scenario - input'!A14,\"\")","v":2},{"$f":"IFERROR('Combined scenario - input'!B14,\"\")","v":"POLES"},{"$f":"IFERROR('Combined scenario - input'!C14,\"\")","v":"˂ = 1 kv ; wood"},{"$f":"IFERROR(repcalc('Combined scenario - input'!$CV14:$GH14,'Combined scenario - input'!$G14,'Combined scenario - input'!$E14,'Combined scenario - input'!$F14,20,TRUE,TRUE),\"\")","v":2285.0624239226554},2216.5775655786329,2154.9169481006529,2104.587738987419,2069.7222036854887,2053.9382940319711,2060.2257859555084,2090.8596140371401,2147.3404550934047,2230.3614526028018,2339.799283812667,2474.7275111409153,2633.450226969449,2813.5542548579274,3011.9784564176539,3225.0988707127717,3448.8283769882287,3678.7292681901567,3910.1365574860088,4138.289075476896,{"$f":"IFERROR(IF(OR(D29=\"\",'Combined scenario - input'!$D14=\"\"),\"\",D29/'Combined scenario - input'!$D14),\"\")","v":610.11989998615525},{"$f":"IFERROR(IF(OR(E29=\"\",'Combined scenario - input'!$D14=\"\"),\"\",E29/'Combined scenario - input'!$D14),\"\")","v":591.8341960657815},{"$f":"IFERROR(IF(OR(F29=\"\",'Combined scenario - input'!$D14=\"\"),\"\",F29/'Combined scenario - input'!$D14),\"\")","v":575.3705890435416},{"$f":"IFERROR(IF(OR(G29=\"\",'Combined scenario - input'!$D14=\"\"),\"\",G29/'Combined scenario - input'!$D14),\"\")","v":561.93250888035914},{"$f":"IFERROR(IF(OR(H29=\"\",'Combined scenario - input'!$D14=\"\"),\"\",H29/'Combined scenario - input'!$D14),\"\")","v":552.62328533850928},{"$f":"IFERROR(IF(OR(I29=\"\",'Combined scenario - input'!$D14=\"\"),\"\",I29/'Combined scenario - input'!$D14),\"\")","v":548.40892459353529},{"$f":"IFERROR(IF(OR(J29=\"\",'Combined scenario - input'!$D14=\"\"),\"\",J29/'Combined scenario - input'!$D14),\"\")","v":550.08770759017966},{"$f":"IFERROR(IF(OR(K29=\"\",'Combined scenario - input'!$D14=\"\"),\"\",K29/'Combined scenario - input'!$D14),\"\")","v":558.26705005788938},{"$f":"IFERROR(IF(OR(L29=\"\",'Combined scenario - input'!$D14=\"\"),\"\",L29/'Combined scenario - input'!$D14),\"\")","v":573.34763811343407},{"$f":"IFERROR(IF(OR(M29=\"\",'Combined scenario - input'!$D14=\"\"),\"\",M29/'Combined scenario - input'!$D14),\"\")","v":595.51454356288389},{"$f":"IFERROR(IF(OR(N29=\"\",'Combined scenario - input'!$D14=\"\"),\"\",N29/'Combined scenario - input'!$D14),\"\")","v":624.73483878696084},{"$f":"IFERROR(IF(OR(O29=\"\",'Combined scenario - input'!$D14=\"\"),\"\",O29/'Combined scenario - input'!$D14),\"\")","v":660.76116161340735},{"$f":"IFERROR(IF(OR(P29=\"\",'Combined scenario - input'!$D14=\"\"),\"\",P29/'Combined scenario - input'!$D14),\"\")","v":703.14069859804499},{"$f":"IFERROR(IF(OR(Q29=\"\",'Combined scenario - input'!$D14=\"\"),\"\",Q29/'Combined scenario - input'!$D14),\"\")","v":751.22912293692491},{"$f":"IFERROR(IF(OR(R29=\"\",'Combined scenario - input'!$D14=\"\"),\"\",R29/'Combined scenario - input'!$D14),\"\")","v":804.20909965136002},{"$f":"IFERROR(IF(OR(S29=\"\",'Combined scenario - input'!$D14=\"\"),\"\",S29/'Combined scenario - input'!$D14),\"\")","v":861.1130181147912},{"$f":"IFERROR(IF(OR(T29=\"\",'Combined scenario - input'!$D14=\"\"),\"\",T29/'Combined scenario - input'!$D14),\"\")","v":920.8496023602263},{"$f":"IFERROR(IF(OR(U29=\"\",'Combined scenario - input'!$D14=\"\"),\"\",U29/'Combined scenario - input'!$D14),\"\")","v":982.23396861576975},{"$f":"IFERROR(IF(OR(V29=\"\",'Combined scenario - input'!$D14=\"\"),\"\",V29/'Combined scenario - input'!$D14),\"\")","v":1044.0205485897579},{"$f":"IFERROR(IF(OR(W29=\"\",'Combined scenario - input'!$D14=\"\"),\"\",W29/'Combined scenario - input'!$D14),\"\")","v":1104.93809289878}]
[{"$f":"IFERROR('Combined scenario - input'!A15,\"\")","v":2},{"$f":"IFERROR('Combined scenario - input'!B15,\"\")","v":"POLES"},{"$f":"IFERROR('Combined scenario - input'!C15,\"\")","v":"˃ 11 kv & < = 22 kv ; concrete"},{"$f":"IFERROR(repcalc('Combined scenario - input'!$CV15:$GH15,'Combined scenario - input'!$G15,'Combined scenario - input'!$E15,'Combined scenario - input'!$F15,20,TRUE,TRUE),\"\")","v":11.548579673332165},11.838485340461597,12.196072399107711,12.698573688968478,13.444468907500472,14.555492685142942,16.178551316689802,18.487481488925496,21.684533642372323,26.001402496517997,31.699563450320291,39.069612691792528,48.429257874175008,60.119571996684449,74.499112314622835,91.935525339650326,112.79431523428023,137.42455356837192,166.14146095364538,199.20600175932452,{"$f":"IFERROR(IF(OR(D30=\"\",'Combined scenario - input'!$D15=\"\"),\"\",D30/'Combined scenario - input'!$D15),\"\")","v":3.983322626573556},{"$f":"IFERROR(IF(OR(E30=\"\",'Combined scenario - input'!$D15=\"\"),\"\",E30/'Combined scenario - input'!$D15),\"\")","v":4.0833165510312268},{"$f":"IFERROR(IF(OR(F30=\"\",'Combined scenario - input'!$D15=\"\"),\"\",F30/'Combined scenario - input'!$D15),\"\")","v":4.2066550620832937},{"$f":"IFERROR(IF(OR(G30=\"\",'Combined scenario - input'!$D15=\"\"),\"\",G30/'Combined scenario - input'!$D15),\"\")","v":4.3799772206866514},{"$f":"IFERROR(IF(OR(H30=\"\",'Combined scenario - input'!$D15=\"\"),\"\",H30/'Combined scenario - input'!$D15),\"\")","v":4.637250529186435},{"$f":"IFERROR(IF(OR(I30=\"\",'Combined scenario - input'!$D15=\"\"),\"\",I30/'Combined scenario - input'!$D15),\"\")","v":5.0204635542793765},{"$f":"IFERROR(IF(OR(J30=\"\",'Combined scenario - input'!$D15=\"\"),\"\",J30/'Combined scenario - input'!$D15),\"\")","v":5.5802870437622785},{"$f":"IFERROR(IF(OR(K30=\"\",'Combined scenario - input'!$D15=\"\"),\"\",K30/'Combined scenario - input'!$D15),\"\")","v":6.3766805448161703},{"$f":"IFERROR(IF(OR(L30=\"\",'Combined scenario - input'!$D15=\"\"),\"\",L30/'Combined scenario - input'!$D15),\"\")","v":7.4794040434094828},{"$f":"IFERROR(IF(OR(M30=\"\",'Combined scenario - input'!$D15=\"\"),\"\",M30/'Combined scenario - input'!$D15),\"\")","v":8.968373411857165},{"$f":"IFERROR(IF(OR(N30=\"\",'Combined scenario - input'!$D15=\"\"),\"\",N30/'Combined scenario - input'!$D15),\"\")","v":10.933776439690247},{"$f":"IFERROR(IF(OR(O30=\"\",'Combined scenario - input'!$D15=\"\"),\"\",O30/'Combined scenario - input'!$D15),\"\")","v":13.475845225024006},{"$f":"IFERROR(IF(OR(P30=\"\",'Combined scenario - input'!$D15=\"\"),\"\",P30/'Combined scenario - input'!$D15),\"\")","v":16.70416312092739},{"$f":"IFERROR(IF(OR(Q30=\"\",'Combined scenario - input'!$D15=\"\"),\"\",Q30/'Combined scenario - input'!$D15),\"\")","v":20.736372628341929},{"$f":"IFERROR(IF(OR(R30=\"\",'Combined scenario - input'!$D15=\"\"),\"\",R30/'Combined scenario - input'!$D15),\"\")","v":25.696146897418249},{"$f":"IFERROR(IF(OR(S30=\"\",'Combined scenario - input'!$D15=\"\"),\"\",S30/'Combined scenario - input'!$D15),\"\")","v":31.710294134005114},{"$f":"IFERROR(IF(OR(T30=\"\",'Combined scenario - input'!$D15=\"\"),\"\",T30/'Combined scenario - input'!$D15),\"\")","v":38.904883607383148},{"$f":"IFERROR(IF(OR(U30=\"\",'Combined scenario - input'!$D15=\"\"),\"\",U30/'Combined scenario - input'!$D15),\"\")","v":47.400316676147575},{"$f":"IFERROR(IF(OR(V30=\"\",'Combined scenario - input'!$D15=\"\"),\"\",V30/'Combined scenario - input'!$D15),\"\")","v":57.305318865907935},{"$f":"IFERROR(IF(OR(W30=\"\",'Combined scenario - input'!$D15=\"\"),\"\",W30/'Combined scenario - input'!$D15),\"\")","v":68.709901702415692}]
[{"$f":"IFERROR('Combined scenario - input'!A16,\"\")","v":2},{"$f":"IFERROR('Combined scenario - input'!B16,\"\")","v":"POLES"},{"$f":"IFERROR('Combined scenario - input'!C16,\"\")","v":"˃ 11 kv & < = 22 kv ; steel"},{"$f":"IFERROR(repcalc('Combined scenario - input'!$CV16:$GH16,'Combined scenario - input'!$G16,'Combined scenario - input'!$E16,'Combined scenario - input'!$F16,20,TRUE,TRUE),\"\")","v":1.8759331331216284E-2},2.5310555993864271E-2,3.366187337887544E-2,4.4129764231352946E-2,5.7027910383850786E-2,7.2646278051137742E-2,9.1226103681544365E-2,0.11293211273352975,0.13782401034741393,0.16582992470707766,0.19672494750739689,0.23011808869280467,0.26545074960826309,0.30200916308346243,0.33895214993069778,0.37535406557360645,0.41026109391092797,0.44275728282738719,0.47203513846831707,0.49746443998423268,{"$f":"IFERROR(IF(OR(D31=\"\",'Combined scenario - input'!$D16=\"\"),\"\",D31/'Combined scenario - input'!$D16),\"\")","v":1.8481270267752797E-3},{"$f":"IFERROR(IF(OR(E31=\"\",'Combined scenario - input'!$D16=\"\"),\"\",E31/'Combined scenario - input'!$D16),\"\")","v":2.49353890973345E-3},{"$f":"IFERROR(IF(OR(F31=\"\",'Combined scenario - input'!$D16=\"\"),\"\",F31/'Combined scenario - input'!$D16),\"\")","v":3.3162918690958186E-3},{"$f":"IFERROR(IF(OR(G31=\"\",'Combined scenario - input'!$D16=\"\"),\"\",G31/'Combined scenario - input'!$D16),\"\")","v":4.3475648743124219E-3},{"$f":"IFERROR(IF(OR(H31=\"\",'Combined scenario - input'!$D16=\"\"),\"\",H31/'Combined scenario - input'!$D16),\"\")","v":5.6182611522795599E-3},{"$f":"IFERROR(IF(OR(I31=\"\",'Combined scenario - input'!$D16=\"\"),\"\",I31/'Combined scenario - input'!$D16),\"\")","v":7.1569475207000658E-3},{"$f":"IFERROR(IF(OR(J31=\"\",'Combined scenario - input'!$D16=\"\"),\"\",J31/'Combined scenario - input'!$D16),\"\")","v":8.9873900505564961E-3},{"$f":"IFERROR(IF(OR(K31=\"\",'Combined scenario - input'!$D16=\"\"),\"\",K31/'Combined scenario - input'!$D16),\"\")","v":1.1125817122615792E-2},{"$f":"IFERROR(IF(OR(L31=\"\",'Combined scenario - input'!$D16=\"\"),\"\",L31/'Combined scenario - input'!$D16),\"\")","v":1.3578110752687294E-2},{"$f":"IFERROR(IF(OR(M31=\"\",'Combined scenario - input'!$D16=\"\"),\"\",M31/'Combined scenario - input'!$D16),\"\")","v":1.6337190291493681E-2},{"$f":"IFERROR(IF(OR(N31=\"\",'Combined scenario - input'!$D16=\"\"),\"\",N31/'Combined scenario - input'!$D16),\"\")","v":1.9380898279906637E-2},{"$f":"IFERROR(IF(OR(O31=\"\",'Combined scenario - input'!$D16=\"\"),\"\",O31/'Combined scenario - input'!$D16),\"\")","v":2.267071525920264E-2},{"$f":"IFERROR(IF(OR(P31=\"\",'Combined scenario - input'!$D16=\"\"),\"\",P31/'Combined scenario - input'!$D16),\"\")","v":2.6151609349339248E-2},{"$f":"IFERROR(IF(OR(Q31=\"\",'Combined scenario - input'!$D16=\"\"),\"\",Q31/'Combined scenario - input'!$D16),\"\")","v":2.9753261818002204E-2},{"$f":"IFERROR(IF(OR(R31=\"\",'Combined scenario - input'!$D16=\"\"),\"\",R31/'Combined scenario - input'!$D16),\"\")","v":3.3392801588194673E-2},{"$f":"IFERROR(IF(OR(S31=\"\",'Combined scenario - input'!$D16=\"\"),\"\",S31/'Combined scenario - input'!$D16),\"\")","v":3.6979036243270279E-2},{"$f":"IFERROR(IF(OR(T31=\"\",'Combined scenario - input'!$D16=\"\"),\"\",T31/'Combined scenario - input'!$D16),\"\")","v":4.0417997971466994E-2},{"$f":"IFERROR(IF(OR(U31=\"\",'Combined scenario - input'!$D16=\"\"),\"\",U31/'Combined scenario - input'!$D16),\"\")","v":4.3619449235551562E-2},{"$f":"IFERROR(IF(OR(V31=\"\",'Combined scenario - input'!$D16=\"\"),\"\",V31/'Combined scenario - input'!$D16),\"\")","v":4.6503837561588948E-2},{"$f":"IFERROR(IF(OR(W31=\"\",'Combined scenario - input'!$D16=\"\"),\"\",W31/'Combined scenario - input'!$D16),\"\")","v":4.9009075012423721E-2}]
[{"$f":"IFERROR('Combined scenario - input'!A17,\"\")","v":2},{"$f":"IFERROR('Combined scenario - input'!B17,\"\")","v":"POLES"},{"$f":"IFERROR('Combined scenario - input'!C17,\"\")","v":"˃ 11 kv & < = 22 kv ; wood"},{"$f":"IFERROR(repcalc('Combined scenario - input'!$CV17:$GH17,'Combined scenario - input'!$G17,'Combined scenario - input'!$E17,'Combined scenario - input'!$F17,20,TRUE,TRUE),\"\")","v":3222.8246876506282},3115.0416887621705,3062.613489496784,3062.9835423139966,3112.4610695757347,3206.4245355549792,3339.5176040524771,3505.8348735583222,3699.0973041293614,3912.8187180224372,4140.4650253564305,4375.6070593595759,4612.0664261454413,4844.0519979427017,5066.2830413622987,5274.0938567652784,5463.5144860463288,5631.3226555448164,5775.063634315341,5893.0369370847229,{"$f":"IFERROR(IF(OR(D32=\"\",'Combined scenario - input'!$D17=\"\"),\"\",D32/'Combined scenario - input'!$D17),\"\")","v":458.318468558902},{"$f":"IFERROR(IF(OR(E32=\"\",'Combined scenario - input'!$D17=\"\"),\"\",E32/'Combined scenario - input'!$D17),\"\")","v":442.99062923319093},{"$f":"IFERROR(IF(OR(F32=\"\",'Combined scenario - input'!$D17=\"\"),\"\",F32/'Combined scenario - input'!$D17),\"\")","v":435.53480574744952},{"$f":"IFERROR(IF(OR(G32=\"\",'Combined scenario - input'!$D17=\"\"),\"\",G32/'Combined scenario - input'!$D17),\"\")","v":435.58743102400291},{"$f":"IFERROR(IF(OR(H32=\"\",'Combined scenario - input'!$D17=\"\"),\"\",H32/'Combined scenario - input'!$D17),\"\")","v":442.62363892248834},{"$f":"IFERROR(IF(OR(I32=\"\",'Combined scenario - input'!$D17=\"\"),\"\",I32/'Combined scenario - input'!$D17),\"\")","v":455.98620003017533},{"$f":"IFERROR(IF(OR(J32=\"\",'Combined scenario - input'!$D17=\"\"),\"\",J32/'Combined scenario - input'!$D17),\"\")","v":474.91338882927977},{"$f":"IFERROR(IF(OR(K32=\"\",'Combined scenario - input'!$D17=\"\"),\"\",K32/'Combined scenario - input'!$D17),\"\")","v":498.56539712712629},{"$f":"IFERROR(IF(OR(L32=\"\",'Combined scenario - input'!$D17=\"\"),\"\",L32/'Combined scenario - input'!$D17),\"\")","v":526.04928154339575},{"$f":"IFERROR(IF(OR(M32=\"\",'Combined scenario - input'!$D17=\"\"),\"\",M32/'Combined scenario - input'!$D17),\"\")","v":556.44264159461318},{"$f":"IFERROR(IF(OR(N32=\"\",'Combined scenario - input'!$D17=\"\"),\"\",N32/'Combined scenario - input'!$D17),\"\")","v":588.81626320369378},{"$f":"IFERROR(IF(OR(O32=\"\",'Combined scenario - input'!$D17=\"\"),\"\",O32/'Combined scenario - input'!$D17),\"\")","v":622.25585342748252},{"$f":"IFERROR(IF(OR(P32=\"\",'Combined scenario - input'!$D17=\"\"),\"\",P32/'Combined scenario - input'!$D17),\"\")","v":655.8827817791788},{"$f":"IFERROR(IF(OR(Q32=\"\",'Combined scenario - input'!$D17=\"\"),\"\",Q32/'Combined scenario - input'!$D17),\"\")","v":688.87349095467198},{"$f":"IFERROR(IF(OR(R32=\"\",'Combined scenario - input'!$D17=\"\"),\"\",R32/'Combined scenario - input'!$D17),\"\")","v":720.47700692518072},{"$f":"IFERROR(IF(OR(S32=\"\",'Combined scenario - input'!$D17=\"\"),\"\",S32/'Combined scenario - input'!$D17),\"\")","v":750.02981972025123},{"$f":"IFERROR(IF(OR(T32=\"\",'Combined scenario - input'!$D17=\"\"),\"\",T32/'Combined scenario - input'!$D17),\"\")","v":776.96736089592116},{"$f":"IFERROR(IF(OR(U32=\"\",'Combined scenario - input'!$D17=\"\"),\"\",U32/'Combined scenario - input'!$D17),\"\")","v":800.83139034528131},{"$f":"IFERROR(IF(OR(V32=\"\",'Combined scenario - input'!$D17=\"\"),\"\",V32/'Combined scenario - input'!$D17),\"\")","v":821.27282034664108},{"$f":"IFERROR(IF(OR(W32=\"\",'Combined scenario - input'!$D17=\"\"),\"\",W32/'Combined scenario - input'!$D17),\"\")","v":838.04982458869131}]
[{"$f":"IFERROR('Combined scenario - input'!A18,\"\")","v":2},{"$f":"IFERROR('Combined scenario - input'!B18,\"\")","v":"POLES"},{"$f":"IFERROR('Combined scenario - input'!C18,\"\")","v":"> 1 kv & < = 11 kv ; concrete"},{"$f":"IFERROR(repcalc('Combined scenario - input'!$CV18:$GH18,'Combined scenario - input'!$G18,'Combined scenario - input'!$E18,'Combined scenario - input'!$F18,20,TRUE,TRUE),\"\")","v":4.3715763253747539},4.634341708811915,4.856802568471962,5.0363019958588664,5.1740508907019294,5.2759985990082949,5.3536515037869714,5.4248213329746848,5.5142908755624136,5.6543877294644016,5.8854549968221761,6.2562005653582666,6.823893860488961,7.654362003510748,8.8217186234846636,10.40774156446124,12.50080438689826,15.194264878689562,18.584225155430605,22.766604510866777,{"$f":"IFERROR(IF(OR(D33=\"\",'Combined scenario - input'!$D18=\"\"),\"\",D33/'Combined scenario - input'!$D18),\"\")","v":0.3937820681003153},{"$f":"IFERROR(IF(OR(E33=\"\",'Combined scenario - input'!$D18=\"\"),\"\",E33/'Combined scenario - input'!$D18),\"\")","v":0.41745140117691149},{"$f":"IFERROR(IF(OR(F33=\"\",'Combined scenario - input'!$D18=\"\"),\"\",F33/'Combined scenario - input'!$D18),\"\")","v":0.43749019059020117},{"$f":"IFERROR(IF(OR(G33=\"\",'Combined scenario - input'!$D18=\"\"),\"\",G33/'Combined scenario - input'!$D18),\"\")","v":0.45365910781325303},{"$f":"IFERROR(IF(OR(H33=\"\",'Combined scenario - input'!$D18=\"\"),\"\",H33/'Combined scenario - input'!$D18),\"\")","v":0.46606722805468198},{"$f":"IFERROR(IF(OR(I33=\"\",'Combined scenario - input'!$D18=\"\"),\"\",I33/'Combined scenario - input'!$D18),\"\")","v":0.47525045543697569},{"$f":"IFERROR(IF(OR(J33=\"\",'Combined scenario - input'!$D18=\"\"),\"\",J33/'Combined scenario - input'!$D18),\"\")","v":0.48224525986490085},{"$f":"IFERROR(IF(OR(K33=\"\",'Combined scenario - input'!$D18=\"\"),\"\",K33/'Combined scenario - input'!$D18),\"\")","v":0.48865608297262308},{"$f":"IFERROR(IF(OR(L33=\"\",'Combined scenario - input'!$D18=\"\"),\"\",L33/'Combined scenario - input'!$D18),\"\")","v":0.49671530438154238},{"$f":"IFERROR(IF(OR(M33=\"\",'Combined scenario - input'!$D18=\"\"),\"\",M33/'Combined scenario - input'!$D18),\"\")","v":0.50933492365792399},{"$f":"IFERROR(IF(OR(N33=\"\",'Combined scenario - input'!$D18=\"\"),\"\",N33/'Combined scenario - input'!$D18),\"\")","v":0.53014895952006413},{"$f":"IFERROR(IF(OR(O33=\"\",'Combined scenario - input'!$D18=\"\"),\"\",O33/'Combined scenario - input'!$D18),\"\")","v":0.56354491234141935},{"$f":"IFERROR(IF(OR(P33=\"\",'Combined scenario - input'!$D18=\"\"),\"\",P33/'Combined scenario - input'!$D18),\"\")","v":0.61468148715212767},{"$f":"IFERROR(IF(OR(Q33=\"\",'Combined scenario - input'!$D18=\"\"),\"\",Q33/'Combined scenario - input'!$D18),\"\")","v":0.68948824757681582},{"$f":"IFERROR(IF(OR(R33=\"\",'Combined scenario - input'!$D18=\"\"),\"\",R33/'Combined scenario - input'!$D18),\"\")","v":0.79464118780016102},{"$f":"IFERROR(IF(OR(S33=\"\",'Combined scenario - input'!$D18=\"\"),\"\",S33/'Combined scenario - input'!$D18),\"\")","v":0.93750667778992136},{"$f":"IFERROR(IF(OR(T33=\"\",'Combined scenario - input'!$D18=\"\"),\"\",T33/'Combined scenario - input'!$D18),\"\")","v":1.1260452152733031},{"$f":"IFERROR(IF(OR(U33=\"\",'Combined scenario - input'!$D18=\"\"),\"\",U33/'Combined scenario - input'!$D18),\"\")","v":1.3686662663224687},{"$f":"IFERROR(IF(OR(V33=\"\",'Combined scenario - input'!$D18=\"\"),\"\",V33/'Combined scenario - input'!$D18),\"\")","v":1.6740265000680319},{"$f":"IFERROR(IF(OR(W33=\"\",'Combined scenario - input'!$D18=\"\"),\"\",W33/'Combined scenario - input'!$D18),\"\")","v":2.0507661174467895}]
[{"$f":"IFERROR('Combined scenario - input'!A19,\"\")","v":2},{"$f":"IFERROR('Combined scenario - input'!B19,\"\")","v":"POLES"},{"$f":"IFERROR('Combined scenario - input'!C19,\"\")","v":"> 1 kv & < = 11 kv ; steel"},{"$f":"IFERROR(repcalc('Combined scenario - input'!$CV19:$GH19,'Combined scenario - input'!$G19,'Combined scenario - input'!$E19,'Combined scenario - input'!$F19,20,TRUE,TRUE),\"\")","v":9.1730340027982912E-3},1.2492515697439279E-2,1.6786799699503033E-2,2.2257020693202026E-2,2.9117044105685833E-2,3.7584493062636649E-2,4.7868663516812834E-2,6.0155473756564902E-2,7.458995063159074E-2,9.1257153563927787E-2,0.11016283735407148,0.13121550323426262,0.15421172610623379,0.17882671821766447,0.20461195120058873,0.23100128620581414,0.25732646169324247,0.28284199953852113,0.30675868449455779,0.32828384815671685,{"$f":"IFERROR(IF(OR(D34=\"\",'Combined scenario - input'!$D19=\"\"),\"\",D34/'Combined scenario - input'!$D19),\"\")","v":1.1265428272527209E-3},{"$f":"IFERROR(IF(OR(E34=\"\",'Combined scenario - input'!$D19=\"\"),\"\",E34/'Combined scenario - input'!$D19),\"\")","v":1.5342092865892657E-3},{"$f":"IFERROR(IF(OR(F34=\"\",'Combined scenario - input'!$D19=\"\"),\"\",F34/'Combined scenario - input'!$D19),\"\")","v":2.0615914852418885E-3},{"$f":"IFERROR(IF(OR(G34=\"\",'Combined scenario - input'!$D19=\"\"),\"\",G34/'Combined scenario - input'!$D19),\"\")","v":2.7333908290641134E-3},{"$f":"IFERROR(IF(OR(H34=\"\",'Combined scenario - input'!$D19=\"\"),\"\",H34/'Combined scenario - input'!$D19),\"\")","v":3.5758721899488391E-3},{"$f":"IFERROR(IF(OR(I34=\"\",'Combined scenario - input'!$D19=\"\"),\"\",I34/'Combined scenario - input'!$D19),\"\")","v":4.6157619237786234E-3},{"$f":"IFERROR(IF(OR(J34=\"\",'Combined scenario - input'!$D19=\"\"),\"\",J34/'Combined scenario - input'!$D19),\"\")","v":5.8787637240403793E-3},{"$f":"IFERROR(IF(OR(K34=\"\",'Combined scenario - input'!$D19=\"\"),\"\",K34/'Combined scenario - input'!$D19),\"\")","v":7.3877102668293299E-3},{"$f":"IFERROR(IF(OR(L34=\"\",'Combined scenario - input'!$D19=\"\"),\"\",L34/'Combined scenario - input'!$D19),\"\")","v":9.1604123394200439E-3},{"$f":"IFERROR(IF(OR(M34=\"\",'Combined scenario - input'!$D19=\"\"),\"\",M34/'Combined scenario - input'!$D19),\"\")","v":1.1207316112813013E-2},{"$f":"IFERROR(IF(OR(N34=\"\",'Combined scenario - input'!$D19=\"\"),\"\",N34/'Combined scenario - input'!$D19),\"\")","v":1.3529128335638884E-2},{"$f":"IFERROR(IF(OR(O34=\"\",'Combined scenario - input'!$D19=\"\"),\"\",O34/'Combined scenario - input'!$D19),\"\")","v":1.6114612019079117E-2},{"$f":"IFERROR(IF(OR(P34=\"\",'Combined scenario - input'!$D19=\"\"),\"\",P34/'Combined scenario - input'!$D19),\"\")","v":1.8938784470900534E-2},{"$f":"IFERROR(IF(OR(Q34=\"\",'Combined scenario - input'!$D19=\"\"),\"\",Q34/'Combined scenario - input'!$D19),\"\")","v":2.1961758417967055E-2},{"$f":"IFERROR(IF(OR(R34=\"\",'Combined scenario - input'!$D19=\"\"),\"\",R34/'Combined scenario - input'!$D19),\"\")","v":2.5128449968122898E-2},{"$f":"IFERROR(IF(OR(S34=\"\",'Combined scenario - input'!$D19=\"\"),\"\",S34/'Combined scenario - input'!$D19),\"\")","v":2.8369331453685573E-2},{"$f":"IFERROR(IF(OR(T34=\"\",'Combined scenario - input'!$D19=\"\"),\"\",T34/'Combined scenario - input'!$D19),\"\")","v":3.1602333491232218E-2},{"$f":"IFERROR(IF(OR(U34=\"\",'Combined scenario - input'!$D19=\"\"),\"\",U34/'Combined scenario - input'!$D19),\"\")","v":3.4735903707403377E-2},{"$f":"IFERROR(IF(OR(V34=\"\",'Combined scenario - input'!$D19=\"\"),\"\",V34/'Combined scenario - input'!$D19),\"\")","v":3.7673118360773999E-2},{"$f":"IFERROR(IF(OR(W34=\"\",'Combined scenario - input'!$D19=\"\"),\"\",W34/'Combined scenario - input'!$D19),\"\")","v":4.0316629626692004E-2}]
[{"$f":"IFERROR('Combined scenario - input'!A20,\"\")","v":2},{"$f":"IFERROR('Combined scenario - input'!B20,\"\")","v":"POLES"},{"$f":"IFERROR('Combined scenario - input'!C20,\"\")","v":"> 1 kv & < = 11 kv ; wood"},{"$f":"IFERROR(repcalc('Combined scenario - input'!$CV20:$GH20,'Combined scenario - input'!$G20,'Combined scenario - input'!$E20,'Combined scenario - input'!$F20,20,TRUE,TRUE),\"\")","v":950.24523028059025},890.34431368656374,838.92489894356754,797.3845120404518,766.73707697521684,747.60442611543158,740.22138541982849,744.45244005692507,759.81803415131299,785.52878255862265,820.52617567557547,863.52864343363512,913.08203077556186,967.61357154128586,1025.4883144744972,1085.0666756753176,1144.7614216259449,1203.0920053460982,1258.7338754595339,1310.5602398274391,{"$f":"IFERROR(IF(OR(D35=\"\",'Combined scenario - input'!$D20=\"\"),\"\",D35/'Combined scenario - input'!$D20),\"\")","v":155.14695732636258},{"$f":"IFERROR(IF(OR(E35=\"\",'Combined scenario - input'!$D20=\"\"),\"\",E35/'Combined scenario - input'!$D20),\"\")","v":145.36690828799041},{"$f":"IFERROR(IF(OR(F35=\"\",'Combined scenario - input'!$D20=\"\"),\"\",F35/'Combined scenario - input'!$D20),\"\")","v":136.9716377928967},{"$f":"IFERROR(IF(OR(G35=\"\",'Combined scenario - input'!$D20=\"\"),\"\",G35/'Combined scenario - input'!$D20),\"\")","v":130.18932052488449},{"$f":"IFERROR(IF(OR(H35=\"\",'Combined scenario - input'!$D20=\"\"),\"\",H35/'Combined scenario - input'!$D20),\"\")","v":125.18550030173593},{"$f":"IFERROR(IF(OR(I35=\"\",'Combined scenario - input'!$D20=\"\"),\"\",I35/'Combined scenario - input'!$D20),\"\")","v":122.06170396801816},{"$f":"IFERROR(IF(OR(J35=\"\",'Combined scenario - input'!$D20=\"\"),\"\",J35/'Combined scenario - input'!$D20),\"\")","v":120.85627166145315},{"$f":"IFERROR(IF(OR(K35=\"\",'Combined scenario - input'!$D20=\"\"),\"\",K35/'Combined scenario - input'!$D20),\"\")","v":121.54707781581112},{"$f":"IFERROR(IF(OR(L35=\"\",'Combined scenario - input'!$D20=\"\"),\"\",L35/'Combined scenario - input'!$D20),\"\")","v":124.05582513207209},{"$f":"IFERROR(IF(OR(M35=\"\",'Combined scenario - input'!$D20=\"\"),\"\",M35/'Combined scenario - input'!$D20),\"\")","v":128.25363034999447},{"$f":"IFERROR(IF(OR(N35=\"\",'Combined scenario - input'!$D20=\"\"),\"\",N35/'Combined scenario - input'!$D20),\"\")","v":133.96767014038258},{"$f":"IFERROR(IF(OR(O35=\"\",'Combined scenario - input'!$D20=\"\"),\"\",O35/'Combined scenario - input'!$D20),\"\")","v":140.98870199362108},{"$f":"IFERROR(IF(OR(P35=\"\",'Combined scenario - input'!$D20=\"\"),\"\",P35/'Combined scenario - input'!$D20),\"\")","v":149.07930537296608},{"$f":"IFERROR(IF(OR(Q35=\"\",'Combined scenario - input'!$D20=\"\"),\"\",Q35/'Combined scenario - input'!$D20),\"\")","v":157.98269405466709},{"$f":"IFERROR(IF(OR(R35=\"\",'Combined scenario - input'!$D20=\"\"),\"\",R35/'Combined scenario - input'!$D20),\"\")","v":167.43192882691824},{"$f":"IFERROR(IF(OR(S35=\"\",'Combined scenario - input'!$D20=\"\"),\"\",S35/'Combined scenario - input'!$D20),\"\")","v":177.15931410415754},{"$f":"IFERROR(IF(OR(T35=\"\",'Combined scenario - input'!$D20=\"\"),\"\",T35/'Combined scenario - input'!$D20),\"\")","v":186.90570157076476},{"$f":"IFERROR(IF(OR(U35=\"\",'Combined scenario - input'!$D20=\"\"),\"\",U35/'Combined scenario - input'!$D20),\"\")","v":196.42936166909558},{"$f":"IFERROR(IF(OR(V35=\"\",'Combined scenario - input'!$D20=\"\"),\"\",V35/'Combined scenario - input'!$D20),\"\")","v":205.51403431249224},{"$f":"IFERROR(IF(OR(W35=\"\",'Combined scenario - input'!$D20=\"\"),\"\",W35/'Combined scenario - input'!$D20),\"\")","v":213.97574765210419}]
[{"$f":"IFERROR('Combined scenario - input'!A21,\"\")","v":2},{"$f":"IFERROR('Combined scenario - input'!B21,\"\")","v":"POLES"},{"$f":"IFERROR('Combined scenario - input'!C21,\"\")","v":"> 22 kv & < = 66 kv ; concrete"},{"$f":"IFERROR(repcalc('Combined scenario - input'!$CV21:$GH21,'Combined scenario - input'!$G21,'Combined scenario - input'!$E21,'Combined scenario - input'!$F21,20,TRUE,TRUE),\"\")","v":7.3025380574754193},8.4584828287054936,10.030574494559065,12.157346817685449,15.00889545643537,18.790570502075223,23.74569549250953,30.156615211426445,38.343288431795081,48.658626414901086,61.479858597544023,77.195402130904924,96.187028917515406,118.80755366095896,145.35478129478815,176.04300457310859,210.97386854691021,250.10884409149585,293.24580356742786,340.00220620561828,{"$f":"IFERROR(IF(OR(D36=\"\",'Combined scenario - input'!$D21=\"\"),\"\",D36/'Combined scenario - input'!$D21),\"\")","v":0.37009523754115226},{"$f":"IFERROR(IF(OR(E36=\"\",'Combined scenario - input'!$D21=\"\"),\"\",E36/'Combined scenario - input'!$D21),\"\")","v":0.42867893150148839},{"$f":"IFERROR(IF(OR(F36=\"\",'Combined scenario - input'!$D21=\"\"),\"\",F36/'Combined scenario - input'!$D21),\"\")","v":0.50835309874734691},{"$f":"IFERROR(IF(OR(G36=\"\",'Combined scenario - input'!$D21=\"\"),\"\",G36/'Combined scenario - input'!$D21),\"\")","v":0.61613867986015802},{"$f":"IFERROR(IF(OR(H36=\"\",'Combined scenario - input'!$D21=\"\"),\"\",H36/'Combined scenario - input'!$D21),\"\")","v":0.76065618357079912},{"$f":"IFERROR(IF(OR(I36=\"\",'Combined scenario - input'!$D21=\"\"),\"\",I36/'Combined scenario - input'!$D21),\"\")","v":0.95231282586474997},{"$f":"IFERROR(IF(OR(J36=\"\",'Combined scenario - input'!$D21=\"\"),\"\",J36/'Combined scenario - input'!$D21),\"\")","v":1.2034403305688988},{"$f":"IFERROR(IF(OR(K36=\"\",'Combined scenario - input'!$D21=\"\"),\"\",K36/'Combined scenario - input'!$D21),\"\")","v":1.5283480321865566},{"$f":"IFERROR(IF(OR(L36=\"\",'Combined scenario - input'!$D21=\"\"),\"\",L36/'Combined scenario - input'!$D21),\"\")","v":1.9432515556351666},{"$f":"IFERROR(IF(OR(M36=\"\",'Combined scenario - input'!$D21=\"\"),\"\",M36/'Combined scenario - input'!$D21),\"\")","v":2.4660365697121356},{"$f":"IFERROR(IF(OR(N36=\"\",'Combined scenario - input'!$D21=\"\"),\"\",N36/'Combined scenario - input'!$D21),\"\")","v":3.1158211970374379},{"$f":"IFERROR(IF(OR(O36=\"\",'Combined scenario - input'!$D21=\"\"),\"\",O36/'Combined scenario - input'!$D21),\"\")","v":3.9122905575926463},{"$f":"IFERROR(IF(OR(P36=\"\",'Combined scenario - input'!$D21=\"\"),\"\",P36/'Combined scenario - input'!$D21),\"\")","v":4.8747929877838052},{"$f":"IFERROR(IF(OR(Q36=\"\",'Combined scenario - input'!$D21=\"\"),\"\",Q36/'Combined scenario - input'!$D21),\"\")","v":6.0212092628294815},{"$f":"IFERROR(IF(OR(R36=\"\",'Combined scenario - input'!$D21=\"\"),\"\",R36/'Combined scenario - input'!$D21),\"\")","v":7.3666322431511597},{"$f":"IFERROR(IF(OR(S36=\"\",'Combined scenario - input'!$D21=\"\"),\"\",S36/'Combined scenario - input'!$D21),\"\")","v":8.921922362081725},{"$f":"IFERROR(IF(OR(T36=\"\",'Combined scenario - input'!$D21=\"\"),\"\",T36/'Combined scenario - input'!$D21),\"\")","v":10.692231027117437},{"$f":"IFERROR(IF(OR(U36=\"\",'Combined scenario - input'!$D21=\"\"),\"\",U36/'Combined scenario - input'!$D21),\"\")","v":12.675605568454342},{"$f":"IFERROR(IF(OR(V36=\"\",'Combined scenario - input'!$D21=\"\"),\"\",V36/'Combined scenario - input'!$D21),\"\")","v":14.861802085116844},{"$f":"IFERROR(IF(OR(W36=\"\",'Combined scenario - input'!$D21=\"\"),\"\",W36/'Combined scenario - input'!$D21),\"\")","v":17.23143327426715}]
[{"$f":"IFERROR('Combined scenario - input'!A22,\"\")","v":2},{"$f":"IFERROR('Combined scenario - input'!B22,\"\")","v":"POLES"},{"$f":"IFERROR('Combined scenario - input'!C22,\"\")","v":"> 22 kv & < = 66 kv ; steel"},{"$f":"IFERROR(repcalc('Combined scenario - input'!$CV22:$GH22,'Combined scenario - input'!$G22,'Combined scenario - input'!$E22,'Combined scenario - input'!$F22,20,TRUE,TRUE),\"\")","v":0.78303263114343657},0.9491842936910162,1.1389348058614441,1.3532690415672117,1.5927952893457342,1.8576805015889373,2.1475839829974519,2.4615892549098009,2.7981351170367015,3.1549488113985107,3.5289864174738046,3.9163877992835454,4.3124551593017504,4.7116651324017438,5.1077240778121062,5.4936746529177514,5.8620589052332646,6.2051391784753376,6.5151733894576171,6.7847360518154778,{"$f":"IFERROR(IF(OR(D37=\"\",'Combined scenario - input'!$D22=\"\"),\"\",D37/'Combined scenario - input'!$D22),\"\")","v":3.8747843520079768E-2},{"$f":"IFERROR(IF(OR(E37=\"\",'Combined scenario - input'!$D22=\"\"),\"\",E37/'Combined scenario - input'!$D22),\"\")","v":4.6969746880088516E-2},{"$f":"IFERROR(IF(OR(F37=\"\",'Combined scenario - input'!$D22=\"\"),\"\",F37/'Combined scenario - input'!$D22),\"\")","v":5.6359423454228515E-2},{"$f":"IFERROR(IF(OR(G37=\"\",'Combined scenario - input'!$D22=\"\"),\"\",G37/'Combined scenario - input'!$D22),\"\")","v":6.6965609066181209E-2},{"$f":"IFERROR(IF(OR(H37=\"\",'Combined scenario - input'!$D22=\"\"),\"\",H37/'Combined scenario - input'!$D22),\"\")","v":7.881840446542418E-2},{"$f":"IFERROR(IF(OR(I37=\"\",'Combined scenario - input'!$D22=\"\"),\"\",I37/'Combined scenario - input'!$D22),\"\")","v":9.1926071178872582E-2},{"$f":"IFERROR(IF(OR(J37=\"\",'Combined scenario - input'!$D22=\"\"),\"\",J37/'Combined scenario - input'!$D22),\"\")","v":0.10627175012859924},{"$f":"IFERROR(IF(OR(K37=\"\",'Combined scenario - input'!$D22=\"\"),\"\",K37/'Combined scenario - input'!$D22),\"\")","v":0.12181008998395455},{"$f":"IFERROR(IF(OR(L37=\"\",'Combined scenario - input'!$D22=\"\"),\"\",L37/'Combined scenario - input'!$D22),\"\")","v":0.13846383579781801},{"$f":"IFERROR(IF(OR(M37=\"\",'Combined scenario - input'!$D22=\"\"),\"\",M37/'Combined scenario - input'!$D22),\"\")","v":0.15612052166895934},{"$f":"IFERROR(IF(OR(N37=\"\",'Combined scenario - input'!$D22=\"\"),\"\",N37/'Combined scenario - input'!$D22),\"\")","v":0.17462952123602318},{"$f":"IFERROR(IF(OR(O37=\"\",'Combined scenario - input'!$D22=\"\"),\"\",O37/'Combined scenario - input'!$D22),\"\")","v":0.19379981826426643},{"$f":"IFERROR(IF(OR(P37=\"\",'Combined scenario - input'!$D22=\"\"),\"\",P37/'Combined scenario - input'!$D22),\"\")","v":0.21339894540024051},{"$f":"IFERROR(IF(OR(Q37=\"\",'Combined scenario - input'!$D22=\"\"),\"\",Q37/'Combined scenario - input'!$D22),\"\")","v":0.23315358263259392},{"$f":"IFERROR(IF(OR(R37=\"\",'Combined scenario - input'!$D22=\"\"),\"\",R37/'Combined scenario - input'!$D22),\"\")","v":0.25275229337735389},{"$f":"IFERROR(IF(OR(S37=\"\",'Combined scenario - input'!$D22=\"\"),\"\",S37/'Combined scenario - input'!$D22),\"\")","v":0.27185079821085029},{"$f":"IFERROR(IF(OR(T37=\"\",'Combined scenario - input'!$D22=\"\"),\"\",T37/'Combined scenario - input'!$D22),\"\")","v":0.29008004536641152},{"$f":"IFERROR(IF(OR(U37=\"\",'Combined scenario - input'!$D22=\"\"),\"\",U37/'Combined scenario - input'!$D22),\"\")","v":0.3070571421229002},{"$f":"IFERROR(IF(OR(V37=\"\",'Combined scenario - input'!$D22=\"\"),\"\",V37/'Combined scenario - input'!$D22),\"\")","v":0.32239897669685702},{"$f":"IFERROR(IF(OR(W37=\"\",'Combined scenario - input'!$D22=\"\"),\"\",W37/'Combined scenario - input'!$D22),\"\")","v":0.33573810388577896}]
[{"$f":"IFERROR('Combined scenario - input'!A23,\"\")","v":2},{"$f":"IFERROR('Combined scenario - input'!B23,\"\")","v":"POLES"},{"$f":"IFERROR('Combined scenario - input'!C23,\"\")","v":"> 22 kv & < = 66 kv ; wood"},{"$f":"IFERROR(repcalc('Combined scenario - input'!$CV23:$GH23,'Combined scenario - input'!$G23,'Combined scenario - input'!$E23,'Combined scenario - input'!$F23,20,TRUE,TRUE),\"\")","v":788.76336124863633},840.52981553386223,897.86117920749609,959.25315150345341,1023.0190816847434,1087.3544245614316,1150.4130263485522,1210.391950981397,1265.6196261922078,1314.6405977691318,1356.2894504456292,1389.7466959447688,1414.5707019220877,1430.7019305852598,1438.4386076593139,1438.3860704747804,1431.3850120925431,1418.4262244700753,1400.5609067832117,1378.8159382850977,{"$f":"IFERROR(IF(OR(D38=\"\",'Combined scenario - input'!$D23=\"\"),\"\",D38/'Combined scenario - input'!$D23),\"\")","v":95.371339928344113},{"$f":"IFERROR(IF(OR(E38=\"\",'Combined scenario - input'!$D23=\"\"),\"\",E38/'Combined scenario - input'!$D23),\"\")","v":101.63055067655367},{"$f":"IFERROR(IF(OR(F38=\"\",'Combined scenario - input'!$D23=\"\"),\"\",F38/'Combined scenario - input'!$D23),\"\")","v":108.56262846071698},{"$f":"IFERROR(IF(OR(G38=\"\",'Combined scenario - input'!$D23=\"\"),\"\",G38/'Combined scenario - input'!$D23),\"\")","v":115.98568453350481},{"$f":"IFERROR(IF(OR(H38=\"\",'Combined scenario - input'!$D23=\"\"),\"\",H38/'Combined scenario - input'!$D23),\"\")","v":123.69578175903993},{"$f":"IFERROR(IF(OR(I38=\"\",'Combined scenario - input'!$D23=\"\"),\"\",I38/'Combined scenario - input'!$D23),\"\")","v":131.47472808989653},{"$f":"IFERROR(IF(OR(J38=\"\",'Combined scenario - input'!$D23=\"\"),\"\",J38/'Combined scenario - input'!$D23),\"\")","v":139.09930047992901},{"$f":"IFERROR(IF(OR(K38=\"\",'Combined scenario - input'!$D23=\"\"),\"\",K38/'Combined scenario - input'!$D23),\"\")","v":146.3515014450451},{"$f":"IFERROR(IF(OR(L38=\"\",'Combined scenario - input'!$D23=\"\"),\"\",L38/'Combined scenario - input'!$D23),\"\")","v":153.02921702458772},{"$f":"IFERROR(IF(OR(M38=\"\",'Combined scenario - input'!$D23=\"\"),\"\",M38/'Combined scenario - input'!$D23),\"\")","v":158.95646462959758},{"$f":"IFERROR(IF(OR(N38=\"\",'Combined scenario - input'!$D23=\"\"),\"\",N38/'Combined scenario - input'!$D23),\"\")","v":163.99233100141765},{"$f":"IFERROR(IF(OR(O38=\"\",'Combined scenario - input'!$D23=\"\"),\"\",O38/'Combined scenario - input'!$D23),\"\")","v":168.03772977414116},{"$f":"IFERROR(IF(OR(P38=\"\",'Combined scenario - input'!$D23=\"\"),\"\",P38/'Combined scenario - input'!$D23),\"\")","v":171.03926208251093},{"$f":"IFERROR(IF(OR(Q38=\"\",'Combined scenario - input'!$D23=\"\"),\"\",Q38/'Combined scenario - input'!$D23),\"\")","v":172.98972906396631},{"$f":"IFERROR(IF(OR(R38=\"\",'Combined scenario - input'!$D23=\"\"),\"\",R38/'Combined scenario - input'!$D23),\"\")","v":173.92518993270824},{"$f":"IFERROR(IF(OR(S38=\"\",'Combined scenario - input'!$D23=\"\"),\"\",S38/'Combined scenario - input'!$D23),\"\")","v":173.91883753104864},{"$f":"IFERROR(IF(OR(T38=\"\",'Combined scenario - input'!$D23=\"\"),\"\",T38/'Combined scenario - input'!$D23),\"\")","v":173.07232214806541},{"$f":"IFERROR(IF(OR(U38=\"\",'Combined scenario - input'!$D23=\"\"),\"\",U38/'Combined scenario - input'!$D23),\"\")","v":171.50544290376945},{"$f":"IFERROR(IF(OR(V38=\"\",'Combined scenario - input'!$D23=\"\"),\"\",V38/'Combined scenario - input'!$D23),\"\")","v":169.34530290519689},{"$f":"IFERROR(IF(OR(W38=\"\",'Combined scenario - input'!$D23=\"\"),\"\",W38/'Combined scenario - input'!$D23),\"\")","v":166.71606467703958}]
[{"$f":"IFERROR('Combined scenario - input'!A24,\"\")","v":2},{"$f":"IFERROR('Combined scenario - input'!B24,\"\")","v":"POLES"},{"$f":"IFERROR('Combined scenario - input'!C24,\"\")","v":"staking of a wooden pole"},{"$f":"IFERROR(repcalc('Combined scenario - input'!$CV24:$GH24,'Combined scenario - input'!$G24,'Combined scenario - input'!$E24,'Combined scenario - input'!$F24,20,TRUE,TRUE),\"\")","v":1721.7767618197036},1734.0114385814686,1887.7069823602003,2114.0714187149201,2387.0637853556495,2682.5676110567142,2984.5887284775781,3279.9098010669031,3557.7486060825718,3809.8549556184648,4030.5796493674038,4216.9166698484296,4368.339601713662,4486.4686730823696,4574.6156492733708,4637.2843155296441,4679.7038915378998,4707.4508346073299,4726.1809623838162,4741.4575597875109,{"$f":"IFERROR(IF(OR(D39=\"\",'Combined scenario - input'!$D24=\"\"),\"\",D39/'Combined scenario - input'!$D24),\"\")","v":175.16195949655722},{"$f":"IFERROR(IF(OR(E39=\"\",'Combined scenario - input'!$D24=\"\"),\"\",E39/'Combined scenario - input'!$D24),\"\")","v":176.40663302388072},{"$f":"IFERROR(IF(OR(F39=\"\",'Combined scenario - input'!$D24=\"\"),\"\",F39/'Combined scenario - input'!$D24),\"\")","v":192.04258142971165},{"$f":"IFERROR(IF(OR(G39=\"\",'Combined scenario - input'!$D24=\"\"),\"\",G39/'Combined scenario - input'!$D24),\"\")","v":215.07137303119711},{"$f":"IFERROR(IF(OR(H39=\"\",'Combined scenario - input'!$D24=\"\"),\"\",H39/'Combined scenario - input'!$D24),\"\")","v":242.84377589360722},{"$f":"IFERROR(IF(OR(I39=\"\",'Combined scenario - input'!$D24=\"\"),\"\",I39/'Combined scenario - input'!$D24),\"\")","v":272.90634282813983},{"$f":"IFERROR(IF(OR(J39=\"\",'Combined scenario - input'!$D24=\"\"),\"\",J39/'Combined scenario - input'!$D24),\"\")","v":303.63193508254267},{"$f":"IFERROR(IF(OR(K39=\"\",'Combined scenario - input'!$D24=\"\"),\"\",K39/'Combined scenario - input'!$D24),\"\")","v":333.67590994761173},{"$f":"IFERROR(IF(OR(L39=\"\",'Combined scenario - input'!$D24=\"\"),\"\",L39/'Combined scenario - input'!$D24),\"\")","v":361.94135677551043},{"$f":"IFERROR(IF(OR(M39=\"\",'Combined scenario - input'!$D24=\"\"),\"\",M39/'Combined scenario - input'!$D24),\"\")","v":387.58895707159058},{"$f":"IFERROR(IF(OR(N39=\"\",'Combined scenario - input'!$D24=\"\"),\"\",N39/'Combined scenario - input'!$D24),\"\")","v":410.04399928361352},{"$f":"IFERROR(IF(OR(O39=\"\",'Combined scenario - input'!$D24=\"\"),\"\",O39/'Combined scenario - input'!$D24),\"\")","v":429.00067145969234},{"$f":"IFERROR(IF(OR(P39=\"\",'Combined scenario - input'!$D24=\"\"),\"\",P39/'Combined scenario - input'!$D24),\"\")","v":444.40541965143564},{"$f":"IFERROR(IF(OR(Q39=\"\",'Combined scenario - input'!$D24=\"\"),\"\",Q39/'Combined scenario - input'!$D24),\"\")","v":456.42307494408982},{"$f":"IFERROR(IF(OR(R39=\"\",'Combined scenario - input'!$D24=\"\"),\"\",R39/'Combined scenario - input'!$D24),\"\")","v":465.39055401320792},{"$f":"IFERROR(IF(OR(S39=\"\",'Combined scenario - input'!$D24=\"\"),\"\",S39/'Combined scenario - input'!$D24),\"\")","v":471.76604160480667},{"$f":"IFERROR(IF(OR(T39=\"\",'Combined scenario - input'!$D24=\"\"),\"\",T39/'Combined scenario - input'!$D24),\"\")","v":476.08152327431549},{"$f":"IFERROR(IF(OR(U39=\"\",'Combined scenario - input'!$D24=\"\"),\"\",U39/'Combined scenario - input'!$D24),\"\")","v":478.9043101917926},{"$f":"IFERROR(IF(OR(V39=\"\",'Combined scenario - input'!$D24=\"\"),\"\",V39/'Combined scenario - input'!$D24),\"\")","v":480.8097871129022},{"$f":"IFERROR(IF(OR(W39=\"\",'Combined scenario - input'!$D24=\"\"),\"\",W39/'Combined scenario - input'!$D24),\"\")","v":482.36392513765003}]
[{"$f":"IFERROR('Combined scenario - input'!A25,\"\")","v":""},{"$f":"IFERROR('Combined scenario - input'!B25,\"\")","v":"SERVICE LINES"},{"$f":"IFERROR('Combined scenario - input'!C25,\"\")","v":"˂ = 11 kv ; commercial and industrial ; complex type"},{"$f":"IFERROR(repcalc('Combined scenario - input'!$CV25:$GH25,'Combined scenario - input'!$G25,'Combined scenario - input'!$E25,'Combined scenario - input'!$F25,20,TRUE,TRUE),\"\")","v":""},"","","","","","","","","","","","","","","","","","","",{"$f":"IFERROR(IF(OR(D40=\"\",'Combined scenario - input'!$D25=\"\"),\"\",D40/'Combined scenario - input'!$D25),\"\")","v":""},{"$f":"IFERROR(IF(OR(E40=\"\",'Combined scenario - input'!$D25=\"\"),\"\",E40/'Combined scenario - input'!$D25),\"\")","v":""},{"$f":"IFERROR(IF(OR(F40=\"\",'Combined scenario - input'!$D25=\"\"),\"\",F40/'Combined scenario - input'!$D25),\"\")","v":""},{"$f":"IFERROR(IF(OR(G40=\"\",'Combined scenario - input'!$D25=\"\"),\"\",G40/'Combined scenario - input'!$D25),\"\")","v":""},{"$f":"IFERROR(IF(OR(H40=\"\",'Combined scenario - input'!$D25=\"\"),\"\",H40/'Combined scenario - input'!$D25),\"\")","v":""},{"$f":"IFERROR(IF(OR(I40=\"\",'Combined scenario - input'!$D25=\"\"),\"\",I40/'Combined scenario - input'!$D25),\"\")","v":""},{"$f":"IFERROR(IF(OR(J40=\"\",'Combined scenario - input'!$D25=\"\"),\"\",J40/'Combined scenario - input'!$D25),\"\")","v":""},{"$f":"IFERROR(IF(OR(K40=\"\",'Combined scenario - input'!$D25=\"\"),\"\",K40/'Combined scenario - input'!$D25),\"\")","v":""},{"$f":"IFERROR(IF(OR(L40=\"\",'Combined scenario - input'!$D25=\"\"),\"\",L40/'Combined scenario - input'!$D25),\"\")","v":""},{"$f":"IFERROR(IF(OR(M40=\"\",'Combined scenario - input'!$D25=\"\"),\"\",M40/'Combined scenario - input'!$D25),\"\")","v":""},{"$f":"IFERROR(IF(OR(N40=\"\",'Combined scenario - input'!$D25=\"\"),\"\",N40/'Combined scenario - input'!$D25),\"\")","v":""},{"$f":"IFERROR(IF(OR(O40=\"\",'Combined scenario - input'!$D25=\"\"),\"\",O40/'Combined scenario - input'!$D25),\"\")","v":""},{"$f":"IFERROR(IF(OR(P40=\"\",'Combined scenario - input'!$D25=\"\"),\"\",P40/'Combined scenario - input'!$D25),\"\")","v":""},{"$f":"IFERROR(IF(OR(Q40=\"\",'Combined scenario - input'!$D25=\"\"),\"\",Q40/'Combined scenario - input'!$D25),\"\")","v":""},{"$f":"IFERROR(IF(OR(R40=\"\",'Combined scenario - input'!$D25=\"\"),\"\",R40/'Combined scenario - input'!$D25),\"\")","v":""},{"$f":"IFERROR(IF(OR(S40=\"\",'Combined scenario - input'!$D25=\"\"),\"\",S40/'Combined scenario - input'!$D25),\"\")","v":""},{"$f":"IFERROR(IF(OR(T40=\"\",'Combined scenario - input'!$D25=\"\"),\"\",T40/'Combined scenario - input'!$D25),\"\")","v":""},{"$f":"IFERROR(IF(OR(U40=\"\",'Combined scenario - input'!$D25=\"\"),\"\",U40/'Combined scenario - input'!$D25),\"\")","v":""},{"$f":"IFERROR(IF(OR(V40=\"\",'Combined scenario - input'!$D25=\"\"),\"\",V40/'Combined scenario - input'!$D25),\"\")","v":""},{"$f":"IFERROR(IF(OR(W40=\"\",'Combined scenario - input'!$D25=\"\"),\"\",W40/'Combined scenario - input'!$D25),\"\")","v":""}]
[{"$f":"IFERROR('Combined scenario - input'!A26,\"\")","v":3},{"$f":"IFERROR('Combined scenario - input'!B26,\"\")","v":"SERVICE LINES"},{"$f":"IFERROR('Combined scenario - input'!C26,\"\")","v":"˂ = 11 kv ; commercial and industrial ; simple type"},{"$f":"IFERROR(repcalc('Combined scenario - input'!$CV26:$GH26,'Combined scenario - input'!$G26,'Combined scenario - input'!$E26,'Combined scenario - input'!$F26,20,TRUE,TRUE),\"\")","v":143.34872744176036},144.20421628819125,144.81117239352153,145.15134685849478,145.21810496604868,145.02068574947589,144.58658275518948,143.96188327397098,143.20963617047889,142.40652591289387,141.638293509748,140.99444970518462,140.56286361158095,140.42477919281652,140.65071811790955,141.29758338581976,142.40710351590462,144.00557690790401,146.10471740990556,148.70329077648756,{"$f":"IFERROR(IF(OR(D41=\"\",'Combined scenario - input'!$D26=\"\"),\"\",D41/'Combined scenario - input'!$D26),\"\")","v":262.9973492680902},{"$f":"IFERROR(IF(OR(E41=\"\",'Combined scenario - input'!$D26=\"\"),\"\",E41/'Combined scenario - input'!$D26),\"\")","v":264.56688743529264},{"$f":"IFERROR(IF(OR(F41=\"\",'Combined scenario - input'!$D26=\"\"),\"\",F41/'Combined scenario - input'!$D26),\"\")","v":265.68045049003825},{"$f":"IFERROR(IF(OR(G41=\"\",'Combined scenario - input'!$D26=\"\"),\"\",G41/'Combined scenario - input'!$D26),\"\")","v":266.30455775749203},{"$f":"IFERROR(IF(OR(H41=\"\",'Combined scenario - input'!$D26=\"\"),\"\",H41/'Combined scenario - input'!$D26),\"\")","v":266.42703673335853},{"$f":"IFERROR(IF(OR(I41=\"\",'Combined scenario - input'!$D26=\"\"),\"\",I41/'Combined scenario - input'!$D26),\"\")","v":266.06483797805868},{"$f":"IFERROR(IF(OR(J41=\"\",'Combined scenario - input'!$D26=\"\"),\"\",J41/'Combined scenario - input'!$D26),\"\")","v":265.26840302642614},{"$f":"IFERROR(IF(OR(K41=\"\",'Combined scenario - input'!$D26=\"\"),\"\",K41/'Combined scenario - input'!$D26),\"\")","v":264.12228676448467},{"$f":"IFERROR(IF(OR(L41=\"\",'Combined scenario - input'!$D26=\"\"),\"\",L41/'Combined scenario - input'!$D26),\"\")","v":262.74216293817864},{"$f":"IFERROR(IF(OR(M41=\"\",'Combined scenario - input'!$D26=\"\"),\"\",M41/'Combined scenario - input'!$D26),\"\")","v":261.26872210138652},{"$f":"IFERROR(IF(OR(N41=\"\",'Combined scenario - input'!$D26=\"\"),\"\",N41/'Combined scenario - input'!$D26),\"\")","v":259.85927055441476},{"$f":"IFERROR(IF(OR(O41=\"\",'Combined scenario - input'!$D26=\"\"),\"\",O41/'Combined scenario - input'!$D26),\"\")","v":258.67803081155313},{"$f":"IFERROR(IF(OR(P41=\"\",'Combined scenario - input'!$D26=\"\"),\"\",P41/'Combined scenario - input'!$D26),\"\")","v":257.88621353752222},{"$f":"IFERROR(IF(OR(Q41=\"\",'Combined scenario - input'!$D26=\"\"),\"\",Q41/'Combined scenario - input'!$D26),\"\")","v":257.63287444788836},{"$f":"IFERROR(IF(OR(R41=\"\",'Combined scenario - input'!$D26=\"\"),\"\",R41/'Combined scenario - input'!$D26),\"\")","v":258.04739740499019},{"$f":"IFERROR(IF(OR(S41=\"\",'Combined scenario - input'!$D26=\"\"),\"\",S41/'Combined scenario - input'!$D26),\"\")","v":259.2341805305195},{"$f":"IFERROR(IF(OR(T41=\"\",'Combined scenario - input'!$D26=\"\"),\"\",T41/'Combined scenario - input'!$D26),\"\")","v":261.26978181125259},{"$f":"IFERROR(IF(OR(U41=\"\",'Combined scenario - input'!$D26=\"\"),\"\",U41/'Combined scenario - input'!$D26),\"\")","v":264.20245008444817},{"$f":"IFERROR(IF(OR(V41=\"\",'Combined scenario - input'!$D26=\"\"),\"\",V41/'Combined scenario - input'!$D26),\"\")","v":268.05367637448961},{"$f":"IFERROR(IF(OR(W41=\"\",'Combined scenario - input'!$D26=\"\"),\"\",W41/'Combined scenario - input'!$D26),\"\")","v":272.82119625057214}]
[{"$f":"IFERROR('Combined scenario - input'!A27,\"\")","v":""},{"$f":"IFERROR('Combined scenario - input'!B27,\"\")","v":"SERVICE LINES"},{"$f":"IFERROR('Combined scenario - input'!C27,\"\")","v":"˂ = 11 kv ; residential ; complex type"},{"$f":"IFERROR(repcalc('Combined scenario - input'!$CV27:$GH27,'Combined scenario - input'!$G27,'Combined scenario - input'!$E27,'Combined scenario - input'!$F27,20,TRUE,TRUE),\"\")","v":""},"","","","","","","","","","","","","","","","","","","",{"$f":"IFERROR(IF(OR(D42=\"\",'Combined scenario - input'!$D27=\"\"),\"\",D42/'Combined scenario - input'!$D27),\"\")","v":""},{"$f":"IFERROR(IF(OR(E42=\"\",'Combined scenario - input'!$D27=\"\"),\"\",E42/'Combined scenario - input'!$D27),\"\")","v":""},{"$f":"IFERROR(IF(OR(F42=\"\",'Combined scenario - input'!$D27=\"\"),\"\",F42/'Combined scenario - input'!$D27),\"\")","v":""},{"$f":"IFERROR(IF(OR(G42=\"\",'Combined scenario - input'!$D27=\"\"),\"\",G42/'Combined scenario - input'!$D27),\"\")","v":""},{"$f":"IFERROR(IF(OR(H42=\"\",'Combined scenario - input'!$D27=\"\"),\"\",H42/'Combined scenario - input'!$D27),\"\")","v":""},{"$f":"IFERROR(IF(OR(I42=\"\",'Combined scenario - input'!$D27=\"\"),\"\",I42/'Combined scenario - input'!$D27),\"\")","v":""},{"$f":"IFERROR(IF(OR(J42=\"\",'Combined scenario - input'!$D27=\"\"),\"\",J42/'Combined scenario - input'!$D27),\"\")","v":""},{"$f":"IFERROR(IF(OR(K42=\"\",'Combined scenario - input'!$D27=\"\"),\"\",K42/'Combined scenario - input'!$D27),\"\")","v":""},{"$f":"IFERROR(IF(OR(L42=\"\",'Combined scenario - input'!$D27=\"\"),\"\",L42/'Combined scenario - input'!$D27),\"\")","v":""},{"$f":"IFERROR(IF(OR(M42=\"\",'Combined scenario - input'!$D27=\"\"),\"\",M42/'Combined scenario - input'!$D27),\"\")","v":""},{"$f":"IFERROR(IF(OR(N42=\"\",'Combined scenario - input'!$D27=\"\"),\"\",N42/'Combined scenario - input'!$D27),\"\")","v":""},{"$f":"IFERROR(IF(OR(O42=\"\",'Combined scenario - input'!$D27=\"\"),\"\",O42/'Combined scenario - input'!$D27),\"\")","v":""},{"$f":"IFERROR(IF(OR(P42=\"\",'Combined scenario - input'!$D27=\"\"),\"\",P42/'Combined scenario - input'!$D27),\"\")","v":""},{"$f":"IFERROR(IF(OR(Q42=\"\",'Combined scenario - input'!$D27=\"\"),\"\",Q42/'Combined scenario - input'!$D27),\"\")","v":""},{"$f":"IFERROR(IF(OR(R42=\"\",'Combined scenario - input'!$D27=\"\"),\"\",R42/'Combined scenario - input'!$D27),\"\")","v":""},{"$f":"IFERROR(IF(OR(S42=\"\",'Combined scenario - input'!$D27=\"\"),\"\",S42/'Combined scenario - input'!$D27),\"\")","v":""},{"$f":"IFERROR(IF(OR(T42=\"\",'Combined scenario - input'!$D27=\"\"),\"\",T42/'Combined scenario - input'!$D27),\"\")","v":""},{"$f":"IFERROR(IF(OR(U42=\"\",'Combined scenario - input'!$D27=\"\"),\"\",U42/'Combined scenario - input'!$D27),\"\")","v":""},{"$f":"IFERROR(IF(OR(V42=\"\",'Combined scenario - input'!$D27=\"\"),\"\",V42/'Combined scenario - input'!$D27),\"\")","v":""},{"$f":"IFERROR(IF(OR(W42=\"\",'Combined scenario - input'!$D27=\"\"),\"\",W42/'Combined scenario - input'!$D27),\"\")","v":""}]
[{"$f":"IFERROR('Combined scenario - input'!A28,\"\")","v":3},{"$f":"IFERROR('Combined scenario - input'!B28,\"\")","v":"SERVICE LINES"},{"$f":"IFERROR('Combined scenario - input'!C28,\"\")","v":"˂ = 11 kv ; residential ; simple type"},{"$f":"IFERROR(repcalc('Combined scenario - input'!$CV28:$GH28,'Combined scenario - input'!$G28,'Combined scenario - input'!$E28,'Combined scenario - input'!$F28,20,TRUE,TRUE),\"\")","v":649.565880713556},714.45197032782983,777.10067287009542,836.24245379575996,890.74755010859155,939.68862838069469,982.39031679943116,1018.4615803439709,1047.8084112392471,1070.6260314367998,1087.3715717542361,1098.7198357689206,1105.5061367641244,1108.6612137972334,1109.14383186903,1107.8768343014754,1105.692158379848,1103.2896881624174,1101.2138586287151,1099.8507128312112,{"$f":"IFERROR(IF(OR(D43=\"\",'Combined scenario - input'!$D28=\"\"),\"\",D43/'Combined scenario - input'!$D28),\"\")","v":982.1864822439486},{"$f":"IFERROR(IF(OR(E43=\"\",'Combined scenario - input'!$D28=\"\"),\"\",E43/'Combined scenario - input'!$D28),\"\")","v":1080.2985321484182},{"$f":"IFERROR(IF(OR(F43=\"\",'Combined scenario - input'!$D28=\"\"),\"\",F43/'Combined scenario - input'!$D28),\"\")","v":1175.0275051350243},{"$f":"IFERROR(IF(OR(G43=\"\",'Combined scenario - input'!$D28=\"\"),\"\",G43/'Combined scenario - input'!$D28),\"\")","v":1264.4537811845144},{"$f":"IFERROR(IF(OR(H43=\"\",'Combined scenario - input'!$D28=\"\"),\"\",H43/'Combined scenario - input'!$D28),\"\")","v":1346.8690840835211},{"$f":"IFERROR(IF(OR(I43=\"\",'Combined scenario - input'!$D28=\"\"),\"\",I43/'Combined scenario - input'!$D28),\"\")","v":1420.8712244861204},{"$f":"IFERROR(IF(OR(J43=\"\",'Combined scenario - input'!$D28=\"\"),\"\",J43/'Combined scenario - input'!$D28),\"\")","v":1485.4389956378368},{"$f":"IFERROR(IF(OR(K43=\"\",'Combined scenario - input'!$D28=\"\"),\"\",K43/'Combined scenario - input'!$D28),\"\")","v":1539.9811267793109},{"$f":"IFERROR(IF(OR(L43=\"\",'Combined scenario - input'!$D28=\"\"),\"\",L43/'Combined scenario - input'!$D28),\"\")","v":1584.3554719502361},{"$f":"IFERROR(IF(OR(M43=\"\",'Combined scenario - input'!$D28=\"\"),\"\",M43/'Combined scenario - input'!$D28),\"\")","v":1618.8572196257664},{"$f":"IFERROR(IF(OR(N43=\"\",'Combined scenario - input'!$D28=\"\"),\"\",N43/'Combined scenario - input'!$D28),\"\")","v":1644.1775817722348},{"$f":"IFERROR(IF(OR(O43=\"\",'Combined scenario - input'!$D28=\"\"),\"\",O43/'Combined scenario - input'!$D28),\"\")","v":1661.3369059348809},{"$f":"IFERROR(IF(OR(P43=\"\",'Combined scenario - input'!$D28=\"\"),\"\",P43/'Combined scenario - input'!$D28),\"\")","v":1671.5982409277315},{"$f":"IFERROR(IF(OR(Q43=\"\",'Combined scenario - input'!$D28=\"\"),\"\",Q43/'Combined scenario - input'!$D28),\"\")","v":1676.3689256332671},{"$f":"IFERROR(IF(OR(R43=\"\",'Combined scenario - input'!$D28=\"\"),\"\",R43/'Combined scenario - input'!$D28),\"\")","v":1677.0986760100643},{"$f":"IFERROR(IF(OR(S43=\"\",'Combined scenario - input'!$D28=\"\"),\"\",S43/'Combined scenario - input'!$D28),\"\")","v":1675.1828920675316},{"$f":"IFERROR(IF(OR(T43=\"\",'Combined scenario - input'!$D28=\"\"),\"\",T43/'Combined scenario - input'!$D28),\"\")","v":1671.8795178879193},{"$f":"IFERROR(IF(OR(U43=\"\",'Combined scenario - input'!$D28=\"\"),\"\",U43/'Combined scenario - input'!$D28),\"\")","v":1668.2468243588783},{"$f":"IFERROR(IF(OR(V43=\"\",'Combined scenario - input'!$D28=\"\"),\"\",V43/'Combined scenario - input'!$D28),\"\")","v":1665.1080331015457},{"$f":"IFERROR(IF(OR(W43=\"\",'Combined scenario - input'!$D28=\"\"),\"\",W43/'Combined scenario - input'!$D28),\"\")","v":1663.0468666896568}]
[{"$f":"IFERROR('Combined scenario - input'!A29,\"\")","v":4},{"$f":"IFERROR('Combined scenario - input'!B29,\"\")","v":"SWITCHGEAR"},{"$f":"IFERROR('Combined scenario - input'!C29,\"\")","v":"˂ = 11 kv ; circuit breaker"},{"$f":"IFERROR(repcalc('Combined scenario - input'!$CV29:$GH29,'Combined scenario - input'!$G29,'Combined scenario - input'!$E29,'Combined scenario - input'!$F29,20,TRUE,TRUE),\"\")","v":537.72000028319962},583.14793978156229,623.9104284566738,658.51496176925036,685.63102637080351,704.17472037365735,713.38060256387405,712.85421208449395,702.60031434030816,683.02413233393474,654.90536313564508,619.34735568597011,577.70613150566805,531.50569480077081,482.3471091757263,431.81902224353291,381.41671514126006,332.47546258057594,286.12221162893326,243.24757067492055,{"$f":"IFERROR(IF(OR(D44=\"\",'Combined scenario - input'!$D29=\"\"),\"\",D44/'Combined scenario - input'!$D29),\"\")","v":5.1969958162583012},{"$f":"IFERROR(IF(OR(E44=\"\",'Combined scenario - input'!$D29=\"\"),\"\",E44/'Combined scenario - input'!$D29),\"\")","v":5.6360511078410687},{"$f":"IFERROR(IF(OR(F44=\"\",'Combined scenario - input'!$D29=\"\"),\"\",F44/'Combined scenario - input'!$D29),\"\")","v":6.0300154070920922},{"$f":"IFERROR(IF(OR(G44=\"\",'Combined scenario - input'!$D29=\"\"),\"\",G44/'Combined scenario - input'!$D29),\"\")","v":6.3644638463435905},{"$f":"IFERROR(IF(OR(H44=\"\",'Combined scenario - input'!$D29=\"\"),\"\",H44/'Combined scenario - input'!$D29),\"\")","v":6.6265371823055084},{"$f":"IFERROR(IF(OR(I44=\"\",'Combined scenario - input'!$D29=\"\"),\"\",I44/'Combined scenario - input'!$D29),\"\")","v":6.8057596402762925},{"$f":"IFERROR(IF(OR(J44=\"\",'Combined scenario - input'!$D29=\"\"),\"\",J44/'Combined scenario - input'!$D29),\"\")","v":6.8947333277015801},{"$f":"IFERROR(IF(OR(K44=\"\",'Combined scenario - input'!$D29=\"\"),\"\",K44/'Combined scenario - input'!$D29),\"\")","v":6.8896458302724053},{"$f":"IFERROR(IF(OR(L44=\"\",'Combined scenario - input'!$D29=\"\"),\"\",L44/'Combined scenario - input'!$D29),\"\")","v":6.7905432050235621},{"$f":"IFERROR(IF(OR(M44=\"\",'Combined scenario - input'!$D29=\"\"),\"\",M44/'Combined scenario - input'!$D29),\"\")","v":6.6013418810410949},{"$f":"IFERROR(IF(OR(N44=\"\",'Combined scenario - input'!$D29=\"\"),\"\",N44/'Combined scenario - input'!$D29),\"\")","v":6.329577531928396},{"$f":"IFERROR(IF(OR(O44=\"\",'Combined scenario - input'!$D29=\"\"),\"\",O44/'Combined scenario - input'!$D29),\"\")","v":5.985913885694079},{"$f":"IFERROR(IF(OR(P44=\"\",'Combined scenario - input'!$D29=\"\"),\"\",P44/'Combined scenario - input'!$D29),\"\")","v":5.5834567188880682},{"$f":"IFERROR(IF(OR(Q44=\"\",'Combined scenario - input'!$D29=\"\"),\"\",Q44/'Combined scenario - input'!$D29),\"\")","v":5.136935339474614},{"$f":"IFERROR(IF(OR(R44=\"\",'Combined scenario - input'!$D29=\"\"),\"\",R44/'Combined scenario - input'!$D29),\"\")","v":4.6618238247606731},{"$f":"IFERROR(IF(OR(S44=\"\",'Combined scenario - input'!$D29=\"\"),\"\",S44/'Combined scenario - input'!$D29),\"\")","v":4.1734762530656555},{"$f":"IFERROR(IF(OR(T44=\"\",'Combined scenario - input'!$D29=\"\"),\"\",T44/'Combined scenario - input'!$D29),\"\")","v":3.6863443275238814},{"$f":"IFERROR(IF(OR(U44=\"\",'Combined scenario - input'!$D29=\"\"),\"\",U44/'Combined scenario - input'!$D29),\"\")","v":3.2133333093985379},{"$f":"IFERROR(IF(OR(V44=\"\",'Combined scenario - input'!$D29=\"\"),\"\",V44/'Combined scenario - input'!$D29),\"\")","v":2.7653349996113157},{"$f":"IFERROR(IF(OR(W44=\"\",'Combined scenario - input'!$D29=\"\"),\"\",W44/'Combined scenario - input'!$D29),\"\")","v":2.3509570156340986}]
[{"$f":"IFERROR('Combined scenario - input'!A30,\"\")","v":4},{"$f":"IFERROR('Combined scenario - input'!B30,\"\")","v":"SWITCHGEAR"},{"$f":"IFERROR('Combined scenario - input'!C30,\"\")","v":"˂ = 11 kv ; fuse"},{"$f":"IFERROR(repcalc('Combined scenario - input'!$CV30:$GH30,'Combined scenario - input'!$G30,'Combined scenario - input'!$E30,'Combined scenario - input'!$F30,20,TRUE,TRUE),\"\")","v":123.07343380924624},103.66452130902734,89.324357419327058,78.609421490337979,70.592483759892147,64.655261451482005,60.361979076406527,57.383902727926042,55.455848346857934,54.352602630666681,53.877558609217758,53.858602965813937,54.148009095165726,54.62417685494863,55.193763120254879,55.793224398772338,56.38914313560587,56.976991291592533,57.57822680159164,58.235827579338796,{"$f":"IFERROR(IF(OR(D45=\"\",'Combined scenario - input'!$D30=\"\"),\"\",D45/'Combined scenario - input'!$D30),\"\")","v":66.577107143820911},{"$f":"IFERROR(IF(OR(E45=\"\",'Combined scenario - input'!$D30=\"\"),\"\",E45/'Combined scenario - input'!$D30),\"\")","v":56.077771852055939},{"$f":"IFERROR(IF(OR(F45=\"\",'Combined scenario - input'!$D30=\"\"),\"\",F45/'Combined scenario - input'!$D30),\"\")","v":48.320398077758917},{"$f":"IFERROR(IF(OR(G45=\"\",'Combined scenario - input'!$D30=\"\"),\"\",G45/'Combined scenario - input'!$D30),\"\")","v":42.52410707242997},{"$f":"IFERROR(IF(OR(H45=\"\",'Combined scenario - input'!$D30=\"\"),\"\",H45/'Combined scenario - input'!$D30),\"\")","v":38.187309879686545},{"$f":"IFERROR(IF(OR(I45=\"\",'Combined scenario - input'!$D30=\"\"),\"\",I45/'Combined scenario - input'!$D30),\"\")","v":34.975543753323628},{"$f":"IFERROR(IF(OR(J45=\"\",'Combined scenario - input'!$D30=\"\"),\"\",J45/'Combined scenario - input'!$D30),\"\")","v":32.653074055053096},{"$f":"IFERROR(IF(OR(K45=\"\",'Combined scenario - input'!$D30=\"\"),\"\",K45/'Combined scenario - input'!$D30),\"\")","v":31.042070754027396},{"$f":"IFERROR(IF(OR(L45=\"\",'Combined scenario - input'!$D30=\"\"),\"\",L45/'Combined scenario - input'!$D30),\"\")","v":29.999081384717694},{"$f":"IFERROR(IF(OR(M45=\"\",'Combined scenario - input'!$D30=\"\"),\"\",M45/'Combined scenario - input'!$D30),\"\")","v":29.402275835547194},{"$f":"IFERROR(IF(OR(N45=\"\",'Combined scenario - input'!$D30=\"\"),\"\",N45/'Combined scenario - input'!$D30),\"\")","v":29.1452987143672},{"$f":"IFERROR(IF(OR(O45=\"\",'Combined scenario - input'!$D30=\"\"),\"\",O45/'Combined scenario - input'!$D30),\"\")","v":29.135044576956588},{"$f":"IFERROR(IF(OR(P45=\"\",'Combined scenario - input'!$D30=\"\"),\"\",P45/'Combined scenario - input'!$D30),\"\")","v":29.291600076267642},{"$f":"IFERROR(IF(OR(Q45=\"\",'Combined scenario - input'!$D30=\"\"),\"\",Q45/'Combined scenario - input'!$D30),\"\")","v":29.549185088567167},{"$f":"IFERROR(IF(OR(R45=\"\",'Combined scenario - input'!$D30=\"\"),\"\",R45/'Combined scenario - input'!$D30),\"\")","v":29.857305246096193},{"$f":"IFERROR(IF(OR(S45=\"\",'Combined scenario - input'!$D30=\"\"),\"\",S45/'Combined scenario - input'!$D30),\"\")","v":30.181586421433238},{"$f":"IFERROR(IF(OR(T45=\"\",'Combined scenario - input'!$D30=\"\"),\"\",T45/'Combined scenario - input'!$D30),\"\")","v":30.503951243500921},{"$f":"IFERROR(IF(OR(U45=\"\",'Combined scenario - input'!$D30=\"\"),\"\",U45/'Combined scenario - input'!$D30),\"\")","v":30.821950249899665},{"$f":"IFERROR(IF(OR(V45=\"\",'Combined scenario - input'!$D30=\"\"),\"\",V45/'Combined scenario - input'!$D30),\"\")","v":31.147191203442258},{"$f":"IFERROR(IF(OR(W45=\"\",'Combined scenario - input'!$D30=\"\"),\"\",W45/'Combined scenario - input'!$D30),\"\")","v":31.502923192734027}]
[{"$f":"IFERROR('Combined scenario - input'!A31,\"\")","v":4},{"$f":"IFERROR('Combined scenario - input'!B31,\"\")","v":"SWITCHGEAR"},{"$f":"IFERROR('Combined scenario - input'!C31,\"\")","v":"˂ = 11 kv ; switch"},{"$f":"IFERROR(repcalc('Combined scenario - input'!$CV31:$GH31,'Combined scenario - input'!$G31,'Combined scenario - input'!$E31,'Combined scenario - input'!$F31,20,TRUE,TRUE),\"\")","v":1591.1170284521409},1472.8859966531081,1400.8568980886578,1364.932625151077,1356.5180419926178,1368.4328112471151,1394.7955201051277,1430.8964494725155,1473.0704087850675,1518.5757650638177,1565.4815537050149,1612.5615986517971,1659.1929450856189,1705.2555292881216,1751.0306781273023,1797.0974664683401,1844.2278377254524,1893.2833631178689,1945.1182382332247,2000.4942852855418,{"$f":"IFERROR(IF(OR(D46=\"\",'Combined scenario - input'!$D31=\"\"),\"\",D46/'Combined scenario - input'!$D31),\"\")","v":598.89309509157874},{"$f":"IFERROR(IF(OR(E46=\"\",'Combined scenario - input'!$D31=\"\"),\"\",E46/'Combined scenario - input'!$D31),\"\")","v":554.39118397893344},{"$f":"IFERROR(IF(OR(F46=\"\",'Combined scenario - input'!$D31=\"\"),\"\",F46/'Combined scenario - input'!$D31),\"\")","v":527.27958313214651},{"$f":"IFERROR(IF(OR(G46=\"\",'Combined scenario - input'!$D31=\"\"),\"\",G46/'Combined scenario - input'!$D31),\"\")","v":513.75776253455524},{"$f":"IFERROR(IF(OR(H46=\"\",'Combined scenario - input'!$D31=\"\"),\"\",H46/'Combined scenario - input'!$D31),\"\")","v":510.59053117346701},{"$f":"IFERROR(IF(OR(I46=\"\",'Combined scenario - input'!$D31=\"\"),\"\",I46/'Combined scenario - input'!$D31),\"\")","v":515.07522520195687},{"$f":"IFERROR(IF(OR(J46=\"\",'Combined scenario - input'!$D31=\"\"),\"\",J46/'Combined scenario - input'!$D31),\"\")","v":524.99809323783768},{"$f":"IFERROR(IF(OR(K46=\"\",'Combined scenario - input'!$D31=\"\"),\"\",K46/'Combined scenario - input'!$D31),\"\")","v":538.58640694317853},{"$f":"IFERROR(IF(OR(L46=\"\",'Combined scenario - input'!$D31=\"\"),\"\",L46/'Combined scenario - input'!$D31),\"\")","v":554.4605963166224},{"$f":"IFERROR(IF(OR(M46=\"\",'Combined scenario - input'!$D31=\"\"),\"\",M46/'Combined scenario - input'!$D31),\"\")","v":571.58871648484001},{"$f":"IFERROR(IF(OR(N46=\"\",'Combined scenario - input'!$D31=\"\"),\"\",N46/'Combined scenario - input'!$D31),\"\")","v":589.24395644186939},{"$f":"IFERROR(IF(OR(O46=\"\",'Combined scenario - input'!$D31=\"\"),\"\",O46/'Combined scenario - input'!$D31),\"\")","v":606.96478610495103},{"$f":"IFERROR(IF(OR(P46=\"\",'Combined scenario - input'!$D31=\"\"),\"\",P46/'Combined scenario - input'!$D31),\"\")","v":624.51672659370763},{"$f":"IFERROR(IF(OR(Q46=\"\",'Combined scenario - input'!$D31=\"\"),\"\",Q46/'Combined scenario - input'!$D31),\"\")","v":641.85458617766915},{"$f":"IFERROR(IF(OR(R46=\"\",'Combined scenario - input'!$D31=\"\"),\"\",R46/'Combined scenario - input'!$D31),\"\")","v":659.08425569685198},{"$f":"IFERROR(IF(OR(S46=\"\",'Combined scenario - input'!$D31=\"\"),\"\",S46/'Combined scenario - input'!$D31),\"\")","v":676.42369770969492},{"$f":"IFERROR(IF(OR(T46=\"\",'Combined scenario - input'!$D31=\"\"),\"\",T46/'Combined scenario - input'!$D31),\"\")","v":694.163470089886},{"$f":"IFERROR(IF(OR(U46=\"\",'Combined scenario - input'!$D31=\"\"),\"\",U46/'Combined scenario - input'!$D31),\"\")","v":712.62786642796573},{"$f":"IFERROR(IF(OR(V46=\"\",'Combined scenario - input'!$D31=\"\"),\"\",V46/'Combined scenario - input'!$D31),\"\")","v":732.13840414229105},{"$f":"IFERROR(IF(OR(W46=\"\",'Combined scenario - input'!$D31=\"\"),\"\",W46/'Combined scenario - input'!$D31),\"\")","v":752.98183150813463}]
[{"$f":"IFERROR('Combined scenario - input'!A32,\"\")","v":4},{"$f":"IFERROR('Combined scenario - input'!B32,\"\")","v":"SWITCHGEAR"},{"$f":"IFERROR('Combined scenario - input'!C32,\"\")","v":"> 11 kv & < = 22 kv ; circuit breaker"},{"$f":"IFERROR(repcalc('Combined scenario - input'!$CV32:$GH32,'Combined scenario - input'!$G32,'Combined scenario - input'!$E32,'Combined scenario - input'!$F32,20,TRUE,TRUE),\"\")","v":397.82039744837897},428.14191787412307,456.3934806180838,481.89341712490733,504.01929269042785,522.24579072887968,536.17974478862573,545.58876406635056,550.42011477881533,550.80719958421219,547.06208426059311,539.65394753253815,529.17490799407813,516.29620476383616,501.71896127656282,486.12455595516172,470.12982810753169,454.25191099478815,438.88644575308967,424.30141503506093,{"$f":"IFERROR(IF(OR(D47=\"\",'Combined scenario - input'!$D32=\"\"),\"\",D47/'Combined scenario - input'!$D32),\"\")","v":5.0338803619882899},{"$f":"IFERROR(IF(OR(E47=\"\",'Combined scenario - input'!$D32=\"\"),\"\",E47/'Combined scenario - input'!$D32),\"\")","v":5.4175582910129974},{"$f":"IFERROR(IF(OR(F47=\"\",'Combined scenario - input'!$D32=\"\"),\"\",F47/'Combined scenario - input'!$D32),\"\")","v":5.7750436985096254},{"$f":"IFERROR(IF(OR(G47=\"\",'Combined scenario - input'!$D32=\"\"),\"\",G47/'Combined scenario - input'!$D32),\"\")","v":6.0977109886661172},{"$f":"IFERROR(IF(OR(H47=\"\",'Combined scenario - input'!$D32=\"\"),\"\",H47/'Combined scenario - input'!$D32),\"\")","v":6.3776840901346583},{"$f":"IFERROR(IF(OR(I47=\"\",'Combined scenario - input'!$D32=\"\"),\"\",I47/'Combined scenario - input'!$D32),\"\")","v":6.6083158303170766},{"$f":"IFERROR(IF(OR(J47=\"\",'Combined scenario - input'!$D32=\"\"),\"\",J47/'Combined scenario - input'!$D32),\"\")","v":6.7846312182561883},{"$f":"IFERROR(IF(OR(K47=\"\",'Combined scenario - input'!$D32=\"\"),\"\",K47/'Combined scenario - input'!$D32),\"\")","v":6.9036896618943233},{"$f":"IFERROR(IF(OR(L47=\"\",'Combined scenario - input'!$D32=\"\"),\"\",L47/'Combined scenario - input'!$D32),\"\")","v":6.9648238863567844},{"$f":"IFERROR(IF(OR(M47=\"\",'Combined scenario - input'!$D32=\"\"),\"\",M47/'Combined scenario - input'!$D32),\"\")","v":6.9697219222865883},{"$f":"IFERROR(IF(OR(N47=\"\",'Combined scenario - input'!$D32=\"\"),\"\",N47/'Combined scenario - input'!$D32),\"\")","v":6.9223325410435272},{"$f":"IFERROR(IF(OR(O47=\"\",'Combined scenario - input'!$D32=\"\"),\"\",O47/'Combined scenario - input'!$D32),\"\")","v":6.828592566337683},{"$f":"IFERROR(IF(OR(P47=\"\",'Combined scenario - input'!$D32=\"\"),\"\",P47/'Combined scenario - input'!$D32),\"\")","v":6.6959944600477765},{"$f":"IFERROR(IF(OR(Q47=\"\",'Combined scenario - input'!$D32=\"\"),\"\",Q47/'Combined scenario - input'!$D32),\"\")","v":6.5330318475361784},{"$f":"IFERROR(IF(OR(R47=\"\",'Combined scenario - input'!$D32=\"\"),\"\",R47/'Combined scenario - input'!$D32),\"\")","v":6.3485764998637935},{"$f":"IFERROR(IF(OR(S47=\"\",'Combined scenario - input'!$D32=\"\"),\"\",S47/'Combined scenario - input'!$D32),\"\")","v":6.1512503416079873},{"$f":"IFERROR(IF(OR(T47=\"\",'Combined scenario - input'!$D32=\"\"),\"\",T47/'Combined scenario - input'!$D32),\"\")","v":5.9488586419265257},{"$f":"IFERROR(IF(OR(U47=\"\",'Combined scenario - input'!$D32=\"\"),\"\",U47/'Combined scenario - input'!$D32),\"\")","v":5.7479450244856576},{"$f":"IFERROR(IF(OR(V47=\"\",'Combined scenario - input'!$D32=\"\"),\"\",V47/'Combined scenario - input'!$D32),\"\")","v":5.5535157940361657},{"$f":"IFERROR(IF(OR(W47=\"\",'Combined scenario - input'!$D32=\"\"),\"\",W47/'Combined scenario - input'!$D32),\"\")","v":5.3689619094656598}]
[{"$f":"IFERROR('Combined scenario - input'!A33,\"\")","v":4},{"$f":"IFERROR('Combined scenario - input'!B33,\"\")","v":"SWITCHGEAR"},{"$f":"IFERROR('Combined scenario - input'!C33,\"\")","v":"> 11 kv & < = 22 kv ; switch"},{"$f":"IFERROR(repcalc('Combined scenario - input'!$CV33:$GH33,'Combined scenario - input'!$G33,'Combined scenario - input'!$E33,'Combined scenario - input'!$F33,20,TRUE,TRUE),\"\")","v":2126.0184137870774},2020.9037817156907,1954.1823457945675,1913.4887827005673,1890.9456775044246,1881.7591004010187,1883.1985921842181,1893.8590868739757,1913.1271073559446,1940.7954992063951,1976.7886318505671,2020.9730636617358,2073.0374392917111,2132.4305059460362,2198.3484080575272,2269.7627175233229,2345.4798468367571,2424.2213791829067,2504.7141082763669,2585.7786898848199,{"$f":"IFERROR(IF(OR(D48=\"\",'Combined scenario - input'!$D33=\"\"),\"\",D48/'Combined scenario - input'!$D33),\"\")","v":252.83041578990239},{"$f":"IFERROR(IF(OR(E48=\"\",'Combined scenario - input'!$D33=\"\"),\"\",E48/'Combined scenario - input'!$D33),\"\")","v":240.32997084555632},{"$f":"IFERROR(IF(OR(F48=\"\",'Combined scenario - input'!$D33=\"\"),\"\",F48/'Combined scenario - input'!$D33),\"\")","v":232.39532254870184},{"$f":"IFERROR(IF(OR(G48=\"\",'Combined scenario - input'!$D33=\"\"),\"\",G48/'Combined scenario - input'!$D33),\"\")","v":227.5559616051145},{"$f":"IFERROR(IF(OR(H48=\"\",'Combined scenario - input'!$D33=\"\"),\"\",H48/'Combined scenario - input'!$D33),\"\")","v":224.87508987654672},{"$f":"IFERROR(IF(OR(I48=\"\",'Combined scenario - input'!$D33=\"\"),\"\",I48/'Combined scenario - input'!$D33),\"\")","v":223.78260352098278},{"$f":"IFERROR(IF(OR(J48=\"\",'Combined scenario - input'!$D33=\"\"),\"\",J48/'Combined scenario - input'!$D33),\"\")","v":223.95379079937712},{"$f":"IFERROR(IF(OR(K48=\"\",'Combined scenario - input'!$D33=\"\"),\"\",K48/'Combined scenario - input'!$D33),\"\")","v":225.22155841957203},{"$f":"IFERROR(IF(OR(L48=\"\",'Combined scenario - input'!$D33=\"\"),\"\",L48/'Combined scenario - input'!$D33),\"\")","v":227.51295044059734},{"$f":"IFERROR(IF(OR(M48=\"\",'Combined scenario - input'!$D33=\"\"),\"\",M48/'Combined scenario - input'!$D33),\"\")","v":230.80333163881397},{"$f":"IFERROR(IF(OR(N48=\"\",'Combined scenario - input'!$D33=\"\"),\"\",N48/'Combined scenario - input'!$D33),\"\")","v":235.08370787308985},{"$f":"IFERROR(IF(OR(O48=\"\",'Combined scenario - input'!$D33=\"\"),\"\",O48/'Combined scenario - input'!$D33),\"\")","v":240.33820999490317},{"$f":"IFERROR(IF(OR(P48=\"\",'Combined scenario - input'!$D33=\"\"),\"\",P48/'Combined scenario - input'!$D33),\"\")","v":246.52981099563027},{"$f":"IFERROR(IF(OR(Q48=\"\",'Combined scenario - input'!$D33=\"\"),\"\",Q48/'Combined scenario - input'!$D33),\"\")","v":253.59295477645094},{"$f":"IFERROR(IF(OR(R48=\"\",'Combined scenario - input'!$D33=\"\"),\"\",R48/'Combined scenario - input'!$D33),\"\")","v":261.43204520519237},{"$f":"IFERROR(IF(OR(S48=\"\",'Combined scenario - input'!$D33=\"\"),\"\",S48/'Combined scenario - input'!$D33),\"\")","v":269.92477952889152},{"$f":"IFERROR(IF(OR(T48=\"\",'Combined scenario - input'!$D33=\"\"),\"\",T48/'Combined scenario - input'!$D33),\"\")","v":278.92921390377205},{"$f":"IFERROR(IF(OR(U48=\"\",'Combined scenario - input'!$D33=\"\"),\"\",U48/'Combined scenario - input'!$D33),\"\")","v":288.29331641290719},{"$f":"IFERROR(IF(OR(V48=\"\",'Combined scenario - input'!$D33=\"\"),\"\",V48/'Combined scenario - input'!$D33),\"\")","v":297.86567478609373},{"$f":"IFERROR(IF(OR(W48=\"\",'Combined scenario - input'!$D33=\"\"),\"\",W48/'Combined scenario - input'!$D33),\"\")","v":307.50603901858915}]
[{"$f":"IFERROR('Combined scenario - input'!A34,\"\")","v":4},{"$f":"IFERROR('Combined scenario - input'!B34,\"\")","v":"SWITCHGEAR"},{"$f":"IFERROR('Combined scenario - input'!C34,\"\")","v":"> 33 kv & < = 66 kv ; circuit breaker"},{"$f":"IFERROR(repcalc('Combined scenario - input'!$CV34:$GH34,'Combined scenario - input'!$G34,'Combined scenario - input'!$E34,'Combined scenario - input'!$F34,20,TRUE,TRUE),\"\")","v":85.358483247148257},88.376347249767932,90.289967078965233,91.046761898999705,90.643915628993142,89.127733123224388,86.589518866300565,83.158513689942311,78.992716030721439,74.26858398848546,69.170644761643686,63.881935047614846,58.57598784677073,53.410811290330088,48.525022968722965,44.036053824889891,40.040151287165045,36.613806431719418,33.816200572176797,31.692293778354781,{"$f":"IFERROR(IF(OR(D49=\"\",'Combined scenario - input'!$D34=\"\"),\"\",D49/'Combined scenario - input'!$D34),\"\")","v":1.412654771657476},{"$f":"IFERROR(IF(OR(E49=\"\",'Combined scenario - input'!$D34=\"\"),\"\",E49/'Combined scenario - input'!$D34),\"\")","v":1.4625994264982876},{"$f":"IFERROR(IF(OR(F49=\"\",'Combined scenario - input'!$D34=\"\"),\"\",F49/'Combined scenario - input'!$D34),\"\")","v":1.4942692041233985},{"$f":"IFERROR(IF(OR(G49=\"\",'Combined scenario - input'!$D34=\"\"),\"\",G49/'Combined scenario - input'!$D34),\"\")","v":1.5067939090269742},{"$f":"IFERROR(IF(OR(H49=\"\",'Combined scenario - input'!$D34=\"\"),\"\",H49/'Combined scenario - input'!$D34),\"\")","v":1.5001269359983949},{"$f":"IFERROR(IF(OR(I49=\"\",'Combined scenario - input'!$D34=\"\"),\"\",I49/'Combined scenario - input'!$D34),\"\")","v":1.4750346151182745},{"$f":"IFERROR(IF(OR(J49=\"\",'Combined scenario - input'!$D34=\"\"),\"\",J49/'Combined scenario - input'!$D34),\"\")","v":1.4330280055215388},{"$f":"IFERROR(IF(OR(K49=\"\",'Combined scenario - input'!$D34=\"\"),\"\",K49/'Combined scenario - input'!$D34),\"\")","v":1.3762460003876094},{"$f":"IFERROR(IF(OR(L49=\"\",'Combined scenario - input'!$D34=\"\"),\"\",L49/'Combined scenario - input'!$D34),\"\")","v":1.3073034217804091},{"$f":"IFERROR(IF(OR(M49=\"\",'Combined scenario - input'!$D34=\"\"),\"\",M49/'Combined scenario - input'!$D34),\"\")","v":1.2291205931085138},{"$f":"IFERROR(IF(OR(N49=\"\",'Combined scenario - input'!$D34=\"\"),\"\",N49/'Combined scenario - input'!$D34),\"\")","v":1.1447513787028858},{"$f":"IFERROR(IF(OR(O49=\"\",'Combined scenario - input'!$D34=\"\"),\"\",O49/'Combined scenario - input'!$D34),\"\")","v":1.0572249755942214},{"$f":"IFERROR(IF(OR(P49=\"\",'Combined scenario - input'!$D34=\"\"),\"\",P49/'Combined scenario - input'!$D34),\"\")","v":0.96941329775860929},{"$f":"IFERROR(IF(OR(Q49=\"\",'Combined scenario - input'!$D34=\"\"),\"\",Q49/'Combined scenario - input'!$D34),\"\")","v":0.8839313277031845},{"$f":"IFERROR(IF(OR(R49=\"\",'Combined scenario - input'!$D34=\"\"),\"\",R49/'Combined scenario - input'!$D34),\"\")","v":0.80307314087431703},{"$f":"IFERROR(IF(OR(S49=\"\",'Combined scenario - input'!$D34=\"\"),\"\",S49/'Combined scenario - input'!$D34),\"\")","v":0.72878218068354039},{"$f":"IFERROR(IF(OR(T49=\"\",'Combined scenario - input'!$D34=\"\"),\"\",T49/'Combined scenario - input'!$D34),\"\")","v":0.66265131035573599},{"$f":"IFERROR(IF(OR(U49=\"\",'Combined scenario - input'!$D34=\"\"),\"\",U49/'Combined scenario - input'!$D34),\"\")","v":0.60594643199730969},{"$f":"IFERROR(IF(OR(V49=\"\",'Combined scenario - input'!$D34=\"\"),\"\",V49/'Combined scenario - input'!$D34),\"\")","v":0.55964697684817155},{"$f":"IFERROR(IF(OR(W49=\"\",'Combined scenario - input'!$D34=\"\"),\"\",W49/'Combined scenario - input'!$D34),\"\")","v":0.52449701924921621}]
[{"$f":"IFERROR('Combined scenario - input'!A35,\"\")","v":4},{"$f":"IFERROR('Combined scenario - input'!B35,\"\")","v":"SWITCHGEAR"},{"$f":"IFERROR('Combined scenario - input'!C35,\"\")","v":"> 33 kv & < = 66 kv ; switch"},{"$f":"IFERROR(repcalc('Combined scenario - input'!$CV35:$GH35,'Combined scenario - input'!$G35,'Combined scenario - input'!$E35,'Combined scenario - input'!$F35,20,TRUE,TRUE),\"\")","v":9.0187250333318101},10.183115737918815,11.358023736504483,12.525489475159784,13.674044024978411,14.80346780810482,15.930335793530677,17.094160295784629,18.363827307147403,19.843886720528364,21.680106191498474,24.063544923904214,27.232268194876688,31.469735997886207,37.098897307658852,44.471145604014964,53.949577151363819,65.886462029553442,80.595484226825022,98.32009136051164,{"$f":"IFERROR(IF(OR(D50=\"\",'Combined scenario - input'!$D35=\"\"),\"\",D50/'Combined scenario - input'!$D35),\"\")","v":0.22461021949468271},{"$f":"IFERROR(IF(OR(E50=\"\",'Combined scenario - input'!$D35=\"\"),\"\",E50/'Combined scenario - input'!$D35),\"\")","v":0.25360922442811468},{"$f":"IFERROR(IF(OR(F50=\"\",'Combined scenario - input'!$D35=\"\"),\"\",F50/'Combined scenario - input'!$D35),\"\")","v":0.28287016125378189},{"$f":"IFERROR(IF(OR(G50=\"\",'Combined scenario - input'!$D35=\"\"),\"\",G50/'Combined scenario - input'!$D35),\"\")","v":0.31194574952626464},{"$f":"IFERROR(IF(OR(H50=\"\",'Combined scenario - input'!$D35=\"\"),\"\",H50/'Combined scenario - input'!$D35),\"\")","v":0.34055035700491987},{"$f":"IFERROR(IF(OR(I50=\"\",'Combined scenario - input'!$D35=\"\"),\"\",I50/'Combined scenario - input'!$D35),\"\")","v":0.36867851513070543},{"$f":"IFERROR(IF(OR(J50=\"\",'Combined scenario - input'!$D35=\"\"),\"\",J50/'Combined scenario - input'!$D35),\"\")","v":0.39674302143426737},{"$f":"IFERROR(IF(OR(K50=\"\",'Combined scenario - input'!$D35=\"\"),\"\",K50/'Combined scenario - input'!$D35),\"\")","v":0.42572792516937746},{"$f":"IFERROR(IF(OR(L50=\"\",'Combined scenario - input'!$D35=\"\"),\"\",L50/'Combined scenario - input'!$D35),\"\")","v":0.45734882336212296},{"$f":"IFERROR(IF(OR(M50=\"\",'Combined scenario - input'!$D35=\"\"),\"\",M50/'Combined scenario - input'!$D35),\"\")","v":0.49420951802528601},{"$f":"IFERROR(IF(OR(N50=\"\",'Combined scenario - input'!$D35=\"\"),\"\",N50/'Combined scenario - input'!$D35),\"\")","v":0.53994033439796796},{"$f":"IFERROR(IF(OR(O50=\"\",'Combined scenario - input'!$D35=\"\"),\"\",O50/'Combined scenario - input'!$D35),\"\")","v":0.59929957806702661},{"$f":"IFERROR(IF(OR(P50=\"\",'Combined scenario - input'!$D35=\"\"),\"\",P50/'Combined scenario - input'!$D35),\"\")","v":0.67821623499808958},{"$f":"IFERROR(IF(OR(Q50=\"\",'Combined scenario - input'!$D35=\"\"),\"\",Q50/'Combined scenario - input'!$D35),\"\")","v":0.78374984089227007},{"$f":"IFERROR(IF(OR(R50=\"\",'Combined scenario - input'!$D35=\"\"),\"\",R50/'Combined scenario - input'!$D35),\"\")","v":0.92394339959220873},{"$f":"IFERROR(IF(OR(S50=\"\",'Combined scenario - input'!$D35=\"\"),\"\",S50/'Combined scenario - input'!$D35),\"\")","v":1.1075483217839779},{"$f":"IFERROR(IF(OR(T50=\"\",'Combined scenario - input'!$D35=\"\"),\"\",T50/'Combined scenario - input'!$D35),\"\")","v":1.3436074745408335},{"$f":"IFERROR(IF(OR(U50=\"\",'Combined scenario - input'!$D35=\"\"),\"\",U50/'Combined scenario - input'!$D35),\"\")","v":1.6408941001629507},{"$f":"IFERROR(IF(OR(V50=\"\",'Combined scenario - input'!$D35=\"\"),\"\",V50/'Combined scenario - input'!$D35),\"\")","v":2.0072204591628102},{"$f":"IFERROR(IF(OR(W50=\"\",'Combined scenario - input'!$D35=\"\"),\"\",W50/'Combined scenario - input'!$D35),\"\")","v":2.4486495840159064}]
[{"$f":"IFERROR('Combined scenario - input'!A36,\"\")","v":5},{"$f":"IFERROR('Combined scenario - input'!B36,\"\")","v":"TRANSFORMERS"},{"$f":"IFERROR('Combined scenario - input'!C36,\"\")","v":"ground outdoor / indoor chamber mounted ; ˂ 22 kv ; > 60 kva and < = 600 kva ; multiple phase"},{"$f":"IFERROR(repcalc('Combined scenario - input'!$CV36:$GH36,'Combined scenario - input'!$G36,'Combined scenario - input'!$E36,'Combined scenario - input'!$F36,20,TRUE,TRUE),\"\")","v":13.178031163087978},13.894848053583164,14.752694740588574,15.772847162756186,16.971649619850183,18.35936641545478,19.939311676670549,21.707316159567906,23.651575951022821,25.752909670750892,27.985427517458646,30.317587608453259,32.713584047458724,35.134979819321075,37.542469817153872,39.897639466452965,42.164576721460662,44.311202803409039,46.310211197511869,48.139543977170902,{"$f":"IFERROR(IF(OR(D51=\"\",'Combined scenario - input'!$D36=\"\"),\"\",D51/'Combined scenario - input'!$D36),\"\")","v":0.90998640135771192},{"$f":"IFERROR(IF(OR(E51=\"\",'Combined scenario - input'!$D36=\"\"),\"\",E51/'Combined scenario - input'!$D36),\"\")","v":0.95948496563802954},{"$f":"IFERROR(IF(OR(F51=\"\",'Combined scenario - input'!$D36=\"\"),\"\",F51/'Combined scenario - input'!$D36),\"\")","v":1.0187221012893133},{"$f":"IFERROR(IF(OR(G51=\"\",'Combined scenario - input'!$D36=\"\"),\"\",G51/'Combined scenario - input'!$D36),\"\")","v":1.0891669818633496},{"$f":"IFERROR(IF(OR(H51=\"\",'Combined scenario - input'!$D36=\"\"),\"\",H51/'Combined scenario - input'!$D36),\"\")","v":1.171948235023941},{"$f":"IFERROR(IF(OR(I51=\"\",'Combined scenario - input'!$D36=\"\"),\"\",I51/'Combined scenario - input'!$D36),\"\")","v":1.267774644698326},{"$f":"IFERROR(IF(OR(J51=\"\",'Combined scenario - input'!$D36=\"\"),\"\",J51/'Combined scenario - input'!$D36),\"\")","v":1.3768750622647243},{"$f":"IFERROR(IF(OR(K51=\"\",'Combined scenario - input'!$D36=\"\"),\"\",K51/'Combined scenario - input'!$D36),\"\")","v":1.4989615877149394},{"$f":"IFERROR(IF(OR(L51=\"\",'Combined scenario - input'!$D36=\"\"),\"\",L51/'Combined scenario - input'!$D36),\"\")","v":1.6332191220184149},{"$f":"IFERROR(IF(OR(M51=\"\",'Combined scenario - input'!$D36=\"\"),\"\",M51/'Combined scenario - input'!$D36),\"\")","v":1.7783231277687614},{"$f":"IFERROR(IF(OR(N51=\"\",'Combined scenario - input'!$D36=\"\"),\"\",N51/'Combined scenario - input'!$D36),\"\")","v":1.9324858290213518},{"$f":"IFERROR(IF(OR(O51=\"\",'Combined scenario - input'!$D36=\"\"),\"\",O51/'Combined scenario - input'!$D36),\"\")","v":2.0935291550182349},{"$f":"IFERROR(IF(OR(P51=\"\",'Combined scenario - input'!$D36=\"\"),\"\",P51/'Combined scenario - input'!$D36),\"\")","v":2.2589805908369347},{"$f":"IFERROR(IF(OR(Q51=\"\",'Combined scenario - input'!$D36=\"\"),\"\",Q51/'Combined scenario - input'!$D36),\"\")","v":2.4261859341413037},{"$f":"IFERROR(IF(OR(R51=\"\",'Combined scenario - input'!$D36=\"\"),\"\",R51/'Combined scenario - input'!$D36),\"\")","v":2.5924310380054525},{"$f":"IFERROR(IF(OR(S51=\"\",'Combined scenario - input'!$D36=\"\"),\"\",S51/'Combined scenario - input'!$D36),\"\")","v":2.7550632496939231},{"$f":"IFERROR(IF(OR(T51=\"\",'Combined scenario - input'!$D36=\"\"),\"\",T51/'Combined scenario - input'!$D36),\"\")","v":2.9116027243133469},{"$f":"IFERROR(IF(OR(U51=\"\",'Combined scenario - input'!$D36=\"\"),\"\",U51/'Combined scenario - input'!$D36),\"\")","v":3.0598343166656501},{"$f":"IFERROR(IF(OR(V51=\"\",'Combined scenario - input'!$D36=\"\"),\"\",V51/'Combined scenario - input'!$D36),\"\")","v":3.1978724220792083},{"$f":"IFERROR(IF(OR(W51=\"\",'Combined scenario - input'!$D36=\"\"),\"\",W51/'Combined scenario - input'!$D36),\"\")","v":3.3241938681621712}]
[{"$f":"IFERROR('Combined scenario - input'!A37,\"\")","v":5},{"$f":"IFERROR('Combined scenario - input'!B37,\"\")","v":"TRANSFORMERS"},{"$f":"IFERROR('Combined scenario - input'!C37,\"\")","v":"ground outdoor / indoor chamber mounted ; ˂ 22 kv ; > 600 kva ; multiple phase"},{"$f":"IFERROR(repcalc('Combined scenario - input'!$CV37:$GH37,'Combined scenario - input'!$G37,'Combined scenario - input'!$E37,'Combined scenario - input'!$F37,20,TRUE,TRUE),\"\")","v":21.243016908874516},23.586750673313524,26.099453647974016,28.793865815528207,31.681723076165117,34.772734742363262,38.073803879483272,41.588592364915144,45.317461520901041,49.257737237448254,53.404172067471791,57.749422872828262,62.284345411252531,66.997934916208962,71.876814021490077,76.904276908065398,82.059023595007616,87.313837499060497,92.634547751280408,97.979653364687962,{"$f":"IFERROR(IF(OR(D52=\"\",'Combined scenario - input'!$D37=\"\"),\"\",D52/'Combined scenario - input'!$D37),\"\")","v":0.74423112057239427},{"$f":"IFERROR(IF(OR(E52=\"\",'Combined scenario - input'!$D37=\"\"),\"\",E52/'Combined scenario - input'!$D37),\"\")","v":0.8263418496328746},{"$f":"IFERROR(IF(OR(F52=\"\",'Combined scenario - input'!$D37=\"\"),\"\",F52/'Combined scenario - input'!$D37),\"\")","v":0.9143722719838514},{"$f":"IFERROR(IF(OR(G52=\"\",'Combined scenario - input'!$D37=\"\"),\"\",G52/'Combined scenario - input'!$D37),\"\")","v":1.0087687221370794},{"$f":"IFERROR(IF(OR(H52=\"\",'Combined scenario - input'!$D37=\"\"),\"\",H52/'Combined scenario - input'!$D37),\"\")","v":1.1099423574242153},{"$f":"IFERROR(IF(OR(I52=\"\",'Combined scenario - input'!$D37=\"\"),\"\",I52/'Combined scenario - input'!$D37),\"\")","v":1.2182333353914718},{"$f":"IFERROR(IF(OR(J52=\"\",'Combined scenario - input'!$D37=\"\"),\"\",J52/'Combined scenario - input'!$D37),\"\")","v":1.3338834990920634},{"$f":"IFERROR(IF(OR(K52=\"\",'Combined scenario - input'!$D37=\"\"),\"\",K52/'Combined scenario - input'!$D37),\"\")","v":1.4570211393014971},{"$f":"IFERROR(IF(OR(L52=\"\",'Combined scenario - input'!$D37=\"\"),\"\",L52/'Combined scenario - input'!$D37),\"\")","v":1.5876589146387599},{"$f":"IFERROR(IF(OR(M52=\"\",'Combined scenario - input'!$D37=\"\"),\"\",M52/'Combined scenario - input'!$D37),\"\")","v":1.7257031399232132},{"$f":"IFERROR(IF(OR(N52=\"\",'Combined scenario - input'!$D37=\"\"),\"\",N52/'Combined scenario - input'!$D37),\"\")","v":1.8709699752868687},{"$f":"IFERROR(IF(OR(O52=\"\",'Combined scenario - input'!$D37=\"\"),\"\",O52/'Combined scenario - input'!$D37),\"\")","v":2.023202160098978},{"$f":"IFERROR(IF(OR(P52=\"\",'Combined scenario - input'!$D37=\"\"),\"\",P52/'Combined scenario - input'!$D37),\"\")","v":2.1820793335700652},{"$f":"IFERROR(IF(OR(Q52=\"\",'Combined scenario - input'!$D37=\"\"),\"\",Q52/'Combined scenario - input'!$D37),\"\")","v":2.3472159530173009},{"$f":"IFERROR(IF(OR(R52=\"\",'Combined scenario - input'!$D37=\"\"),\"\",R52/'Combined scenario - input'!$D37),\"\")","v":2.5181433537361557},{"$f":"IFERROR(IF(OR(S52=\"\",'Combined scenario - input'!$D37=\"\"),\"\",S52/'Combined scenario - input'!$D37),\"\")","v":2.6942762614941391},{"$f":"IFERROR(IF(OR(T52=\"\",'Combined scenario - input'!$D37=\"\"),\"\",T52/'Combined scenario - input'!$D37),\"\")","v":2.8748684494844983},{"$f":"IFERROR(IF(OR(U52=\"\",'Combined scenario - input'!$D37=\"\"),\"\",U52/'Combined scenario - input'!$D37),\"\")","v":3.0589664077447907},{"$f":"IFERROR(IF(OR(V52=\"\",'Combined scenario - input'!$D37=\"\"),\"\",V52/'Combined scenario - input'!$D37),\"\")","v":3.2453729887985574},{"$f":"IFERROR(IF(OR(W52=\"\",'Combined scenario - input'!$D37=\"\"),\"\",W52/'Combined scenario - input'!$D37),\"\")","v":3.4326342406870425}]
[{"$f":"IFERROR('Combined scenario - input'!A38,\"\")","v":5},{"$f":"IFERROR('Combined scenario - input'!B38,\"\")","v":"TRANSFORMERS"},{"$f":"IFERROR('Combined scenario - input'!C38,\"\")","v":"ground outdoor / indoor chamber mounted ; > = 22 kv & < = 33 kv ; < = 15 mva"},{"$f":"IFERROR(repcalc('Combined scenario - input'!$CV38:$GH38,'Combined scenario - input'!$G38,'Combined scenario - input'!$E38,'Combined scenario - input'!$F38,20,TRUE,TRUE),\"\")","v":123.68614967344668},127.15377381416991,132.68128996065491,140.19626289902939,149.6572005610806,161.05201724847819,174.39470146510087,189.72063073402131,207.08081884038214,226.53526376316319,248.1454976368934,271.9664189367025,298.03749858533985,326.37348123711212,356.95474055288645,389.71749073439452,424.54411169768832,461.25392220999197,499.59484277961013,539.23652858543403,{"$f":"IFERROR(IF(OR(D53=\"\",'Combined scenario - input'!$D38=\"\"),\"\",D53/'Combined scenario - input'!$D38),\"\")","v":5.1058294109122322},{"$f":"IFERROR(IF(OR(E53=\"\",'Combined scenario - input'!$D38=\"\"),\"\",E53/'Combined scenario - input'!$D38),\"\")","v":5.2489747620322929},{"$f":"IFERROR(IF(OR(F53=\"\",'Combined scenario - input'!$D38=\"\"),\"\",F53/'Combined scenario - input'!$D38),\"\")","v":5.477153540210189},{"$f":"IFERROR(IF(OR(G53=\"\",'Combined scenario - input'!$D38=\"\"),\"\",G53/'Combined scenario - input'!$D38),\"\")","v":5.7873755816616042},{"$f":"IFERROR(IF(OR(H53=\"\",'Combined scenario - input'!$D38=\"\"),\"\",H53/'Combined scenario - input'!$D38),\"\")","v":6.1779280719545309},{"$f":"IFERROR(IF(OR(I53=\"\",'Combined scenario - input'!$D38=\"\"),\"\",I53/'Combined scenario - input'!$D38),\"\")","v":6.6483121070956814},{"$f":"IFERROR(IF(OR(J53=\"\",'Combined scenario - input'!$D38=\"\"),\"\",J53/'Combined scenario - input'!$D38),\"\")","v":7.1991051398936925},{"$f":"IFERROR(IF(OR(K53=\"\",'Combined scenario - input'!$D38=\"\"),\"\",K53/'Combined scenario - input'!$D38),\"\")","v":7.8317675731363208},{"$f":"IFERROR(IF(OR(L53=\"\",'Combined scenario - input'!$D38=\"\"),\"\",L53/'Combined scenario - input'!$D38),\"\")","v":8.5484052827460566},{"$f":"IFERROR(IF(OR(M53=\"\",'Combined scenario - input'!$D38=\"\"),\"\",M53/'Combined scenario - input'!$D38),\"\")","v":9.3514950168994702},{"$f":"IFERROR(IF(OR(N53=\"\",'Combined scenario - input'!$D38=\"\"),\"\",N53/'Combined scenario - input'!$D38),\"\")","v":10.243576854522322},{"$f":"IFERROR(IF(OR(O53=\"\",'Combined scenario - input'!$D38=\"\"),\"\",O53/'Combined scenario - input'!$D38),\"\")","v":11.226917033586057},{"$f":"IFERROR(IF(OR(P53=\"\",'Combined scenario - input'!$D38=\"\"),\"\",P53/'Combined scenario - input'!$D38),\"\")","v":12.303144934573304},{"$f":"IFERROR(IF(OR(Q53=\"\",'Combined scenario - input'!$D38=\"\"),\"\",Q53/'Combined scenario - input'!$D38),\"\")","v":13.472869224580673},{"$f":"IFERROR(IF(OR(R53=\"\",'Combined scenario - input'!$D38=\"\"),\"\",R53/'Combined scenario - input'!$D38),\"\")","v":14.735279717990474},{"$f":"IFERROR(IF(OR(S53=\"\",'Combined scenario - input'!$D38=\"\"),\"\",S53/'Combined scenario - input'!$D38),\"\")","v":16.087743303450651},{"$f":"IFERROR(IF(OR(T53=\"\",'Combined scenario - input'!$D38=\"\"),\"\",T53/'Combined scenario - input'!$D38),\"\")","v":17.525404561938778},{"$f":"IFERROR(IF(OR(U53=\"\",'Combined scenario - input'!$D38=\"\"),\"\",U53/'Combined scenario - input'!$D38),\"\")","v":19.040804876990983},{"$f":"IFERROR(IF(OR(V53=\"\",'Combined scenario - input'!$D38=\"\"),\"\",V53/'Combined scenario - input'!$D38),\"\")","v":20.623538274405753},{"$f":"IFERROR(IF(OR(W53=\"\",'Combined scenario - input'!$D38=\"\"),\"\",W53/'Combined scenario - input'!$D38),\"\")","v":22.259967945956685}]
[{"$f":"IFERROR('Combined scenario - input'!A39,\"\")","v":5},{"$f":"IFERROR('Combined scenario - input'!B39,\"\")","v":"TRANSFORMERS"},{"$f":"IFERROR('Combined scenario - input'!C39,\"\")","v":"ground outdoor / indoor chamber mounted ; > 33 kv & < = 66 kv ; > 15 mva and < = 40 mva"},{"$f":"IFERROR(repcalc('Combined scenario - input'!$CV39:$GH39,'Combined scenario - input'!$G39,'Combined scenario - input'!$E39,'Combined scenario - input'!$F39,20,TRUE,TRUE),\"\")","v":1833.236322817289},1937.9817949115588,2029.0462457513204,2103.1496529218616,2157.5512165351843,2190.2459911012465,2200.1092097071187,2186.9740621152046,2151.6357418775383,2095.7823997821561,2021.8612274563575,1932.8943039061803,1832.2633223692608,1723.4844200053319,1609.9939427478105,1494.9633092153811,1381.156685910649,1270.8396320939248,1165.7409730395966,1067.0646355793351,{"$f":"IFERROR(IF(OR(D54=\"\",'Combined scenario - input'!$D39=\"\"),\"\",D54/'Combined scenario - input'!$D39),\"\")","v":2.6946252349498248},{"$f":"IFERROR(IF(OR(E54=\"\",'Combined scenario - input'!$D39=\"\"),\"\",E54/'Combined scenario - input'!$D39),\"\")","v":2.8485878140450258},{"$f":"IFERROR(IF(OR(F54=\"\",'Combined scenario - input'!$D39=\"\"),\"\",F54/'Combined scenario - input'!$D39),\"\")","v":2.9824410244497632},{"$f":"IFERROR(IF(OR(G54=\"\",'Combined scenario - input'!$D39=\"\"),\"\",G54/'Combined scenario - input'!$D39),\"\")","v":3.0913636485938425},{"$f":"IFERROR(IF(OR(H54=\"\",'Combined scenario - input'!$D39=\"\"),\"\",H54/'Combined scenario - input'!$D39),\"\")","v":3.171327057734628},{"$f":"IFERROR(IF(OR(I54=\"\",'Combined scenario - input'!$D39=\"\"),\"\",I54/'Combined scenario - input'!$D39),\"\")","v":3.2193842359064613},{"$f":"IFERROR(IF(OR(J54=\"\",'Combined scenario - input'!$D39=\"\"),\"\",J54/'Combined scenario - input'!$D39),\"\")","v":3.2338819181869245},{"$f":"IFERROR(IF(OR(K54=\"\",'Combined scenario - input'!$D39=\"\"),\"\",K54/'Combined scenario - input'!$D39),\"\")","v":3.2145749146514673},{"$f":"IFERROR(IF(OR(L54=\"\",'Combined scenario - input'!$D39=\"\"),\"\",L54/'Combined scenario - input'!$D39),\"\")","v":3.1626320591188994},{"$f":"IFERROR(IF(OR(M54=\"\",'Combined scenario - input'!$D39=\"\"),\"\",M54/'Combined scenario - input'!$D39),\"\")","v":3.0805347194615607},{"$f":"IFERROR(IF(OR(N54=\"\",'Combined scenario - input'!$D39=\"\"),\"\",N54/'Combined scenario - input'!$D39),\"\")","v":2.9718799574611765},{"$f":"IFERROR(IF(OR(O54=\"\",'Combined scenario - input'!$D39=\"\"),\"\",O54/'Combined scenario - input'!$D39),\"\")","v":2.8411098465429387},{"$f":"IFERROR(IF(OR(P54=\"\",'Combined scenario - input'!$D39=\"\"),\"\",P54/'Combined scenario - input'!$D39),\"\")","v":2.6931950475112272},{"$f":"IFERROR(IF(OR(Q54=\"\",'Combined scenario - input'!$D39=\"\"),\"\",Q54/'Combined scenario - input'!$D39),\"\")","v":2.5333038367100329},{"$f":"IFERROR(IF(OR(R54=\"\",'Combined scenario - input'!$D39=\"\"),\"\",R54/'Combined scenario - input'!$D39),\"\")","v":2.3664872074853589},{"$f":"IFERROR(IF(OR(S54=\"\",'Combined scenario - input'!$D39=\"\"),\"\",S54/'Combined scenario - input'!$D39),\"\")","v":2.197406743580737},{"$f":"IFERROR(IF(OR(T54=\"\",'Combined scenario - input'!$D39=\"\"),\"\",T54/'Combined scenario - input'!$D39),\"\")","v":2.0301254197031477},{"$f":"IFERROR(IF(OR(U54=\"\",'Combined scenario - input'!$D39=\"\"),\"\",U54/'Combined scenario - input'!$D39),\"\")","v":1.8679733210566223},{"$f":"IFERROR(IF(OR(V54=\"\",'Combined scenario - input'!$D39=\"\"),\"\",V54/'Combined scenario - input'!$D39),\"\")","v":1.7134916018574515},{"$f":"IFERROR(IF(OR(W54=\"\",'Combined scenario - input'!$D39=\"\"),\"\",W54/'Combined scenario - input'!$D39),\"\")","v":1.5684498820838542}]
[{"$f":"IFERROR('Combined scenario - input'!A40,\"\")","v":""},{"$f":"IFERROR('Combined scenario - input'!B40,\"\")","v":"TRANSFORMERS"},{"$f":"IFERROR('Combined scenario - input'!C40,\"\")","v":"kiosk mounted ; < = 22 kv ; < = 60 kva ; multiple phase"},{"$f":"IFERROR(repcalc('Combined scenario - input'!$CV40:$GH40,'Combined scenario - input'!$G40,'Combined scenario - input'!$E40,'Combined scenario - input'!$F40,20,TRUE,TRUE),\"\")","v":""},"","","","","","","","","","","","","","","","","","","",{"$f":"IFERROR(IF(OR(D55=\"\",'Combined scenario - input'!$D40=\"\"),\"\",D55/'Combined scenario - input'!$D40),\"\")","v":""},{"$f":"IFERROR(IF(OR(E55=\"\",'Combined scenario - input'!$D40=\"\"),\"\",E55/'Combined scenario - input'!$D40),\"\")","v":""},{"$f":"IFERROR(IF(OR(F55=\"\",'Combined scenario - input'!$D40=\"\"),\"\",F55/'Combined scenario - input'!$D40),\"\")","v":""},{"$f":"IFERROR(IF(OR(G55=\"\",'Combined scenario - input'!$D40=\"\"),\"\",G55/'Combined scenario - input'!$D40),\"\")","v":""},{"$f":"IFERROR(IF(OR(H55=\"\",'Combined scenario - input'!$D40=\"\"),\"\",H55/'Combined scenario - input'!$D40),\"\")","v":""},{"$f":"IFERROR(IF(OR(I55=\"\",'Combined scenario - input'!$D40=\"\"),\"\",I55/'Combined scenario - input'!$D40),\"\")","v":""},{"$f":"IFERROR(IF(OR(J55=\"\",'Combined scenario - input'!$D40=\"\"),\"\",J55/'Combined scenario - input'!$D40),\"\")","v":""},{"$f":"IFERROR(IF(OR(K55=\"\",'Combined scenario - input'!$D40=\"\"),\"\",K55/'Combined scenario - input'!$D40),\"\")","v":""},{"$f":"IFERROR(IF(OR(L55=\"\",'Combined scenario - input'!$D40=\"\"),\"\",L55/'Combined scenario - input'!$D40),\"\")","v":""},{"$f":"IFERROR(IF(OR(M55=\"\",'Combined scenario - input'!$D40=\"\"),\"\",M55/'Combined scenario - input'!$D40),\"\")","v":""},{"$f":"IFERROR(IF(OR(N55=\"\",'Combined scenario - input'!$D40=\"\"),\"\",N55/'Combined scenario - input'!$D40),\"\")","v":""},{"$f":"IFERROR(IF(OR(O55=\"\",'Combined scenario - input'!$D40=\"\"),\"\",O55/'Combined scenario - input'!$D40),\"\")","v":""},{"$f":"IFERROR(IF(OR(P55=\"\",'Combined scenario - input'!$D40=\"\"),\"\",P55/'Combined scenario - input'!$D40),\"\")","v":""},{"$f":"IFERROR(IF(OR(Q55=\"\",'Combined scenario - input'!$D40=\"\"),\"\",Q55/'Combined scenario - input'!$D40),\"\")","v":""},{"$f":"IFERROR(IF(OR(R55=\"\",'Combined scenario - input'!$D40=\"\"),\"\",R55/'Combined scenario - input'!$D40),\"\")","v":""},{"$f":"IFERROR(IF(OR(S55=\"\",'Combined scenario - input'!$D40=\"\"),\"\",S55/'Combined scenario - input'!$D40),\"\")","v":""},{"$f":"IFERROR(IF(OR(T55=\"\",'Combined scenario - input'!$D40=\"\"),\"\",T55/'Combined scenario - input'!$D40),\"\")","v":""},{"$f":"IFERROR(IF(OR(U55=\"\",'Combined scenario - input'!$D40=\"\"),\"\",U55/'Combined scenario - input'!$D40),\"\")","v":""},{"$f":"IFERROR(IF(OR(V55=\"\",'Combined scenario - input'!$D40=\"\"),\"\",V55/'Combined scenario - input'!$D40),\"\")","v":""},{"$f":"IFERROR(IF(OR(W55=\"\",'Combined scenario - input'!$D40=\"\"),\"\",W55/'Combined scenario - input'!$D40),\"\")","v":""}]
[{"$f":"IFERROR('Combined scenario - input'!A41,\"\")","v":5},{"$f":"IFERROR('Combined scenario - input'!B41,\"\")","v":"TRANSFORMERS"},{"$f":"IFERROR('Combined scenario - input'!C41,\"\")","v":"kiosk mounted ; < = 22 kv ; > 60 kva and < = 600 kva ; multiple phase"},{"$f":"IFERROR(repcalc('Combined scenario - input'!$CV41:$GH41,'Combined scenario - input'!$G41,'Combined scenario - input'!$E41,'Combined scenario - input'!$F41,20,TRUE,TRUE),\"\")","v":170.24546372659418},200.00541536784931,232.4996730633811,267.5391897374156,304.87803485693632,344.22674029903294,385.26731897225744,427.6680276201518,471.09618414009236,515.22800676188376,559.75540359454203,604.39069297086542,648.87110508590365,692.96533528911391,736.48419733156061,779.29650795013436,821.34984149861657,862.69400784295408,903.50342327935823,944.09338378857512,{"$f":"IFERROR(IF(OR(D56=\"\",'Combined scenario - input'!$D41=\"\"),\"\",D56/'Combined scenario - input'!$D41),\"\")","v":4.4352158747808712},{"$f":"IFERROR(IF(OR(E56=\"\",'Combined scenario - input'!$D41=\"\"),\"\",E56/'Combined scenario - input'!$D41),\"\")","v":5.210518823022583},{"$f":"IFERROR(IF(OR(F56=\"\",'Combined scenario - input'!$D41=\"\"),\"\",F56/'Combined scenario - input'!$D41),\"\")","v":6.0570556082957054},{"$f":"IFERROR(IF(OR(G56=\"\",'Combined scenario - input'!$D41=\"\"),\"\",G56/'Combined scenario - input'!$D41),\"\")","v":6.9699011972207892},{"$f":"IFERROR(IF(OR(H56=\"\",'Combined scenario - input'!$D41=\"\"),\"\",H56/'Combined scenario - input'!$D41),\"\")","v":7.9426486349207295},{"$f":"IFERROR(IF(OR(I56=\"\",'Combined scenario - input'!$D41=\"\"),\"\",I56/'Combined scenario - input'!$D41),\"\")","v":8.967756730071704},{"$f":"IFERROR(IF(OR(J56=\"\",'Combined scenario - input'!$D41=\"\"),\"\",J56/'Combined scenario - input'!$D41),\"\")","v":10.03694131835536},{"$f":"IFERROR(IF(OR(K56=\"\",'Combined scenario - input'!$D41=\"\"),\"\",K56/'Combined scenario - input'!$D41),\"\")","v":11.141559861373391},{"$f":"IFERROR(IF(OR(L56=\"\",'Combined scenario - input'!$D41=\"\"),\"\",L56/'Combined scenario - input'!$D41),\"\")","v":12.27294536201167},{"$f":"IFERROR(IF(OR(M56=\"\",'Combined scenario - input'!$D41=\"\"),\"\",M56/'Combined scenario - input'!$D41),\"\")","v":13.422662693625993},{"$f":"IFERROR(IF(OR(N56=\"\",'Combined scenario - input'!$D41=\"\"),\"\",N56/'Combined scenario - input'!$D41),\"\")","v":14.582685480559279},{"$f":"IFERROR(IF(OR(O56=\"\",'Combined scenario - input'!$D41=\"\"),\"\",O56/'Combined scenario - input'!$D41),\"\")","v":15.745519072033018},{"$f":"IFERROR(IF(OR(P56=\"\",'Combined scenario - input'!$D41=\"\"),\"\",P56/'Combined scenario - input'!$D41),\"\")","v":16.904317818331688},{"$f":"IFERROR(IF(OR(Q56=\"\",'Combined scenario - input'!$D41=\"\"),\"\",Q56/'Combined scenario - input'!$D41),\"\")","v":18.053055796440706},{"$f":"IFERROR(IF(OR(R56=\"\",'Combined scenario - input'!$D41=\"\"),\"\",R56/'Combined scenario - input'!$D41),\"\")","v":19.18680434725691},{"$f":"IFERROR(IF(OR(S56=\"\",'Combined scenario - input'!$D41=\"\"),\"\",S56/'Combined scenario - input'!$D41),\"\")","v":20.302145899008845},{"$f":"IFERROR(IF(OR(T56=\"\",'Combined scenario - input'!$D41=\"\"),\"\",T56/'Combined scenario - input'!$D41),\"\")","v":21.397714664595565},{"$f":"IFERROR(IF(OR(U56=\"\",'Combined scenario - input'!$D41=\"\"),\"\",U56/'Combined scenario - input'!$D41),\"\")","v":22.474808285101485},{"$f":"IFERROR(IF(OR(V56=\"\",'Combined scenario - input'!$D41=\"\"),\"\",V56/'Combined scenario - input'!$D41),\"\")","v":23.537970634465122},{"$f":"IFERROR(IF(OR(W56=\"\",'Combined scenario - input'!$D41=\"\"),\"\",W56/'Combined scenario - input'!$D41),\"\")","v":24.595415768488305}]
[{"$f":"IFERROR('Combined scenario - input'!A42,\"\")","v":""},{"$f":"IFERROR('Combined scenario - input'!B42,\"\")","v":"TRANSFORMERS"},{"$f":"IFERROR('Combined scenario - input'!C42,\"\")","v":"kiosk mounted ; < = 22 kv ; > 60 kva and < = 600 kva ; single phase"},{"$f":"IFERROR(repcalc('Combined scenario - input'!$CV42:$GH42,'Combined scenario - input'!$G42,'Combined scenario - input'!$E42,'Combined scenario - input'!$F42,20,TRUE,TRUE),\"\")","v":""},"","","","","","","","","","","","","","","","","","","",{"$f":"IFERROR(IF(OR(D57=\"\",'Combined scenario - input'!$D42=\"\"),\"\",D57/'Combined scenario - input'!$D42),\"\")","v":""},{"$f":"IFERROR(IF(OR(E57=\"\",'Combined scenario - input'!$D42=\"\"),\"\",E57/'Combined scenario - input'!$D42),\"\")","v":""},{"$f":"IFERROR(IF(OR(F57=\"\",'Combined scenario - input'!$D42=\"\"),\"\",F57/'Combined scenario - input'!$D42),\"\")","v":""},{"$f":"IFERROR(IF(OR(G57=\"\",'Combined scenario - input'!$D42=\"\"),\"\",G57/'Combined scenario - input'!$D42),\"\")","v":""},{"$f":"IFERROR(IF(OR(H57=\"\",'Combined scenario - input'!$D42=\"\"),\"\",H57/'Combined scenario - input'!$D42),\"\")","v":""},{"$f":"IFERROR(IF(OR(I57=\"\",'Combined scenario - input'!$D42=\"\"),\"\",I57/'Combined scenario - input'!$D42),\"\")","v":""},{"$f":"IFERROR(IF(OR(J57=\"\",'Combined scenario - input'!$D42=\"\"),\"\",J57/'Combined scenario - input'!$D42),\"\")","v":""},{"$f":"IFERROR(IF(OR(K57=\"\",'Combined scenario - input'!$D42=\"\"),\"\",K57/'Combined scenario - input'!$D42),\"\")","v":""},{"$f":"IFERROR(IF(OR(L57=\"\",'Combined scenario - input'!$D42=\"\"),\"\",L57/'Combined scenario - input'!$D42),\"\")","v":""},{"$f":"IFERROR(IF(OR(M57=\"\",'Combined scenario - input'!$D42=\"\"),\"\",M57/'Combined scenario - input'!$D42),\"\")","v":""},{"$f":"IFERROR(IF(OR(N57=\"\",'Combined scenario - input'!$D42=\"\"),\"\",N57/'Combined scenario - input'!$D42),\"\")","v":""},{"$f":"IFERROR(IF(OR(O57=\"\",'Combined scenario - input'!$D42=\"\"),\"\",O57/'Combined scenario - input'!$D42),\"\")","v":""},{"$f":"IFERROR(IF(OR(P57=\"\",'Combined scenario - input'!$D42=\"\"),\"\",P57/'Combined scenario - input'!$D42),\"\")","v":""},{"$f":"IFERROR(IF(OR(Q57=\"\",'Combined scenario - input'!$D42=\"\"),\"\",Q57/'Combined scenario - input'!$D42),\"\")","v":""},{"$f":"IFERROR(IF(OR(R57=\"\",'Combined scenario - input'!$D42=\"\"),\"\",R57/'Combined scenario - input'!$D42),\"\")","v":""},{"$f":"IFERROR(IF(OR(S57=\"\",'Combined scenario - input'!$D42=\"\"),\"\",S57/'Combined scenario - input'!$D42),\"\")","v":""},{"$f":"IFERROR(IF(OR(T57=\"\",'Combined scenario - input'!$D42=\"\"),\"\",T57/'Combined scenario - input'!$D42),\"\")","v":""},{"$f":"IFERROR(IF(OR(U57=\"\",'Combined scenario - input'!$D42=\"\"),\"\",U57/'Combined scenario - input'!$D42),\"\")","v":""},{"$f":"IFERROR(IF(OR(V57=\"\",'Combined scenario - input'!$D42=\"\"),\"\",V57/'Combined scenario - input'!$D42),\"\")","v":""},{"$f":"IFERROR(IF(OR(W57=\"\",'Combined scenario - input'!$D42=\"\"),\"\",W57/'Combined scenario - input'!$D42),\"\")","v":""}]
[{"$f":"IFERROR('Combined scenario - input'!A43,\"\")","v":5},{"$f":"IFERROR('Combined scenario - input'!B43,\"\")","v":"TRANSFORMERS"},{"$f":"IFERROR('Combined scenario - input'!C43,\"\")","v":"kiosk mounted ; < = 22 kv ; > 600 kva ; multiple phase"},{"$f":"IFERROR(repcalc('Combined scenario - input'!$CV43:$GH43,'Combined scenario - input'!$G43,'Combined scenario - input'!$E43,'Combined scenario - input'!$F43,20,TRUE,TRUE),\"\")","v":49.308855096480443},52.637746953457842,56.121174482984856,59.861383591728675,63.972020550420787,68.574075087943527,73.793466331002335,79.761178599312103,86.616612027270477,94.514437574741294,103.63475143133792,114.19573989412727,126.46744177959106,140.78460171324707,157.55613307871192,177.26845305042977,200.48000929044738,227.80476191625712,259.88324692978563,297.34110104514076,{"$f":"IFERROR(IF(OR(D58=\"\",'Combined scenario - input'!$D43=\"\"),\"\",D58/'Combined scenario - input'!$D43),\"\")","v":0.95129315311088791},{"$f":"IFERROR(IF(OR(E58=\"\",'Combined scenario - input'!$D43=\"\"),\"\",E58/'Combined scenario - input'!$D43),\"\")","v":1.0155159387503627},{"$f":"IFERROR(IF(OR(F58=\"\",'Combined scenario - input'!$D43=\"\"),\"\",F58/'Combined scenario - input'!$D43),\"\")","v":1.0827201103279249},{"$f":"IFERROR(IF(OR(G58=\"\",'Combined scenario - input'!$D43=\"\"),\"\",G58/'Combined scenario - input'!$D43),\"\")","v":1.1548782512823057},{"$f":"IFERROR(IF(OR(H58=\"\",'Combined scenario - input'!$D43=\"\"),\"\",H58/'Combined scenario - input'!$D43),\"\")","v":1.23418288705365},{"$f":"IFERROR(IF(OR(I58=\"\",'Combined scenario - input'!$D43=\"\"),\"\",I58/'Combined scenario - input'!$D43),\"\")","v":1.3229682170561865},{"$f":"IFERROR(IF(OR(J58=\"\",'Combined scenario - input'!$D43=\"\"),\"\",J58/'Combined scenario - input'!$D43),\"\")","v":1.4236635413182008},{"$f":"IFERROR(IF(OR(K58=\"\",'Combined scenario - input'!$D43=\"\"),\"\",K58/'Combined scenario - input'!$D43),\"\")","v":1.5387958803163566},{"$f":"IFERROR(IF(OR(L58=\"\",'Combined scenario - input'!$D43=\"\"),\"\",L58/'Combined scenario - input'!$D43),\"\")","v":1.6710546169847282},{"$f":"IFERROR(IF(OR(M58=\"\",'Combined scenario - input'!$D43=\"\"),\"\",M58/'Combined scenario - input'!$D43),\"\")","v":1.8234237472975818},{"$f":"IFERROR(IF(OR(N58=\"\",'Combined scenario - input'!$D43=\"\"),\"\",N58/'Combined scenario - input'!$D43),\"\")","v":1.9993777845395051},{"$f":"IFERROR(IF(OR(O58=\"\",'Combined scenario - input'!$D43=\"\"),\"\",O58/'Combined scenario - input'!$D43),\"\")","v":2.2031260969892035},{"$f":"IFERROR(IF(OR(P58=\"\",'Combined scenario - input'!$D43=\"\"),\"\",P58/'Combined scenario - input'!$D43),\"\")","v":2.4398784198289389},{"$f":"IFERROR(IF(OR(Q58=\"\",'Combined scenario - input'!$D43=\"\"),\"\",Q58/'Combined scenario - input'!$D43),\"\")","v":2.7160928277731351},{"$f":"IFERROR(IF(OR(R58=\"\",'Combined scenario - input'!$D43=\"\"),\"\",R58/'Combined scenario - input'!$D43),\"\")","v":3.0396582994096897},{"$f":"IFERROR(IF(OR(S58=\"\",'Combined scenario - input'!$D43=\"\"),\"\",S58/'Combined scenario - input'!$D43),\"\")","v":3.4199590584586397},{"$f":"IFERROR(IF(OR(T58=\"\",'Combined scenario - input'!$D43=\"\"),\"\",T58/'Combined scenario - input'!$D43),\"\")","v":3.8677689798403501},{"$f":"IFERROR(IF(OR(U58=\"\",'Combined scenario - input'!$D43=\"\"),\"\",U58/'Combined scenario - input'!$D43),\"\")","v":4.3949329148479777},{"$f":"IFERROR(IF(OR(V58=\"\",'Combined scenario - input'!$D43=\"\"),\"\",V58/'Combined scenario - input'!$D43),\"\")","v":5.0138084311387239},{"$f":"IFERROR(IF(OR(W58=\"\",'Combined scenario - input'!$D43=\"\"),\"\",W58/'Combined scenario - input'!$D43),\"\")","v":5.7364656512352266}]
[{"$f":"IFERROR('Combined scenario - input'!A44,\"\")","v":5},{"$f":"IFERROR('Combined scenario - input'!B44,\"\")","v":"TRANSFORMERS"},{"$f":"IFERROR('Combined scenario - input'!C44,\"\")","v":"pole mounted ; < = 22 kv ; < = 60 kva ; multiple phase"},{"$f":"IFERROR(repcalc('Combined scenario - input'!$CV44:$GH44,'Combined scenario - input'!$G44,'Combined scenario - input'!$E44,'Combined scenario - input'!$F44,20,TRUE,TRUE),\"\")","v":29.40491818867201},29.716250108570549,30.853403288227977,32.607477063442381,34.833864561964546,37.437053344824989,40.357833343665334,43.562796130615048,47.035798234330663,50.770986738312061,54.767009665522508,59.022119776910351,63.529996120970992,68.276226602635191,73.235496622800397,78.369598790483977,83.626407645637485,88.939947696508355,94.231625243223888,99.412602851768,{"$f":"IFERROR(IF(OR(D59=\"\",'Combined scenario - input'!$D44=\"\"),\"\",D59/'Combined scenario - input'!$D44),\"\")","v":3.9434622584759893},{"$f":"IFERROR(IF(OR(E59=\"\",'Combined scenario - input'!$D44=\"\"),\"\",E59/'Combined scenario - input'!$D44),\"\")","v":3.9852146506473005},{"$f":"IFERROR(IF(OR(F59=\"\",'Combined scenario - input'!$D44=\"\"),\"\",F59/'Combined scenario - input'!$D44),\"\")","v":4.1377170523650033},{"$f":"IFERROR(IF(OR(G59=\"\",'Combined scenario - input'!$D44=\"\"),\"\",G59/'Combined scenario - input'!$D44),\"\")","v":4.3729540180575404},{"$f":"IFERROR(IF(OR(H59=\"\",'Combined scenario - input'!$D44=\"\"),\"\",H59/'Combined scenario - input'!$D44),\"\")","v":4.6715324741114399},{"$f":"IFERROR(IF(OR(I59=\"\",'Combined scenario - input'!$D44=\"\"),\"\",I59/'Combined scenario - input'!$D44),\"\")","v":5.0206433490688447},{"$f":"IFERROR(IF(OR(J59=\"\",'Combined scenario - input'!$D44=\"\"),\"\",J59/'Combined scenario - input'!$D44),\"\")","v":5.4123460437281228},{"$f":"IFERROR(IF(OR(K59=\"\",'Combined scenario - input'!$D44=\"\"),\"\",K59/'Combined scenario - input'!$D44),\"\")","v":5.8421601894115875},{"$f":"IFERROR(IF(OR(L59=\"\",'Combined scenario - input'!$D44=\"\"),\"\",L59/'Combined scenario - input'!$D44),\"\")","v":6.3079208023721218},{"$f":"IFERROR(IF(OR(M59=\"\",'Combined scenario - input'!$D44=\"\"),\"\",M59/'Combined scenario - input'!$D44),\"\")","v":6.8088429542119622},{"$f":"IFERROR(IF(OR(N59=\"\",'Combined scenario - input'!$D44=\"\"),\"\",N59/'Combined scenario - input'!$D44),\"\")","v":7.3447453327307306},{"$f":"IFERROR(IF(OR(O59=\"\",'Combined scenario - input'!$D44=\"\"),\"\",O59/'Combined scenario - input'!$D44),\"\")","v":7.9153936175602331},{"$f":"IFERROR(IF(OR(P59=\"\",'Combined scenario - input'!$D44=\"\"),\"\",P59/'Combined scenario - input'!$D44),\"\")","v":8.5199401126267684},{"$f":"IFERROR(IF(OR(Q59=\"\",'Combined scenario - input'!$D44=\"\"),\"\",Q59/'Combined scenario - input'!$D44),\"\")","v":9.1564520272112304},{"$f":"IFERROR(IF(OR(R59=\"\",'Combined scenario - input'!$D44=\"\"),\"\",R59/'Combined scenario - input'!$D44),\"\")","v":9.8215344473910964},{"$f":"IFERROR(IF(OR(S59=\"\",'Combined scenario - input'!$D44=\"\"),\"\",S59/'Combined scenario - input'!$D44),\"\")","v":10.510063420657195},{"$f":"IFERROR(IF(OR(T59=\"\",'Combined scenario - input'!$D44=\"\"),\"\",T59/'Combined scenario - input'!$D44),\"\")","v":11.21504845708237},{"$f":"IFERROR(IF(OR(U59=\"\",'Combined scenario - input'!$D44=\"\"),\"\",U59/'Combined scenario - input'!$D44),\"\")","v":11.927641653739592},{"$f":"IFERROR(IF(OR(V59=\"\",'Combined scenario - input'!$D44=\"\"),\"\",V59/'Combined scenario - input'!$D44),\"\")","v":12.637302893250761},{"$f":"IFERROR(IF(OR(W59=\"\",'Combined scenario - input'!$D44=\"\"),\"\",W59/'Combined scenario - input'!$D44),\"\")","v":13.33211828196263}]
[{"$f":"IFERROR('Combined scenario - input'!A45,\"\")","v":5},{"$f":"IFERROR('Combined scenario - input'!B45,\"\")","v":"TRANSFORMERS"},{"$f":"IFERROR('Combined scenario - input'!C45,\"\")","v":"pole mounted ; < = 22 kv ; < = 60 kva ; single phase"},{"$f":"IFERROR(repcalc('Combined scenario - input'!$CV45:$GH45,'Combined scenario - input'!$G45,'Combined scenario - input'!$E45,'Combined scenario - input'!$F45,20,TRUE,TRUE),\"\")","v":53.831910973247943},57.953866976459196,62.811102104256818,68.532783690931353,75.236283838890699,83.019365886106655,91.9518184411845,102.06680212964736,113.35233588222231,125.74353195955251,139.1163606538459,153.28384774644124,167.99563949897367,182.94177606412032,197.76127338489715,212.05572568586064,225.40763123652582,237.40256555065699,247.65375327130351,255.82711010875789,{"$f":"IFERROR(IF(OR(D60=\"\",'Combined scenario - input'!$D45=\"\"),\"\",D60/'Combined scenario - input'!$D45),\"\")","v":7.3476891736512639},{"$f":"IFERROR(IF(OR(E60=\"\",'Combined scenario - input'!$D45=\"\"),\"\",E60/'Combined scenario - input'!$D45),\"\")","v":7.9103080915290516},{"$f":"IFERROR(IF(OR(F60=\"\",'Combined scenario - input'!$D45=\"\"),\"\",F60/'Combined scenario - input'!$D45),\"\")","v":8.5732876015845889},{"$f":"IFERROR(IF(OR(G60=\"\",'Combined scenario - input'!$D45=\"\"),\"\",G60/'Combined scenario - input'!$D45),\"\")","v":9.3542581651297105},{"$f":"IFERROR(IF(OR(H60=\"\",'Combined scenario - input'!$D45=\"\"),\"\",H60/'Combined scenario - input'!$D45),\"\")","v":10.269240274667084},{"$f":"IFERROR(IF(OR(I60=\"\",'Combined scenario - input'!$D45=\"\"),\"\",I60/'Combined scenario - input'!$D45),\"\")","v":11.33157795991827},{"$f":"IFERROR(IF(OR(J60=\"\",'Combined scenario - input'!$D45=\"\"),\"\",J60/'Combined scenario - input'!$D45),\"\")","v":12.550796890595201},{"$f":"IFERROR(IF(OR(K60=\"\",'Combined scenario - input'!$D45=\"\"),\"\",K60/'Combined scenario - input'!$D45),\"\")","v":13.931423266209327},{"$f":"IFERROR(IF(OR(L60=\"\",'Combined scenario - input'!$D45=\"\"),\"\",L60/'Combined scenario - input'!$D45),\"\")","v":15.471821752413536},{"$f":"IFERROR(IF(OR(M60=\"\",'Combined scenario - input'!$D45=\"\"),\"\",M60/'Combined scenario - input'!$D45),\"\")","v":17.163135614766208},{"$f":"IFERROR(IF(OR(N60=\"\",'Combined scenario - input'!$D45=\"\"),\"\",N60/'Combined scenario - input'!$D45),\"\")","v":18.988435642977784},{"$f":"IFERROR(IF(OR(O60=\"\",'Combined scenario - input'!$D45=\"\"),\"\",O60/'Combined scenario - input'!$D45),\"\")","v":20.922201129769419},{"$f":"IFERROR(IF(OR(P60=\"\",'Combined scenario - input'!$D45=\"\"),\"\",P60/'Combined scenario - input'!$D45),\"\")","v":22.930260495130131},{"$f":"IFERROR(IF(OR(Q60=\"\",'Combined scenario - input'!$D45=\"\"),\"\",Q60/'Combined scenario - input'!$D45),\"\")","v":24.970306331181106},{"$f":"IFERROR(IF(OR(R60=\"\",'Combined scenario - input'!$D45=\"\"),\"\",R60/'Combined scenario - input'!$D45),\"\")","v":26.99306677297443},{"$f":"IFERROR(IF(OR(S60=\"\",'Combined scenario - input'!$D45=\"\"),\"\",S60/'Combined scenario - input'!$D45),\"\")","v":28.944162145889198},{"$f":"IFERROR(IF(OR(T60=\"\",'Combined scenario - input'!$D45=\"\"),\"\",T60/'Combined scenario - input'!$D45),\"\")","v":30.766606307512792},{"$f":"IFERROR(IF(OR(U60=\"\",'Combined scenario - input'!$D45=\"\"),\"\",U60/'Combined scenario - input'!$D45),\"\")","v":32.403833138312066},{"$f":"IFERROR(IF(OR(V60=\"\",'Combined scenario - input'!$D45=\"\"),\"\",V60/'Combined scenario - input'!$D45),\"\")","v":33.803050436570217},{"$f":"IFERROR(IF(OR(W60=\"\",'Combined scenario - input'!$D45=\"\"),\"\",W60/'Combined scenario - input'!$D45),\"\")","v":34.918657972345734}]
[{"$f":"IFERROR('Combined scenario - input'!A46,\"\")","v":5},{"$f":"IFERROR('Combined scenario - input'!B46,\"\")","v":"TRANSFORMERS"},{"$f":"IFERROR('Combined scenario - input'!C46,\"\")","v":"pole mounted ; < = 22 kv ; > 60 kva and < = 600 kva ; multiple phase"},{"$f":"IFERROR(repcalc('Combined scenario - input'!$CV46:$GH46,'Combined scenario - input'!$G46,'Combined scenario - input'!$E46,'Combined scenario - input'!$F46,20,TRUE,TRUE),\"\")","v":1048.6844701220734},1096.2951779188948,1143.9698215335127,1191.7992942882722,1239.8263172878949,1288.0334482933063,1336.3359839736027,1384.5797256384503,1432.5429734062734,1479.9417665820172,1526.4374298508051,1571.6459608899372,1615.1496322268472,1656.5121813366425,1695.2998333092348,1731.1108068367594,1763.6156066780811,1792.6091423443183,1818.0735671664859,1840.2479617850088,{"$f":"IFERROR(IF(OR(D61=\"\",'Combined scenario - input'!$D46=\"\"),\"\",D61/'Combined scenario - input'!$D46),\"\")","v":52.046974707904646},{"$f":"IFERROR(IF(OR(E61=\"\",'Combined scenario - input'!$D46=\"\"),\"\",E61/'Combined scenario - input'!$D46),\"\")","v":54.409928842467295},{"$f":"IFERROR(IF(OR(F61=\"\",'Combined scenario - input'!$D46=\"\"),\"\",F61/'Combined scenario - input'!$D46),\"\")","v":56.776056158274258},{"$f":"IFERROR(IF(OR(G61=\"\",'Combined scenario - input'!$D46=\"\"),\"\",G61/'Combined scenario - input'!$D46),\"\")","v":59.149867757171691},{"$f":"IFERROR(IF(OR(H61=\"\",'Combined scenario - input'!$D46=\"\"),\"\",H61/'Combined scenario - input'!$D46),\"\")","v":61.533483918729168},{"$f":"IFERROR(IF(OR(I61=\"\",'Combined scenario - input'!$D46=\"\"),\"\",I61/'Combined scenario - input'!$D46),\"\")","v":63.926038971906628},{"$f":"IFERROR(IF(OR(J61=\"\",'Combined scenario - input'!$D46=\"\"),\"\",J61/'Combined scenario - input'!$D46),\"\")","v":66.323329028645432},{"$f":"IFERROR(IF(OR(K61=\"\",'Combined scenario - input'!$D46=\"\"),\"\",K61/'Combined scenario - input'!$D46),\"\")","v":68.717701095538658},{"$f":"IFERROR(IF(OR(L61=\"\",'Combined scenario - input'!$D46=\"\"),\"\",L61/'Combined scenario - input'!$D46),\"\")","v":71.098152045851919},{"$f":"IFERROR(IF(OR(M61=\"\",'Combined scenario - input'!$D46=\"\"),\"\",M61/'Combined scenario - input'!$D46),\"\")","v":73.450588703291857},{"$f":"IFERROR(IF(OR(N61=\"\",'Combined scenario - input'!$D46=\"\"),\"\",N61/'Combined scenario - input'!$D46),\"\")","v":75.758202365098199},{"$f":"IFERROR(IF(OR(O61=\"\",'Combined scenario - input'!$D46=\"\"),\"\",O61/'Combined scenario - input'!$D46),\"\")","v":78.001934716070593},{"$f":"IFERROR(IF(OR(P61=\"\",'Combined scenario - input'!$D46=\"\"),\"\",P61/'Combined scenario - input'!$D46),\"\")","v":80.16105363723625},{"$f":"IFERROR(IF(OR(Q61=\"\",'Combined scenario - input'!$D46=\"\"),\"\",Q61/'Combined scenario - input'!$D46),\"\")","v":82.213907101464031},{"$f":"IFERROR(IF(OR(R61=\"\",'Combined scenario - input'!$D46=\"\"),\"\",R61/'Combined scenario - input'!$D46),\"\")","v":84.13896654375894},{"$f":"IFERROR(IF(OR(S61=\"\",'Combined scenario - input'!$D46=\"\"),\"\",S61/'Combined scenario - input'!$D46),\"\")","v":85.916291264926542},{"$f":"IFERROR(IF(OR(T61=\"\",'Combined scenario - input'!$D46=\"\"),\"\",T61/'Combined scenario - input'!$D46),\"\")","v":87.529528175958362},{"$f":"IFERROR(IF(OR(U61=\"\",'Combined scenario - input'!$D46=\"\"),\"\",U61/'Combined scenario - input'!$D46),\"\")","v":88.968498486387119},{"$f":"IFERROR(IF(OR(V61=\"\",'Combined scenario - input'!$D46=\"\"),\"\",V61/'Combined scenario - input'!$D46),\"\")","v":90.232316453021468},{"$f":"IFERROR(IF(OR(W61=\"\",'Combined scenario - input'!$D46=\"\"),\"\",W61/'Combined scenario - input'!$D46),\"\")","v":91.332847822327437}]
[{"$f":"IFERROR('Combined scenario - input'!A47,\"\")","v":5},{"$f":"IFERROR('Combined scenario - input'!B47,\"\")","v":"TRANSFORMERS"},{"$f":"IFERROR('Combined scenario - input'!C47,\"\")","v":"pole mounted ; < = 22 kv ; > 60 kva and < = 600 kva ; single phase"},{"$f":"IFERROR(repcalc('Combined scenario - input'!$CV47:$GH47,'Combined scenario - input'!$G47,'Combined scenario - input'!$E47,'Combined scenario - input'!$F47,20,TRUE,TRUE),\"\")","v":0.15248390426286274},0.2127997651527325,0.29172392750243786,0.39294761388407462,0.52020679603328801,0.67705428849279303,0.86659455714280631,1.0912021110613215,1.3522510019624689,1.649886695773789,1.9828711430070043,2.3485265853672028,2.7427936854056036,3.1604061266650558,3.5951689603985479,4.0403142755894095,4.4888978618458486,4.9341964370477269,5.3700675826593622,5.7912431410084979,{"$f":"IFERROR(IF(OR(D62=\"\",'Combined scenario - input'!$D47=\"\"),\"\",D62/'Combined scenario - input'!$D47),\"\")","v":1.9155406023240999E-2},{"$f":"IFERROR(IF(OR(E62=\"\",'Combined scenario - input'!$D47=\"\"),\"\",E62/'Combined scenario - input'!$D47),\"\")","v":2.6732433976270446E-2},{"$f":"IFERROR(IF(OR(F62=\"\",'Combined scenario - input'!$D47=\"\"),\"\",F62/'Combined scenario - input'!$D47),\"\")","v":3.6647082884043725E-2},{"$f":"IFERROR(IF(OR(G62=\"\",'Combined scenario - input'!$D47=\"\"),\"\",G62/'Combined scenario - input'!$D47),\"\")","v":4.93630532756918E-2},{"$f":"IFERROR(IF(OR(H62=\"\",'Combined scenario - input'!$D47=\"\"),\"\",H62/'Combined scenario - input'!$D47),\"\")","v":6.5349667181192797E-2},{"$f":"IFERROR(IF(OR(I62=\"\",'Combined scenario - input'!$D47=\"\"),\"\",I62/'Combined scenario - input'!$D47),\"\")","v":8.5053237969947765E-2},{"$f":"IFERROR(IF(OR(J62=\"\",'Combined scenario - input'!$D47=\"\"),\"\",J62/'Combined scenario - input'!$D47),\"\")","v":0.10886375634102963},{"$f":"IFERROR(IF(OR(K62=\"\",'Combined scenario - input'!$D47=\"\"),\"\",K62/'Combined scenario - input'!$D47),\"\")","v":0.13707951401063442},{"$f":"IFERROR(IF(OR(L62=\"\",'Combined scenario - input'!$D47=\"\"),\"\",L62/'Combined scenario - input'!$D47),\"\")","v":0.16987312276102426},{"$f":"IFERROR(IF(OR(M62=\"\",'Combined scenario - input'!$D47=\"\"),\"\",M62/'Combined scenario - input'!$D47),\"\")","v":0.20726285638259068},{"$f":"IFERROR(IF(OR(N62=\"\",'Combined scenario - input'!$D47=\"\"),\"\",N62/'Combined scenario - input'!$D47),\"\")","v":0.24909318802979896},{"$f":"IFERROR(IF(OR(O62=\"\",'Combined scenario - input'!$D47=\"\"),\"\",O62/'Combined scenario - input'!$D47),\"\")","v":0.29502773106814428},{"$f":"IFERROR(IF(OR(P62=\"\",'Combined scenario - input'!$D47=\"\"),\"\",P62/'Combined scenario - input'!$D47),\"\")","v":0.34455654146522113},{"$f":"IFERROR(IF(OR(Q62=\"\",'Combined scenario - input'!$D47=\"\"),\"\",Q62/'Combined scenario - input'!$D47),\"\")","v":0.39701805149379116},{"$f":"IFERROR(IF(OR(R62=\"\",'Combined scenario - input'!$D47=\"\"),\"\",R62/'Combined scenario - input'!$D47),\"\")","v":0.451634036336515},{"$f":"IFERROR(IF(OR(S62=\"\",'Combined scenario - input'!$D47=\"\"),\"\",S62/'Combined scenario - input'!$D47),\"\")","v":0.50755429423550735},{"$f":"IFERROR(IF(OR(T62=\"\",'Combined scenario - input'!$D47=\"\"),\"\",T62/'Combined scenario - input'!$D47),\"\")","v":0.56390647626837787},{"$f":"IFERROR(IF(OR(U62=\"\",'Combined scenario - input'!$D47=\"\"),\"\",U62/'Combined scenario - input'!$D47),\"\")","v":0.61984598706984761},{"$f":"IFERROR(IF(OR(V62=\"\",'Combined scenario - input'!$D47=\"\"),\"\",V62/'Combined scenario - input'!$D47),\"\")","v":0.67460120079793373},{"$f":"IFERROR(IF(OR(W62=\"\",'Combined scenario - input'!$D47=\"\"),\"\",W62/'Combined scenario - input'!$D47),\"\")","v":0.72751031842739244}]
[{"$f":"IFERROR('Combined scenario - input'!A48,\"\")","v":5},{"$f":"IFERROR('Combined scenario - input'!B48,\"\")","v":"TRANSFORMERS"},{"$f":"IFERROR('Combined scenario - input'!C48,\"\")","v":"pole mounted ; < = 22 kv ; > 600 kva ; multiple phase"},{"$f":"IFERROR(repcalc('Combined scenario - input'!$CV48:$GH48,'Combined scenario - input'!$G48,'Combined scenario - input'!$E48,'Combined scenario - input'!$F48,20,TRUE,TRUE),\"\")","v":0.8655831991828834},0.85419137622391417,0.82623215412719819,0.78333863399456261,0.72794328352171844,0.6630496971741574,0.59196381020856881,0.51801790086964217,0.444319025698027,0.37354728222669215,0.30781996134883538,0.24862712620773111,0.1968343077416215,0.15274032707263074,0.1161736110793027,8.6608943637322286E-2,6.3287978501319619E-2,4.533021769215638E-2,3.1825556953723383E-2,2.1904000219000113E-2,{"$f":"IFERROR(IF(OR(D63=\"\",'Combined scenario - input'!$D48=\"\"),\"\",D63/'Combined scenario - input'!$D48),\"\")","v":0.10873670704719882},{"$f":"IFERROR(IF(OR(E63=\"\",'Combined scenario - input'!$D48=\"\"),\"\",E63/'Combined scenario - input'!$D48),\"\")","v":0.10730563800959234},{"$f":"IFERROR(IF(OR(F63=\"\",'Combined scenario - input'!$D48=\"\"),\"\",F63/'Combined scenario - input'!$D48),\"\")","v":0.10379333122583298},{"$f":"IFERROR(IF(OR(G63=\"\",'Combined scenario - input'!$D48=\"\"),\"\",G63/'Combined scenario - input'!$D48),\"\")","v":9.8404940904384425E-2},{"$f":"IFERROR(IF(OR(H63=\"\",'Combined scenario - input'!$D48=\"\"),\"\",H63/'Combined scenario - input'!$D48),\"\")","v":9.1446039666665396E-2},{"$f":"IFERROR(IF(OR(I63=\"\",'Combined scenario - input'!$D48=\"\"),\"\",I63/'Combined scenario - input'!$D48),\"\")","v":8.3293946494595913E-2},{"$f":"IFERROR(IF(OR(J63=\"\",'Combined scenario - input'!$D48=\"\"),\"\",J63/'Combined scenario - input'!$D48),\"\")","v":7.4363961169713985E-2},{"$f":"IFERROR(IF(OR(K63=\"\",'Combined scenario - input'!$D48=\"\"),\"\",K63/'Combined scenario - input'!$D48),\"\")","v":6.5074692745007962E-2},{"$f":"IFERROR(IF(OR(L63=\"\",'Combined scenario - input'!$D48=\"\"),\"\",L63/'Combined scenario - input'!$D48),\"\")","v":5.5816457364735964E-2},{"$f":"IFERROR(IF(OR(M63=\"\",'Combined scenario - input'!$D48=\"\"),\"\",M63/'Combined scenario - input'!$D48),\"\")","v":4.6925935524285922E-2},{"$f":"IFERROR(IF(OR(N63=\"\",'Combined scenario - input'!$D48=\"\"),\"\",N63/'Combined scenario - input'!$D48),\"\")","v":3.8669106553899782E-2},{"$f":"IFERROR(IF(OR(O63=\"\",'Combined scenario - input'!$D48=\"\"),\"\",O63/'Combined scenario - input'!$D48),\"\")","v":3.1233155879132262E-2},{"$f":"IFERROR(IF(OR(P63=\"\",'Combined scenario - input'!$D48=\"\"),\"\",P63/'Combined scenario - input'!$D48),\"\")","v":2.4726813641881642E-2},{"$f":"IFERROR(IF(OR(Q63=\"\",'Combined scenario - input'!$D48=\"\"),\"\",Q63/'Combined scenario - input'!$D48),\"\")","v":1.9187618492212535E-2},{"$f":"IFERROR(IF(OR(R63=\"\",'Combined scenario - input'!$D48=\"\"),\"\",R63/'Combined scenario - input'!$D48),\"\")","v":1.4594016989320452E-2},{"$f":"IFERROR(IF(OR(S63=\"\",'Combined scenario - input'!$D48=\"\"),\"\",S63/'Combined scenario - input'!$D48),\"\")","v":1.0880030181788557E-2},{"$f":"IFERROR(IF(OR(T63=\"\",'Combined scenario - input'!$D48=\"\"),\"\",T63/'Combined scenario - input'!$D48),\"\")","v":7.9503927345214269E-3},{"$f":"IFERROR(IF(OR(U63=\"\",'Combined scenario - input'!$D48=\"\"),\"\",U63/'Combined scenario - input'!$D48),\"\")","v":5.6944943088438216E-3},{"$f":"IFERROR(IF(OR(V63=\"\",'Combined scenario - input'!$D48=\"\"),\"\",V63/'Combined scenario - input'!$D48),\"\")","v":3.9980053521808155E-3},{"$f":"IFERROR(IF(OR(W63=\"\",'Combined scenario - input'!$D48=\"\"),\"\",W63/'Combined scenario - input'!$D48),\"\")","v":2.751634802089043E-3}]
[{"$f":"IFERROR('Combined scenario - input'!A49,\"\")","v":6},{"$f":"IFERROR('Combined scenario - input'!B49,\"\")","v":"UNDERGROUND CABLES"},{"$f":"IFERROR('Combined scenario - input'!C49,\"\")","v":"˂ = 1 kv"},{"$f":"IFERROR(repcalc('Combined scenario - input'!$CV49:$GH49,'Combined scenario - input'!$G49,'Combined scenario - input'!$E49,'Combined scenario - input'!$F49,20,TRUE,TRUE),\"\")","v":176.34792097710519},215.60211274401973,266.31733616083,330.42890555250943,409.96005991039868,506.94872070677974,623.3579327828636,760.97368233511088,921.29574042915408,1105.4288528728989,1313.9827135247294,1546.9894840495185,1803.847010977162,2083.2943167317871,2383.4235241511433,2701.7293698410576,3035.1942297088258,3380.4035255127155,3733.6838850497866,4091.2547773063034,{"$f":"IFERROR(IF(OR(D64=\"\",'Combined scenario - input'!$D49=\"\"),\"\",D64/'Combined scenario - input'!$D49),\"\")","v":1.2248273638653491},{"$f":"IFERROR(IF(OR(E64=\"\",'Combined scenario - input'!$D49=\"\"),\"\",E64/'Combined scenario - input'!$D49),\"\")","v":1.4974679935713089},{"$f":"IFERROR(IF(OR(F64=\"\",'Combined scenario - input'!$D49=\"\"),\"\",F64/'Combined scenario - input'!$D49),\"\")","v":1.8497114056925013},{"$f":"IFERROR(IF(OR(G64=\"\",'Combined scenario - input'!$D49=\"\"),\"\",G64/'Combined scenario - input'!$D49),\"\")","v":2.2949993574652692},{"$f":"IFERROR(IF(OR(H64=\"\",'Combined scenario - input'!$D49=\"\"),\"\",H64/'Combined scenario - input'!$D49),\"\")","v":2.8473842883314995},{"$f":"IFERROR(IF(OR(I64=\"\",'Combined scenario - input'!$D49=\"\"),\"\",I64/'Combined scenario - input'!$D49),\"\")","v":3.5210206151441343},{"$f":"IFERROR(IF(OR(J64=\"\",'Combined scenario - input'!$D49=\"\"),\"\",J64/'Combined scenario - input'!$D49),\"\")","v":4.3295426978927205},{"$f":"IFERROR(IF(OR(K64=\"\",'Combined scenario - input'!$D49=\"\"),\"\",K64/'Combined scenario - input'!$D49),\"\")","v":5.2853551328593689},{"$f":"IFERROR(IF(OR(L64=\"\",'Combined scenario - input'!$D49=\"\"),\"\",L64/'Combined scenario - input'!$D49),\"\")","v":6.3988746044628257},{"$f":"IFERROR(IF(OR(M64=\"\",'Combined scenario - input'!$D49=\"\"),\"\",M64/'Combined scenario - input'!$D49),\"\")","v":7.6777741427458661},{"$f":"IFERROR(IF(OR(N64=\"\",'Combined scenario - input'!$D49=\"\"),\"\",N64/'Combined scenario - input'!$D49),\"\")","v":9.1262883863545916},{"$f":"IFERROR(IF(OR(O64=\"\",'Combined scenario - input'!$D49=\"\"),\"\",O64/'Combined scenario - input'!$D49),\"\")","v":10.744640714657388},{"$f":"IFERROR(IF(OR(P64=\"\",'Combined scenario - input'!$D49=\"\"),\"\",P64/'Combined scenario - input'!$D49),\"\")","v":12.52864886089804},{"$f":"IFERROR(IF(OR(Q64=\"\",'Combined scenario - input'!$D49=\"\"),\"\",Q64/'Combined scenario - input'!$D49),\"\")","v":14.469554684739016},{"$f":"IFERROR(IF(OR(R64=\"\",'Combined scenario - input'!$D49=\"\"),\"\",R64/'Combined scenario - input'!$D49),\"\")","v":16.554106994205551},{"$f":"IFERROR(IF(OR(S64=\"\",'Combined scenario - input'!$D49=\"\"),\"\",S64/'Combined scenario - input'!$D49),\"\")","v":18.764905441497277},{"$f":"IFERROR(IF(OR(T64=\"\",'Combined scenario - input'!$D49=\"\"),\"\",T64/'Combined scenario - input'!$D49),\"\")","v":21.08099106921836},{"$f":"IFERROR(IF(OR(U64=\"\",'Combined scenario - input'!$D49=\"\"),\"\",U64/'Combined scenario - input'!$D49),\"\")","v":23.478647868450974},{"$f":"IFERROR(IF(OR(V64=\"\",'Combined scenario - input'!$D49=\"\"),\"\",V64/'Combined scenario - input'!$D49),\"\")","v":25.932362372595144},{"$f":"IFERROR(IF(OR(W64=\"\",'Combined scenario - input'!$D49=\"\"),\"\",W64/'Combined scenario - input'!$D49),\"\")","v":28.415876841781259}]
[{"$f":"IFERROR('Combined scenario - input'!A50,\"\")","v":6},{"$f":"IFERROR('Combined scenario - input'!B50,\"\")","v":"UNDERGROUND CABLES"},{"$f":"IFERROR('Combined scenario - input'!C50,\"\")","v":"> 1 kv & < = 11 kv"},{"$f":"IFERROR(repcalc('Combined scenario - input'!$CV50:$GH50,'Combined scenario - input'!$G50,'Combined scenario - input'!$E50,'Combined scenario - input'!$F50,20,TRUE,TRUE),\"\")","v":415.33319626855587},415.85865766981351,419.02928957173782,425.83060394546067,437.1547066645079,453.75314942285911,476.1942491338404,504.82694099946724,539.75306208732434,580.80972957352617,627.56316510002819,679.31490736677029,735.12083959853612,793.82284071217771,854.0921702667855,914.48295769494155,973.49344216909617,1029.6319674009098,1081.4842444452495,1127.778116673441,{"$f":"IFERROR(IF(OR(D65=\"\",'Combined scenario - input'!$D50=\"\"),\"\",D65/'Combined scenario - input'!$D50),\"\")","v":0.65932465244710725},{"$f":"IFERROR(IF(OR(E65=\"\",'Combined scenario - input'!$D50=\"\"),\"\",E65/'Combined scenario - input'!$D50),\"\")","v":0.66015880117124282},{"$f":"IFERROR(IF(OR(F65=\"\",'Combined scenario - input'!$D50=\"\"),\"\",F65/'Combined scenario - input'!$D50),\"\")","v":0.66519205109095858},{"$f":"IFERROR(IF(OR(G65=\"\",'Combined scenario - input'!$D50=\"\"),\"\",G65/'Combined scenario - input'!$D50),\"\")","v":0.67598886260500568},{"$f":"IFERROR(IF(OR(H65=\"\",'Combined scenario - input'!$D50=\"\"),\"\",H65/'Combined scenario - input'!$D50),\"\")","v":0.69396541770965336},{"$f":"IFERROR(IF(OR(I65=\"\",'Combined scenario - input'!$D50=\"\"),\"\",I65/'Combined scenario - input'!$D50),\"\")","v":0.72031477432533986},{"$f":"IFERROR(IF(OR(J65=\"\",'Combined scenario - input'!$D50=\"\"),\"\",J65/'Combined scenario - input'!$D50),\"\")","v":0.75593911256847546},{"$f":"IFERROR(IF(OR(K65=\"\",'Combined scenario - input'!$D50=\"\"),\"\",K65/'Combined scenario - input'!$D50),\"\")","v":0.80139235296085376},{"$f":"IFERROR(IF(OR(L65=\"\",'Combined scenario - input'!$D50=\"\"),\"\",L65/'Combined scenario - input'!$D50),\"\")","v":0.8568361577288387},{"$f":"IFERROR(IF(OR(M65=\"\",'Combined scenario - input'!$D50=\"\"),\"\",M65/'Combined scenario - input'!$D50),\"\")","v":0.92201195697671079},{"$f":"IFERROR(IF(OR(N65=\"\",'Combined scenario - input'!$D50=\"\"),\"\",N65/'Combined scenario - input'!$D50),\"\")","v":0.99623114510365063},{"$f":"IFERROR(IF(OR(O65=\"\",'Combined scenario - input'!$D50=\"\"),\"\",O65/'Combined scenario - input'!$D50),\"\")","v":1.0783849430425207},{"$f":"IFERROR(IF(OR(P65=\"\",'Combined scenario - input'!$D50=\"\"),\"\",P65/'Combined scenario - input'!$D50),\"\")","v":1.1669746035940085},{"$f":"IFERROR(IF(OR(Q65=\"\",'Combined scenario - input'!$D50=\"\"),\"\",Q65/'Combined scenario - input'!$D50),\"\")","v":1.2601616563745801},{"$f":"IFERROR(IF(OR(R65=\"\",'Combined scenario - input'!$D50=\"\"),\"\",R65/'Combined scenario - input'!$D50),\"\")","v":1.3558367796703301},{"$f":"IFERROR(IF(OR(S65=\"\",'Combined scenario - input'!$D50=\"\"),\"\",S65/'Combined scenario - input'!$D50),\"\")","v":1.451704712428419},{"$f":"IFERROR(IF(OR(T65=\"\",'Combined scenario - input'!$D50=\"\"),\"\",T65/'Combined scenario - input'!$D50),\"\")","v":1.5453814700683262},{"$f":"IFERROR(IF(OR(U65=\"\",'Combined scenario - input'!$D50=\"\"),\"\",U65/'Combined scenario - input'!$D50),\"\")","v":1.6344991085568847},{"$f":"IFERROR(IF(OR(V65=\"\",'Combined scenario - input'!$D50=\"\"),\"\",V65/'Combined scenario - input'!$D50),\"\")","v":1.7168125013894302},{"$f":"IFERROR(IF(OR(W65=\"\",'Combined scenario - input'!$D50=\"\"),\"\",W65/'Combined scenario - input'!$D50),\"\")","v":1.7903021513656556}]
[{"$f":"IFERROR('Combined scenario - input'!A51,\"\")","v":6},{"$f":"IFERROR('Combined scenario - input'!B51,\"\")","v":"UNDERGROUND CABLES"},{"$f":"IFERROR('Combined scenario - input'!C51,\"\")","v":"> 11 kv & < = 22 kv"},{"$f":"IFERROR(repcalc('Combined scenario - input'!$CV51:$GH51,'Combined scenario - input'!$G51,'Combined scenario - input'!$E51,'Combined scenario - input'!$F51,20,TRUE,TRUE),\"\")","v":1482.7599106990156},1539.8306018267804,1601.1152285855912,1668.0663822419012,1742.0538992356564,1824.2996078463505,1915.8200916393876,2017.3789745719641,2129.4489477049933,2252.1827538365569,2385.3918240929447,2528.531326959237,2680.6910330858891,2840.5924815795529,3006.5942136167819,3176.7080124172248,3348.6298444143604,3519.7892804931416,3687.4204445755722,3848.6559919417209,{"$f":"IFERROR(IF(OR(D66=\"\",'Combined scenario - input'!$D51=\"\"),\"\",D66/'Combined scenario - input'!$D51),\"\")","v":2.8221085533595898},{"$f":"IFERROR(IF(OR(E66=\"\",'Combined scenario - input'!$D51=\"\"),\"\",E66/'Combined scenario - input'!$D51),\"\")","v":2.9307301072710925},{"$f":"IFERROR(IF(OR(F66=\"\",'Combined scenario - input'!$D51=\"\"),\"\",F66/'Combined scenario - input'!$D51),\"\")","v":3.0473719642012247},{"$f":"IFERROR(IF(OR(G66=\"\",'Combined scenario - input'!$D51=\"\"),\"\",G66/'Combined scenario - input'!$D51),\"\")","v":3.1747988133002751},{"$f":"IFERROR(IF(OR(H66=\"\",'Combined scenario - input'!$D51=\"\"),\"\",H66/'Combined scenario - input'!$D51),\"\")","v":3.3156178380414283},{"$f":"IFERROR(IF(OR(I66=\"\",'Combined scenario - input'!$D51=\"\"),\"\",I66/'Combined scenario - input'!$D51),\"\")","v":3.4721545207994198},{"$f":"IFERROR(IF(OR(J66=\"\",'Combined scenario - input'!$D51=\"\"),\"\",J66/'Combined scenario - input'!$D51),\"\")","v":3.6463437056136874},{"$f":"IFERROR(IF(OR(K66=\"\",'Combined scenario - input'!$D51=\"\"),\"\",K66/'Combined scenario - input'!$D51),\"\")","v":3.8396387833438061},{"$f":"IFERROR(IF(OR(L66=\"\",'Combined scenario - input'!$D51=\"\"),\"\",L66/'Combined scenario - input'!$D51),\"\")","v":4.052939417837222},{"$f":"IFERROR(IF(OR(M66=\"\",'Combined scenario - input'!$D51=\"\"),\"\",M66/'Combined scenario - input'!$D51),\"\")","v":4.2865363215375494},{"$f":"IFERROR(IF(OR(N66=\"\",'Combined scenario - input'!$D51=\"\"),\"\",N66/'Combined scenario - input'!$D51),\"\")","v":4.5400705949172533},{"$f":"IFERROR(IF(OR(O66=\"\",'Combined scenario - input'!$D51=\"\"),\"\",O66/'Combined scenario - input'!$D51),\"\")","v":4.812505270583773},{"$f":"IFERROR(IF(OR(P66=\"\",'Combined scenario - input'!$D51=\"\"),\"\",P66/'Combined scenario - input'!$D51),\"\")","v":5.1021079264407616},{"$f":"IFERROR(IF(OR(Q66=\"\",'Combined scenario - input'!$D51=\"\"),\"\",Q66/'Combined scenario - input'!$D51),\"\")","v":5.406445292343661},{"$f":"IFERROR(IF(OR(R66=\"\",'Combined scenario - input'!$D51=\"\"),\"\",R66/'Combined scenario - input'!$D51),\"\")","v":5.722393211136473},{"$f":"IFERROR(IF(OR(S66=\"\",'Combined scenario - input'!$D51=\"\"),\"\",S66/'Combined scenario - input'!$D51),\"\")","v":6.0461675478818595},{"$f":"IFERROR(IF(OR(T66=\"\",'Combined scenario - input'!$D51=\"\"),\"\",T66/'Combined scenario - input'!$D51),\"\")","v":6.3733830795990869},{"$f":"IFERROR(IF(OR(U66=\"\",'Combined scenario - input'!$D51=\"\"),\"\",U66/'Combined scenario - input'!$D51),\"\")","v":6.6991475577595585},{"$f":"IFERROR(IF(OR(V66=\"\",'Combined scenario - input'!$D51=\"\"),\"\",V66/'Combined scenario - input'!$D51),\"\")","v":7.0181967433715648},{"$f":"IFERROR(IF(OR(W66=\"\",'Combined scenario - input'!$D51=\"\"),\"\",W66/'Combined scenario - input'!$D51),\"\")","v":7.3250732741196298}]
[{"$f":"IFERROR('Combined scenario - input'!A52,\"\")","v":""},{"$f":"IFERROR('Combined scenario - input'!B52,\"\")","v":"UNDERGROUND CABLES"},{"$f":"IFERROR('Combined scenario - input'!C52,\"\")","v":"> 33 kv & < = 66 kv"},{"$f":"IFERROR(repcalc('Combined scenario - input'!$CV52:$GH52,'Combined scenario - input'!$G52,'Combined scenario - input'!$E52,'Combined scenario - input'!$F52,20,TRUE,TRUE),\"\")","v":""},"","","","","","","","","","","","","","","","","","","",{"$f":"IFERROR(IF(OR(D67=\"\",'Combined scenario - input'!$D52=\"\"),\"\",D67/'Combined scenario - input'!$D52),\"\")","v":""},{"$f":"IFERROR(IF(OR(E67=\"\",'Combined scenario - input'!$D52=\"\"),\"\",E67/'Combined scenario - input'!$D52),\"\")","v":""},{"$f":"IFERROR(IF(OR(F67=\"\",'Combined scenario - input'!$D52=\"\"),\"\",F67/'Combined scenario - input'!$D52),\"\")","v":""},{"$f":"IFERROR(IF(OR(G67=\"\",'Combined scenario - input'!$D52=\"\"),\"\",G67/'Combined scenario - input'!$D52),\"\")","v":""},{"$f":"IFERROR(IF(OR(H67=\"\",'Combined scenario - input'!$D52=\"\"),\"\",H67/'Combined scenario - input'!$D52),\"\")","v":""},{"$f":"IFERROR(IF(OR(I67=\"\",'Combined scenario - input'!$D52=\"\"),\"\",I67/'Combined scenario - input'!$D52),\"\")","v":""},{"$f":"IFERROR(IF(OR(J67=\"\",'Combined scenario - input'!$D52=\"\"),\"\",J67/'Combined scenario - input'!$D52),\"\")","v":""},{"$f":"IFERROR(IF(OR(K67=\"\",'Combined scenario - input'!$D52=\"\"),\"\",K67/'Combined scenario - input'!$D52),\"\")","v":""},{"$f":"IFERROR(IF(OR(L67=\"\",'Combined scenario - input'!$D52=\"\"),\"\",L67/'Combined scenario - input'!$D52),\"\")","v":""},{"$f":"IFERROR(IF(OR(M67=\"\",'Combined scenario - input'!$D52=\"\"),\"\",M67/'Combined scenario - input'!$D52),\"\")","v":""},{"$f":"IFERROR(IF(OR(N67=\"\",'Combined scenario - input'!$D52=\"\"),\"\",N67/'Combined scenario - input'!$D52),\"\")","v":""},{"$f":"IFERROR(IF(OR(O67=\"\",'Combined scenario - input'!$D52=\"\"),\"\",O67/'Combined scenario - input'!$D52),\"\")","v":""},{"$f":"IFERROR(IF(OR(P67=\"\",'Combined scenario - input'!$D52=\"\"),\"\",P67/'Combined scenario - input'!$D52),\"\")","v":""},{"$f":"IFERROR(IF(OR(Q67=\"\",'Combined scenario - input'!$D52=\"\"),\"\",Q67/'Combined scenario - input'!$D52),\"\")","v":""},{"$f":"IFERROR(IF(OR(R67=\"\",'Combined scenario - input'!$D52=\"\"),\"\",R67/'Combined scenario - input'!$D52),\"\")","v":""},{"$f":"IFERROR(IF(OR(S67=\"\",'Combined scenario - input'!$D52=\"\"),\"\",S67/'Combined scenario - input'!$D52),\"\")","v":""},{"$f":"IFERROR(IF(OR(T67=\"\",'Combined scenario - input'!$D52=\"\"),\"\",T67/'Combined scenario - input'!$D52),\"\")","v":""},{"$f":"IFERROR(IF(OR(U67=\"\",'Combined scenario - input'!$D52=\"\"),\"\",U67/'Combined scenario - input'!$D52),\"\")","v":""},{"$f":"IFERROR(IF(OR(V67=\"\",'Combined scenario - input'!$D52=\"\"),\"\",V67/'Combined scenario - input'!$D52),\"\")","v":""},{"$f":"IFERROR(IF(OR(W67=\"\",'Combined scenario - input'!$D52=\"\"),\"\",W67/'Combined scenario - input'!$D52),\"\")","v":""}]
[{"$f":"IFERROR('Combined scenario - input'!A53,\"\")","v":""},{"$f":"IFERROR('Combined scenario - input'!B53,\"\")","v":""},{"$f":"IFERROR('Combined scenario - input'!C53,\"\")","v":""},{"$f":"IFERROR(repcalc('Combined scenario - input'!$CV53:$GH53,'Combined scenario - input'!$G53,'Combined scenario - input'!$E53,'Combined scenario - input'!$F53,20,TRUE,TRUE),\"\")","v":""},"","","","","","","","","","","","","","","","","","","",{"$f":"IFERROR(IF(OR(D68=\"\",'Combined scenario - input'!$D53=\"\"),\"\",D68/'Combined scenario - input'!$D53),\"\")","v":""},{"$f":"IFERROR(IF(OR(E68=\"\",'Combined scenario - input'!$D53=\"\"),\"\",E68/'Combined scenario - input'!$D53),\"\")","v":""},{"$f":"IFERROR(IF(OR(F68=\"\",'Combined scenario - input'!$D53=\"\"),\"\",F68/'Combined scenario - input'!$D53),\"\")","v":""},{"$f":"IFERROR(IF(OR(G68=\"\",'Combined scenario - input'!$D53=\"\"),\"\",G68/'Combined scenario - input'!$D53),\"\")","v":""},{"$f":"IFERROR(IF(OR(H68=\"\",'Combined scenario - input'!$D53=\"\"),\"\",H68/'Combined scenario - input'!$D53),\"\")","v":""},{"$f":"IFERROR(IF(OR(I68=\"\",'Combined scenario - input'!$D53=\"\"),\"\",I68/'Combined scenario - input'!$D53),\"\")","v":""},{"$f":"IFERROR(IF(OR(J68=\"\",'Combined scenario - input'!$D53=\"\"),\"\",J68/'Combined scenario - input'!$D53),\"\")","v":""},{"$f":"IFERROR(IF(OR(K68=\"\",'Combined scenario - input'!$D53=\"\"),\"\",K68/'Combined scenario - input'!$D53),\"\")","v":""},{"$f":"IFERROR(IF(OR(L68=\"\",'Combined scenario - input'!$D53=\"\"),\"\",L68/'Combined scenario - input'!$D53),\"\")","v":""},{"$f":"IFERROR(IF(OR(M68=\"\",'Combined scenario - input'!$D53=\"\"),\"\",M68/'Combined scenario - input'!$D53),\"\")","v":""},{"$f":"IFERROR(IF(OR(N68=\"\",'Combined scenario - input'!$D53=\"\"),\"\",N68/'Combined scenario - input'!$D53),\"\")","v":""},{"$f":"IFERROR(IF(OR(O68=\"\",'Combined scenario - input'!$D53=\"\"),\"\",O68/'Combined scenario - input'!$D53),\"\")","v":""},{"$f":"IFERROR(IF(OR(P68=\"\",'Combined scenario - input'!$D53=\"\"),\"\",P68/'Combined scenario - input'!$D53),\"\")","v":""},{"$f":"IFERROR(IF(OR(Q68=\"\",'Combined scenario - input'!$D53=\"\"),\"\",Q68/'Combined scenario - input'!$D53),\"\")","v":""},{"$f":"IFERROR(IF(OR(R68=\"\",'Combined scenario - input'!$D53=\"\"),\"\",R68/'Combined scenario - input'!$D53),\"\")","v":""},{"$f":"IFERROR(IF(OR(S68=\"\",'Combined scenario - input'!$D53=\"\"),\"\",S68/'Combined scenario - input'!$D53),\"\")","v":""},{"$f":"IFERROR(IF(OR(T68=\"\",'Combined scenario - input'!$D53=\"\"),\"\",T68/'Combined scenario - input'!$D53),\"\")","v":""},{"$f":"IFERROR(IF(OR(U68=\"\",'Combined scenario - input'!$D53=\"\"),\"\",U68/'Combined scenario - input'!$D53),\"\")","v":""},{"$f":"IFERROR(IF(OR(V68=\"\",'Combined scenario - input'!$D53=\"\"),\"\",V68/'Combined scenario - input'!$D53),\"\")","v":""},{"$f":"IFERROR(IF(OR(W68=\"\",'Combined scenario - input'!$D53=\"\"),\"\",W68/'Combined scenario - input'!$D53),\"\")","v":""}]
[{"$f":"IFERROR('Combined scenario - input'!A54,\"\")","v":""},{"$f":"IFERROR('Combined scenario - input'!B54,\"\")","v":""},{"$f":"IFERROR('Combined scenario - input'!C54,\"\")","v":""},{"$f":"IFERROR(repcalc('Combined scenario - input'!$CV54:$GH54,'Combined scenario - input'!$G54,'Combined scenario - input'!$E54,'Combined scenario - input'!$F54,20,TRUE,TRUE),\"\")","v":""},"","","","","","","","","","","","","","","","","","","",{"$f":"IFERROR(IF(OR(D69=\"\",'Combined scenario - input'!$D54=\"\"),\"\",D69/'Combined scenario - input'!$D54),\"\")","v":""},{"$f":"IFERROR(IF(OR(E69=\"\",'Combined scenario - input'!$D54=\"\"),\"\",E69/'Combined scenario - input'!$D54),\"\")","v":""},{"$f":"IFERROR(IF(OR(F69=\"\",'Combined scenario - input'!$D54=\"\"),\"\",F69/'Combined scenario - input'!$D54),\"\")","v":""},{"$f":"IFERROR(IF(OR(G69=\"\",'Combined scenario - input'!$D54=\"\"),\"\",G69/'Combined scenario - input'!$D54),\"\")","v":""},{"$f":"IFERROR(IF(OR(H69=\"\",'Combined scenario - input'!$D54=\"\"),\"\",H69/'Combined scenario - input'!$D54),\"\")","v":""},{"$f":"IFERROR(IF(OR(I69=\"\",'Combined scenario - input'!$D54=\"\"),\"\",I69/'Combined scenario - input'!$D54),\"\")","v":""},{"$f":"IFERROR(IF(OR(J69=\"\",'Combined scenario - input'!$D54=\"\"),\"\",J69/'Combined scenario - input'!$D54),\"\")","v":""},{"$f":"IFERROR(IF(OR(K69=\"\",'Combined scenario - input'!$D54=\"\"),\"\",K69/'Combined scenario - input'!$D54),\"\")","v":""},{"$f":"IFERROR(IF(OR(L69=\"\",'Combined scenario - input'!$D54=\"\"),\"\",L69/'Combined scenario - input'!$D54),\"\")","v":""},{"$f":"IFERROR(IF(OR(M69=\"\",'Combined scenario - input'!$D54=\"\"),\"\",M69/'Combined scenario - input'!$D54),\"\")","v":""},{"$f":"IFERROR(IF(OR(N69=\"\",'Combined scenario - input'!$D54=\"\"),\"\",N69/'Combined scenario - input'!$D54),\"\")","v":""},{"$f":"IFERROR(IF(OR(O69=\"\",'Combined scenario - input'!$D54=\"\"),\"\",O69/'Combined scenario - input'!$D54),\"\")","v":""},{"$f":"IFERROR(IF(OR(P69=\"\",'Combined scenario - input'!$D54=\"\"),\"\",P69/'Combined scenario - input'!$D54),\"\")","v":""},{"$f":"IFERROR(IF(OR(Q69=\"\",'Combined scenario - input'!$D54=\"\"),\"\",Q69/'Combined scenario - input'!$D54),\"\")","v":""},{"$f":"IFERROR(IF(OR(R69=\"\",'Combined scenario - input'!$D54=\"\"),\"\",R69/'Combined scenario - input'!$D54),\"\")","v":""},{"$f":"IFERROR(IF(OR(S69=\"\",'Combined scenario - input'!$D54=\"\"),\"\",S69/'Combined scenario - input'!$D54),\"\")","v":""},{"$f":"IFERROR(IF(OR(T69=\"\",'Combined scenario - input'!$D54=\"\"),\"\",T69/'Combined scenario - input'!$D54),\"\")","v":""},{"$f":"IFERROR(IF(OR(U69=\"\",'Combined scenario - input'!$D54=\"\"),\"\",U69/'Combined scenario - input'!$D54),\"\")","v":""},{"$f":"IFERROR(IF(OR(V69=\"\",'Combined scenario - input'!$D54=\"\"),\"\",V69/'Combined scenario - input'!$D54),\"\")","v":""},{"$f":"IFERROR(IF(OR(W69=\"\",'Combined scenario - input'!$D54=\"\"),\"\",W69/'Combined scenario - input'!$D54),\"\")","v":""}]
[{"$f":"IFERROR('Combined scenario - input'!A55,\"\")","v":""},{"$f":"IFERROR('Combined scenario - input'!B55,\"\")","v":""},{"$f":"IFERROR('Combined scenario - input'!C55,\"\")","v":""},{"$f":"IFERROR(repcalc('Combined scenario - input'!$CV55:$GH55,'Combined scenario - input'!$G55,'Combined scenario - input'!$E55,'Combined scenario - input'!$F55,20,TRUE,TRUE),\"\")","v":""},"","","","","","","","","","","","","","","","","","","",{"$f":"IFERROR(IF(OR(D70=\"\",'Combined scenario - input'!$D55=\"\"),\"\",D70/'Combined scenario - input'!$D55),\"\")","v":""},{"$f":"IFERROR(IF(OR(E70=\"\",'Combined scenario - input'!$D55=\"\"),\"\",E70/'Combined scenario - input'!$D55),\"\")","v":""},{"$f":"IFERROR(IF(OR(F70=\"\",'Combined scenario - input'!$D55=\"\"),\"\",F70/'Combined scenario - input'!$D55),\"\")","v":""},{"$f":"IFERROR(IF(OR(G70=\"\",'Combined scenario - input'!$D55=\"\"),\"\",G70/'Combined scenario - input'!$D55),\"\")","v":""},{"$f":"IFERROR(IF(OR(H70=\"\",'Combined scenario - input'!$D55=\"\"),\"\",H70/'Combined scenario - input'!$D55),\"\")","v":""},{"$f":"IFERROR(IF(OR(I70=\"\",'Combined scenario - input'!$D55=\"\"),\"\",I70/'Combined scenario - input'!$D55),\"\")","v":""},{"$f":"IFERROR(IF(OR(J70=\"\",'Combined scenario - input'!$D55=\"\"),\"\",J70/'Combined scenario - input'!$D55),\"\")","v":""},{"$f":"IFERROR(IF(OR(K70=\"\",'Combined scenario - input'!$D55=\"\"),\"\",K70/'Combined scenario - input'!$D55),\"\")","v":""},{"$f":"IFERROR(IF(OR(L70=\"\",'Combined scenario - input'!$D55=\"\"),\"\",L70/'Combined scenario - input'!$D55),\"\")","v":""},{"$f":"IFERROR(IF(OR(M70=\"\",'Combined scenario - input'!$D55=\"\"),\"\",M70/'Combined scenario - input'!$D55),\"\")","v":""},{"$f":"IFERROR(IF(OR(N70=\"\",'Combined scenario - input'!$D55=\"\"),\"\",N70/'Combined scenario - input'!$D55),\"\")","v":""},{"$f":"IFERROR(IF(OR(O70=\"\",'Combined scenario - input'!$D55=\"\"),\"\",O70/'Combined scenario - input'!$D55),\"\")","v":""},{"$f":"IFERROR(IF(OR(P70=\"\",'Combined scenario - input'!$D55=\"\"),\"\",P70/'Combined scenario - input'!$D55),\"\")","v":""},{"$f":"IFERROR(IF(OR(Q70=\"\",'Combined scenario - input'!$D55=\"\"),\"\",Q70/'Combined scenario - input'!$D55),\"\")","v":""},{"$f":"IFERROR(IF(OR(R70=\"\",'Combined scenario - input'!$D55=\"\"),\"\",R70/'Combined scenario - input'!$D55),\"\")","v":""},{"$f":"IFERROR(IF(OR(S70=\"\",'Combined scenario - input'!$D55=\"\"),\"\",S70/'Combined scenario - input'!$D55),\"\")","v":""},{"$f":"IFERROR(IF(OR(T70=\"\",'Combined scenario - input'!$D55=\"\"),\"\",T70/'Combined scenario - input'!$D55),\"\")","v":""},{"$f":"IFERROR(IF(OR(U70=\"\",'Combined scenario - input'!$D55=\"\"),\"\",U70/'Combined scenario - input'!$D55),\"\")","v":""},{"$f":"IFERROR(IF(OR(V70=\"\",'Combined scenario - input'!$D55=\"\"),\"\",V70/'Combined scenario - input'!$D55),\"\")","v":""},{"$f":"IFERROR(IF(OR(W70=\"\",'Combined scenario - input'!$D55=\"\"),\"\",W70/'Combined scenario - input'!$D55),\"\")","v":""}]
[{"$f":"IFERROR('Combined scenario - input'!A56,\"\")","v":""},{"$f":"IFERROR('Combined scenario - input'!B56,\"\")","v":""},{"$f":"IFERROR('Combined scenario - input'!C56,\"\")","v":""},{"$f":"IFERROR(repcalc('Combined scenario - input'!$CV56:$GH56,'Combined scenario - input'!$G56,'Combined scenario - input'!$E56,'Combined scenario - input'!$F56,20,TRUE,TRUE),\"\")","v":""},"","","","","","","","","","","","","","","","","","","",{"$f":"IFERROR(IF(OR(D71=\"\",'Combined scenario - input'!$D56=\"\"),\"\",D71/'Combined scenario - input'!$D56),\"\")","v":""},{"$f":"IFERROR(IF(OR(E71=\"\",'Combined scenario - input'!$D56=\"\"),\"\",E71/'Combined scenario - input'!$D56),\"\")","v":""},{"$f":"IFERROR(IF(OR(F71=\"\",'Combined scenario - input'!$D56=\"\"),\"\",F71/'Combined scenario - input'!$D56),\"\")","v":""},{"$f":"IFERROR(IF(OR(G71=\"\",'Combined scenario - input'!$D56=\"\"),\"\",G71/'Combined scenario - input'!$D56),\"\")","v":""},{"$f":"IFERROR(IF(OR(H71=\"\",'Combined scenario - input'!$D56=\"\"),\"\",H71/'Combined scenario - input'!$D56),\"\")","v":""},{"$f":"IFERROR(IF(OR(I71=\"\",'Combined scenario - input'!$D56=\"\"),\"\",I71/'Combined scenario - input'!$D56),\"\")","v":""},{"$f":"IFERROR(IF(OR(J71=\"\",'Combined scenario - input'!$D56=\"\"),\"\",J71/'Combined scenario - input'!$D56),\"\")","v":""},{"$f":"IFERROR(IF(OR(K71=\"\",'Combined scenario - input'!$D56=\"\"),\"\",K71/'Combined scenario - input'!$D56),\"\")","v":""},{"$f":"IFERROR(IF(OR(L71=\"\",'Combined scenario - input'!$D56=\"\"),\"\",L71/'Combined scenario - input'!$D56),\"\")","v":""},{"$f":"IFERROR(IF(OR(M71=\"\",'Combined scenario - input'!$D56=\"\"),\"\",M71/'Combined scenario - input'!$D56),\"\")","v":""},{"$f":"IFERROR(IF(OR(N71=\"\",'Combined scenario - input'!$D56=\"\"),\"\",N71/'Combined scenario - input'!$D56),\"\")","v":""},{"$f":"IFERROR(IF(OR(O71=\"\",'Combined scenario - input'!$D56=\"\"),\"\",O71/'Combined scenario - input'!$D56),\"\")","v":""},{"$f":"IFERROR(IF(OR(P71=\"\",'Combined scenario - input'!$D56=\"\"),\"\",P71/'Combined scenario - input'!$D56),\"\")","v":""},{"$f":"IFERROR(IF(OR(Q71=\"\",'Combined scenario - input'!$D56=\"\"),\"\",Q71/'Combined scenario - input'!$D56),\"\")","v":""},{"$f":"IFERROR(IF(OR(R71=\"\",'Combined scenario - input'!$D56=\"\"),\"\",R71/'Combined scenario - input'!$D56),\"\")","v":""},{"$f":"IFERROR(IF(OR(S71=\"\",'Combined scenario - input'!$D56=\"\"),\"\",S71/'Combined scenario - input'!$D56),\"\")","v":""},{"$f":"IFERROR(IF(OR(T71=\"\",'Combined scenario - input'!$D56=\"\"),\"\",T71/'Combined scenario - input'!$D56),\"\")","v":""},{"$f":"IFERROR(IF(OR(U71=\"\",'Combined scenario - input'!$D56=\"\"),\"\",U71/'Combined scenario - input'!$D56),\"\")","v":""},{"$f":"IFERROR(IF(OR(V71=\"\",'Combined scenario - input'!$D56=\"\"),\"\",V71/'Combined scenario - input'!$D56),\"\")","v":""},{"$f":"IFERROR(IF(OR(W71=\"\",'Combined scenario - input'!$D56=\"\"),\"\",W71/'Combined scenario - input'!$D56),\"\")","v":""}]
[{"$f":"IFERROR('Combined scenario - input'!A57,\"\")","v":""},{"$f":"IFERROR('Combined scenario - input'!B57,\"\")","v":""},{"$f":"IFERROR('Combined scenario - input'!C57,\"\")","v":""},{"$f":"IFERROR(repcalc('Combined scenario - input'!$CV57:$GH57,'Combined scenario - input'!$G57,'Combined scenario - input'!$E57,'Combined scenario - input'!$F57,20,TRUE,TRUE),\"\")","v":""},"","","","","","","","","","","","","","","","","","","",{"$f":"IFERROR(IF(OR(D72=\"\",'Combined scenario - input'!$D57=\"\"),\"\",D72/'Combined scenario - input'!$D57),\"\")","v":""},{"$f":"IFERROR(IF(OR(E72=\"\",'Combined scenario - input'!$D57=\"\"),\"\",E72/'Combined scenario - input'!$D57),\"\")","v":""},{"$f":"IFERROR(IF(OR(F72=\"\",'Combined scenario - input'!$D57=\"\"),\"\",F72/'Combined scenario - input'!$D57),\"\")","v":""},{"$f":"IFERROR(IF(OR(G72=\"\",'Combined scenario - input'!$D57=\"\"),\"\",G72/'Combined scenario - input'!$D57),\"\")","v":""},{"$f":"IFERROR(IF(OR(H72=\"\",'Combined scenario - input'!$D57=\"\"),\"\",H72/'Combined scenario - input'!$D57),\"\")","v":""},{"$f":"IFERROR(IF(OR(I72=\"\",'Combined scenario - input'!$D57=\"\"),\"\",I72/'Combined scenario - input'!$D57),\"\")","v":""},{"$f":"IFERROR(IF(OR(J72=\"\",'Combined scenario - input'!$D57=\"\"),\"\",J72/'Combined scenario - input'!$D57),\"\")","v":""},{"$f":"IFERROR(IF(OR(K72=\"\",'Combined scenario - input'!$D57=\"\"),\"\",K72/'Combined scenario - input'!$D57),\"\")","v":""},{"$f":"IFERROR(IF(OR(L72=\"\",'Combined scenario - input'!$D57=\"\"),\"\",L72/'Combined scenario - input'!$D57),\"\")","v":""},{"$f":"IFERROR(IF(OR(M72=\"\",'Combined scenario - input'!$D57=\"\"),\"\",M72/'Combined scenario - input'!$D57),\"\")","v":""},{"$f":"IFERROR(IF(OR(N72=\"\",'Combined scenario - input'!$D57=\"\"),\"\",N72/'Combined scenario - input'!$D57),\"\")","v":""},{"$f":"IFERROR(IF(OR(O72=\"\",'Combined scenario - input'!$D57=\"\"),\"\",O72/'Combined scenario - input'!$D57),\"\")","v":""},{"$f":"IFERROR(IF(OR(P72=\"\",'Combined scenario - input'!$D57=\"\"),\"\",P72/'Combined scenario - input'!$D57),\"\")","v":""},{"$f":"IFERROR(IF(OR(Q72=\"\",'Combined scenario - input'!$D57=\"\"),\"\",Q72/'Combined scenario - input'!$D57),\"\")","v":""},{"$f":"IFERROR(IF(OR(R72=\"\",'Combined scenario - input'!$D57=\"\"),\"\",R72/'Combined scenario - input'!$D57),\"\")","v":""},{"$f":"IFERROR(IF(OR(S72=\"\",'Combined scenario - input'!$D57=\"\"),\"\",S72/'Combined scenario - input'!$D57),\"\")","v":""},{"$f":"IFERROR(IF(OR(T72=\"\",'Combined scenario - input'!$D57=\"\"),\"\",T72/'Combined scenario - input'!$D57),\"\")","v":""},{"$f":"IFERROR(IF(OR(U72=\"\",'Combined scenario - input'!$D57=\"\"),\"\",U72/'Combined scenario - input'!$D57),\"\")","v":""},{"$f":"IFERROR(IF(OR(V72=\"\",'Combined scenario - input'!$D57=\"\"),\"\",V72/'Combined scenario - input'!$D57),\"\")","v":""},{"$f":"IFERROR(IF(OR(W72=\"\",'Combined scenario - input'!$D57=\"\"),\"\",W72/'Combined scenario - input'!$D57),\"\")","v":""}]
[{"$f":"IFERROR('Combined scenario - input'!A58,\"\")","v":""},{"$f":"IFERROR('Combined scenario - input'!B58,\"\")","v":""},{"$f":"IFERROR('Combined scenario - input'!C58,\"\")","v":""},{"$f":"IFERROR(repcalc('Combined scenario - input'!$CV58:$GH58,'Combined scenario - input'!$G58,'Combined scenario - input'!$E58,'Combined scenario - input'!$F58,20,TRUE,TRUE),\"\")","v":""},"","","","","","","","","","","","","","","","","","","",{"$f":"IFERROR(IF(OR(D73=\"\",'Combined scenario - input'!$D58=\"\"),\"\",D73/'Combined scenario - input'!$D58),\"\")","v":""},{"$f":"IFERROR(IF(OR(E73=\"\",'Combined scenario - input'!$D58=\"\"),\"\",E73/'Combined scenario - input'!$D58),\"\")","v":""},{"$f":"IFERROR(IF(OR(F73=\"\",'Combined scenario - input'!$D58=\"\"),\"\",F73/'Combined scenario - input'!$D58),\"\")","v":""},{"$f":"IFERROR(IF(OR(G73=\"\",'Combined scenario - input'!$D58=\"\"),\"\",G73/'Combined scenario - input'!$D58),\"\")","v":""},{"$f":"IFERROR(IF(OR(H73=\"\",'Combined scenario - input'!$D58=\"\"),\"\",H73/'Combined scenario - input'!$D58),\"\")","v":""},{"$f":"IFERROR(IF(OR(I73=\"\",'Combined scenario - input'!$D58=\"\"),\"\",I73/'Combined scenario - input'!$D58),\"\")","v":""},{"$f":"IFERROR(IF(OR(J73=\"\",'Combined scenario - input'!$D58=\"\"),\"\",J73/'Combined scenario - input'!$D58),\"\")","v":""},{"$f":"IFERROR(IF(OR(K73=\"\",'Combined scenario - input'!$D58=\"\"),\"\",K73/'Combined scenario - input'!$D58),\"\")","v":""},{"$f":"IFERROR(IF(OR(L73=\"\",'Combined scenario - input'!$D58=\"\"),\"\",L73/'Combined scenario - input'!$D58),\"\")","v":""},{"$f":"IFERROR(IF(OR(M73=\"\",'Combined scenario - input'!$D58=\"\"),\"\",M73/'Combined scenario - input'!$D58),\"\")","v":""},{"$f":"IFERROR(IF(OR(N73=\"\",'Combined scenario - input'!$D58=\"\"),\"\",N73/'Combined scenario - input'!$D58),\"\")","v":""},{"$f":"IFERROR(IF(OR(O73=\"\",'Combined scenario - input'!$D58=\"\"),\"\",O73/'Combined scenario - input'!$D58),\"\")","v":""},{"$f":"IFERROR(IF(OR(P73=\"\",'Combined scenario - input'!$D58=\"\"),\"\",P73/'Combined scenario - input'!$D58),\"\")","v":""},{"$f":"IFERROR(IF(OR(Q73=\"\",'Combined scenario - input'!$D58=\"\"),\"\",Q73/'Combined scenario - input'!$D58),\"\")","v":""},{"$f":"IFERROR(IF(OR(R73=\"\",'Combined scenario - input'!$D58=\"\"),\"\",R73/'Combined scenario - input'!$D58),\"\")","v":""},{"$f":"IFERROR(IF(OR(S73=\"\",'Combined scenario - input'!$D58=\"\"),\"\",S73/'Combined scenario - input'!$D58),\"\")","v":""},{"$f":"IFERROR(IF(OR(T73=\"\",'Combined scenario - input'!$D58=\"\"),\"\",T73/'Combined scenario - input'!$D58),\"\")","v":""},{"$f":"IFERROR(IF(OR(U73=\"\",'Combined scenario - input'!$D58=\"\"),\"\",U73/'Combined scenario - input'!$D58),\"\")","v":""},{"$f":"IFERROR(IF(OR(V73=\"\",'Combined scenario - input'!$D58=\"\"),\"\",V73/'Combined scenario - input'!$D58),\"\")","v":""},{"$f":"IFERROR(IF(OR(W73=\"\",'Combined scenario - input'!$D58=\"\"),\"\",W73/'Combined scenario - input'!$D58),\"\")","v":""}]
[{"$f":"IFERROR('Combined scenario - input'!A59,\"\")","v":""},{"$f":"IFERROR('Combined scenario - input'!B59,\"\")","v":""},{"$f":"IFERROR('Combined scenario - input'!C59,\"\")","v":""},{"$f":"IFERROR(repcalc('Combined scenario - input'!$CV59:$GH59,'Combined scenario - input'!$G59,'Combined scenario - input'!$E59,'Combined scenario - input'!$F59,20,TRUE,TRUE),\"\")","v":""},"","","","","","","","","","","","","","","","","","","",{"$f":"IFERROR(IF(OR(D74=\"\",'Combined scenario - input'!$D59=\"\"),\"\",D74/'Combined scenario - input'!$D59),\"\")","v":""},{"$f":"IFERROR(IF(OR(E74=\"\",'Combined scenario - input'!$D59=\"\"),\"\",E74/'Combined scenario - input'!$D59),\"\")","v":""},{"$f":"IFERROR(IF(OR(F74=\"\",'Combined scenario - input'!$D59=\"\"),\"\",F74/'Combined scenario - input'!$D59),\"\")","v":""},{"$f":"IFERROR(IF(OR(G74=\"\",'Combined scenario - input'!$D59=\"\"),\"\",G74/'Combined scenario - input'!$D59),\"\")","v":""},{"$f":"IFERROR(IF(OR(H74=\"\",'Combined scenario - input'!$D59=\"\"),\"\",H74/'Combined scenario - input'!$D59),\"\")","v":""},{"$f":"IFERROR(IF(OR(I74=\"\",'Combined scenario - input'!$D59=\"\"),\"\",I74/'Combined scenario - input'!$D59),\"\")","v":""},{"$f":"IFERROR(IF(OR(J74=\"\",'Combined scenario - input'!$D59=\"\"),\"\",J74/'Combined scenario - input'!$D59),\"\")","v":""},{"$f":"IFERROR(IF(OR(K74=\"\",'Combined scenario - input'!$D59=\"\"),\"\",K74/'Combined scenario - input'!$D59),\"\")","v":""},{"$f":"IFERROR(IF(OR(L74=\"\",'Combined scenario - input'!$D59=\"\"),\"\",L74/'Combined scenario - input'!$D59),\"\")","v":""},{"$f":"IFERROR(IF(OR(M74=\"\",'Combined scenario - input'!$D59=\"\"),\"\",M74/'Combined scenario - input'!$D59),\"\")","v":""},{"$f":"IFERROR(IF(OR(N74=\"\",'Combined scenario - input'!$D59=\"\"),\"\",N74/'Combined scenario - input'!$D59),\"\")","v":""},{"$f":"IFERROR(IF(OR(O74=\"\",'Combined scenario - input'!$D59=\"\"),\"\",O74/'Combined scenario - input'!$D59),\"\")","v":""},{"$f":"IFERROR(IF(OR(P74=\"\",'Combined scenario - input'!$D59=\"\"),\"\",P74/'Combined scenario - input'!$D59),\"\")","v":""},{"$f":"IFERROR(IF(OR(Q74=\"\",'Combined scenario - input'!$D59=\"\"),\"\",Q74/'Combined scenario - input'!$D59),\"\")","v":""},{"$f":"IFERROR(IF(OR(R74=\"\",'Combined scenario - input'!$D59=\"\"),\"\",R74/'Combined scenario - input'!$D59),\"\")","v":""},{"$f":"IFERROR(IF(OR(S74=\"\",'Combined scenario - input'!$D59=\"\"),\"\",S74/'Combined scenario - input'!$D59),\"\")","v":""},{"$f":"IFERROR(IF(OR(T74=\"\",'Combined scenario - input'!$D59=\"\"),\"\",T74/'Combined scenario - input'!$D59),\"\")","v":""},{"$f":"IFERROR(IF(OR(U74=\"\",'Combined scenario - input'!$D59=\"\"),\"\",U74/'Combined scenario - input'!$D59),\"\")","v":""},{"$f":"IFERROR(IF(OR(V74=\"\",'Combined scenario - input'!$D59=\"\"),\"\",V74/'Combined scenario - input'!$D59),\"\")","v":""},{"$f":"IFERROR(IF(OR(W74=\"\",'Combined scenario - input'!$D59=\"\"),\"\",W74/'Combined scenario - input'!$D59),\"\")","v":""}]
[{"$f":"IFERROR('Combined scenario - input'!A60,\"\")","v":""},{"$f":"IFERROR('Combined scenario - input'!B60,\"\")","v":""},{"$f":"IFERROR('Combined scenario - input'!C60,\"\")","v":""},{"$f":"IFERROR(repcalc('Combined scenario - input'!$CV60:$GH60,'Combined scenario - input'!$G60,'Combined scenario - input'!$E60,'Combined scenario - input'!$F60,20,TRUE,TRUE),\"\")","v":""},"","","","","","","","","","","","","","","","","","","",{"$f":"IFERROR(IF(OR(D75=\"\",'Combined scenario - input'!$D60=\"\"),\"\",D75/'Combined scenario - input'!$D60),\"\")","v":""},{"$f":"IFERROR(IF(OR(E75=\"\",'Combined scenario - input'!$D60=\"\"),\"\",E75/'Combined scenario - input'!$D60),\"\")","v":""},{"$f":"IFERROR(IF(OR(F75=\"\",'Combined scenario - input'!$D60=\"\"),\"\",F75/'Combined scenario - input'!$D60),\"\")","v":""},{"$f":"IFERROR(IF(OR(G75=\"\",'Combined scenario - input'!$D60=\"\"),\"\",G75/'Combined scenario - input'!$D60),\"\")","v":""},{"$f":"IFERROR(IF(OR(H75=\"\",'Combined scenario - input'!$D60=\"\"),\"\",H75/'Combined scenario - input'!$D60),\"\")","v":""},{"$f":"IFERROR(IF(OR(I75=\"\",'Combined scenario - input'!$D60=\"\"),\"\",I75/'Combined scenario - input'!$D60),\"\")","v":""},{"$f":"IFERROR(IF(OR(J75=\"\",'Combined scenario - input'!$D60=\"\"),\"\",J75/'Combined scenario - input'!$D60),\"\")","v":""},{"$f":"IFERROR(IF(OR(K75=\"\",'Combined scenario - input'!$D60=\"\"),\"\",K75/'Combined scenario - input'!$D60),\"\")","v":""},{"$f":"IFERROR(IF(OR(L75=\"\",'Combined scenario - input'!$D60=\"\"),\"\",L75/'Combined scenario - input'!$D60),\"\")","v":""},{"$f":"IFERROR(IF(OR(M75=\"\",'Combined scenario - input'!$D60=\"\"),\"\",M75/'Combined scenario - input'!$D60),\"\")","v":""},{"$f":"IFERROR(IF(OR(N75=\"\",'Combined scenario - input'!$D60=\"\"),\"\",N75/'Combined scenario - input'!$D60),\"\")","v":""},{"$f":"IFERROR(IF(OR(O75=\"\",'Combined scenario - input'!$D60=\"\"),\"\",O75/'Combined scenario - input'!$D60),\"\")","v":""},{"$f":"IFERROR(IF(OR(P75=\"\",'Combined scenario - input'!$D60=\"\"),\"\",P75/'Combined scenario - input'!$D60),\"\")","v":""},{"$f":"IFERROR(IF(OR(Q75=\"\",'Combined scenario - input'!$D60=\"\"),\"\",Q75/'Combined scenario - input'!$D60),\"\")","v":""},{"$f":"IFERROR(IF(OR(R75=\"\",'Combined scenario - input'!$D60=\"\"),\"\",R75/'Combined scenario - input'!$D60),\"\")","v":""},{"$f":"IFERROR(IF(OR(S75=\"\",'Combined scenario - input'!$D60=\"\"),\"\",S75/'Combined scenario - input'!$D60),\"\")","v":""},{"$f":"IFERROR(IF(OR(T75=\"\",'Combined scenario - input'!$D60=\"\"),\"\",T75/'Combined scenario - input'!$D60),\"\")","v":""},{"$f":"IFERROR(IF(OR(U75=\"\",'Combined scenario - input'!$D60=\"\"),\"\",U75/'Combined scenario - input'!$D60),\"\")","v":""},{"$f":"IFERROR(IF(OR(V75=\"\",'Combined scenario - input'!$D60=\"\"),\"\",V75/'Combined scenario - input'!$D60),\"\")","v":""},{"$f":"IFERROR(IF(OR(W75=\"\",'Combined scenario - input'!$D60=\"\"),\"\",W75/'Combined scenario - input'!$D60),\"\")","v":""}]
[{"$f":"IFERROR('Combined scenario - input'!A61,\"\")","v":""},{"$f":"IFERROR('Combined scenario - input'!B61,\"\")","v":""},{"$f":"IFERROR('Combined scenario - input'!C61,\"\")","v":""},{"$f":"IFERROR(repcalc('Combined scenario - input'!$CV61:$GH61,'Combined scenario - input'!$G61,'Combined scenario - input'!$E61,'Combined scenario - input'!$F61,20,TRUE,TRUE),\"\")","v":""},"","","","","","","","","","","","","","","","","","","",{"$f":"IFERROR(IF(OR(D76=\"\",'Combined scenario - input'!$D61=\"\"),\"\",D76/'Combined scenario - input'!$D61),\"\")","v":""},{"$f":"IFERROR(IF(OR(E76=\"\",'Combined scenario - input'!$D61=\"\"),\"\",E76/'Combined scenario - input'!$D61),\"\")","v":""},{"$f":"IFERROR(IF(OR(F76=\"\",'Combined scenario - input'!$D61=\"\"),\"\",F76/'Combined scenario - input'!$D61),\"\")","v":""},{"$f":"IFERROR(IF(OR(G76=\"\",'Combined scenario - input'!$D61=\"\"),\"\",G76/'Combined scenario - input'!$D61),\"\")","v":""},{"$f":"IFERROR(IF(OR(H76=\"\",'Combined scenario - input'!$D61=\"\"),\"\",H76/'Combined scenario - input'!$D61),\"\")","v":""},{"$f":"IFERROR(IF(OR(I76=\"\",'Combined scenario - input'!$D61=\"\"),\"\",I76/'Combined scenario - input'!$D61),\"\")","v":""},{"$f":"IFERROR(IF(OR(J76=\"\",'Combined scenario - input'!$D61=\"\"),\"\",J76/'Combined scenario - input'!$D61),\"\")","v":""},{"$f":"IFERROR(IF(OR(K76=\"\",'Combined scenario - input'!$D61=\"\"),\"\",K76/'Combined scenario - input'!$D61),\"\")","v":""},{"$f":"IFERROR(IF(OR(L76=\"\",'Combined scenario - input'!$D61=\"\"),\"\",L76/'Combined scenario - input'!$D61),\"\")","v":""},{"$f":"IFERROR(IF(OR(M76=\"\",'Combined scenario - input'!$D61=\"\"),\"\",M76/'Combined scenario - input'!$D61),\"\")","v":""},{"$f":"IFERROR(IF(OR(N76=\"\",'Combined scenario - input'!$D61=\"\"),\"\",N76/'Combined scenario - input'!$D61),\"\")","v":""},{"$f":"IFERROR(IF(OR(O76=\"\",'Combined scenario - input'!$D61=\"\"),\"\",O76/'Combined scenario - input'!$D61),\"\")","v":""},{"$f":"IFERROR(IF(OR(P76=\"\",'Combined scenario - input'!$D61=\"\"),\"\",P76/'Combined scenario - input'!$D61),\"\")","v":""},{"$f":"IFERROR(IF(OR(Q76=\"\",'Combined scenario - input'!$D61=\"\"),\"\",Q76/'Combined scenario - input'!$D61),\"\")","v":""},{"$f":"IFERROR(IF(OR(R76=\"\",'Combined scenario - input'!$D61=\"\"),\"\",R76/'Combined scenario - input'!$D61),\"\")","v":""},{"$f":"IFERROR(IF(OR(S76=\"\",'Combined scenario - input'!$D61=\"\"),\"\",S76/'Combined scenario - input'!$D61),\"\")","v":""},{"$f":"IFERROR(IF(OR(T76=\"\",'Combined scenario - input'!$D61=\"\"),\"\",T76/'Combined scenario - input'!$D61),\"\")","v":""},{"$f":"IFERROR(IF(OR(U76=\"\",'Combined scenario - input'!$D61=\"\"),\"\",U76/'Combined scenario - input'!$D61),\"\")","v":""},{"$f":"IFERROR(IF(OR(V76=\"\",'Combined scenario - input'!$D61=\"\"),\"\",V76/'Combined scenario - input'!$D61),\"\")","v":""},{"$f":"IFERROR(IF(OR(W76=\"\",'Combined scenario - input'!$D61=\"\"),\"\",W76/'Combined scenario - input'!$D61),\"\")","v":""}]
[{"$f":"IFERROR('Combined scenario - input'!A62,\"\")","v":""},{"$f":"IFERROR('Combined scenario - input'!B62,\"\")","v":""},{"$f":"IFERROR('Combined scenario - input'!C62,\"\")","v":""},{"$f":"IFERROR(repcalc('Combined scenario - input'!$CV62:$GH62,'Combined scenario - input'!$G62,'Combined scenario - input'!$E62,'Combined scenario - input'!$F62,20,TRUE,TRUE),\"\")","v":""},"","","","","","","","","","","","","","","","","","","",{"$f":"IFERROR(IF(OR(D77=\"\",'Combined scenario - input'!$D62=\"\"),\"\",D77/'Combined scenario - input'!$D62),\"\")","v":""},{"$f":"IFERROR(IF(OR(E77=\"\",'Combined scenario - input'!$D62=\"\"),\"\",E77/'Combined scenario - input'!$D62),\"\")","v":""},{"$f":"IFERROR(IF(OR(F77=\"\",'Combined scenario - input'!$D62=\"\"),\"\",F77/'Combined scenario - input'!$D62),\"\")","v":""},{"$f":"IFERROR(IF(OR(G77=\"\",'Combined scenario - input'!$D62=\"\"),\"\",G77/'Combined scenario - input'!$D62),\"\")","v":""},{"$f":"IFERROR(IF(OR(H77=\"\",'Combined scenario - input'!$D62=\"\"),\"\",H77/'Combined scenario - input'!$D62),\"\")","v":""},{"$f":"IFERROR(IF(OR(I77=\"\",'Combined scenario - input'!$D62=\"\"),\"\",I77/'Combined scenario - input'!$D62),\"\")","v":""},{"$f":"IFERROR(IF(OR(J77=\"\",'Combined scenario - input'!$D62=\"\"),\"\",J77/'Combined scenario - input'!$D62),\"\")","v":""},{"$f":"IFERROR(IF(OR(K77=\"\",'Combined scenario - input'!$D62=\"\"),\"\",K77/'Combined scenario - input'!$D62),\"\")","v":""},{"$f":"IFERROR(IF(OR(L77=\"\",'Combined scenario - input'!$D62=\"\"),\"\",L77/'Combined scenario - input'!$D62),\"\")","v":""},{"$f":"IFERROR(IF(OR(M77=\"\",'Combined scenario - input'!$D62=\"\"),\"\",M77/'Combined scenario - input'!$D62),\"\")","v":""},{"$f":"IFERROR(IF(OR(N77=\"\",'Combined scenario - input'!$D62=\"\"),\"\",N77/'Combined scenario - input'!$D62),\"\")","v":""},{"$f":"IFERROR(IF(OR(O77=\"\",'Combined scenario - input'!$D62=\"\"),\"\",O77/'Combined scenario - input'!$D62),\"\")","v":""},{"$f":"IFERROR(IF(OR(P77=\"\",'Combined scenario - input'!$D62=\"\"),\"\",P77/'Combined scenario - input'!$D62),\"\")","v":""},{"$f":"IFERROR(IF(OR(Q77=\"\",'Combined scenario - input'!$D62=\"\"),\"\",Q77/'Combined scenario - input'!$D62),\"\")","v":""},{"$f":"IFERROR(IF(OR(R77=\"\",'Combined scenario - input'!$D62=\"\"),\"\",R77/'Combined scenario - input'!$D62),\"\")","v":""},{"$f":"IFERROR(IF(OR(S77=\"\",'Combined scenario - input'!$D62=\"\"),\"\",S77/'Combined scenario - input'!$D62),\"\")","v":""},{"$f":"IFERROR(IF(OR(T77=\"\",'Combined scenario - input'!$D62=\"\"),\"\",T77/'Combined scenario - input'!$D62),\"\")","v":""},{"$f":"IFERROR(IF(OR(U77=\"\",'Combined scenario - input'!$D62=\"\"),\"\",U77/'Combined scenario - input'!$D62),\"\")","v":""},{"$f":"IFERROR(IF(OR(V77=\"\",'Combined scenario - input'!$D62=\"\"),\"\",V77/'Combined scenario - input'!$D62),\"\")","v":""},{"$f":"IFERROR(IF(OR(W77=\"\",'Combined scenario - input'!$D62=\"\"),\"\",W77/'Combined scenario - input'!$D62),\"\")","v":""}]
[{"$f":"IFERROR('Combined scenario - input'!A63,\"\")","v":""},{"$f":"IFERROR('Combined scenario - input'!B63,\"\")","v":""},{"$f":"IFERROR('Combined scenario - input'!C63,\"\")","v":""},{"$f":"IFERROR(repcalc('Combined scenario - input'!$CV63:$GH63,'Combined scenario - input'!$G63,'Combined scenario - input'!$E63,'Combined scenario - input'!$F63,20,TRUE,TRUE),\"\")","v":""},"","","","","","","","","","","","","","","","","","","",{"$f":"IFERROR(IF(OR(D78=\"\",'Combined scenario - input'!$D63=\"\"),\"\",D78/'Combined scenario - input'!$D63),\"\")","v":""},{"$f":"IFERROR(IF(OR(E78=\"\",'Combined scenario - input'!$D63=\"\"),\"\",E78/'Combined scenario - input'!$D63),\"\")","v":""},{"$f":"IFERROR(IF(OR(F78=\"\",'Combined scenario - input'!$D63=\"\"),\"\",F78/'Combined scenario - input'!$D63),\"\")","v":""},{"$f":"IFERROR(IF(OR(G78=\"\",'Combined scenario - input'!$D63=\"\"),\"\",G78/'Combined scenario - input'!$D63),\"\")","v":""},{"$f":"IFERROR(IF(OR(H78=\"\",'Combined scenario - input'!$D63=\"\"),\"\",H78/'Combined scenario - input'!$D63),\"\")","v":""},{"$f":"IFERROR(IF(OR(I78=\"\",'Combined scenario - input'!$D63=\"\"),\"\",I78/'Combined scenario - input'!$D63),\"\")","v":""},{"$f":"IFERROR(IF(OR(J78=\"\",'Combined scenario - input'!$D63=\"\"),\"\",J78/'Combined scenario - input'!$D63),\"\")","v":""},{"$f":"IFERROR(IF(OR(K78=\"\",'Combined scenario - input'!$D63=\"\"),\"\",K78/'Combined scenario - input'!$D63),\"\")","v":""},{"$f":"IFERROR(IF(OR(L78=\"\",'Combined scenario - input'!$D63=\"\"),\"\",L78/'Combined scenario - input'!$D63),\"\")","v":""},{"$f":"IFERROR(IF(OR(M78=\"\",'Combined scenario - input'!$D63=\"\"),\"\",M78/'Combined scenario - input'!$D63),\"\")","v":""},{"$f":"IFERROR(IF(OR(N78=\"\",'Combined scenario - input'!$D63=\"\"),\"\",N78/'Combined scenario - input'!$D63),\"\")","v":""},{"$f":"IFERROR(IF(OR(O78=\"\",'Combined scenario - input'!$D63=\"\"),\"\",O78/'Combined scenario - input'!$D63),\"\")","v":""},{"$f":"IFERROR(IF(OR(P78=\"\",'Combined scenario - input'!$D63=\"\"),\"\",P78/'Combined scenario - input'!$D63),\"\")","v":""},{"$f":"IFERROR(IF(OR(Q78=\"\",'Combined scenario - input'!$D63=\"\"),\"\",Q78/'Combined scenario - input'!$D63),\"\")","v":""},{"$f":"IFERROR(IF(OR(R78=\"\",'Combined scenario - input'!$D63=\"\"),\"\",R78/'Combined scenario - input'!$D63),\"\")","v":""},{"$f":"IFERROR(IF(OR(S78=\"\",'Combined scenario - input'!$D63=\"\"),\"\",S78/'Combined scenario - input'!$D63),\"\")","v":""},{"$f":"IFERROR(IF(OR(T78=\"\",'Combined scenario - input'!$D63=\"\"),\"\",T78/'Combined scenario - input'!$D63),\"\")","v":""},{"$f":"IFERROR(IF(OR(U78=\"\",'Combined scenario - input'!$D63=\"\"),\"\",U78/'Combined scenario - input'!$D63),\"\")","v":""},{"$f":"IFERROR(IF(OR(V78=\"\",'Combined scenario - input'!$D63=\"\"),\"\",V78/'Combined scenario - input'!$D63),\"\")","v":""},{"$f":"IFERROR(IF(OR(W78=\"\",'Combined scenario - input'!$D63=\"\"),\"\",W78/'Combined scenario - input'!$D63),\"\")","v":""}]
[{"$f":"IFERROR('Combined scenario - input'!A64,\"\")","v":""},{"$f":"IFERROR('Combined scenario - input'!B64,\"\")","v":""},{"$f":"IFERROR('Combined scenario - input'!C64,\"\")","v":""},{"$f":"IFERROR(repcalc('Combined scenario - input'!$CV64:$GH64,'Combined scenario - input'!$G64,'Combined scenario - input'!$E64,'Combined scenario - input'!$F64,20,TRUE,TRUE),\"\")","v":""},"","","","","","","","","","","","","","","","","","","",{"$f":"IFERROR(IF(OR(D79=\"\",'Combined scenario - input'!$D64=\"\"),\"\",D79/'Combined scenario - input'!$D64),\"\")","v":""},{"$f":"IFERROR(IF(OR(E79=\"\",'Combined scenario - input'!$D64=\"\"),\"\",E79/'Combined scenario - input'!$D64),\"\")","v":""},{"$f":"IFERROR(IF(OR(F79=\"\",'Combined scenario - input'!$D64=\"\"),\"\",F79/'Combined scenario - input'!$D64),\"\")","v":""},{"$f":"IFERROR(IF(OR(G79=\"\",'Combined scenario - input'!$D64=\"\"),\"\",G79/'Combined scenario - input'!$D64),\"\")","v":""},{"$f":"IFERROR(IF(OR(H79=\"\",'Combined scenario - input'!$D64=\"\"),\"\",H79/'Combined scenario - input'!$D64),\"\")","v":""},{"$f":"IFERROR(IF(OR(I79=\"\",'Combined scenario - input'!$D64=\"\"),\"\",I79/'Combined scenario - input'!$D64),\"\")","v":""},{"$f":"IFERROR(IF(OR(J79=\"\",'Combined scenario - input'!$D64=\"\"),\"\",J79/'Combined scenario - input'!$D64),\"\")","v":""},{"$f":"IFERROR(IF(OR(K79=\"\",'Combined scenario - input'!$D64=\"\"),\"\",K79/'Combined scenario - input'!$D64),\"\")","v":""},{"$f":"IFERROR(IF(OR(L79=\"\",'Combined scenario - input'!$D64=\"\"),\"\",L79/'Combined scenario - input'!$D64),\"\")","v":""},{"$f":"IFERROR(IF(OR(M79=\"\",'Combined scenario - input'!$D64=\"\"),\"\",M79/'Combined scenario - input'!$D64),\"\")","v":""},{"$f":"IFERROR(IF(OR(N79=\"\",'Combined scenario - input'!$D64=\"\"),\"\",N79/'Combined scenario - input'!$D64),\"\")","v":""},{"$f":"IFERROR(IF(OR(O79=\"\",'Combined scenario - input'!$D64=\"\"),\"\",O79/'Combined scenario - input'!$D64),\"\")","v":""},{"$f":"IFERROR(IF(OR(P79=\"\",'Combined scenario - input'!$D64=\"\"),\"\",P79/'Combined scenario - input'!$D64),\"\")","v":""},{"$f":"IFERROR(IF(OR(Q79=\"\",'Combined scenario - input'!$D64=\"\"),\"\",Q79/'Combined scenario - input'!$D64),\"\")","v":""},{"$f":"IFERROR(IF(OR(R79=\"\",'Combined scenario - input'!$D64=\"\"),\"\",R79/'Combined scenario - input'!$D64),\"\")","v":""},{"$f":"IFERROR(IF(OR(S79=\"\",'Combined scenario - input'!$D64=\"\"),\"\",S79/'Combined scenario - input'!$D64),\"\")","v":""},{"$f":"IFERROR(IF(OR(T79=\"\",'Combined scenario - input'!$D64=\"\"),\"\",T79/'Combined scenario - input'!$D64),\"\")","v":""},{"$f":"IFERROR(IF(OR(U79=\"\",'Combined scenario - input'!$D64=\"\"),\"\",U79/'Combined scenario - input'!$D64),\"\")","v":""},{"$f":"IFERROR(IF(OR(V79=\"\",'Combined scenario - input'!$D64=\"\"),\"\",V79/'Combined scenario - input'!$D64),\"\")","v":""},{"$f":"IFERROR(IF(OR(W79=\"\",'Combined scenario - input'!$D64=\"\"),\"\",W79/'Combined scenario - input'!$D64),\"\")","v":""}]
[{"$f":"IFERROR('Combined scenario - input'!A65,\"\")","v":""},{"$f":"IFERROR('Combined scenario - input'!B65,\"\")","v":""},{"$f":"IFERROR('Combined scenario - input'!C65,\"\")","v":""},{"$f":"IFERROR(repcalc('Combined scenario - input'!$CV65:$GH65,'Combined scenario - input'!$G65,'Combined scenario - input'!$E65,'Combined scenario - input'!$F65,20,TRUE,TRUE),\"\")","v":""},"","","","","","","","","","","","","","","","","","","",{"$f":"IFERROR(IF(OR(D80=\"\",'Combined scenario - input'!$D65=\"\"),\"\",D80/'Combined scenario - input'!$D65),\"\")","v":""},{"$f":"IFERROR(IF(OR(E80=\"\",'Combined scenario - input'!$D65=\"\"),\"\",E80/'Combined scenario - input'!$D65),\"\")","v":""},{"$f":"IFERROR(IF(OR(F80=\"\",'Combined scenario - input'!$D65=\"\"),\"\",F80/'Combined scenario - input'!$D65),\"\")","v":""},{"$f":"IFERROR(IF(OR(G80=\"\",'Combined scenario - input'!$D65=\"\"),\"\",G80/'Combined scenario - input'!$D65),\"\")","v":""},{"$f":"IFERROR(IF(OR(H80=\"\",'Combined scenario - input'!$D65=\"\"),\"\",H80/'Combined scenario - input'!$D65),\"\")","v":""},{"$f":"IFERROR(IF(OR(I80=\"\",'Combined scenario - input'!$D65=\"\"),\"\",I80/'Combined scenario - input'!$D65),\"\")","v":""},{"$f":"IFERROR(IF(OR(J80=\"\",'Combined scenario - input'!$D65=\"\"),\"\",J80/'Combined scenario - input'!$D65),\"\")","v":""},{"$f":"IFERROR(IF(OR(K80=\"\",'Combined scenario - input'!$D65=\"\"),\"\",K80/'Combined scenario - input'!$D65),\"\")","v":""},{"$f":"IFERROR(IF(OR(L80=\"\",'Combined scenario - input'!$D65=\"\"),\"\",L80/'Combined scenario - input'!$D65),\"\")","v":""},{"$f":"IFERROR(IF(OR(M80=\"\",'Combined scenario - input'!$D65=\"\"),\"\",M80/'Combined scenario - input'!$D65),\"\")","v":""},{"$f":"IFERROR(IF(OR(N80=\"\",'Combined scenario - input'!$D65=\"\"),\"\",N80/'Combined scenario - input'!$D65),\"\")","v":""},{"$f":"IFERROR(IF(OR(O80=\"\",'Combined scenario - input'!$D65=\"\"),\"\",O80/'Combined scenario - input'!$D65),\"\")","v":""},{"$f":"IFERROR(IF(OR(P80=\"\",'Combined scenario - input'!$D65=\"\"),\"\",P80/'Combined scenario - input'!$D65),\"\")","v":""},{"$f":"IFERROR(IF(OR(Q80=\"\",'Combined scenario - input'!$D65=\"\"),\"\",Q80/'Combined scenario - input'!$D65),\"\")","v":""},{"$f":"IFERROR(IF(OR(R80=\"\",'Combined scenario - input'!$D65=\"\"),\"\",R80/'Combined scenario - input'!$D65),\"\")","v":""},{"$f":"IFERROR(IF(OR(S80=\"\",'Combined scenario - input'!$D65=\"\"),\"\",S80/'Combined scenario - input'!$D65),\"\")","v":""},{"$f":"IFERROR(IF(OR(T80=\"\",'Combined scenario - input'!$D65=\"\"),\"\",T80/'Combined scenario - input'!$D65),\"\")","v":""},{"$f":"IFERROR(IF(OR(U80=\"\",'Combined scenario - input'!$D65=\"\"),\"\",U80/'Combined scenario - input'!$D65),\"\")","v":""},{"$f":"IFERROR(IF(OR(V80=\"\",'Combined scenario - input'!$D65=\"\"),\"\",V80/'Combined scenario - input'!$D65),\"\")","v":""},{"$f":"IFERROR(IF(OR(W80=\"\",'Combined scenario - input'!$D65=\"\"),\"\",W80/'Combined scenario - input'!$D65),\"\")","v":""}]
[{"$f":"IFERROR('Combined scenario - input'!A66,\"\")","v":""},{"$f":"IFERROR('Combined scenario - input'!B66,\"\")","v":""},{"$f":"IFERROR('Combined scenario - input'!C66,\"\")","v":""},{"$f":"IFERROR(repcalc('Combined scenario - input'!$CV66:$GH66,'Combined scenario - input'!$G66,'Combined scenario - input'!$E66,'Combined scenario - input'!$F66,20,TRUE,TRUE),\"\")","v":""},"","","","","","","","","","","","","","","","","","","",{"$f":"IFERROR(IF(OR(D81=\"\",'Combined scenario - input'!$D66=\"\"),\"\",D81/'Combined scenario - input'!$D66),\"\")","v":""},{"$f":"IFERROR(IF(OR(E81=\"\",'Combined scenario - input'!$D66=\"\"),\"\",E81/'Combined scenario - input'!$D66),\"\")","v":""},{"$f":"IFERROR(IF(OR(F81=\"\",'Combined scenario - input'!$D66=\"\"),\"\",F81/'Combined scenario - input'!$D66),\"\")","v":""},{"$f":"IFERROR(IF(OR(G81=\"\",'Combined scenario - input'!$D66=\"\"),\"\",G81/'Combined scenario - input'!$D66),\"\")","v":""},{"$f":"IFERROR(IF(OR(H81=\"\",'Combined scenario - input'!$D66=\"\"),\"\",H81/'Combined scenario - input'!$D66),\"\")","v":""},{"$f":"IFERROR(IF(OR(I81=\"\",'Combined scenario - input'!$D66=\"\"),\"\",I81/'Combined scenario - input'!$D66),\"\")","v":""},{"$f":"IFERROR(IF(OR(J81=\"\",'Combined scenario - input'!$D66=\"\"),\"\",J81/'Combined scenario - input'!$D66),\"\")","v":""},{"$f":"IFERROR(IF(OR(K81=\"\",'Combined scenario - input'!$D66=\"\"),\"\",K81/'Combined scenario - input'!$D66),\"\")","v":""},{"$f":"IFERROR(IF(OR(L81=\"\",'Combined scenario - input'!$D66=\"\"),\"\",L81/'Combined scenario - input'!$D66),\"\")","v":""},{"$f":"IFERROR(IF(OR(M81=\"\",'Combined scenario - input'!$D66=\"\"),\"\",M81/'Combined scenario - input'!$D66),\"\")","v":""},{"$f":"IFERROR(IF(OR(N81=\"\",'Combined scenario - input'!$D66=\"\"),\"\",N81/'Combined scenario - input'!$D66),\"\")","v":""},{"$f":"IFERROR(IF(OR(O81=\"\",'Combined scenario - input'!$D66=\"\"),\"\",O81/'Combined scenario - input'!$D66),\"\")","v":""},{"$f":"IFERROR(IF(OR(P81=\"\",'Combined scenario - input'!$D66=\"\"),\"\",P81/'Combined scenario - input'!$D66),\"\")","v":""},{"$f":"IFERROR(IF(OR(Q81=\"\",'Combined scenario - input'!$D66=\"\"),\"\",Q81/'Combined scenario - input'!$D66),\"\")","v":""},{"$f":"IFERROR(IF(OR(R81=\"\",'Combined scenario - input'!$D66=\"\"),\"\",R81/'Combined scenario - input'!$D66),\"\")","v":""},{"$f":"IFERROR(IF(OR(S81=\"\",'Combined scenario - input'!$D66=\"\"),\"\",S81/'Combined scenario - input'!$D66),\"\")","v":""},{"$f":"IFERROR(IF(OR(T81=\"\",'Combined scenario - input'!$D66=\"\"),\"\",T81/'Combined scenario - input'!$D66),\"\")","v":""},{"$f":"IFERROR(IF(OR(U81=\"\",'Combined scenario - input'!$D66=\"\"),\"\",U81/'Combined scenario - input'!$D66),\"\")","v":""},{"$f":"IFERROR(IF(OR(V81=\"\",'Combined scenario - input'!$D66=\"\"),\"\",V81/'Combined scenario - input'!$D66),\"\")","v":""},{"$f":"IFERROR(IF(OR(W81=\"\",'Combined scenario - input'!$D66=\"\"),\"\",W81/'Combined scenario - input'!$D66),\"\")","v":""}]
[{"$f":"IFERROR('Combined scenario - input'!A67,\"\")","v":""},{"$f":"IFERROR('Combined scenario - input'!B67,\"\")","v":""},{"$f":"IFERROR('Combined scenario - input'!C67,\"\")","v":""},{"$f":"IFERROR(repcalc('Combined scenario - input'!$CV67:$GH67,'Combined scenario - input'!$G67,'Combined scenario - input'!$E67,'Combined scenario - input'!$F67,20,TRUE,TRUE),\"\")","v":""},"","","","","","","","","","","","","","","","","","","",{"$f":"IFERROR(IF(OR(D82=\"\",'Combined scenario - input'!$D67=\"\"),\"\",D82/'Combined scenario - input'!$D67),\"\")","v":""},{"$f":"IFERROR(IF(OR(E82=\"\",'Combined scenario - input'!$D67=\"\"),\"\",E82/'Combined scenario - input'!$D67),\"\")","v":""},{"$f":"IFERROR(IF(OR(F82=\"\",'Combined scenario - input'!$D67=\"\"),\"\",F82/'Combined scenario - input'!$D67),\"\")","v":""},{"$f":"IFERROR(IF(OR(G82=\"\",'Combined scenario - input'!$D67=\"\"),\"\",G82/'Combined scenario - input'!$D67),\"\")","v":""},{"$f":"IFERROR(IF(OR(H82=\"\",'Combined scenario - input'!$D67=\"\"),\"\",H82/'Combined scenario - input'!$D67),\"\")","v":""},{"$f":"IFERROR(IF(OR(I82=\"\",'Combined scenario - input'!$D67=\"\"),\"\",I82/'Combined scenario - input'!$D67),\"\")","v":""},{"$f":"IFERROR(IF(OR(J82=\"\",'Combined scenario - input'!$D67=\"\"),\"\",J82/'Combined scenario - input'!$D67),\"\")","v":""},{"$f":"IFERROR(IF(OR(K82=\"\",'Combined scenario - input'!$D67=\"\"),\"\",K82/'Combined scenario - input'!$D67),\"\")","v":""},{"$f":"IFERROR(IF(OR(L82=\"\",'Combined scenario - input'!$D67=\"\"),\"\",L82/'Combined scenario - input'!$D67),\"\")","v":""},{"$f":"IFERROR(IF(OR(M82=\"\",'Combined scenario - input'!$D67=\"\"),\"\",M82/'Combined scenario - input'!$D67),\"\")","v":""},{"$f":"IFERROR(IF(OR(N82=\"\",'Combined scenario - input'!$D67=\"\"),\"\",N82/'Combined scenario - input'!$D67),\"\")","v":""},{"$f":"IFERROR(IF(OR(O82=\"\",'Combined scenario - input'!$D67=\"\"),\"\",O82/'Combined scenario - input'!$D67),\"\")","v":""},{"$f":"IFERROR(IF(OR(P82=\"\",'Combined scenario - input'!$D67=\"\"),\"\",P82/'Combined scenario - input'!$D67),\"\")","v":""},{"$f":"IFERROR(IF(OR(Q82=\"\",'Combined scenario - input'!$D67=\"\"),\"\",Q82/'Combined scenario - input'!$D67),\"\")","v":""},{"$f":"IFERROR(IF(OR(R82=\"\",'Combined scenario - input'!$D67=\"\"),\"\",R82/'Combined scenario - input'!$D67),\"\")","v":""},{"$f":"IFERROR(IF(OR(S82=\"\",'Combined scenario - input'!$D67=\"\"),\"\",S82/'Combined scenario - input'!$D67),\"\")","v":""},{"$f":"IFERROR(IF(OR(T82=\"\",'Combined scenario - input'!$D67=\"\"),\"\",T82/'Combined scenario - input'!$D67),\"\")","v":""},{"$f":"IFERROR(IF(OR(U82=\"\",'Combined scenario - input'!$D67=\"\"),\"\",U82/'Combined scenario - input'!$D67),\"\")","v":""},{"$f":"IFERROR(IF(OR(V82=\"\",'Combined scenario - input'!$D67=\"\"),\"\",V82/'Combined scenario - input'!$D67),\"\")","v":""},{"$f":"IFERROR(IF(OR(W82=\"\",'Combined scenario - input'!$D67=\"\"),\"\",W82/'Combined scenario - input'!$D67),\"\")","v":""}]
[{"$f":"IFERROR('Combined scenario - input'!A68,\"\")","v":""},{"$f":"IFERROR('Combined scenario - input'!B68,\"\")","v":""},{"$f":"IFERROR('Combined scenario - input'!C68,\"\")","v":""},{"$f":"IFERROR(repcalc('Combined scenario - input'!$CV68:$GH68,'Combined scenario - input'!$G68,'Combined scenario - input'!$E68,'Combined scenario - input'!$F68,20,TRUE,TRUE),\"\")","v":""},"","","","","","","","","","","","","","","","","","","",{"$f":"IFERROR(IF(OR(D83=\"\",'Combined scenario - input'!$D68=\"\"),\"\",D83/'Combined scenario - input'!$D68),\"\")","v":""},{"$f":"IFERROR(IF(OR(E83=\"\",'Combined scenario - input'!$D68=\"\"),\"\",E83/'Combined scenario - input'!$D68),\"\")","v":""},{"$f":"IFERROR(IF(OR(F83=\"\",'Combined scenario - input'!$D68=\"\"),\"\",F83/'Combined scenario - input'!$D68),\"\")","v":""},{"$f":"IFERROR(IF(OR(G83=\"\",'Combined scenario - input'!$D68=\"\"),\"\",G83/'Combined scenario - input'!$D68),\"\")","v":""},{"$f":"IFERROR(IF(OR(H83=\"\",'Combined scenario - input'!$D68=\"\"),\"\",H83/'Combined scenario - input'!$D68),\"\")","v":""},{"$f":"IFERROR(IF(OR(I83=\"\",'Combined scenario - input'!$D68=\"\"),\"\",I83/'Combined scenario - input'!$D68),\"\")","v":""},{"$f":"IFERROR(IF(OR(J83=\"\",'Combined scenario - input'!$D68=\"\"),\"\",J83/'Combined scenario - input'!$D68),\"\")","v":""},{"$f":"IFERROR(IF(OR(K83=\"\",'Combined scenario - input'!$D68=\"\"),\"\",K83/'Combined scenario - input'!$D68),\"\")","v":""},{"$f":"IFERROR(IF(OR(L83=\"\",'Combined scenario - input'!$D68=\"\"),\"\",L83/'Combined scenario - input'!$D68),\"\")","v":""},{"$f":"IFERROR(IF(OR(M83=\"\",'Combined scenario - input'!$D68=\"\"),\"\",M83/'Combined scenario - input'!$D68),\"\")","v":""},{"$f":"IFERROR(IF(OR(N83=\"\",'Combined scenario - input'!$D68=\"\"),\"\",N83/'Combined scenario - input'!$D68),\"\")","v":""},{"$f":"IFERROR(IF(OR(O83=\"\",'Combined scenario - input'!$D68=\"\"),\"\",O83/'Combined scenario - input'!$D68),\"\")","v":""},{"$f":"IFERROR(IF(OR(P83=\"\",'Combined scenario - input'!$D68=\"\"),\"\",P83/'Combined scenario - input'!$D68),\"\")","v":""},{"$f":"IFERROR(IF(OR(Q83=\"\",'Combined scenario - input'!$D68=\"\"),\"\",Q83/'Combined scenario - input'!$D68),\"\")","v":""},{"$f":"IFERROR(IF(OR(R83=\"\",'Combined scenario - input'!$D68=\"\"),\"\",R83/'Combined scenario - input'!$D68),\"\")","v":""},{"$f":"IFERROR(IF(OR(S83=\"\",'Combined scenario - input'!$D68=\"\"),\"\",S83/'Combined scenario - input'!$D68),\"\")","v":""},{"$f":"IFERROR(IF(OR(T83=\"\",'Combined scenario - input'!$D68=\"\"),\"\",T83/'Combined scenario - input'!$D68),\"\")","v":""},{"$f":"IFERROR(IF(OR(U83=\"\",'Combined scenario - input'!$D68=\"\"),\"\",U83/'Combined scenario - input'!$D68),\"\")","v":""},{"$f":"IFERROR(IF(OR(V83=\"\",'Combined scenario - input'!$D68=\"\"),\"\",V83/'Combined scenario - input'!$D68),\"\")","v":""},{"$f":"IFERROR(IF(OR(W83=\"\",'Combined scenario - input'!$D68=\"\"),\"\",W83/'Combined scenario - input'!$D68),\"\")","v":""}]
[{"$f":"IFERROR('Combined scenario - input'!A69,\"\")","v":""},{"$f":"IFERROR('Combined scenario - input'!B69,\"\")","v":""},{"$f":"IFERROR('Combined scenario - input'!C69,\"\")","v":""},{"$f":"IFERROR(repcalc('Combined scenario - input'!$CV69:$GH69,'Combined scenario - input'!$G69,'Combined scenario - input'!$E69,'Combined scenario - input'!$F69,20,TRUE,TRUE),\"\")","v":""},"","","","","","","","","","","","","","","","","","","",{"$f":"IFERROR(IF(OR(D84=\"\",'Combined scenario - input'!$D69=\"\"),\"\",D84/'Combined scenario - input'!$D69),\"\")","v":""},{"$f":"IFERROR(IF(OR(E84=\"\",'Combined scenario - input'!$D69=\"\"),\"\",E84/'Combined scenario - input'!$D69),\"\")","v":""},{"$f":"IFERROR(IF(OR(F84=\"\",'Combined scenario - input'!$D69=\"\"),\"\",F84/'Combined scenario - input'!$D69),\"\")","v":""},{"$f":"IFERROR(IF(OR(G84=\"\",'Combined scenario - input'!$D69=\"\"),\"\",G84/'Combined scenario - input'!$D69),\"\")","v":""},{"$f":"IFERROR(IF(OR(H84=\"\",'Combined scenario - input'!$D69=\"\"),\"\",H84/'Combined scenario - input'!$D69),\"\")","v":""},{"$f":"IFERROR(IF(OR(I84=\"\",'Combined scenario - input'!$D69=\"\"),\"\",I84/'Combined scenario - input'!$D69),\"\")","v":""},{"$f":"IFERROR(IF(OR(J84=\"\",'Combined scenario - input'!$D69=\"\"),\"\",J84/'Combined scenario - input'!$D69),\"\")","v":""},{"$f":"IFERROR(IF(OR(K84=\"\",'Combined scenario - input'!$D69=\"\"),\"\",K84/'Combined scenario - input'!$D69),\"\")","v":""},{"$f":"IFERROR(IF(OR(L84=\"\",'Combined scenario - input'!$D69=\"\"),\"\",L84/'Combined scenario - input'!$D69),\"\")","v":""},{"$f":"IFERROR(IF(OR(M84=\"\",'Combined scenario - input'!$D69=\"\"),\"\",M84/'Combined scenario - input'!$D69),\"\")","v":""},{"$f":"IFERROR(IF(OR(N84=\"\",'Combined scenario - input'!$D69=\"\"),\"\",N84/'Combined scenario - input'!$D69),\"\")","v":""},{"$f":"IFERROR(IF(OR(O84=\"\",'Combined scenario - input'!$D69=\"\"),\"\",O84/'Combined scenario - input'!$D69),\"\")","v":""},{"$f":"IFERROR(IF(OR(P84=\"\",'Combined scenario - input'!$D69=\"\"),\"\",P84/'Combined scenario - input'!$D69),\"\")","v":""},{"$f":"IFERROR(IF(OR(Q84=\"\",'Combined scenario - input'!$D69=\"\"),\"\",Q84/'Combined scenario - input'!$D69),\"\")","v":""},{"$f":"IFERROR(IF(OR(R84=\"\",'Combined scenario - input'!$D69=\"\"),\"\",R84/'Combined scenario - input'!$D69),\"\")","v":""},{"$f":"IFERROR(IF(OR(S84=\"\",'Combined scenario - input'!$D69=\"\"),\"\",S84/'Combined scenario - input'!$D69),\"\")","v":""},{"$f":"IFERROR(IF(OR(T84=\"\",'Combined scenario - input'!$D69=\"\"),\"\",T84/'Combined scenario - input'!$D69),\"\")","v":""},{"$f":"IFERROR(IF(OR(U84=\"\",'Combined scenario - input'!$D69=\"\"),\"\",U84/'Combined scenario - input'!$D69),\"\")","v":""},{"$f":"IFERROR(IF(OR(V84=\"\",'Combined scenario - input'!$D69=\"\"),\"\",V84/'Combined scenario - input'!$D69),\"\")","v":""},{"$f":"IFERROR(IF(OR(W84=\"\",'Combined scenario - input'!$D69=\"\"),\"\",W84/'Combined scenario - input'!$D69),\"\")","v":""}]
[{"$f":"IFERROR('Combined scenario - input'!A70,\"\")","v":""},{"$f":"IFERROR('Combined scenario - input'!B70,\"\")","v":""},{"$f":"IFERROR('Combined scenario - input'!C70,\"\")","v":""},{"$f":"IFERROR(repcalc('Combined scenario - input'!$CV70:$GH70,'Combined scenario - input'!$G70,'Combined scenario - input'!$E70,'Combined scenario - input'!$F70,20,TRUE,TRUE),\"\")","v":""},"","","","","","","","","","","","","","","","","","","",{"$f":"IFERROR(IF(OR(D85=\"\",'Combined scenario - input'!$D70=\"\"),\"\",D85/'Combined scenario - input'!$D70),\"\")","v":""},{"$f":"IFERROR(IF(OR(E85=\"\",'Combined scenario - input'!$D70=\"\"),\"\",E85/'Combined scenario - input'!$D70),\"\")","v":""},{"$f":"IFERROR(IF(OR(F85=\"\",'Combined scenario - input'!$D70=\"\"),\"\",F85/'Combined scenario - input'!$D70),\"\")","v":""},{"$f":"IFERROR(IF(OR(G85=\"\",'Combined scenario - input'!$D70=\"\"),\"\",G85/'Combined scenario - input'!$D70),\"\")","v":""},{"$f":"IFERROR(IF(OR(H85=\"\",'Combined scenario - input'!$D70=\"\"),\"\",H85/'Combined scenario - input'!$D70),\"\")","v":""},{"$f":"IFERROR(IF(OR(I85=\"\",'Combined scenario - input'!$D70=\"\"),\"\",I85/'Combined scenario - input'!$D70),\"\")","v":""},{"$f":"IFERROR(IF(OR(J85=\"\",'Combined scenario - input'!$D70=\"\"),\"\",J85/'Combined scenario - input'!$D70),\"\")","v":""},{"$f":"IFERROR(IF(OR(K85=\"\",'Combined scenario - input'!$D70=\"\"),\"\",K85/'Combined scenario - input'!$D70),\"\")","v":""},{"$f":"IFERROR(IF(OR(L85=\"\",'Combined scenario - input'!$D70=\"\"),\"\",L85/'Combined scenario - input'!$D70),\"\")","v":""},{"$f":"IFERROR(IF(OR(M85=\"\",'Combined scenario - input'!$D70=\"\"),\"\",M85/'Combined scenario - input'!$D70),\"\")","v":""},{"$f":"IFERROR(IF(OR(N85=\"\",'Combined scenario - input'!$D70=\"\"),\"\",N85/'Combined scenario - input'!$D70),\"\")","v":""},{"$f":"IFERROR(IF(OR(O85=\"\",'Combined scenario - input'!$D70=\"\"),\"\",O85/'Combined scenario - input'!$D70),\"\")","v":""},{"$f":"IFERROR(IF(OR(P85=\"\",'Combined scenario - input'!$D70=\"\"),\"\",P85/'Combined scenario - input'!$D70),\"\")","v":""},{"$f":"IFERROR(IF(OR(Q85=\"\",'Combined scenario - input'!$D70=\"\"),\"\",Q85/'Combined scenario - input'!$D70),\"\")","v":""},{"$f":"IFERROR(IF(OR(R85=\"\",'Combined scenario - input'!$D70=\"\"),\"\",R85/'Combined scenario - input'!$D70),\"\")","v":""},{"$f":"IFERROR(IF(OR(S85=\"\",'Combined scenario - input'!$D70=\"\"),\"\",S85/'Combined scenario - input'!$D70),\"\")","v":""},{"$f":"IFERROR(IF(OR(T85=\"\",'Combined scenario - input'!$D70=\"\"),\"\",T85/'Combined scenario - input'!$D70),\"\")","v":""},{"$f":"IFERROR(IF(OR(U85=\"\",'Combined scenario - input'!$D70=\"\"),\"\",U85/'Combined scenario - input'!$D70),\"\")","v":""},{"$f":"IFERROR(IF(OR(V85=\"\",'Combined scenario - input'!$D70=\"\"),\"\",V85/'Combined scenario - input'!$D70),\"\")","v":""},{"$f":"IFERROR(IF(OR(W85=\"\",'Combined scenario - input'!$D70=\"\"),\"\",W85/'Combined scenario - input'!$D70),\"\")","v":""}]
[{"$f":"IFERROR('Combined scenario - input'!A71,\"\")","v":""},{"$f":"IFERROR('Combined scenario - input'!B71,\"\")","v":""},{"$f":"IFERROR('Combined scenario - input'!C71,\"\")","v":""},{"$f":"IFERROR(repcalc('Combined scenario - input'!$CV71:$GH71,'Combined scenario - input'!$G71,'Combined scenario - input'!$E71,'Combined scenario - input'!$F71,20,TRUE,TRUE),\"\")","v":""},"","","","","","","","","","","","","","","","","","","",{"$f":"IFERROR(IF(OR(D86=\"\",'Combined scenario - input'!$D71=\"\"),\"\",D86/'Combined scenario - input'!$D71),\"\")","v":""},{"$f":"IFERROR(IF(OR(E86=\"\",'Combined scenario - input'!$D71=\"\"),\"\",E86/'Combined scenario - input'!$D71),\"\")","v":""},{"$f":"IFERROR(IF(OR(F86=\"\",'Combined scenario - input'!$D71=\"\"),\"\",F86/'Combined scenario - input'!$D71),\"\")","v":""},{"$f":"IFERROR(IF(OR(G86=\"\",'Combined scenario - input'!$D71=\"\"),\"\",G86/'Combined scenario - input'!$D71),\"\")","v":""},{"$f":"IFERROR(IF(OR(H86=\"\",'Combined scenario - input'!$D71=\"\"),\"\",H86/'Combined scenario - input'!$D71),\"\")","v":""},{"$f":"IFERROR(IF(OR(I86=\"\",'Combined scenario - input'!$D71=\"\"),\"\",I86/'Combined scenario - input'!$D71),\"\")","v":""},{"$f":"IFERROR(IF(OR(J86=\"\",'Combined scenario - input'!$D71=\"\"),\"\",J86/'Combined scenario - input'!$D71),\"\")","v":""},{"$f":"IFERROR(IF(OR(K86=\"\",'Combined scenario - input'!$D71=\"\"),\"\",K86/'Combined scenario - input'!$D71),\"\")","v":""},{"$f":"IFERROR(IF(OR(L86=\"\",'Combined scenario - input'!$D71=\"\"),\"\",L86/'Combined scenario - input'!$D71),\"\")","v":""},{"$f":"IFERROR(IF(OR(M86=\"\",'Combined scenario - input'!$D71=\"\"),\"\",M86/'Combined scenario - input'!$D71),\"\")","v":""},{"$f":"IFERROR(IF(OR(N86=\"\",'Combined scenario - input'!$D71=\"\"),\"\",N86/'Combined scenario - input'!$D71),\"\")","v":""},{"$f":"IFERROR(IF(OR(O86=\"\",'Combined scenario - input'!$D71=\"\"),\"\",O86/'Combined scenario - input'!$D71),\"\")","v":""},{"$f":"IFERROR(IF(OR(P86=\"\",'Combined scenario - input'!$D71=\"\"),\"\",P86/'Combined scenario - input'!$D71),\"\")","v":""},{"$f":"IFERROR(IF(OR(Q86=\"\",'Combined scenario - input'!$D71=\"\"),\"\",Q86/'Combined scenario - input'!$D71),\"\")","v":""},{"$f":"IFERROR(IF(OR(R86=\"\",'Combined scenario - input'!$D71=\"\"),\"\",R86/'Combined scenario - input'!$D71),\"\")","v":""},{"$f":"IFERROR(IF(OR(S86=\"\",'Combined scenario - input'!$D71=\"\"),\"\",S86/'Combined scenario - input'!$D71),\"\")","v":""},{"$f":"IFERROR(IF(OR(T86=\"\",'Combined scenario - input'!$D71=\"\"),\"\",T86/'Combined scenario - input'!$D71),\"\")","v":""},{"$f":"IFERROR(IF(OR(U86=\"\",'Combined scenario - input'!$D71=\"\"),\"\",U86/'Combined scenario - input'!$D71),\"\")","v":""},{"$f":"IFERROR(IF(OR(V86=\"\",'Combined scenario - input'!$D71=\"\"),\"\",V86/'Combined scenario - input'!$D71),\"\")","v":""},{"$f":"IFERROR(IF(OR(W86=\"\",'Combined scenario - input'!$D71=\"\"),\"\",W86/'Combined scenario - input'!$D71),\"\")","v":""}]
[{"$f":"IFERROR('Combined scenario - input'!A72,\"\")","v":""},{"$f":"IFERROR('Combined scenario - input'!B72,\"\")","v":""},{"$f":"IFERROR('Combined scenario - input'!C72,\"\")","v":""},{"$f":"IFERROR(repcalc('Combined scenario - input'!$CV72:$GH72,'Combined scenario - input'!$G72,'Combined scenario - input'!$E72,'Combined scenario - input'!$F72,20,TRUE,TRUE),\"\")","v":""},"","","","","","","","","","","","","","","","","","","",{"$f":"IFERROR(IF(OR(D87=\"\",'Combined scenario - input'!$D72=\"\"),\"\",D87/'Combined scenario - input'!$D72),\"\")","v":""},{"$f":"IFERROR(IF(OR(E87=\"\",'Combined scenario - input'!$D72=\"\"),\"\",E87/'Combined scenario - input'!$D72),\"\")","v":""},{"$f":"IFERROR(IF(OR(F87=\"\",'Combined scenario - input'!$D72=\"\"),\"\",F87/'Combined scenario - input'!$D72),\"\")","v":""},{"$f":"IFERROR(IF(OR(G87=\"\",'Combined scenario - input'!$D72=\"\"),\"\",G87/'Combined scenario - input'!$D72),\"\")","v":""},{"$f":"IFERROR(IF(OR(H87=\"\",'Combined scenario - input'!$D72=\"\"),\"\",H87/'Combined scenario - input'!$D72),\"\")","v":""},{"$f":"IFERROR(IF(OR(I87=\"\",'Combined scenario - input'!$D72=\"\"),\"\",I87/'Combined scenario - input'!$D72),\"\")","v":""},{"$f":"IFERROR(IF(OR(J87=\"\",'Combined scenario - input'!$D72=\"\"),\"\",J87/'Combined scenario - input'!$D72),\"\")","v":""},{"$f":"IFERROR(IF(OR(K87=\"\",'Combined scenario - input'!$D72=\"\"),\"\",K87/'Combined scenario - input'!$D72),\"\")","v":""},{"$f":"IFERROR(IF(OR(L87=\"\",'Combined scenario - input'!$D72=\"\"),\"\",L87/'Combined scenario - input'!$D72),\"\")","v":""},{"$f":"IFERROR(IF(OR(M87=\"\",'Combined scenario - input'!$D72=\"\"),\"\",M87/'Combined scenario - input'!$D72),\"\")","v":""},{"$f":"IFERROR(IF(OR(N87=\"\",'Combined scenario - input'!$D72=\"\"),\"\",N87/'Combined scenario - input'!$D72),\"\")","v":""},{"$f":"IFERROR(IF(OR(O87=\"\",'Combined scenario - input'!$D72=\"\"),\"\",O87/'Combined scenario - input'!$D72),\"\")","v":""},{"$f":"IFERROR(IF(OR(P87=\"\",'Combined scenario - input'!$D72=\"\"),\"\",P87/'Combined scenario - input'!$D72),\"\")","v":""},{"$f":"IFERROR(IF(OR(Q87=\"\",'Combined scenario - input'!$D72=\"\"),\"\",Q87/'Combined scenario - input'!$D72),\"\")","v":""},{"$f":"IFERROR(IF(OR(R87=\"\",'Combined scenario - input'!$D72=\"\"),\"\",R87/'Combined scenario - input'!$D72),\"\")","v":""},{"$f":"IFERROR(IF(OR(S87=\"\",'Combined scenario - input'!$D72=\"\"),\"\",S87/'Combined scenario - input'!$D72),\"\")","v":""},{"$f":"IFERROR(IF(OR(T87=\"\",'Combined scenario - input'!$D72=\"\"),\"\",T87/'Combined scenario - input'!$D72),\"\")","v":""},{"$f":"IFERROR(IF(OR(U87=\"\",'Combined scenario - input'!$D72=\"\"),\"\",U87/'Combined scenario - input'!$D72),\"\")","v":""},{"$f":"IFERROR(IF(OR(V87=\"\",'Combined scenario - input'!$D72=\"\"),\"\",V87/'Combined scenario - input'!$D72),\"\")","v":""},{"$f":"IFERROR(IF(OR(W87=\"\",'Combined scenario - input'!$D72=\"\"),\"\",W87/'Combined scenario - input'!$D72),\"\")","v":""}]
[{"$f":"IFERROR('Combined scenario - input'!A73,\"\")","v":""},{"$f":"IFERROR('Combined scenario - input'!B73,\"\")","v":""},{"$f":"IFERROR('Combined scenario - input'!C73,\"\")","v":""},{"$f":"IFERROR(repcalc('Combined scenario - input'!$CV73:$GH73,'Combined scenario - input'!$G73,'Combined scenario - input'!$E73,'Combined scenario - input'!$F73,20,TRUE,TRUE),\"\")","v":""},"","","","","","","","","","","","","","","","","","","",{"$f":"IFERROR(IF(OR(D88=\"\",'Combined scenario - input'!$D73=\"\"),\"\",D88/'Combined scenario - input'!$D73),\"\")","v":""},{"$f":"IFERROR(IF(OR(E88=\"\",'Combined scenario - input'!$D73=\"\"),\"\",E88/'Combined scenario - input'!$D73),\"\")","v":""},{"$f":"IFERROR(IF(OR(F88=\"\",'Combined scenario - input'!$D73=\"\"),\"\",F88/'Combined scenario - input'!$D73),\"\")","v":""},{"$f":"IFERROR(IF(OR(G88=\"\",'Combined scenario - input'!$D73=\"\"),\"\",G88/'Combined scenario - input'!$D73),\"\")","v":""},{"$f":"IFERROR(IF(OR(H88=\"\",'Combined scenario - input'!$D73=\"\"),\"\",H88/'Combined scenario - input'!$D73),\"\")","v":""},{"$f":"IFERROR(IF(OR(I88=\"\",'Combined scenario - input'!$D73=\"\"),\"\",I88/'Combined scenario - input'!$D73),\"\")","v":""},{"$f":"IFERROR(IF(OR(J88=\"\",'Combined scenario - input'!$D73=\"\"),\"\",J88/'Combined scenario - input'!$D73),\"\")","v":""},{"$f":"IFERROR(IF(OR(K88=\"\",'Combined scenario - input'!$D73=\"\"),\"\",K88/'Combined scenario - input'!$D73),\"\")","v":""},{"$f":"IFERROR(IF(OR(L88=\"\",'Combined scenario - input'!$D73=\"\"),\"\",L88/'Combined scenario - input'!$D73),\"\")","v":""},{"$f":"IFERROR(IF(OR(M88=\"\",'Combined scenario - input'!$D73=\"\"),\"\",M88/'Combined scenario - input'!$D73),\"\")","v":""},{"$f":"IFERROR(IF(OR(N88=\"\",'Combined scenario - input'!$D73=\"\"),\"\",N88/'Combined scenario - input'!$D73),\"\")","v":""},{"$f":"IFERROR(IF(OR(O88=\"\",'Combined scenario - input'!$D73=\"\"),\"\",O88/'Combined scenario - input'!$D73),\"\")","v":""},{"$f":"IFERROR(IF(OR(P88=\"\",'Combined scenario - input'!$D73=\"\"),\"\",P88/'Combined scenario - input'!$D73),\"\")","v":""},{"$f":"IFERROR(IF(OR(Q88=\"\",'Combined scenario - input'!$D73=\"\"),\"\",Q88/'Combined scenario - input'!$D73),\"\")","v":""},{"$f":"IFERROR(IF(OR(R88=\"\",'Combined scenario - input'!$D73=\"\"),\"\",R88/'Combined scenario - input'!$D73),\"\")","v":""},{"$f":"IFERROR(IF(OR(S88=\"\",'Combined scenario - input'!$D73=\"\"),\"\",S88/'Combined scenario - input'!$D73),\"\")","v":""},{"$f":"IFERROR(IF(OR(T88=\"\",'Combined scenario - input'!$D73=\"\"),\"\",T88/'Combined scenario - input'!$D73),\"\")","v":""},{"$f":"IFERROR(IF(OR(U88=\"\",'Combined scenario - input'!$D73=\"\"),\"\",U88/'Combined scenario - input'!$D73),\"\")","v":""},{"$f":"IFERROR(IF(OR(V88=\"\",'Combined scenario - input'!$D73=\"\"),\"\",V88/'Combined scenario - input'!$D73),\"\")","v":""},{"$f":"IFERROR(IF(OR(W88=\"\",'Combined scenario - input'!$D73=\"\"),\"\",W88/'Combined scenario - input'!$D73),\"\")","v":""}]
[{"$f":"IFERROR('Combined scenario - input'!A74,\"\")","v":""},{"$f":"IFERROR('Combined scenario - input'!B74,\"\")","v":""},{"$f":"IFERROR('Combined scenario - input'!C74,\"\")","v":""},{"$f":"IFERROR(repcalc('Combined scenario - input'!$CV74:$GH74,'Combined scenario - input'!$G74,'Combined scenario - input'!$E74,'Combined scenario - input'!$F74,20,TRUE,TRUE),\"\")","v":""},"","","","","","","","","","","","","","","","","","","",{"$f":"IFERROR(IF(OR(D89=\"\",'Combined scenario - input'!$D74=\"\"),\"\",D89/'Combined scenario - input'!$D74),\"\")","v":""},{"$f":"IFERROR(IF(OR(E89=\"\",'Combined scenario - input'!$D74=\"\"),\"\",E89/'Combined scenario - input'!$D74),\"\")","v":""},{"$f":"IFERROR(IF(OR(F89=\"\",'Combined scenario - input'!$D74=\"\"),\"\",F89/'Combined scenario - input'!$D74),\"\")","v":""},{"$f":"IFERROR(IF(OR(G89=\"\",'Combined scenario - input'!$D74=\"\"),\"\",G89/'Combined scenario - input'!$D74),\"\")","v":""},{"$f":"IFERROR(IF(OR(H89=\"\",'Combined scenario - input'!$D74=\"\"),\"\",H89/'Combined scenario - input'!$D74),\"\")","v":""},{"$f":"IFERROR(IF(OR(I89=\"\",'Combined scenario - input'!$D74=\"\"),\"\",I89/'Combined scenario - input'!$D74),\"\")","v":""},{"$f":"IFERROR(IF(OR(J89=\"\",'Combined scenario - input'!$D74=\"\"),\"\",J89/'Combined scenario - input'!$D74),\"\")","v":""},{"$f":"IFERROR(IF(OR(K89=\"\",'Combined scenario - input'!$D74=\"\"),\"\",K89/'Combined scenario - input'!$D74),\"\")","v":""},{"$f":"IFERROR(IF(OR(L89=\"\",'Combined scenario - input'!$D74=\"\"),\"\",L89/'Combined scenario - input'!$D74),\"\")","v":""},{"$f":"IFERROR(IF(OR(M89=\"\",'Combined scenario - input'!$D74=\"\"),\"\",M89/'Combined scenario - input'!$D74),\"\")","v":""},{"$f":"IFERROR(IF(OR(N89=\"\",'Combined scenario - input'!$D74=\"\"),\"\",N89/'Combined scenario - input'!$D74),\"\")","v":""},{"$f":"IFERROR(IF(OR(O89=\"\",'Combined scenario - input'!$D74=\"\"),\"\",O89/'Combined scenario - input'!$D74),\"\")","v":""},{"$f":"IFERROR(IF(OR(P89=\"\",'Combined scenario - input'!$D74=\"\"),\"\",P89/'Combined scenario - input'!$D74),\"\")","v":""},{"$f":"IFERROR(IF(OR(Q89=\"\",'Combined scenario - input'!$D74=\"\"),\"\",Q89/'Combined scenario - input'!$D74),\"\")","v":""},{"$f":"IFERROR(IF(OR(R89=\"\",'Combined scenario - input'!$D74=\"\"),\"\",R89/'Combined scenario - input'!$D74),\"\")","v":""},{"$f":"IFERROR(IF(OR(S89=\"\",'Combined scenario - input'!$D74=\"\"),\"\",S89/'Combined scenario - input'!$D74),\"\")","v":""},{"$f":"IFERROR(IF(OR(T89=\"\",'Combined scenario - input'!$D74=\"\"),\"\",T89/'Combined scenario - input'!$D74),\"\")","v":""},{"$f":"IFERROR(IF(OR(U89=\"\",'Combined scenario - input'!$D74=\"\"),\"\",U89/'Combined scenario - input'!$D74),\"\")","v":""},{"$f":"IFERROR(IF(OR(V89=\"\",'Combined scenario - input'!$D74=\"\"),\"\",V89/'Combined scenario - input'!$D74),\"\")","v":""},{"$f":"IFERROR(IF(OR(W89=\"\",'Combined scenario - input'!$D74=\"\"),\"\",W89/'Combined scenario - input'!$D74),\"\")","v":""}]
[{"$f":"IFERROR('Combined scenario - input'!A75,\"\")","v":""},{"$f":"IFERROR('Combined scenario - input'!B75,\"\")","v":""},{"$f":"IFERROR('Combined scenario - input'!C75,\"\")","v":""},{"$f":"IFERROR(repcalc('Combined scenario - input'!$CV75:$GH75,'Combined scenario - input'!$G75,'Combined scenario - input'!$E75,'Combined scenario - input'!$F75,20,TRUE,TRUE),\"\")","v":""},"","","","","","","","","","","","","","","","","","","",{"$f":"IFERROR(IF(OR(D90=\"\",'Combined scenario - input'!$D75=\"\"),\"\",D90/'Combined scenario - input'!$D75),\"\")","v":""},{"$f":"IFERROR(IF(OR(E90=\"\",'Combined scenario - input'!$D75=\"\"),\"\",E90/'Combined scenario - input'!$D75),\"\")","v":""},{"$f":"IFERROR(IF(OR(F90=\"\",'Combined scenario - input'!$D75=\"\"),\"\",F90/'Combined scenario - input'!$D75),\"\")","v":""},{"$f":"IFERROR(IF(OR(G90=\"\",'Combined scenario - input'!$D75=\"\"),\"\",G90/'Combined scenario - input'!$D75),\"\")","v":""},{"$f":"IFERROR(IF(OR(H90=\"\",'Combined scenario - input'!$D75=\"\"),\"\",H90/'Combined scenario - input'!$D75),\"\")","v":""},{"$f":"IFERROR(IF(OR(I90=\"\",'Combined scenario - input'!$D75=\"\"),\"\",I90/'Combined scenario - input'!$D75),\"\")","v":""},{"$f":"IFERROR(IF(OR(J90=\"\",'Combined scenario - input'!$D75=\"\"),\"\",J90/'Combined scenario - input'!$D75),\"\")","v":""},{"$f":"IFERROR(IF(OR(K90=\"\",'Combined scenario - input'!$D75=\"\"),\"\",K90/'Combined scenario - input'!$D75),\"\")","v":""},{"$f":"IFERROR(IF(OR(L90=\"\",'Combined scenario - input'!$D75=\"\"),\"\",L90/'Combined scenario - input'!$D75),\"\")","v":""},{"$f":"IFERROR(IF(OR(M90=\"\",'Combined scenario - input'!$D75=\"\"),\"\",M90/'Combined scenario - input'!$D75),\"\")","v":""},{"$f":"IFERROR(IF(OR(N90=\"\",'Combined scenario - input'!$D75=\"\"),\"\",N90/'Combined scenario - input'!$D75),\"\")","v":""},{"$f":"IFERROR(IF(OR(O90=\"\",'Combined scenario - input'!$D75=\"\"),\"\",O90/'Combined scenario - input'!$D75),\"\")","v":""},{"$f":"IFERROR(IF(OR(P90=\"\",'Combined scenario - input'!$D75=\"\"),\"\",P90/'Combined scenario - input'!$D75),\"\")","v":""},{"$f":"IFERROR(IF(OR(Q90=\"\",'Combined scenario - input'!$D75=\"\"),\"\",Q90/'Combined scenario - input'!$D75),\"\")","v":""},{"$f":"IFERROR(IF(OR(R90=\"\",'Combined scenario - input'!$D75=\"\"),\"\",R90/'Combined scenario - input'!$D75),\"\")","v":""},{"$f":"IFERROR(IF(OR(S90=\"\",'Combined scenario - input'!$D75=\"\"),\"\",S90/'Combined scenario - input'!$D75),\"\")","v":""},{"$f":"IFERROR(IF(OR(T90=\"\",'Combined scenario - input'!$D75=\"\"),\"\",T90/'Combined scenario - input'!$D75),\"\")","v":""},{"$f":"IFERROR(IF(OR(U90=\"\",'Combined scenario - input'!$D75=\"\"),\"\",U90/'Combined scenario - input'!$D75),\"\")","v":""},{"$f":"IFERROR(IF(OR(V90=\"\",'Combined scenario - input'!$D75=\"\"),\"\",V90/'Combined scenario - input'!$D75),\"\")","v":""},{"$f":"IFERROR(IF(OR(W90=\"\",'Combined scenario - input'!$D75=\"\"),\"\",W90/'Combined scenario - input'!$D75),\"\")","v":""}]
[{"$f":"IFERROR('Combined scenario - input'!A76,\"\")","v":""},{"$f":"IFERROR('Combined scenario - input'!B76,\"\")","v":""},{"$f":"IFERROR('Combined scenario - input'!C76,\"\")","v":""},{"$f":"IFERROR(repcalc('Combined scenario - input'!$CV76:$GH76,'Combined scenario - input'!$G76,'Combined scenario - input'!$E76,'Combined scenario - input'!$F76,20,TRUE,TRUE),\"\")","v":""},"","","","","","","","","","","","","","","","","","","",{"$f":"IFERROR(IF(OR(D91=\"\",'Combined scenario - input'!$D76=\"\"),\"\",D91/'Combined scenario - input'!$D76),\"\")","v":""},{"$f":"IFERROR(IF(OR(E91=\"\",'Combined scenario - input'!$D76=\"\"),\"\",E91/'Combined scenario - input'!$D76),\"\")","v":""},{"$f":"IFERROR(IF(OR(F91=\"\",'Combined scenario - input'!$D76=\"\"),\"\",F91/'Combined scenario - input'!$D76),\"\")","v":""},{"$f":"IFERROR(IF(OR(G91=\"\",'Combined scenario - input'!$D76=\"\"),\"\",G91/'Combined scenario - input'!$D76),\"\")","v":""},{"$f":"IFERROR(IF(OR(H91=\"\",'Combined scenario - input'!$D76=\"\"),\"\",H91/'Combined scenario - input'!$D76),\"\")","v":""},{"$f":"IFERROR(IF(OR(I91=\"\",'Combined scenario - input'!$D76=\"\"),\"\",I91/'Combined scenario - input'!$D76),\"\")","v":""},{"$f":"IFERROR(IF(OR(J91=\"\",'Combined scenario - input'!$D76=\"\"),\"\",J91/'Combined scenario - input'!$D76),\"\")","v":""},{"$f":"IFERROR(IF(OR(K91=\"\",'Combined scenario - input'!$D76=\"\"),\"\",K91/'Combined scenario - input'!$D76),\"\")","v":""},{"$f":"IFERROR(IF(OR(L91=\"\",'Combined scenario - input'!$D76=\"\"),\"\",L91/'Combined scenario - input'!$D76),\"\")","v":""},{"$f":"IFERROR(IF(OR(M91=\"\",'Combined scenario - input'!$D76=\"\"),\"\",M91/'Combined scenario - input'!$D76),\"\")","v":""},{"$f":"IFERROR(IF(OR(N91=\"\",'Combined scenario - input'!$D76=\"\"),\"\",N91/'Combined scenario - input'!$D76),\"\")","v":""},{"$f":"IFERROR(IF(OR(O91=\"\",'Combined scenario - input'!$D76=\"\"),\"\",O91/'Combined scenario - input'!$D76),\"\")","v":""},{"$f":"IFERROR(IF(OR(P91=\"\",'Combined scenario - input'!$D76=\"\"),\"\",P91/'Combined scenario - input'!$D76),\"\")","v":""},{"$f":"IFERROR(IF(OR(Q91=\"\",'Combined scenario - input'!$D76=\"\"),\"\",Q91/'Combined scenario - input'!$D76),\"\")","v":""},{"$f":"IFERROR(IF(OR(R91=\"\",'Combined scenario - input'!$D76=\"\"),\"\",R91/'Combined scenario - input'!$D76),\"\")","v":""},{"$f":"IFERROR(IF(OR(S91=\"\",'Combined scenario - input'!$D76=\"\"),\"\",S91/'Combined scenario - input'!$D76),\"\")","v":""},{"$f":"IFERROR(IF(OR(T91=\"\",'Combined scenario - input'!$D76=\"\"),\"\",T91/'Combined scenario - input'!$D76),\"\")","v":""},{"$f":"IFERROR(IF(OR(U91=\"\",'Combined scenario - input'!$D76=\"\"),\"\",U91/'Combined scenario - input'!$D76),\"\")","v":""},{"$f":"IFERROR(IF(OR(V91=\"\",'Combined scenario - input'!$D76=\"\"),\"\",V91/'Combined scenario - input'!$D76),\"\")","v":""},{"$f":"IFERROR(IF(OR(W91=\"\",'Combined scenario - input'!$D76=\"\"),\"\",W91/'Combined scenario - input'!$D76),\"\")","v":""}]
[{"$f":"IFERROR('Combined scenario - input'!A77,\"\")","v":""},{"$f":"IFERROR('Combined scenario - input'!B77,\"\")","v":""},{"$f":"IFERROR('Combined scenario - input'!C77,\"\")","v":""},{"$f":"IFERROR(repcalc('Combined scenario - input'!$CV77:$GH77,'Combined scenario - input'!$G77,'Combined scenario - input'!$E77,'Combined scenario - input'!$F77,20,TRUE,TRUE),\"\")","v":""},"","","","","","","","","","","","","","","","","","","",{"$f":"IFERROR(IF(OR(D92=\"\",'Combined scenario - input'!$D77=\"\"),\"\",D92/'Combined scenario - input'!$D77),\"\")","v":""},{"$f":"IFERROR(IF(OR(E92=\"\",'Combined scenario - input'!$D77=\"\"),\"\",E92/'Combined scenario - input'!$D77),\"\")","v":""},{"$f":"IFERROR(IF(OR(F92=\"\",'Combined scenario - input'!$D77=\"\"),\"\",F92/'Combined scenario - input'!$D77),\"\")","v":""},{"$f":"IFERROR(IF(OR(G92=\"\",'Combined scenario - input'!$D77=\"\"),\"\",G92/'Combined scenario - input'!$D77),\"\")","v":""},{"$f":"IFERROR(IF(OR(H92=\"\",'Combined scenario - input'!$D77=\"\"),\"\",H92/'Combined scenario - input'!$D77),\"\")","v":""},{"$f":"IFERROR(IF(OR(I92=\"\",'Combined scenario - input'!$D77=\"\"),\"\",I92/'Combined scenario - input'!$D77),\"\")","v":""},{"$f":"IFERROR(IF(OR(J92=\"\",'Combined scenario - input'!$D77=\"\"),\"\",J92/'Combined scenario - input'!$D77),\"\")","v":""},{"$f":"IFERROR(IF(OR(K92=\"\",'Combined scenario - input'!$D77=\"\"),\"\",K92/'Combined scenario - input'!$D77),\"\")","v":""},{"$f":"IFERROR(IF(OR(L92=\"\",'Combined scenario - input'!$D77=\"\"),\"\",L92/'Combined scenario - input'!$D77),\"\")","v":""},{"$f":"IFERROR(IF(OR(M92=\"\",'Combined scenario - input'!$D77=\"\"),\"\",M92/'Combined scenario - input'!$D77),\"\")","v":""},{"$f":"IFERROR(IF(OR(N92=\"\",'Combined scenario - input'!$D77=\"\"),\"\",N92/'Combined scenario - input'!$D77),\"\")","v":""},{"$f":"IFERROR(IF(OR(O92=\"\",'Combined scenario - input'!$D77=\"\"),\"\",O92/'Combined scenario - input'!$D77),\"\")","v":""},{"$f":"IFERROR(IF(OR(P92=\"\",'Combined scenario - input'!$D77=\"\"),\"\",P92/'Combined scenario - input'!$D77),\"\")","v":""},{"$f":"IFERROR(IF(OR(Q92=\"\",'Combined scenario - input'!$D77=\"\"),\"\",Q92/'Combined scenario - input'!$D77),\"\")","v":""},{"$f":"IFERROR(IF(OR(R92=\"\",'Combined scenario - input'!$D77=\"\"),\"\",R92/'Combined scenario - input'!$D77),\"\")","v":""},{"$f":"IFERROR(IF(OR(S92=\"\",'Combined scenario - input'!$D77=\"\"),\"\",S92/'Combined scenario - input'!$D77),\"\")","v":""},{"$f":"IFERROR(IF(OR(T92=\"\",'Combined scenario - input'!$D77=\"\"),\"\",T92/'Combined scenario - input'!$D77),\"\")","v":""},{"$f":"IFERROR(IF(OR(U92=\"\",'Combined scenario - input'!$D77=\"\"),\"\",U92/'Combined scenario - input'!$D77),\"\")","v":""},{"$f":"IFERROR(IF(OR(V92=\"\",'Combined scenario - input'!$D77=\"\"),\"\",V92/'Combined scenario - input'!$D77),\"\")","v":""},{"$f":"IFERROR(IF(OR(W92=\"\",'Combined scenario - input'!$D77=\"\"),\"\",W92/'Combined scenario - input'!$D77),\"\")","v":""}]
[{"$f":"IFERROR('Combined scenario - input'!A78,\"\")","v":""},{"$f":"IFERROR('Combined scenario - input'!B78,\"\")","v":""},{"$f":"IFERROR('Combined scenario - input'!C78,\"\")","v":""},{"$f":"IFERROR(repcalc('Combined scenario - input'!$CV78:$GH78,'Combined scenario - input'!$G78,'Combined scenario - input'!$E78,'Combined scenario - input'!$F78,20,TRUE,TRUE),\"\")","v":""},"","","","","","","","","","","","","","","","","","","",{"$f":"IFERROR(IF(OR(D93=\"\",'Combined scenario - input'!$D78=\"\"),\"\",D93/'Combined scenario - input'!$D78),\"\")","v":""},{"$f":"IFERROR(IF(OR(E93=\"\",'Combined scenario - input'!$D78=\"\"),\"\",E93/'Combined scenario - input'!$D78),\"\")","v":""},{"$f":"IFERROR(IF(OR(F93=\"\",'Combined scenario - input'!$D78=\"\"),\"\",F93/'Combined scenario - input'!$D78),\"\")","v":""},{"$f":"IFERROR(IF(OR(G93=\"\",'Combined scenario - input'!$D78=\"\"),\"\",G93/'Combined scenario - input'!$D78),\"\")","v":""},{"$f":"IFERROR(IF(OR(H93=\"\",'Combined scenario - input'!$D78=\"\"),\"\",H93/'Combined scenario - input'!$D78),\"\")","v":""},{"$f":"IFERROR(IF(OR(I93=\"\",'Combined scenario - input'!$D78=\"\"),\"\",I93/'Combined scenario - input'!$D78),\"\")","v":""},{"$f":"IFERROR(IF(OR(J93=\"\",'Combined scenario - input'!$D78=\"\"),\"\",J93/'Combined scenario - input'!$D78),\"\")","v":""},{"$f":"IFERROR(IF(OR(K93=\"\",'Combined scenario - input'!$D78=\"\"),\"\",K93/'Combined scenario - input'!$D78),\"\")","v":""},{"$f":"IFERROR(IF(OR(L93=\"\",'Combined scenario - input'!$D78=\"\"),\"\",L93/'Combined scenario - input'!$D78),\"\")","v":""},{"$f":"IFERROR(IF(OR(M93=\"\",'Combined scenario - input'!$D78=\"\"),\"\",M93/'Combined scenario - input'!$D78),\"\")","v":""},{"$f":"IFERROR(IF(OR(N93=\"\",'Combined scenario - input'!$D78=\"\"),\"\",N93/'Combined scenario - input'!$D78),\"\")","v":""},{"$f":"IFERROR(IF(OR(O93=\"\",'Combined scenario - input'!$D78=\"\"),\"\",O93/'Combined scenario - input'!$D78),\"\")","v":""},{"$f":"IFERROR(IF(OR(P93=\"\",'Combined scenario - input'!$D78=\"\"),\"\",P93/'Combined scenario - input'!$D78),\"\")","v":""},{"$f":"IFERROR(IF(OR(Q93=\"\",'Combined scenario - input'!$D78=\"\"),\"\",Q93/'Combined scenario - input'!$D78),\"\")","v":""},{"$f":"IFERROR(IF(OR(R93=\"\",'Combined scenario - input'!$D78=\"\"),\"\",R93/'Combined scenario - input'!$D78),\"\")","v":""},{"$f":"IFERROR(IF(OR(S93=\"\",'Combined scenario - input'!$D78=\"\"),\"\",S93/'Combined scenario - input'!$D78),\"\")","v":""},{"$f":"IFERROR(IF(OR(T93=\"\",'Combined scenario - input'!$D78=\"\"),\"\",T93/'Combined scenario - input'!$D78),\"\")","v":""},{"$f":"IFERROR(IF(OR(U93=\"\",'Combined scenario - input'!$D78=\"\"),\"\",U93/'Combined scenario - input'!$D78),\"\")","v":""},{"$f":"IFERROR(IF(OR(V93=\"\",'Combined scenario - input'!$D78=\"\"),\"\",V93/'Combined scenario - input'!$D78),\"\")","v":""},{"$f":"IFERROR(IF(OR(W93=\"\",'Combined scenario - input'!$D78=\"\"),\"\",W93/'Combined scenario - input'!$D78),\"\")","v":""}]
[{"$f":"IFERROR('Combined scenario - input'!A79,\"\")","v":""},{"$f":"IFERROR('Combined scenario - input'!B79,\"\")","v":""},{"$f":"IFERROR('Combined scenario - input'!C79,\"\")","v":""},{"$f":"IFERROR(repcalc('Combined scenario - input'!$CV79:$GH79,'Combined scenario - input'!$G79,'Combined scenario - input'!$E79,'Combined scenario - input'!$F79,20,TRUE,TRUE),\"\")","v":""},"","","","","","","","","","","","","","","","","","","",{"$f":"IFERROR(IF(OR(D94=\"\",'Combined scenario - input'!$D79=\"\"),\"\",D94/'Combined scenario - input'!$D79),\"\")","v":""},{"$f":"IFERROR(IF(OR(E94=\"\",'Combined scenario - input'!$D79=\"\"),\"\",E94/'Combined scenario - input'!$D79),\"\")","v":""},{"$f":"IFERROR(IF(OR(F94=\"\",'Combined scenario - input'!$D79=\"\"),\"\",F94/'Combined scenario - input'!$D79),\"\")","v":""},{"$f":"IFERROR(IF(OR(G94=\"\",'Combined scenario - input'!$D79=\"\"),\"\",G94/'Combined scenario - input'!$D79),\"\")","v":""},{"$f":"IFERROR(IF(OR(H94=\"\",'Combined scenario - input'!$D79=\"\"),\"\",H94/'Combined scenario - input'!$D79),\"\")","v":""},{"$f":"IFERROR(IF(OR(I94=\"\",'Combined scenario - input'!$D79=\"\"),\"\",I94/'Combined scenario - input'!$D79),\"\")","v":""},{"$f":"IFERROR(IF(OR(J94=\"\",'Combined scenario - input'!$D79=\"\"),\"\",J94/'Combined scenario - input'!$D79),\"\")","v":""},{"$f":"IFERROR(IF(OR(K94=\"\",'Combined scenario - input'!$D79=\"\"),\"\",K94/'Combined scenario - input'!$D79),\"\")","v":""},{"$f":"IFERROR(IF(OR(L94=\"\",'Combined scenario - input'!$D79=\"\"),\"\",L94/'Combined scenario - input'!$D79),\"\")","v":""},{"$f":"IFERROR(IF(OR(M94=\"\",'Combined scenario - input'!$D79=\"\"),\"\",M94/'Combined scenario - input'!$D79),\"\")","v":""},{"$f":"IFERROR(IF(OR(N94=\"\",'Combined scenario - input'!$D79=\"\"),\"\",N94/'Combined scenario - input'!$D79),\"\")","v":""},{"$f":"IFERROR(IF(OR(O94=\"\",'Combined scenario - input'!$D79=\"\"),\"\",O94/'Combined scenario - input'!$D79),\"\")","v":""},{"$f":"IFERROR(IF(OR(P94=\"\",'Combined scenario - input'!$D79=\"\"),\"\",P94/'Combined scenario - input'!$D79),\"\")","v":""},{"$f":"IFERROR(IF(OR(Q94=\"\",'Combined scenario - input'!$D79=\"\"),\"\",Q94/'Combined scenario - input'!$D79),\"\")","v":""},{"$f":"IFERROR(IF(OR(R94=\"\",'Combined scenario - input'!$D79=\"\"),\"\",R94/'Combined scenario - input'!$D79),\"\")","v":""},{"$f":"IFERROR(IF(OR(S94=\"\",'Combined scenario - input'!$D79=\"\"),\"\",S94/'Combined scenario - input'!$D79),\"\")","v":""},{"$f":"IFERROR(IF(OR(T94=\"\",'Combined scenario - input'!$D79=\"\"),\"\",T94/'Combined scenario - input'!$D79),\"\")","v":""},{"$f":"IFERROR(IF(OR(U94=\"\",'Combined scenario - input'!$D79=\"\"),\"\",U94/'Combined scenario - input'!$D79),\"\")","v":""},{"$f":"IFERROR(IF(OR(V94=\"\",'Combined scenario - input'!$D79=\"\"),\"\",V94/'Combined scenario - input'!$D79),\"\")","v":""},{"$f":"IFERROR(IF(OR(W94=\"\",'Combined scenario - input'!$D79=\"\"),\"\",W94/'Combined scenario - input'!$D79),\"\")","v":""}]
[{"$f":"IFERROR('Combined scenario - input'!A80,\"\")","v":""},{"$f":"IFERROR('Combined scenario - input'!B80,\"\")","v":""},{"$f":"IFERROR('Combined scenario - input'!C80,\"\")","v":""},{"$f":"IFERROR(repcalc('Combined scenario - input'!$CV80:$GH80,'Combined scenario - input'!$G80,'Combined scenario - input'!$E80,'Combined scenario - input'!$F80,20,TRUE,TRUE),\"\")","v":""},"","","","","","","","","","","","","","","","","","","",{"$f":"IFERROR(IF(OR(D95=\"\",'Combined scenario - input'!$D80=\"\"),\"\",D95/'Combined scenario - input'!$D80),\"\")","v":""},{"$f":"IFERROR(IF(OR(E95=\"\",'Combined scenario - input'!$D80=\"\"),\"\",E95/'Combined scenario - input'!$D80),\"\")","v":""},{"$f":"IFERROR(IF(OR(F95=\"\",'Combined scenario - input'!$D80=\"\"),\"\",F95/'Combined scenario - input'!$D80),\"\")","v":""},{"$f":"IFERROR(IF(OR(G95=\"\",'Combined scenario - input'!$D80=\"\"),\"\",G95/'Combined scenario - input'!$D80),\"\")","v":""},{"$f":"IFERROR(IF(OR(H95=\"\",'Combined scenario - input'!$D80=\"\"),\"\",H95/'Combined scenario - input'!$D80),\"\")","v":""},{"$f":"IFERROR(IF(OR(I95=\"\",'Combined scenario - input'!$D80=\"\"),\"\",I95/'Combined scenario - input'!$D80),\"\")","v":""},{"$f":"IFERROR(IF(OR(J95=\"\",'Combined scenario - input'!$D80=\"\"),\"\",J95/'Combined scenario - input'!$D80),\"\")","v":""},{"$f":"IFERROR(IF(OR(K95=\"\",'Combined scenario - input'!$D80=\"\"),\"\",K95/'Combined scenario - input'!$D80),\"\")","v":""},{"$f":"IFERROR(IF(OR(L95=\"\",'Combined scenario - input'!$D80=\"\"),\"\",L95/'Combined scenario - input'!$D80),\"\")","v":""},{"$f":"IFERROR(IF(OR(M95=\"\",'Combined scenario - input'!$D80=\"\"),\"\",M95/'Combined scenario - input'!$D80),\"\")","v":""},{"$f":"IFERROR(IF(OR(N95=\"\",'Combined scenario - input'!$D80=\"\"),\"\",N95/'Combined scenario - input'!$D80),\"\")","v":""},{"$f":"IFERROR(IF(OR(O95=\"\",'Combined scenario - input'!$D80=\"\"),\"\",O95/'Combined scenario - input'!$D80),\"\")","v":""},{"$f":"IFERROR(IF(OR(P95=\"\",'Combined scenario - input'!$D80=\"\"),\"\",P95/'Combined scenario - input'!$D80),\"\")","v":""},{"$f":"IFERROR(IF(OR(Q95=\"\",'Combined scenario - input'!$D80=\"\"),\"\",Q95/'Combined scenario - input'!$D80),\"\")","v":""},{"$f":"IFERROR(IF(OR(R95=\"\",'Combined scenario - input'!$D80=\"\"),\"\",R95/'Combined scenario - input'!$D80),\"\")","v":""},{"$f":"IFERROR(IF(OR(S95=\"\",'Combined scenario - input'!$D80=\"\"),\"\",S95/'Combined scenario - input'!$D80),\"\")","v":""},{"$f":"IFERROR(IF(OR(T95=\"\",'Combined scenario - input'!$D80=\"\"),\"\",T95/'Combined scenario - input'!$D80),\"\")","v":""},{"$f":"IFERROR(IF(OR(U95=\"\",'Combined scenario - input'!$D80=\"\"),\"\",U95/'Combined scenario - input'!$D80),\"\")","v":""},{"$f":"IFERROR(IF(OR(V95=\"\",'Combined scenario - input'!$D80=\"\"),\"\",V95/'Combined scenario - input'!$D80),\"\")","v":""},{"$f":"IFERROR(IF(OR(W95=\"\",'Combined scenario - input'!$D80=\"\"),\"\",W95/'Combined scenario - input'!$D80),\"\")","v":""}]
[{"$f":"IFERROR('Combined scenario - input'!A81,\"\")","v":""},{"$f":"IFERROR('Combined scenario - input'!B81,\"\")","v":""},{"$f":"IFERROR('Combined scenario - input'!C81,\"\")","v":""},{"$f":"IFERROR(repcalc('Combined scenario - input'!$CV81:$GH81,'Combined scenario - input'!$G81,'Combined scenario - input'!$E81,'Combined scenario - input'!$F81,20,TRUE,TRUE),\"\")","v":""},"","","","","","","","","","","","","","","","","","","",{"$f":"IFERROR(IF(OR(D96=\"\",'Combined scenario - input'!$D81=\"\"),\"\",D96/'Combined scenario - input'!$D81),\"\")","v":""},{"$f":"IFERROR(IF(OR(E96=\"\",'Combined scenario - input'!$D81=\"\"),\"\",E96/'Combined scenario - input'!$D81),\"\")","v":""},{"$f":"IFERROR(IF(OR(F96=\"\",'Combined scenario - input'!$D81=\"\"),\"\",F96/'Combined scenario - input'!$D81),\"\")","v":""},{"$f":"IFERROR(IF(OR(G96=\"\",'Combined scenario - input'!$D81=\"\"),\"\",G96/'Combined scenario - input'!$D81),\"\")","v":""},{"$f":"IFERROR(IF(OR(H96=\"\",'Combined scenario - input'!$D81=\"\"),\"\",H96/'Combined scenario - input'!$D81),\"\")","v":""},{"$f":"IFERROR(IF(OR(I96=\"\",'Combined scenario - input'!$D81=\"\"),\"\",I96/'Combined scenario - input'!$D81),\"\")","v":""},{"$f":"IFERROR(IF(OR(J96=\"\",'Combined scenario - input'!$D81=\"\"),\"\",J96/'Combined scenario - input'!$D81),\"\")","v":""},{"$f":"IFERROR(IF(OR(K96=\"\",'Combined scenario - input'!$D81=\"\"),\"\",K96/'Combined scenario - input'!$D81),\"\")","v":""},{"$f":"IFERROR(IF(OR(L96=\"\",'Combined scenario - input'!$D81=\"\"),\"\",L96/'Combined scenario - input'!$D81),\"\")","v":""},{"$f":"IFERROR(IF(OR(M96=\"\",'Combined scenario - input'!$D81=\"\"),\"\",M96/'Combined scenario - input'!$D81),\"\")","v":""},{"$f":"IFERROR(IF(OR(N96=\"\",'Combined scenario - input'!$D81=\"\"),\"\",N96/'Combined scenario - input'!$D81),\"\")","v":""},{"$f":"IFERROR(IF(OR(O96=\"\",'Combined scenario - input'!$D81=\"\"),\"\",O96/'Combined scenario - input'!$D81),\"\")","v":""},{"$f":"IFERROR(IF(OR(P96=\"\",'Combined scenario - input'!$D81=\"\"),\"\",P96/'Combined scenario - input'!$D81),\"\")","v":""},{"$f":"IFERROR(IF(OR(Q96=\"\",'Combined scenario - input'!$D81=\"\"),\"\",Q96/'Combined scenario - input'!$D81),\"\")","v":""},{"$f":"IFERROR(IF(OR(R96=\"\",'Combined scenario - input'!$D81=\"\"),\"\",R96/'Combined scenario - input'!$D81),\"\")","v":""},{"$f":"IFERROR(IF(OR(S96=\"\",'Combined scenario - input'!$D81=\"\"),\"\",S96/'Combined scenario - input'!$D81),\"\")","v":""},{"$f":"IFERROR(IF(OR(T96=\"\",'Combined scenario - input'!$D81=\"\"),\"\",T96/'Combined scenario - input'!$D81),\"\")","v":""},{"$f":"IFERROR(IF(OR(U96=\"\",'Combined scenario - input'!$D81=\"\"),\"\",U96/'Combined scenario - input'!$D81),\"\")","v":""},{"$f":"IFERROR(IF(OR(V96=\"\",'Combined scenario - input'!$D81=\"\"),\"\",V96/'Combined scenario - input'!$D81),\"\")","v":""},{"$f":"IFERROR(IF(OR(W96=\"\",'Combined scenario - input'!$D81=\"\"),\"\",W96/'Combined scenario - input'!$D81),\"\")","v":""}]
[{"$f":"IFERROR('Combined scenario - input'!A82,\"\")","v":""},{"$f":"IFERROR('Combined scenario - input'!B82,\"\")","v":""},{"$f":"IFERROR('Combined scenario - input'!C82,\"\")","v":""},{"$f":"IFERROR(repcalc('Combined scenario - input'!$CV82:$GH82,'Combined scenario - input'!$G82,'Combined scenario - input'!$E82,'Combined scenario - input'!$F82,20,TRUE,TRUE),\"\")","v":""},"","","","","","","","","","","","","","","","","","","",{"$f":"IFERROR(IF(OR(D97=\"\",'Combined scenario - input'!$D82=\"\"),\"\",D97/'Combined scenario - input'!$D82),\"\")","v":""},{"$f":"IFERROR(IF(OR(E97=\"\",'Combined scenario - input'!$D82=\"\"),\"\",E97/'Combined scenario - input'!$D82),\"\")","v":""},{"$f":"IFERROR(IF(OR(F97=\"\",'Combined scenario - input'!$D82=\"\"),\"\",F97/'Combined scenario - input'!$D82),\"\")","v":""},{"$f":"IFERROR(IF(OR(G97=\"\",'Combined scenario - input'!$D82=\"\"),\"\",G97/'Combined scenario - input'!$D82),\"\")","v":""},{"$f":"IFERROR(IF(OR(H97=\"\",'Combined scenario - input'!$D82=\"\"),\"\",H97/'Combined scenario - input'!$D82),\"\")","v":""},{"$f":"IFERROR(IF(OR(I97=\"\",'Combined scenario - input'!$D82=\"\"),\"\",I97/'Combined scenario - input'!$D82),\"\")","v":""},{"$f":"IFERROR(IF(OR(J97=\"\",'Combined scenario - input'!$D82=\"\"),\"\",J97/'Combined scenario - input'!$D82),\"\")","v":""},{"$f":"IFERROR(IF(OR(K97=\"\",'Combined scenario - input'!$D82=\"\"),\"\",K97/'Combined scenario - input'!$D82),\"\")","v":""},{"$f":"IFERROR(IF(OR(L97=\"\",'Combined scenario - input'!$D82=\"\"),\"\",L97/'Combined scenario - input'!$D82),\"\")","v":""},{"$f":"IFERROR(IF(OR(M97=\"\",'Combined scenario - input'!$D82=\"\"),\"\",M97/'Combined scenario - input'!$D82),\"\")","v":""},{"$f":"IFERROR(IF(OR(N97=\"\",'Combined scenario - input'!$D82=\"\"),\"\",N97/'Combined scenario - input'!$D82),\"\")","v":""},{"$f":"IFERROR(IF(OR(O97=\"\",'Combined scenario - input'!$D82=\"\"),\"\",O97/'Combined scenario - input'!$D82),\"\")","v":""},{"$f":"IFERROR(IF(OR(P97=\"\",'Combined scenario - input'!$D82=\"\"),\"\",P97/'Combined scenario - input'!$D82),\"\")","v":""},{"$f":"IFERROR(IF(OR(Q97=\"\",'Combined scenario - input'!$D82=\"\"),\"\",Q97/'Combined scenario - input'!$D82),\"\")","v":""},{"$f":"IFERROR(IF(OR(R97=\"\",'Combined scenario - input'!$D82=\"\"),\"\",R97/'Combined scenario - input'!$D82),\"\")","v":""},{"$f":"IFERROR(IF(OR(S97=\"\",'Combined scenario - input'!$D82=\"\"),\"\",S97/'Combined scenario - input'!$D82),\"\")","v":""},{"$f":"IFERROR(IF(OR(T97=\"\",'Combined scenario - input'!$D82=\"\"),\"\",T97/'Combined scenario - input'!$D82),\"\")","v":""},{"$f":"IFERROR(IF(OR(U97=\"\",'Combined scenario - input'!$D82=\"\"),\"\",U97/'Combined scenario - input'!$D82),\"\")","v":""},{"$f":"IFERROR(IF(OR(V97=\"\",'Combined scenario - input'!$D82=\"\"),\"\",V97/'Combined scenario - input'!$D82),\"\")","v":""},{"$f":"IFERROR(IF(OR(W97=\"\",'Combined scenario - input'!$D82=\"\"),\"\",W97/'Combined scenario - input'!$D82),\"\")","v":""}]
[{"$f":"IFERROR('Combined scenario - input'!A83,\"\")","v":""},{"$f":"IFERROR('Combined scenario - input'!B83,\"\")","v":""},{"$f":"IFERROR('Combined scenario - input'!C83,\"\")","v":""},{"$f":"IFERROR(repcalc('Combined scenario - input'!$CV83:$GH83,'Combined scenario - input'!$G83,'Combined scenario - input'!$E83,'Combined scenario - input'!$F83,20,TRUE,TRUE),\"\")","v":""},"","","","","","","","","","","","","","","","","","","",{"$f":"IFERROR(IF(OR(D98=\"\",'Combined scenario - input'!$D83=\"\"),\"\",D98/'Combined scenario - input'!$D83),\"\")","v":""},{"$f":"IFERROR(IF(OR(E98=\"\",'Combined scenario - input'!$D83=\"\"),\"\",E98/'Combined scenario - input'!$D83),\"\")","v":""},{"$f":"IFERROR(IF(OR(F98=\"\",'Combined scenario - input'!$D83=\"\"),\"\",F98/'Combined scenario - input'!$D83),\"\")","v":""},{"$f":"IFERROR(IF(OR(G98=\"\",'Combined scenario - input'!$D83=\"\"),\"\",G98/'Combined scenario - input'!$D83),\"\")","v":""},{"$f":"IFERROR(IF(OR(H98=\"\",'Combined scenario - input'!$D83=\"\"),\"\",H98/'Combined scenario - input'!$D83),\"\")","v":""},{"$f":"IFERROR(IF(OR(I98=\"\",'Combined scenario - input'!$D83=\"\"),\"\",I98/'Combined scenario - input'!$D83),\"\")","v":""},{"$f":"IFERROR(IF(OR(J98=\"\",'Combined scenario - input'!$D83=\"\"),\"\",J98/'Combined scenario - input'!$D83),\"\")","v":""},{"$f":"IFERROR(IF(OR(K98=\"\",'Combined scenario - input'!$D83=\"\"),\"\",K98/'Combined scenario - input'!$D83),\"\")","v":""},{"$f":"IFERROR(IF(OR(L98=\"\",'Combined scenario - input'!$D83=\"\"),\"\",L98/'Combined scenario - input'!$D83),\"\")","v":""},{"$f":"IFERROR(IF(OR(M98=\"\",'Combined scenario - input'!$D83=\"\"),\"\",M98/'Combined scenario - input'!$D83),\"\")","v":""},{"$f":"IFERROR(IF(OR(N98=\"\",'Combined scenario - input'!$D83=\"\"),\"\",N98/'Combined scenario - input'!$D83),\"\")","v":""},{"$f":"IFERROR(IF(OR(O98=\"\",'Combined scenario - input'!$D83=\"\"),\"\",O98/'Combined scenario - input'!$D83),\"\")","v":""},{"$f":"IFERROR(IF(OR(P98=\"\",'Combined scenario - input'!$D83=\"\"),\"\",P98/'Combined scenario - input'!$D83),\"\")","v":""},{"$f":"IFERROR(IF(OR(Q98=\"\",'Combined scenario - input'!$D83=\"\"),\"\",Q98/'Combined scenario - input'!$D83),\"\")","v":""},{"$f":"IFERROR(IF(OR(R98=\"\",'Combined scenario - input'!$D83=\"\"),\"\",R98/'Combined scenario - input'!$D83),\"\")","v":""},{"$f":"IFERROR(IF(OR(S98=\"\",'Combined scenario - input'!$D83=\"\"),\"\",S98/'Combined scenario - input'!$D83),\"\")","v":""},{"$f":"IFERROR(IF(OR(T98=\"\",'Combined scenario - input'!$D83=\"\"),\"\",T98/'Combined scenario - input'!$D83),\"\")","v":""},{"$f":"IFERROR(IF(OR(U98=\"\",'Combined scenario - input'!$D83=\"\"),\"\",U98/'Combined scenario - input'!$D83),\"\")","v":""},{"$f":"IFERROR(IF(OR(V98=\"\",'Combined scenario - input'!$D83=\"\"),\"\",V98/'Combined scenario - input'!$D83),\"\")","v":""},{"$f":"IFERROR(IF(OR(W98=\"\",'Combined scenario - input'!$D83=\"\"),\"\",W98/'Combined scenario - input'!$D83),\"\")","v":""}]
[{"$f":"IFERROR('Combined scenario - input'!A84,\"\")","v":""},{"$f":"IFERROR('Combined scenario - input'!B84,\"\")","v":""},{"$f":"IFERROR('Combined scenario - input'!C84,\"\")","v":""},{"$f":"IFERROR(repcalc('Combined scenario - input'!$CV84:$GH84,'Combined scenario - input'!$G84,'Combined scenario - input'!$E84,'Combined scenario - input'!$F84,20,TRUE,TRUE),\"\")","v":""},"","","","","","","","","","","","","","","","","","","",{"$f":"IFERROR(IF(OR(D99=\"\",'Combined scenario - input'!$D84=\"\"),\"\",D99/'Combined scenario - input'!$D84),\"\")","v":""},{"$f":"IFERROR(IF(OR(E99=\"\",'Combined scenario - input'!$D84=\"\"),\"\",E99/'Combined scenario - input'!$D84),\"\")","v":""},{"$f":"IFERROR(IF(OR(F99=\"\",'Combined scenario - input'!$D84=\"\"),\"\",F99/'Combined scenario - input'!$D84),\"\")","v":""},{"$f":"IFERROR(IF(OR(G99=\"\",'Combined scenario - input'!$D84=\"\"),\"\",G99/'Combined scenario - input'!$D84),\"\")","v":""},{"$f":"IFERROR(IF(OR(H99=\"\",'Combined scenario - input'!$D84=\"\"),\"\",H99/'Combined scenario - input'!$D84),\"\")","v":""},{"$f":"IFERROR(IF(OR(I99=\"\",'Combined scenario - input'!$D84=\"\"),\"\",I99/'Combined scenario - input'!$D84),\"\")","v":""},{"$f":"IFERROR(IF(OR(J99=\"\",'Combined scenario - input'!$D84=\"\"),\"\",J99/'Combined scenario - input'!$D84),\"\")","v":""},{"$f":"IFERROR(IF(OR(K99=\"\",'Combined scenario - input'!$D84=\"\"),\"\",K99/'Combined scenario - input'!$D84),\"\")","v":""},{"$f":"IFERROR(IF(OR(L99=\"\",'Combined scenario - input'!$D84=\"\"),\"\",L99/'Combined scenario - input'!$D84),\"\")","v":""},{"$f":"IFERROR(IF(OR(M99=\"\",'Combined scenario - input'!$D84=\"\"),\"\",M99/'Combined scenario - input'!$D84),\"\")","v":""},{"$f":"IFERROR(IF(OR(N99=\"\",'Combined scenario - input'!$D84=\"\"),\"\",N99/'Combined scenario - input'!$D84),\"\")","v":""},{"$f":"IFERROR(IF(OR(O99=\"\",'Combined scenario - input'!$D84=\"\"),\"\",O99/'Combined scenario - input'!$D84),\"\")","v":""},{"$f":"IFERROR(IF(OR(P99=\"\",'Combined scenario - input'!$D84=\"\"),\"\",P99/'Combined scenario - input'!$D84),\"\")","v":""},{"$f":"IFERROR(IF(OR(Q99=\"\",'Combined scenario - input'!$D84=\"\"),\"\",Q99/'Combined scenario - input'!$D84),\"\")","v":""},{"$f":"IFERROR(IF(OR(R99=\"\",'Combined scenario - input'!$D84=\"\"),\"\",R99/'Combined scenario - input'!$D84),\"\")","v":""},{"$f":"IFERROR(IF(OR(S99=\"\",'Combined scenario - input'!$D84=\"\"),\"\",S99/'Combined scenario - input'!$D84),\"\")","v":""},{"$f":"IFERROR(IF(OR(T99=\"\",'Combined scenario - input'!$D84=\"\"),\"\",T99/'Combined scenario - input'!$D84),\"\")","v":""},{"$f":"IFERROR(IF(OR(U99=\"\",'Combined scenario - input'!$D84=\"\"),\"\",U99/'Combined scenario - input'!$D84),\"\")","v":""},{"$f":"IFERROR(IF(OR(V99=\"\",'Combined scenario - input'!$D84=\"\"),\"\",V99/'Combined scenario - input'!$D84),\"\")","v":""},{"$f":"IFERROR(IF(OR(W99=\"\",'Combined scenario - input'!$D84=\"\"),\"\",W99/'Combined scenario - input'!$D84),\"\")","v":""}]
[{"$f":"IFERROR('Combined scenario - input'!A85,\"\")","v":""},{"$f":"IFERROR('Combined scenario - input'!B85,\"\")","v":""},{"$f":"IFERROR('Combined scenario - input'!C85,\"\")","v":""},{"$f":"IFERROR(repcalc('Combined scenario - input'!$CV85:$GH85,'Combined scenario - input'!$G85,'Combined scenario - input'!$E85,'Combined scenario - input'!$F85,20,TRUE,TRUE),\"\")","v":""},"","","","","","","","","","","","","","","","","","","",{"$f":"IFERROR(IF(OR(D100=\"\",'Combined scenario - input'!$D85=\"\"),\"\",D100/'Combined scenario - input'!$D85),\"\")","v":""},{"$f":"IFERROR(IF(OR(E100=\"\",'Combined scenario - input'!$D85=\"\"),\"\",E100/'Combined scenario - input'!$D85),\"\")","v":""},{"$f":"IFERROR(IF(OR(F100=\"\",'Combined scenario - input'!$D85=\"\"),\"\",F100/'Combined scenario - input'!$D85),\"\")","v":""},{"$f":"IFERROR(IF(OR(G100=\"\",'Combined scenario - input'!$D85=\"\"),\"\",G100/'Combined scenario - input'!$D85),\"\")","v":""},{"$f":"IFERROR(IF(OR(H100=\"\",'Combined scenario - input'!$D85=\"\"),\"\",H100/'Combined scenario - input'!$D85),\"\")","v":""},{"$f":"IFERROR(IF(OR(I100=\"\",'Combined scenario - input'!$D85=\"\"),\"\",I100/'Combined scenario - input'!$D85),\"\")","v":""},{"$f":"IFERROR(IF(OR(J100=\"\",'Combined scenario - input'!$D85=\"\"),\"\",J100/'Combined scenario - input'!$D85),\"\")","v":""},{"$f":"IFERROR(IF(OR(K100=\"\",'Combined scenario - input'!$D85=\"\"),\"\",K100/'Combined scenario - input'!$D85),\"\")","v":""},{"$f":"IFERROR(IF(OR(L100=\"\",'Combined scenario - input'!$D85=\"\"),\"\",L100/'Combined scenario - input'!$D85),\"\")","v":""},{"$f":"IFERROR(IF(OR(M100=\"\",'Combined scenario - input'!$D85=\"\"),\"\",M100/'Combined scenario - input'!$D85),\"\")","v":""},{"$f":"IFERROR(IF(OR(N100=\"\",'Combined scenario - input'!$D85=\"\"),\"\",N100/'Combined scenario - input'!$D85),\"\")","v":""},{"$f":"IFERROR(IF(OR(O100=\"\",'Combined scenario - input'!$D85=\"\"),\"\",O100/'Combined scenario - input'!$D85),\"\")","v":""},{"$f":"IFERROR(IF(OR(P100=\"\",'Combined scenario - input'!$D85=\"\"),\"\",P100/'Combined scenario - input'!$D85),\"\")","v":""},{"$f":"IFERROR(IF(OR(Q100=\"\",'Combined scenario - input'!$D85=\"\"),\"\",Q100/'Combined scenario - input'!$D85),\"\")","v":""},{"$f":"IFERROR(IF(OR(R100=\"\",'Combined scenario - input'!$D85=\"\"),\"\",R100/'Combined scenario - input'!$D85),\"\")","v":""},{"$f":"IFERROR(IF(OR(S100=\"\",'Combined scenario - input'!$D85=\"\"),\"\",S100/'Combined scenario - input'!$D85),\"\")","v":""},{"$f":"IFERROR(IF(OR(T100=\"\",'Combined scenario - input'!$D85=\"\"),\"\",T100/'Combined scenario - input'!$D85),\"\")","v":""},{"$f":"IFERROR(IF(OR(U100=\"\",'Combined scenario - input'!$D85=\"\"),\"\",U100/'Combined scenario - input'!$D85),\"\")","v":""},{"$f":"IFERROR(IF(OR(V100=\"\",'Combined scenario - input'!$D85=\"\"),\"\",V100/'Combined scenario - input'!$D85),\"\")","v":""},{"$f":"IFERROR(IF(OR(W100=\"\",'Combined scenario - input'!$D85=\"\"),\"\",W100/'Combined scenario - input'!$D85),\"\")","v":""}]
[{"$f":"IFERROR('Combined scenario - input'!A86,\"\")","v":""},{"$f":"IFERROR('Combined scenario - input'!B86,\"\")","v":""},{"$f":"IFERROR('Combined scenario - input'!C86,\"\")","v":""},{"$f":"IFERROR(repcalc('Combined scenario - input'!$CV86:$GH86,'Combined scenario - input'!$G86,'Combined scenario - input'!$E86,'Combined scenario - input'!$F86,20,TRUE,TRUE),\"\")","v":""},"","","","","","","","","","","","","","","","","","","",{"$f":"IFERROR(IF(OR(D101=\"\",'Combined scenario - input'!$D86=\"\"),\"\",D101/'Combined scenario - input'!$D86),\"\")","v":""},{"$f":"IFERROR(IF(OR(E101=\"\",'Combined scenario - input'!$D86=\"\"),\"\",E101/'Combined scenario - input'!$D86),\"\")","v":""},{"$f":"IFERROR(IF(OR(F101=\"\",'Combined scenario - input'!$D86=\"\"),\"\",F101/'Combined scenario - input'!$D86),\"\")","v":""},{"$f":"IFERROR(IF(OR(G101=\"\",'Combined scenario - input'!$D86=\"\"),\"\",G101/'Combined scenario - input'!$D86),\"\")","v":""},{"$f":"IFERROR(IF(OR(H101=\"\",'Combined scenario - input'!$D86=\"\"),\"\",H101/'Combined scenario - input'!$D86),\"\")","v":""},{"$f":"IFERROR(IF(OR(I101=\"\",'Combined scenario - input'!$D86=\"\"),\"\",I101/'Combined scenario - input'!$D86),\"\")","v":""},{"$f":"IFERROR(IF(OR(J101=\"\",'Combined scenario - input'!$D86=\"\"),\"\",J101/'Combined scenario - input'!$D86),\"\")","v":""},{"$f":"IFERROR(IF(OR(K101=\"\",'Combined scenario - input'!$D86=\"\"),\"\",K101/'Combined scenario - input'!$D86),\"\")","v":""},{"$f":"IFERROR(IF(OR(L101=\"\",'Combined scenario - input'!$D86=\"\"),\"\",L101/'Combined scenario - input'!$D86),\"\")","v":""},{"$f":"IFERROR(IF(OR(M101=\"\",'Combined scenario - input'!$D86=\"\"),\"\",M101/'Combined scenario - input'!$D86),\"\")","v":""},{"$f":"IFERROR(IF(OR(N101=\"\",'Combined scenario - input'!$D86=\"\"),\"\",N101/'Combined scenario - input'!$D86),\"\")","v":""},{"$f":"IFERROR(IF(OR(O101=\"\",'Combined scenario - input'!$D86=\"\"),\"\",O101/'Combined scenario - input'!$D86),\"\")","v":""},{"$f":"IFERROR(IF(OR(P101=\"\",'Combined scenario - input'!$D86=\"\"),\"\",P101/'Combined scenario - input'!$D86),\"\")","v":""},{"$f":"IFERROR(IF(OR(Q101=\"\",'Combined scenario - input'!$D86=\"\"),\"\",Q101/'Combined scenario - input'!$D86),\"\")","v":""},{"$f":"IFERROR(IF(OR(R101=\"\",'Combined scenario - input'!$D86=\"\"),\"\",R101/'Combined scenario - input'!$D86),\"\")","v":""},{"$f":"IFERROR(IF(OR(S101=\"\",'Combined scenario - input'!$D86=\"\"),\"\",S101/'Combined scenario - input'!$D86),\"\")","v":""},{"$f":"IFERROR(IF(OR(T101=\"\",'Combined scenario - input'!$D86=\"\"),\"\",T101/'Combined scenario - input'!$D86),\"\")","v":""},{"$f":"IFERROR(IF(OR(U101=\"\",'Combined scenario - input'!$D86=\"\"),\"\",U101/'Combined scenario - input'!$D86),\"\")","v":""},{"$f":"IFERROR(IF(OR(V101=\"\",'Combined scenario - input'!$D86=\"\"),\"\",V101/'Combined scenario - input'!$D86),\"\")","v":""},{"$f":"IFERROR(IF(OR(W101=\"\",'Combined scenario - input'!$D86=\"\"),\"\",W101/'Combined scenario - input'!$D86),\"\")","v":""}]
[{"$f":"IFERROR('Combined scenario - input'!A87,\"\")","v":""},{"$f":"IFERROR('Combined scenario - input'!B87,\"\")","v":""},{"$f":"IFERROR('Combined scenario - input'!C87,\"\")","v":""},{"$f":"IFERROR(repcalc('Combined scenario - input'!$CV87:$GH87,'Combined scenario - input'!$G87,'Combined scenario - input'!$E87,'Combined scenario - input'!$F87,20,TRUE,TRUE),\"\")","v":""},"","","","","","","","","","","","","","","","","","","",{"$f":"IFERROR(IF(OR(D102=\"\",'Combined scenario - input'!$D87=\"\"),\"\",D102/'Combined scenario - input'!$D87),\"\")","v":""},{"$f":"IFERROR(IF(OR(E102=\"\",'Combined scenario - input'!$D87=\"\"),\"\",E102/'Combined scenario - input'!$D87),\"\")","v":""},{"$f":"IFERROR(IF(OR(F102=\"\",'Combined scenario - input'!$D87=\"\"),\"\",F102/'Combined scenario - input'!$D87),\"\")","v":""},{"$f":"IFERROR(IF(OR(G102=\"\",'Combined scenario - input'!$D87=\"\"),\"\",G102/'Combined scenario - input'!$D87),\"\")","v":""},{"$f":"IFERROR(IF(OR(H102=\"\",'Combined scenario - input'!$D87=\"\"),\"\",H102/'Combined scenario - input'!$D87),\"\")","v":""},{"$f":"IFERROR(IF(OR(I102=\"\",'Combined scenario - input'!$D87=\"\"),\"\",I102/'Combined scenario - input'!$D87),\"\")","v":""},{"$f":"IFERROR(IF(OR(J102=\"\",'Combined scenario - input'!$D87=\"\"),\"\",J102/'Combined scenario - input'!$D87),\"\")","v":""},{"$f":"IFERROR(IF(OR(K102=\"\",'Combined scenario - input'!$D87=\"\"),\"\",K102/'Combined scenario - input'!$D87),\"\")","v":""},{"$f":"IFERROR(IF(OR(L102=\"\",'Combined scenario - input'!$D87=\"\"),\"\",L102/'Combined scenario - input'!$D87),\"\")","v":""},{"$f":"IFERROR(IF(OR(M102=\"\",'Combined scenario - input'!$D87=\"\"),\"\",M102/'Combined scenario - input'!$D87),\"\")","v":""},{"$f":"IFERROR(IF(OR(N102=\"\",'Combined scenario - input'!$D87=\"\"),\"\",N102/'Combined scenario - input'!$D87),\"\")","v":""},{"$f":"IFERROR(IF(OR(O102=\"\",'Combined scenario - input'!$D87=\"\"),\"\",O102/'Combined scenario - input'!$D87),\"\")","v":""},{"$f":"IFERROR(IF(OR(P102=\"\",'Combined scenario - input'!$D87=\"\"),\"\",P102/'Combined scenario - input'!$D87),\"\")","v":""},{"$f":"IFERROR(IF(OR(Q102=\"\",'Combined scenario - input'!$D87=\"\"),\"\",Q102/'Combined scenario - input'!$D87),\"\")","v":""},{"$f":"IFERROR(IF(OR(R102=\"\",'Combined scenario - input'!$D87=\"\"),\"\",R102/'Combined scenario - input'!$D87),\"\")","v":""},{"$f":"IFERROR(IF(OR(S102=\"\",'Combined scenario - input'!$D87=\"\"),\"\",S102/'Combined scenario - input'!$D87),\"\")","v":""},{"$f":"IFERROR(IF(OR(T102=\"\",'Combined scenario - input'!$D87=\"\"),\"\",T102/'Combined scenario - input'!$D87),\"\")","v":""},{"$f":"IFERROR(IF(OR(U102=\"\",'Combined scenario - input'!$D87=\"\"),\"\",U102/'Combined scenario - input'!$D87),\"\")","v":""},{"$f":"IFERROR(IF(OR(V102=\"\",'Combined scenario - input'!$D87=\"\"),\"\",V102/'Combined scenario - input'!$D87),\"\")","v":""},{"$f":"IFERROR(IF(OR(W102=\"\",'Combined scenario - input'!$D87=\"\"),\"\",W102/'Combined scenario - input'!$D87),\"\")","v":""}]
[{"$f":"IFERROR('Combined scenario - input'!A88,\"\")","v":""},{"$f":"IFERROR('Combined scenario - input'!B88,\"\")","v":""},{"$f":"IFERROR('Combined scenario - input'!C88,\"\")","v":""},{"$f":"IFERROR(repcalc('Combined scenario - input'!$CV88:$GH88,'Combined scenario - input'!$G88,'Combined scenario - input'!$E88,'Combined scenario - input'!$F88,20,TRUE,TRUE),\"\")","v":""},"","","","","","","","","","","","","","","","","","","",{"$f":"IFERROR(IF(OR(D103=\"\",'Combined scenario - input'!$D88=\"\"),\"\",D103/'Combined scenario - input'!$D88),\"\")","v":""},{"$f":"IFERROR(IF(OR(E103=\"\",'Combined scenario - input'!$D88=\"\"),\"\",E103/'Combined scenario - input'!$D88),\"\")","v":""},{"$f":"IFERROR(IF(OR(F103=\"\",'Combined scenario - input'!$D88=\"\"),\"\",F103/'Combined scenario - input'!$D88),\"\")","v":""},{"$f":"IFERROR(IF(OR(G103=\"\",'Combined scenario - input'!$D88=\"\"),\"\",G103/'Combined scenario - input'!$D88),\"\")","v":""},{"$f":"IFERROR(IF(OR(H103=\"\",'Combined scenario - input'!$D88=\"\"),\"\",H103/'Combined scenario - input'!$D88),\"\")","v":""},{"$f":"IFERROR(IF(OR(I103=\"\",'Combined scenario - input'!$D88=\"\"),\"\",I103/'Combined scenario - input'!$D88),\"\")","v":""},{"$f":"IFERROR(IF(OR(J103=\"\",'Combined scenario - input'!$D88=\"\"),\"\",J103/'Combined scenario - input'!$D88),\"\")","v":""},{"$f":"IFERROR(IF(OR(K103=\"\",'Combined scenario - input'!$D88=\"\"),\"\",K103/'Combined scenario - input'!$D88),\"\")","v":""},{"$f":"IFERROR(IF(OR(L103=\"\",'Combined scenario - input'!$D88=\"\"),\"\",L103/'Combined scenario - input'!$D88),\"\")","v":""},{"$f":"IFERROR(IF(OR(M103=\"\",'Combined scenario - input'!$D88=\"\"),\"\",M103/'Combined scenario - input'!$D88),\"\")","v":""},{"$f":"IFERROR(IF(OR(N103=\"\",'Combined scenario - input'!$D88=\"\"),\"\",N103/'Combined scenario - input'!$D88),\"\")","v":""},{"$f":"IFERROR(IF(OR(O103=\"\",'Combined scenario - input'!$D88=\"\"),\"\",O103/'Combined scenario - input'!$D88),\"\")","v":""},{"$f":"IFERROR(IF(OR(P103=\"\",'Combined scenario - input'!$D88=\"\"),\"\",P103/'Combined scenario - input'!$D88),\"\")","v":""},{"$f":"IFERROR(IF(OR(Q103=\"\",'Combined scenario - input'!$D88=\"\"),\"\",Q103/'Combined scenario - input'!$D88),\"\")","v":""},{"$f":"IFERROR(IF(OR(R103=\"\",'Combined scenario - input'!$D88=\"\"),\"\",R103/'Combined scenario - input'!$D88),\"\")","v":""},{"$f":"IFERROR(IF(OR(S103=\"\",'Combined scenario - input'!$D88=\"\"),\"\",S103/'Combined scenario - input'!$D88),\"\")","v":""},{"$f":"IFERROR(IF(OR(T103=\"\",'Combined scenario - input'!$D88=\"\"),\"\",T103/'Combined scenario - input'!$D88),\"\")","v":""},{"$f":"IFERROR(IF(OR(U103=\"\",'Combined scenario - input'!$D88=\"\"),\"\",U103/'Combined scenario - input'!$D88),\"\")","v":""},{"$f":"IFERROR(IF(OR(V103=\"\",'Combined scenario - input'!$D88=\"\"),\"\",V103/'Combined scenario - input'!$D88),\"\")","v":""},{"$f":"IFERROR(IF(OR(W103=\"\",'Combined scenario - input'!$D88=\"\"),\"\",W103/'Combined scenario - input'!$D88),\"\")","v":""}]
[{"$f":"IFERROR('Combined scenario - input'!A89,\"\")","v":""},{"$f":"IFERROR('Combined scenario - input'!B89,\"\")","v":""},{"$f":"IFERROR('Combined scenario - input'!C89,\"\")","v":""},{"$f":"IFERROR(repcalc('Combined scenario - input'!$CV89:$GH89,'Combined scenario - input'!$G89,'Combined scenario - input'!$E89,'Combined scenario - input'!$F89,20,TRUE,TRUE),\"\")","v":""},"","","","","","","","","","","","","","","","","","","",{"$f":"IFERROR(IF(OR(D104=\"\",'Combined scenario - input'!$D89=\"\"),\"\",D104/'Combined scenario - input'!$D89),\"\")","v":""},{"$f":"IFERROR(IF(OR(E104=\"\",'Combined scenario - input'!$D89=\"\"),\"\",E104/'Combined scenario - input'!$D89),\"\")","v":""},{"$f":"IFERROR(IF(OR(F104=\"\",'Combined scenario - input'!$D89=\"\"),\"\",F104/'Combined scenario - input'!$D89),\"\")","v":""},{"$f":"IFERROR(IF(OR(G104=\"\",'Combined scenario - input'!$D89=\"\"),\"\",G104/'Combined scenario - input'!$D89),\"\")","v":""},{"$f":"IFERROR(IF(OR(H104=\"\",'Combined scenario - input'!$D89=\"\"),\"\",H104/'Combined scenario - input'!$D89),\"\")","v":""},{"$f":"IFERROR(IF(OR(I104=\"\",'Combined scenario - input'!$D89=\"\"),\"\",I104/'Combined scenario - input'!$D89),\"\")","v":""},{"$f":"IFERROR(IF(OR(J104=\"\",'Combined scenario - input'!$D89=\"\"),\"\",J104/'Combined scenario - input'!$D89),\"\")","v":""},{"$f":"IFERROR(IF(OR(K104=\"\",'Combined scenario - input'!$D89=\"\"),\"\",K104/'Combined scenario - input'!$D89),\"\")","v":""},{"$f":"IFERROR(IF(OR(L104=\"\",'Combined scenario - input'!$D89=\"\"),\"\",L104/'Combined scenario - input'!$D89),\"\")","v":""},{"$f":"IFERROR(IF(OR(M104=\"\",'Combined scenario - input'!$D89=\"\"),\"\",M104/'Combined scenario - input'!$D89),\"\")","v":""},{"$f":"IFERROR(IF(OR(N104=\"\",'Combined scenario - input'!$D89=\"\"),\"\",N104/'Combined scenario - input'!$D89),\"\")","v":""},{"$f":"IFERROR(IF(OR(O104=\"\",'Combined scenario - input'!$D89=\"\"),\"\",O104/'Combined scenario - input'!$D89),\"\")","v":""},{"$f":"IFERROR(IF(OR(P104=\"\",'Combined scenario - input'!$D89=\"\"),\"\",P104/'Combined scenario - input'!$D89),\"\")","v":""},{"$f":"IFERROR(IF(OR(Q104=\"\",'Combined scenario - input'!$D89=\"\"),\"\",Q104/'Combined scenario - input'!$D89),\"\")","v":""},{"$f":"IFERROR(IF(OR(R104=\"\",'Combined scenario - input'!$D89=\"\"),\"\",R104/'Combined scenario - input'!$D89),\"\")","v":""},{"$f":"IFERROR(IF(OR(S104=\"\",'Combined scenario - input'!$D89=\"\"),\"\",S104/'Combined scenario - input'!$D89),\"\")","v":""},{"$f":"IFERROR(IF(OR(T104=\"\",'Combined scenario - input'!$D89=\"\"),\"\",T104/'Combined scenario - input'!$D89),\"\")","v":""},{"$f":"IFERROR(IF(OR(U104=\"\",'Combined scenario - input'!$D89=\"\"),\"\",U104/'Combined scenario - input'!$D89),\"\")","v":""},{"$f":"IFERROR(IF(OR(V104=\"\",'Combined scenario - input'!$D89=\"\"),\"\",V104/'Combined scenario - input'!$D89),\"\")","v":""},{"$f":"IFERROR(IF(OR(W104=\"\",'Combined scenario - input'!$D89=\"\"),\"\",W104/'Combined scenario - input'!$D89),\"\")","v":""}]
[{"$f":"IFERROR('Combined scenario - input'!A90,\"\")","v":""},{"$f":"IFERROR('Combined scenario - input'!B90,\"\")","v":""},{"$f":"IFERROR('Combined scenario - input'!C90,\"\")","v":""},{"$f":"IFERROR(repcalc('Combined scenario - input'!$CV90:$GH90,'Combined scenario - input'!$G90,'Combined scenario - input'!$E90,'Combined scenario - input'!$F90,20,TRUE,TRUE),\"\")","v":""},"","","","","","","","","","","","","","","","","","","",{"$f":"IFERROR(IF(OR(D105=\"\",'Combined scenario - input'!$D90=\"\"),\"\",D105/'Combined scenario - input'!$D90),\"\")","v":""},{"$f":"IFERROR(IF(OR(E105=\"\",'Combined scenario - input'!$D90=\"\"),\"\",E105/'Combined scenario - input'!$D90),\"\")","v":""},{"$f":"IFERROR(IF(OR(F105=\"\",'Combined scenario - input'!$D90=\"\"),\"\",F105/'Combined scenario - input'!$D90),\"\")","v":""},{"$f":"IFERROR(IF(OR(G105=\"\",'Combined scenario - input'!$D90=\"\"),\"\",G105/'Combined scenario - input'!$D90),\"\")","v":""},{"$f":"IFERROR(IF(OR(H105=\"\",'Combined scenario - input'!$D90=\"\"),\"\",H105/'Combined scenario - input'!$D90),\"\")","v":""},{"$f":"IFERROR(IF(OR(I105=\"\",'Combined scenario - input'!$D90=\"\"),\"\",I105/'Combined scenario - input'!$D90),\"\")","v":""},{"$f":"IFERROR(IF(OR(J105=\"\",'Combined scenario - input'!$D90=\"\"),\"\",J105/'Combined scenario - input'!$D90),\"\")","v":""},{"$f":"IFERROR(IF(OR(K105=\"\",'Combined scenario - input'!$D90=\"\"),\"\",K105/'Combined scenario - input'!$D90),\"\")","v":""},{"$f":"IFERROR(IF(OR(L105=\"\",'Combined scenario - input'!$D90=\"\"),\"\",L105/'Combined scenario - input'!$D90),\"\")","v":""},{"$f":"IFERROR(IF(OR(M105=\"\",'Combined scenario - input'!$D90=\"\"),\"\",M105/'Combined scenario - input'!$D90),\"\")","v":""},{"$f":"IFERROR(IF(OR(N105=\"\",'Combined scenario - input'!$D90=\"\"),\"\",N105/'Combined scenario - input'!$D90),\"\")","v":""},{"$f":"IFERROR(IF(OR(O105=\"\",'Combined scenario - input'!$D90=\"\"),\"\",O105/'Combined scenario - input'!$D90),\"\")","v":""},{"$f":"IFERROR(IF(OR(P105=\"\",'Combined scenario - input'!$D90=\"\"),\"\",P105/'Combined scenario - input'!$D90),\"\")","v":""},{"$f":"IFERROR(IF(OR(Q105=\"\",'Combined scenario - input'!$D90=\"\"),\"\",Q105/'Combined scenario - input'!$D90),\"\")","v":""},{"$f":"IFERROR(IF(OR(R105=\"\",'Combined scenario - input'!$D90=\"\"),\"\",R105/'Combined scenario - input'!$D90),\"\")","v":""},{"$f":"IFERROR(IF(OR(S105=\"\",'Combined scenario - input'!$D90=\"\"),\"\",S105/'Combined scenario - input'!$D90),\"\")","v":""},{"$f":"IFERROR(IF(OR(T105=\"\",'Combined scenario - input'!$D90=\"\"),\"\",T105/'Combined scenario - input'!$D90),\"\")","v":""},{"$f":"IFERROR(IF(OR(U105=\"\",'Combined scenario - input'!$D90=\"\"),\"\",U105/'Combined scenario - input'!$D90),\"\")","v":""},{"$f":"IFERROR(IF(OR(V105=\"\",'Combined scenario - input'!$D90=\"\"),\"\",V105/'Combined scenario - input'!$D90),\"\")","v":""},{"$f":"IFERROR(IF(OR(W105=\"\",'Combined scenario - input'!$D90=\"\"),\"\",W105/'Combined scenario - input'!$D90),\"\")","v":""}]
[{"$f":"IFERROR('Combined scenario - input'!A91,\"\")","v":""},{"$f":"IFERROR('Combined scenario - input'!B91,\"\")","v":""},{"$f":"IFERROR('Combined scenario - input'!C91,\"\")","v":""},{"$f":"IFERROR(repcalc('Combined scenario - input'!$CV91:$GH91,'Combined scenario - input'!$G91,'Combined scenario - input'!$E91,'Combined scenario - input'!$F91,20,TRUE,TRUE),\"\")","v":""},"","","","","","","","","","","","","","","","","","","",{"$f":"IFERROR(IF(OR(D106=\"\",'Combined scenario - input'!$D91=\"\"),\"\",D106/'Combined scenario - input'!$D91),\"\")","v":""},{"$f":"IFERROR(IF(OR(E106=\"\",'Combined scenario - input'!$D91=\"\"),\"\",E106/'Combined scenario - input'!$D91),\"\")","v":""},{"$f":"IFERROR(IF(OR(F106=\"\",'Combined scenario - input'!$D91=\"\"),\"\",F106/'Combined scenario - input'!$D91),\"\")","v":""},{"$f":"IFERROR(IF(OR(G106=\"\",'Combined scenario - input'!$D91=\"\"),\"\",G106/'Combined scenario - input'!$D91),\"\")","v":""},{"$f":"IFERROR(IF(OR(H106=\"\",'Combined scenario - input'!$D91=\"\"),\"\",H106/'Combined scenario - input'!$D91),\"\")","v":""},{"$f":"IFERROR(IF(OR(I106=\"\",'Combined scenario - input'!$D91=\"\"),\"\",I106/'Combined scenario - input'!$D91),\"\")","v":""},{"$f":"IFERROR(IF(OR(J106=\"\",'Combined scenario - input'!$D91=\"\"),\"\",J106/'Combined scenario - input'!$D91),\"\")","v":""},{"$f":"IFERROR(IF(OR(K106=\"\",'Combined scenario - input'!$D91=\"\"),\"\",K106/'Combined scenario - input'!$D91),\"\")","v":""},{"$f":"IFERROR(IF(OR(L106=\"\",'Combined scenario - input'!$D91=\"\"),\"\",L106/'Combined scenario - input'!$D91),\"\")","v":""},{"$f":"IFERROR(IF(OR(M106=\"\",'Combined scenario - input'!$D91=\"\"),\"\",M106/'Combined scenario - input'!$D91),\"\")","v":""},{"$f":"IFERROR(IF(OR(N106=\"\",'Combined scenario - input'!$D91=\"\"),\"\",N106/'Combined scenario - input'!$D91),\"\")","v":""},{"$f":"IFERROR(IF(OR(O106=\"\",'Combined scenario - input'!$D91=\"\"),\"\",O106/'Combined scenario - input'!$D91),\"\")","v":""},{"$f":"IFERROR(IF(OR(P106=\"\",'Combined scenario - input'!$D91=\"\"),\"\",P106/'Combined scenario - input'!$D91),\"\")","v":""},{"$f":"IFERROR(IF(OR(Q106=\"\",'Combined scenario - input'!$D91=\"\"),\"\",Q106/'Combined scenario - input'!$D91),\"\")","v":""},{"$f":"IFERROR(IF(OR(R106=\"\",'Combined scenario - input'!$D91=\"\"),\"\",R106/'Combined scenario - input'!$D91),\"\")","v":""},{"$f":"IFERROR(IF(OR(S106=\"\",'Combined scenario - input'!$D91=\"\"),\"\",S106/'Combined scenario - input'!$D91),\"\")","v":""},{"$f":"IFERROR(IF(OR(T106=\"\",'Combined scenario - input'!$D91=\"\"),\"\",T106/'Combined scenario - input'!$D91),\"\")","v":""},{"$f":"IFERROR(IF(OR(U106=\"\",'Combined scenario - input'!$D91=\"\"),\"\",U106/'Combined scenario - input'!$D91),\"\")","v":""},{"$f":"IFERROR(IF(OR(V106=\"\",'Combined scenario - input'!$D91=\"\"),\"\",V106/'Combined scenario - input'!$D91),\"\")","v":""},{"$f":"IFERROR(IF(OR(W106=\"\",'Combined scenario - input'!$D91=\"\"),\"\",W106/'Combined scenario - input'!$D91),\"\")","v":""}]
[{"$f":"IFERROR('Combined scenario - input'!A92,\"\")","v":""},{"$f":"IFERROR('Combined scenario - input'!B92,\"\")","v":""},{"$f":"IFERROR('Combined scenario - input'!C92,\"\")","v":""},{"$f":"IFERROR(repcalc('Combined scenario - input'!$CV92:$GH92,'Combined scenario - input'!$G92,'Combined scenario - input'!$E92,'Combined scenario - input'!$F92,20,TRUE,TRUE),\"\")","v":""},"","","","","","","","","","","","","","","","","","","",{"$f":"IFERROR(IF(OR(D107=\"\",'Combined scenario - input'!$D92=\"\"),\"\",D107/'Combined scenario - input'!$D92),\"\")","v":""},{"$f":"IFERROR(IF(OR(E107=\"\",'Combined scenario - input'!$D92=\"\"),\"\",E107/'Combined scenario - input'!$D92),\"\")","v":""},{"$f":"IFERROR(IF(OR(F107=\"\",'Combined scenario - input'!$D92=\"\"),\"\",F107/'Combined scenario - input'!$D92),\"\")","v":""},{"$f":"IFERROR(IF(OR(G107=\"\",'Combined scenario - input'!$D92=\"\"),\"\",G107/'Combined scenario - input'!$D92),\"\")","v":""},{"$f":"IFERROR(IF(OR(H107=\"\",'Combined scenario - input'!$D92=\"\"),\"\",H107/'Combined scenario - input'!$D92),\"\")","v":""},{"$f":"IFERROR(IF(OR(I107=\"\",'Combined scenario - input'!$D92=\"\"),\"\",I107/'Combined scenario - input'!$D92),\"\")","v":""},{"$f":"IFERROR(IF(OR(J107=\"\",'Combined scenario - input'!$D92=\"\"),\"\",J107/'Combined scenario - input'!$D92),\"\")","v":""},{"$f":"IFERROR(IF(OR(K107=\"\",'Combined scenario - input'!$D92=\"\"),\"\",K107/'Combined scenario - input'!$D92),\"\")","v":""},{"$f":"IFERROR(IF(OR(L107=\"\",'Combined scenario - input'!$D92=\"\"),\"\",L107/'Combined scenario - input'!$D92),\"\")","v":""},{"$f":"IFERROR(IF(OR(M107=\"\",'Combined scenario - input'!$D92=\"\"),\"\",M107/'Combined scenario - input'!$D92),\"\")","v":""},{"$f":"IFERROR(IF(OR(N107=\"\",'Combined scenario - input'!$D92=\"\"),\"\",N107/'Combined scenario - input'!$D92),\"\")","v":""},{"$f":"IFERROR(IF(OR(O107=\"\",'Combined scenario - input'!$D92=\"\"),\"\",O107/'Combined scenario - input'!$D92),\"\")","v":""},{"$f":"IFERROR(IF(OR(P107=\"\",'Combined scenario - input'!$D92=\"\"),\"\",P107/'Combined scenario - input'!$D92),\"\")","v":""},{"$f":"IFERROR(IF(OR(Q107=\"\",'Combined scenario - input'!$D92=\"\"),\"\",Q107/'Combined scenario - input'!$D92),\"\")","v":""},{"$f":"IFERROR(IF(OR(R107=\"\",'Combined scenario - input'!$D92=\"\"),\"\",R107/'Combined scenario - input'!$D92),\"\")","v":""},{"$f":"IFERROR(IF(OR(S107=\"\",'Combined scenario - input'!$D92=\"\"),\"\",S107/'Combined scenario - input'!$D92),\"\")","v":""},{"$f":"IFERROR(IF(OR(T107=\"\",'Combined scenario - input'!$D92=\"\"),\"\",T107/'Combined scenario - input'!$D92),\"\")","v":""},{"$f":"IFERROR(IF(OR(U107=\"\",'Combined scenario - input'!$D92=\"\"),\"\",U107/'Combined scenario - input'!$D92),\"\")","v":""},{"$f":"IFERROR(IF(OR(V107=\"\",'Combined scenario - input'!$D92=\"\"),\"\",V107/'Combined scenario - input'!$D92),\"\")","v":""},{"$f":"IFERROR(IF(OR(W107=\"\",'Combined scenario - input'!$D92=\"\"),\"\",W107/'Combined scenario - input'!$D92),\"\")","v":""}]
[{"$f":"IFERROR('Combined scenario - input'!A93,\"\")","v":""},{"$f":"IFERROR('Combined scenario - input'!B93,\"\")","v":""},{"$f":"IFERROR('Combined scenario - input'!C93,\"\")","v":""},{"$f":"IFERROR(repcalc('Combined scenario - input'!$CV93:$GH93,'Combined scenario - input'!$G93,'Combined scenario - input'!$E93,'Combined scenario - input'!$F93,20,TRUE,TRUE),\"\")","v":""},"","","","","","","","","","","","","","","","","","","",{"$f":"IFERROR(IF(OR(D108=\"\",'Combined scenario - input'!$D93=\"\"),\"\",D108/'Combined scenario - input'!$D93),\"\")","v":""},{"$f":"IFERROR(IF(OR(E108=\"\",'Combined scenario - input'!$D93=\"\"),\"\",E108/'Combined scenario - input'!$D93),\"\")","v":""},{"$f":"IFERROR(IF(OR(F108=\"\",'Combined scenario - input'!$D93=\"\"),\"\",F108/'Combined scenario - input'!$D93),\"\")","v":""},{"$f":"IFERROR(IF(OR(G108=\"\",'Combined scenario - input'!$D93=\"\"),\"\",G108/'Combined scenario - input'!$D93),\"\")","v":""},{"$f":"IFERROR(IF(OR(H108=\"\",'Combined scenario - input'!$D93=\"\"),\"\",H108/'Combined scenario - input'!$D93),\"\")","v":""},{"$f":"IFERROR(IF(OR(I108=\"\",'Combined scenario - input'!$D93=\"\"),\"\",I108/'Combined scenario - input'!$D93),\"\")","v":""},{"$f":"IFERROR(IF(OR(J108=\"\",'Combined scenario - input'!$D93=\"\"),\"\",J108/'Combined scenario - input'!$D93),\"\")","v":""},{"$f":"IFERROR(IF(OR(K108=\"\",'Combined scenario - input'!$D93=\"\"),\"\",K108/'Combined scenario - input'!$D93),\"\")","v":""},{"$f":"IFERROR(IF(OR(L108=\"\",'Combined scenario - input'!$D93=\"\"),\"\",L108/'Combined scenario - input'!$D93),\"\")","v":""},{"$f":"IFERROR(IF(OR(M108=\"\",'Combined scenario - input'!$D93=\"\"),\"\",M108/'Combined scenario - input'!$D93),\"\")","v":""},{"$f":"IFERROR(IF(OR(N108=\"\",'Combined scenario - input'!$D93=\"\"),\"\",N108/'Combined scenario - input'!$D93),\"\")","v":""},{"$f":"IFERROR(IF(OR(O108=\"\",'Combined scenario - input'!$D93=\"\"),\"\",O108/'Combined scenario - input'!$D93),\"\")","v":""},{"$f":"IFERROR(IF(OR(P108=\"\",'Combined scenario - input'!$D93=\"\"),\"\",P108/'Combined scenario - input'!$D93),\"\")","v":""},{"$f":"IFERROR(IF(OR(Q108=\"\",'Combined scenario - input'!$D93=\"\"),\"\",Q108/'Combined scenario - input'!$D93),\"\")","v":""},{"$f":"IFERROR(IF(OR(R108=\"\",'Combined scenario - input'!$D93=\"\"),\"\",R108/'Combined scenario - input'!$D93),\"\")","v":""},{"$f":"IFERROR(IF(OR(S108=\"\",'Combined scenario - input'!$D93=\"\"),\"\",S108/'Combined scenario - input'!$D93),\"\")","v":""},{"$f":"IFERROR(IF(OR(T108=\"\",'Combined scenario - input'!$D93=\"\"),\"\",T108/'Combined scenario - input'!$D93),\"\")","v":""},{"$f":"IFERROR(IF(OR(U108=\"\",'Combined scenario - input'!$D93=\"\"),\"\",U108/'Combined scenario - input'!$D93),\"\")","v":""},{"$f":"IFERROR(IF(OR(V108=\"\",'Combined scenario - input'!$D93=\"\"),\"\",V108/'Combined scenario - input'!$D93),\"\")","v":""},{"$f":"IFERROR(IF(OR(W108=\"\",'Combined scenario - input'!$D93=\"\"),\"\",W108/'Combined scenario - input'!$D93),\"\")","v":""}]
[{"$f":"IFERROR('Combined scenario - input'!A94,\"\")","v":""},{"$f":"IFERROR('Combined scenario - input'!B94,\"\")","v":""},{"$f":"IFERROR('Combined scenario - input'!C94,\"\")","v":""},{"$f":"IFERROR(repcalc('Combined scenario - input'!$CV94:$GH94,'Combined scenario - input'!$G94,'Combined scenario - input'!$E94,'Combined scenario - input'!$F94,20,TRUE,TRUE),\"\")","v":""},"","","","","","","","","","","","","","","","","","","",{"$f":"IFERROR(IF(OR(D109=\"\",'Combined scenario - input'!$D94=\"\"),\"\",D109/'Combined scenario - input'!$D94),\"\")","v":""},{"$f":"IFERROR(IF(OR(E109=\"\",'Combined scenario - input'!$D94=\"\"),\"\",E109/'Combined scenario - input'!$D94),\"\")","v":""},{"$f":"IFERROR(IF(OR(F109=\"\",'Combined scenario - input'!$D94=\"\"),\"\",F109/'Combined scenario - input'!$D94),\"\")","v":""},{"$f":"IFERROR(IF(OR(G109=\"\",'Combined scenario - input'!$D94=\"\"),\"\",G109/'Combined scenario - input'!$D94),\"\")","v":""},{"$f":"IFERROR(IF(OR(H109=\"\",'Combined scenario - input'!$D94=\"\"),\"\",H109/'Combined scenario - input'!$D94),\"\")","v":""},{"$f":"IFERROR(IF(OR(I109=\"\",'Combined scenario - input'!$D94=\"\"),\"\",I109/'Combined scenario - input'!$D94),\"\")","v":""},{"$f":"IFERROR(IF(OR(J109=\"\",'Combined scenario - input'!$D94=\"\"),\"\",J109/'Combined scenario - input'!$D94),\"\")","v":""},{"$f":"IFERROR(IF(OR(K109=\"\",'Combined scenario - input'!$D94=\"\"),\"\",K109/'Combined scenario - input'!$D94),\"\")","v":""},{"$f":"IFERROR(IF(OR(L109=\"\",'Combined scenario - input'!$D94=\"\"),\"\",L109/'Combined scenario - input'!$D94),\"\")","v":""},{"$f":"IFERROR(IF(OR(M109=\"\",'Combined scenario - input'!$D94=\"\"),\"\",M109/'Combined scenario - input'!$D94),\"\")","v":""},{"$f":"IFERROR(IF(OR(N109=\"\",'Combined scenario - input'!$D94=\"\"),\"\",N109/'Combined scenario - input'!$D94),\"\")","v":""},{"$f":"IFERROR(IF(OR(O109=\"\",'Combined scenario - input'!$D94=\"\"),\"\",O109/'Combined scenario - input'!$D94),\"\")","v":""},{"$f":"IFERROR(IF(OR(P109=\"\",'Combined scenario - input'!$D94=\"\"),\"\",P109/'Combined scenario - input'!$D94),\"\")","v":""},{"$f":"IFERROR(IF(OR(Q109=\"\",'Combined scenario - input'!$D94=\"\"),\"\",Q109/'Combined scenario - input'!$D94),\"\")","v":""},{"$f":"IFERROR(IF(OR(R109=\"\",'Combined scenario - input'!$D94=\"\"),\"\",R109/'Combined scenario - input'!$D94),\"\")","v":""},{"$f":"IFERROR(IF(OR(S109=\"\",'Combined scenario - input'!$D94=\"\"),\"\",S109/'Combined scenario - input'!$D94),\"\")","v":""},{"$f":"IFERROR(IF(OR(T109=\"\",'Combined scenario - input'!$D94=\"\"),\"\",T109/'Combined scenario - input'!$D94),\"\")","v":""},{"$f":"IFERROR(IF(OR(U109=\"\",'Combined scenario - input'!$D94=\"\"),\"\",U109/'Combined scenario - input'!$D94),\"\")","v":""},{"$f":"IFERROR(IF(OR(V109=\"\",'Combined scenario - input'!$D94=\"\"),\"\",V109/'Combined scenario - input'!$D94),\"\")","v":""},{"$f":"IFERROR(IF(OR(W109=\"\",'Combined scenario - input'!$D94=\"\"),\"\",W109/'Combined scenario - input'!$D94),\"\")","v":""}]
[{"$f":"IFERROR('Combined scenario - input'!A95,\"\")","v":""},{"$f":"IFERROR('Combined scenario - input'!B95,\"\")","v":""},{"$f":"IFERROR('Combined scenario - input'!C95,\"\")","v":""},{"$f":"IFERROR(repcalc('Combined scenario - input'!$CV95:$GH95,'Combined scenario - input'!$G95,'Combined scenario - input'!$E95,'Combined scenario - input'!$F95,20,TRUE,TRUE),\"\")","v":""},"","","","","","","","","","","","","","","","","","","",{"$f":"IFERROR(IF(OR(D110=\"\",'Combined scenario - input'!$D95=\"\"),\"\",D110/'Combined scenario - input'!$D95),\"\")","v":""},{"$f":"IFERROR(IF(OR(E110=\"\",'Combined scenario - input'!$D95=\"\"),\"\",E110/'Combined scenario - input'!$D95),\"\")","v":""},{"$f":"IFERROR(IF(OR(F110=\"\",'Combined scenario - input'!$D95=\"\"),\"\",F110/'Combined scenario - input'!$D95),\"\")","v":""},{"$f":"IFERROR(IF(OR(G110=\"\",'Combined scenario - input'!$D95=\"\"),\"\",G110/'Combined scenario - input'!$D95),\"\")","v":""},{"$f":"IFERROR(IF(OR(H110=\"\",'Combined scenario - input'!$D95=\"\"),\"\",H110/'Combined scenario - input'!$D95),\"\")","v":""},{"$f":"IFERROR(IF(OR(I110=\"\",'Combined scenario - input'!$D95=\"\"),\"\",I110/'Combined scenario - input'!$D95),\"\")","v":""},{"$f":"IFERROR(IF(OR(J110=\"\",'Combined scenario - input'!$D95=\"\"),\"\",J110/'Combined scenario - input'!$D95),\"\")","v":""},{"$f":"IFERROR(IF(OR(K110=\"\",'Combined scenario - input'!$D95=\"\"),\"\",K110/'Combined scenario - input'!$D95),\"\")","v":""},{"$f":"IFERROR(IF(OR(L110=\"\",'Combined scenario - input'!$D95=\"\"),\"\",L110/'Combined scenario - input'!$D95),\"\")","v":""},{"$f":"IFERROR(IF(OR(M110=\"\",'Combined scenario - input'!$D95=\"\"),\"\",M110/'Combined scenario - input'!$D95),\"\")","v":""},{"$f":"IFERROR(IF(OR(N110=\"\",'Combined scenario - input'!$D95=\"\"),\"\",N110/'Combined scenario - input'!$D95),\"\")","v":""},{"$f":"IFERROR(IF(OR(O110=\"\",'Combined scenario - input'!$D95=\"\"),\"\",O110/'Combined scenario - input'!$D95),\"\")","v":""},{"$f":"IFERROR(IF(OR(P110=\"\",'Combined scenario - input'!$D95=\"\"),\"\",P110/'Combined scenario - input'!$D95),\"\")","v":""},{"$f":"IFERROR(IF(OR(Q110=\"\",'Combined scenario - input'!$D95=\"\"),\"\",Q110/'Combined scenario - input'!$D95),\"\")","v":""},{"$f":"IFERROR(IF(OR(R110=\"\",'Combined scenario - input'!$D95=\"\"),\"\",R110/'Combined scenario - input'!$D95),\"\")","v":""},{"$f":"IFERROR(IF(OR(S110=\"\",'Combined scenario - input'!$D95=\"\"),\"\",S110/'Combined scenario - input'!$D95),\"\")","v":""},{"$f":"IFERROR(IF(OR(T110=\"\",'Combined scenario - input'!$D95=\"\"),\"\",T110/'Combined scenario - input'!$D95),\"\")","v":""},{"$f":"IFERROR(IF(OR(U110=\"\",'Combined scenario - input'!$D95=\"\"),\"\",U110/'Combined scenario - input'!$D95),\"\")","v":""},{"$f":"IFERROR(IF(OR(V110=\"\",'Combined scenario - input'!$D95=\"\"),\"\",V110/'Combined scenario - input'!$D95),\"\")","v":""},{"$f":"IFERROR(IF(OR(W110=\"\",'Combined scenario - input'!$D95=\"\"),\"\",W110/'Combined scenario - input'!$D95),\"\")","v":""}]
[{"$f":"IFERROR('Combined scenario - input'!A96,\"\")","v":""},{"$f":"IFERROR('Combined scenario - input'!B96,\"\")","v":""},{"$f":"IFERROR('Combined scenario - input'!C96,\"\")","v":""},{"$f":"IFERROR(repcalc('Combined scenario - input'!$CV96:$GH96,'Combined scenario - input'!$G96,'Combined scenario - input'!$E96,'Combined scenario - input'!$F96,20,TRUE,TRUE),\"\")","v":""},"","","","","","","","","","","","","","","","","","","",{"$f":"IFERROR(IF(OR(D111=\"\",'Combined scenario - input'!$D96=\"\"),\"\",D111/'Combined scenario - input'!$D96),\"\")","v":""},{"$f":"IFERROR(IF(OR(E111=\"\",'Combined scenario - input'!$D96=\"\"),\"\",E111/'Combined scenario - input'!$D96),\"\")","v":""},{"$f":"IFERROR(IF(OR(F111=\"\",'Combined scenario - input'!$D96=\"\"),\"\",F111/'Combined scenario - input'!$D96),\"\")","v":""},{"$f":"IFERROR(IF(OR(G111=\"\",'Combined scenario - input'!$D96=\"\"),\"\",G111/'Combined scenario - input'!$D96),\"\")","v":""},{"$f":"IFERROR(IF(OR(H111=\"\",'Combined scenario - input'!$D96=\"\"),\"\",H111/'Combined scenario - input'!$D96),\"\")","v":""},{"$f":"IFERROR(IF(OR(I111=\"\",'Combined scenario - input'!$D96=\"\"),\"\",I111/'Combined scenario - input'!$D96),\"\")","v":""},{"$f":"IFERROR(IF(OR(J111=\"\",'Combined scenario - input'!$D96=\"\"),\"\",J111/'Combined scenario - input'!$D96),\"\")","v":""},{"$f":"IFERROR(IF(OR(K111=\"\",'Combined scenario - input'!$D96=\"\"),\"\",K111/'Combined scenario - input'!$D96),\"\")","v":""},{"$f":"IFERROR(IF(OR(L111=\"\",'Combined scenario - input'!$D96=\"\"),\"\",L111/'Combined scenario - input'!$D96),\"\")","v":""},{"$f":"IFERROR(IF(OR(M111=\"\",'Combined scenario - input'!$D96=\"\"),\"\",M111/'Combined scenario - input'!$D96),\"\")","v":""},{"$f":"IFERROR(IF(OR(N111=\"\",'Combined scenario - input'!$D96=\"\"),\"\",N111/'Combined scenario - input'!$D96),\"\")","v":""},{"$f":"IFERROR(IF(OR(O111=\"\",'Combined scenario - input'!$D96=\"\"),\"\",O111/'Combined scenario - input'!$D96),\"\")","v":""},{"$f":"IFERROR(IF(OR(P111=\"\",'Combined scenario - input'!$D96=\"\"),\"\",P111/'Combined scenario - input'!$D96),\"\")","v":""},{"$f":"IFERROR(IF(OR(Q111=\"\",'Combined scenario - input'!$D96=\"\"),\"\",Q111/'Combined scenario - input'!$D96),\"\")","v":""},{"$f":"IFERROR(IF(OR(R111=\"\",'Combined scenario - input'!$D96=\"\"),\"\",R111/'Combined scenario - input'!$D96),\"\")","v":""},{"$f":"IFERROR(IF(OR(S111=\"\",'Combined scenario - input'!$D96=\"\"),\"\",S111/'Combined scenario - input'!$D96),\"\")","v":""},{"$f":"IFERROR(IF(OR(T111=\"\",'Combined scenario - input'!$D96=\"\"),\"\",T111/'Combined scenario - input'!$D96),\"\")","v":""},{"$f":"IFERROR(IF(OR(U111=\"\",'Combined scenario - input'!$D96=\"\"),\"\",U111/'Combined scenario - input'!$D96),\"\")","v":""},{"$f":"IFERROR(IF(OR(V111=\"\",'Combined scenario - input'!$D96=\"\"),\"\",V111/'Combined scenario - input'!$D96),\"\")","v":""},{"$f":"IFERROR(IF(OR(W111=\"\",'Combined scenario - input'!$D96=\"\"),\"\",W111/'Combined scenario - input'!$D96),\"\")","v":""}]
[{"$f":"IFERROR('Combined scenario - input'!A97,\"\")","v":""},{"$f":"IFERROR('Combined scenario - input'!B97,\"\")","v":""},{"$f":"IFERROR('Combined scenario - input'!C97,\"\")","v":""},{"$f":"IFERROR(repcalc('Combined scenario - input'!$CV97:$GH97,'Combined scenario - input'!$G97,'Combined scenario - input'!$E97,'Combined scenario - input'!$F97,20,TRUE,TRUE),\"\")","v":""},"","","","","","","","","","","","","","","","","","","",{"$f":"IFERROR(IF(OR(D112=\"\",'Combined scenario - input'!$D97=\"\"),\"\",D112/'Combined scenario - input'!$D97),\"\")","v":""},{"$f":"IFERROR(IF(OR(E112=\"\",'Combined scenario - input'!$D97=\"\"),\"\",E112/'Combined scenario - input'!$D97),\"\")","v":""},{"$f":"IFERROR(IF(OR(F112=\"\",'Combined scenario - input'!$D97=\"\"),\"\",F112/'Combined scenario - input'!$D97),\"\")","v":""},{"$f":"IFERROR(IF(OR(G112=\"\",'Combined scenario - input'!$D97=\"\"),\"\",G112/'Combined scenario - input'!$D97),\"\")","v":""},{"$f":"IFERROR(IF(OR(H112=\"\",'Combined scenario - input'!$D97=\"\"),\"\",H112/'Combined scenario - input'!$D97),\"\")","v":""},{"$f":"IFERROR(IF(OR(I112=\"\",'Combined scenario - input'!$D97=\"\"),\"\",I112/'Combined scenario - input'!$D97),\"\")","v":""},{"$f":"IFERROR(IF(OR(J112=\"\",'Combined scenario - input'!$D97=\"\"),\"\",J112/'Combined scenario - input'!$D97),\"\")","v":""},{"$f":"IFERROR(IF(OR(K112=\"\",'Combined scenario - input'!$D97=\"\"),\"\",K112/'Combined scenario - input'!$D97),\"\")","v":""},{"$f":"IFERROR(IF(OR(L112=\"\",'Combined scenario - input'!$D97=\"\"),\"\",L112/'Combined scenario - input'!$D97),\"\")","v":""},{"$f":"IFERROR(IF(OR(M112=\"\",'Combined scenario - input'!$D97=\"\"),\"\",M112/'Combined scenario - input'!$D97),\"\")","v":""},{"$f":"IFERROR(IF(OR(N112=\"\",'Combined scenario - input'!$D97=\"\"),\"\",N112/'Combined scenario - input'!$D97),\"\")","v":""},{"$f":"IFERROR(IF(OR(O112=\"\",'Combined scenario - input'!$D97=\"\"),\"\",O112/'Combined scenario - input'!$D97),\"\")","v":""},{"$f":"IFERROR(IF(OR(P112=\"\",'Combined scenario - input'!$D97=\"\"),\"\",P112/'Combined scenario - input'!$D97),\"\")","v":""},{"$f":"IFERROR(IF(OR(Q112=\"\",'Combined scenario - input'!$D97=\"\"),\"\",Q112/'Combined scenario - input'!$D97),\"\")","v":""},{"$f":"IFERROR(IF(OR(R112=\"\",'Combined scenario - input'!$D97=\"\"),\"\",R112/'Combined scenario - input'!$D97),\"\")","v":""},{"$f":"IFERROR(IF(OR(S112=\"\",'Combined scenario - input'!$D97=\"\"),\"\",S112/'Combined scenario - input'!$D97),\"\")","v":""},{"$f":"IFERROR(IF(OR(T112=\"\",'Combined scenario - input'!$D97=\"\"),\"\",T112/'Combined scenario - input'!$D97),\"\")","v":""},{"$f":"IFERROR(IF(OR(U112=\"\",'Combined scenario - input'!$D97=\"\"),\"\",U112/'Combined scenario - input'!$D97),\"\")","v":""},{"$f":"IFERROR(IF(OR(V112=\"\",'Combined scenario - input'!$D97=\"\"),\"\",V112/'Combined scenario - input'!$D97),\"\")","v":""},{"$f":"IFERROR(IF(OR(W112=\"\",'Combined scenario - input'!$D97=\"\"),\"\",W112/'Combined scenario - input'!$D97),\"\")","v":""}]
[{"$f":"IFERROR('Combined scenario - input'!A98,\"\")","v":""},{"$f":"IFERROR('Combined scenario - input'!B98,\"\")","v":""},{"$f":"IFERROR('Combined scenario - input'!C98,\"\")","v":""},{"$f":"IFERROR(repcalc('Combined scenario - input'!$CV98:$GH98,'Combined scenario - input'!$G98,'Combined scenario - input'!$E98,'Combined scenario - input'!$F98,20,TRUE,TRUE),\"\")","v":""},"","","","","","","","","","","","","","","","","","","",{"$f":"IFERROR(IF(OR(D113=\"\",'Combined scenario - input'!$D98=\"\"),\"\",D113/'Combined scenario - input'!$D98),\"\")","v":""},{"$f":"IFERROR(IF(OR(E113=\"\",'Combined scenario - input'!$D98=\"\"),\"\",E113/'Combined scenario - input'!$D98),\"\")","v":""},{"$f":"IFERROR(IF(OR(F113=\"\",'Combined scenario - input'!$D98=\"\"),\"\",F113/'Combined scenario - input'!$D98),\"\")","v":""},{"$f":"IFERROR(IF(OR(G113=\"\",'Combined scenario - input'!$D98=\"\"),\"\",G113/'Combined scenario - input'!$D98),\"\")","v":""},{"$f":"IFERROR(IF(OR(H113=\"\",'Combined scenario - input'!$D98=\"\"),\"\",H113/'Combined scenario - input'!$D98),\"\")","v":""},{"$f":"IFERROR(IF(OR(I113=\"\",'Combined scenario - input'!$D98=\"\"),\"\",I113/'Combined scenario - input'!$D98),\"\")","v":""},{"$f":"IFERROR(IF(OR(J113=\"\",'Combined scenario - input'!$D98=\"\"),\"\",J113/'Combined scenario - input'!$D98),\"\")","v":""},{"$f":"IFERROR(IF(OR(K113=\"\",'Combined scenario - input'!$D98=\"\"),\"\",K113/'Combined scenario - input'!$D98),\"\")","v":""},{"$f":"IFERROR(IF(OR(L113=\"\",'Combined scenario - input'!$D98=\"\"),\"\",L113/'Combined scenario - input'!$D98),\"\")","v":""},{"$f":"IFERROR(IF(OR(M113=\"\",'Combined scenario - input'!$D98=\"\"),\"\",M113/'Combined scenario - input'!$D98),\"\")","v":""},{"$f":"IFERROR(IF(OR(N113=\"\",'Combined scenario - input'!$D98=\"\"),\"\",N113/'Combined scenario - input'!$D98),\"\")","v":""},{"$f":"IFERROR(IF(OR(O113=\"\",'Combined scenario - input'!$D98=\"\"),\"\",O113/'Combined scenario - input'!$D98),\"\")","v":""},{"$f":"IFERROR(IF(OR(P113=\"\",'Combined scenario - input'!$D98=\"\"),\"\",P113/'Combined scenario - input'!$D98),\"\")","v":""},{"$f":"IFERROR(IF(OR(Q113=\"\",'Combined scenario - input'!$D98=\"\"),\"\",Q113/'Combined scenario - input'!$D98),\"\")","v":""},{"$f":"IFERROR(IF(OR(R113=\"\",'Combined scenario - input'!$D98=\"\"),\"\",R113/'Combined scenario - input'!$D98),\"\")","v":""},{"$f":"IFERROR(IF(OR(S113=\"\",'Combined scenario - input'!$D98=\"\"),\"\",S113/'Combined scenario - input'!$D98),\"\")","v":""},{"$f":"IFERROR(IF(OR(T113=\"\",'Combined scenario - input'!$D98=\"\"),\"\",T113/'Combined scenario - input'!$D98),\"\")","v":""},{"$f":"IFERROR(IF(OR(U113=\"\",'Combined scenario - input'!$D98=\"\"),\"\",U113/'Combined scenario - input'!$D98),\"\")","v":""},{"$f":"IFERROR(IF(OR(V113=\"\",'Combined scenario - input'!$D98=\"\"),\"\",V113/'Combined scenario - input'!$D98),\"\")","v":""},{"$f":"IFERROR(IF(OR(W113=\"\",'Combined scenario - input'!$D98=\"\"),\"\",W113/'Combined scenario - input'!$D98),\"\")","v":""}]
[{"$f":"IFERROR('Combined scenario - input'!A99,\"\")","v":""},{"$f":"IFERROR('Combined scenario - input'!B99,\"\")","v":""},{"$f":"IFERROR('Combined scenario - input'!C99,\"\")","v":""},{"$f":"IFERROR(repcalc('Combined scenario - input'!$CV99:$GH99,'Combined scenario - input'!$G99,'Combined scenario - input'!$E99,'Combined scenario - input'!$F99,20,TRUE,TRUE),\"\")","v":""},"","","","","","","","","","","","","","","","","","","",{"$f":"IFERROR(IF(OR(D114=\"\",'Combined scenario - input'!$D99=\"\"),\"\",D114/'Combined scenario - input'!$D99),\"\")","v":""},{"$f":"IFERROR(IF(OR(E114=\"\",'Combined scenario - input'!$D99=\"\"),\"\",E114/'Combined scenario - input'!$D99),\"\")","v":""},{"$f":"IFERROR(IF(OR(F114=\"\",'Combined scenario - input'!$D99=\"\"),\"\",F114/'Combined scenario - input'!$D99),\"\")","v":""},{"$f":"IFERROR(IF(OR(G114=\"\",'Combined scenario - input'!$D99=\"\"),\"\",G114/'Combined scenario - input'!$D99),\"\")","v":""},{"$f":"IFERROR(IF(OR(H114=\"\",'Combined scenario - input'!$D99=\"\"),\"\",H114/'Combined scenario - input'!$D99),\"\")","v":""},{"$f":"IFERROR(IF(OR(I114=\"\",'Combined scenario - input'!$D99=\"\"),\"\",I114/'Combined scenario - input'!$D99),\"\")","v":""},{"$f":"IFERROR(IF(OR(J114=\"\",'Combined scenario - input'!$D99=\"\"),\"\",J114/'Combined scenario - input'!$D99),\"\")","v":""},{"$f":"IFERROR(IF(OR(K114=\"\",'Combined scenario - input'!$D99=\"\"),\"\",K114/'Combined scenario - input'!$D99),\"\")","v":""},{"$f":"IFERROR(IF(OR(L114=\"\",'Combined scenario - input'!$D99=\"\"),\"\",L114/'Combined scenario - input'!$D99),\"\")","v":""},{"$f":"IFERROR(IF(OR(M114=\"\",'Combined scenario - input'!$D99=\"\"),\"\",M114/'Combined scenario - input'!$D99),\"\")","v":""},{"$f":"IFERROR(IF(OR(N114=\"\",'Combined scenario - input'!$D99=\"\"),\"\",N114/'Combined scenario - input'!$D99),\"\")","v":""},{"$f":"IFERROR(IF(OR(O114=\"\",'Combined scenario - input'!$D99=\"\"),\"\",O114/'Combined scenario - input'!$D99),\"\")","v":""},{"$f":"IFERROR(IF(OR(P114=\"\",'Combined scenario - input'!$D99=\"\"),\"\",P114/'Combined scenario - input'!$D99),\"\")","v":""},{"$f":"IFERROR(IF(OR(Q114=\"\",'Combined scenario - input'!$D99=\"\"),\"\",Q114/'Combined scenario - input'!$D99),\"\")","v":""},{"$f":"IFERROR(IF(OR(R114=\"\",'Combined scenario - input'!$D99=\"\"),\"\",R114/'Combined scenario - input'!$D99),\"\")","v":""},{"$f":"IFERROR(IF(OR(S114=\"\",'Combined scenario - input'!$D99=\"\"),\"\",S114/'Combined scenario - input'!$D99),\"\")","v":""},{"$f":"IFERROR(IF(OR(T114=\"\",'Combined scenario - input'!$D99=\"\"),\"\",T114/'Combined scenario - input'!$D99),\"\")","v":""},{"$f":"IFERROR(IF(OR(U114=\"\",'Combined scenario - input'!$D99=\"\"),\"\",U114/'Combined scenario - input'!$D99),\"\")","v":""},{"$f":"IFERROR(IF(OR(V114=\"\",'Combined scenario - input'!$D99=\"\"),\"\",V114/'Combined scenario - input'!$D99),\"\")","v":""},{"$f":"IFERROR(IF(OR(W114=\"\",'Combined scenario - input'!$D99=\"\"),\"\",W114/'Combined scenario - input'!$D99),\"\")","v":""}]
[{"$f":"IFERROR('Combined scenario - input'!A100,\"\")","v":""},{"$f":"IFERROR('Combined scenario - input'!B100,\"\")","v":""},{"$f":"IFERROR('Combined scenario - input'!C100,\"\")","v":""},{"$f":"IFERROR(repcalc('Combined scenario - input'!$CV100:$GH100,'Combined scenario - input'!$G100,'Combined scenario - input'!$E100,'Combined scenario - input'!$F100,20,TRUE,TRUE),\"\")","v":""},"","","","","","","","","","","","","","","","","","","",{"$f":"IFERROR(IF(OR(D115=\"\",'Combined scenario - input'!$D100=\"\"),\"\",D115/'Combined scenario - input'!$D100),\"\")","v":""},{"$f":"IFERROR(IF(OR(E115=\"\",'Combined scenario - input'!$D100=\"\"),\"\",E115/'Combined scenario - input'!$D100),\"\")","v":""},{"$f":"IFERROR(IF(OR(F115=\"\",'Combined scenario - input'!$D100=\"\"),\"\",F115/'Combined scenario - input'!$D100),\"\")","v":""},{"$f":"IFERROR(IF(OR(G115=\"\",'Combined scenario - input'!$D100=\"\"),\"\",G115/'Combined scenario - input'!$D100),\"\")","v":""},{"$f":"IFERROR(IF(OR(H115=\"\",'Combined scenario - input'!$D100=\"\"),\"\",H115/'Combined scenario - input'!$D100),\"\")","v":""},{"$f":"IFERROR(IF(OR(I115=\"\",'Combined scenario - input'!$D100=\"\"),\"\",I115/'Combined scenario - input'!$D100),\"\")","v":""},{"$f":"IFERROR(IF(OR(J115=\"\",'Combined scenario - input'!$D100=\"\"),\"\",J115/'Combined scenario - input'!$D100),\"\")","v":""},{"$f":"IFERROR(IF(OR(K115=\"\",'Combined scenario - input'!$D100=\"\"),\"\",K115/'Combined scenario - input'!$D100),\"\")","v":""},{"$f":"IFERROR(IF(OR(L115=\"\",'Combined scenario - input'!$D100=\"\"),\"\",L115/'Combined scenario - input'!$D100),\"\")","v":""},{"$f":"IFERROR(IF(OR(M115=\"\",'Combined scenario - input'!$D100=\"\"),\"\",M115/'Combined scenario - input'!$D100),\"\")","v":""},{"$f":"IFERROR(IF(OR(N115=\"\",'Combined scenario - input'!$D100=\"\"),\"\",N115/'Combined scenario - input'!$D100),\"\")","v":""},{"$f":"IFERROR(IF(OR(O115=\"\",'Combined scenario - input'!$D100=\"\"),\"\",O115/'Combined scenario - input'!$D100),\"\")","v":""},{"$f":"IFERROR(IF(OR(P115=\"\",'Combined scenario - input'!$D100=\"\"),\"\",P115/'Combined scenario - input'!$D100),\"\")","v":""},{"$f":"IFERROR(IF(OR(Q115=\"\",'Combined scenario - input'!$D100=\"\"),\"\",Q115/'Combined scenario - input'!$D100),\"\")","v":""},{"$f":"IFERROR(IF(OR(R115=\"\",'Combined scenario - input'!$D100=\"\"),\"\",R115/'Combined scenario - input'!$D100),\"\")","v":""},{"$f":"IFERROR(IF(OR(S115=\"\",'Combined scenario - input'!$D100=\"\"),\"\",S115/'Combined scenario - input'!$D100),\"\")","v":""},{"$f":"IFERROR(IF(OR(T115=\"\",'Combined scenario - input'!$D100=\"\"),\"\",T115/'Combined scenario - input'!$D100),\"\")","v":""},{"$f":"IFERROR(IF(OR(U115=\"\",'Combined scenario - input'!$D100=\"\"),\"\",U115/'Combined scenario - input'!$D100),\"\")","v":""},{"$f":"IFERROR(IF(OR(V115=\"\",'Combined scenario - input'!$D100=\"\"),\"\",V115/'Combined scenario - input'!$D100),\"\")","v":""},{"$f":"IFERROR(IF(OR(W115=\"\",'Combined scenario - input'!$D100=\"\"),\"\",W115/'Combined scenario - input'!$D100),\"\")","v":""}]
[{"$f":"IFERROR('Combined scenario - input'!A101,\"\")","v":""},{"$f":"IFERROR('Combined scenario - input'!B101,\"\")","v":""},{"$f":"IFERROR('Combined scenario - input'!C101,\"\")","v":""},{"$f":"IFERROR(repcalc('Combined scenario - input'!$CV101:$GH101,'Combined scenario - input'!$G101,'Combined scenario - input'!$E101,'Combined scenario - input'!$F101,20,TRUE,TRUE),\"\")","v":""},"","","","","","","","","","","","","","","","","","","",{"$f":"IFERROR(IF(OR(D116=\"\",'Combined scenario - input'!$D101=\"\"),\"\",D116/'Combined scenario - input'!$D101),\"\")","v":""},{"$f":"IFERROR(IF(OR(E116=\"\",'Combined scenario - input'!$D101=\"\"),\"\",E116/'Combined scenario - input'!$D101),\"\")","v":""},{"$f":"IFERROR(IF(OR(F116=\"\",'Combined scenario - input'!$D101=\"\"),\"\",F116/'Combined scenario - input'!$D101),\"\")","v":""},{"$f":"IFERROR(IF(OR(G116=\"\",'Combined scenario - input'!$D101=\"\"),\"\",G116/'Combined scenario - input'!$D101),\"\")","v":""},{"$f":"IFERROR(IF(OR(H116=\"\",'Combined scenario - input'!$D101=\"\"),\"\",H116/'Combined scenario - input'!$D101),\"\")","v":""},{"$f":"IFERROR(IF(OR(I116=\"\",'Combined scenario - input'!$D101=\"\"),\"\",I116/'Combined scenario - input'!$D101),\"\")","v":""},{"$f":"IFERROR(IF(OR(J116=\"\",'Combined scenario - input'!$D101=\"\"),\"\",J116/'Combined scenario - input'!$D101),\"\")","v":""},{"$f":"IFERROR(IF(OR(K116=\"\",'Combined scenario - input'!$D101=\"\"),\"\",K116/'Combined scenario - input'!$D101),\"\")","v":""},{"$f":"IFERROR(IF(OR(L116=\"\",'Combined scenario - input'!$D101=\"\"),\"\",L116/'Combined scenario - input'!$D101),\"\")","v":""},{"$f":"IFERROR(IF(OR(M116=\"\",'Combined scenario - input'!$D101=\"\"),\"\",M116/'Combined scenario - input'!$D101),\"\")","v":""},{"$f":"IFERROR(IF(OR(N116=\"\",'Combined scenario - input'!$D101=\"\"),\"\",N116/'Combined scenario - input'!$D101),\"\")","v":""},{"$f":"IFERROR(IF(OR(O116=\"\",'Combined scenario - input'!$D101=\"\"),\"\",O116/'Combined scenario - input'!$D101),\"\")","v":""},{"$f":"IFERROR(IF(OR(P116=\"\",'Combined scenario - input'!$D101=\"\"),\"\",P116/'Combined scenario - input'!$D101),\"\")","v":""},{"$f":"IFERROR(IF(OR(Q116=\"\",'Combined scenario - input'!$D101=\"\"),\"\",Q116/'Combined scenario - input'!$D101),\"\")","v":""},{"$f":"IFERROR(IF(OR(R116=\"\",'Combined scenario - input'!$D101=\"\"),\"\",R116/'Combined scenario - input'!$D101),\"\")","v":""},{"$f":"IFERROR(IF(OR(S116=\"\",'Combined scenario - input'!$D101=\"\"),\"\",S116/'Combined scenario - input'!$D101),\"\")","v":""},{"$f":"IFERROR(IF(OR(T116=\"\",'Combined scenario - input'!$D101=\"\"),\"\",T116/'Combined scenario - input'!$D101),\"\")","v":""},{"$f":"IFERROR(IF(OR(U116=\"\",'Combined scenario - input'!$D101=\"\"),\"\",U116/'Combined scenario - input'!$D101),\"\")","v":""},{"$f":"IFERROR(IF(OR(V116=\"\",'Combined scenario - input'!$D101=\"\"),\"\",V116/'Combined scenario - input'!$D101),\"\")","v":""},{"$f":"IFERROR(IF(OR(W116=\"\",'Combined scenario - input'!$D101=\"\"),\"\",W116/'Combined scenario - input'!$D101),\"\")","v":""}]
[{"$f":"IFERROR('Combined scenario - input'!A102,\"\")","v":""},{"$f":"IFERROR('Combined scenario - input'!B102,\"\")","v":""},{"$f":"IFERROR('Combined scenario - input'!C102,\"\")","v":""},{"$f":"IFERROR(repcalc('Combined scenario - input'!$CV102:$GH102,'Combined scenario - input'!$G102,'Combined scenario - input'!$E102,'Combined scenario - input'!$F102,20,TRUE,TRUE),\"\")","v":""},"","","","","","","","","","","","","","","","","","","",{"$f":"IFERROR(IF(OR(D117=\"\",'Combined scenario - input'!$D102=\"\"),\"\",D117/'Combined scenario - input'!$D102),\"\")","v":""},{"$f":"IFERROR(IF(OR(E117=\"\",'Combined scenario - input'!$D102=\"\"),\"\",E117/'Combined scenario - input'!$D102),\"\")","v":""},{"$f":"IFERROR(IF(OR(F117=\"\",'Combined scenario - input'!$D102=\"\"),\"\",F117/'Combined scenario - input'!$D102),\"\")","v":""},{"$f":"IFERROR(IF(OR(G117=\"\",'Combined scenario - input'!$D102=\"\"),\"\",G117/'Combined scenario - input'!$D102),\"\")","v":""},{"$f":"IFERROR(IF(OR(H117=\"\",'Combined scenario - input'!$D102=\"\"),\"\",H117/'Combined scenario - input'!$D102),\"\")","v":""},{"$f":"IFERROR(IF(OR(I117=\"\",'Combined scenario - input'!$D102=\"\"),\"\",I117/'Combined scenario - input'!$D102),\"\")","v":""},{"$f":"IFERROR(IF(OR(J117=\"\",'Combined scenario - input'!$D102=\"\"),\"\",J117/'Combined scenario - input'!$D102),\"\")","v":""},{"$f":"IFERROR(IF(OR(K117=\"\",'Combined scenario - input'!$D102=\"\"),\"\",K117/'Combined scenario - input'!$D102),\"\")","v":""},{"$f":"IFERROR(IF(OR(L117=\"\",'Combined scenario - input'!$D102=\"\"),\"\",L117/'Combined scenario - input'!$D102),\"\")","v":""},{"$f":"IFERROR(IF(OR(M117=\"\",'Combined scenario - input'!$D102=\"\"),\"\",M117/'Combined scenario - input'!$D102),\"\")","v":""},{"$f":"IFERROR(IF(OR(N117=\"\",'Combined scenario - input'!$D102=\"\"),\"\",N117/'Combined scenario - input'!$D102),\"\")","v":""},{"$f":"IFERROR(IF(OR(O117=\"\",'Combined scenario - input'!$D102=\"\"),\"\",O117/'Combined scenario - input'!$D102),\"\")","v":""},{"$f":"IFERROR(IF(OR(P117=\"\",'Combined scenario - input'!$D102=\"\"),\"\",P117/'Combined scenario - input'!$D102),\"\")","v":""},{"$f":"IFERROR(IF(OR(Q117=\"\",'Combined scenario - input'!$D102=\"\"),\"\",Q117/'Combined scenario - input'!$D102),\"\")","v":""},{"$f":"IFERROR(IF(OR(R117=\"\",'Combined scenario - input'!$D102=\"\"),\"\",R117/'Combined scenario - input'!$D102),\"\")","v":""},{"$f":"IFERROR(IF(OR(S117=\"\",'Combined scenario - input'!$D102=\"\"),\"\",S117/'Combined scenario - input'!$D102),\"\")","v":""},{"$f":"IFERROR(IF(OR(T117=\"\",'Combined scenario - input'!$D102=\"\"),\"\",T117/'Combined scenario - input'!$D102),\"\")","v":""},{"$f":"IFERROR(IF(OR(U117=\"\",'Combined scenario - input'!$D102=\"\"),\"\",U117/'Combined scenario - input'!$D102),\"\")","v":""},{"$f":"IFERROR(IF(OR(V117=\"\",'Combined scenario - input'!$D102=\"\"),\"\",V117/'Combined scenario - input'!$D102),\"\")","v":""},{"$f":"IFERROR(IF(OR(W117=\"\",'Combined scenario - input'!$D102=\"\"),\"\",W117/'Combined scenario - input'!$D102),\"\")","v":""}]
[{"$f":"IFERROR('Combined scenario - input'!A103,\"\")","v":""},{"$f":"IFERROR('Combined scenario - input'!B103,\"\")","v":""},{"$f":"IFERROR('Combined scenario - input'!C103,\"\")","v":""},{"$f":"IFERROR(repcalc('Combined scenario - input'!$CV103:$GH103,'Combined scenario - input'!$G103,'Combined scenario - input'!$E103,'Combined scenario - input'!$F103,20,TRUE,TRUE),\"\")","v":""},"","","","","","","","","","","","","","","","","","","",{"$f":"IFERROR(IF(OR(D118=\"\",'Combined scenario - input'!$D103=\"\"),\"\",D118/'Combined scenario - input'!$D103),\"\")","v":""},{"$f":"IFERROR(IF(OR(E118=\"\",'Combined scenario - input'!$D103=\"\"),\"\",E118/'Combined scenario - input'!$D103),\"\")","v":""},{"$f":"IFERROR(IF(OR(F118=\"\",'Combined scenario - input'!$D103=\"\"),\"\",F118/'Combined scenario - input'!$D103),\"\")","v":""},{"$f":"IFERROR(IF(OR(G118=\"\",'Combined scenario - input'!$D103=\"\"),\"\",G118/'Combined scenario - input'!$D103),\"\")","v":""},{"$f":"IFERROR(IF(OR(H118=\"\",'Combined scenario - input'!$D103=\"\"),\"\",H118/'Combined scenario - input'!$D103),\"\")","v":""},{"$f":"IFERROR(IF(OR(I118=\"\",'Combined scenario - input'!$D103=\"\"),\"\",I118/'Combined scenario - input'!$D103),\"\")","v":""},{"$f":"IFERROR(IF(OR(J118=\"\",'Combined scenario - input'!$D103=\"\"),\"\",J118/'Combined scenario - input'!$D103),\"\")","v":""},{"$f":"IFERROR(IF(OR(K118=\"\",'Combined scenario - input'!$D103=\"\"),\"\",K118/'Combined scenario - input'!$D103),\"\")","v":""},{"$f":"IFERROR(IF(OR(L118=\"\",'Combined scenario - input'!$D103=\"\"),\"\",L118/'Combined scenario - input'!$D103),\"\")","v":""},{"$f":"IFERROR(IF(OR(M118=\"\",'Combined scenario - input'!$D103=\"\"),\"\",M118/'Combined scenario - input'!$D103),\"\")","v":""},{"$f":"IFERROR(IF(OR(N118=\"\",'Combined scenario - input'!$D103=\"\"),\"\",N118/'Combined scenario - input'!$D103),\"\")","v":""},{"$f":"IFERROR(IF(OR(O118=\"\",'Combined scenario - input'!$D103=\"\"),\"\",O118/'Combined scenario - input'!$D103),\"\")","v":""},{"$f":"IFERROR(IF(OR(P118=\"\",'Combined scenario - input'!$D103=\"\"),\"\",P118/'Combined scenario - input'!$D103),\"\")","v":""},{"$f":"IFERROR(IF(OR(Q118=\"\",'Combined scenario - input'!$D103=\"\"),\"\",Q118/'Combined scenario - input'!$D103),\"\")","v":""},{"$f":"IFERROR(IF(OR(R118=\"\",'Combined scenario - input'!$D103=\"\"),\"\",R118/'Combined scenario - input'!$D103),\"\")","v":""},{"$f":"IFERROR(IF(OR(S118=\"\",'Combined scenario - input'!$D103=\"\"),\"\",S118/'Combined scenario - input'!$D103),\"\")","v":""},{"$f":"IFERROR(IF(OR(T118=\"\",'Combined scenario - input'!$D103=\"\"),\"\",T118/'Combined scenario - input'!$D103),\"\")","v":""},{"$f":"IFERROR(IF(OR(U118=\"\",'Combined scenario - input'!$D103=\"\"),\"\",U118/'Combined scenario - input'!$D103),\"\")","v":""},{"$f":"IFERROR(IF(OR(V118=\"\",'Combined scenario - input'!$D103=\"\"),\"\",V118/'Combined scenario - input'!$D103),\"\")","v":""},{"$f":"IFERROR(IF(OR(W118=\"\",'Combined scenario - input'!$D103=\"\"),\"\",W118/'Combined scenario - input'!$D103),\"\")","v":""}]
[{"$f":"IFERROR('Combined scenario - input'!A104,\"\")","v":""},{"$f":"IFERROR('Combined scenario - input'!B104,\"\")","v":""},{"$f":"IFERROR('Combined scenario - input'!C104,\"\")","v":""},{"$f":"IFERROR(repcalc('Combined scenario - input'!$CV104:$GH104,'Combined scenario - input'!$G104,'Combined scenario - input'!$E104,'Combined scenario - input'!$F104,20,TRUE,TRUE),\"\")","v":""},"","","","","","","","","","","","","","","","","","","",{"$f":"IFERROR(IF(OR(D119=\"\",'Combined scenario - input'!$D104=\"\"),\"\",D119/'Combined scenario - input'!$D104),\"\")","v":""},{"$f":"IFERROR(IF(OR(E119=\"\",'Combined scenario - input'!$D104=\"\"),\"\",E119/'Combined scenario - input'!$D104),\"\")","v":""},{"$f":"IFERROR(IF(OR(F119=\"\",'Combined scenario - input'!$D104=\"\"),\"\",F119/'Combined scenario - input'!$D104),\"\")","v":""},{"$f":"IFERROR(IF(OR(G119=\"\",'Combined scenario - input'!$D104=\"\"),\"\",G119/'Combined scenario - input'!$D104),\"\")","v":""},{"$f":"IFERROR(IF(OR(H119=\"\",'Combined scenario - input'!$D104=\"\"),\"\",H119/'Combined scenario - input'!$D104),\"\")","v":""},{"$f":"IFERROR(IF(OR(I119=\"\",'Combined scenario - input'!$D104=\"\"),\"\",I119/'Combined scenario - input'!$D104),\"\")","v":""},{"$f":"IFERROR(IF(OR(J119=\"\",'Combined scenario - input'!$D104=\"\"),\"\",J119/'Combined scenario - input'!$D104),\"\")","v":""},{"$f":"IFERROR(IF(OR(K119=\"\",'Combined scenario - input'!$D104=\"\"),\"\",K119/'Combined scenario - input'!$D104),\"\")","v":""},{"$f":"IFERROR(IF(OR(L119=\"\",'Combined scenario - input'!$D104=\"\"),\"\",L119/'Combined scenario - input'!$D104),\"\")","v":""},{"$f":"IFERROR(IF(OR(M119=\"\",'Combined scenario - input'!$D104=\"\"),\"\",M119/'Combined scenario - input'!$D104),\"\")","v":""},{"$f":"IFERROR(IF(OR(N119=\"\",'Combined scenario - input'!$D104=\"\"),\"\",N119/'Combined scenario - input'!$D104),\"\")","v":""},{"$f":"IFERROR(IF(OR(O119=\"\",'Combined scenario - input'!$D104=\"\"),\"\",O119/'Combined scenario - input'!$D104),\"\")","v":""},{"$f":"IFERROR(IF(OR(P119=\"\",'Combined scenario - input'!$D104=\"\"),\"\",P119/'Combined scenario - input'!$D104),\"\")","v":""},{"$f":"IFERROR(IF(OR(Q119=\"\",'Combined scenario - input'!$D104=\"\"),\"\",Q119/'Combined scenario - input'!$D104),\"\")","v":""},{"$f":"IFERROR(IF(OR(R119=\"\",'Combined scenario - input'!$D104=\"\"),\"\",R119/'Combined scenario - input'!$D104),\"\")","v":""},{"$f":"IFERROR(IF(OR(S119=\"\",'Combined scenario - input'!$D104=\"\"),\"\",S119/'Combined scenario - input'!$D104),\"\")","v":""},{"$f":"IFERROR(IF(OR(T119=\"\",'Combined scenario - input'!$D104=\"\"),\"\",T119/'Combined scenario - input'!$D104),\"\")","v":""},{"$f":"IFERROR(IF(OR(U119=\"\",'Combined scenario - input'!$D104=\"\"),\"\",U119/'Combined scenario - input'!$D104),\"\")","v":""},{"$f":"IFERROR(IF(OR(V119=\"\",'Combined scenario - input'!$D104=\"\"),\"\",V119/'Combined scenario - input'!$D104),\"\")","v":""},{"$f":"IFERROR(IF(OR(W119=\"\",'Combined scenario - input'!$D104=\"\"),\"\",W119/'Combined scenario - input'!$D104),\"\")","v":""}]
[{"$f":"IFERROR('Combined scenario - input'!A105,\"\")","v":""},{"$f":"IFERROR('Combined scenario - input'!B105,\"\")","v":""},{"$f":"IFERROR('Combined scenario - input'!C105,\"\")","v":""},{"$f":"IFERROR(repcalc('Combined scenario - input'!$CV105:$GH105,'Combined scenario - input'!$G105,'Combined scenario - input'!$E105,'Combined scenario - input'!$F105,20,TRUE,TRUE),\"\")","v":""},"","","","","","","","","","","","","","","","","","","",{"$f":"IFERROR(IF(OR(D120=\"\",'Combined scenario - input'!$D105=\"\"),\"\",D120/'Combined scenario - input'!$D105),\"\")","v":""},{"$f":"IFERROR(IF(OR(E120=\"\",'Combined scenario - input'!$D105=\"\"),\"\",E120/'Combined scenario - input'!$D105),\"\")","v":""},{"$f":"IFERROR(IF(OR(F120=\"\",'Combined scenario - input'!$D105=\"\"),\"\",F120/'Combined scenario - input'!$D105),\"\")","v":""},{"$f":"IFERROR(IF(OR(G120=\"\",'Combined scenario - input'!$D105=\"\"),\"\",G120/'Combined scenario - input'!$D105),\"\")","v":""},{"$f":"IFERROR(IF(OR(H120=\"\",'Combined scenario - input'!$D105=\"\"),\"\",H120/'Combined scenario - input'!$D105),\"\")","v":""},{"$f":"IFERROR(IF(OR(I120=\"\",'Combined scenario - input'!$D105=\"\"),\"\",I120/'Combined scenario - input'!$D105),\"\")","v":""},{"$f":"IFERROR(IF(OR(J120=\"\",'Combined scenario - input'!$D105=\"\"),\"\",J120/'Combined scenario - input'!$D105),\"\")","v":""},{"$f":"IFERROR(IF(OR(K120=\"\",'Combined scenario - input'!$D105=\"\"),\"\",K120/'Combined scenario - input'!$D105),\"\")","v":""},{"$f":"IFERROR(IF(OR(L120=\"\",'Combined scenario - input'!$D105=\"\"),\"\",L120/'Combined scenario - input'!$D105),\"\")","v":""},{"$f":"IFERROR(IF(OR(M120=\"\",'Combined scenario - input'!$D105=\"\"),\"\",M120/'Combined scenario - input'!$D105),\"\")","v":""},{"$f":"IFERROR(IF(OR(N120=\"\",'Combined scenario - input'!$D105=\"\"),\"\",N120/'Combined scenario - input'!$D105),\"\")","v":""},{"$f":"IFERROR(IF(OR(O120=\"\",'Combined scenario - input'!$D105=\"\"),\"\",O120/'Combined scenario - input'!$D105),\"\")","v":""},{"$f":"IFERROR(IF(OR(P120=\"\",'Combined scenario - input'!$D105=\"\"),\"\",P120/'Combined scenario - input'!$D105),\"\")","v":""},{"$f":"IFERROR(IF(OR(Q120=\"\",'Combined scenario - input'!$D105=\"\"),\"\",Q120/'Combined scenario - input'!$D105),\"\")","v":""},{"$f":"IFERROR(IF(OR(R120=\"\",'Combined scenario - input'!$D105=\"\"),\"\",R120/'Combined scenario - input'!$D105),\"\")","v":""},{"$f":"IFERROR(IF(OR(S120=\"\",'Combined scenario - input'!$D105=\"\"),\"\",S120/'Combined scenario - input'!$D105),\"\")","v":""},{"$f":"IFERROR(IF(OR(T120=\"\",'Combined scenario - input'!$D105=\"\"),\"\",T120/'Combined scenario - input'!$D105),\"\")","v":""},{"$f":"IFERROR(IF(OR(U120=\"\",'Combined scenario - input'!$D105=\"\"),\"\",U120/'Combined scenario - input'!$D105),\"\")","v":""},{"$f":"IFERROR(IF(OR(V120=\"\",'Combined scenario - input'!$D105=\"\"),\"\",V120/'Combined scenario - input'!$D105),\"\")","v":""},{"$f":"IFERROR(IF(OR(W120=\"\",'Combined scenario - input'!$D105=\"\"),\"\",W120/'Combined scenario - input'!$D105),\"\")","v":""}]
[{"$f":"IFERROR('Combined scenario - input'!A106,\"\")","v":""},{"$f":"IFERROR('Combined scenario - input'!B106,\"\")","v":""},{"$f":"IFERROR('Combined scenario - input'!C106,\"\")","v":""},{"$f":"IFERROR(repcalc('Combined scenario - input'!$CV106:$GH106,'Combined scenario - input'!$G106,'Combined scenario - input'!$E106,'Combined scenario - input'!$F106,20,TRUE,TRUE),\"\")","v":""},"","","","","","","","","","","","","","","","","","","",{"$f":"IFERROR(IF(OR(D121=\"\",'Combined scenario - input'!$D106=\"\"),\"\",D121/'Combined scenario - input'!$D106),\"\")","v":""},{"$f":"IFERROR(IF(OR(E121=\"\",'Combined scenario - input'!$D106=\"\"),\"\",E121/'Combined scenario - input'!$D106),\"\")","v":""},{"$f":"IFERROR(IF(OR(F121=\"\",'Combined scenario - input'!$D106=\"\"),\"\",F121/'Combined scenario - input'!$D106),\"\")","v":""},{"$f":"IFERROR(IF(OR(G121=\"\",'Combined scenario - input'!$D106=\"\"),\"\",G121/'Combined scenario - input'!$D106),\"\")","v":""},{"$f":"IFERROR(IF(OR(H121=\"\",'Combined scenario - input'!$D106=\"\"),\"\",H121/'Combined scenario - input'!$D106),\"\")","v":""},{"$f":"IFERROR(IF(OR(I121=\"\",'Combined scenario - input'!$D106=\"\"),\"\",I121/'Combined scenario - input'!$D106),\"\")","v":""},{"$f":"IFERROR(IF(OR(J121=\"\",'Combined scenario - input'!$D106=\"\"),\"\",J121/'Combined scenario - input'!$D106),\"\")","v":""},{"$f":"IFERROR(IF(OR(K121=\"\",'Combined scenario - input'!$D106=\"\"),\"\",K121/'Combined scenario - input'!$D106),\"\")","v":""},{"$f":"IFERROR(IF(OR(L121=\"\",'Combined scenario - input'!$D106=\"\"),\"\",L121/'Combined scenario - input'!$D106),\"\")","v":""},{"$f":"IFERROR(IF(OR(M121=\"\",'Combined scenario - input'!$D106=\"\"),\"\",M121/'Combined scenario - input'!$D106),\"\")","v":""},{"$f":"IFERROR(IF(OR(N121=\"\",'Combined scenario - input'!$D106=\"\"),\"\",N121/'Combined scenario - input'!$D106),\"\")","v":""},{"$f":"IFERROR(IF(OR(O121=\"\",'Combined scenario - input'!$D106=\"\"),\"\",O121/'Combined scenario - input'!$D106),\"\")","v":""},{"$f":"IFERROR(IF(OR(P121=\"\",'Combined scenario - input'!$D106=\"\"),\"\",P121/'Combined scenario - input'!$D106),\"\")","v":""},{"$f":"IFERROR(IF(OR(Q121=\"\",'Combined scenario - input'!$D106=\"\"),\"\",Q121/'Combined scenario - input'!$D106),\"\")","v":""},{"$f":"IFERROR(IF(OR(R121=\"\",'Combined scenario - input'!$D106=\"\"),\"\",R121/'Combined scenario - input'!$D106),\"\")","v":""},{"$f":"IFERROR(IF(OR(S121=\"\",'Combined scenario - input'!$D106=\"\"),\"\",S121/'Combined scenario - input'!$D106),\"\")","v":""},{"$f":"IFERROR(IF(OR(T121=\"\",'Combined scenario - input'!$D106=\"\"),\"\",T121/'Combined scenario - input'!$D106),\"\")","v":""},{"$f":"IFERROR(IF(OR(U121=\"\",'Combined scenario - input'!$D106=\"\"),\"\",U121/'Combined scenario - input'!$D106),\"\")","v":""},{"$f":"IFERROR(IF(OR(V121=\"\",'Combined scenario - input'!$D106=\"\"),\"\",V121/'Combined scenario - input'!$D106),\"\")","v":""},{"$f":"IFERROR(IF(OR(W121=\"\",'Combined scenario - input'!$D106=\"\"),\"\",W121/'Combined scenario - input'!$D106),\"\")","v":""}]
[{"$f":"IFERROR('Combined scenario - input'!A107,\"\")","v":""},{"$f":"IFERROR('Combined scenario - input'!B107,\"\")","v":""},{"$f":"IFERROR('Combined scenario - input'!C107,\"\")","v":""},{"$f":"IFERROR(repcalc('Combined scenario - input'!$CV107:$GH107,'Combined scenario - input'!$G107,'Combined scenario - input'!$E107,'Combined scenario - input'!$F107,20,TRUE,TRUE),\"\")","v":""},"","","","","","","","","","","","","","","","","","","",{"$f":"IFERROR(IF(OR(D122=\"\",'Combined scenario - input'!$D107=\"\"),\"\",D122/'Combined scenario - input'!$D107),\"\")","v":""},{"$f":"IFERROR(IF(OR(E122=\"\",'Combined scenario - input'!$D107=\"\"),\"\",E122/'Combined scenario - input'!$D107),\"\")","v":""},{"$f":"IFERROR(IF(OR(F122=\"\",'Combined scenario - input'!$D107=\"\"),\"\",F122/'Combined scenario - input'!$D107),\"\")","v":""},{"$f":"IFERROR(IF(OR(G122=\"\",'Combined scenario - input'!$D107=\"\"),\"\",G122/'Combined scenario - input'!$D107),\"\")","v":""},{"$f":"IFERROR(IF(OR(H122=\"\",'Combined scenario - input'!$D107=\"\"),\"\",H122/'Combined scenario - input'!$D107),\"\")","v":""},{"$f":"IFERROR(IF(OR(I122=\"\",'Combined scenario - input'!$D107=\"\"),\"\",I122/'Combined scenario - input'!$D107),\"\")","v":""},{"$f":"IFERROR(IF(OR(J122=\"\",'Combined scenario - input'!$D107=\"\"),\"\",J122/'Combined scenario - input'!$D107),\"\")","v":""},{"$f":"IFERROR(IF(OR(K122=\"\",'Combined scenario - input'!$D107=\"\"),\"\",K122/'Combined scenario - input'!$D107),\"\")","v":""},{"$f":"IFERROR(IF(OR(L122=\"\",'Combined scenario - input'!$D107=\"\"),\"\",L122/'Combined scenario - input'!$D107),\"\")","v":""},{"$f":"IFERROR(IF(OR(M122=\"\",'Combined scenario - input'!$D107=\"\"),\"\",M122/'Combined scenario - input'!$D107),\"\")","v":""},{"$f":"IFERROR(IF(OR(N122=\"\",'Combined scenario - input'!$D107=\"\"),\"\",N122/'Combined scenario - input'!$D107),\"\")","v":""},{"$f":"IFERROR(IF(OR(O122=\"\",'Combined scenario - input'!$D107=\"\"),\"\",O122/'Combined scenario - input'!$D107),\"\")","v":""},{"$f":"IFERROR(IF(OR(P122=\"\",'Combined scenario - input'!$D107=\"\"),\"\",P122/'Combined scenario - input'!$D107),\"\")","v":""},{"$f":"IFERROR(IF(OR(Q122=\"\",'Combined scenario - input'!$D107=\"\"),\"\",Q122/'Combined scenario - input'!$D107),\"\")","v":""},{"$f":"IFERROR(IF(OR(R122=\"\",'Combined scenario - input'!$D107=\"\"),\"\",R122/'Combined scenario - input'!$D107),\"\")","v":""},{"$f":"IFERROR(IF(OR(S122=\"\",'Combined scenario - input'!$D107=\"\"),\"\",S122/'Combined scenario - input'!$D107),\"\")","v":""},{"$f":"IFERROR(IF(OR(T122=\"\",'Combined scenario - input'!$D107=\"\"),\"\",T122/'Combined scenario - input'!$D107),\"\")","v":""},{"$f":"IFERROR(IF(OR(U122=\"\",'Combined scenario - input'!$D107=\"\"),\"\",U122/'Combined scenario - input'!$D107),\"\")","v":""},{"$f":"IFERROR(IF(OR(V122=\"\",'Combined scenario - input'!$D107=\"\"),\"\",V122/'Combined scenario - input'!$D107),\"\")","v":""},{"$f":"IFERROR(IF(OR(W122=\"\",'Combined scenario - input'!$D107=\"\"),\"\",W122/'Combined scenario - input'!$D107),\"\")","v":""}]
[{"$f":"IFERROR('Combined scenario - input'!A108,\"\")","v":""},{"$f":"IFERROR('Combined scenario - input'!B108,\"\")","v":""},{"$f":"IFERROR('Combined scenario - input'!C108,\"\")","v":""},{"$f":"IFERROR(repcalc('Combined scenario - input'!$CV108:$GH108,'Combined scenario - input'!$G108,'Combined scenario - input'!$E108,'Combined scenario - input'!$F108,20,TRUE,TRUE),\"\")","v":""},"","","","","","","","","","","","","","","","","","","",{"$f":"IFERROR(IF(OR(D123=\"\",'Combined scenario - input'!$D108=\"\"),\"\",D123/'Combined scenario - input'!$D108),\"\")","v":""},{"$f":"IFERROR(IF(OR(E123=\"\",'Combined scenario - input'!$D108=\"\"),\"\",E123/'Combined scenario - input'!$D108),\"\")","v":""},{"$f":"IFERROR(IF(OR(F123=\"\",'Combined scenario - input'!$D108=\"\"),\"\",F123/'Combined scenario - input'!$D108),\"\")","v":""},{"$f":"IFERROR(IF(OR(G123=\"\",'Combined scenario - input'!$D108=\"\"),\"\",G123/'Combined scenario - input'!$D108),\"\")","v":""},{"$f":"IFERROR(IF(OR(H123=\"\",'Combined scenario - input'!$D108=\"\"),\"\",H123/'Combined scenario - input'!$D108),\"\")","v":""},{"$f":"IFERROR(IF(OR(I123=\"\",'Combined scenario - input'!$D108=\"\"),\"\",I123/'Combined scenario - input'!$D108),\"\")","v":""},{"$f":"IFERROR(IF(OR(J123=\"\",'Combined scenario - input'!$D108=\"\"),\"\",J123/'Combined scenario - input'!$D108),\"\")","v":""},{"$f":"IFERROR(IF(OR(K123=\"\",'Combined scenario - input'!$D108=\"\"),\"\",K123/'Combined scenario - input'!$D108),\"\")","v":""},{"$f":"IFERROR(IF(OR(L123=\"\",'Combined scenario - input'!$D108=\"\"),\"\",L123/'Combined scenario - input'!$D108),\"\")","v":""},{"$f":"IFERROR(IF(OR(M123=\"\",'Combined scenario - input'!$D108=\"\"),\"\",M123/'Combined scenario - input'!$D108),\"\")","v":""},{"$f":"IFERROR(IF(OR(N123=\"\",'Combined scenario - input'!$D108=\"\"),\"\",N123/'Combined scenario - input'!$D108),\"\")","v":""},{"$f":"IFERROR(IF(OR(O123=\"\",'Combined scenario - input'!$D108=\"\"),\"\",O123/'Combined scenario - input'!$D108),\"\")","v":""},{"$f":"IFERROR(IF(OR(P123=\"\",'Combined scenario - input'!$D108=\"\"),\"\",P123/'Combined scenario - input'!$D108),\"\")","v":""},{"$f":"IFERROR(IF(OR(Q123=\"\",'Combined scenario - input'!$D108=\"\"),\"\",Q123/'Combined scenario - input'!$D108),\"\")","v":""},{"$f":"IFERROR(IF(OR(R123=\"\",'Combined scenario - input'!$D108=\"\"),\"\",R123/'Combined scenario - input'!$D108),\"\")","v":""},{"$f":"IFERROR(IF(OR(S123=\"\",'Combined scenario - input'!$D108=\"\"),\"\",S123/'Combined scenario - input'!$D108),\"\")","v":""},{"$f":"IFERROR(IF(OR(T123=\"\",'Combined scenario - input'!$D108=\"\"),\"\",T123/'Combined scenario - input'!$D108),\"\")","v":""},{"$f":"IFERROR(IF(OR(U123=\"\",'Combined scenario - input'!$D108=\"\"),\"\",U123/'Combined scenario - input'!$D108),\"\")","v":""},{"$f":"IFERROR(IF(OR(V123=\"\",'Combined scenario - input'!$D108=\"\"),\"\",V123/'Combined scenario - input'!$D108),\"\")","v":""},{"$f":"IFERROR(IF(OR(W123=\"\",'Combined scenario - input'!$D108=\"\"),\"\",W123/'Combined scenario - input'!$D108),\"\")","v":""}]
[{"$f":"IFERROR('Combined scenario - input'!A109,\"\")","v":""},{"$f":"IFERROR('Combined scenario - input'!B109,\"\")","v":""},{"$f":"IFERROR('Combined scenario - input'!C109,\"\")","v":""},{"$f":"IFERROR(repcalc('Combined scenario - input'!$CV109:$GH109,'Combined scenario - input'!$G109,'Combined scenario - input'!$E109,'Combined scenario - input'!$F109,20,TRUE,TRUE),\"\")","v":""},"","","","","","","","","","","","","","","","","","","",{"$f":"IFERROR(IF(OR(D124=\"\",'Combined scenario - input'!$D109=\"\"),\"\",D124/'Combined scenario - input'!$D109),\"\")","v":""},{"$f":"IFERROR(IF(OR(E124=\"\",'Combined scenario - input'!$D109=\"\"),\"\",E124/'Combined scenario - input'!$D109),\"\")","v":""},{"$f":"IFERROR(IF(OR(F124=\"\",'Combined scenario - input'!$D109=\"\"),\"\",F124/'Combined scenario - input'!$D109),\"\")","v":""},{"$f":"IFERROR(IF(OR(G124=\"\",'Combined scenario - input'!$D109=\"\"),\"\",G124/'Combined scenario - input'!$D109),\"\")","v":""},{"$f":"IFERROR(IF(OR(H124=\"\",'Combined scenario - input'!$D109=\"\"),\"\",H124/'Combined scenario - input'!$D109),\"\")","v":""},{"$f":"IFERROR(IF(OR(I124=\"\",'Combined scenario - input'!$D109=\"\"),\"\",I124/'Combined scenario - input'!$D109),\"\")","v":""},{"$f":"IFERROR(IF(OR(J124=\"\",'Combined scenario - input'!$D109=\"\"),\"\",J124/'Combined scenario - input'!$D109),\"\")","v":""},{"$f":"IFERROR(IF(OR(K124=\"\",'Combined scenario - input'!$D109=\"\"),\"\",K124/'Combined scenario - input'!$D109),\"\")","v":""},{"$f":"IFERROR(IF(OR(L124=\"\",'Combined scenario - input'!$D109=\"\"),\"\",L124/'Combined scenario - input'!$D109),\"\")","v":""},{"$f":"IFERROR(IF(OR(M124=\"\",'Combined scenario - input'!$D109=\"\"),\"\",M124/'Combined scenario - input'!$D109),\"\")","v":""},{"$f":"IFERROR(IF(OR(N124=\"\",'Combined scenario - input'!$D109=\"\"),\"\",N124/'Combined scenario - input'!$D109),\"\")","v":""},{"$f":"IFERROR(IF(OR(O124=\"\",'Combined scenario - input'!$D109=\"\"),\"\",O124/'Combined scenario - input'!$D109),\"\")","v":""},{"$f":"IFERROR(IF(OR(P124=\"\",'Combined scenario - input'!$D109=\"\"),\"\",P124/'Combined scenario - input'!$D109),\"\")","v":""},{"$f":"IFERROR(IF(OR(Q124=\"\",'Combined scenario - input'!$D109=\"\"),\"\",Q124/'Combined scenario - input'!$D109),\"\")","v":""},{"$f":"IFERROR(IF(OR(R124=\"\",'Combined scenario - input'!$D109=\"\"),\"\",R124/'Combined scenario - input'!$D109),\"\")","v":""},{"$f":"IFERROR(IF(OR(S124=\"\",'Combined scenario - input'!$D109=\"\"),\"\",S124/'Combined scenario - input'!$D109),\"\")","v":""},{"$f":"IFERROR(IF(OR(T124=\"\",'Combined scenario - input'!$D109=\"\"),\"\",T124/'Combined scenario - input'!$D109),\"\")","v":""},{"$f":"IFERROR(IF(OR(U124=\"\",'Combined scenario - input'!$D109=\"\"),\"\",U124/'Combined scenario - input'!$D109),\"\")","v":""},{"$f":"IFERROR(IF(OR(V124=\"\",'Combined scenario - input'!$D109=\"\"),\"\",V124/'Combined scenario - input'!$D109),\"\")","v":""},{"$f":"IFERROR(IF(OR(W124=\"\",'Combined scenario - input'!$D109=\"\"),\"\",W124/'Combined scenario - input'!$D109),\"\")","v":""}]
[{"$f":"IFERROR('Combined scenario - input'!A110,\"\")","v":""},{"$f":"IFERROR('Combined scenario - input'!B110,\"\")","v":""},{"$f":"IFERROR('Combined scenario - input'!C110,\"\")","v":""},{"$f":"IFERROR(repcalc('Combined scenario - input'!$CV110:$GH110,'Combined scenario - input'!$G110,'Combined scenario - input'!$E110,'Combined scenario - input'!$F110,20,TRUE,TRUE),\"\")","v":""},"","","","","","","","","","","","","","","","","","","",{"$f":"IFERROR(IF(OR(D125=\"\",'Combined scenario - input'!$D110=\"\"),\"\",D125/'Combined scenario - input'!$D110),\"\")","v":""},{"$f":"IFERROR(IF(OR(E125=\"\",'Combined scenario - input'!$D110=\"\"),\"\",E125/'Combined scenario - input'!$D110),\"\")","v":""},{"$f":"IFERROR(IF(OR(F125=\"\",'Combined scenario - input'!$D110=\"\"),\"\",F125/'Combined scenario - input'!$D110),\"\")","v":""},{"$f":"IFERROR(IF(OR(G125=\"\",'Combined scenario - input'!$D110=\"\"),\"\",G125/'Combined scenario - input'!$D110),\"\")","v":""},{"$f":"IFERROR(IF(OR(H125=\"\",'Combined scenario - input'!$D110=\"\"),\"\",H125/'Combined scenario - input'!$D110),\"\")","v":""},{"$f":"IFERROR(IF(OR(I125=\"\",'Combined scenario - input'!$D110=\"\"),\"\",I125/'Combined scenario - input'!$D110),\"\")","v":""},{"$f":"IFERROR(IF(OR(J125=\"\",'Combined scenario - input'!$D110=\"\"),\"\",J125/'Combined scenario - input'!$D110),\"\")","v":""},{"$f":"IFERROR(IF(OR(K125=\"\",'Combined scenario - input'!$D110=\"\"),\"\",K125/'Combined scenario - input'!$D110),\"\")","v":""},{"$f":"IFERROR(IF(OR(L125=\"\",'Combined scenario - input'!$D110=\"\"),\"\",L125/'Combined scenario - input'!$D110),\"\")","v":""},{"$f":"IFERROR(IF(OR(M125=\"\",'Combined scenario - input'!$D110=\"\"),\"\",M125/'Combined scenario - input'!$D110),\"\")","v":""},{"$f":"IFERROR(IF(OR(N125=\"\",'Combined scenario - input'!$D110=\"\"),\"\",N125/'Combined scenario - input'!$D110),\"\")","v":""},{"$f":"IFERROR(IF(OR(O125=\"\",'Combined scenario - input'!$D110=\"\"),\"\",O125/'Combined scenario - input'!$D110),\"\")","v":""},{"$f":"IFERROR(IF(OR(P125=\"\",'Combined scenario - input'!$D110=\"\"),\"\",P125/'Combined scenario - input'!$D110),\"\")","v":""},{"$f":"IFERROR(IF(OR(Q125=\"\",'Combined scenario - input'!$D110=\"\"),\"\",Q125/'Combined scenario - input'!$D110),\"\")","v":""},{"$f":"IFERROR(IF(OR(R125=\"\",'Combined scenario - input'!$D110=\"\"),\"\",R125/'Combined scenario - input'!$D110),\"\")","v":""},{"$f":"IFERROR(IF(OR(S125=\"\",'Combined scenario - input'!$D110=\"\"),\"\",S125/'Combined scenario - input'!$D110),\"\")","v":""},{"$f":"IFERROR(IF(OR(T125=\"\",'Combined scenario - input'!$D110=\"\"),\"\",T125/'Combined scenario - input'!$D110),\"\")","v":""},{"$f":"IFERROR(IF(OR(U125=\"\",'Combined scenario - input'!$D110=\"\"),\"\",U125/'Combined scenario - input'!$D110),\"\")","v":""},{"$f":"IFERROR(IF(OR(V125=\"\",'Combined scenario - input'!$D110=\"\"),\"\",V125/'Combined scenario - input'!$D110),\"\")","v":""},{"$f":"IFERROR(IF(OR(W125=\"\",'Combined scenario - input'!$D110=\"\"),\"\",W125/'Combined scenario - input'!$D110),\"\")","v":""}]
[{"$f":"IFERROR('Combined scenario - input'!A111,\"\")","v":""},{"$f":"IFERROR('Combined scenario - input'!B111,\"\")","v":""},{"$f":"IFERROR('Combined scenario - input'!C111,\"\")","v":""},{"$f":"IFERROR(repcalc('Combined scenario - input'!$CV111:$GH111,'Combined scenario - input'!$G111,'Combined scenario - input'!$E111,'Combined scenario - input'!$F111,20,TRUE,TRUE),\"\")","v":""},"","","","","","","","","","","","","","","","","","","",{"$f":"IFERROR(IF(OR(D126=\"\",'Combined scenario - input'!$D111=\"\"),\"\",D126/'Combined scenario - input'!$D111),\"\")","v":""},{"$f":"IFERROR(IF(OR(E126=\"\",'Combined scenario - input'!$D111=\"\"),\"\",E126/'Combined scenario - input'!$D111),\"\")","v":""},{"$f":"IFERROR(IF(OR(F126=\"\",'Combined scenario - input'!$D111=\"\"),\"\",F126/'Combined scenario - input'!$D111),\"\")","v":""},{"$f":"IFERROR(IF(OR(G126=\"\",'Combined scenario - input'!$D111=\"\"),\"\",G126/'Combined scenario - input'!$D111),\"\")","v":""},{"$f":"IFERROR(IF(OR(H126=\"\",'Combined scenario - input'!$D111=\"\"),\"\",H126/'Combined scenario - input'!$D111),\"\")","v":""},{"$f":"IFERROR(IF(OR(I126=\"\",'Combined scenario - input'!$D111=\"\"),\"\",I126/'Combined scenario - input'!$D111),\"\")","v":""},{"$f":"IFERROR(IF(OR(J126=\"\",'Combined scenario - input'!$D111=\"\"),\"\",J126/'Combined scenario - input'!$D111),\"\")","v":""},{"$f":"IFERROR(IF(OR(K126=\"\",'Combined scenario - input'!$D111=\"\"),\"\",K126/'Combined scenario - input'!$D111),\"\")","v":""},{"$f":"IFERROR(IF(OR(L126=\"\",'Combined scenario - input'!$D111=\"\"),\"\",L126/'Combined scenario - input'!$D111),\"\")","v":""},{"$f":"IFERROR(IF(OR(M126=\"\",'Combined scenario - input'!$D111=\"\"),\"\",M126/'Combined scenario - input'!$D111),\"\")","v":""},{"$f":"IFERROR(IF(OR(N126=\"\",'Combined scenario - input'!$D111=\"\"),\"\",N126/'Combined scenario - input'!$D111),\"\")","v":""},{"$f":"IFERROR(IF(OR(O126=\"\",'Combined scenario - input'!$D111=\"\"),\"\",O126/'Combined scenario - input'!$D111),\"\")","v":""},{"$f":"IFERROR(IF(OR(P126=\"\",'Combined scenario - input'!$D111=\"\"),\"\",P126/'Combined scenario - input'!$D111),\"\")","v":""},{"$f":"IFERROR(IF(OR(Q126=\"\",'Combined scenario - input'!$D111=\"\"),\"\",Q126/'Combined scenario - input'!$D111),\"\")","v":""},{"$f":"IFERROR(IF(OR(R126=\"\",'Combined scenario - input'!$D111=\"\"),\"\",R126/'Combined scenario - input'!$D111),\"\")","v":""},{"$f":"IFERROR(IF(OR(S126=\"\",'Combined scenario - input'!$D111=\"\"),\"\",S126/'Combined scenario - input'!$D111),\"\")","v":""},{"$f":"IFERROR(IF(OR(T126=\"\",'Combined scenario - input'!$D111=\"\"),\"\",T126/'Combined scenario - input'!$D111),\"\")","v":""},{"$f":"IFERROR(IF(OR(U126=\"\",'Combined scenario - input'!$D111=\"\"),\"\",U126/'Combined scenario - input'!$D111),\"\")","v":""},{"$f":"IFERROR(IF(OR(V126=\"\",'Combined scenario - input'!$D111=\"\"),\"\",V126/'Combined scenario - input'!$D111),\"\")","v":""},{"$f":"IFERROR(IF(OR(W126=\"\",'Combined scenario - input'!$D111=\"\"),\"\",W126/'Combined scenario - input'!$D111),\"\")","v":""}]
[{"$f":"IFERROR('Combined scenario - input'!A112,\"\")","v":""},{"$f":"IFERROR('Combined scenario - input'!B112,\"\")","v":""},{"$f":"IFERROR('Combined scenario - input'!C112,\"\")","v":""},{"$f":"IFERROR(repcalc('Combined scenario - input'!$CV112:$GH112,'Combined scenario - input'!$G112,'Combined scenario - input'!$E112,'Combined scenario - input'!$F112,20,TRUE,TRUE),\"\")","v":""},"","","","","","","","","","","","","","","","","","","",{"$f":"IFERROR(IF(OR(D127=\"\",'Combined scenario - input'!$D112=\"\"),\"\",D127/'Combined scenario - input'!$D112),\"\")","v":""},{"$f":"IFERROR(IF(OR(E127=\"\",'Combined scenario - input'!$D112=\"\"),\"\",E127/'Combined scenario - input'!$D112),\"\")","v":""},{"$f":"IFERROR(IF(OR(F127=\"\",'Combined scenario - input'!$D112=\"\"),\"\",F127/'Combined scenario - input'!$D112),\"\")","v":""},{"$f":"IFERROR(IF(OR(G127=\"\",'Combined scenario - input'!$D112=\"\"),\"\",G127/'Combined scenario - input'!$D112),\"\")","v":""},{"$f":"IFERROR(IF(OR(H127=\"\",'Combined scenario - input'!$D112=\"\"),\"\",H127/'Combined scenario - input'!$D112),\"\")","v":""},{"$f":"IFERROR(IF(OR(I127=\"\",'Combined scenario - input'!$D112=\"\"),\"\",I127/'Combined scenario - input'!$D112),\"\")","v":""},{"$f":"IFERROR(IF(OR(J127=\"\",'Combined scenario - input'!$D112=\"\"),\"\",J127/'Combined scenario - input'!$D112),\"\")","v":""},{"$f":"IFERROR(IF(OR(K127=\"\",'Combined scenario - input'!$D112=\"\"),\"\",K127/'Combined scenario - input'!$D112),\"\")","v":""},{"$f":"IFERROR(IF(OR(L127=\"\",'Combined scenario - input'!$D112=\"\"),\"\",L127/'Combined scenario - input'!$D112),\"\")","v":""},{"$f":"IFERROR(IF(OR(M127=\"\",'Combined scenario - input'!$D112=\"\"),\"\",M127/'Combined scenario - input'!$D112),\"\")","v":""},{"$f":"IFERROR(IF(OR(N127=\"\",'Combined scenario - input'!$D112=\"\"),\"\",N127/'Combined scenario - input'!$D112),\"\")","v":""},{"$f":"IFERROR(IF(OR(O127=\"\",'Combined scenario - input'!$D112=\"\"),\"\",O127/'Combined scenario - input'!$D112),\"\")","v":""},{"$f":"IFERROR(IF(OR(P127=\"\",'Combined scenario - input'!$D112=\"\"),\"\",P127/'Combined scenario - input'!$D112),\"\")","v":""},{"$f":"IFERROR(IF(OR(Q127=\"\",'Combined scenario - input'!$D112=\"\"),\"\",Q127/'Combined scenario - input'!$D112),\"\")","v":""},{"$f":"IFERROR(IF(OR(R127=\"\",'Combined scenario - input'!$D112=\"\"),\"\",R127/'Combined scenario - input'!$D112),\"\")","v":""},{"$f":"IFERROR(IF(OR(S127=\"\",'Combined scenario - input'!$D112=\"\"),\"\",S127/'Combined scenario - input'!$D112),\"\")","v":""},{"$f":"IFERROR(IF(OR(T127=\"\",'Combined scenario - input'!$D112=\"\"),\"\",T127/'Combined scenario - input'!$D112),\"\")","v":""},{"$f":"IFERROR(IF(OR(U127=\"\",'Combined scenario - input'!$D112=\"\"),\"\",U127/'Combined scenario - input'!$D112),\"\")","v":""},{"$f":"IFERROR(IF(OR(V127=\"\",'Combined scenario - input'!$D112=\"\"),\"\",V127/'Combined scenario - input'!$D112),\"\")","v":""},{"$f":"IFERROR(IF(OR(W127=\"\",'Combined scenario - input'!$D112=\"\"),\"\",W127/'Combined scenario - input'!$D112),\"\")","v":""}]
[{"$f":"IFERROR('Combined scenario - input'!A113,\"\")","v":""},{"$f":"IFERROR('Combined scenario - input'!B113,\"\")","v":""},{"$f":"IFERROR('Combined scenario - input'!C113,\"\")","v":""},{"$f":"IFERROR(repcalc('Combined scenario - input'!$CV113:$GH113,'Combined scenario - input'!$G113,'Combined scenario - input'!$E113,'Combined scenario - input'!$F113,20,TRUE,TRUE),\"\")","v":""},"","","","","","","","","","","","","","","","","","","",{"$f":"IFERROR(IF(OR(D128=\"\",'Combined scenario - input'!$D113=\"\"),\"\",D128/'Combined scenario - input'!$D113),\"\")","v":""},{"$f":"IFERROR(IF(OR(E128=\"\",'Combined scenario - input'!$D113=\"\"),\"\",E128/'Combined scenario - input'!$D113),\"\")","v":""},{"$f":"IFERROR(IF(OR(F128=\"\",'Combined scenario - input'!$D113=\"\"),\"\",F128/'Combined scenario - input'!$D113),\"\")","v":""},{"$f":"IFERROR(IF(OR(G128=\"\",'Combined scenario - input'!$D113=\"\"),\"\",G128/'Combined scenario - input'!$D113),\"\")","v":""},{"$f":"IFERROR(IF(OR(H128=\"\",'Combined scenario - input'!$D113=\"\"),\"\",H128/'Combined scenario - input'!$D113),\"\")","v":""},{"$f":"IFERROR(IF(OR(I128=\"\",'Combined scenario - input'!$D113=\"\"),\"\",I128/'Combined scenario - input'!$D113),\"\")","v":""},{"$f":"IFERROR(IF(OR(J128=\"\",'Combined scenario - input'!$D113=\"\"),\"\",J128/'Combined scenario - input'!$D113),\"\")","v":""},{"$f":"IFERROR(IF(OR(K128=\"\",'Combined scenario - input'!$D113=\"\"),\"\",K128/'Combined scenario - input'!$D113),\"\")","v":""},{"$f":"IFERROR(IF(OR(L128=\"\",'Combined scenario - input'!$D113=\"\"),\"\",L128/'Combined scenario - input'!$D113),\"\")","v":""},{"$f":"IFERROR(IF(OR(M128=\"\",'Combined scenario - input'!$D113=\"\"),\"\",M128/'Combined scenario - input'!$D113),\"\")","v":""},{"$f":"IFERROR(IF(OR(N128=\"\",'Combined scenario - input'!$D113=\"\"),\"\",N128/'Combined scenario - input'!$D113),\"\")","v":""},{"$f":"IFERROR(IF(OR(O128=\"\",'Combined scenario - input'!$D113=\"\"),\"\",O128/'Combined scenario - input'!$D113),\"\")","v":""},{"$f":"IFERROR(IF(OR(P128=\"\",'Combined scenario - input'!$D113=\"\"),\"\",P128/'Combined scenario - input'!$D113),\"\")","v":""},{"$f":"IFERROR(IF(OR(Q128=\"\",'Combined scenario - input'!$D113=\"\"),\"\",Q128/'Combined scenario - input'!$D113),\"\")","v":""},{"$f":"IFERROR(IF(OR(R128=\"\",'Combined scenario - input'!$D113=\"\"),\"\",R128/'Combined scenario - input'!$D113),\"\")","v":""},{"$f":"IFERROR(IF(OR(S128=\"\",'Combined scenario - input'!$D113=\"\"),\"\",S128/'Combined scenario - input'!$D113),\"\")","v":""},{"$f":"IFERROR(IF(OR(T128=\"\",'Combined scenario - input'!$D113=\"\"),\"\",T128/'Combined scenario - input'!$D113),\"\")","v":""},{"$f":"IFERROR(IF(OR(U128=\"\",'Combined scenario - input'!$D113=\"\"),\"\",U128/'Combined scenario - input'!$D113),\"\")","v":""},{"$f":"IFERROR(IF(OR(V128=\"\",'Combined scenario - input'!$D113=\"\"),\"\",V128/'Combined scenario - input'!$D113),\"\")","v":""},{"$f":"IFERROR(IF(OR(W128=\"\",'Combined scenario - input'!$D113=\"\"),\"\",W128/'Combined scenario - input'!$D113),\"\")","v":""}]
[{"$f":"IFERROR('Combined scenario - input'!A114,\"\")","v":""},{"$f":"IFERROR('Combined scenario - input'!B114,\"\")","v":""},{"$f":"IFERROR('Combined scenario - input'!C114,\"\")","v":""},{"$f":"IFERROR(repcalc('Combined scenario - input'!$CV114:$GH114,'Combined scenario - input'!$G114,'Combined scenario - input'!$E114,'Combined scenario - input'!$F114,20,TRUE,TRUE),\"\")","v":""},"","","","","","","","","","","","","","","","","","","",{"$f":"IFERROR(IF(OR(D129=\"\",'Combined scenario - input'!$D114=\"\"),\"\",D129/'Combined scenario - input'!$D114),\"\")","v":""},{"$f":"IFERROR(IF(OR(E129=\"\",'Combined scenario - input'!$D114=\"\"),\"\",E129/'Combined scenario - input'!$D114),\"\")","v":""},{"$f":"IFERROR(IF(OR(F129=\"\",'Combined scenario - input'!$D114=\"\"),\"\",F129/'Combined scenario - input'!$D114),\"\")","v":""},{"$f":"IFERROR(IF(OR(G129=\"\",'Combined scenario - input'!$D114=\"\"),\"\",G129/'Combined scenario - input'!$D114),\"\")","v":""},{"$f":"IFERROR(IF(OR(H129=\"\",'Combined scenario - input'!$D114=\"\"),\"\",H129/'Combined scenario - input'!$D114),\"\")","v":""},{"$f":"IFERROR(IF(OR(I129=\"\",'Combined scenario - input'!$D114=\"\"),\"\",I129/'Combined scenario - input'!$D114),\"\")","v":""},{"$f":"IFERROR(IF(OR(J129=\"\",'Combined scenario - input'!$D114=\"\"),\"\",J129/'Combined scenario - input'!$D114),\"\")","v":""},{"$f":"IFERROR(IF(OR(K129=\"\",'Combined scenario - input'!$D114=\"\"),\"\",K129/'Combined scenario - input'!$D114),\"\")","v":""},{"$f":"IFERROR(IF(OR(L129=\"\",'Combined scenario - input'!$D114=\"\"),\"\",L129/'Combined scenario - input'!$D114),\"\")","v":""},{"$f":"IFERROR(IF(OR(M129=\"\",'Combined scenario - input'!$D114=\"\"),\"\",M129/'Combined scenario - input'!$D114),\"\")","v":""},{"$f":"IFERROR(IF(OR(N129=\"\",'Combined scenario - input'!$D114=\"\"),\"\",N129/'Combined scenario - input'!$D114),\"\")","v":""},{"$f":"IFERROR(IF(OR(O129=\"\",'Combined scenario - input'!$D114=\"\"),\"\",O129/'Combined scenario - input'!$D114),\"\")","v":""},{"$f":"IFERROR(IF(OR(P129=\"\",'Combined scenario - input'!$D114=\"\"),\"\",P129/'Combined scenario - input'!$D114),\"\")","v":""},{"$f":"IFERROR(IF(OR(Q129=\"\",'Combined scenario - input'!$D114=\"\"),\"\",Q129/'Combined scenario - input'!$D114),\"\")","v":""},{"$f":"IFERROR(IF(OR(R129=\"\",'Combined scenario - input'!$D114=\"\"),\"\",R129/'Combined scenario - input'!$D114),\"\")","v":""},{"$f":"IFERROR(IF(OR(S129=\"\",'Combined scenario - input'!$D114=\"\"),\"\",S129/'Combined scenario - input'!$D114),\"\")","v":""},{"$f":"IFERROR(IF(OR(T129=\"\",'Combined scenario - input'!$D114=\"\"),\"\",T129/'Combined scenario - input'!$D114),\"\")","v":""},{"$f":"IFERROR(IF(OR(U129=\"\",'Combined scenario - input'!$D114=\"\"),\"\",U129/'Combined scenario - input'!$D114),\"\")","v":""},{"$f":"IFERROR(IF(OR(V129=\"\",'Combined scenario - input'!$D114=\"\"),\"\",V129/'Combined scenario - input'!$D114),\"\")","v":""},{"$f":"IFERROR(IF(OR(W129=\"\",'Combined scenario - input'!$D114=\"\"),\"\",W129/'Combined scenario - input'!$D114),\"\")","v":""}]
[{"$f":"IFERROR('Combined scenario - input'!A115,\"\")","v":""},{"$f":"IFERROR('Combined scenario - input'!B115,\"\")","v":""},{"$f":"IFERROR('Combined scenario - input'!C115,\"\")","v":""},{"$f":"IFERROR(repcalc('Combined scenario - input'!$CV115:$GH115,'Combined scenario - input'!$G115,'Combined scenario - input'!$E115,'Combined scenario - input'!$F115,20,TRUE,TRUE),\"\")","v":""},"","","","","","","","","","","","","","","","","","","",{"$f":"IFERROR(IF(OR(D130=\"\",'Combined scenario - input'!$D115=\"\"),\"\",D130/'Combined scenario - input'!$D115),\"\")","v":""},{"$f":"IFERROR(IF(OR(E130=\"\",'Combined scenario - input'!$D115=\"\"),\"\",E130/'Combined scenario - input'!$D115),\"\")","v":""},{"$f":"IFERROR(IF(OR(F130=\"\",'Combined scenario - input'!$D115=\"\"),\"\",F130/'Combined scenario - input'!$D115),\"\")","v":""},{"$f":"IFERROR(IF(OR(G130=\"\",'Combined scenario - input'!$D115=\"\"),\"\",G130/'Combined scenario - input'!$D115),\"\")","v":""},{"$f":"IFERROR(IF(OR(H130=\"\",'Combined scenario - input'!$D115=\"\"),\"\",H130/'Combined scenario - input'!$D115),\"\")","v":""},{"$f":"IFERROR(IF(OR(I130=\"\",'Combined scenario - input'!$D115=\"\"),\"\",I130/'Combined scenario - input'!$D115),\"\")","v":""},{"$f":"IFERROR(IF(OR(J130=\"\",'Combined scenario - input'!$D115=\"\"),\"\",J130/'Combined scenario - input'!$D115),\"\")","v":""},{"$f":"IFERROR(IF(OR(K130=\"\",'Combined scenario - input'!$D115=\"\"),\"\",K130/'Combined scenario - input'!$D115),\"\")","v":""},{"$f":"IFERROR(IF(OR(L130=\"\",'Combined scenario - input'!$D115=\"\"),\"\",L130/'Combined scenario - input'!$D115),\"\")","v":""},{"$f":"IFERROR(IF(OR(M130=\"\",'Combined scenario - input'!$D115=\"\"),\"\",M130/'Combined scenario - input'!$D115),\"\")","v":""},{"$f":"IFERROR(IF(OR(N130=\"\",'Combined scenario - input'!$D115=\"\"),\"\",N130/'Combined scenario - input'!$D115),\"\")","v":""},{"$f":"IFERROR(IF(OR(O130=\"\",'Combined scenario - input'!$D115=\"\"),\"\",O130/'Combined scenario - input'!$D115),\"\")","v":""},{"$f":"IFERROR(IF(OR(P130=\"\",'Combined scenario - input'!$D115=\"\"),\"\",P130/'Combined scenario - input'!$D115),\"\")","v":""},{"$f":"IFERROR(IF(OR(Q130=\"\",'Combined scenario - input'!$D115=\"\"),\"\",Q130/'Combined scenario - input'!$D115),\"\")","v":""},{"$f":"IFERROR(IF(OR(R130=\"\",'Combined scenario - input'!$D115=\"\"),\"\",R130/'Combined scenario - input'!$D115),\"\")","v":""},{"$f":"IFERROR(IF(OR(S130=\"\",'Combined scenario - input'!$D115=\"\"),\"\",S130/'Combined scenario - input'!$D115),\"\")","v":""},{"$f":"IFERROR(IF(OR(T130=\"\",'Combined scenario - input'!$D115=\"\"),\"\",T130/'Combined scenario - input'!$D115),\"\")","v":""},{"$f":"IFERROR(IF(OR(U130=\"\",'Combined scenario - input'!$D115=\"\"),\"\",U130/'Combined scenario - input'!$D115),\"\")","v":""},{"$f":"IFERROR(IF(OR(V130=\"\",'Combined scenario - input'!$D115=\"\"),\"\",V130/'Combined scenario - input'!$D115),\"\")","v":""},{"$f":"IFERROR(IF(OR(W130=\"\",'Combined scenario - input'!$D115=\"\"),\"\",W130/'Combined scenario - input'!$D115),\"\")","v":""}]
[{"$f":"IFERROR('Combined scenario - input'!A116,\"\")","v":""},{"$f":"IFERROR('Combined scenario - input'!B116,\"\")","v":""},{"$f":"IFERROR('Combined scenario - input'!C116,\"\")","v":""},{"$f":"IFERROR(repcalc('Combined scenario - input'!$CV116:$GH116,'Combined scenario - input'!$G116,'Combined scenario - input'!$E116,'Combined scenario - input'!$F116,20,TRUE,TRUE),\"\")","v":""},"","","","","","","","","","","","","","","","","","","",{"$f":"IFERROR(IF(OR(D131=\"\",'Combined scenario - input'!$D116=\"\"),\"\",D131/'Combined scenario - input'!$D116),\"\")","v":""},{"$f":"IFERROR(IF(OR(E131=\"\",'Combined scenario - input'!$D116=\"\"),\"\",E131/'Combined scenario - input'!$D116),\"\")","v":""},{"$f":"IFERROR(IF(OR(F131=\"\",'Combined scenario - input'!$D116=\"\"),\"\",F131/'Combined scenario - input'!$D116),\"\")","v":""},{"$f":"IFERROR(IF(OR(G131=\"\",'Combined scenario - input'!$D116=\"\"),\"\",G131/'Combined scenario - input'!$D116),\"\")","v":""},{"$f":"IFERROR(IF(OR(H131=\"\",'Combined scenario - input'!$D116=\"\"),\"\",H131/'Combined scenario - input'!$D116),\"\")","v":""},{"$f":"IFERROR(IF(OR(I131=\"\",'Combined scenario - input'!$D116=\"\"),\"\",I131/'Combined scenario - input'!$D116),\"\")","v":""},{"$f":"IFERROR(IF(OR(J131=\"\",'Combined scenario - input'!$D116=\"\"),\"\",J131/'Combined scenario - input'!$D116),\"\")","v":""},{"$f":"IFERROR(IF(OR(K131=\"\",'Combined scenario - input'!$D116=\"\"),\"\",K131/'Combined scenario - input'!$D116),\"\")","v":""},{"$f":"IFERROR(IF(OR(L131=\"\",'Combined scenario - input'!$D116=\"\"),\"\",L131/'Combined scenario - input'!$D116),\"\")","v":""},{"$f":"IFERROR(IF(OR(M131=\"\",'Combined scenario - input'!$D116=\"\"),\"\",M131/'Combined scenario - input'!$D116),\"\")","v":""},{"$f":"IFERROR(IF(OR(N131=\"\",'Combined scenario - input'!$D116=\"\"),\"\",N131/'Combined scenario - input'!$D116),\"\")","v":""},{"$f":"IFERROR(IF(OR(O131=\"\",'Combined scenario - input'!$D116=\"\"),\"\",O131/'Combined scenario - input'!$D116),\"\")","v":""},{"$f":"IFERROR(IF(OR(P131=\"\",'Combined scenario - input'!$D116=\"\"),\"\",P131/'Combined scenario - input'!$D116),\"\")","v":""},{"$f":"IFERROR(IF(OR(Q131=\"\",'Combined scenario - input'!$D116=\"\"),\"\",Q131/'Combined scenario - input'!$D116),\"\")","v":""},{"$f":"IFERROR(IF(OR(R131=\"\",'Combined scenario - input'!$D116=\"\"),\"\",R131/'Combined scenario - input'!$D116),\"\")","v":""},{"$f":"IFERROR(IF(OR(S131=\"\",'Combined scenario - input'!$D116=\"\"),\"\",S131/'Combined scenario - input'!$D116),\"\")","v":""},{"$f":"IFERROR(IF(OR(T131=\"\",'Combined scenario - input'!$D116=\"\"),\"\",T131/'Combined scenario - input'!$D116),\"\")","v":""},{"$f":"IFERROR(IF(OR(U131=\"\",'Combined scenario - input'!$D116=\"\"),\"\",U131/'Combined scenario - input'!$D116),\"\")","v":""},{"$f":"IFERROR(IF(OR(V131=\"\",'Combined scenario - input'!$D116=\"\"),\"\",V131/'Combined scenario - input'!$D116),\"\")","v":""},{"$f":"IFERROR(IF(OR(W131=\"\",'Combined scenario - input'!$D116=\"\"),\"\",W131/'Combined scenario - input'!$D116),\"\")","v":""}]
[{"$f":"IFERROR('Combined scenario - input'!A117,\"\")","v":""},{"$f":"IFERROR('Combined scenario - input'!B117,\"\")","v":""},{"$f":"IFERROR('Combined scenario - input'!C117,\"\")","v":""},{"$f":"IFERROR(repcalc('Combined scenario - input'!$CV117:$GH117,'Combined scenario - input'!$G117,'Combined scenario - input'!$E117,'Combined scenario - input'!$F117,20,TRUE,TRUE),\"\")","v":""},"","","","","","","","","","","","","","","","","","","",{"$f":"IFERROR(IF(OR(D132=\"\",'Combined scenario - input'!$D117=\"\"),\"\",D132/'Combined scenario - input'!$D117),\"\")","v":""},{"$f":"IFERROR(IF(OR(E132=\"\",'Combined scenario - input'!$D117=\"\"),\"\",E132/'Combined scenario - input'!$D117),\"\")","v":""},{"$f":"IFERROR(IF(OR(F132=\"\",'Combined scenario - input'!$D117=\"\"),\"\",F132/'Combined scenario - input'!$D117),\"\")","v":""},{"$f":"IFERROR(IF(OR(G132=\"\",'Combined scenario - input'!$D117=\"\"),\"\",G132/'Combined scenario - input'!$D117),\"\")","v":""},{"$f":"IFERROR(IF(OR(H132=\"\",'Combined scenario - input'!$D117=\"\"),\"\",H132/'Combined scenario - input'!$D117),\"\")","v":""},{"$f":"IFERROR(IF(OR(I132=\"\",'Combined scenario - input'!$D117=\"\"),\"\",I132/'Combined scenario - input'!$D117),\"\")","v":""},{"$f":"IFERROR(IF(OR(J132=\"\",'Combined scenario - input'!$D117=\"\"),\"\",J132/'Combined scenario - input'!$D117),\"\")","v":""},{"$f":"IFERROR(IF(OR(K132=\"\",'Combined scenario - input'!$D117=\"\"),\"\",K132/'Combined scenario - input'!$D117),\"\")","v":""},{"$f":"IFERROR(IF(OR(L132=\"\",'Combined scenario - input'!$D117=\"\"),\"\",L132/'Combined scenario - input'!$D117),\"\")","v":""},{"$f":"IFERROR(IF(OR(M132=\"\",'Combined scenario - input'!$D117=\"\"),\"\",M132/'Combined scenario - input'!$D117),\"\")","v":""},{"$f":"IFERROR(IF(OR(N132=\"\",'Combined scenario - input'!$D117=\"\"),\"\",N132/'Combined scenario - input'!$D117),\"\")","v":""},{"$f":"IFERROR(IF(OR(O132=\"\",'Combined scenario - input'!$D117=\"\"),\"\",O132/'Combined scenario - input'!$D117),\"\")","v":""},{"$f":"IFERROR(IF(OR(P132=\"\",'Combined scenario - input'!$D117=\"\"),\"\",P132/'Combined scenario - input'!$D117),\"\")","v":""},{"$f":"IFERROR(IF(OR(Q132=\"\",'Combined scenario - input'!$D117=\"\"),\"\",Q132/'Combined scenario - input'!$D117),\"\")","v":""},{"$f":"IFERROR(IF(OR(R132=\"\",'Combined scenario - input'!$D117=\"\"),\"\",R132/'Combined scenario - input'!$D117),\"\")","v":""},{"$f":"IFERROR(IF(OR(S132=\"\",'Combined scenario - input'!$D117=\"\"),\"\",S132/'Combined scenario - input'!$D117),\"\")","v":""},{"$f":"IFERROR(IF(OR(T132=\"\",'Combined scenario - input'!$D117=\"\"),\"\",T132/'Combined scenario - input'!$D117),\"\")","v":""},{"$f":"IFERROR(IF(OR(U132=\"\",'Combined scenario - input'!$D117=\"\"),\"\",U132/'Combined scenario - input'!$D117),\"\")","v":""},{"$f":"IFERROR(IF(OR(V132=\"\",'Combined scenario - input'!$D117=\"\"),\"\",V132/'Combined scenario - input'!$D117),\"\")","v":""},{"$f":"IFERROR(IF(OR(W132=\"\",'Combined scenario - input'!$D117=\"\"),\"\",W132/'Combined scenario - input'!$D117),\"\")","v":""}]
[{"$f":"IFERROR('Combined scenario - input'!A118,\"\")","v":""},{"$f":"IFERROR('Combined scenario - input'!B118,\"\")","v":""},{"$f":"IFERROR('Combined scenario - input'!C118,\"\")","v":""},{"$f":"IFERROR(repcalc('Combined scenario - input'!$CV118:$GH118,'Combined scenario - input'!$G118,'Combined scenario - input'!$E118,'Combined scenario - input'!$F118,20,TRUE,TRUE),\"\")","v":""},"","","","","","","","","","","","","","","","","","","",{"$f":"IFERROR(IF(OR(D133=\"\",'Combined scenario - input'!$D118=\"\"),\"\",D133/'Combined scenario - input'!$D118),\"\")","v":""},{"$f":"IFERROR(IF(OR(E133=\"\",'Combined scenario - input'!$D118=\"\"),\"\",E133/'Combined scenario - input'!$D118),\"\")","v":""},{"$f":"IFERROR(IF(OR(F133=\"\",'Combined scenario - input'!$D118=\"\"),\"\",F133/'Combined scenario - input'!$D118),\"\")","v":""},{"$f":"IFERROR(IF(OR(G133=\"\",'Combined scenario - input'!$D118=\"\"),\"\",G133/'Combined scenario - input'!$D118),\"\")","v":""},{"$f":"IFERROR(IF(OR(H133=\"\",'Combined scenario - input'!$D118=\"\"),\"\",H133/'Combined scenario - input'!$D118),\"\")","v":""},{"$f":"IFERROR(IF(OR(I133=\"\",'Combined scenario - input'!$D118=\"\"),\"\",I133/'Combined scenario - input'!$D118),\"\")","v":""},{"$f":"IFERROR(IF(OR(J133=\"\",'Combined scenario - input'!$D118=\"\"),\"\",J133/'Combined scenario - input'!$D118),\"\")","v":""},{"$f":"IFERROR(IF(OR(K133=\"\",'Combined scenario - input'!$D118=\"\"),\"\",K133/'Combined scenario - input'!$D118),\"\")","v":""},{"$f":"IFERROR(IF(OR(L133=\"\",'Combined scenario - input'!$D118=\"\"),\"\",L133/'Combined scenario - input'!$D118),\"\")","v":""},{"$f":"IFERROR(IF(OR(M133=\"\",'Combined scenario - input'!$D118=\"\"),\"\",M133/'Combined scenario - input'!$D118),\"\")","v":""},{"$f":"IFERROR(IF(OR(N133=\"\",'Combined scenario - input'!$D118=\"\"),\"\",N133/'Combined scenario - input'!$D118),\"\")","v":""},{"$f":"IFERROR(IF(OR(O133=\"\",'Combined scenario - input'!$D118=\"\"),\"\",O133/'Combined scenario - input'!$D118),\"\")","v":""},{"$f":"IFERROR(IF(OR(P133=\"\",'Combined scenario - input'!$D118=\"\"),\"\",P133/'Combined scenario - input'!$D118),\"\")","v":""},{"$f":"IFERROR(IF(OR(Q133=\"\",'Combined scenario - input'!$D118=\"\"),\"\",Q133/'Combined scenario - input'!$D118),\"\")","v":""},{"$f":"IFERROR(IF(OR(R133=\"\",'Combined scenario - input'!$D118=\"\"),\"\",R133/'Combined scenario - input'!$D118),\"\")","v":""},{"$f":"IFERROR(IF(OR(S133=\"\",'Combined scenario - input'!$D118=\"\"),\"\",S133/'Combined scenario - input'!$D118),\"\")","v":""},{"$f":"IFERROR(IF(OR(T133=\"\",'Combined scenario - input'!$D118=\"\"),\"\",T133/'Combined scenario - input'!$D118),\"\")","v":""},{"$f":"IFERROR(IF(OR(U133=\"\",'Combined scenario - input'!$D118=\"\"),\"\",U133/'Combined scenario - input'!$D118),\"\")","v":""},{"$f":"IFERROR(IF(OR(V133=\"\",'Combined scenario - input'!$D118=\"\"),\"\",V133/'Combined scenario - input'!$D118),\"\")","v":""},{"$f":"IFERROR(IF(OR(W133=\"\",'Combined scenario - input'!$D118=\"\"),\"\",W133/'Combined scenario - input'!$D118),\"\")","v":""}]
[{"$f":"IFERROR('Combined scenario - input'!A119,\"\")","v":""},{"$f":"IFERROR('Combined scenario - input'!B119,\"\")","v":""},{"$f":"IFERROR('Combined scenario - input'!C119,\"\")","v":""},{"$f":"IFERROR(repcalc('Combined scenario - input'!$CV119:$GH119,'Combined scenario - input'!$G119,'Combined scenario - input'!$E119,'Combined scenario - input'!$F119,20,TRUE,TRUE),\"\")","v":""},"","","","","","","","","","","","","","","","","","","",{"$f":"IFERROR(IF(OR(D134=\"\",'Combined scenario - input'!$D119=\"\"),\"\",D134/'Combined scenario - input'!$D119),\"\")","v":""},{"$f":"IFERROR(IF(OR(E134=\"\",'Combined scenario - input'!$D119=\"\"),\"\",E134/'Combined scenario - input'!$D119),\"\")","v":""},{"$f":"IFERROR(IF(OR(F134=\"\",'Combined scenario - input'!$D119=\"\"),\"\",F134/'Combined scenario - input'!$D119),\"\")","v":""},{"$f":"IFERROR(IF(OR(G134=\"\",'Combined scenario - input'!$D119=\"\"),\"\",G134/'Combined scenario - input'!$D119),\"\")","v":""},{"$f":"IFERROR(IF(OR(H134=\"\",'Combined scenario - input'!$D119=\"\"),\"\",H134/'Combined scenario - input'!$D119),\"\")","v":""},{"$f":"IFERROR(IF(OR(I134=\"\",'Combined scenario - input'!$D119=\"\"),\"\",I134/'Combined scenario - input'!$D119),\"\")","v":""},{"$f":"IFERROR(IF(OR(J134=\"\",'Combined scenario - input'!$D119=\"\"),\"\",J134/'Combined scenario - input'!$D119),\"\")","v":""},{"$f":"IFERROR(IF(OR(K134=\"\",'Combined scenario - input'!$D119=\"\"),\"\",K134/'Combined scenario - input'!$D119),\"\")","v":""},{"$f":"IFERROR(IF(OR(L134=\"\",'Combined scenario - input'!$D119=\"\"),\"\",L134/'Combined scenario - input'!$D119),\"\")","v":""},{"$f":"IFERROR(IF(OR(M134=\"\",'Combined scenario - input'!$D119=\"\"),\"\",M134/'Combined scenario - input'!$D119),\"\")","v":""},{"$f":"IFERROR(IF(OR(N134=\"\",'Combined scenario - input'!$D119=\"\"),\"\",N134/'Combined scenario - input'!$D119),\"\")","v":""},{"$f":"IFERROR(IF(OR(O134=\"\",'Combined scenario - input'!$D119=\"\"),\"\",O134/'Combined scenario - input'!$D119),\"\")","v":""},{"$f":"IFERROR(IF(OR(P134=\"\",'Combined scenario - input'!$D119=\"\"),\"\",P134/'Combined scenario - input'!$D119),\"\")","v":""},{"$f":"IFERROR(IF(OR(Q134=\"\",'Combined scenario - input'!$D119=\"\"),\"\",Q134/'Combined scenario - input'!$D119),\"\")","v":""},{"$f":"IFERROR(IF(OR(R134=\"\",'Combined scenario - input'!$D119=\"\"),\"\",R134/'Combined scenario - input'!$D119),\"\")","v":""},{"$f":"IFERROR(IF(OR(S134=\"\",'Combined scenario - input'!$D119=\"\"),\"\",S134/'Combined scenario - input'!$D119),\"\")","v":""},{"$f":"IFERROR(IF(OR(T134=\"\",'Combined scenario - input'!$D119=\"\"),\"\",T134/'Combined scenario - input'!$D119),\"\")","v":""},{"$f":"IFERROR(IF(OR(U134=\"\",'Combined scenario - input'!$D119=\"\"),\"\",U134/'Combined scenario - input'!$D119),\"\")","v":""},{"$f":"IFERROR(IF(OR(V134=\"\",'Combined scenario - input'!$D119=\"\"),\"\",V134/'Combined scenario - input'!$D119),\"\")","v":""},{"$f":"IFERROR(IF(OR(W134=\"\",'Combined scenario - input'!$D119=\"\"),\"\",W134/'Combined scenario - input'!$D119),\"\")","v":""}]
[{"$f":"IFERROR('Combined scenario - input'!A120,\"\")","v":""},{"$f":"IFERROR('Combined scenario - input'!B120,\"\")","v":""},{"$f":"IFERROR('Combined scenario - input'!C120,\"\")","v":""},{"$f":"IFERROR(repcalc('Combined scenario - input'!$CV120:$GH120,'Combined scenario - input'!$G120,'Combined scenario - input'!$E120,'Combined scenario - input'!$F120,20,TRUE,TRUE),\"\")","v":""},"","","","","","","","","","","","","","","","","","","",{"$f":"IFERROR(IF(OR(D135=\"\",'Combined scenario - input'!$D120=\"\"),\"\",D135/'Combined scenario - input'!$D120),\"\")","v":""},{"$f":"IFERROR(IF(OR(E135=\"\",'Combined scenario - input'!$D120=\"\"),\"\",E135/'Combined scenario - input'!$D120),\"\")","v":""},{"$f":"IFERROR(IF(OR(F135=\"\",'Combined scenario - input'!$D120=\"\"),\"\",F135/'Combined scenario - input'!$D120),\"\")","v":""},{"$f":"IFERROR(IF(OR(G135=\"\",'Combined scenario - input'!$D120=\"\"),\"\",G135/'Combined scenario - input'!$D120),\"\")","v":""},{"$f":"IFERROR(IF(OR(H135=\"\",'Combined scenario - input'!$D120=\"\"),\"\",H135/'Combined scenario - input'!$D120),\"\")","v":""},{"$f":"IFERROR(IF(OR(I135=\"\",'Combined scenario - input'!$D120=\"\"),\"\",I135/'Combined scenario - input'!$D120),\"\")","v":""},{"$f":"IFERROR(IF(OR(J135=\"\",'Combined scenario - input'!$D120=\"\"),\"\",J135/'Combined scenario - input'!$D120),\"\")","v":""},{"$f":"IFERROR(IF(OR(K135=\"\",'Combined scenario - input'!$D120=\"\"),\"\",K135/'Combined scenario - input'!$D120),\"\")","v":""},{"$f":"IFERROR(IF(OR(L135=\"\",'Combined scenario - input'!$D120=\"\"),\"\",L135/'Combined scenario - input'!$D120),\"\")","v":""},{"$f":"IFERROR(IF(OR(M135=\"\",'Combined scenario - input'!$D120=\"\"),\"\",M135/'Combined scenario - input'!$D120),\"\")","v":""},{"$f":"IFERROR(IF(OR(N135=\"\",'Combined scenario - input'!$D120=\"\"),\"\",N135/'Combined scenario - input'!$D120),\"\")","v":""},{"$f":"IFERROR(IF(OR(O135=\"\",'Combined scenario - input'!$D120=\"\"),\"\",O135/'Combined scenario - input'!$D120),\"\")","v":""},{"$f":"IFERROR(IF(OR(P135=\"\",'Combined scenario - input'!$D120=\"\"),\"\",P135/'Combined scenario - input'!$D120),\"\")","v":""},{"$f":"IFERROR(IF(OR(Q135=\"\",'Combined scenario - input'!$D120=\"\"),\"\",Q135/'Combined scenario - input'!$D120),\"\")","v":""},{"$f":"IFERROR(IF(OR(R135=\"\",'Combined scenario - input'!$D120=\"\"),\"\",R135/'Combined scenario - input'!$D120),\"\")","v":""},{"$f":"IFERROR(IF(OR(S135=\"\",'Combined scenario - input'!$D120=\"\"),\"\",S135/'Combined scenario - input'!$D120),\"\")","v":""},{"$f":"IFERROR(IF(OR(T135=\"\",'Combined scenario - input'!$D120=\"\"),\"\",T135/'Combined scenario - input'!$D120),\"\")","v":""},{"$f":"IFERROR(IF(OR(U135=\"\",'Combined scenario - input'!$D120=\"\"),\"\",U135/'Combined scenario - input'!$D120),\"\")","v":""},{"$f":"IFERROR(IF(OR(V135=\"\",'Combined scenario - input'!$D120=\"\"),\"\",V135/'Combined scenario - input'!$D120),\"\")","v":""},{"$f":"IFERROR(IF(OR(W135=\"\",'Combined scenario - input'!$D120=\"\"),\"\",W135/'Combined scenario - input'!$D120),\"\")","v":""}]
[{"$f":"IFERROR('Combined scenario - input'!A121,\"\")","v":""},{"$f":"IFERROR('Combined scenario - input'!B121,\"\")","v":""},{"$f":"IFERROR('Combined scenario - input'!C121,\"\")","v":""},{"$f":"IFERROR(repcalc('Combined scenario - input'!$CV121:$GH121,'Combined scenario - input'!$G121,'Combined scenario - input'!$E121,'Combined scenario - input'!$F121,20,TRUE,TRUE),\"\")","v":""},"","","","","","","","","","","","","","","","","","","",{"$f":"IFERROR(IF(OR(D136=\"\",'Combined scenario - input'!$D121=\"\"),\"\",D136/'Combined scenario - input'!$D121),\"\")","v":""},{"$f":"IFERROR(IF(OR(E136=\"\",'Combined scenario - input'!$D121=\"\"),\"\",E136/'Combined scenario - input'!$D121),\"\")","v":""},{"$f":"IFERROR(IF(OR(F136=\"\",'Combined scenario - input'!$D121=\"\"),\"\",F136/'Combined scenario - input'!$D121),\"\")","v":""},{"$f":"IFERROR(IF(OR(G136=\"\",'Combined scenario - input'!$D121=\"\"),\"\",G136/'Combined scenario - input'!$D121),\"\")","v":""},{"$f":"IFERROR(IF(OR(H136=\"\",'Combined scenario - input'!$D121=\"\"),\"\",H136/'Combined scenario - input'!$D121),\"\")","v":""},{"$f":"IFERROR(IF(OR(I136=\"\",'Combined scenario - input'!$D121=\"\"),\"\",I136/'Combined scenario - input'!$D121),\"\")","v":""},{"$f":"IFERROR(IF(OR(J136=\"\",'Combined scenario - input'!$D121=\"\"),\"\",J136/'Combined scenario - input'!$D121),\"\")","v":""},{"$f":"IFERROR(IF(OR(K136=\"\",'Combined scenario - input'!$D121=\"\"),\"\",K136/'Combined scenario - input'!$D121),\"\")","v":""},{"$f":"IFERROR(IF(OR(L136=\"\",'Combined scenario - input'!$D121=\"\"),\"\",L136/'Combined scenario - input'!$D121),\"\")","v":""},{"$f":"IFERROR(IF(OR(M136=\"\",'Combined scenario - input'!$D121=\"\"),\"\",M136/'Combined scenario - input'!$D121),\"\")","v":""},{"$f":"IFERROR(IF(OR(N136=\"\",'Combined scenario - input'!$D121=\"\"),\"\",N136/'Combined scenario - input'!$D121),\"\")","v":""},{"$f":"IFERROR(IF(OR(O136=\"\",'Combined scenario - input'!$D121=\"\"),\"\",O136/'Combined scenario - input'!$D121),\"\")","v":""},{"$f":"IFERROR(IF(OR(P136=\"\",'Combined scenario - input'!$D121=\"\"),\"\",P136/'Combined scenario - input'!$D121),\"\")","v":""},{"$f":"IFERROR(IF(OR(Q136=\"\",'Combined scenario - input'!$D121=\"\"),\"\",Q136/'Combined scenario - input'!$D121),\"\")","v":""},{"$f":"IFERROR(IF(OR(R136=\"\",'Combined scenario - input'!$D121=\"\"),\"\",R136/'Combined scenario - input'!$D121),\"\")","v":""},{"$f":"IFERROR(IF(OR(S136=\"\",'Combined scenario - input'!$D121=\"\"),\"\",S136/'Combined scenario - input'!$D121),\"\")","v":""},{"$f":"IFERROR(IF(OR(T136=\"\",'Combined scenario - input'!$D121=\"\"),\"\",T136/'Combined scenario - input'!$D121),\"\")","v":""},{"$f":"IFERROR(IF(OR(U136=\"\",'Combined scenario - input'!$D121=\"\"),\"\",U136/'Combined scenario - input'!$D121),\"\")","v":""},{"$f":"IFERROR(IF(OR(V136=\"\",'Combined scenario - input'!$D121=\"\"),\"\",V136/'Combined scenario - input'!$D121),\"\")","v":""},{"$f":"IFERROR(IF(OR(W136=\"\",'Combined scenario - input'!$D121=\"\"),\"\",W136/'Combined scenario - input'!$D121),\"\")","v":""}]
[{"$f":"IFERROR('Combined scenario - input'!A122,\"\")","v":""},{"$f":"IFERROR('Combined scenario - input'!B122,\"\")","v":""},{"$f":"IFERROR('Combined scenario - input'!C122,\"\")","v":""},{"$f":"IFERROR(repcalc('Combined scenario - input'!$CV122:$GH122,'Combined scenario - input'!$G122,'Combined scenario - input'!$E122,'Combined scenario - input'!$F122,20,TRUE,TRUE),\"\")","v":""},"","","","","","","","","","","","","","","","","","","",{"$f":"IFERROR(IF(OR(D137=\"\",'Combined scenario - input'!$D122=\"\"),\"\",D137/'Combined scenario - input'!$D122),\"\")","v":""},{"$f":"IFERROR(IF(OR(E137=\"\",'Combined scenario - input'!$D122=\"\"),\"\",E137/'Combined scenario - input'!$D122),\"\")","v":""},{"$f":"IFERROR(IF(OR(F137=\"\",'Combined scenario - input'!$D122=\"\"),\"\",F137/'Combined scenario - input'!$D122),\"\")","v":""},{"$f":"IFERROR(IF(OR(G137=\"\",'Combined scenario - input'!$D122=\"\"),\"\",G137/'Combined scenario - input'!$D122),\"\")","v":""},{"$f":"IFERROR(IF(OR(H137=\"\",'Combined scenario - input'!$D122=\"\"),\"\",H137/'Combined scenario - input'!$D122),\"\")","v":""},{"$f":"IFERROR(IF(OR(I137=\"\",'Combined scenario - input'!$D122=\"\"),\"\",I137/'Combined scenario - input'!$D122),\"\")","v":""},{"$f":"IFERROR(IF(OR(J137=\"\",'Combined scenario - input'!$D122=\"\"),\"\",J137/'Combined scenario - input'!$D122),\"\")","v":""},{"$f":"IFERROR(IF(OR(K137=\"\",'Combined scenario - input'!$D122=\"\"),\"\",K137/'Combined scenario - input'!$D122),\"\")","v":""},{"$f":"IFERROR(IF(OR(L137=\"\",'Combined scenario - input'!$D122=\"\"),\"\",L137/'Combined scenario - input'!$D122),\"\")","v":""},{"$f":"IFERROR(IF(OR(M137=\"\",'Combined scenario - input'!$D122=\"\"),\"\",M137/'Combined scenario - input'!$D122),\"\")","v":""},{"$f":"IFERROR(IF(OR(N137=\"\",'Combined scenario - input'!$D122=\"\"),\"\",N137/'Combined scenario - input'!$D122),\"\")","v":""},{"$f":"IFERROR(IF(OR(O137=\"\",'Combined scenario - input'!$D122=\"\"),\"\",O137/'Combined scenario - input'!$D122),\"\")","v":""},{"$f":"IFERROR(IF(OR(P137=\"\",'Combined scenario - input'!$D122=\"\"),\"\",P137/'Combined scenario - input'!$D122),\"\")","v":""},{"$f":"IFERROR(IF(OR(Q137=\"\",'Combined scenario - input'!$D122=\"\"),\"\",Q137/'Combined scenario - input'!$D122),\"\")","v":""},{"$f":"IFERROR(IF(OR(R137=\"\",'Combined scenario - input'!$D122=\"\"),\"\",R137/'Combined scenario - input'!$D122),\"\")","v":""},{"$f":"IFERROR(IF(OR(S137=\"\",'Combined scenario - input'!$D122=\"\"),\"\",S137/'Combined scenario - input'!$D122),\"\")","v":""},{"$f":"IFERROR(IF(OR(T137=\"\",'Combined scenario - input'!$D122=\"\"),\"\",T137/'Combined scenario - input'!$D122),\"\")","v":""},{"$f":"IFERROR(IF(OR(U137=\"\",'Combined scenario - input'!$D122=\"\"),\"\",U137/'Combined scenario - input'!$D122),\"\")","v":""},{"$f":"IFERROR(IF(OR(V137=\"\",'Combined scenario - input'!$D122=\"\"),\"\",V137/'Combined scenario - input'!$D122),\"\")","v":""},{"$f":"IFERROR(IF(OR(W137=\"\",'Combined scenario - input'!$D122=\"\"),\"\",W137/'Combined scenario - input'!$D122),\"\")","v":""}]
[{"$f":"IFERROR('Combined scenario - input'!A123,\"\")","v":""},{"$f":"IFERROR('Combined scenario - input'!B123,\"\")","v":""},{"$f":"IFERROR('Combined scenario - input'!C123,\"\")","v":""},{"$f":"IFERROR(repcalc('Combined scenario - input'!$CV123:$GH123,'Combined scenario - input'!$G123,'Combined scenario - input'!$E123,'Combined scenario - input'!$F123,20,TRUE,TRUE),\"\")","v":""},"","","","","","","","","","","","","","","","","","","",{"$f":"IFERROR(IF(OR(D138=\"\",'Combined scenario - input'!$D123=\"\"),\"\",D138/'Combined scenario - input'!$D123),\"\")","v":""},{"$f":"IFERROR(IF(OR(E138=\"\",'Combined scenario - input'!$D123=\"\"),\"\",E138/'Combined scenario - input'!$D123),\"\")","v":""},{"$f":"IFERROR(IF(OR(F138=\"\",'Combined scenario - input'!$D123=\"\"),\"\",F138/'Combined scenario - input'!$D123),\"\")","v":""},{"$f":"IFERROR(IF(OR(G138=\"\",'Combined scenario - input'!$D123=\"\"),\"\",G138/'Combined scenario - input'!$D123),\"\")","v":""},{"$f":"IFERROR(IF(OR(H138=\"\",'Combined scenario - input'!$D123=\"\"),\"\",H138/'Combined scenario - input'!$D123),\"\")","v":""},{"$f":"IFERROR(IF(OR(I138=\"\",'Combined scenario - input'!$D123=\"\"),\"\",I138/'Combined scenario - input'!$D123),\"\")","v":""},{"$f":"IFERROR(IF(OR(J138=\"\",'Combined scenario - input'!$D123=\"\"),\"\",J138/'Combined scenario - input'!$D123),\"\")","v":""},{"$f":"IFERROR(IF(OR(K138=\"\",'Combined scenario - input'!$D123=\"\"),\"\",K138/'Combined scenario - input'!$D123),\"\")","v":""},{"$f":"IFERROR(IF(OR(L138=\"\",'Combined scenario - input'!$D123=\"\"),\"\",L138/'Combined scenario - input'!$D123),\"\")","v":""},{"$f":"IFERROR(IF(OR(M138=\"\",'Combined scenario - input'!$D123=\"\"),\"\",M138/'Combined scenario - input'!$D123),\"\")","v":""},{"$f":"IFERROR(IF(OR(N138=\"\",'Combined scenario - input'!$D123=\"\"),\"\",N138/'Combined scenario - input'!$D123),\"\")","v":""},{"$f":"IFERROR(IF(OR(O138=\"\",'Combined scenario - input'!$D123=\"\"),\"\",O138/'Combined scenario - input'!$D123),\"\")","v":""},{"$f":"IFERROR(IF(OR(P138=\"\",'Combined scenario - input'!$D123=\"\"),\"\",P138/'Combined scenario - input'!$D123),\"\")","v":""},{"$f":"IFERROR(IF(OR(Q138=\"\",'Combined scenario - input'!$D123=\"\"),\"\",Q138/'Combined scenario - input'!$D123),\"\")","v":""},{"$f":"IFERROR(IF(OR(R138=\"\",'Combined scenario - input'!$D123=\"\"),\"\",R138/'Combined scenario - input'!$D123),\"\")","v":""},{"$f":"IFERROR(IF(OR(S138=\"\",'Combined scenario - input'!$D123=\"\"),\"\",S138/'Combined scenario - input'!$D123),\"\")","v":""},{"$f":"IFERROR(IF(OR(T138=\"\",'Combined scenario - input'!$D123=\"\"),\"\",T138/'Combined scenario - input'!$D123),\"\")","v":""},{"$f":"IFERROR(IF(OR(U138=\"\",'Combined scenario - input'!$D123=\"\"),\"\",U138/'Combined scenario - input'!$D123),\"\")","v":""},{"$f":"IFERROR(IF(OR(V138=\"\",'Combined scenario - input'!$D123=\"\"),\"\",V138/'Combined scenario - input'!$D123),\"\")","v":""},{"$f":"IFERROR(IF(OR(W138=\"\",'Combined scenario - input'!$D123=\"\"),\"\",W138/'Combined scenario - input'!$D123),\"\")","v":""}]
[{"$f":"IFERROR('Combined scenario - input'!A124,\"\")","v":""},{"$f":"IFERROR('Combined scenario - input'!B124,\"\")","v":""},{"$f":"IFERROR('Combined scenario - input'!C124,\"\")","v":""},{"$f":"IFERROR(repcalc('Combined scenario - input'!$CV124:$GH124,'Combined scenario - input'!$G124,'Combined scenario - input'!$E124,'Combined scenario - input'!$F124,20,TRUE,TRUE),\"\")","v":""},"","","","","","","","","","","","","","","","","","","",{"$f":"IFERROR(IF(OR(D139=\"\",'Combined scenario - input'!$D124=\"\"),\"\",D139/'Combined scenario - input'!$D124),\"\")","v":""},{"$f":"IFERROR(IF(OR(E139=\"\",'Combined scenario - input'!$D124=\"\"),\"\",E139/'Combined scenario - input'!$D124),\"\")","v":""},{"$f":"IFERROR(IF(OR(F139=\"\",'Combined scenario - input'!$D124=\"\"),\"\",F139/'Combined scenario - input'!$D124),\"\")","v":""},{"$f":"IFERROR(IF(OR(G139=\"\",'Combined scenario - input'!$D124=\"\"),\"\",G139/'Combined scenario - input'!$D124),\"\")","v":""},{"$f":"IFERROR(IF(OR(H139=\"\",'Combined scenario - input'!$D124=\"\"),\"\",H139/'Combined scenario - input'!$D124),\"\")","v":""},{"$f":"IFERROR(IF(OR(I139=\"\",'Combined scenario - input'!$D124=\"\"),\"\",I139/'Combined scenario - input'!$D124),\"\")","v":""},{"$f":"IFERROR(IF(OR(J139=\"\",'Combined scenario - input'!$D124=\"\"),\"\",J139/'Combined scenario - input'!$D124),\"\")","v":""},{"$f":"IFERROR(IF(OR(K139=\"\",'Combined scenario - input'!$D124=\"\"),\"\",K139/'Combined scenario - input'!$D124),\"\")","v":""},{"$f":"IFERROR(IF(OR(L139=\"\",'Combined scenario - input'!$D124=\"\"),\"\",L139/'Combined scenario - input'!$D124),\"\")","v":""},{"$f":"IFERROR(IF(OR(M139=\"\",'Combined scenario - input'!$D124=\"\"),\"\",M139/'Combined scenario - input'!$D124),\"\")","v":""},{"$f":"IFERROR(IF(OR(N139=\"\",'Combined scenario - input'!$D124=\"\"),\"\",N139/'Combined scenario - input'!$D124),\"\")","v":""},{"$f":"IFERROR(IF(OR(O139=\"\",'Combined scenario - input'!$D124=\"\"),\"\",O139/'Combined scenario - input'!$D124),\"\")","v":""},{"$f":"IFERROR(IF(OR(P139=\"\",'Combined scenario - input'!$D124=\"\"),\"\",P139/'Combined scenario - input'!$D124),\"\")","v":""},{"$f":"IFERROR(IF(OR(Q139=\"\",'Combined scenario - input'!$D124=\"\"),\"\",Q139/'Combined scenario - input'!$D124),\"\")","v":""},{"$f":"IFERROR(IF(OR(R139=\"\",'Combined scenario - input'!$D124=\"\"),\"\",R139/'Combined scenario - input'!$D124),\"\")","v":""},{"$f":"IFERROR(IF(OR(S139=\"\",'Combined scenario - input'!$D124=\"\"),\"\",S139/'Combined scenario - input'!$D124),\"\")","v":""},{"$f":"IFERROR(IF(OR(T139=\"\",'Combined scenario - input'!$D124=\"\"),\"\",T139/'Combined scenario - input'!$D124),\"\")","v":""},{"$f":"IFERROR(IF(OR(U139=\"\",'Combined scenario - input'!$D124=\"\"),\"\",U139/'Combined scenario - input'!$D124),\"\")","v":""},{"$f":"IFERROR(IF(OR(V139=\"\",'Combined scenario - input'!$D124=\"\"),\"\",V139/'Combined scenario - input'!$D124),\"\")","v":""},{"$f":"IFERROR(IF(OR(W139=\"\",'Combined scenario - input'!$D124=\"\"),\"\",W139/'Combined scenario - input'!$D124),\"\")","v":""}]
[{"$f":"IFERROR('Combined scenario - input'!A125,\"\")","v":""},{"$f":"IFERROR('Combined scenario - input'!B125,\"\")","v":""},{"$f":"IFERROR('Combined scenario - input'!C125,\"\")","v":""},{"$f":"IFERROR(repcalc('Combined scenario - input'!$CV125:$GH125,'Combined scenario - input'!$G125,'Combined scenario - input'!$E125,'Combined scenario - input'!$F125,20,TRUE,TRUE),\"\")","v":""},"","","","","","","","","","","","","","","","","","","",{"$f":"IFERROR(IF(OR(D140=\"\",'Combined scenario - input'!$D125=\"\"),\"\",D140/'Combined scenario - input'!$D125),\"\")","v":""},{"$f":"IFERROR(IF(OR(E140=\"\",'Combined scenario - input'!$D125=\"\"),\"\",E140/'Combined scenario - input'!$D125),\"\")","v":""},{"$f":"IFERROR(IF(OR(F140=\"\",'Combined scenario - input'!$D125=\"\"),\"\",F140/'Combined scenario - input'!$D125),\"\")","v":""},{"$f":"IFERROR(IF(OR(G140=\"\",'Combined scenario - input'!$D125=\"\"),\"\",G140/'Combined scenario - input'!$D125),\"\")","v":""},{"$f":"IFERROR(IF(OR(H140=\"\",'Combined scenario - input'!$D125=\"\"),\"\",H140/'Combined scenario - input'!$D125),\"\")","v":""},{"$f":"IFERROR(IF(OR(I140=\"\",'Combined scenario - input'!$D125=\"\"),\"\",I140/'Combined scenario - input'!$D125),\"\")","v":""},{"$f":"IFERROR(IF(OR(J140=\"\",'Combined scenario - input'!$D125=\"\"),\"\",J140/'Combined scenario - input'!$D125),\"\")","v":""},{"$f":"IFERROR(IF(OR(K140=\"\",'Combined scenario - input'!$D125=\"\"),\"\",K140/'Combined scenario - input'!$D125),\"\")","v":""},{"$f":"IFERROR(IF(OR(L140=\"\",'Combined scenario - input'!$D125=\"\"),\"\",L140/'Combined scenario - input'!$D125),\"\")","v":""},{"$f":"IFERROR(IF(OR(M140=\"\",'Combined scenario - input'!$D125=\"\"),\"\",M140/'Combined scenario - input'!$D125),\"\")","v":""},{"$f":"IFERROR(IF(OR(N140=\"\",'Combined scenario - input'!$D125=\"\"),\"\",N140/'Combined scenario - input'!$D125),\"\")","v":""},{"$f":"IFERROR(IF(OR(O140=\"\",'Combined scenario - input'!$D125=\"\"),\"\",O140/'Combined scenario - input'!$D125),\"\")","v":""},{"$f":"IFERROR(IF(OR(P140=\"\",'Combined scenario - input'!$D125=\"\"),\"\",P140/'Combined scenario - input'!$D125),\"\")","v":""},{"$f":"IFERROR(IF(OR(Q140=\"\",'Combined scenario - input'!$D125=\"\"),\"\",Q140/'Combined scenario - input'!$D125),\"\")","v":""},{"$f":"IFERROR(IF(OR(R140=\"\",'Combined scenario - input'!$D125=\"\"),\"\",R140/'Combined scenario - input'!$D125),\"\")","v":""},{"$f":"IFERROR(IF(OR(S140=\"\",'Combined scenario - input'!$D125=\"\"),\"\",S140/'Combined scenario - input'!$D125),\"\")","v":""},{"$f":"IFERROR(IF(OR(T140=\"\",'Combined scenario - input'!$D125=\"\"),\"\",T140/'Combined scenario - input'!$D125),\"\")","v":""},{"$f":"IFERROR(IF(OR(U140=\"\",'Combined scenario - input'!$D125=\"\"),\"\",U140/'Combined scenario - input'!$D125),\"\")","v":""},{"$f":"IFERROR(IF(OR(V140=\"\",'Combined scenario - input'!$D125=\"\"),\"\",V140/'Combined scenario - input'!$D125),\"\")","v":""},{"$f":"IFERROR(IF(OR(W140=\"\",'Combined scenario - input'!$D125=\"\"),\"\",W140/'Combined scenario - input'!$D125),\"\")","v":""}]
[{"$f":"IFERROR('Combined scenario - input'!A126,\"\")","v":""},{"$f":"IFERROR('Combined scenario - input'!B126,\"\")","v":""},{"$f":"IFERROR('Combined scenario - input'!C126,\"\")","v":""},{"$f":"IFERROR(repcalc('Combined scenario - input'!$CV126:$GH126,'Combined scenario - input'!$G126,'Combined scenario - input'!$E126,'Combined scenario - input'!$F126,20,TRUE,TRUE),\"\")","v":""},"","","","","","","","","","","","","","","","","","","",{"$f":"IFERROR(IF(OR(D141=\"\",'Combined scenario - input'!$D126=\"\"),\"\",D141/'Combined scenario - input'!$D126),\"\")","v":""},{"$f":"IFERROR(IF(OR(E141=\"\",'Combined scenario - input'!$D126=\"\"),\"\",E141/'Combined scenario - input'!$D126),\"\")","v":""},{"$f":"IFERROR(IF(OR(F141=\"\",'Combined scenario - input'!$D126=\"\"),\"\",F141/'Combined scenario - input'!$D126),\"\")","v":""},{"$f":"IFERROR(IF(OR(G141=\"\",'Combined scenario - input'!$D126=\"\"),\"\",G141/'Combined scenario - input'!$D126),\"\")","v":""},{"$f":"IFERROR(IF(OR(H141=\"\",'Combined scenario - input'!$D126=\"\"),\"\",H141/'Combined scenario - input'!$D126),\"\")","v":""},{"$f":"IFERROR(IF(OR(I141=\"\",'Combined scenario - input'!$D126=\"\"),\"\",I141/'Combined scenario - input'!$D126),\"\")","v":""},{"$f":"IFERROR(IF(OR(J141=\"\",'Combined scenario - input'!$D126=\"\"),\"\",J141/'Combined scenario - input'!$D126),\"\")","v":""},{"$f":"IFERROR(IF(OR(K141=\"\",'Combined scenario - input'!$D126=\"\"),\"\",K141/'Combined scenario - input'!$D126),\"\")","v":""},{"$f":"IFERROR(IF(OR(L141=\"\",'Combined scenario - input'!$D126=\"\"),\"\",L141/'Combined scenario - input'!$D126),\"\")","v":""},{"$f":"IFERROR(IF(OR(M141=\"\",'Combined scenario - input'!$D126=\"\"),\"\",M141/'Combined scenario - input'!$D126),\"\")","v":""},{"$f":"IFERROR(IF(OR(N141=\"\",'Combined scenario - input'!$D126=\"\"),\"\",N141/'Combined scenario - input'!$D126),\"\")","v":""},{"$f":"IFERROR(IF(OR(O141=\"\",'Combined scenario - input'!$D126=\"\"),\"\",O141/'Combined scenario - input'!$D126),\"\")","v":""},{"$f":"IFERROR(IF(OR(P141=\"\",'Combined scenario - input'!$D126=\"\"),\"\",P141/'Combined scenario - input'!$D126),\"\")","v":""},{"$f":"IFERROR(IF(OR(Q141=\"\",'Combined scenario - input'!$D126=\"\"),\"\",Q141/'Combined scenario - input'!$D126),\"\")","v":""},{"$f":"IFERROR(IF(OR(R141=\"\",'Combined scenario - input'!$D126=\"\"),\"\",R141/'Combined scenario - input'!$D126),\"\")","v":""},{"$f":"IFERROR(IF(OR(S141=\"\",'Combined scenario - input'!$D126=\"\"),\"\",S141/'Combined scenario - input'!$D126),\"\")","v":""},{"$f":"IFERROR(IF(OR(T141=\"\",'Combined scenario - input'!$D126=\"\"),\"\",T141/'Combined scenario - input'!$D126),\"\")","v":""},{"$f":"IFERROR(IF(OR(U141=\"\",'Combined scenario - input'!$D126=\"\"),\"\",U141/'Combined scenario - input'!$D126),\"\")","v":""},{"$f":"IFERROR(IF(OR(V141=\"\",'Combined scenario - input'!$D126=\"\"),\"\",V141/'Combined scenario - input'!$D126),\"\")","v":""},{"$f":"IFERROR(IF(OR(W141=\"\",'Combined scenario - input'!$D126=\"\"),\"\",W141/'Combined scenario - input'!$D126),\"\")","v":""}]
[{"$f":"IFERROR('Combined scenario - input'!A127,\"\")","v":""},{"$f":"IFERROR('Combined scenario - input'!B127,\"\")","v":""},{"$f":"IFERROR('Combined scenario - input'!C127,\"\")","v":""},{"$f":"IFERROR(repcalc('Combined scenario - input'!$CV127:$GH127,'Combined scenario - input'!$G127,'Combined scenario - input'!$E127,'Combined scenario - input'!$F127,20,TRUE,TRUE),\"\")","v":""},"","","","","","","","","","","","","","","","","","","",{"$f":"IFERROR(IF(OR(D142=\"\",'Combined scenario - input'!$D127=\"\"),\"\",D142/'Combined scenario - input'!$D127),\"\")","v":""},{"$f":"IFERROR(IF(OR(E142=\"\",'Combined scenario - input'!$D127=\"\"),\"\",E142/'Combined scenario - input'!$D127),\"\")","v":""},{"$f":"IFERROR(IF(OR(F142=\"\",'Combined scenario - input'!$D127=\"\"),\"\",F142/'Combined scenario - input'!$D127),\"\")","v":""},{"$f":"IFERROR(IF(OR(G142=\"\",'Combined scenario - input'!$D127=\"\"),\"\",G142/'Combined scenario - input'!$D127),\"\")","v":""},{"$f":"IFERROR(IF(OR(H142=\"\",'Combined scenario - input'!$D127=\"\"),\"\",H142/'Combined scenario - input'!$D127),\"\")","v":""},{"$f":"IFERROR(IF(OR(I142=\"\",'Combined scenario - input'!$D127=\"\"),\"\",I142/'Combined scenario - input'!$D127),\"\")","v":""},{"$f":"IFERROR(IF(OR(J142=\"\",'Combined scenario - input'!$D127=\"\"),\"\",J142/'Combined scenario - input'!$D127),\"\")","v":""},{"$f":"IFERROR(IF(OR(K142=\"\",'Combined scenario - input'!$D127=\"\"),\"\",K142/'Combined scenario - input'!$D127),\"\")","v":""},{"$f":"IFERROR(IF(OR(L142=\"\",'Combined scenario - input'!$D127=\"\"),\"\",L142/'Combined scenario - input'!$D127),\"\")","v":""},{"$f":"IFERROR(IF(OR(M142=\"\",'Combined scenario - input'!$D127=\"\"),\"\",M142/'Combined scenario - input'!$D127),\"\")","v":""},{"$f":"IFERROR(IF(OR(N142=\"\",'Combined scenario - input'!$D127=\"\"),\"\",N142/'Combined scenario - input'!$D127),\"\")","v":""},{"$f":"IFERROR(IF(OR(O142=\"\",'Combined scenario - input'!$D127=\"\"),\"\",O142/'Combined scenario - input'!$D127),\"\")","v":""},{"$f":"IFERROR(IF(OR(P142=\"\",'Combined scenario - input'!$D127=\"\"),\"\",P142/'Combined scenario - input'!$D127),\"\")","v":""},{"$f":"IFERROR(IF(OR(Q142=\"\",'Combined scenario - input'!$D127=\"\"),\"\",Q142/'Combined scenario - input'!$D127),\"\")","v":""},{"$f":"IFERROR(IF(OR(R142=\"\",'Combined scenario - input'!$D127=\"\"),\"\",R142/'Combined scenario - input'!$D127),\"\")","v":""},{"$f":"IFERROR(IF(OR(S142=\"\",'Combined scenario - input'!$D127=\"\"),\"\",S142/'Combined scenario - input'!$D127),\"\")","v":""},{"$f":"IFERROR(IF(OR(T142=\"\",'Combined scenario - input'!$D127=\"\"),\"\",T142/'Combined scenario - input'!$D127),\"\")","v":""},{"$f":"IFERROR(IF(OR(U142=\"\",'Combined scenario - input'!$D127=\"\"),\"\",U142/'Combined scenario - input'!$D127),\"\")","v":""},{"$f":"IFERROR(IF(OR(V142=\"\",'Combined scenario - input'!$D127=\"\"),\"\",V142/'Combined scenario - input'!$D127),\"\")","v":""},{"$f":"IFERROR(IF(OR(W142=\"\",'Combined scenario - input'!$D127=\"\"),\"\",W142/'Combined scenario - input'!$D127),\"\")","v":""}]
[{"$f":"IFERROR('Combined scenario - input'!A128,\"\")","v":""},{"$f":"IFERROR('Combined scenario - input'!B128,\"\")","v":""},{"$f":"IFERROR('Combined scenario - input'!C128,\"\")","v":""},{"$f":"IFERROR(repcalc('Combined scenario - input'!$CV128:$GH128,'Combined scenario - input'!$G128,'Combined scenario - input'!$E128,'Combined scenario - input'!$F128,20,TRUE,TRUE),\"\")","v":""},"","","","","","","","","","","","","","","","","","","",{"$f":"IFERROR(IF(OR(D143=\"\",'Combined scenario - input'!$D128=\"\"),\"\",D143/'Combined scenario - input'!$D128),\"\")","v":""},{"$f":"IFERROR(IF(OR(E143=\"\",'Combined scenario - input'!$D128=\"\"),\"\",E143/'Combined scenario - input'!$D128),\"\")","v":""},{"$f":"IFERROR(IF(OR(F143=\"\",'Combined scenario - input'!$D128=\"\"),\"\",F143/'Combined scenario - input'!$D128),\"\")","v":""},{"$f":"IFERROR(IF(OR(G143=\"\",'Combined scenario - input'!$D128=\"\"),\"\",G143/'Combined scenario - input'!$D128),\"\")","v":""},{"$f":"IFERROR(IF(OR(H143=\"\",'Combined scenario - input'!$D128=\"\"),\"\",H143/'Combined scenario - input'!$D128),\"\")","v":""},{"$f":"IFERROR(IF(OR(I143=\"\",'Combined scenario - input'!$D128=\"\"),\"\",I143/'Combined scenario - input'!$D128),\"\")","v":""},{"$f":"IFERROR(IF(OR(J143=\"\",'Combined scenario - input'!$D128=\"\"),\"\",J143/'Combined scenario - input'!$D128),\"\")","v":""},{"$f":"IFERROR(IF(OR(K143=\"\",'Combined scenario - input'!$D128=\"\"),\"\",K143/'Combined scenario - input'!$D128),\"\")","v":""},{"$f":"IFERROR(IF(OR(L143=\"\",'Combined scenario - input'!$D128=\"\"),\"\",L143/'Combined scenario - input'!$D128),\"\")","v":""},{"$f":"IFERROR(IF(OR(M143=\"\",'Combined scenario - input'!$D128=\"\"),\"\",M143/'Combined scenario - input'!$D128),\"\")","v":""},{"$f":"IFERROR(IF(OR(N143=\"\",'Combined scenario - input'!$D128=\"\"),\"\",N143/'Combined scenario - input'!$D128),\"\")","v":""},{"$f":"IFERROR(IF(OR(O143=\"\",'Combined scenario - input'!$D128=\"\"),\"\",O143/'Combined scenario - input'!$D128),\"\")","v":""},{"$f":"IFERROR(IF(OR(P143=\"\",'Combined scenario - input'!$D128=\"\"),\"\",P143/'Combined scenario - input'!$D128),\"\")","v":""},{"$f":"IFERROR(IF(OR(Q143=\"\",'Combined scenario - input'!$D128=\"\"),\"\",Q143/'Combined scenario - input'!$D128),\"\")","v":""},{"$f":"IFERROR(IF(OR(R143=\"\",'Combined scenario - input'!$D128=\"\"),\"\",R143/'Combined scenario - input'!$D128),\"\")","v":""},{"$f":"IFERROR(IF(OR(S143=\"\",'Combined scenario - input'!$D128=\"\"),\"\",S143/'Combined scenario - input'!$D128),\"\")","v":""},{"$f":"IFERROR(IF(OR(T143=\"\",'Combined scenario - input'!$D128=\"\"),\"\",T143/'Combined scenario - input'!$D128),\"\")","v":""},{"$f":"IFERROR(IF(OR(U143=\"\",'Combined scenario - input'!$D128=\"\"),\"\",U143/'Combined scenario - input'!$D128),\"\")","v":""},{"$f":"IFERROR(IF(OR(V143=\"\",'Combined scenario - input'!$D128=\"\"),\"\",V143/'Combined scenario - input'!$D128),\"\")","v":""},{"$f":"IFERROR(IF(OR(W143=\"\",'Combined scenario - input'!$D128=\"\"),\"\",W143/'Combined scenario - input'!$D128),\"\")","v":""}]
[{"$f":"IFERROR('Combined scenario - input'!A129,\"\")","v":""},{"$f":"IFERROR('Combined scenario - input'!B129,\"\")","v":""},{"$f":"IFERROR('Combined scenario - input'!C129,\"\")","v":""},{"$f":"IFERROR(repcalc('Combined scenario - input'!$CV129:$GH129,'Combined scenario - input'!$G129,'Combined scenario - input'!$E129,'Combined scenario - input'!$F129,20,TRUE,TRUE),\"\")","v":""},"","","","","","","","","","","","","","","","","","","",{"$f":"IFERROR(IF(OR(D144=\"\",'Combined scenario - input'!$D129=\"\"),\"\",D144/'Combined scenario - input'!$D129),\"\")","v":""},{"$f":"IFERROR(IF(OR(E144=\"\",'Combined scenario - input'!$D129=\"\"),\"\",E144/'Combined scenario - input'!$D129),\"\")","v":""},{"$f":"IFERROR(IF(OR(F144=\"\",'Combined scenario - input'!$D129=\"\"),\"\",F144/'Combined scenario - input'!$D129),\"\")","v":""},{"$f":"IFERROR(IF(OR(G144=\"\",'Combined scenario - input'!$D129=\"\"),\"\",G144/'Combined scenario - input'!$D129),\"\")","v":""},{"$f":"IFERROR(IF(OR(H144=\"\",'Combined scenario - input'!$D129=\"\"),\"\",H144/'Combined scenario - input'!$D129),\"\")","v":""},{"$f":"IFERROR(IF(OR(I144=\"\",'Combined scenario - input'!$D129=\"\"),\"\",I144/'Combined scenario - input'!$D129),\"\")","v":""},{"$f":"IFERROR(IF(OR(J144=\"\",'Combined scenario - input'!$D129=\"\"),\"\",J144/'Combined scenario - input'!$D129),\"\")","v":""},{"$f":"IFERROR(IF(OR(K144=\"\",'Combined scenario - input'!$D129=\"\"),\"\",K144/'Combined scenario - input'!$D129),\"\")","v":""},{"$f":"IFERROR(IF(OR(L144=\"\",'Combined scenario - input'!$D129=\"\"),\"\",L144/'Combined scenario - input'!$D129),\"\")","v":""},{"$f":"IFERROR(IF(OR(M144=\"\",'Combined scenario - input'!$D129=\"\"),\"\",M144/'Combined scenario - input'!$D129),\"\")","v":""},{"$f":"IFERROR(IF(OR(N144=\"\",'Combined scenario - input'!$D129=\"\"),\"\",N144/'Combined scenario - input'!$D129),\"\")","v":""},{"$f":"IFERROR(IF(OR(O144=\"\",'Combined scenario - input'!$D129=\"\"),\"\",O144/'Combined scenario - input'!$D129),\"\")","v":""},{"$f":"IFERROR(IF(OR(P144=\"\",'Combined scenario - input'!$D129=\"\"),\"\",P144/'Combined scenario - input'!$D129),\"\")","v":""},{"$f":"IFERROR(IF(OR(Q144=\"\",'Combined scenario - input'!$D129=\"\"),\"\",Q144/'Combined scenario - input'!$D129),\"\")","v":""},{"$f":"IFERROR(IF(OR(R144=\"\",'Combined scenario - input'!$D129=\"\"),\"\",R144/'Combined scenario - input'!$D129),\"\")","v":""},{"$f":"IFERROR(IF(OR(S144=\"\",'Combined scenario - input'!$D129=\"\"),\"\",S144/'Combined scenario - input'!$D129),\"\")","v":""},{"$f":"IFERROR(IF(OR(T144=\"\",'Combined scenario - input'!$D129=\"\"),\"\",T144/'Combined scenario - input'!$D129),\"\")","v":""},{"$f":"IFERROR(IF(OR(U144=\"\",'Combined scenario - input'!$D129=\"\"),\"\",U144/'Combined scenario - input'!$D129),\"\")","v":""},{"$f":"IFERROR(IF(OR(V144=\"\",'Combined scenario - input'!$D129=\"\"),\"\",V144/'Combined scenario - input'!$D129),\"\")","v":""},{"$f":"IFERROR(IF(OR(W144=\"\",'Combined scenario - input'!$D129=\"\"),\"\",W144/'Combined scenario - input'!$D129),\"\")","v":""}]
[{"$f":"IFERROR('Combined scenario - input'!A130,\"\")","v":""},{"$f":"IFERROR('Combined scenario - input'!B130,\"\")","v":""},{"$f":"IFERROR('Combined scenario - input'!C130,\"\")","v":""},{"$f":"IFERROR(repcalc('Combined scenario - input'!$CV130:$GH130,'Combined scenario - input'!$G130,'Combined scenario - input'!$E130,'Combined scenario - input'!$F130,20,TRUE,TRUE),\"\")","v":""},"","","","","","","","","","","","","","","","","","","",{"$f":"IFERROR(IF(OR(D145=\"\",'Combined scenario - input'!$D130=\"\"),\"\",D145/'Combined scenario - input'!$D130),\"\")","v":""},{"$f":"IFERROR(IF(OR(E145=\"\",'Combined scenario - input'!$D130=\"\"),\"\",E145/'Combined scenario - input'!$D130),\"\")","v":""},{"$f":"IFERROR(IF(OR(F145=\"\",'Combined scenario - input'!$D130=\"\"),\"\",F145/'Combined scenario - input'!$D130),\"\")","v":""},{"$f":"IFERROR(IF(OR(G145=\"\",'Combined scenario - input'!$D130=\"\"),\"\",G145/'Combined scenario - input'!$D130),\"\")","v":""},{"$f":"IFERROR(IF(OR(H145=\"\",'Combined scenario - input'!$D130=\"\"),\"\",H145/'Combined scenario - input'!$D130),\"\")","v":""},{"$f":"IFERROR(IF(OR(I145=\"\",'Combined scenario - input'!$D130=\"\"),\"\",I145/'Combined scenario - input'!$D130),\"\")","v":""},{"$f":"IFERROR(IF(OR(J145=\"\",'Combined scenario - input'!$D130=\"\"),\"\",J145/'Combined scenario - input'!$D130),\"\")","v":""},{"$f":"IFERROR(IF(OR(K145=\"\",'Combined scenario - input'!$D130=\"\"),\"\",K145/'Combined scenario - input'!$D130),\"\")","v":""},{"$f":"IFERROR(IF(OR(L145=\"\",'Combined scenario - input'!$D130=\"\"),\"\",L145/'Combined scenario - input'!$D130),\"\")","v":""},{"$f":"IFERROR(IF(OR(M145=\"\",'Combined scenario - input'!$D130=\"\"),\"\",M145/'Combined scenario - input'!$D130),\"\")","v":""},{"$f":"IFERROR(IF(OR(N145=\"\",'Combined scenario - input'!$D130=\"\"),\"\",N145/'Combined scenario - input'!$D130),\"\")","v":""},{"$f":"IFERROR(IF(OR(O145=\"\",'Combined scenario - input'!$D130=\"\"),\"\",O145/'Combined scenario - input'!$D130),\"\")","v":""},{"$f":"IFERROR(IF(OR(P145=\"\",'Combined scenario - input'!$D130=\"\"),\"\",P145/'Combined scenario - input'!$D130),\"\")","v":""},{"$f":"IFERROR(IF(OR(Q145=\"\",'Combined scenario - input'!$D130=\"\"),\"\",Q145/'Combined scenario - input'!$D130),\"\")","v":""},{"$f":"IFERROR(IF(OR(R145=\"\",'Combined scenario - input'!$D130=\"\"),\"\",R145/'Combined scenario - input'!$D130),\"\")","v":""},{"$f":"IFERROR(IF(OR(S145=\"\",'Combined scenario - input'!$D130=\"\"),\"\",S145/'Combined scenario - input'!$D130),\"\")","v":""},{"$f":"IFERROR(IF(OR(T145=\"\",'Combined scenario - input'!$D130=\"\"),\"\",T145/'Combined scenario - input'!$D130),\"\")","v":""},{"$f":"IFERROR(IF(OR(U145=\"\",'Combined scenario - input'!$D130=\"\"),\"\",U145/'Combined scenario - input'!$D130),\"\")","v":""},{"$f":"IFERROR(IF(OR(V145=\"\",'Combined scenario - input'!$D130=\"\"),\"\",V145/'Combined scenario - input'!$D130),\"\")","v":""},{"$f":"IFERROR(IF(OR(W145=\"\",'Combined scenario - input'!$D130=\"\"),\"\",W145/'Combined scenario - input'!$D130),\"\")","v":""}]
[{"$f":"IFERROR('Combined scenario - input'!A131,\"\")","v":""},{"$f":"IFERROR('Combined scenario - input'!B131,\"\")","v":""},{"$f":"IFERROR('Combined scenario - input'!C131,\"\")","v":""},{"$f":"IFERROR(repcalc('Combined scenario - input'!$CV131:$GH131,'Combined scenario - input'!$G131,'Combined scenario - input'!$E131,'Combined scenario - input'!$F131,20,TRUE,TRUE),\"\")","v":""},"","","","","","","","","","","","","","","","","","","",{"$f":"IFERROR(IF(OR(D146=\"\",'Combined scenario - input'!$D131=\"\"),\"\",D146/'Combined scenario - input'!$D131),\"\")","v":""},{"$f":"IFERROR(IF(OR(E146=\"\",'Combined scenario - input'!$D131=\"\"),\"\",E146/'Combined scenario - input'!$D131),\"\")","v":""},{"$f":"IFERROR(IF(OR(F146=\"\",'Combined scenario - input'!$D131=\"\"),\"\",F146/'Combined scenario - input'!$D131),\"\")","v":""},{"$f":"IFERROR(IF(OR(G146=\"\",'Combined scenario - input'!$D131=\"\"),\"\",G146/'Combined scenario - input'!$D131),\"\")","v":""},{"$f":"IFERROR(IF(OR(H146=\"\",'Combined scenario - input'!$D131=\"\"),\"\",H146/'Combined scenario - input'!$D131),\"\")","v":""},{"$f":"IFERROR(IF(OR(I146=\"\",'Combined scenario - input'!$D131=\"\"),\"\",I146/'Combined scenario - input'!$D131),\"\")","v":""},{"$f":"IFERROR(IF(OR(J146=\"\",'Combined scenario - input'!$D131=\"\"),\"\",J146/'Combined scenario - input'!$D131),\"\")","v":""},{"$f":"IFERROR(IF(OR(K146=\"\",'Combined scenario - input'!$D131=\"\"),\"\",K146/'Combined scenario - input'!$D131),\"\")","v":""},{"$f":"IFERROR(IF(OR(L146=\"\",'Combined scenario - input'!$D131=\"\"),\"\",L146/'Combined scenario - input'!$D131),\"\")","v":""},{"$f":"IFERROR(IF(OR(M146=\"\",'Combined scenario - input'!$D131=\"\"),\"\",M146/'Combined scenario - input'!$D131),\"\")","v":""},{"$f":"IFERROR(IF(OR(N146=\"\",'Combined scenario - input'!$D131=\"\"),\"\",N146/'Combined scenario - input'!$D131),\"\")","v":""},{"$f":"IFERROR(IF(OR(O146=\"\",'Combined scenario - input'!$D131=\"\"),\"\",O146/'Combined scenario - input'!$D131),\"\")","v":""},{"$f":"IFERROR(IF(OR(P146=\"\",'Combined scenario - input'!$D131=\"\"),\"\",P146/'Combined scenario - input'!$D131),\"\")","v":""},{"$f":"IFERROR(IF(OR(Q146=\"\",'Combined scenario - input'!$D131=\"\"),\"\",Q146/'Combined scenario - input'!$D131),\"\")","v":""},{"$f":"IFERROR(IF(OR(R146=\"\",'Combined scenario - input'!$D131=\"\"),\"\",R146/'Combined scenario - input'!$D131),\"\")","v":""},{"$f":"IFERROR(IF(OR(S146=\"\",'Combined scenario - input'!$D131=\"\"),\"\",S146/'Combined scenario - input'!$D131),\"\")","v":""},{"$f":"IFERROR(IF(OR(T146=\"\",'Combined scenario - input'!$D131=\"\"),\"\",T146/'Combined scenario - input'!$D131),\"\")","v":""},{"$f":"IFERROR(IF(OR(U146=\"\",'Combined scenario - input'!$D131=\"\"),\"\",U146/'Combined scenario - input'!$D131),\"\")","v":""},{"$f":"IFERROR(IF(OR(V146=\"\",'Combined scenario - input'!$D131=\"\"),\"\",V146/'Combined scenario - input'!$D131),\"\")","v":""},{"$f":"IFERROR(IF(OR(W146=\"\",'Combined scenario - input'!$D131=\"\"),\"\",W146/'Combined scenario - input'!$D131),\"\")","v":""}]
[{"$f":"IFERROR('Combined scenario - input'!A132,\"\")","v":""},{"$f":"IFERROR('Combined scenario - input'!B132,\"\")","v":""},{"$f":"IFERROR('Combined scenario - input'!C132,\"\")","v":""},{"$f":"IFERROR(repcalc('Combined scenario - input'!$CV132:$GH132,'Combined scenario - input'!$G132,'Combined scenario - input'!$E132,'Combined scenario - input'!$F132,20,TRUE,TRUE),\"\")","v":""},"","","","","","","","","","","","","","","","","","","",{"$f":"IFERROR(IF(OR(D147=\"\",'Combined scenario - input'!$D132=\"\"),\"\",D147/'Combined scenario - input'!$D132),\"\")","v":""},{"$f":"IFERROR(IF(OR(E147=\"\",'Combined scenario - input'!$D132=\"\"),\"\",E147/'Combined scenario - input'!$D132),\"\")","v":""},{"$f":"IFERROR(IF(OR(F147=\"\",'Combined scenario - input'!$D132=\"\"),\"\",F147/'Combined scenario - input'!$D132),\"\")","v":""},{"$f":"IFERROR(IF(OR(G147=\"\",'Combined scenario - input'!$D132=\"\"),\"\",G147/'Combined scenario - input'!$D132),\"\")","v":""},{"$f":"IFERROR(IF(OR(H147=\"\",'Combined scenario - input'!$D132=\"\"),\"\",H147/'Combined scenario - input'!$D132),\"\")","v":""},{"$f":"IFERROR(IF(OR(I147=\"\",'Combined scenario - input'!$D132=\"\"),\"\",I147/'Combined scenario - input'!$D132),\"\")","v":""},{"$f":"IFERROR(IF(OR(J147=\"\",'Combined scenario - input'!$D132=\"\"),\"\",J147/'Combined scenario - input'!$D132),\"\")","v":""},{"$f":"IFERROR(IF(OR(K147=\"\",'Combined scenario - input'!$D132=\"\"),\"\",K147/'Combined scenario - input'!$D132),\"\")","v":""},{"$f":"IFERROR(IF(OR(L147=\"\",'Combined scenario - input'!$D132=\"\"),\"\",L147/'Combined scenario - input'!$D132),\"\")","v":""},{"$f":"IFERROR(IF(OR(M147=\"\",'Combined scenario - input'!$D132=\"\"),\"\",M147/'Combined scenario - input'!$D132),\"\")","v":""},{"$f":"IFERROR(IF(OR(N147=\"\",'Combined scenario - input'!$D132=\"\"),\"\",N147/'Combined scenario - input'!$D132),\"\")","v":""},{"$f":"IFERROR(IF(OR(O147=\"\",'Combined scenario - input'!$D132=\"\"),\"\",O147/'Combined scenario - input'!$D132),\"\")","v":""},{"$f":"IFERROR(IF(OR(P147=\"\",'Combined scenario - input'!$D132=\"\"),\"\",P147/'Combined scenario - input'!$D132),\"\")","v":""},{"$f":"IFERROR(IF(OR(Q147=\"\",'Combined scenario - input'!$D132=\"\"),\"\",Q147/'Combined scenario - input'!$D132),\"\")","v":""},{"$f":"IFERROR(IF(OR(R147=\"\",'Combined scenario - input'!$D132=\"\"),\"\",R147/'Combined scenario - input'!$D132),\"\")","v":""},{"$f":"IFERROR(IF(OR(S147=\"\",'Combined scenario - input'!$D132=\"\"),\"\",S147/'Combined scenario - input'!$D132),\"\")","v":""},{"$f":"IFERROR(IF(OR(T147=\"\",'Combined scenario - input'!$D132=\"\"),\"\",T147/'Combined scenario - input'!$D132),\"\")","v":""},{"$f":"IFERROR(IF(OR(U147=\"\",'Combined scenario - input'!$D132=\"\"),\"\",U147/'Combined scenario - input'!$D132),\"\")","v":""},{"$f":"IFERROR(IF(OR(V147=\"\",'Combined scenario - input'!$D132=\"\"),\"\",V147/'Combined scenario - input'!$D132),\"\")","v":""},{"$f":"IFERROR(IF(OR(W147=\"\",'Combined scenario - input'!$D132=\"\"),\"\",W147/'Combined scenario - input'!$D132),\"\")","v":""}]
[{"$f":"IFERROR('Combined scenario - input'!A133,\"\")","v":""},{"$f":"IFERROR('Combined scenario - input'!B133,\"\")","v":""},{"$f":"IFERROR('Combined scenario - input'!C133,\"\")","v":""},{"$f":"IFERROR(repcalc('Combined scenario - input'!$CV133:$GH133,'Combined scenario - input'!$G133,'Combined scenario - input'!$E133,'Combined scenario - input'!$F133,20,TRUE,TRUE),\"\")","v":""},"","","","","","","","","","","","","","","","","","","",{"$f":"IFERROR(IF(OR(D148=\"\",'Combined scenario - input'!$D133=\"\"),\"\",D148/'Combined scenario - input'!$D133),\"\")","v":""},{"$f":"IFERROR(IF(OR(E148=\"\",'Combined scenario - input'!$D133=\"\"),\"\",E148/'Combined scenario - input'!$D133),\"\")","v":""},{"$f":"IFERROR(IF(OR(F148=\"\",'Combined scenario - input'!$D133=\"\"),\"\",F148/'Combined scenario - input'!$D133),\"\")","v":""},{"$f":"IFERROR(IF(OR(G148=\"\",'Combined scenario - input'!$D133=\"\"),\"\",G148/'Combined scenario - input'!$D133),\"\")","v":""},{"$f":"IFERROR(IF(OR(H148=\"\",'Combined scenario - input'!$D133=\"\"),\"\",H148/'Combined scenario - input'!$D133),\"\")","v":""},{"$f":"IFERROR(IF(OR(I148=\"\",'Combined scenario - input'!$D133=\"\"),\"\",I148/'Combined scenario - input'!$D133),\"\")","v":""},{"$f":"IFERROR(IF(OR(J148=\"\",'Combined scenario - input'!$D133=\"\"),\"\",J148/'Combined scenario - input'!$D133),\"\")","v":""},{"$f":"IFERROR(IF(OR(K148=\"\",'Combined scenario - input'!$D133=\"\"),\"\",K148/'Combined scenario - input'!$D133),\"\")","v":""},{"$f":"IFERROR(IF(OR(L148=\"\",'Combined scenario - input'!$D133=\"\"),\"\",L148/'Combined scenario - input'!$D133),\"\")","v":""},{"$f":"IFERROR(IF(OR(M148=\"\",'Combined scenario - input'!$D133=\"\"),\"\",M148/'Combined scenario - input'!$D133),\"\")","v":""},{"$f":"IFERROR(IF(OR(N148=\"\",'Combined scenario - input'!$D133=\"\"),\"\",N148/'Combined scenario - input'!$D133),\"\")","v":""},{"$f":"IFERROR(IF(OR(O148=\"\",'Combined scenario - input'!$D133=\"\"),\"\",O148/'Combined scenario - input'!$D133),\"\")","v":""},{"$f":"IFERROR(IF(OR(P148=\"\",'Combined scenario - input'!$D133=\"\"),\"\",P148/'Combined scenario - input'!$D133),\"\")","v":""},{"$f":"IFERROR(IF(OR(Q148=\"\",'Combined scenario - input'!$D133=\"\"),\"\",Q148/'Combined scenario - input'!$D133),\"\")","v":""},{"$f":"IFERROR(IF(OR(R148=\"\",'Combined scenario - input'!$D133=\"\"),\"\",R148/'Combined scenario - input'!$D133),\"\")","v":""},{"$f":"IFERROR(IF(OR(S148=\"\",'Combined scenario - input'!$D133=\"\"),\"\",S148/'Combined scenario - input'!$D133),\"\")","v":""},{"$f":"IFERROR(IF(OR(T148=\"\",'Combined scenario - input'!$D133=\"\"),\"\",T148/'Combined scenario - input'!$D133),\"\")","v":""},{"$f":"IFERROR(IF(OR(U148=\"\",'Combined scenario - input'!$D133=\"\"),\"\",U148/'Combined scenario - input'!$D133),\"\")","v":""},{"$f":"IFERROR(IF(OR(V148=\"\",'Combined scenario - input'!$D133=\"\"),\"\",V148/'Combined scenario - input'!$D133),\"\")","v":""},{"$f":"IFERROR(IF(OR(W148=\"\",'Combined scenario - input'!$D133=\"\"),\"\",W148/'Combined scenario - input'!$D133),\"\")","v":""}]
[{"$f":"IFERROR('Combined scenario - input'!A134,\"\")","v":""},{"$f":"IFERROR('Combined scenario - input'!B134,\"\")","v":""},{"$f":"IFERROR('Combined scenario - input'!C134,\"\")","v":""},{"$f":"IFERROR(repcalc('Combined scenario - input'!$CV134:$GH134,'Combined scenario - input'!$G134,'Combined scenario - input'!$E134,'Combined scenario - input'!$F134,20,TRUE,TRUE),\"\")","v":""},"","","","","","","","","","","","","","","","","","","",{"$f":"IFERROR(IF(OR(D149=\"\",'Combined scenario - input'!$D134=\"\"),\"\",D149/'Combined scenario - input'!$D134),\"\")","v":""},{"$f":"IFERROR(IF(OR(E149=\"\",'Combined scenario - input'!$D134=\"\"),\"\",E149/'Combined scenario - input'!$D134),\"\")","v":""},{"$f":"IFERROR(IF(OR(F149=\"\",'Combined scenario - input'!$D134=\"\"),\"\",F149/'Combined scenario - input'!$D134),\"\")","v":""},{"$f":"IFERROR(IF(OR(G149=\"\",'Combined scenario - input'!$D134=\"\"),\"\",G149/'Combined scenario - input'!$D134),\"\")","v":""},{"$f":"IFERROR(IF(OR(H149=\"\",'Combined scenario - input'!$D134=\"\"),\"\",H149/'Combined scenario - input'!$D134),\"\")","v":""},{"$f":"IFERROR(IF(OR(I149=\"\",'Combined scenario - input'!$D134=\"\"),\"\",I149/'Combined scenario - input'!$D134),\"\")","v":""},{"$f":"IFERROR(IF(OR(J149=\"\",'Combined scenario - input'!$D134=\"\"),\"\",J149/'Combined scenario - input'!$D134),\"\")","v":""},{"$f":"IFERROR(IF(OR(K149=\"\",'Combined scenario - input'!$D134=\"\"),\"\",K149/'Combined scenario - input'!$D134),\"\")","v":""},{"$f":"IFERROR(IF(OR(L149=\"\",'Combined scenario - input'!$D134=\"\"),\"\",L149/'Combined scenario - input'!$D134),\"\")","v":""},{"$f":"IFERROR(IF(OR(M149=\"\",'Combined scenario - input'!$D134=\"\"),\"\",M149/'Combined scenario - input'!$D134),\"\")","v":""},{"$f":"IFERROR(IF(OR(N149=\"\",'Combined scenario - input'!$D134=\"\"),\"\",N149/'Combined scenario - input'!$D134),\"\")","v":""},{"$f":"IFERROR(IF(OR(O149=\"\",'Combined scenario - input'!$D134=\"\"),\"\",O149/'Combined scenario - input'!$D134),\"\")","v":""},{"$f":"IFERROR(IF(OR(P149=\"\",'Combined scenario - input'!$D134=\"\"),\"\",P149/'Combined scenario - input'!$D134),\"\")","v":""},{"$f":"IFERROR(IF(OR(Q149=\"\",'Combined scenario - input'!$D134=\"\"),\"\",Q149/'Combined scenario - input'!$D134),\"\")","v":""},{"$f":"IFERROR(IF(OR(R149=\"\",'Combined scenario - input'!$D134=\"\"),\"\",R149/'Combined scenario - input'!$D134),\"\")","v":""},{"$f":"IFERROR(IF(OR(S149=\"\",'Combined scenario - input'!$D134=\"\"),\"\",S149/'Combined scenario - input'!$D134),\"\")","v":""},{"$f":"IFERROR(IF(OR(T149=\"\",'Combined scenario - input'!$D134=\"\"),\"\",T149/'Combined scenario - input'!$D134),\"\")","v":""},{"$f":"IFERROR(IF(OR(U149=\"\",'Combined scenario - input'!$D134=\"\"),\"\",U149/'Combined scenario - input'!$D134),\"\")","v":""},{"$f":"IFERROR(IF(OR(V149=\"\",'Combined scenario - input'!$D134=\"\"),\"\",V149/'Combined scenario - input'!$D134),\"\")","v":""},{"$f":"IFERROR(IF(OR(W149=\"\",'Combined scenario - input'!$D134=\"\"),\"\",W149/'Combined scenario - input'!$D134),\"\")","v":""}]
[{"$f":"IFERROR('Combined scenario - input'!A135,\"\")","v":""},{"$f":"IFERROR('Combined scenario - input'!B135,\"\")","v":""},{"$f":"IFERROR('Combined scenario - input'!C135,\"\")","v":""},{"$f":"IFERROR(repcalc('Combined scenario - input'!$CV135:$GH135,'Combined scenario - input'!$G135,'Combined scenario - input'!$E135,'Combined scenario - input'!$F135,20,TRUE,TRUE),\"\")","v":""},"","","","","","","","","","","","","","","","","","","",{"$f":"IFERROR(IF(OR(D150=\"\",'Combined scenario - input'!$D135=\"\"),\"\",D150/'Combined scenario - input'!$D135),\"\")","v":""},{"$f":"IFERROR(IF(OR(E150=\"\",'Combined scenario - input'!$D135=\"\"),\"\",E150/'Combined scenario - input'!$D135),\"\")","v":""},{"$f":"IFERROR(IF(OR(F150=\"\",'Combined scenario - input'!$D135=\"\"),\"\",F150/'Combined scenario - input'!$D135),\"\")","v":""},{"$f":"IFERROR(IF(OR(G150=\"\",'Combined scenario - input'!$D135=\"\"),\"\",G150/'Combined scenario - input'!$D135),\"\")","v":""},{"$f":"IFERROR(IF(OR(H150=\"\",'Combined scenario - input'!$D135=\"\"),\"\",H150/'Combined scenario - input'!$D135),\"\")","v":""},{"$f":"IFERROR(IF(OR(I150=\"\",'Combined scenario - input'!$D135=\"\"),\"\",I150/'Combined scenario - input'!$D135),\"\")","v":""},{"$f":"IFERROR(IF(OR(J150=\"\",'Combined scenario - input'!$D135=\"\"),\"\",J150/'Combined scenario - input'!$D135),\"\")","v":""},{"$f":"IFERROR(IF(OR(K150=\"\",'Combined scenario - input'!$D135=\"\"),\"\",K150/'Combined scenario - input'!$D135),\"\")","v":""},{"$f":"IFERROR(IF(OR(L150=\"\",'Combined scenario - input'!$D135=\"\"),\"\",L150/'Combined scenario - input'!$D135),\"\")","v":""},{"$f":"IFERROR(IF(OR(M150=\"\",'Combined scenario - input'!$D135=\"\"),\"\",M150/'Combined scenario - input'!$D135),\"\")","v":""},{"$f":"IFERROR(IF(OR(N150=\"\",'Combined scenario - input'!$D135=\"\"),\"\",N150/'Combined scenario - input'!$D135),\"\")","v":""},{"$f":"IFERROR(IF(OR(O150=\"\",'Combined scenario - input'!$D135=\"\"),\"\",O150/'Combined scenario - input'!$D135),\"\")","v":""},{"$f":"IFERROR(IF(OR(P150=\"\",'Combined scenario - input'!$D135=\"\"),\"\",P150/'Combined scenario - input'!$D135),\"\")","v":""},{"$f":"IFERROR(IF(OR(Q150=\"\",'Combined scenario - input'!$D135=\"\"),\"\",Q150/'Combined scenario - input'!$D135),\"\")","v":""},{"$f":"IFERROR(IF(OR(R150=\"\",'Combined scenario - input'!$D135=\"\"),\"\",R150/'Combined scenario - input'!$D135),\"\")","v":""},{"$f":"IFERROR(IF(OR(S150=\"\",'Combined scenario - input'!$D135=\"\"),\"\",S150/'Combined scenario - input'!$D135),\"\")","v":""},{"$f":"IFERROR(IF(OR(T150=\"\",'Combined scenario - input'!$D135=\"\"),\"\",T150/'Combined scenario - input'!$D135),\"\")","v":""},{"$f":"IFERROR(IF(OR(U150=\"\",'Combined scenario - input'!$D135=\"\"),\"\",U150/'Combined scenario - input'!$D135),\"\")","v":""},{"$f":"IFERROR(IF(OR(V150=\"\",'Combined scenario - input'!$D135=\"\"),\"\",V150/'Combined scenario - input'!$D135),\"\")","v":""},{"$f":"IFERROR(IF(OR(W150=\"\",'Combined scenario - input'!$D135=\"\"),\"\",W150/'Combined scenario - input'!$D135),\"\")","v":""}]
[{"$f":"IFERROR('Combined scenario - input'!A136,\"\")","v":""},{"$f":"IFERROR('Combined scenario - input'!B136,\"\")","v":""},{"$f":"IFERROR('Combined scenario - input'!C136,\"\")","v":""},{"$f":"IFERROR(repcalc('Combined scenario - input'!$CV136:$GH136,'Combined scenario - input'!$G136,'Combined scenario - input'!$E136,'Combined scenario - input'!$F136,20,TRUE,TRUE),\"\")","v":""},"","","","","","","","","","","","","","","","","","","",{"$f":"IFERROR(IF(OR(D151=\"\",'Combined scenario - input'!$D136=\"\"),\"\",D151/'Combined scenario - input'!$D136),\"\")","v":""},{"$f":"IFERROR(IF(OR(E151=\"\",'Combined scenario - input'!$D136=\"\"),\"\",E151/'Combined scenario - input'!$D136),\"\")","v":""},{"$f":"IFERROR(IF(OR(F151=\"\",'Combined scenario - input'!$D136=\"\"),\"\",F151/'Combined scenario - input'!$D136),\"\")","v":""},{"$f":"IFERROR(IF(OR(G151=\"\",'Combined scenario - input'!$D136=\"\"),\"\",G151/'Combined scenario - input'!$D136),\"\")","v":""},{"$f":"IFERROR(IF(OR(H151=\"\",'Combined scenario - input'!$D136=\"\"),\"\",H151/'Combined scenario - input'!$D136),\"\")","v":""},{"$f":"IFERROR(IF(OR(I151=\"\",'Combined scenario - input'!$D136=\"\"),\"\",I151/'Combined scenario - input'!$D136),\"\")","v":""},{"$f":"IFERROR(IF(OR(J151=\"\",'Combined scenario - input'!$D136=\"\"),\"\",J151/'Combined scenario - input'!$D136),\"\")","v":""},{"$f":"IFERROR(IF(OR(K151=\"\",'Combined scenario - input'!$D136=\"\"),\"\",K151/'Combined scenario - input'!$D136),\"\")","v":""},{"$f":"IFERROR(IF(OR(L151=\"\",'Combined scenario - input'!$D136=\"\"),\"\",L151/'Combined scenario - input'!$D136),\"\")","v":""},{"$f":"IFERROR(IF(OR(M151=\"\",'Combined scenario - input'!$D136=\"\"),\"\",M151/'Combined scenario - input'!$D136),\"\")","v":""},{"$f":"IFERROR(IF(OR(N151=\"\",'Combined scenario - input'!$D136=\"\"),\"\",N151/'Combined scenario - input'!$D136),\"\")","v":""},{"$f":"IFERROR(IF(OR(O151=\"\",'Combined scenario - input'!$D136=\"\"),\"\",O151/'Combined scenario - input'!$D136),\"\")","v":""},{"$f":"IFERROR(IF(OR(P151=\"\",'Combined scenario - input'!$D136=\"\"),\"\",P151/'Combined scenario - input'!$D136),\"\")","v":""},{"$f":"IFERROR(IF(OR(Q151=\"\",'Combined scenario - input'!$D136=\"\"),\"\",Q151/'Combined scenario - input'!$D136),\"\")","v":""},{"$f":"IFERROR(IF(OR(R151=\"\",'Combined scenario - input'!$D136=\"\"),\"\",R151/'Combined scenario - input'!$D136),\"\")","v":""},{"$f":"IFERROR(IF(OR(S151=\"\",'Combined scenario - input'!$D136=\"\"),\"\",S151/'Combined scenario - input'!$D136),\"\")","v":""},{"$f":"IFERROR(IF(OR(T151=\"\",'Combined scenario - input'!$D136=\"\"),\"\",T151/'Combined scenario - input'!$D136),\"\")","v":""},{"$f":"IFERROR(IF(OR(U151=\"\",'Combined scenario - input'!$D136=\"\"),\"\",U151/'Combined scenario - input'!$D136),\"\")","v":""},{"$f":"IFERROR(IF(OR(V151=\"\",'Combined scenario - input'!$D136=\"\"),\"\",V151/'Combined scenario - input'!$D136),\"\")","v":""},{"$f":"IFERROR(IF(OR(W151=\"\",'Combined scenario - input'!$D136=\"\"),\"\",W151/'Combined scenario - input'!$D136),\"\")","v":""}]
[{"$f":"IFERROR('Combined scenario - input'!A137,\"\")","v":""},{"$f":"IFERROR('Combined scenario - input'!B137,\"\")","v":""},{"$f":"IFERROR('Combined scenario - input'!C137,\"\")","v":""},{"$f":"IFERROR(repcalc('Combined scenario - input'!$CV137:$GH137,'Combined scenario - input'!$G137,'Combined scenario - input'!$E137,'Combined scenario - input'!$F137,20,TRUE,TRUE),\"\")","v":""},"","","","","","","","","","","","","","","","","","","",{"$f":"IFERROR(IF(OR(D152=\"\",'Combined scenario - input'!$D137=\"\"),\"\",D152/'Combined scenario - input'!$D137),\"\")","v":""},{"$f":"IFERROR(IF(OR(E152=\"\",'Combined scenario - input'!$D137=\"\"),\"\",E152/'Combined scenario - input'!$D137),\"\")","v":""},{"$f":"IFERROR(IF(OR(F152=\"\",'Combined scenario - input'!$D137=\"\"),\"\",F152/'Combined scenario - input'!$D137),\"\")","v":""},{"$f":"IFERROR(IF(OR(G152=\"\",'Combined scenario - input'!$D137=\"\"),\"\",G152/'Combined scenario - input'!$D137),\"\")","v":""},{"$f":"IFERROR(IF(OR(H152=\"\",'Combined scenario - input'!$D137=\"\"),\"\",H152/'Combined scenario - input'!$D137),\"\")","v":""},{"$f":"IFERROR(IF(OR(I152=\"\",'Combined scenario - input'!$D137=\"\"),\"\",I152/'Combined scenario - input'!$D137),\"\")","v":""},{"$f":"IFERROR(IF(OR(J152=\"\",'Combined scenario - input'!$D137=\"\"),\"\",J152/'Combined scenario - input'!$D137),\"\")","v":""},{"$f":"IFERROR(IF(OR(K152=\"\",'Combined scenario - input'!$D137=\"\"),\"\",K152/'Combined scenario - input'!$D137),\"\")","v":""},{"$f":"IFERROR(IF(OR(L152=\"\",'Combined scenario - input'!$D137=\"\"),\"\",L152/'Combined scenario - input'!$D137),\"\")","v":""},{"$f":"IFERROR(IF(OR(M152=\"\",'Combined scenario - input'!$D137=\"\"),\"\",M152/'Combined scenario - input'!$D137),\"\")","v":""},{"$f":"IFERROR(IF(OR(N152=\"\",'Combined scenario - input'!$D137=\"\"),\"\",N152/'Combined scenario - input'!$D137),\"\")","v":""},{"$f":"IFERROR(IF(OR(O152=\"\",'Combined scenario - input'!$D137=\"\"),\"\",O152/'Combined scenario - input'!$D137),\"\")","v":""},{"$f":"IFERROR(IF(OR(P152=\"\",'Combined scenario - input'!$D137=\"\"),\"\",P152/'Combined scenario - input'!$D137),\"\")","v":""},{"$f":"IFERROR(IF(OR(Q152=\"\",'Combined scenario - input'!$D137=\"\"),\"\",Q152/'Combined scenario - input'!$D137),\"\")","v":""},{"$f":"IFERROR(IF(OR(R152=\"\",'Combined scenario - input'!$D137=\"\"),\"\",R152/'Combined scenario - input'!$D137),\"\")","v":""},{"$f":"IFERROR(IF(OR(S152=\"\",'Combined scenario - input'!$D137=\"\"),\"\",S152/'Combined scenario - input'!$D137),\"\")","v":""},{"$f":"IFERROR(IF(OR(T152=\"\",'Combined scenario - input'!$D137=\"\"),\"\",T152/'Combined scenario - input'!$D137),\"\")","v":""},{"$f":"IFERROR(IF(OR(U152=\"\",'Combined scenario - input'!$D137=\"\"),\"\",U152/'Combined scenario - input'!$D137),\"\")","v":""},{"$f":"IFERROR(IF(OR(V152=\"\",'Combined scenario - input'!$D137=\"\"),\"\",V152/'Combined scenario - input'!$D137),\"\")","v":""},{"$f":"IFERROR(IF(OR(W152=\"\",'Combined scenario - input'!$D137=\"\"),\"\",W152/'Combined scenario - input'!$D137),\"\")","v":""}]
[{"$f":"IFERROR('Combined scenario - input'!A138,\"\")","v":""},{"$f":"IFERROR('Combined scenario - input'!B138,\"\")","v":""},{"$f":"IFERROR('Combined scenario - input'!C138,\"\")","v":""},{"$f":"IFERROR(repcalc('Combined scenario - input'!$CV138:$GH138,'Combined scenario - input'!$G138,'Combined scenario - input'!$E138,'Combined scenario - input'!$F138,20,TRUE,TRUE),\"\")","v":""},"","","","","","","","","","","","","","","","","","","",{"$f":"IFERROR(IF(OR(D153=\"\",'Combined scenario - input'!$D138=\"\"),\"\",D153/'Combined scenario - input'!$D138),\"\")","v":""},{"$f":"IFERROR(IF(OR(E153=\"\",'Combined scenario - input'!$D138=\"\"),\"\",E153/'Combined scenario - input'!$D138),\"\")","v":""},{"$f":"IFERROR(IF(OR(F153=\"\",'Combined scenario - input'!$D138=\"\"),\"\",F153/'Combined scenario - input'!$D138),\"\")","v":""},{"$f":"IFERROR(IF(OR(G153=\"\",'Combined scenario - input'!$D138=\"\"),\"\",G153/'Combined scenario - input'!$D138),\"\")","v":""},{"$f":"IFERROR(IF(OR(H153=\"\",'Combined scenario - input'!$D138=\"\"),\"\",H153/'Combined scenario - input'!$D138),\"\")","v":""},{"$f":"IFERROR(IF(OR(I153=\"\",'Combined scenario - input'!$D138=\"\"),\"\",I153/'Combined scenario - input'!$D138),\"\")","v":""},{"$f":"IFERROR(IF(OR(J153=\"\",'Combined scenario - input'!$D138=\"\"),\"\",J153/'Combined scenario - input'!$D138),\"\")","v":""},{"$f":"IFERROR(IF(OR(K153=\"\",'Combined scenario - input'!$D138=\"\"),\"\",K153/'Combined scenario - input'!$D138),\"\")","v":""},{"$f":"IFERROR(IF(OR(L153=\"\",'Combined scenario - input'!$D138=\"\"),\"\",L153/'Combined scenario - input'!$D138),\"\")","v":""},{"$f":"IFERROR(IF(OR(M153=\"\",'Combined scenario - input'!$D138=\"\"),\"\",M153/'Combined scenario - input'!$D138),\"\")","v":""},{"$f":"IFERROR(IF(OR(N153=\"\",'Combined scenario - input'!$D138=\"\"),\"\",N153/'Combined scenario - input'!$D138),\"\")","v":""},{"$f":"IFERROR(IF(OR(O153=\"\",'Combined scenario - input'!$D138=\"\"),\"\",O153/'Combined scenario - input'!$D138),\"\")","v":""},{"$f":"IFERROR(IF(OR(P153=\"\",'Combined scenario - input'!$D138=\"\"),\"\",P153/'Combined scenario - input'!$D138),\"\")","v":""},{"$f":"IFERROR(IF(OR(Q153=\"\",'Combined scenario - input'!$D138=\"\"),\"\",Q153/'Combined scenario - input'!$D138),\"\")","v":""},{"$f":"IFERROR(IF(OR(R153=\"\",'Combined scenario - input'!$D138=\"\"),\"\",R153/'Combined scenario - input'!$D138),\"\")","v":""},{"$f":"IFERROR(IF(OR(S153=\"\",'Combined scenario - input'!$D138=\"\"),\"\",S153/'Combined scenario - input'!$D138),\"\")","v":""},{"$f":"IFERROR(IF(OR(T153=\"\",'Combined scenario - input'!$D138=\"\"),\"\",T153/'Combined scenario - input'!$D138),\"\")","v":""},{"$f":"IFERROR(IF(OR(U153=\"\",'Combined scenario - input'!$D138=\"\"),\"\",U153/'Combined scenario - input'!$D138),\"\")","v":""},{"$f":"IFERROR(IF(OR(V153=\"\",'Combined scenario - input'!$D138=\"\"),\"\",V153/'Combined scenario - input'!$D138),\"\")","v":""},{"$f":"IFERROR(IF(OR(W153=\"\",'Combined scenario - input'!$D138=\"\"),\"\",W153/'Combined scenario - input'!$D138),\"\")","v":""}]
[{"$f":"IFERROR('Combined scenario - input'!A139,\"\")","v":""},{"$f":"IFERROR('Combined scenario - input'!B139,\"\")","v":""},{"$f":"IFERROR('Combined scenario - input'!C139,\"\")","v":""},{"$f":"IFERROR(repcalc('Combined scenario - input'!$CV139:$GH139,'Combined scenario - input'!$G139,'Combined scenario - input'!$E139,'Combined scenario - input'!$F139,20,TRUE,TRUE),\"\")","v":""},"","","","","","","","","","","","","","","","","","","",{"$f":"IFERROR(IF(OR(D154=\"\",'Combined scenario - input'!$D139=\"\"),\"\",D154/'Combined scenario - input'!$D139),\"\")","v":""},{"$f":"IFERROR(IF(OR(E154=\"\",'Combined scenario - input'!$D139=\"\"),\"\",E154/'Combined scenario - input'!$D139),\"\")","v":""},{"$f":"IFERROR(IF(OR(F154=\"\",'Combined scenario - input'!$D139=\"\"),\"\",F154/'Combined scenario - input'!$D139),\"\")","v":""},{"$f":"IFERROR(IF(OR(G154=\"\",'Combined scenario - input'!$D139=\"\"),\"\",G154/'Combined scenario - input'!$D139),\"\")","v":""},{"$f":"IFERROR(IF(OR(H154=\"\",'Combined scenario - input'!$D139=\"\"),\"\",H154/'Combined scenario - input'!$D139),\"\")","v":""},{"$f":"IFERROR(IF(OR(I154=\"\",'Combined scenario - input'!$D139=\"\"),\"\",I154/'Combined scenario - input'!$D139),\"\")","v":""},{"$f":"IFERROR(IF(OR(J154=\"\",'Combined scenario - input'!$D139=\"\"),\"\",J154/'Combined scenario - input'!$D139),\"\")","v":""},{"$f":"IFERROR(IF(OR(K154=\"\",'Combined scenario - input'!$D139=\"\"),\"\",K154/'Combined scenario - input'!$D139),\"\")","v":""},{"$f":"IFERROR(IF(OR(L154=\"\",'Combined scenario - input'!$D139=\"\"),\"\",L154/'Combined scenario - input'!$D139),\"\")","v":""},{"$f":"IFERROR(IF(OR(M154=\"\",'Combined scenario - input'!$D139=\"\"),\"\",M154/'Combined scenario - input'!$D139),\"\")","v":""},{"$f":"IFERROR(IF(OR(N154=\"\",'Combined scenario - input'!$D139=\"\"),\"\",N154/'Combined scenario - input'!$D139),\"\")","v":""},{"$f":"IFERROR(IF(OR(O154=\"\",'Combined scenario - input'!$D139=\"\"),\"\",O154/'Combined scenario - input'!$D139),\"\")","v":""},{"$f":"IFERROR(IF(OR(P154=\"\",'Combined scenario - input'!$D139=\"\"),\"\",P154/'Combined scenario - input'!$D139),\"\")","v":""},{"$f":"IFERROR(IF(OR(Q154=\"\",'Combined scenario - input'!$D139=\"\"),\"\",Q154/'Combined scenario - input'!$D139),\"\")","v":""},{"$f":"IFERROR(IF(OR(R154=\"\",'Combined scenario - input'!$D139=\"\"),\"\",R154/'Combined scenario - input'!$D139),\"\")","v":""},{"$f":"IFERROR(IF(OR(S154=\"\",'Combined scenario - input'!$D139=\"\"),\"\",S154/'Combined scenario - input'!$D139),\"\")","v":""},{"$f":"IFERROR(IF(OR(T154=\"\",'Combined scenario - input'!$D139=\"\"),\"\",T154/'Combined scenario - input'!$D139),\"\")","v":""},{"$f":"IFERROR(IF(OR(U154=\"\",'Combined scenario - input'!$D139=\"\"),\"\",U154/'Combined scenario - input'!$D139),\"\")","v":""},{"$f":"IFERROR(IF(OR(V154=\"\",'Combined scenario - input'!$D139=\"\"),\"\",V154/'Combined scenario - input'!$D139),\"\")","v":""},{"$f":"IFERROR(IF(OR(W154=\"\",'Combined scenario - input'!$D139=\"\"),\"\",W154/'Combined scenario - input'!$D139),\"\")","v":""}]
[{"$f":"IFERROR('Combined scenario - input'!A140,\"\")","v":""},{"$f":"IFERROR('Combined scenario - input'!B140,\"\")","v":""},{"$f":"IFERROR('Combined scenario - input'!C140,\"\")","v":""},{"$f":"IFERROR(repcalc('Combined scenario - input'!$CV140:$GH140,'Combined scenario - input'!$G140,'Combined scenario - input'!$E140,'Combined scenario - input'!$F140,20,TRUE,TRUE),\"\")","v":""},"","","","","","","","","","","","","","","","","","","",{"$f":"IFERROR(IF(OR(D155=\"\",'Combined scenario - input'!$D140=\"\"),\"\",D155/'Combined scenario - input'!$D140),\"\")","v":""},{"$f":"IFERROR(IF(OR(E155=\"\",'Combined scenario - input'!$D140=\"\"),\"\",E155/'Combined scenario - input'!$D140),\"\")","v":""},{"$f":"IFERROR(IF(OR(F155=\"\",'Combined scenario - input'!$D140=\"\"),\"\",F155/'Combined scenario - input'!$D140),\"\")","v":""},{"$f":"IFERROR(IF(OR(G155=\"\",'Combined scenario - input'!$D140=\"\"),\"\",G155/'Combined scenario - input'!$D140),\"\")","v":""},{"$f":"IFERROR(IF(OR(H155=\"\",'Combined scenario - input'!$D140=\"\"),\"\",H155/'Combined scenario - input'!$D140),\"\")","v":""},{"$f":"IFERROR(IF(OR(I155=\"\",'Combined scenario - input'!$D140=\"\"),\"\",I155/'Combined scenario - input'!$D140),\"\")","v":""},{"$f":"IFERROR(IF(OR(J155=\"\",'Combined scenario - input'!$D140=\"\"),\"\",J155/'Combined scenario - input'!$D140),\"\")","v":""},{"$f":"IFERROR(IF(OR(K155=\"\",'Combined scenario - input'!$D140=\"\"),\"\",K155/'Combined scenario - input'!$D140),\"\")","v":""},{"$f":"IFERROR(IF(OR(L155=\"\",'Combined scenario - input'!$D140=\"\"),\"\",L155/'Combined scenario - input'!$D140),\"\")","v":""},{"$f":"IFERROR(IF(OR(M155=\"\",'Combined scenario - input'!$D140=\"\"),\"\",M155/'Combined scenario - input'!$D140),\"\")","v":""},{"$f":"IFERROR(IF(OR(N155=\"\",'Combined scenario - input'!$D140=\"\"),\"\",N155/'Combined scenario - input'!$D140),\"\")","v":""},{"$f":"IFERROR(IF(OR(O155=\"\",'Combined scenario - input'!$D140=\"\"),\"\",O155/'Combined scenario - input'!$D140),\"\")","v":""},{"$f":"IFERROR(IF(OR(P155=\"\",'Combined scenario - input'!$D140=\"\"),\"\",P155/'Combined scenario - input'!$D140),\"\")","v":""},{"$f":"IFERROR(IF(OR(Q155=\"\",'Combined scenario - input'!$D140=\"\"),\"\",Q155/'Combined scenario - input'!$D140),\"\")","v":""},{"$f":"IFERROR(IF(OR(R155=\"\",'Combined scenario - input'!$D140=\"\"),\"\",R155/'Combined scenario - input'!$D140),\"\")","v":""},{"$f":"IFERROR(IF(OR(S155=\"\",'Combined scenario - input'!$D140=\"\"),\"\",S155/'Combined scenario - input'!$D140),\"\")","v":""},{"$f":"IFERROR(IF(OR(T155=\"\",'Combined scenario - input'!$D140=\"\"),\"\",T155/'Combined scenario - input'!$D140),\"\")","v":""},{"$f":"IFERROR(IF(OR(U155=\"\",'Combined scenario - input'!$D140=\"\"),\"\",U155/'Combined scenario - input'!$D140),\"\")","v":""},{"$f":"IFERROR(IF(OR(V155=\"\",'Combined scenario - input'!$D140=\"\"),\"\",V155/'Combined scenario - input'!$D140),\"\")","v":""},{"$f":"IFERROR(IF(OR(W155=\"\",'Combined scenario - input'!$D140=\"\"),\"\",W155/'Combined scenario - input'!$D140),\"\")","v":""}]
[{"$f":"IFERROR('Combined scenario - input'!A141,\"\")","v":""},{"$f":"IFERROR('Combined scenario - input'!B141,\"\")","v":""},{"$f":"IFERROR('Combined scenario - input'!C141,\"\")","v":""},{"$f":"IFERROR(repcalc('Combined scenario - input'!$CV141:$GH141,'Combined scenario - input'!$G141,'Combined scenario - input'!$E141,'Combined scenario - input'!$F141,20,TRUE,TRUE),\"\")","v":""},"","","","","","","","","","","","","","","","","","","",{"$f":"IFERROR(IF(OR(D156=\"\",'Combined scenario - input'!$D141=\"\"),\"\",D156/'Combined scenario - input'!$D141),\"\")","v":""},{"$f":"IFERROR(IF(OR(E156=\"\",'Combined scenario - input'!$D141=\"\"),\"\",E156/'Combined scenario - input'!$D141),\"\")","v":""},{"$f":"IFERROR(IF(OR(F156=\"\",'Combined scenario - input'!$D141=\"\"),\"\",F156/'Combined scenario - input'!$D141),\"\")","v":""},{"$f":"IFERROR(IF(OR(G156=\"\",'Combined scenario - input'!$D141=\"\"),\"\",G156/'Combined scenario - input'!$D141),\"\")","v":""},{"$f":"IFERROR(IF(OR(H156=\"\",'Combined scenario - input'!$D141=\"\"),\"\",H156/'Combined scenario - input'!$D141),\"\")","v":""},{"$f":"IFERROR(IF(OR(I156=\"\",'Combined scenario - input'!$D141=\"\"),\"\",I156/'Combined scenario - input'!$D141),\"\")","v":""},{"$f":"IFERROR(IF(OR(J156=\"\",'Combined scenario - input'!$D141=\"\"),\"\",J156/'Combined scenario - input'!$D141),\"\")","v":""},{"$f":"IFERROR(IF(OR(K156=\"\",'Combined scenario - input'!$D141=\"\"),\"\",K156/'Combined scenario - input'!$D141),\"\")","v":""},{"$f":"IFERROR(IF(OR(L156=\"\",'Combined scenario - input'!$D141=\"\"),\"\",L156/'Combined scenario - input'!$D141),\"\")","v":""},{"$f":"IFERROR(IF(OR(M156=\"\",'Combined scenario - input'!$D141=\"\"),\"\",M156/'Combined scenario - input'!$D141),\"\")","v":""},{"$f":"IFERROR(IF(OR(N156=\"\",'Combined scenario - input'!$D141=\"\"),\"\",N156/'Combined scenario - input'!$D141),\"\")","v":""},{"$f":"IFERROR(IF(OR(O156=\"\",'Combined scenario - input'!$D141=\"\"),\"\",O156/'Combined scenario - input'!$D141),\"\")","v":""},{"$f":"IFERROR(IF(OR(P156=\"\",'Combined scenario - input'!$D141=\"\"),\"\",P156/'Combined scenario - input'!$D141),\"\")","v":""},{"$f":"IFERROR(IF(OR(Q156=\"\",'Combined scenario - input'!$D141=\"\"),\"\",Q156/'Combined scenario - input'!$D141),\"\")","v":""},{"$f":"IFERROR(IF(OR(R156=\"\",'Combined scenario - input'!$D141=\"\"),\"\",R156/'Combined scenario - input'!$D141),\"\")","v":""},{"$f":"IFERROR(IF(OR(S156=\"\",'Combined scenario - input'!$D141=\"\"),\"\",S156/'Combined scenario - input'!$D141),\"\")","v":""},{"$f":"IFERROR(IF(OR(T156=\"\",'Combined scenario - input'!$D141=\"\"),\"\",T156/'Combined scenario - input'!$D141),\"\")","v":""},{"$f":"IFERROR(IF(OR(U156=\"\",'Combined scenario - input'!$D141=\"\"),\"\",U156/'Combined scenario - input'!$D141),\"\")","v":""},{"$f":"IFERROR(IF(OR(V156=\"\",'Combined scenario - input'!$D141=\"\"),\"\",V156/'Combined scenario - input'!$D141),\"\")","v":""},{"$f":"IFERROR(IF(OR(W156=\"\",'Combined scenario - input'!$D141=\"\"),\"\",W156/'Combined scenario - input'!$D141),\"\")","v":""}]
[{"$f":"IFERROR('Combined scenario - input'!A142,\"\")","v":""},{"$f":"IFERROR('Combined scenario - input'!B142,\"\")","v":""},{"$f":"IFERROR('Combined scenario - input'!C142,\"\")","v":""},{"$f":"IFERROR(repcalc('Combined scenario - input'!$CV142:$GH142,'Combined scenario - input'!$G142,'Combined scenario - input'!$E142,'Combined scenario - input'!$F142,20,TRUE,TRUE),\"\")","v":""},"","","","","","","","","","","","","","","","","","","",{"$f":"IFERROR(IF(OR(D157=\"\",'Combined scenario - input'!$D142=\"\"),\"\",D157/'Combined scenario - input'!$D142),\"\")","v":""},{"$f":"IFERROR(IF(OR(E157=\"\",'Combined scenario - input'!$D142=\"\"),\"\",E157/'Combined scenario - input'!$D142),\"\")","v":""},{"$f":"IFERROR(IF(OR(F157=\"\",'Combined scenario - input'!$D142=\"\"),\"\",F157/'Combined scenario - input'!$D142),\"\")","v":""},{"$f":"IFERROR(IF(OR(G157=\"\",'Combined scenario - input'!$D142=\"\"),\"\",G157/'Combined scenario - input'!$D142),\"\")","v":""},{"$f":"IFERROR(IF(OR(H157=\"\",'Combined scenario - input'!$D142=\"\"),\"\",H157/'Combined scenario - input'!$D142),\"\")","v":""},{"$f":"IFERROR(IF(OR(I157=\"\",'Combined scenario - input'!$D142=\"\"),\"\",I157/'Combined scenario - input'!$D142),\"\")","v":""},{"$f":"IFERROR(IF(OR(J157=\"\",'Combined scenario - input'!$D142=\"\"),\"\",J157/'Combined scenario - input'!$D142),\"\")","v":""},{"$f":"IFERROR(IF(OR(K157=\"\",'Combined scenario - input'!$D142=\"\"),\"\",K157/'Combined scenario - input'!$D142),\"\")","v":""},{"$f":"IFERROR(IF(OR(L157=\"\",'Combined scenario - input'!$D142=\"\"),\"\",L157/'Combined scenario - input'!$D142),\"\")","v":""},{"$f":"IFERROR(IF(OR(M157=\"\",'Combined scenario - input'!$D142=\"\"),\"\",M157/'Combined scenario - input'!$D142),\"\")","v":""},{"$f":"IFERROR(IF(OR(N157=\"\",'Combined scenario - input'!$D142=\"\"),\"\",N157/'Combined scenario - input'!$D142),\"\")","v":""},{"$f":"IFERROR(IF(OR(O157=\"\",'Combined scenario - input'!$D142=\"\"),\"\",O157/'Combined scenario - input'!$D142),\"\")","v":""},{"$f":"IFERROR(IF(OR(P157=\"\",'Combined scenario - input'!$D142=\"\"),\"\",P157/'Combined scenario - input'!$D142),\"\")","v":""},{"$f":"IFERROR(IF(OR(Q157=\"\",'Combined scenario - input'!$D142=\"\"),\"\",Q157/'Combined scenario - input'!$D142),\"\")","v":""},{"$f":"IFERROR(IF(OR(R157=\"\",'Combined scenario - input'!$D142=\"\"),\"\",R157/'Combined scenario - input'!$D142),\"\")","v":""},{"$f":"IFERROR(IF(OR(S157=\"\",'Combined scenario - input'!$D142=\"\"),\"\",S157/'Combined scenario - input'!$D142),\"\")","v":""},{"$f":"IFERROR(IF(OR(T157=\"\",'Combined scenario - input'!$D142=\"\"),\"\",T157/'Combined scenario - input'!$D142),\"\")","v":""},{"$f":"IFERROR(IF(OR(U157=\"\",'Combined scenario - input'!$D142=\"\"),\"\",U157/'Combined scenario - input'!$D142),\"\")","v":""},{"$f":"IFERROR(IF(OR(V157=\"\",'Combined scenario - input'!$D142=\"\"),\"\",V157/'Combined scenario - input'!$D142),\"\")","v":""},{"$f":"IFERROR(IF(OR(W157=\"\",'Combined scenario - input'!$D142=\"\"),\"\",W157/'Combined scenario - input'!$D142),\"\")","v":""}]
[{"$f":"IFERROR('Combined scenario - input'!A143,\"\")","v":""},{"$f":"IFERROR('Combined scenario - input'!B143,\"\")","v":""},{"$f":"IFERROR('Combined scenario - input'!C143,\"\")","v":""},{"$f":"IFERROR(repcalc('Combined scenario - input'!$CV143:$GH143,'Combined scenario - input'!$G143,'Combined scenario - input'!$E143,'Combined scenario - input'!$F143,20,TRUE,TRUE),\"\")","v":""},"","","","","","","","","","","","","","","","","","","",{"$f":"IFERROR(IF(OR(D158=\"\",'Combined scenario - input'!$D143=\"\"),\"\",D158/'Combined scenario - input'!$D143),\"\")","v":""},{"$f":"IFERROR(IF(OR(E158=\"\",'Combined scenario - input'!$D143=\"\"),\"\",E158/'Combined scenario - input'!$D143),\"\")","v":""},{"$f":"IFERROR(IF(OR(F158=\"\",'Combined scenario - input'!$D143=\"\"),\"\",F158/'Combined scenario - input'!$D143),\"\")","v":""},{"$f":"IFERROR(IF(OR(G158=\"\",'Combined scenario - input'!$D143=\"\"),\"\",G158/'Combined scenario - input'!$D143),\"\")","v":""},{"$f":"IFERROR(IF(OR(H158=\"\",'Combined scenario - input'!$D143=\"\"),\"\",H158/'Combined scenario - input'!$D143),\"\")","v":""},{"$f":"IFERROR(IF(OR(I158=\"\",'Combined scenario - input'!$D143=\"\"),\"\",I158/'Combined scenario - input'!$D143),\"\")","v":""},{"$f":"IFERROR(IF(OR(J158=\"\",'Combined scenario - input'!$D143=\"\"),\"\",J158/'Combined scenario - input'!$D143),\"\")","v":""},{"$f":"IFERROR(IF(OR(K158=\"\",'Combined scenario - input'!$D143=\"\"),\"\",K158/'Combined scenario - input'!$D143),\"\")","v":""},{"$f":"IFERROR(IF(OR(L158=\"\",'Combined scenario - input'!$D143=\"\"),\"\",L158/'Combined scenario - input'!$D143),\"\")","v":""},{"$f":"IFERROR(IF(OR(M158=\"\",'Combined scenario - input'!$D143=\"\"),\"\",M158/'Combined scenario - input'!$D143),\"\")","v":""},{"$f":"IFERROR(IF(OR(N158=\"\",'Combined scenario - input'!$D143=\"\"),\"\",N158/'Combined scenario - input'!$D143),\"\")","v":""},{"$f":"IFERROR(IF(OR(O158=\"\",'Combined scenario - input'!$D143=\"\"),\"\",O158/'Combined scenario - input'!$D143),\"\")","v":""},{"$f":"IFERROR(IF(OR(P158=\"\",'Combined scenario - input'!$D143=\"\"),\"\",P158/'Combined scenario - input'!$D143),\"\")","v":""},{"$f":"IFERROR(IF(OR(Q158=\"\",'Combined scenario - input'!$D143=\"\"),\"\",Q158/'Combined scenario - input'!$D143),\"\")","v":""},{"$f":"IFERROR(IF(OR(R158=\"\",'Combined scenario - input'!$D143=\"\"),\"\",R158/'Combined scenario - input'!$D143),\"\")","v":""},{"$f":"IFERROR(IF(OR(S158=\"\",'Combined scenario - input'!$D143=\"\"),\"\",S158/'Combined scenario - input'!$D143),\"\")","v":""},{"$f":"IFERROR(IF(OR(T158=\"\",'Combined scenario - input'!$D143=\"\"),\"\",T158/'Combined scenario - input'!$D143),\"\")","v":""},{"$f":"IFERROR(IF(OR(U158=\"\",'Combined scenario - input'!$D143=\"\"),\"\",U158/'Combined scenario - input'!$D143),\"\")","v":""},{"$f":"IFERROR(IF(OR(V158=\"\",'Combined scenario - input'!$D143=\"\"),\"\",V158/'Combined scenario - input'!$D143),\"\")","v":""},{"$f":"IFERROR(IF(OR(W158=\"\",'Combined scenario - input'!$D143=\"\"),\"\",W158/'Combined scenario - input'!$D143),\"\")","v":""}]
[{"$f":"IFERROR('Combined scenario - input'!A144,\"\")","v":""},{"$f":"IFERROR('Combined scenario - input'!B144,\"\")","v":""},{"$f":"IFERROR('Combined scenario - input'!C144,\"\")","v":""},{"$f":"IFERROR(repcalc('Combined scenario - input'!$CV144:$GH144,'Combined scenario - input'!$G144,'Combined scenario - input'!$E144,'Combined scenario - input'!$F144,20,TRUE,TRUE),\"\")","v":""},"","","","","","","","","","","","","","","","","","","",{"$f":"IFERROR(IF(OR(D159=\"\",'Combined scenario - input'!$D144=\"\"),\"\",D159/'Combined scenario - input'!$D144),\"\")","v":""},{"$f":"IFERROR(IF(OR(E159=\"\",'Combined scenario - input'!$D144=\"\"),\"\",E159/'Combined scenario - input'!$D144),\"\")","v":""},{"$f":"IFERROR(IF(OR(F159=\"\",'Combined scenario - input'!$D144=\"\"),\"\",F159/'Combined scenario - input'!$D144),\"\")","v":""},{"$f":"IFERROR(IF(OR(G159=\"\",'Combined scenario - input'!$D144=\"\"),\"\",G159/'Combined scenario - input'!$D144),\"\")","v":""},{"$f":"IFERROR(IF(OR(H159=\"\",'Combined scenario - input'!$D144=\"\"),\"\",H159/'Combined scenario - input'!$D144),\"\")","v":""},{"$f":"IFERROR(IF(OR(I159=\"\",'Combined scenario - input'!$D144=\"\"),\"\",I159/'Combined scenario - input'!$D144),\"\")","v":""},{"$f":"IFERROR(IF(OR(J159=\"\",'Combined scenario - input'!$D144=\"\"),\"\",J159/'Combined scenario - input'!$D144),\"\")","v":""},{"$f":"IFERROR(IF(OR(K159=\"\",'Combined scenario - input'!$D144=\"\"),\"\",K159/'Combined scenario - input'!$D144),\"\")","v":""},{"$f":"IFERROR(IF(OR(L159=\"\",'Combined scenario - input'!$D144=\"\"),\"\",L159/'Combined scenario - input'!$D144),\"\")","v":""},{"$f":"IFERROR(IF(OR(M159=\"\",'Combined scenario - input'!$D144=\"\"),\"\",M159/'Combined scenario - input'!$D144),\"\")","v":""},{"$f":"IFERROR(IF(OR(N159=\"\",'Combined scenario - input'!$D144=\"\"),\"\",N159/'Combined scenario - input'!$D144),\"\")","v":""},{"$f":"IFERROR(IF(OR(O159=\"\",'Combined scenario - input'!$D144=\"\"),\"\",O159/'Combined scenario - input'!$D144),\"\")","v":""},{"$f":"IFERROR(IF(OR(P159=\"\",'Combined scenario - input'!$D144=\"\"),\"\",P159/'Combined scenario - input'!$D144),\"\")","v":""},{"$f":"IFERROR(IF(OR(Q159=\"\",'Combined scenario - input'!$D144=\"\"),\"\",Q159/'Combined scenario - input'!$D144),\"\")","v":""},{"$f":"IFERROR(IF(OR(R159=\"\",'Combined scenario - input'!$D144=\"\"),\"\",R159/'Combined scenario - input'!$D144),\"\")","v":""},{"$f":"IFERROR(IF(OR(S159=\"\",'Combined scenario - input'!$D144=\"\"),\"\",S159/'Combined scenario - input'!$D144),\"\")","v":""},{"$f":"IFERROR(IF(OR(T159=\"\",'Combined scenario - input'!$D144=\"\"),\"\",T159/'Combined scenario - input'!$D144),\"\")","v":""},{"$f":"IFERROR(IF(OR(U159=\"\",'Combined scenario - input'!$D144=\"\"),\"\",U159/'Combined scenario - input'!$D144),\"\")","v":""},{"$f":"IFERROR(IF(OR(V159=\"\",'Combined scenario - input'!$D144=\"\"),\"\",V159/'Combined scenario - input'!$D144),\"\")","v":""},{"$f":"IFERROR(IF(OR(W159=\"\",'Combined scenario - input'!$D144=\"\"),\"\",W159/'Combined scenario - input'!$D144),\"\")","v":""}]
[{"$f":"IFERROR('Combined scenario - input'!A145,\"\")","v":""},{"$f":"IFERROR('Combined scenario - input'!B145,\"\")","v":""},{"$f":"IFERROR('Combined scenario - input'!C145,\"\")","v":""},{"$f":"IFERROR(repcalc('Combined scenario - input'!$CV145:$GH145,'Combined scenario - input'!$G145,'Combined scenario - input'!$E145,'Combined scenario - input'!$F145,20,TRUE,TRUE),\"\")","v":""},"","","","","","","","","","","","","","","","","","","",{"$f":"IFERROR(IF(OR(D160=\"\",'Combined scenario - input'!$D145=\"\"),\"\",D160/'Combined scenario - input'!$D145),\"\")","v":""},{"$f":"IFERROR(IF(OR(E160=\"\",'Combined scenario - input'!$D145=\"\"),\"\",E160/'Combined scenario - input'!$D145),\"\")","v":""},{"$f":"IFERROR(IF(OR(F160=\"\",'Combined scenario - input'!$D145=\"\"),\"\",F160/'Combined scenario - input'!$D145),\"\")","v":""},{"$f":"IFERROR(IF(OR(G160=\"\",'Combined scenario - input'!$D145=\"\"),\"\",G160/'Combined scenario - input'!$D145),\"\")","v":""},{"$f":"IFERROR(IF(OR(H160=\"\",'Combined scenario - input'!$D145=\"\"),\"\",H160/'Combined scenario - input'!$D145),\"\")","v":""},{"$f":"IFERROR(IF(OR(I160=\"\",'Combined scenario - input'!$D145=\"\"),\"\",I160/'Combined scenario - input'!$D145),\"\")","v":""},{"$f":"IFERROR(IF(OR(J160=\"\",'Combined scenario - input'!$D145=\"\"),\"\",J160/'Combined scenario - input'!$D145),\"\")","v":""},{"$f":"IFERROR(IF(OR(K160=\"\",'Combined scenario - input'!$D145=\"\"),\"\",K160/'Combined scenario - input'!$D145),\"\")","v":""},{"$f":"IFERROR(IF(OR(L160=\"\",'Combined scenario - input'!$D145=\"\"),\"\",L160/'Combined scenario - input'!$D145),\"\")","v":""},{"$f":"IFERROR(IF(OR(M160=\"\",'Combined scenario - input'!$D145=\"\"),\"\",M160/'Combined scenario - input'!$D145),\"\")","v":""},{"$f":"IFERROR(IF(OR(N160=\"\",'Combined scenario - input'!$D145=\"\"),\"\",N160/'Combined scenario - input'!$D145),\"\")","v":""},{"$f":"IFERROR(IF(OR(O160=\"\",'Combined scenario - input'!$D145=\"\"),\"\",O160/'Combined scenario - input'!$D145),\"\")","v":""},{"$f":"IFERROR(IF(OR(P160=\"\",'Combined scenario - input'!$D145=\"\"),\"\",P160/'Combined scenario - input'!$D145),\"\")","v":""},{"$f":"IFERROR(IF(OR(Q160=\"\",'Combined scenario - input'!$D145=\"\"),\"\",Q160/'Combined scenario - input'!$D145),\"\")","v":""},{"$f":"IFERROR(IF(OR(R160=\"\",'Combined scenario - input'!$D145=\"\"),\"\",R160/'Combined scenario - input'!$D145),\"\")","v":""},{"$f":"IFERROR(IF(OR(S160=\"\",'Combined scenario - input'!$D145=\"\"),\"\",S160/'Combined scenario - input'!$D145),\"\")","v":""},{"$f":"IFERROR(IF(OR(T160=\"\",'Combined scenario - input'!$D145=\"\"),\"\",T160/'Combined scenario - input'!$D145),\"\")","v":""},{"$f":"IFERROR(IF(OR(U160=\"\",'Combined scenario - input'!$D145=\"\"),\"\",U160/'Combined scenario - input'!$D145),\"\")","v":""},{"$f":"IFERROR(IF(OR(V160=\"\",'Combined scenario - input'!$D145=\"\"),\"\",V160/'Combined scenario - input'!$D145),\"\")","v":""},{"$f":"IFERROR(IF(OR(W160=\"\",'Combined scenario - input'!$D145=\"\"),\"\",W160/'Combined scenario - input'!$D145),\"\")","v":""}]
[{"$f":"IFERROR('Combined scenario - input'!A146,\"\")","v":""},{"$f":"IFERROR('Combined scenario - input'!B146,\"\")","v":""},{"$f":"IFERROR('Combined scenario - input'!C146,\"\")","v":""},{"$f":"IFERROR(repcalc('Combined scenario - input'!$CV146:$GH146,'Combined scenario - input'!$G146,'Combined scenario - input'!$E146,'Combined scenario - input'!$F146,20,TRUE,TRUE),\"\")","v":""},"","","","","","","","","","","","","","","","","","","",{"$f":"IFERROR(IF(OR(D161=\"\",'Combined scenario - input'!$D146=\"\"),\"\",D161/'Combined scenario - input'!$D146),\"\")","v":""},{"$f":"IFERROR(IF(OR(E161=\"\",'Combined scenario - input'!$D146=\"\"),\"\",E161/'Combined scenario - input'!$D146),\"\")","v":""},{"$f":"IFERROR(IF(OR(F161=\"\",'Combined scenario - input'!$D146=\"\"),\"\",F161/'Combined scenario - input'!$D146),\"\")","v":""},{"$f":"IFERROR(IF(OR(G161=\"\",'Combined scenario - input'!$D146=\"\"),\"\",G161/'Combined scenario - input'!$D146),\"\")","v":""},{"$f":"IFERROR(IF(OR(H161=\"\",'Combined scenario - input'!$D146=\"\"),\"\",H161/'Combined scenario - input'!$D146),\"\")","v":""},{"$f":"IFERROR(IF(OR(I161=\"\",'Combined scenario - input'!$D146=\"\"),\"\",I161/'Combined scenario - input'!$D146),\"\")","v":""},{"$f":"IFERROR(IF(OR(J161=\"\",'Combined scenario - input'!$D146=\"\"),\"\",J161/'Combined scenario - input'!$D146),\"\")","v":""},{"$f":"IFERROR(IF(OR(K161=\"\",'Combined scenario - input'!$D146=\"\"),\"\",K161/'Combined scenario - input'!$D146),\"\")","v":""},{"$f":"IFERROR(IF(OR(L161=\"\",'Combined scenario - input'!$D146=\"\"),\"\",L161/'Combined scenario - input'!$D146),\"\")","v":""},{"$f":"IFERROR(IF(OR(M161=\"\",'Combined scenario - input'!$D146=\"\"),\"\",M161/'Combined scenario - input'!$D146),\"\")","v":""},{"$f":"IFERROR(IF(OR(N161=\"\",'Combined scenario - input'!$D146=\"\"),\"\",N161/'Combined scenario - input'!$D146),\"\")","v":""},{"$f":"IFERROR(IF(OR(O161=\"\",'Combined scenario - input'!$D146=\"\"),\"\",O161/'Combined scenario - input'!$D146),\"\")","v":""},{"$f":"IFERROR(IF(OR(P161=\"\",'Combined scenario - input'!$D146=\"\"),\"\",P161/'Combined scenario - input'!$D146),\"\")","v":""},{"$f":"IFERROR(IF(OR(Q161=\"\",'Combined scenario - input'!$D146=\"\"),\"\",Q161/'Combined scenario - input'!$D146),\"\")","v":""},{"$f":"IFERROR(IF(OR(R161=\"\",'Combined scenario - input'!$D146=\"\"),\"\",R161/'Combined scenario - input'!$D146),\"\")","v":""},{"$f":"IFERROR(IF(OR(S161=\"\",'Combined scenario - input'!$D146=\"\"),\"\",S161/'Combined scenario - input'!$D146),\"\")","v":""},{"$f":"IFERROR(IF(OR(T161=\"\",'Combined scenario - input'!$D146=\"\"),\"\",T161/'Combined scenario - input'!$D146),\"\")","v":""},{"$f":"IFERROR(IF(OR(U161=\"\",'Combined scenario - input'!$D146=\"\"),\"\",U161/'Combined scenario - input'!$D146),\"\")","v":""},{"$f":"IFERROR(IF(OR(V161=\"\",'Combined scenario - input'!$D146=\"\"),\"\",V161/'Combined scenario - input'!$D146),\"\")","v":""},{"$f":"IFERROR(IF(OR(W161=\"\",'Combined scenario - input'!$D146=\"\"),\"\",W161/'Combined scenario - input'!$D146),\"\")","v":""}]
[{"$f":"IFERROR('Combined scenario - input'!A147,\"\")","v":""},{"$f":"IFERROR('Combined scenario - input'!B147,\"\")","v":""},{"$f":"IFERROR('Combined scenario - input'!C147,\"\")","v":""},{"$f":"IFERROR(repcalc('Combined scenario - input'!$CV147:$GH147,'Combined scenario - input'!$G147,'Combined scenario - input'!$E147,'Combined scenario - input'!$F147,20,TRUE,TRUE),\"\")","v":""},"","","","","","","","","","","","","","","","","","","",{"$f":"IFERROR(IF(OR(D162=\"\",'Combined scenario - input'!$D147=\"\"),\"\",D162/'Combined scenario - input'!$D147),\"\")","v":""},{"$f":"IFERROR(IF(OR(E162=\"\",'Combined scenario - input'!$D147=\"\"),\"\",E162/'Combined scenario - input'!$D147),\"\")","v":""},{"$f":"IFERROR(IF(OR(F162=\"\",'Combined scenario - input'!$D147=\"\"),\"\",F162/'Combined scenario - input'!$D147),\"\")","v":""},{"$f":"IFERROR(IF(OR(G162=\"\",'Combined scenario - input'!$D147=\"\"),\"\",G162/'Combined scenario - input'!$D147),\"\")","v":""},{"$f":"IFERROR(IF(OR(H162=\"\",'Combined scenario - input'!$D147=\"\"),\"\",H162/'Combined scenario - input'!$D147),\"\")","v":""},{"$f":"IFERROR(IF(OR(I162=\"\",'Combined scenario - input'!$D147=\"\"),\"\",I162/'Combined scenario - input'!$D147),\"\")","v":""},{"$f":"IFERROR(IF(OR(J162=\"\",'Combined scenario - input'!$D147=\"\"),\"\",J162/'Combined scenario - input'!$D147),\"\")","v":""},{"$f":"IFERROR(IF(OR(K162=\"\",'Combined scenario - input'!$D147=\"\"),\"\",K162/'Combined scenario - input'!$D147),\"\")","v":""},{"$f":"IFERROR(IF(OR(L162=\"\",'Combined scenario - input'!$D147=\"\"),\"\",L162/'Combined scenario - input'!$D147),\"\")","v":""},{"$f":"IFERROR(IF(OR(M162=\"\",'Combined scenario - input'!$D147=\"\"),\"\",M162/'Combined scenario - input'!$D147),\"\")","v":""},{"$f":"IFERROR(IF(OR(N162=\"\",'Combined scenario - input'!$D147=\"\"),\"\",N162/'Combined scenario - input'!$D147),\"\")","v":""},{"$f":"IFERROR(IF(OR(O162=\"\",'Combined scenario - input'!$D147=\"\"),\"\",O162/'Combined scenario - input'!$D147),\"\")","v":""},{"$f":"IFERROR(IF(OR(P162=\"\",'Combined scenario - input'!$D147=\"\"),\"\",P162/'Combined scenario - input'!$D147),\"\")","v":""},{"$f":"IFERROR(IF(OR(Q162=\"\",'Combined scenario - input'!$D147=\"\"),\"\",Q162/'Combined scenario - input'!$D147),\"\")","v":""},{"$f":"IFERROR(IF(OR(R162=\"\",'Combined scenario - input'!$D147=\"\"),\"\",R162/'Combined scenario - input'!$D147),\"\")","v":""},{"$f":"IFERROR(IF(OR(S162=\"\",'Combined scenario - input'!$D147=\"\"),\"\",S162/'Combined scenario - input'!$D147),\"\")","v":""},{"$f":"IFERROR(IF(OR(T162=\"\",'Combined scenario - input'!$D147=\"\"),\"\",T162/'Combined scenario - input'!$D147),\"\")","v":""},{"$f":"IFERROR(IF(OR(U162=\"\",'Combined scenario - input'!$D147=\"\"),\"\",U162/'Combined scenario - input'!$D147),\"\")","v":""},{"$f":"IFERROR(IF(OR(V162=\"\",'Combined scenario - input'!$D147=\"\"),\"\",V162/'Combined scenario - input'!$D147),\"\")","v":""},{"$f":"IFERROR(IF(OR(W162=\"\",'Combined scenario - input'!$D147=\"\"),\"\",W162/'Combined scenario - input'!$D147),\"\")","v":""}]
[{"$f":"IFERROR('Combined scenario - input'!A148,\"\")","v":""},{"$f":"IFERROR('Combined scenario - input'!B148,\"\")","v":""},{"$f":"IFERROR('Combined scenario - input'!C148,\"\")","v":""},{"$f":"IFERROR(repcalc('Combined scenario - input'!$CV148:$GH148,'Combined scenario - input'!$G148,'Combined scenario - input'!$E148,'Combined scenario - input'!$F148,20,TRUE,TRUE),\"\")","v":""},"","","","","","","","","","","","","","","","","","","",{"$f":"IFERROR(IF(OR(D163=\"\",'Combined scenario - input'!$D148=\"\"),\"\",D163/'Combined scenario - input'!$D148),\"\")","v":""},{"$f":"IFERROR(IF(OR(E163=\"\",'Combined scenario - input'!$D148=\"\"),\"\",E163/'Combined scenario - input'!$D148),\"\")","v":""},{"$f":"IFERROR(IF(OR(F163=\"\",'Combined scenario - input'!$D148=\"\"),\"\",F163/'Combined scenario - input'!$D148),\"\")","v":""},{"$f":"IFERROR(IF(OR(G163=\"\",'Combined scenario - input'!$D148=\"\"),\"\",G163/'Combined scenario - input'!$D148),\"\")","v":""},{"$f":"IFERROR(IF(OR(H163=\"\",'Combined scenario - input'!$D148=\"\"),\"\",H163/'Combined scenario - input'!$D148),\"\")","v":""},{"$f":"IFERROR(IF(OR(I163=\"\",'Combined scenario - input'!$D148=\"\"),\"\",I163/'Combined scenario - input'!$D148),\"\")","v":""},{"$f":"IFERROR(IF(OR(J163=\"\",'Combined scenario - input'!$D148=\"\"),\"\",J163/'Combined scenario - input'!$D148),\"\")","v":""},{"$f":"IFERROR(IF(OR(K163=\"\",'Combined scenario - input'!$D148=\"\"),\"\",K163/'Combined scenario - input'!$D148),\"\")","v":""},{"$f":"IFERROR(IF(OR(L163=\"\",'Combined scenario - input'!$D148=\"\"),\"\",L163/'Combined scenario - input'!$D148),\"\")","v":""},{"$f":"IFERROR(IF(OR(M163=\"\",'Combined scenario - input'!$D148=\"\"),\"\",M163/'Combined scenario - input'!$D148),\"\")","v":""},{"$f":"IFERROR(IF(OR(N163=\"\",'Combined scenario - input'!$D148=\"\"),\"\",N163/'Combined scenario - input'!$D148),\"\")","v":""},{"$f":"IFERROR(IF(OR(O163=\"\",'Combined scenario - input'!$D148=\"\"),\"\",O163/'Combined scenario - input'!$D148),\"\")","v":""},{"$f":"IFERROR(IF(OR(P163=\"\",'Combined scenario - input'!$D148=\"\"),\"\",P163/'Combined scenario - input'!$D148),\"\")","v":""},{"$f":"IFERROR(IF(OR(Q163=\"\",'Combined scenario - input'!$D148=\"\"),\"\",Q163/'Combined scenario - input'!$D148),\"\")","v":""},{"$f":"IFERROR(IF(OR(R163=\"\",'Combined scenario - input'!$D148=\"\"),\"\",R163/'Combined scenario - input'!$D148),\"\")","v":""},{"$f":"IFERROR(IF(OR(S163=\"\",'Combined scenario - input'!$D148=\"\"),\"\",S163/'Combined scenario - input'!$D148),\"\")","v":""},{"$f":"IFERROR(IF(OR(T163=\"\",'Combined scenario - input'!$D148=\"\"),\"\",T163/'Combined scenario - input'!$D148),\"\")","v":""},{"$f":"IFERROR(IF(OR(U163=\"\",'Combined scenario - input'!$D148=\"\"),\"\",U163/'Combined scenario - input'!$D148),\"\")","v":""},{"$f":"IFERROR(IF(OR(V163=\"\",'Combined scenario - input'!$D148=\"\"),\"\",V163/'Combined scenario - input'!$D148),\"\")","v":""},{"$f":"IFERROR(IF(OR(W163=\"\",'Combined scenario - input'!$D148=\"\"),\"\",W163/'Combined scenario - input'!$D148),\"\")","v":""}]
[{"$f":"IFERROR('Combined scenario - input'!A149,\"\")","v":""},{"$f":"IFERROR('Combined scenario - input'!B149,\"\")","v":""},{"$f":"IFERROR('Combined scenario - input'!C149,\"\")","v":""},{"$f":"IFERROR(repcalc('Combined scenario - input'!$CV149:$GH149,'Combined scenario - input'!$G149,'Combined scenario - input'!$E149,'Combined scenario - input'!$F149,20,TRUE,TRUE),\"\")","v":""},"","","","","","","","","","","","","","","","","","","",{"$f":"IFERROR(IF(OR(D164=\"\",'Combined scenario - input'!$D149=\"\"),\"\",D164/'Combined scenario - input'!$D149),\"\")","v":""},{"$f":"IFERROR(IF(OR(E164=\"\",'Combined scenario - input'!$D149=\"\"),\"\",E164/'Combined scenario - input'!$D149),\"\")","v":""},{"$f":"IFERROR(IF(OR(F164=\"\",'Combined scenario - input'!$D149=\"\"),\"\",F164/'Combined scenario - input'!$D149),\"\")","v":""},{"$f":"IFERROR(IF(OR(G164=\"\",'Combined scenario - input'!$D149=\"\"),\"\",G164/'Combined scenario - input'!$D149),\"\")","v":""},{"$f":"IFERROR(IF(OR(H164=\"\",'Combined scenario - input'!$D149=\"\"),\"\",H164/'Combined scenario - input'!$D149),\"\")","v":""},{"$f":"IFERROR(IF(OR(I164=\"\",'Combined scenario - input'!$D149=\"\"),\"\",I164/'Combined scenario - input'!$D149),\"\")","v":""},{"$f":"IFERROR(IF(OR(J164=\"\",'Combined scenario - input'!$D149=\"\"),\"\",J164/'Combined scenario - input'!$D149),\"\")","v":""},{"$f":"IFERROR(IF(OR(K164=\"\",'Combined scenario - input'!$D149=\"\"),\"\",K164/'Combined scenario - input'!$D149),\"\")","v":""},{"$f":"IFERROR(IF(OR(L164=\"\",'Combined scenario - input'!$D149=\"\"),\"\",L164/'Combined scenario - input'!$D149),\"\")","v":""},{"$f":"IFERROR(IF(OR(M164=\"\",'Combined scenario - input'!$D149=\"\"),\"\",M164/'Combined scenario - input'!$D149),\"\")","v":""},{"$f":"IFERROR(IF(OR(N164=\"\",'Combined scenario - input'!$D149=\"\"),\"\",N164/'Combined scenario - input'!$D149),\"\")","v":""},{"$f":"IFERROR(IF(OR(O164=\"\",'Combined scenario - input'!$D149=\"\"),\"\",O164/'Combined scenario - input'!$D149),\"\")","v":""},{"$f":"IFERROR(IF(OR(P164=\"\",'Combined scenario - input'!$D149=\"\"),\"\",P164/'Combined scenario - input'!$D149),\"\")","v":""},{"$f":"IFERROR(IF(OR(Q164=\"\",'Combined scenario - input'!$D149=\"\"),\"\",Q164/'Combined scenario - input'!$D149),\"\")","v":""},{"$f":"IFERROR(IF(OR(R164=\"\",'Combined scenario - input'!$D149=\"\"),\"\",R164/'Combined scenario - input'!$D149),\"\")","v":""},{"$f":"IFERROR(IF(OR(S164=\"\",'Combined scenario - input'!$D149=\"\"),\"\",S164/'Combined scenario - input'!$D149),\"\")","v":""},{"$f":"IFERROR(IF(OR(T164=\"\",'Combined scenario - input'!$D149=\"\"),\"\",T164/'Combined scenario - input'!$D149),\"\")","v":""},{"$f":"IFERROR(IF(OR(U164=\"\",'Combined scenario - input'!$D149=\"\"),\"\",U164/'Combined scenario - input'!$D149),\"\")","v":""},{"$f":"IFERROR(IF(OR(V164=\"\",'Combined scenario - input'!$D149=\"\"),\"\",V164/'Combined scenario - input'!$D149),\"\")","v":""},{"$f":"IFERROR(IF(OR(W164=\"\",'Combined scenario - input'!$D149=\"\"),\"\",W164/'Combined scenario - input'!$D149),\"\")","v":""}]
[{"$f":"IFERROR('Combined scenario - input'!A150,\"\")","v":""},{"$f":"IFERROR('Combined scenario - input'!B150,\"\")","v":""},{"$f":"IFERROR('Combined scenario - input'!C150,\"\")","v":""},{"$f":"IFERROR(repcalc('Combined scenario - input'!$CV150:$GH150,'Combined scenario - input'!$G150,'Combined scenario - input'!$E150,'Combined scenario - input'!$F150,20,TRUE,TRUE),\"\")","v":""},"","","","","","","","","","","","","","","","","","","",{"$f":"IFERROR(IF(OR(D165=\"\",'Combined scenario - input'!$D150=\"\"),\"\",D165/'Combined scenario - input'!$D150),\"\")","v":""},{"$f":"IFERROR(IF(OR(E165=\"\",'Combined scenario - input'!$D150=\"\"),\"\",E165/'Combined scenario - input'!$D150),\"\")","v":""},{"$f":"IFERROR(IF(OR(F165=\"\",'Combined scenario - input'!$D150=\"\"),\"\",F165/'Combined scenario - input'!$D150),\"\")","v":""},{"$f":"IFERROR(IF(OR(G165=\"\",'Combined scenario - input'!$D150=\"\"),\"\",G165/'Combined scenario - input'!$D150),\"\")","v":""},{"$f":"IFERROR(IF(OR(H165=\"\",'Combined scenario - input'!$D150=\"\"),\"\",H165/'Combined scenario - input'!$D150),\"\")","v":""},{"$f":"IFERROR(IF(OR(I165=\"\",'Combined scenario - input'!$D150=\"\"),\"\",I165/'Combined scenario - input'!$D150),\"\")","v":""},{"$f":"IFERROR(IF(OR(J165=\"\",'Combined scenario - input'!$D150=\"\"),\"\",J165/'Combined scenario - input'!$D150),\"\")","v":""},{"$f":"IFERROR(IF(OR(K165=\"\",'Combined scenario - input'!$D150=\"\"),\"\",K165/'Combined scenario - input'!$D150),\"\")","v":""},{"$f":"IFERROR(IF(OR(L165=\"\",'Combined scenario - input'!$D150=\"\"),\"\",L165/'Combined scenario - input'!$D150),\"\")","v":""},{"$f":"IFERROR(IF(OR(M165=\"\",'Combined scenario - input'!$D150=\"\"),\"\",M165/'Combined scenario - input'!$D150),\"\")","v":""},{"$f":"IFERROR(IF(OR(N165=\"\",'Combined scenario - input'!$D150=\"\"),\"\",N165/'Combined scenario - input'!$D150),\"\")","v":""},{"$f":"IFERROR(IF(OR(O165=\"\",'Combined scenario - input'!$D150=\"\"),\"\",O165/'Combined scenario - input'!$D150),\"\")","v":""},{"$f":"IFERROR(IF(OR(P165=\"\",'Combined scenario - input'!$D150=\"\"),\"\",P165/'Combined scenario - input'!$D150),\"\")","v":""},{"$f":"IFERROR(IF(OR(Q165=\"\",'Combined scenario - input'!$D150=\"\"),\"\",Q165/'Combined scenario - input'!$D150),\"\")","v":""},{"$f":"IFERROR(IF(OR(R165=\"\",'Combined scenario - input'!$D150=\"\"),\"\",R165/'Combined scenario - input'!$D150),\"\")","v":""},{"$f":"IFERROR(IF(OR(S165=\"\",'Combined scenario - input'!$D150=\"\"),\"\",S165/'Combined scenario - input'!$D150),\"\")","v":""},{"$f":"IFERROR(IF(OR(T165=\"\",'Combined scenario - input'!$D150=\"\"),\"\",T165/'Combined scenario - input'!$D150),\"\")","v":""},{"$f":"IFERROR(IF(OR(U165=\"\",'Combined scenario - input'!$D150=\"\"),\"\",U165/'Combined scenario - input'!$D150),\"\")","v":""},{"$f":"IFERROR(IF(OR(V165=\"\",'Combined scenario - input'!$D150=\"\"),\"\",V165/'Combined scenario - input'!$D150),\"\")","v":""},{"$f":"IFERROR(IF(OR(W165=\"\",'Combined scenario - input'!$D150=\"\"),\"\",W165/'Combined scenario - input'!$D150),\"\")","v":""}]
[{"$f":"IFERROR('Combined scenario - input'!A151,\"\")","v":""},{"$f":"IFERROR('Combined scenario - input'!B151,\"\")","v":""},{"$f":"IFERROR('Combined scenario - input'!C151,\"\")","v":""},{"$f":"IFERROR(repcalc('Combined scenario - input'!$CV151:$GH151,'Combined scenario - input'!$G151,'Combined scenario - input'!$E151,'Combined scenario - input'!$F151,20,TRUE,TRUE),\"\")","v":""},"","","","","","","","","","","","","","","","","","","",{"$f":"IFERROR(IF(OR(D166=\"\",'Combined scenario - input'!$D151=\"\"),\"\",D166/'Combined scenario - input'!$D151),\"\")","v":""},{"$f":"IFERROR(IF(OR(E166=\"\",'Combined scenario - input'!$D151=\"\"),\"\",E166/'Combined scenario - input'!$D151),\"\")","v":""},{"$f":"IFERROR(IF(OR(F166=\"\",'Combined scenario - input'!$D151=\"\"),\"\",F166/'Combined scenario - input'!$D151),\"\")","v":""},{"$f":"IFERROR(IF(OR(G166=\"\",'Combined scenario - input'!$D151=\"\"),\"\",G166/'Combined scenario - input'!$D151),\"\")","v":""},{"$f":"IFERROR(IF(OR(H166=\"\",'Combined scenario - input'!$D151=\"\"),\"\",H166/'Combined scenario - input'!$D151),\"\")","v":""},{"$f":"IFERROR(IF(OR(I166=\"\",'Combined scenario - input'!$D151=\"\"),\"\",I166/'Combined scenario - input'!$D151),\"\")","v":""},{"$f":"IFERROR(IF(OR(J166=\"\",'Combined scenario - input'!$D151=\"\"),\"\",J166/'Combined scenario - input'!$D151),\"\")","v":""},{"$f":"IFERROR(IF(OR(K166=\"\",'Combined scenario - input'!$D151=\"\"),\"\",K166/'Combined scenario - input'!$D151),\"\")","v":""},{"$f":"IFERROR(IF(OR(L166=\"\",'Combined scenario - input'!$D151=\"\"),\"\",L166/'Combined scenario - input'!$D151),\"\")","v":""},{"$f":"IFERROR(IF(OR(M166=\"\",'Combined scenario - input'!$D151=\"\"),\"\",M166/'Combined scenario - input'!$D151),\"\")","v":""},{"$f":"IFERROR(IF(OR(N166=\"\",'Combined scenario - input'!$D151=\"\"),\"\",N166/'Combined scenario - input'!$D151),\"\")","v":""},{"$f":"IFERROR(IF(OR(O166=\"\",'Combined scenario - input'!$D151=\"\"),\"\",O166/'Combined scenario - input'!$D151),\"\")","v":""},{"$f":"IFERROR(IF(OR(P166=\"\",'Combined scenario - input'!$D151=\"\"),\"\",P166/'Combined scenario - input'!$D151),\"\")","v":""},{"$f":"IFERROR(IF(OR(Q166=\"\",'Combined scenario - input'!$D151=\"\"),\"\",Q166/'Combined scenario - input'!$D151),\"\")","v":""},{"$f":"IFERROR(IF(OR(R166=\"\",'Combined scenario - input'!$D151=\"\"),\"\",R166/'Combined scenario - input'!$D151),\"\")","v":""},{"$f":"IFERROR(IF(OR(S166=\"\",'Combined scenario - input'!$D151=\"\"),\"\",S166/'Combined scenario - input'!$D151),\"\")","v":""},{"$f":"IFERROR(IF(OR(T166=\"\",'Combined scenario - input'!$D151=\"\"),\"\",T166/'Combined scenario - input'!$D151),\"\")","v":""},{"$f":"IFERROR(IF(OR(U166=\"\",'Combined scenario - input'!$D151=\"\"),\"\",U166/'Combined scenario - input'!$D151),\"\")","v":""},{"$f":"IFERROR(IF(OR(V166=\"\",'Combined scenario - input'!$D151=\"\"),\"\",V166/'Combined scenario - input'!$D151),\"\")","v":""},{"$f":"IFERROR(IF(OR(W166=\"\",'Combined scenario - input'!$D151=\"\"),\"\",W166/'Combined scenario - input'!$D151),\"\")","v":""}]
[{"$f":"IFERROR('Combined scenario - input'!A152,\"\")","v":""},{"$f":"IFERROR('Combined scenario - input'!B152,\"\")","v":""},{"$f":"IFERROR('Combined scenario - input'!C152,\"\")","v":""},{"$f":"IFERROR(repcalc('Combined scenario - input'!$CV152:$GH152,'Combined scenario - input'!$G152,'Combined scenario - input'!$E152,'Combined scenario - input'!$F152,20,TRUE,TRUE),\"\")","v":""},"","","","","","","","","","","","","","","","","","","",{"$f":"IFERROR(IF(OR(D167=\"\",'Combined scenario - input'!$D152=\"\"),\"\",D167/'Combined scenario - input'!$D152),\"\")","v":""},{"$f":"IFERROR(IF(OR(E167=\"\",'Combined scenario - input'!$D152=\"\"),\"\",E167/'Combined scenario - input'!$D152),\"\")","v":""},{"$f":"IFERROR(IF(OR(F167=\"\",'Combined scenario - input'!$D152=\"\"),\"\",F167/'Combined scenario - input'!$D152),\"\")","v":""},{"$f":"IFERROR(IF(OR(G167=\"\",'Combined scenario - input'!$D152=\"\"),\"\",G167/'Combined scenario - input'!$D152),\"\")","v":""},{"$f":"IFERROR(IF(OR(H167=\"\",'Combined scenario - input'!$D152=\"\"),\"\",H167/'Combined scenario - input'!$D152),\"\")","v":""},{"$f":"IFERROR(IF(OR(I167=\"\",'Combined scenario - input'!$D152=\"\"),\"\",I167/'Combined scenario - input'!$D152),\"\")","v":""},{"$f":"IFERROR(IF(OR(J167=\"\",'Combined scenario - input'!$D152=\"\"),\"\",J167/'Combined scenario - input'!$D152),\"\")","v":""},{"$f":"IFERROR(IF(OR(K167=\"\",'Combined scenario - input'!$D152=\"\"),\"\",K167/'Combined scenario - input'!$D152),\"\")","v":""},{"$f":"IFERROR(IF(OR(L167=\"\",'Combined scenario - input'!$D152=\"\"),\"\",L167/'Combined scenario - input'!$D152),\"\")","v":""},{"$f":"IFERROR(IF(OR(M167=\"\",'Combined scenario - input'!$D152=\"\"),\"\",M167/'Combined scenario - input'!$D152),\"\")","v":""},{"$f":"IFERROR(IF(OR(N167=\"\",'Combined scenario - input'!$D152=\"\"),\"\",N167/'Combined scenario - input'!$D152),\"\")","v":""},{"$f":"IFERROR(IF(OR(O167=\"\",'Combined scenario - input'!$D152=\"\"),\"\",O167/'Combined scenario - input'!$D152),\"\")","v":""},{"$f":"IFERROR(IF(OR(P167=\"\",'Combined scenario - input'!$D152=\"\"),\"\",P167/'Combined scenario - input'!$D152),\"\")","v":""},{"$f":"IFERROR(IF(OR(Q167=\"\",'Combined scenario - input'!$D152=\"\"),\"\",Q167/'Combined scenario - input'!$D152),\"\")","v":""},{"$f":"IFERROR(IF(OR(R167=\"\",'Combined scenario - input'!$D152=\"\"),\"\",R167/'Combined scenario - input'!$D152),\"\")","v":""},{"$f":"IFERROR(IF(OR(S167=\"\",'Combined scenario - input'!$D152=\"\"),\"\",S167/'Combined scenario - input'!$D152),\"\")","v":""},{"$f":"IFERROR(IF(OR(T167=\"\",'Combined scenario - input'!$D152=\"\"),\"\",T167/'Combined scenario - input'!$D152),\"\")","v":""},{"$f":"IFERROR(IF(OR(U167=\"\",'Combined scenario - input'!$D152=\"\"),\"\",U167/'Combined scenario - input'!$D152),\"\")","v":""},{"$f":"IFERROR(IF(OR(V167=\"\",'Combined scenario - input'!$D152=\"\"),\"\",V167/'Combined scenario - input'!$D152),\"\")","v":""},{"$f":"IFERROR(IF(OR(W167=\"\",'Combined scenario - input'!$D152=\"\"),\"\",W167/'Combined scenario - input'!$D152),\"\")","v":""}]
[{"$f":"IFERROR('Combined scenario - input'!A153,\"\")","v":""},{"$f":"IFERROR('Combined scenario - input'!B153,\"\")","v":""},{"$f":"IFERROR('Combined scenario - input'!C153,\"\")","v":""},{"$f":"IFERROR(repcalc('Combined scenario - input'!$CV153:$GH153,'Combined scenario - input'!$G153,'Combined scenario - input'!$E153,'Combined scenario - input'!$F153,20,TRUE,TRUE),\"\")","v":""},"","","","","","","","","","","","","","","","","","","",{"$f":"IFERROR(IF(OR(D168=\"\",'Combined scenario - input'!$D153=\"\"),\"\",D168/'Combined scenario - input'!$D153),\"\")","v":""},{"$f":"IFERROR(IF(OR(E168=\"\",'Combined scenario - input'!$D153=\"\"),\"\",E168/'Combined scenario - input'!$D153),\"\")","v":""},{"$f":"IFERROR(IF(OR(F168=\"\",'Combined scenario - input'!$D153=\"\"),\"\",F168/'Combined scenario - input'!$D153),\"\")","v":""},{"$f":"IFERROR(IF(OR(G168=\"\",'Combined scenario - input'!$D153=\"\"),\"\",G168/'Combined scenario - input'!$D153),\"\")","v":""},{"$f":"IFERROR(IF(OR(H168=\"\",'Combined scenario - input'!$D153=\"\"),\"\",H168/'Combined scenario - input'!$D153),\"\")","v":""},{"$f":"IFERROR(IF(OR(I168=\"\",'Combined scenario - input'!$D153=\"\"),\"\",I168/'Combined scenario - input'!$D153),\"\")","v":""},{"$f":"IFERROR(IF(OR(J168=\"\",'Combined scenario - input'!$D153=\"\"),\"\",J168/'Combined scenario - input'!$D153),\"\")","v":""},{"$f":"IFERROR(IF(OR(K168=\"\",'Combined scenario - input'!$D153=\"\"),\"\",K168/'Combined scenario - input'!$D153),\"\")","v":""},{"$f":"IFERROR(IF(OR(L168=\"\",'Combined scenario - input'!$D153=\"\"),\"\",L168/'Combined scenario - input'!$D153),\"\")","v":""},{"$f":"IFERROR(IF(OR(M168=\"\",'Combined scenario - input'!$D153=\"\"),\"\",M168/'Combined scenario - input'!$D153),\"\")","v":""},{"$f":"IFERROR(IF(OR(N168=\"\",'Combined scenario - input'!$D153=\"\"),\"\",N168/'Combined scenario - input'!$D153),\"\")","v":""},{"$f":"IFERROR(IF(OR(O168=\"\",'Combined scenario - input'!$D153=\"\"),\"\",O168/'Combined scenario - input'!$D153),\"\")","v":""},{"$f":"IFERROR(IF(OR(P168=\"\",'Combined scenario - input'!$D153=\"\"),\"\",P168/'Combined scenario - input'!$D153),\"\")","v":""},{"$f":"IFERROR(IF(OR(Q168=\"\",'Combined scenario - input'!$D153=\"\"),\"\",Q168/'Combined scenario - input'!$D153),\"\")","v":""},{"$f":"IFERROR(IF(OR(R168=\"\",'Combined scenario - input'!$D153=\"\"),\"\",R168/'Combined scenario - input'!$D153),\"\")","v":""},{"$f":"IFERROR(IF(OR(S168=\"\",'Combined scenario - input'!$D153=\"\"),\"\",S168/'Combined scenario - input'!$D153),\"\")","v":""},{"$f":"IFERROR(IF(OR(T168=\"\",'Combined scenario - input'!$D153=\"\"),\"\",T168/'Combined scenario - input'!$D153),\"\")","v":""},{"$f":"IFERROR(IF(OR(U168=\"\",'Combined scenario - input'!$D153=\"\"),\"\",U168/'Combined scenario - input'!$D153),\"\")","v":""},{"$f":"IFERROR(IF(OR(V168=\"\",'Combined scenario - input'!$D153=\"\"),\"\",V168/'Combined scenario - input'!$D153),\"\")","v":""},{"$f":"IFERROR(IF(OR(W168=\"\",'Combined scenario - input'!$D153=\"\"),\"\",W168/'Combined scenario - input'!$D153),\"\")","v":""}]
[{"$f":"IFERROR('Combined scenario - input'!A154,\"\")","v":""},{"$f":"IFERROR('Combined scenario - input'!B154,\"\")","v":""},{"$f":"IFERROR('Combined scenario - input'!C154,\"\")","v":""},{"$f":"IFERROR(repcalc('Combined scenario - input'!$CV154:$GH154,'Combined scenario - input'!$G154,'Combined scenario - input'!$E154,'Combined scenario - input'!$F154,20,TRUE,TRUE),\"\")","v":""},"","","","","","","","","","","","","","","","","","","",{"$f":"IFERROR(IF(OR(D169=\"\",'Combined scenario - input'!$D154=\"\"),\"\",D169/'Combined scenario - input'!$D154),\"\")","v":""},{"$f":"IFERROR(IF(OR(E169=\"\",'Combined scenario - input'!$D154=\"\"),\"\",E169/'Combined scenario - input'!$D154),\"\")","v":""},{"$f":"IFERROR(IF(OR(F169=\"\",'Combined scenario - input'!$D154=\"\"),\"\",F169/'Combined scenario - input'!$D154),\"\")","v":""},{"$f":"IFERROR(IF(OR(G169=\"\",'Combined scenario - input'!$D154=\"\"),\"\",G169/'Combined scenario - input'!$D154),\"\")","v":""},{"$f":"IFERROR(IF(OR(H169=\"\",'Combined scenario - input'!$D154=\"\"),\"\",H169/'Combined scenario - input'!$D154),\"\")","v":""},{"$f":"IFERROR(IF(OR(I169=\"\",'Combined scenario - input'!$D154=\"\"),\"\",I169/'Combined scenario - input'!$D154),\"\")","v":""},{"$f":"IFERROR(IF(OR(J169=\"\",'Combined scenario - input'!$D154=\"\"),\"\",J169/'Combined scenario - input'!$D154),\"\")","v":""},{"$f":"IFERROR(IF(OR(K169=\"\",'Combined scenario - input'!$D154=\"\"),\"\",K169/'Combined scenario - input'!$D154),\"\")","v":""},{"$f":"IFERROR(IF(OR(L169=\"\",'Combined scenario - input'!$D154=\"\"),\"\",L169/'Combined scenario - input'!$D154),\"\")","v":""},{"$f":"IFERROR(IF(OR(M169=\"\",'Combined scenario - input'!$D154=\"\"),\"\",M169/'Combined scenario - input'!$D154),\"\")","v":""},{"$f":"IFERROR(IF(OR(N169=\"\",'Combined scenario - input'!$D154=\"\"),\"\",N169/'Combined scenario - input'!$D154),\"\")","v":""},{"$f":"IFERROR(IF(OR(O169=\"\",'Combined scenario - input'!$D154=\"\"),\"\",O169/'Combined scenario - input'!$D154),\"\")","v":""},{"$f":"IFERROR(IF(OR(P169=\"\",'Combined scenario - input'!$D154=\"\"),\"\",P169/'Combined scenario - input'!$D154),\"\")","v":""},{"$f":"IFERROR(IF(OR(Q169=\"\",'Combined scenario - input'!$D154=\"\"),\"\",Q169/'Combined scenario - input'!$D154),\"\")","v":""},{"$f":"IFERROR(IF(OR(R169=\"\",'Combined scenario - input'!$D154=\"\"),\"\",R169/'Combined scenario - input'!$D154),\"\")","v":""},{"$f":"IFERROR(IF(OR(S169=\"\",'Combined scenario - input'!$D154=\"\"),\"\",S169/'Combined scenario - input'!$D154),\"\")","v":""},{"$f":"IFERROR(IF(OR(T169=\"\",'Combined scenario - input'!$D154=\"\"),\"\",T169/'Combined scenario - input'!$D154),\"\")","v":""},{"$f":"IFERROR(IF(OR(U169=\"\",'Combined scenario - input'!$D154=\"\"),\"\",U169/'Combined scenario - input'!$D154),\"\")","v":""},{"$f":"IFERROR(IF(OR(V169=\"\",'Combined scenario - input'!$D154=\"\"),\"\",V169/'Combined scenario - input'!$D154),\"\")","v":""},{"$f":"IFERROR(IF(OR(W169=\"\",'Combined scenario - input'!$D154=\"\"),\"\",W169/'Combined scenario - input'!$D154),\"\")","v":""}]
[{"$f":"IFERROR('Combined scenario - input'!A155,\"\")","v":""},{"$f":"IFERROR('Combined scenario - input'!B155,\"\")","v":""},{"$f":"IFERROR('Combined scenario - input'!C155,\"\")","v":""},{"$f":"IFERROR(repcalc('Combined scenario - input'!$CV155:$GH155,'Combined scenario - input'!$G155,'Combined scenario - input'!$E155,'Combined scenario - input'!$F155,20,TRUE,TRUE),\"\")","v":""},"","","","","","","","","","","","","","","","","","","",{"$f":"IFERROR(IF(OR(D170=\"\",'Combined scenario - input'!$D155=\"\"),\"\",D170/'Combined scenario - input'!$D155),\"\")","v":""},{"$f":"IFERROR(IF(OR(E170=\"\",'Combined scenario - input'!$D155=\"\"),\"\",E170/'Combined scenario - input'!$D155),\"\")","v":""},{"$f":"IFERROR(IF(OR(F170=\"\",'Combined scenario - input'!$D155=\"\"),\"\",F170/'Combined scenario - input'!$D155),\"\")","v":""},{"$f":"IFERROR(IF(OR(G170=\"\",'Combined scenario - input'!$D155=\"\"),\"\",G170/'Combined scenario - input'!$D155),\"\")","v":""},{"$f":"IFERROR(IF(OR(H170=\"\",'Combined scenario - input'!$D155=\"\"),\"\",H170/'Combined scenario - input'!$D155),\"\")","v":""},{"$f":"IFERROR(IF(OR(I170=\"\",'Combined scenario - input'!$D155=\"\"),\"\",I170/'Combined scenario - input'!$D155),\"\")","v":""},{"$f":"IFERROR(IF(OR(J170=\"\",'Combined scenario - input'!$D155=\"\"),\"\",J170/'Combined scenario - input'!$D155),\"\")","v":""},{"$f":"IFERROR(IF(OR(K170=\"\",'Combined scenario - input'!$D155=\"\"),\"\",K170/'Combined scenario - input'!$D155),\"\")","v":""},{"$f":"IFERROR(IF(OR(L170=\"\",'Combined scenario - input'!$D155=\"\"),\"\",L170/'Combined scenario - input'!$D155),\"\")","v":""},{"$f":"IFERROR(IF(OR(M170=\"\",'Combined scenario - input'!$D155=\"\"),\"\",M170/'Combined scenario - input'!$D155),\"\")","v":""},{"$f":"IFERROR(IF(OR(N170=\"\",'Combined scenario - input'!$D155=\"\"),\"\",N170/'Combined scenario - input'!$D155),\"\")","v":""},{"$f":"IFERROR(IF(OR(O170=\"\",'Combined scenario - input'!$D155=\"\"),\"\",O170/'Combined scenario - input'!$D155),\"\")","v":""},{"$f":"IFERROR(IF(OR(P170=\"\",'Combined scenario - input'!$D155=\"\"),\"\",P170/'Combined scenario - input'!$D155),\"\")","v":""},{"$f":"IFERROR(IF(OR(Q170=\"\",'Combined scenario - input'!$D155=\"\"),\"\",Q170/'Combined scenario - input'!$D155),\"\")","v":""},{"$f":"IFERROR(IF(OR(R170=\"\",'Combined scenario - input'!$D155=\"\"),\"\",R170/'Combined scenario - input'!$D155),\"\")","v":""},{"$f":"IFERROR(IF(OR(S170=\"\",'Combined scenario - input'!$D155=\"\"),\"\",S170/'Combined scenario - input'!$D155),\"\")","v":""},{"$f":"IFERROR(IF(OR(T170=\"\",'Combined scenario - input'!$D155=\"\"),\"\",T170/'Combined scenario - input'!$D155),\"\")","v":""},{"$f":"IFERROR(IF(OR(U170=\"\",'Combined scenario - input'!$D155=\"\"),\"\",U170/'Combined scenario - input'!$D155),\"\")","v":""},{"$f":"IFERROR(IF(OR(V170=\"\",'Combined scenario - input'!$D155=\"\"),\"\",V170/'Combined scenario - input'!$D155),\"\")","v":""},{"$f":"IFERROR(IF(OR(W170=\"\",'Combined scenario - input'!$D155=\"\"),\"\",W170/'Combined scenario - input'!$D155),\"\")","v":""}]
[{"$f":"IFERROR('Combined scenario - input'!A156,\"\")","v":""},{"$f":"IFERROR('Combined scenario - input'!B156,\"\")","v":""},{"$f":"IFERROR('Combined scenario - input'!C156,\"\")","v":""},{"$f":"IFERROR(repcalc('Combined scenario - input'!$CV156:$GH156,'Combined scenario - input'!$G156,'Combined scenario - input'!$E156,'Combined scenario - input'!$F156,20,TRUE,TRUE),\"\")","v":""},"","","","","","","","","","","","","","","","","","","",{"$f":"IFERROR(IF(OR(D171=\"\",'Combined scenario - input'!$D156=\"\"),\"\",D171/'Combined scenario - input'!$D156),\"\")","v":""},{"$f":"IFERROR(IF(OR(E171=\"\",'Combined scenario - input'!$D156=\"\"),\"\",E171/'Combined scenario - input'!$D156),\"\")","v":""},{"$f":"IFERROR(IF(OR(F171=\"\",'Combined scenario - input'!$D156=\"\"),\"\",F171/'Combined scenario - input'!$D156),\"\")","v":""},{"$f":"IFERROR(IF(OR(G171=\"\",'Combined scenario - input'!$D156=\"\"),\"\",G171/'Combined scenario - input'!$D156),\"\")","v":""},{"$f":"IFERROR(IF(OR(H171=\"\",'Combined scenario - input'!$D156=\"\"),\"\",H171/'Combined scenario - input'!$D156),\"\")","v":""},{"$f":"IFERROR(IF(OR(I171=\"\",'Combined scenario - input'!$D156=\"\"),\"\",I171/'Combined scenario - input'!$D156),\"\")","v":""},{"$f":"IFERROR(IF(OR(J171=\"\",'Combined scenario - input'!$D156=\"\"),\"\",J171/'Combined scenario - input'!$D156),\"\")","v":""},{"$f":"IFERROR(IF(OR(K171=\"\",'Combined scenario - input'!$D156=\"\"),\"\",K171/'Combined scenario - input'!$D156),\"\")","v":""},{"$f":"IFERROR(IF(OR(L171=\"\",'Combined scenario - input'!$D156=\"\"),\"\",L171/'Combined scenario - input'!$D156),\"\")","v":""},{"$f":"IFERROR(IF(OR(M171=\"\",'Combined scenario - input'!$D156=\"\"),\"\",M171/'Combined scenario - input'!$D156),\"\")","v":""},{"$f":"IFERROR(IF(OR(N171=\"\",'Combined scenario - input'!$D156=\"\"),\"\",N171/'Combined scenario - input'!$D156),\"\")","v":""},{"$f":"IFERROR(IF(OR(O171=\"\",'Combined scenario - input'!$D156=\"\"),\"\",O171/'Combined scenario - input'!$D156),\"\")","v":""},{"$f":"IFERROR(IF(OR(P171=\"\",'Combined scenario - input'!$D156=\"\"),\"\",P171/'Combined scenario - input'!$D156),\"\")","v":""},{"$f":"IFERROR(IF(OR(Q171=\"\",'Combined scenario - input'!$D156=\"\"),\"\",Q171/'Combined scenario - input'!$D156),\"\")","v":""},{"$f":"IFERROR(IF(OR(R171=\"\",'Combined scenario - input'!$D156=\"\"),\"\",R171/'Combined scenario - input'!$D156),\"\")","v":""},{"$f":"IFERROR(IF(OR(S171=\"\",'Combined scenario - input'!$D156=\"\"),\"\",S171/'Combined scenario - input'!$D156),\"\")","v":""},{"$f":"IFERROR(IF(OR(T171=\"\",'Combined scenario - input'!$D156=\"\"),\"\",T171/'Combined scenario - input'!$D156),\"\")","v":""},{"$f":"IFERROR(IF(OR(U171=\"\",'Combined scenario - input'!$D156=\"\"),\"\",U171/'Combined scenario - input'!$D156),\"\")","v":""},{"$f":"IFERROR(IF(OR(V171=\"\",'Combined scenario - input'!$D156=\"\"),\"\",V171/'Combined scenario - input'!$D156),\"\")","v":""},{"$f":"IFERROR(IF(OR(W171=\"\",'Combined scenario - input'!$D156=\"\"),\"\",W171/'Combined scenario - input'!$D156),\"\")","v":""}]
[{"$f":"IFERROR('Combined scenario - input'!A157,\"\")","v":""},{"$f":"IFERROR('Combined scenario - input'!B157,\"\")","v":""},{"$f":"IFERROR('Combined scenario - input'!C157,\"\")","v":""},{"$f":"IFERROR(repcalc('Combined scenario - input'!$CV157:$GH157,'Combined scenario - input'!$G157,'Combined scenario - input'!$E157,'Combined scenario - input'!$F157,20,TRUE,TRUE),\"\")","v":""},"","","","","","","","","","","","","","","","","","","",{"$f":"IFERROR(IF(OR(D172=\"\",'Combined scenario - input'!$D157=\"\"),\"\",D172/'Combined scenario - input'!$D157),\"\")","v":""},{"$f":"IFERROR(IF(OR(E172=\"\",'Combined scenario - input'!$D157=\"\"),\"\",E172/'Combined scenario - input'!$D157),\"\")","v":""},{"$f":"IFERROR(IF(OR(F172=\"\",'Combined scenario - input'!$D157=\"\"),\"\",F172/'Combined scenario - input'!$D157),\"\")","v":""},{"$f":"IFERROR(IF(OR(G172=\"\",'Combined scenario - input'!$D157=\"\"),\"\",G172/'Combined scenario - input'!$D157),\"\")","v":""},{"$f":"IFERROR(IF(OR(H172=\"\",'Combined scenario - input'!$D157=\"\"),\"\",H172/'Combined scenario - input'!$D157),\"\")","v":""},{"$f":"IFERROR(IF(OR(I172=\"\",'Combined scenario - input'!$D157=\"\"),\"\",I172/'Combined scenario - input'!$D157),\"\")","v":""},{"$f":"IFERROR(IF(OR(J172=\"\",'Combined scenario - input'!$D157=\"\"),\"\",J172/'Combined scenario - input'!$D157),\"\")","v":""},{"$f":"IFERROR(IF(OR(K172=\"\",'Combined scenario - input'!$D157=\"\"),\"\",K172/'Combined scenario - input'!$D157),\"\")","v":""},{"$f":"IFERROR(IF(OR(L172=\"\",'Combined scenario - input'!$D157=\"\"),\"\",L172/'Combined scenario - input'!$D157),\"\")","v":""},{"$f":"IFERROR(IF(OR(M172=\"\",'Combined scenario - input'!$D157=\"\"),\"\",M172/'Combined scenario - input'!$D157),\"\")","v":""},{"$f":"IFERROR(IF(OR(N172=\"\",'Combined scenario - input'!$D157=\"\"),\"\",N172/'Combined scenario - input'!$D157),\"\")","v":""},{"$f":"IFERROR(IF(OR(O172=\"\",'Combined scenario - input'!$D157=\"\"),\"\",O172/'Combined scenario - input'!$D157),\"\")","v":""},{"$f":"IFERROR(IF(OR(P172=\"\",'Combined scenario - input'!$D157=\"\"),\"\",P172/'Combined scenario - input'!$D157),\"\")","v":""},{"$f":"IFERROR(IF(OR(Q172=\"\",'Combined scenario - input'!$D157=\"\"),\"\",Q172/'Combined scenario - input'!$D157),\"\")","v":""},{"$f":"IFERROR(IF(OR(R172=\"\",'Combined scenario - input'!$D157=\"\"),\"\",R172/'Combined scenario - input'!$D157),\"\")","v":""},{"$f":"IFERROR(IF(OR(S172=\"\",'Combined scenario - input'!$D157=\"\"),\"\",S172/'Combined scenario - input'!$D157),\"\")","v":""},{"$f":"IFERROR(IF(OR(T172=\"\",'Combined scenario - input'!$D157=\"\"),\"\",T172/'Combined scenario - input'!$D157),\"\")","v":""},{"$f":"IFERROR(IF(OR(U172=\"\",'Combined scenario - input'!$D157=\"\"),\"\",U172/'Combined scenario - input'!$D157),\"\")","v":""},{"$f":"IFERROR(IF(OR(V172=\"\",'Combined scenario - input'!$D157=\"\"),\"\",V172/'Combined scenario - input'!$D157),\"\")","v":""},{"$f":"IFERROR(IF(OR(W172=\"\",'Combined scenario - input'!$D157=\"\"),\"\",W172/'Combined scenario - input'!$D157),\"\")","v":""}]
[{"$f":"IFERROR('Combined scenario - input'!A158,\"\")","v":""},{"$f":"IFERROR('Combined scenario - input'!B158,\"\")","v":""},{"$f":"IFERROR('Combined scenario - input'!C158,\"\")","v":""},{"$f":"IFERROR(repcalc('Combined scenario - input'!$CV158:$GH158,'Combined scenario - input'!$G158,'Combined scenario - input'!$E158,'Combined scenario - input'!$F158,20,TRUE,TRUE),\"\")","v":""},"","","","","","","","","","","","","","","","","","","",{"$f":"IFERROR(IF(OR(D173=\"\",'Combined scenario - input'!$D158=\"\"),\"\",D173/'Combined scenario - input'!$D158),\"\")","v":""},{"$f":"IFERROR(IF(OR(E173=\"\",'Combined scenario - input'!$D158=\"\"),\"\",E173/'Combined scenario - input'!$D158),\"\")","v":""},{"$f":"IFERROR(IF(OR(F173=\"\",'Combined scenario - input'!$D158=\"\"),\"\",F173/'Combined scenario - input'!$D158),\"\")","v":""},{"$f":"IFERROR(IF(OR(G173=\"\",'Combined scenario - input'!$D158=\"\"),\"\",G173/'Combined scenario - input'!$D158),\"\")","v":""},{"$f":"IFERROR(IF(OR(H173=\"\",'Combined scenario - input'!$D158=\"\"),\"\",H173/'Combined scenario - input'!$D158),\"\")","v":""},{"$f":"IFERROR(IF(OR(I173=\"\",'Combined scenario - input'!$D158=\"\"),\"\",I173/'Combined scenario - input'!$D158),\"\")","v":""},{"$f":"IFERROR(IF(OR(J173=\"\",'Combined scenario - input'!$D158=\"\"),\"\",J173/'Combined scenario - input'!$D158),\"\")","v":""},{"$f":"IFERROR(IF(OR(K173=\"\",'Combined scenario - input'!$D158=\"\"),\"\",K173/'Combined scenario - input'!$D158),\"\")","v":""},{"$f":"IFERROR(IF(OR(L173=\"\",'Combined scenario - input'!$D158=\"\"),\"\",L173/'Combined scenario - input'!$D158),\"\")","v":""},{"$f":"IFERROR(IF(OR(M173=\"\",'Combined scenario - input'!$D158=\"\"),\"\",M173/'Combined scenario - input'!$D158),\"\")","v":""},{"$f":"IFERROR(IF(OR(N173=\"\",'Combined scenario - input'!$D158=\"\"),\"\",N173/'Combined scenario - input'!$D158),\"\")","v":""},{"$f":"IFERROR(IF(OR(O173=\"\",'Combined scenario - input'!$D158=\"\"),\"\",O173/'Combined scenario - input'!$D158),\"\")","v":""},{"$f":"IFERROR(IF(OR(P173=\"\",'Combined scenario - input'!$D158=\"\"),\"\",P173/'Combined scenario - input'!$D158),\"\")","v":""},{"$f":"IFERROR(IF(OR(Q173=\"\",'Combined scenario - input'!$D158=\"\"),\"\",Q173/'Combined scenario - input'!$D158),\"\")","v":""},{"$f":"IFERROR(IF(OR(R173=\"\",'Combined scenario - input'!$D158=\"\"),\"\",R173/'Combined scenario - input'!$D158),\"\")","v":""},{"$f":"IFERROR(IF(OR(S173=\"\",'Combined scenario - input'!$D158=\"\"),\"\",S173/'Combined scenario - input'!$D158),\"\")","v":""},{"$f":"IFERROR(IF(OR(T173=\"\",'Combined scenario - input'!$D158=\"\"),\"\",T173/'Combined scenario - input'!$D158),\"\")","v":""},{"$f":"IFERROR(IF(OR(U173=\"\",'Combined scenario - input'!$D158=\"\"),\"\",U173/'Combined scenario - input'!$D158),\"\")","v":""},{"$f":"IFERROR(IF(OR(V173=\"\",'Combined scenario - input'!$D158=\"\"),\"\",V173/'Combined scenario - input'!$D158),\"\")","v":""},{"$f":"IFERROR(IF(OR(W173=\"\",'Combined scenario - input'!$D158=\"\"),\"\",W173/'Combined scenario - input'!$D158),\"\")","v":""}]
[{"$f":"IFERROR('Combined scenario - input'!A159,\"\")","v":""},{"$f":"IFERROR('Combined scenario - input'!B159,\"\")","v":""},{"$f":"IFERROR('Combined scenario - input'!C159,\"\")","v":""},{"$f":"IFERROR(repcalc('Combined scenario - input'!$CV159:$GH159,'Combined scenario - input'!$G159,'Combined scenario - input'!$E159,'Combined scenario - input'!$F159,20,TRUE,TRUE),\"\")","v":""},"","","","","","","","","","","","","","","","","","","",{"$f":"IFERROR(IF(OR(D174=\"\",'Combined scenario - input'!$D159=\"\"),\"\",D174/'Combined scenario - input'!$D159),\"\")","v":""},{"$f":"IFERROR(IF(OR(E174=\"\",'Combined scenario - input'!$D159=\"\"),\"\",E174/'Combined scenario - input'!$D159),\"\")","v":""},{"$f":"IFERROR(IF(OR(F174=\"\",'Combined scenario - input'!$D159=\"\"),\"\",F174/'Combined scenario - input'!$D159),\"\")","v":""},{"$f":"IFERROR(IF(OR(G174=\"\",'Combined scenario - input'!$D159=\"\"),\"\",G174/'Combined scenario - input'!$D159),\"\")","v":""},{"$f":"IFERROR(IF(OR(H174=\"\",'Combined scenario - input'!$D159=\"\"),\"\",H174/'Combined scenario - input'!$D159),\"\")","v":""},{"$f":"IFERROR(IF(OR(I174=\"\",'Combined scenario - input'!$D159=\"\"),\"\",I174/'Combined scenario - input'!$D159),\"\")","v":""},{"$f":"IFERROR(IF(OR(J174=\"\",'Combined scenario - input'!$D159=\"\"),\"\",J174/'Combined scenario - input'!$D159),\"\")","v":""},{"$f":"IFERROR(IF(OR(K174=\"\",'Combined scenario - input'!$D159=\"\"),\"\",K174/'Combined scenario - input'!$D159),\"\")","v":""},{"$f":"IFERROR(IF(OR(L174=\"\",'Combined scenario - input'!$D159=\"\"),\"\",L174/'Combined scenario - input'!$D159),\"\")","v":""},{"$f":"IFERROR(IF(OR(M174=\"\",'Combined scenario - input'!$D159=\"\"),\"\",M174/'Combined scenario - input'!$D159),\"\")","v":""},{"$f":"IFERROR(IF(OR(N174=\"\",'Combined scenario - input'!$D159=\"\"),\"\",N174/'Combined scenario - input'!$D159),\"\")","v":""},{"$f":"IFERROR(IF(OR(O174=\"\",'Combined scenario - input'!$D159=\"\"),\"\",O174/'Combined scenario - input'!$D159),\"\")","v":""},{"$f":"IFERROR(IF(OR(P174=\"\",'Combined scenario - input'!$D159=\"\"),\"\",P174/'Combined scenario - input'!$D159),\"\")","v":""},{"$f":"IFERROR(IF(OR(Q174=\"\",'Combined scenario - input'!$D159=\"\"),\"\",Q174/'Combined scenario - input'!$D159),\"\")","v":""},{"$f":"IFERROR(IF(OR(R174=\"\",'Combined scenario - input'!$D159=\"\"),\"\",R174/'Combined scenario - input'!$D159),\"\")","v":""},{"$f":"IFERROR(IF(OR(S174=\"\",'Combined scenario - input'!$D159=\"\"),\"\",S174/'Combined scenario - input'!$D159),\"\")","v":""},{"$f":"IFERROR(IF(OR(T174=\"\",'Combined scenario - input'!$D159=\"\"),\"\",T174/'Combined scenario - input'!$D159),\"\")","v":""},{"$f":"IFERROR(IF(OR(U174=\"\",'Combined scenario - input'!$D159=\"\"),\"\",U174/'Combined scenario - input'!$D159),\"\")","v":""},{"$f":"IFERROR(IF(OR(V174=\"\",'Combined scenario - input'!$D159=\"\"),\"\",V174/'Combined scenario - input'!$D159),\"\")","v":""},{"$f":"IFERROR(IF(OR(W174=\"\",'Combined scenario - input'!$D159=\"\"),\"\",W174/'Combined scenario - input'!$D159),\"\")","v":""}]
[{"$f":"IFERROR('Combined scenario - input'!A160,\"\")","v":""},{"$f":"IFERROR('Combined scenario - input'!B160,\"\")","v":""},{"$f":"IFERROR('Combined scenario - input'!C160,\"\")","v":""},{"$f":"IFERROR(repcalc('Combined scenario - input'!$CV160:$GH160,'Combined scenario - input'!$G160,'Combined scenario - input'!$E160,'Combined scenario - input'!$F160,20,TRUE,TRUE),\"\")","v":""},"","","","","","","","","","","","","","","","","","","",{"$f":"IFERROR(IF(OR(D175=\"\",'Combined scenario - input'!$D160=\"\"),\"\",D175/'Combined scenario - input'!$D160),\"\")","v":""},{"$f":"IFERROR(IF(OR(E175=\"\",'Combined scenario - input'!$D160=\"\"),\"\",E175/'Combined scenario - input'!$D160),\"\")","v":""},{"$f":"IFERROR(IF(OR(F175=\"\",'Combined scenario - input'!$D160=\"\"),\"\",F175/'Combined scenario - input'!$D160),\"\")","v":""},{"$f":"IFERROR(IF(OR(G175=\"\",'Combined scenario - input'!$D160=\"\"),\"\",G175/'Combined scenario - input'!$D160),\"\")","v":""},{"$f":"IFERROR(IF(OR(H175=\"\",'Combined scenario - input'!$D160=\"\"),\"\",H175/'Combined scenario - input'!$D160),\"\")","v":""},{"$f":"IFERROR(IF(OR(I175=\"\",'Combined scenario - input'!$D160=\"\"),\"\",I175/'Combined scenario - input'!$D160),\"\")","v":""},{"$f":"IFERROR(IF(OR(J175=\"\",'Combined scenario - input'!$D160=\"\"),\"\",J175/'Combined scenario - input'!$D160),\"\")","v":""},{"$f":"IFERROR(IF(OR(K175=\"\",'Combined scenario - input'!$D160=\"\"),\"\",K175/'Combined scenario - input'!$D160),\"\")","v":""},{"$f":"IFERROR(IF(OR(L175=\"\",'Combined scenario - input'!$D160=\"\"),\"\",L175/'Combined scenario - input'!$D160),\"\")","v":""},{"$f":"IFERROR(IF(OR(M175=\"\",'Combined scenario - input'!$D160=\"\"),\"\",M175/'Combined scenario - input'!$D160),\"\")","v":""},{"$f":"IFERROR(IF(OR(N175=\"\",'Combined scenario - input'!$D160=\"\"),\"\",N175/'Combined scenario - input'!$D160),\"\")","v":""},{"$f":"IFERROR(IF(OR(O175=\"\",'Combined scenario - input'!$D160=\"\"),\"\",O175/'Combined scenario - input'!$D160),\"\")","v":""},{"$f":"IFERROR(IF(OR(P175=\"\",'Combined scenario - input'!$D160=\"\"),\"\",P175/'Combined scenario - input'!$D160),\"\")","v":""},{"$f":"IFERROR(IF(OR(Q175=\"\",'Combined scenario - input'!$D160=\"\"),\"\",Q175/'Combined scenario - input'!$D160),\"\")","v":""},{"$f":"IFERROR(IF(OR(R175=\"\",'Combined scenario - input'!$D160=\"\"),\"\",R175/'Combined scenario - input'!$D160),\"\")","v":""},{"$f":"IFERROR(IF(OR(S175=\"\",'Combined scenario - input'!$D160=\"\"),\"\",S175/'Combined scenario - input'!$D160),\"\")","v":""},{"$f":"IFERROR(IF(OR(T175=\"\",'Combined scenario - input'!$D160=\"\"),\"\",T175/'Combined scenario - input'!$D160),\"\")","v":""},{"$f":"IFERROR(IF(OR(U175=\"\",'Combined scenario - input'!$D160=\"\"),\"\",U175/'Combined scenario - input'!$D160),\"\")","v":""},{"$f":"IFERROR(IF(OR(V175=\"\",'Combined scenario - input'!$D160=\"\"),\"\",V175/'Combined scenario - input'!$D160),\"\")","v":""},{"$f":"IFERROR(IF(OR(W175=\"\",'Combined scenario - input'!$D160=\"\"),\"\",W175/'Combined scenario - input'!$D160),\"\")","v":""}]