{"text_format":"1","workbook":"xlsx","n_sheets":8,"sheets":["Historical scenario - input","Historical scenario - output","Cost scenario - input","Cost scenario - output","Lives scenario - input","Lives scenario - output","Combined scenario - input","Combined scenario - output"],"not_rendered":{"charts":0,"images":0,"macros":1,"external_links":0,"defined_names":1,"comments":0,"pivot_tables":0},"unopened":[],"bounds":{"document_bytes":16777216,"sheet_cells":100000,"rows_first":2000,"rows_last":500,"rows_between":2000,"halvings":0,"cell_chars":16384,"cell_head_chars":4096},"cells_cut":0,"cells_raw":0,"read":"whole","date_system":"1900"}

{"sheet":"Historical scenario - input","index":0,"n_rows":187,"n_cols":190,"rows_kept":187,"cut":false,"hidden":false,"merged":[[2,3,3,3],[2,4,3,5],[2,6,3,6]]}
[null,"Unit cost - historical","Calibration period: Calendar Year 2016 to 2019"]
[null,"Replacement lives - calibrated"," Reference to 2020 refers to calendar year 2020"]
[null,null,"All expenditure values are in $2020-21","Unit cost","Replacement \nlife",null,"Method","Volume",null,null,null,null,null,null,null,null,null,null,null,null,null,null,null,null,null,null,null,null,null,null,null,null,null,null,null,null,null,null,null,null,null,null,null,null,null,null,null,null,null,null,null,null,null,null,null,null,null,null,null,null,null,null,null,null,null,null,null,null,null,null,null,null,null,null,null,null,null,null,null,null,null,null,null,null,null,null,null,null,null,null,null,null,null,null,null,null,null,null,null,"Replacement Cost (NOT depreciated)"]
[null,null,null,null,null,null,null,"Installation date",null,null,null,null,null,null,null,null,null,null,null,null,null,null,null,null,null,null,null,null,null,null,null,null,null,null,null,null,null,null,null,null,null,null,null,null,null,null,null,null,null,null,null,null,null,null,null,null,null,null,null,null,null,null,null,null,null,null,null,null,null,null,null,null,null,null,null,null,null,null,null,null,null,null,null,null,null,null,null,null,null,null,null,null,null,null,null,null,null,null,null,"Installation date"]
["ID","Asset group","Asset category","$ ('000)","μ","σ","#",2019,2018,2017,2016,2015,2014,2013,2012,2011,2010,2009,2008,2007,2006,2005,2004,2003,2002,2001,2000,1999,1998,1997,1996,1995,1994,1993,1992,1991,1990,1989,1988,1987,1986,1985,1984,1983,1982,1981,1980,1979,1978,1977,1976,1975,1974,1973,1972,1971,1970,1969,1968,1967,1966,1965,1964,1963,1962,1961,1960,1959,1958,1957,1956,1955,1954,1953,1952,1951,1950,1949,1948,1947,1946,1945,1944,1943,1942,1941,1940,1939,1938,1937,1936,1935,1934,1933,1932,1931,1930,1929,null,2019,2018,2017,2016,2015,2014,2013,2012,2011,2010,2009,2008,2007,2006,2005,2004,2003,2002,2001,2000,1999,1998,1997,1996,1995,1994,1993,1992,1991,1990,1989,1988,1987,1986,1985,1984,1983,1982,1981,1980,1979,1978,1977,1976,1975,1974,1973,1972,1971,1970,1969,1968,1967,1966,1965,1964,1963,1962,1961,1960,1959,1958,1957,1956,1955,1954,1953,1952,1951,1950,1949,1948,1947,1946,1945,1944,1943,1942,1941,1940,1939,1938,1937,1936,1935,1934,1933,1932,1931,1930,1929]
[1,"OVERHEAD CONDUCTORS","˂ = 1 kv",61.510926838088785,116.88139000189572,10.811169687036445,2,17.342427000000001,22.5921770804304,22.452734678821301,0,105.084897141984,18.060992667051799,0,0,0,0,0,0,0,0,0,0,0,0,0,0,0,0,0,0,0,0,0,0,0,0,0,0,0,0,0,0,0,0,0,0,0,0,0,0,0,0,0,0,0,0,0,0,0,0,0,0,0,0,0,0,0,0,0,0,0,0,0,0,0,0,0,0,0,0,0,0,0,0,0,0,0,0,0,0,0,0,0,0,0,0,6429.4667714317102,null,1066.7487583918955,1389.6657515075005,1381.088520143996,0,6463.8694198886633,1110.9483985662812,0,0,0,0,0,0,0,0,0,0,0,0,0,0,0,0,0,0,0,0,0,0,0,0,0,0,0,0,0,0,0,0,0,0,0,0,0,0,0,0,0,0,0,0,0,0,0,0,0,0,0,0,0,0,0,0,0,0,0,0,0,0,0,0,0,0,0,0,0,0,0,0,0,0,0,0,0,0,0,0,0,0,0,0,395482.46018545883]
[1,"OVERHEAD CONDUCTORS","˃ 11 kv & < = 22 kv ; multiple-phase",108.30437044238259,78.231071886620541,8.8448330615461899,2,104.137157,145.59768311300601,143.68845369688199,0,264.34076008929901,199.00441212795801,16.845894795512098,148.48880074760601,72.716529238158301,97.895626499954204,90.291224404940394,100.061798681515,75.990878092212,86.992399660485205,104.50059640357399,74.460240845665595,189.538724741865,121.285860283365,93.215255092494203,134.320166018614,182.00277690653601,175.08269388425401,261.13556581569702,60.0296358559374,74.669571177729495,113.821775450448,155.54461878766199,155.79178057589499,155.792059981036,233.083624888283,257.80237423882897,239.060715557767,228.79749413557801,262.88732429128203,283.348274570478,320.30413090634602,194.627865871441,134.08513041352501,385.82648067834202,288.29519848299498,104.870361167927,221.859305660122,285.88169687011703,286.23452968289098,259.89416877170402,229.67834678489001,179.69835506092599,182.89117349467,254.65431650876499,289.43550674676902,356.955994448186,393.89011306404001,379.95684922630602,357.33788539568297,386.46536847505502,280.75919476663699,167.51847024859799,157.98393743562099,221.23254404655299,150.85234472117099,108.101290462981,108.752919134149,173.85051720993201,152.19438349715799,178.419238322821,167.944004279208,132.26905287435201,96.447804937369099,58.179917937718599,75.783056547912594,82.704313071788803,109.905688867237,69.648269616526306,49.011629384311597,18.216879944165601,11.5173034596106,7.9485733483992398,13.648997046701499,29.9520635331722,94.967851783503406,3.8923930272055798,16.507199882901499,5.6287283389754696,9.2854151887529603,15.148508560477,5.9872610166375297,2.7784606087960499,0.15199639701384199,2.3637674976785001E-2,0.30969265891570302,144.76986243228737,null,11278.509228544555,15768.865407423635,15562.087517480246,0,28629.259603732422,21553.047570774939,1824.4840303665471,16081.986082713858,7875.5179198938413,10602.524197140167,9778.9342156489602,10837.13011153391,8230.1442111408633,9421.6570785009881,11317.871304342592,8064.3695077779939,20527.872257619732,13135.78874155262,10095.619518418682,14547.461018362301,19711.696171627791,18962.220936490521,28282.123055784432,6501.4719192627763,8087.0408976066692,12327.395732795008,16846.162013498128,16872.930715370116,16872.960976168011,25243.975253953948,27921.123840487882,25891.320295989452,24779.768561148499,28471.846154649771,30687.856493290983,34690.337247906304,21079.048483750899,14522.005635121594,41786.694089867924,31223.629973262505,11357.91844435762,24028.332426303641,30962.23720051808,31000.450536176981,28147.674330465732,24875.168752784739,19462.117214405323,19807.913404808805,27580.175429917028,31347.130341880798,38659.894254345403,42660.02071887975,41150.987350726355,38701.254712991707,41855.888430474246,30407.447835110896,18142.982457745406,17110.35088397369,23960.4514043286,16337.968224783701,11707.842207602294,11778.416440595351,18828.770817504286,16483.316889526239,19323.583281362549,18189.069653032431,14325.316500566911,10445.718794291479,6301.1393846340952,8207.6362296211537,8957.2385601097994,11903.266440802481,7543.2119932192054,5308.1736648232472,1972.9677137773213,1247.3743003870011,860.86523241348061,1478.2460323129451,3243.9393844104607,10285.433399677837,421.56317632582011,1787.8018910842186,609.61587914393613,1005.6510463140265,1640.6496827835049,648.4465350811472,300.91942703461524,16.461874088094596,2.5600635070823601,33.541068454492738,15679.208809759219]
[1,"OVERHEAD CONDUCTORS","˃ 11 kv & < = 22 kv ; single-phase",107.15049187855125,84.032487459816252,9.1669235548146819,2,68.983517000000006,73.337036254610695,72.5458824023993,0,129.134284929579,134.90696327416501,11.419990573059801,100.661955053547,49.295219309254499,66.364366235452295,61.209270510768597,67.832834737323495,51.514931203464101,58.972966180179398,70.841937474634804,50.477297813340499,128.49008473913401,82.220825779493893,63.191498424010597,91.056904268038906,123.381394801128,118.69020541412701,177.02625690743301,40.6946549233855,50.619204814888498,77.160852446931798,105.44516048613301,105.61271378774801,105.612903199122,158.00958223174601,174.76665497781701,162.06150823083399,155.103973869295,178.213790459096,192.08446115606,217.137183857819,131.94006139102501,90.897571420064807,261.55540122198499,195.438027418486,71.092604487246504,150.400510625246,193.80189196817599,194.04108065151101,176.18470217187701,155.70111216758801,121.81920555130399,123.983647206524,172.63255702474399,196.211053118857,241.98382698445201,267.02181348129898,257.57632283741401,242.242714450704,261.98850927022301,190.32929959820501,113.562347045053,107.098797547419,149.97562303064799,102.264223750151,73.282881853906005,73.724627060807293,117.85490125392,103.174004462692,120.95208028023301,113.850820567954,89.666435370061905,65.382874376640402,39.440713743929301,51.374047023336701,56.066031938109703,74.506100508467497,47.215217244652202,33.225444675592598,12.3493943039676,7.8076883734821303,5.3884126554189704,9.2527835117774693,20.304785667048201,64.379600209795996,2.6386898539324699,11.1903861052587,3.8157678977396601,6.2946703163999,10.2693164748156,4.0588205731086999,1.8835445872855701,0.103039787562936,1.6024202257029999E-2,0.20994356715948201,98.140851780715991,null,7391.617778062403,7858.0995075966821,7773.3269831806201,0,13836.802148589377,14455.347472668429,1223.6576071517761,10785.977997444179,5282.0069962476773,7110.9744853370321,6558.6034427561572,7268.32160762069,5519.8502175409067,6318.98233374339,7590.7484460366923,5408.6672893995537,13767.77578131494,8810.0019249334382,6771.0001386754311,9756.7920812585216,13220.37714160259,12717.713891289995,18968.450503050226,4360.4522918686635,5423.8726944164328,8267.8232934570569,11298.500812301927,11316.45423098585,11316.474526507742,16930.804457655977,18726.333044842151,17364.970321513745,16619.46709241292,19095.6953072332,20581.944495098302,23266.356055488723,14137.442476534579,9739.7194882256863,28025.789894427518,20941.280769664561,7617.6075397357627,16115.488692280382,20765.968051383908,20791.59723645504,18878.277499192678,16683.450754794536,13052.987795076564,13284.908783075813,18497.663399453366,21024.110853694074,25928.686088038277,28611.518656823951,27599.429688297423,25956.426007388367,28072.197634832781,20393.878070847815,12168.261344760171,11475.688836807323,16069.961777526112,10957.661876406903,7852.296836923786,7899.6300531282513,12628.210639655616,11055.145327257289,12960.074895760985,12199.17142463295,9607.8026548984581,7005.8071498905438,4226.0918777031611,5504.7544083423491,6007.5028998470189,7983.3653174350693,5059.1337519171384,3560.1227398733386,1323.2436740723074,836.59764965305601,577.37106647275311,991.44030453270466,2175.6677717127723,6898.3058294241218,282.73691576380668,1199.0553754893751,408.86140713719004,674.47702061556515,1100.3623115330015,434.90462085538047,201.82272900283164,11.04076392043002,1.7170011538021555,22.495556487876154,10515.84054168371]
[1,"OVERHEAD CONDUCTORS","˃ 11 kv & < = 22 kv ; swer",60.022654673589201,81.714095733542521,9.0395849314856562,2,17.660554000000001,57.8432371663148,57.333178343376602,2.6552464343628301,341.27914178051202,203.066392771045,4.42935843120752,62.923630544733498,15.0686715539061,12.6468784817353,13.979456685531099,22.496262634334698,35.1964223852396,31.172456995184099,27.828943505925398,28.751392555754101,27.945615823543001,38.909716990444601,29.886511286798299,44.669649885410799,57.140472481154902,53.754607213838398,68.004295567106595,25.969654909637601,20.505911223798901,57.949801297977402,45.634450713297397,52.446802523229103,47.272417114573003,111.22569680112299,76.973491368842602,67.685791980292805,39.662030295301001,136.41744518088399,85.655423712525703,88.716683093824301,75.919159792932504,52.6397080413509,109.293362772572,108.524564151955,43.214843539348998,87.647596704913397,103.679520742132,111.447747628876,128.285084081935,90.132234350976603,65.244234745028294,94.893302837424599,87.215972885093294,75.004725703252404,111.707140884594,266.20961500803202,204.949453010501,335.37280094935102,245.98122177937799,288.30950143138199,261.90339551001603,148.55300563677599,175.595572257214,233.42824584211101,137.08551032508799,180.63488737154799,243.832210589537,72.673465249123694,40.877845102386701,3.7033669841118799,0.87271986527040801,1.74161440865172,0.38043736978026499,1.1261019008769899,5.9072077876965299,0.42424641331972002,0.39109362361418598,18.7594696232395,0.20957299206712701,1.0510527285765501,0,0.390547149058601,5.5326905589351103,24.324220022769001,6.8309319448210002E-3,0.29618920912746499,0.12559806869212001,0.13525245250746801,0,0,0,0,0,0,89.608165252169798,null,1060.0333340862746,3471.9046496362334,3441.2895650437968,159.37493980303918,20484.480074390562,12188.583969107865,265.8618515419198,3776.8433469950483,904.46166906984263,759.09921980804404,839.08410116003108,1350.2854035470398,2112.5827065750213,1871.0536215492452,1670.3670659869829,1725.7349067588316,1677.3700482173117,2335.4645063645426,1793.8677463658203,2681.1909694621459,3429.7228476220876,3226.4942259106492,4081.7983491451323,1558.7676286334581,1230.8192281533584,3478.3009117116089,2739.100876383176,3147.9963165857071,2837.4159680538833,6676.0615899231407,4620.1532914525387,4062.6809183415085,2380.6203480682852,8188.1372035454851,5141.2659184168942,5325.0108331268657,4556.8695113602253,3159.5750178845615,6560.0777718133986,6513.9324376945733,2593.869630535532,5260.8414299890319,6223.1200702282176,6689.3896700773439,7700.0113016223395,5409.9759774076829,3916.1321715434233,5695.7479470470589,5234.9342225030741,4501.9827497735987,6704.9591418899636,15978.607792416235,12301.610243590298,20129.965818297263,14764.445931051165,17305.101643530514,15720.137066538144,8916.5457580599559,10539.712395806037,14010.982991242714,8228.2362469955042,10842.185466705105,14635.456574513659,4362.0543085812369,2453.5967803810267,222.28591761691888,52.382963099906995,104.53632022504945,22.834860871249404,67.591625523611938,354.56629312604565,25.464395963198349,23.474477515236956,1125.993167055391,12.579127331756014,63.086974971083947,0,23.441676661699177,332.08677483478937,1460.0042586310678,0.41001066922278001,17.778062617501327,7.5387295047768541,8.1182112506117754,0,0,0,0,0,0,5378.5199588649029]
[1,"OVERHEAD CONDUCTORS","> 1 kv & < = 11 kv",62.634335183419452,119.12797229803044,10.914576139183346,2,0,0.61205052631579004,0.61789278231653799,0,1.6156358906008199,1.4148006199893799,0.381530785944099,9.8748340621389999E-2,2.323490367562E-3,7.1276483922566997E-2,8.8019282159412002E-2,0,1.35370649091289,1.0916987829942699,0.81985040998949599,0,5.1731829654251001E-2,4.1002771192270001E-3,0,0.48191923741318099,0.152393632931281,1.9559688617753901,3.3101537183521899,1.8189512680412101,1.0757760401812699,6.9773048978851004E-2,0.85121752995158495,1.5904974945482599,0.96766540013764002,1.87136647721533,1.3317700083250199,1.8291336228872901,1.14397731626441,0.629665889609337,0.72205880069592498,0.83556813894653403,0.26364781876631499,0.30649571466224002,0.34749848585451298,1.79277783243014,1.5034349437166E-2,8.6789199023644001E-2,1.3700392614378101,1.6038233951857499,1.4478078507991601,0.779804370125043,0.232485712660187,0.26877316516534899,0.94969251876502703,2.0417329915192299,0.84042013353762002,0.42321693665624299,0.44371832225238,0.370255023866224,0.74180846882020401,0.41686150712144099,0.29556164234429999,6.3007591732126E-2,0.41604145169759499,0.70852788620247598,0.24635831691357299,0.23569759640358201,0.17535518479895401,0.17528684684696699,0,6.2529226068215996E-2,1.4829335581205E-2,0.10968241293933,0,3.9909363960478998E-2,0.24642665486556001,4.5239724215474002E-2,4.2232854328040997E-2,0.38289754498384199,0,0,0,0,0.44891200660340103,0.35091538345386902,0.49818366998611602,0.57677231477130497,0,0.19469482521130901,0.18396576674933099,0.21915981202269899,3.4852355513430001E-3,0.32556200326664703,1.4692659677231001E-2,2.3439917531582002E-2,6.2967272340453544,null,0,38.335377814451483,38.701303635029674,0,101.19427990625415,88.615096250124466,23.896927129616156,6.1850366652866162,0.14553027447732478,4.4643551847016694,5.5130292213765832,0,84.788506091808514,68.377827493394193,51.350785379545954,0,3.2401887582159152,0.25681813143056942,0,30.184691047475074,9.5450738848368424,122.51080929677121,207.32927750391329,113.928803404799,67.380517083005373,4.3701885365104962,53.315444084989956,99.619753181924565,60.609079017618647,117.21179518491986,83.414529088654618,114.56656843118488,71.652258669133701,39.438704383357205,45.22567294492643,52.335254883363213,16.5134058509868,19.19715532443643,21.765336638742308,112.28944766583358,0.94166648191210889,5.435983781947419,85.811498315340231,100.45441210907406,90.682482208140726,48.842528295907222,14.561588052114296,16.834428515275025,59.483359541514574,127.88258854586115,52.639156338889428,26.507911465827121,27.792002122980094,23.190677268182043,46.462680277983814,26.109843362109729,18.512306973954825,3.9464386196500283,26.058479735823578,44.378173111205555,15.430489396787804,14.762762255068274,10.983255420848145,10.978975118657642,0,3.9164765043164498,0.92882557534060228,6.8698850157682179,0,2.4996964792577221,15.434769698978307,2.8335600501174563,2.6452267537350469,23.982533173426386,0,0,0,0,28.117305089458828,21.979351748267796,31.203402968816413,36.125750487902629,0,12.194580940762393,11.522573496852358,13.726929124964929,0.21829541171598715,20.391359635588667,0.92026497095959792,1.4681436513448169,394.39132413576237]
[1,"OVERHEAD CONDUCTORS","> 22 kv & < = 66 kv",62.634335183419452,119.12797229803044,10.914576139183346,2,2.6187230000000001,0.37159890052187999,0.361851033506359,101.866377325459,25.974013594534402,58.905359002729497,0,38.393952686729598,8.1337708858253297,0.81252052876624203,2.8205909102097202,10.594520151999401,3.20405284008854,7.4159910640124496,20.802809695925902,7.00674581845134,58.995254522843197,12.7455235452118,16.735534907642201,18.0895050657364,2.9795303427881001,72.725562293208597,28.7260745178083,1.6314436258562699,3.9040958172206501,0.22374380655835399,0.72530716565300901,6.6851465419713003,2.8236191519844902,26.577839802789999,5.8618108640094597,11.4653559652283,38.448028432707503,10.6613145134314,48.762479481137902,101.137910963151,14.6942403878699,0,52.317894888292798,30.0873124561619,32.211234715788599,31.967764077097499,2.9619665404944602,33.759531474629199,71.399538480635798,63.257894166196103,93.187997613650893,7.2866418796332004,63.873405937215502,71.299519980875004,47.544001512165998,57.676325448142698,105.4490024749,54.341625605771497,50.098193667389999,12.221118591015999,24.600224881481299,23.6280727505881,68.404347801812506,27.123528970602599,11.572036596893501,29.1459618701778,67.435137391500604,5.6721564077156099,62.992360623145998,11.218164915213899,7.2740097853727503,12.325290108068,20.905337310300101,7.5899851842710904,40.9208906659806,29.336308496020202,12.0912502794754,3.9165548690939702,38.419303396444,1.0032132393828701,22.706362475543202,8.1279739658564907,22.240186284616499,37.9161826558652,0,0,0,0,0,2.3447243456036999E-2,0,0,0,0,241.588543167496,null,164.02197413452976,23.274850089077574,22.664298919104034,6380.3328213234781,1626.8650735387612,3689.4979998766139,0,2404.7797015969695,509.45333196792222,50.891683142154008,176.66583648538176,663.58072630782249,200.68371953149267,464.49567002059922,1302.970155251511,438.86286613790389,3695.1285460149033,798.30739381896046,1048.2191028790783,1133.0241235894978,186.62090217935852,4555.1172450754784,1799.2385798522894,102.18438689473477,244.53044600398408,14.014044575190107,45.429132124446504,418.71970926010789,176.85550839571914,1664.6853266591756,367.15062643817811,718.12494852332702,2408.1666999958429,667.7643467301167,3054.2054841962049,6334.7058150168323,920.36397771958275,0,3276.8965645242383,1884.4988131475156,2017.5292718604999,2002.2796502694002,185.52080509940336,2114.5058100171241,4472.0626251375979,3962.1161462028008,5836.7682776051024,456.39396985048739,4000.6683167781698,4465.7980328990379,2977.8869266740066,3612.5183002669551,6604.7281657701142,3403.651592603781,3137.8670542471668,765.46163814601493,1540.8187308141949,1479.9286283985546,4284.4608482219264,1698.8642049019111,724.80681896462409,1825.5379450198791,4223.7549985191908,355.27174565363993,3945.4846292649595,702.64230144238365,455.60276702450983,771.98635186161528,1309.3919042157811,475.39367606882314,2563.0527819770896,1837.4601793839252,757.32742279127626,245.31081043508522,2406.3675264463591,62.835594295950699,1422.1979180893907,509.09024573956253,1392.999282292358,2374.8548933432162,0,0,0,0,0,1.4686025057526597,0,0,0,0,15131.737789226943]
[null,"POLES","˂ = 1 kv ; concrete",6.4374949141551578,70.155487280680148,8.3758872533409949,2,154,337.638160093583,463.910982836306,313.61196950368799,308.60409032514599,515.99957588484995,631.23770097235104,487.96616191924198,188.373873761597,177.346321295227,197.38961147414099,152.29910818783699,54.106257697447802,50.098386735894302,49.098386743454903,50.098386735894302,26.051156937465802,20.0432901637935,32.0629675109723,179.35418393394201,103.202680841141,72.141676899687695,115.22825722727499,145.28532986449201,595.16883860274402,714.40299485385196,1281.5265588519201,1650.2546165399001,1084.13106917239,1107.1743510209001,1725.39039443088,1529.0047558978499,1082.13894012638,1140.2432176086299,1545.0362063393,1227.41245107184,486.96224311816297,142.281402717894,1065.09958130462,636.249507373097,12.0236128166146,778.540740456864,618.21606005565297,427.84025604612998,179.35222449182001,3.00590321927496,52.104289940047899,67.131842391297496,2.0059032041536602,25.051161102664999,3.0059032041536602,7.0118064158679596,4.0098428387886003,6.0118064083073097,3.00591153455199,2.0039354694357701,2.0039312966759502,3.00591153455199,2.0039354769964199,2.0039313042366,3.0059032041536602,4.1727598199999996E-6,1.0019718999170499,1.0019718999170499,0,2.0039354694357701,1.0019677347178899,0,1.0019718923564001,0,1.0019677347178899,0,0,1.0019718999170499,0,0,0,0,0,0,0,2.0039354694357701,2.0039354694357701,1.0019718999170499,1.0019677347178899,0,0,0,0,0,1.0019677347178899,null,991.37421677989425,2173.5439384271453,2986.4245926294407,2018.8754586981738,1986.6372619556062,3321.7446454649398,4063.589489632504,3141.2796856349323,1212.6558542999865,1141.6660413821503,1270.6946199718452,980.42473438956677,348.30875875128856,322.50810981969778,316.07061495421397,322.50810981969778,167.70419029279395,129.02857849235676,206.40519028460625,1154.5916469072004,664.36673304202316,464.41167814036419,741.78131986754511,935.27357210402181,3831.3963715687964,4598.9656460288852,8249.8207049639968,10623.505701036676,6979.0882440748537,7127.429253780082,11107.191889080952,9842.9603398114577,6966.263923472824,7340.3099142554684,9946.1627204948218,7901.4614113456864,3134.8169634587616,915.93580637530442,6856.5731377172788,4095.8529678480368,77.401946356727265,5011.8520571536528,3979.7627424573056,2754.2194723678022,1154.5790330085053,19.350486686525169,335.4211014947241,432.16089397184328,12.912991675026722,161.26672219208746,19.35048658918188,45.138468141190494,25.813342881263093,38.700973178363689,19.350540216078763,12.900324392787898,12.90029753066778,19.350540216078763,12.900324441459544,12.900297579339425,19.35048658918188,2.6862120119240988E-5,6.45018900984239,6.45018900984239,0,12.900324392787898,6.4501621963939808,0,6.4501889611707446,0,6.4501621963939808,0,0,6.45018900984239,0,0,0,0,0,0,0,12.900324392787898,12.900324392787898,6.45018900984239,6.4501621963939808,0,0,0,0,0,6.4501621963939808]
[2,"POLES","˂ = 1 kv ; steel",2.5224574013473338,33.862483573694767,5.8191480109801956,2,2,4.01204819277108,7.0424022961652701,8.0666676292816408,2.0121152876111998,6.0545187942503897,5.0302883919528396,5.0302885648776803,10.060576438056,0,4.02419702780234,24.188056029033401,2.0121490079561002,6.0363795831784897,11.072694319539901,7.0424038524888797,9.0545189671752304,2.0121152876111998,1.0060576438055999,66.509311916475895,15.0969224738144,10.060576438056,6.9169938199999996E-7,2.0181731043416402,3.0181729314168,15.090864657083999,3.0605766109808301,5.0302882190279901,8.0484611504447905,5.0304224087082199,9.0545187942503897,10.060576438056,1.0060576438055999,3.0181729314168,7.0485616197801102,1.0060576438055999,1.0060576438055999,2.0060576438056001,0,1.0060576438055999,0,0,1.0060576438055999,0,7.0424035066391903,0,0,0,0,1.0060576438055999,0,0,0,0,0,0,0,1.0060576438055999,0,0,1.0060576438055999,0,0,0,0,0,0,0,0,0,0,0,0,0,0,0,0,0,0,0,0,0,0,0,0,0,0,0,0,0,0,null,5.0449148026946675,10.120220658417605,17.764159795227545,20.347825465690427,5.0754750995989903,15.272265744153431,12.688688185193017,12.688688621388563,25.377375497994951,0,10.150865577259955,61.013340954639304,5.0755601577325598,15.226510356930515,27.93039973918,17.76416372098755,22.839638384390977,5.0754750995989903,2.5377375497994952,167.76690610223304,38.081343831640034,25.377375497994951,1.7447822256332766E-6,5.0907556842466954,7.613212649398486,38.066063246992428,7.7201741247591347,12.688687748997452,20.30190039839594,12.689026236749532,22.839637948195431,25.377375497994951,2.5377375497994952,7.613212649398486,17.77969642666709,2.5377375497994952,2.5377375497994952,5.0601949511468298,0,2.5377375497994952,0,0,2.5377375497994952,0,17.764162848596442,0,0,0,0,2.5377375497994952,0,0,0,0,0,0,0,2.5377375497994952,0,0,2.5377375497994952,0,0,0,0,0,0,0,0,0,0,0,0,0,0,0,0,0,0,0,0,0,0,0,0,0,0,0,0,0,0]
[2,"POLES","˂ = 1 kv ; wood",3.5586883055270153,70.155487280680148,8.3758872533409949,2,498,1152.0807466177801,1387.33359408357,985.94859537920797,746.72278832443806,683.65909721596097,267.260554528657,239.23160262323199,151.14572095890901,144.14089503457501,177.17563058730099,334.32520700422401,362.35029982257799,335.32327517524698,392.37731444657697,315.303976939221,204.19879066852599,208.201686591704,142.138960465194,1302.2796453972701,353.34064887940201,238.229670764123,257.24897083505999,131.12738042989901,89.086850294844794,49.047286070292103,88.084922109103601,50.048250162719498,89.086852116463206,500.48347118181903,687.66489269846397,688.66392040077801,563.54715683430402,1549.49961593793,1267.2216886318799,1401.3577631989999,1168.1367747253801,831.80868275072396,1307.26705928105,2212.1481218427498,1207.1734585326601,1387.3519887058701,1264.2410224594701,1853.80940751766,1902.8605673002601,1636.5913295703001,2032.9763731907401,1868.8229285396601,1308.2777245201601,1976.9329754305099,2167.1395088978202,2386.3324867634001,2125.0796431224098,1167.1474217305799,1782.7573220074,1434.41086940745,965.94764964209503,1118.0904992962601,1078.06057781406,1196.1773441200501,967.95441832068605,655.64946727368101,923.91775277300701,353.35322858539899,219.224859449956,199.19687527753601,131.12931409556001,276.274070960269,162.16405511845801,282.28179645810701,142.140895956018,104.107120840077,154.153448298748,119.118701792384,47.0472897259354,22.022197812188001,31.029916013804399,88.086852115577003,242.23449943860899,245.23739353751,295.28950553213599,555.539445928909,307.30301830633198,326.31459744233803,226.221953478633,256.25090449186001,142.13799728003099,24.024125992612099,8.0077209384749004,32.030880104459499,79.076237081745958,null,1772.2267761524536,4099.896280011526,4937.0878371299641,3508.6837362267743,2657.3536542807028,2432.929634229597,951.09700992979685,851.35070656778169,537.88050960691896,512.95251750773912,630.51284459540261,1189.7592044088306,1289.491774482816,1193.3110179371688,1396.3485602751298,1122.0685754197655,726.67984835484242,740.9249072648978,505.82825636725266,4634.4073446011334,1257.4292350344551,847.78514337783565,915.46890411958827,466.64147527027359,317.03233232050013,174.54400335618658,313.466782202925,178.10612256616042,317.03233880307226,1781.0646760043064,2447.1850117675135,2450.7402399686362,2005.4886766392365,5514.1861626569134,4509.6470038444677,4986.9954837557771,4157.0346794712559,2960.1478317408323,4652.1559960641644,7872.3456512953444,4295.9540696227787,4937.1532978572277,4499.0397419940327,6597.1298592090616,6771.6876478999375,5824.1184254687359,7234.7292446866122,6650.558300894837,4655.7526386313875,7035.2882604752822,7712.1740267602318,8492.2135137441128,7562.4960742932435,4153.5138805386223,6344.2776334203936,5104.6211862811315,3437.5066045326303,3978.9355843664621,3836.4815709165923,4256.8223258563867,3444.6480687610301,2333.2520917118663,3287.9353020621002,1257.4740022870737,780.152943605362,708.87959054769078,466.64835658364819,983.17330544665003,577.09132652689482,1004.5529279186227,505.83514417581347,370.48479345566983,548.58407371741794,423.90633103811689,167.42663975442761,78.370137816236067,110.42579923981117,313.47365049439151,862.03708034736815,872.72344445986323,1050.8433100820673,1976.9917294861662,1093.5956574998979,1161.251941840804,805.05342029788778,911.91709709590236,505.82482869147697,85.494376220416271,28.496982857674443,113.98791844347797,281.40768014789109]
[null,"POLES","˃ 11 kv & < = 22 kv ; concrete",2.4982109578458433,70.398904877109402,8.3904055251882426,2,954,1999.3352233812,2060.7404651236002,2036.68264328347,1666.9708855763699,2843.0684248636699,2339.2568391372201,1548.8257920983899,1225.21537285107,1467.66098699857,1192.15557778581,727.31330917111302,355.64667332050499,333.605021995828,368.66842135548802,378.688357951586,282.50900987175299,217.39126823076501,265.480019941573,1006.82774954997,991.79149546227404,1021.85127568115,1114.0142877803401,936.70091756778197,1910.4743063401199,2667.8401242364798,4465.0807587625404,4731.5734954714098,3927.1153328243699,4742.5861235667599,6012.8957155485296,4733.5825303599904,4771.64411101721,4011.2710880876398,4420.0227750926197,4431.0282092786701,2024.6626781483401,860.55601588100899,4100.4159268478097,1694.070369386,70.124990981145302,1150.08312877101,827.49806559006095,338.60865964016602,169.30613568976099,23.041655039900299,69.126795004095797,53.097823548449,13.0253671467385,102.192016875752,29.050752818804,17.030790281443799,37.065258871516598,20.038039621600898,25.0471077657865,12.019929216442801,15.027174863144401,23.041658733355799,16.029001068596202,31.056157399157499,3.0054342295840701,4.0072456394454301,10.018114105869801,6.0108833128082502,11.0181252080048,21.034416787365799,3.0054342295840701,4.0054342368402898,2.0036228269789298,11.021733210368399,4.0072456394454301,1.0018114026051399,6.0108684591681403,1.00181140986136,0,0,0,0,0,5.0090570493067901,1.00181140986136,5.0090459544280401,6.0108684591681403,0,3.0090570493067901,37.068833574731599,1.00181140986136,0,0,0,6.0072456394454301,null,2383.2932537849347,4994.7611634580808,5148.1644112481181,5088.062897105202,4164.4449327568773,7102.5846928999417,5843.9570687484347,3869.2935656144655,3060.8464701777239,3666.5267601226733,2978.2561278815533,1816.9820787583963,888.48041641070654,833.41572154238111,921.01149004200875,946.04340544330125,705.76710415179286,543.08924843410216,663.22509490717073,2515.2681165890053,2477.7043818621692,2552.8000541954029,2783.0427009296782,2340.0764964920891,4772.7678467818241,6664.8274321483896,11154.713679207211,11820.468754239635,9810.7625571862663,11847.980622422121,15021.481964967659,11825.487747212983,11920.573605083782,10021.001387150762,11042.149330664575,11069.643226944019,5058.0344884916949,2149.850468714098,10243.704000176818,4232.1451601620611,175.18702088793813,2873.1502747293694,2067.2647350533289,845.91586393455634,422.96244341069615,57.562915107582832,172.69331675999541,132.64956462650036,32.540114935947365,255.29721636337101,72.57490902560717,42.546506901877393,92.596835868215621,50.05925015643254,62.572959082833549,30.028318881048808,37.541052908572951,57.562924334613832,40.043826112889761,77.584832723160531,7.5082087254319045,10.010944967242548,25.02736243623395,15.016454558390295,27.525601129555106,52.548410510093802,7.5082087254319045,10.006419701405315,5.0054725017488284,27.53461468059578,10.010944967242548,2.5027362236830744,15.016417450863809,2.5027362418106427,0,0,0,0,0,12.513681209053189,2.5027362418106427,12.51365349170552,15.016417450863809,0,7.5172592933615032,92.60576623095838,2.5027362418106427,0,0,0,15.007366882934233]
[2,"POLES","˃ 11 kv & < = 22 kv ; steel",6.3224068272800125,70.398904877109402,8.3904055251882426,2,5,0,1.1547619047619,3.4782312925170098,0.15578231292517,1.1551020408163299,0,0,0,2.3227891156462599,2.3102040816326501,2.3105442176870699,1.2585034013604999E-2,0,3.4013605442099998E-4,1.1551020408163299,0,0,0,2.3105442176870699,0,0,0,0,0,1.2244897959183E-2,0,0,0,1.3102040816326499,1.1551020408163299,0,0,0,6.8027210884300004E-4,0,0,0,0,0,0,0,0,3.4013605442099998E-4,0,0,0,0,0,1.1551020408163299,0,0,0,0,0,0,0,3.4013605442099998E-4,0,0,0,0,0,0,0,0,0,0,0,0,0,0,0,0,0,0,0,0,0,0,0,0,0,0,0,0,0,0,0,0,0,null,31.612034136400062,0,7.3008745505495076,21.990793270668526,0.9849191588075662,7.3030250290622405,0,0,0,14.685617763093616,14.606050058124419,14.608200536637085,7.956770496916743E-2,0,2.1504785126754164E-3,7.3030250290622405,0,0,0,14.608200536637085,0,0,0,0,0,7.7417226456485688E-2,0,0,0,8.2836432308444046,7.3030250290622405,0,0,0,4.300957025357155E-3,0,0,0,0,0,0,0,0,2.1504785126754164E-3,0,0,0,0,0,7.3030250290622405,0,0,0,0,0,0,0,2.1504785126754164E-3,0,0,0,0,0,0,0,0,0,0,0,0,0,0,0,0,0,0,0,0,0,0,0,0,0,0,0,0,0,0,0,0,0]
[2,"POLES","˃ 11 kv & < = 22 kv ; wood",9.0204494452986612,68.468428272339111,8.274565140981073,2,580,1526.4348389731899,1556.4551911917099,1249.3675539733199,942.27317452066995,1033.29867409028,587.17322614959903,354.10581153023998,351.10375961695797,402.118415067679,763.22539910728904,1597.4704356730599,1771.52172870254,1351.3974521360301,1387.41034947767,1118.3288649198,761.22510687506804,504.14831226758901,465.13658769737901,1749.5214393533299,700.20751914639698,535.15944975345406,500.14860458702901,249.07327655519899,199.05891438461299,215.063310967425,535.15769085811201,267.07855227990098,736.21689904699804,1657.4868494074799,1275.37634818897,1707.50443486535,1178.3467448806,3472.0244062451502,2519.7468343550499,2978.8763865590499,2708.79871665274,2205.6524570848601,3564.0584073598202,3849.1369612991102,1760.5196780122899,3178.9423420281501,3872.1522058443102,3840.1416543076002,2896.8608574708201,2323.68851002561,1846.5504588968899,2423.7228085249899,2781.83214334998,2611.7855301395598,3360.0071250770802,2954.8986766436701,2666.8045855783298,2876.8538237247099,2879.86085930535,2425.7254438555101,1505.4484570397301,1237.3737194994401,1728.5149935664001,1157.34675134534,910.27523036611899,631.19228071749797,1215.3699041493801,622.18817776403205,447.136297299955,561.170003736279,556.16502155364003,277.08324336600401,171.05451823862501,295.08764064769201,157.04807026651201,293.087640211105,93.027845723719196,189.057449381315,51.015535728279303,43.012896992438797,40.012310781316401,114.033707833826,171.05041449923399,535.16355445372699,424.128966866685,511.15212255237299,452.13541667325001,529.15827803016396,354.10581161761701,221.065655986465,242.07181120256499,8.0023449315362996,3.0008793165812602,9.0032242480860898,84.024034827514114,null,5231.8606782732231,13769.128296500263,14039.925366017482,11269.856859212779,8499.7275344247864,9320.8184515255089,5296.5664021153761,3194.1935711949855,3167.113713679063,3627.2888341416219,6884.636128015195,14409.901305348063,15979.922195009352,12190.212397498477,12515.06491734747,10087.828989227291,6866.5925930586218,4547.6443637424291,4195.7410744829349,15781.469697152861,6316.1865276780682,4827.3787616748814,4511.5652028139657,2246.7528993410647,1795.6008738424359,1939.9677241202023,4827.362895648369,2409.1685787644024,6641.0073186279942,14951.276331327528,11504.467872568228,15402.457432326151,10629.21724122769,31319.22062937748,22729.248934251067,26870.803848749863,24434.581881055936,19895.976483032755,32149.408683680918,34720.945367429136,15880.678752963338,28675.488685784254,34928.553217320296,34639.803655467273,26130.986914880064,20960.714731307387,16656.71506267244,21863.069063716957,25093.376214395314,23559.479336586461,30308.774407601097,26654.514128644143,24055.77594469997,25950.514478422891,25977.639290858271,21881.133734473286,13579.821699229758,11161.667081685866,15591.982114906454,10439.78786119128,8211.0916968251695,5693.6380584749513,10963.182777716962,5612.4170029829475,4033.3703649522763,5062.0056489211656,5016.8584601680504,2499.4153889224249,1542.9886341614347,2661.8231443949639,1416.6441783207836,2643.7822415661558,839.15297935585227,1705.3831644012625,460.18306096177105,387.99566281613301,360.92902659244317,1028.6352965749854,1542.9516165877214,4827.4157879161812,3825.8339039076832,4610.8218803407863,4078.4646685300972,4773.2454955323874,3194.1935719831654,1994.1115739176928,2183.5965350846195,72.184747898765167,27.069280166663653,81.213129174547632,757.93455835160512]
[null,"POLES","> 1 kv & < = 11 kv ; concrete",4.1953425905905206,68.468428272339111,8.274565140981073,2,1,4,4,19,4,3,5,6,5,3,0,0,0,0,0,0,1,1,0,0,2,2,0,0,12,16,14,22,3,4,4,4,4,3,5,18,2,3,5,7,0,4,4,1,0,0,0,0,0,0,1,0,0,0,0,0,0,0,0,0,0,0,0,0,0,0,0,0,0,0,0,0,0,0,0,0,1,0,0,0,2,1,0,0,1,0,0,0,0,0,0,null,4.1953425905905206,16.781370362362082,16.781370362362082,79.711509221219899,16.781370362362082,12.586027771771562,20.976712952952603,25.172055543543124,20.976712952952603,12.586027771771562,0,0,0,0,0,0,4.1953425905905206,4.1953425905905206,0,0,8.3906851811810412,8.3906851811810412,0,0,50.344111087086247,67.12548144944833,58.734796268267289,92.297536992991454,12.586027771771562,16.781370362362082,16.781370362362082,16.781370362362082,16.781370362362082,12.586027771771562,20.976712952952603,75.516166630629371,8.3906851811810412,12.586027771771562,20.976712952952603,29.367398134133644,0,16.781370362362082,16.781370362362082,4.1953425905905206,0,0,0,0,0,0,4.1953425905905206,0,0,0,0,0,0,0,0,0,0,0,0,0,0,0,0,0,0,0,0,0,0,0,0,0,4.1953425905905206,0,0,0,8.3906851811810412,4.1953425905905206,0,0,4.1953425905905206,0,0,0,0,0,0]
[2,"POLES","> 1 kv & < = 11 kv ; steel",4.4643113281258184,22.25,4.7169905660283016,2,0,0,0,0,0,0,0,2,0,0,0,0,0,0,0,0,0,0,0,0,0,0,0,0,0,0,0,0,0,0,0,0,0,0,0,0,0,0,0,0,0,0,0,0,0,0,0,0,0,0,0,0,0,0,0,0,0,0,0,0,0,0,0,0,0,0,0,0,0,0,0,0,0,0,0,0,0,0,0,0,0,0,0,0,0,0,0,0,0,0,0,null,0,0,0,0,0,0,0,8.9286226562516369,0,0,0,0,0,0,0,0,0,0,0,0,0,0,0,0,0,0,0,0,0,0,0,0,0,0,0,0,0,0,0,0,0,0,0,0,0,0,0,0,0,0,0,0,0,0,0,0,0,0,0,0,0,0,0,0,0,0,0,0,0,0,0,0,0,0,0,0,0,0,0,0,0,0,0,0,0,0,0,0,0,0,0]
[2,"POLES","> 1 kv & < = 11 kv ; wood",4.1260643912425126,109.48032933097934,10.463284825090987,2,10,6,7,3,2,1,4,4,10,0,1,5,3,0,1,2,1,0,1,2,2,4,7,5,5,1,2,0,2,5,6,10,7,24,3,13,25,17,17,9,2,8,23,37,25,19,5,3,5,11,12,9,19,9,13,3,5,5,5,19,6,11,4,1,0,4,0,1,1,0,10,0,1,0,0,0,2,2,10,7,22,22,5,1,8,13,3,1,0,0,0,null,41.260643912425124,24.756386347455077,28.882450738697589,12.378193173727539,8.2521287824850251,4.1260643912425126,16.50425756497005,16.50425756497005,41.260643912425124,0,4.1260643912425126,20.630321956212562,12.378193173727539,0,4.1260643912425126,8.2521287824850251,4.1260643912425126,0,4.1260643912425126,8.2521287824850251,8.2521287824850251,16.50425756497005,28.882450738697589,20.630321956212562,20.630321956212562,4.1260643912425126,8.2521287824850251,0,8.2521287824850251,20.630321956212562,24.756386347455077,41.260643912425124,28.882450738697589,99.025545389820309,12.378193173727539,53.638837086152662,103.15160978106282,70.143094651122709,70.143094651122709,37.134579521182616,8.2521287824850251,33.008515129940101,94.899480998577786,152.66438247597296,103.15160978106282,78.39522343360774,20.630321956212562,12.378193173727539,20.630321956212562,45.386708303667639,49.512772694910154,37.134579521182616,78.39522343360774,37.134579521182616,53.638837086152662,12.378193173727539,20.630321956212562,20.630321956212562,20.630321956212562,78.39522343360774,24.756386347455077,45.386708303667639,16.50425756497005,4.1260643912425126,0,16.50425756497005,0,4.1260643912425126,4.1260643912425126,0,41.260643912425124,0,4.1260643912425126,0,0,0,8.2521287824850251,8.2521287824850251,41.260643912425124,28.882450738697589,90.773416607335278,90.773416607335278,20.630321956212562,4.1260643912425126,33.008515129940101,53.638837086152662,12.378193173727539,4.1260643912425126,0,0,0]
[null,"POLES","> 22 kv & < = 66 kv ; concrete",15.682271116792935,61.162024947307401,7.8206153816248634,2,141,311.44017794427498,160.250153785886,236.37369792074401,447.69257374096298,605.93663038930697,336.52695698222198,133.206404519454,272.42531838867501,345.53946358776602,220.34713486478299,318.50193824493601,140.21889458415001,206.32211337746401,299.467537490241,90.139163921857403,53.082874544211897,25.039091763398101,38.0594194716533,171.26738766454699,187.293970066562,60.093820232155501,77.120408142946005,74.115711619658398,317.49568356279201,210.32837081254399,339.53164798511801,255.40186333354001,187.292406396026,608.95540269745004,627.98198510527197,591.92569571601098,558.87565550302202,449.711472849686,593.93508049216302,1203.8826620810901,219.34244660320701,154.24236893306801,848.33537465219899,386.605140497403,8.0125093642873999,240.375280928622,33.051595616005699,26.040663704357701,15.023452302199001,11.0172003787991,5.0078183497756799,19.028173628045799,10.015650484558799,22.032861883813599,3.0046910116077701,4.0062546821437,8.0125093642873999,3.00312734107185,22.035964422326298,2.00312734107185,0,0,2.00312734107185,0,2.00312734107185,0,2.00312734107185,1.0015636705359201,3.0046910116077701,2.0015636705359201,1.0015636705359201,1.0015636705359201,0,0,0,0,0,1.0015636705359201,0,0,0,0,0,2.00312734107185,0,0,0,0,0,0,0,0,0,0,0,null,2211.2002274678039,4884.0893071843557,2513.0863581780259,3706.8764156720217,7020.836318380595,9502.4625173610639,5277.5069775045176,2088.9789501672694,4272.2477020498372,5418.8435495345466,3455.5435087580636,4994.833746781127,2198.9507205656487,3235.599319375081,4696.3311136003113,1413.586806863608,832.4600302610371,392.66982555186593,596.85813470221512,2685.8616068203037,2937.1948171243257,942.40758132447911,1209.4231491354049,1162.3026836335234,4979.0533880432022,3298.4265346356729,5324.6273564341218,4005.2812645306708,2937.1702952190426,9549.8037231372309,9848.183746882698,9282.7392412147619,8764.4395501737599,7052.4972415610409,9314.2509580523347,18879.614299562068,3439.7877150521699,2418.8706473047723,13303.825343261893,6062.8466284260976,125.65434417659721,3769.6303252979164,518.32408329280611,408.37674827296689,235.6018521132917,172.77472328836129,78.533965064832799,298.40497769242364,157.06814630988961,345.52531354081799,47.120379066223876,62.827172088298603,125.65434417659721,47.095857160942238,345.57396839092439,31.413586044149302,0,0,31.413586044149302,0,31.413586044149302,0,31.413586044149302,15.706793022074574,47.120379066223876,31.389064138867511,15.706793022074574,15.706793022074574,0,0,0,0,0,15.706793022074574,0,0,0,0,0,31.413586044149302,0,0,0,0,0,0,0,0,0,0,0]
[2,"POLES","> 22 kv & < = 66 kv ; steel",3.1384565534237185,61.162024947307401,7.8206153816248634,2,0,0,0,0,0,29,0,0,0,0,0,9,0,1,0,0,0,1,0,4,2,0,0,0,0,0,0,0,0,0,0,0,0,0,0,0,0,0,0,0,0,0,0,0,0,0,0,0,0,0,0,0,0,0,0,0,0,0,0,0,0,0,0,0,0,0,0,0,0,0,0,0,0,0,0,0,0,0,0,0,0,0,0,0,0,0,0,0,0,0,0,null,0,0,0,0,0,91.01524004928784,0,0,0,0,0,28.246108980813467,0,3.1384565534237185,0,0,0,3.1384565534237185,0,12.553826213694874,6.2769131068474371,0,0,0,0,0,0,0,0,0,0,0,0,0,0,0,0,0,0,0,0,0,0,0,0,0,0,0,0,0,0,0,0,0,0,0,0,0,0,0,0,0,0,0,0,0,0,0,0,0,0,0,0,0,0,0,0,0,0,0,0,0,0,0,0,0,0,0,0,0,0]
[2,"POLES","> 22 kv & < = 66 kv ; wood",14.482670990179304,64.593201424488484,8.0369895747405629,2,34,55.042880703683302,34.018699469686901,47.025849838913601,34.018149719745502,78.045649533548996,49.026949822834602,62.0340997115321,37.0203496856805,45.023649873588901,83.045649533701607,96.054449397670297,172.09515020230401,113.062699270365,125.06874917682001,31.017049975478798,31.017049497695801,36.019800171884398,53.0291490718663,135.074800039069,41.022549651615499,20.011000069024099,11.006049906531,6.0032999490168999,4.0021999660112701,20.0115498215591,27.0142997789969,5.0027499575140801,21.0115498215591,115.062699986887,45.024750334377501,35.019249702674898,43.023099643042002,72.039599388202802,85.047299269318501,112.06214927871,172.09404878587301,111.06215047332,792.44109533589199,235.12924824228199,246.13695075120401,181.100649400886,852.47134510743899,1329.7518393410601,235.129250153643,187.10449910304899,225.12594949123201,241.13694597383201,110.06104881830299,134.07589763338899,279.15564974654097,119.069300840792,331.18314884351798,168.09349951150199,142.07864950211101,43.023649874046598,70.039049397081399,21.012100052106,60.041259396306401,21.012100290997498,19.010450555380601,27.014850487250499,42.023652263037803,48.026949822758397,137.07589978348901,2.0016499745084499,12.0065998980338,2.38891491E-7,0,1.00054999150282,8.0055001539196606,5.0032999490168999,2.38967774E-7,1.00054999150282,4.0027504353733496,0,111.06104953474799,13.0076998810394,26.014299779073198,21.0115498215591,91.050049943507105,80.045650011408199,1.00054999150282,4.0021999660112701,0,0,0,0,0,0,0,null,492.41081366609637,797.16793158313442,492.68163193326257,681.0599112505621,492.67367008573439,1130.3094644092309,710.04118393614306,898.41945629409634,536.15354443909848,652.06270789621612,1202.7228193623378,1391.1249877692856,2492.3974393854583,1637.4498747942821,1811.3295454811428,449.20972988080848,449.20972296123455,521.66291502140575,768.00371889701182,1956.2438880300951,594.11608978264189,289.8127301841314,159.39699969778218,86.94381801697196,57.962545344648021,289.82069206922182,391.2392157292856,72.453181680809919,304.30336305940114,1666.415227151793,652.07864550775503,507.172271766775,623.08939710787797,1043.3258162036634,1231.7120539208565,1622.959238455916,2492.3814879336651,1608.4765847668803,11476.663662847035,3405.2995424611654,3564.7204762556544,2622.8211213808445,12346.062019746638,19258.358387762342,3405.2995701427781,2709.7729012917575,3260.4250578332371,3492.307052115651,1593.9779588695449,1941.7771131373329,4042.9194303288837,1724.4415091078706,4796.4165821922525,2434.442849012949,2057.6783354680765,623.09736592248612,1014.3525088828461,304.3113318673806,869.55780567271734,304.31133532716757,275.32210076864868,391.24719145573403,608.61472953128043,695.55851294486013,1985.2251572470618,28.989238018306672,173.88763603394392,3.4597868665063803E-6,0,14.490636336162041,115.94102484104823,72.461147026792645,3.4608916480975244E-6,14.490636336162041,57.970517611309191,0,1608.4606402357615,188.38623771608812,376.75654474021133,304.30336305940114,1318.6479169712072,1159.2748133102673,14.490636336162041,57.962545344648021,0,0,0,0,0,0,0]
[2,"POLES","staking of a wooden pole",8.6581953077170137,25.96234017996418,5.0953253262146259,2,737,1457.2693063997101,2064.6213204624,1342.15196575297,864.71849464548995,1132.2518866402099,820.03347821735804,626.71405129480695,328.224775962526,369.107241502009,341.79541476763001,416.234534189405,380.46268614046699,427.69275166930498,787.59493593685602,453.772837260328,169.90556428354901,87.979352404648196,405.92668025783701,860.77573685673804,844.21546608813503,923.42371878354595,602.66818344033595,408.41851771314202,575.21020308898596,518.72726494303595,433.97544782088301,495.26091025441002,612.88239428157999,940.04485165334904,1395.5588654400699,357.16558559445599,68.5577389989203,3.0884601434974202,1.0218789787488001,0,0,0,0,0,1.0218789787488001,0,0,0,0,2.0437579574975899,1.0309936973E-5,0,1.0218789787488001,1.0218789787488001,1.02188928868577,3.0656369362463902,4.0875262249321498,1.0218789787488001,2.0437579574975899,1.0218789787488001,0,4.82424188092E-4,1.0218789787488001,4.0875159149951799,1.0309936973E-5,1.0218789787488001,0,0,0,0,0,0,0,1.0218789787488001,0,0,0,0,0,0,0,0,1.0218789787488001,0,0,0,0,0,0,0,0,0,0,0,1,null,6381.0899417874389,12617.322270749997,17875.894629040056,11620.613852125531,7486.9016128357007,9803.2579720620015,7100.010013272391,5426.2126582010178,2841.8342151152106,3195.802586417065,2959.3314563402846,3603.8398908284835,3294.120243902802,3703.0473756477545,6819.1507787101691,3928.8538503368081,1471.0755594348354,761.74241616590655,3514.5924782855491,7452.7644458496643,7309.3823871864224,7995.1829090062929,5218.0188379734536,3536.1672936486643,4980.282281336009,4491.2419713146737,3757.444185987159,4288.0656892603902,5306.4554703511449,8139.0919236285627,12083.021220396093,3092.4093972719184,593.58629410813944,26.740491122500377,8.8476277788575146,0,0,0,0,0,8.8476277788575146,0,0,0,0,17.69525555771494,8.926544792248676E-5,0,8.8476277788575146,8.8476277788575146,8.8477170443054103,26.542883336572459,35.390600380877778,8.8476277788575146,17.69525555771494,8.8476277788575146,0,4.1769228416673448E-3,8.8476277788575146,35.390511115429881,8.926544792248676E-5,8.8476277788575146,0,0,0,0,0,0,0,8.8476277788575146,0,0,0,0,0,0,0,0,8.8476277788575146,0,0,0,0,0,0,0,0,0,0,0,8.6581953077170137]
[3,"SERVICE LINES","˂ = 11 kv ; commercial and industrial ; simple type",1.1611987177186347,45.104067319924013,6.7159561731687925,2,494.4375,810.78750000000002,999.5625,1024.3125,655.08749999999998,689.12209944647304,1454.8603438918999,2044.9191560865299,1415.6846843713099,1156.7064224389301,1248.13659931699,1277.43339007648,1407.1996426001599,408.73166812747399,260.412310261811,262.05046708429597,264.43338234932702,284.75766966818298,237.35538146354901,384.96276231849203,559.987239391559,542.67558330138002,223.789426639477,231.10860257636,282.94361936031999,283.19555105240403,383.61226809886398,461.36102725066598,340.40967198210302,883.41919183456002,1027.3680871311799,1007.62952492573,729.47031513309696,906.49287300164099,926.78699666095599,1175.0671904763601,267.83037373056197,561.568857207777,840.21756585221306,854.67958420626201,586.46955439846704,901.486925781134,100.775193535536,103.522548115622,119.374467336538,96.513112964110206,97.231502892844503,99.189713640490993,100.69201668881399,129.22581355277501,149.344000752868,147.50257701947399,140.15167019958,125.797866619236,127.70193381394699,111.766573373196,0,0,0,0,0,0,0,0,0,0,0,0,0,0,0,0,0,0,0,0,0,0,0,0,0,0,0,0,0,0,0,0,0,0,0,null,574.14019099200743,941.48540534229755,1160.6906932796328,1189.4303615431691,760.68676499350613,800.207698228818,1689.381965786966,2374.5575018859513,1643.8912401858752,1343.1660145129949,1449.3346186645861,1483.3540145277771,1634.0384205614266,474.61868892062137,302.39044075416217,304.29266635585378,307.05970450603996,330.66024087924063,275.61676459909052,447.01826597365647,650.25646432027645,630.15419146677459,259.86399525274913,268.36301296541478,328.55376798787302,328.84631074567369,445.45007381753794,535.73183324882541,395.28327460463908,1025.8252327663236,1192.9785054017727,1170.0581122791948,847.0599945463606,1052.6183617505867,1076.1838721210067,1364.4865148143881,311.00428654203125,652.09303690038973,975.65956007226237,992.45283724060732,681.007694548519,1046.8054622571667,117.02002551131166,120.21025012682593,138.61747839953298,112.07090301695851,112.90509648102676,115.17896829021672,116.92344066355417,150.0568489936297,173.41806217320112,171.27980329520736,162.74393972187727,146.07632140999669,148.2873217949452,129.78320168476088,0,0,0,0,0,0,0,0,0,0,0,0,0,0,0,0,0,0,0,0,0,0,0,0,0,0,0,0,0,0,0,0,0,0,0]
[3,"SERVICE LINES","˂ = 11 kv ; residential ; simple type",1.1802578332617562,44.601216498806963,6.6784142203675092,2,3900.5625,6396.2124999999996,7885.4375,8080.6875,5167.9125000000004,5436.4076734110604,11477.231601813901,16132.140009127101,11168.179176707001,9125.1284436849201,9846.4109501673793,10077.530077269999,11101.2416249568,3224.43871522785,2054.3637809542802,2067.2870181094399,2086.08557186691,2246.42161627122,1872.47023154577,3036.9284582903201,4417.6771107556297,4281.1073793775504,1765.44992126699,1823.1900869912799,2232.11077495363,2234.0982360800699,3026.27455944659,3639.62588164414,2685.4540789699199,6969.1958466948599,8104.7926873681699,7949.0773633030103,5754.7102638277602,7151.2215536796102,7311.3196403253196,9269.9745026468408,2112.88405942999,4430.1543179724604,6628.3830195007904,6742.4722754049499,4626.5931513656797,7111.7301922733895,795.00430455812102,816.67787957879204,941.73190898824203,761.38122449464595,767.04852282132902,782.49662983053997,794.34813165620096,1019.44808469412,1178.1582281615199,1163.63144093141,1105.6409537966899,992.40539221842005,1007.42636675447,881.71407883298696,0,0,0,0,0,0,0,0,0,0,0,0,0,0,0,0,0,0,0,0,0,0,0,0,0,0,0,0,0,0,0,0,0,0,0,null,4603.6694447520586,7549.1799063317603,9306.8493780709996,9537.2947200153576,6099.4692097363459,6416.3627413477234,13546.09250220023,19040.084613047638,13181.330956579268,10770.004325178785,11621.30365344938,11894.083813628868,13102.32738678673,3805.6690515201431,2424.6789448405279,2439.9316967240043,2462.1188370502505,2651.3567094126424,2209.9976583313496,3584.3586019526988,5213.9980147904944,5052.8105195450626,2083.6860988067156,2151.8343816966408,2634.4662268469906,2636.8119434097748,3571.7842543876081,4295.6969569527218,3169.5282125689828,8225.4479895969052,9565.7450562288814,9381.960825242084,6792.0418670345416,8440.2852561206655,8629.2422769744844,10940.960020885686,2493.7479619161436,5228.724336345389,7823.2009806250198,7957.8557185969094,5460.572808214537,8393.6752674748041,938.31005793153724,963.8904646244705,1111.48646241592,898.62615430823359,905.31502755173256,923.54777685841952,937.53560472407196,1203.2115875639292,1390.5304776094251,1373.3851231889612,1304.9413964935427,1171.2942379369956,1189.0228607963941,1040.6499482398065,0,0,0,0,0,0,0,0,0,0,0,0,0,0,0,0,0,0,0,0,0,0,0,0,0,0,0,0,0,0,0,0,0,0,0]
[4,"SWITCHGEAR","˂ = 11 kv ; circuit breaker",258.47474996040233,78.360754575381634,8.8521610116051122,2,0,0,0,0,4.9806762371300002E-4,6.1501390176089004,0,2.0249033811856498,0,0,0,0,5.0046339202965001E-2,13.325301204819301,0,2.4903381185652999E-2,0,0,0,0,0,0,0,0,0,0,5.1042474450391E-2,0,0,0,0,2.5521237225195E-2,0,2.5521237225195E-2,0,0,1.0255212372252001,0,0,0,0,0,0,0,10.2301892026505,1.9922704948520001E-3,0,0,4.1521312881037504,0,0,0,0,0,0,0,0,0,5.0046339202965001E-2,0,0,0,6.1531274233511803,0,0,0,0,0,0,0.12511584800741399,11.250231696014801,0,0,0,0,0,0,0,0,0,2.0510424744503899,0,0,11.282725879972,0,0,0,0,0,0,0,null,0,0,0,0,0.12873790450258943,1589.655644798175,0,523.3863951459341,0,0,0,0,12.935715011919859,3444.2538970627165,0,6.4368952251302467,0,0,0,0,0,0,0,0,0,0,13.193190820925038,0,0,0,0,6.5965954104623901,0,6.5965954104623901,0,0,265.07134537086603,0,0,0,0,0,0,0,2644.2455962026957,0.51495161801035771,0,0,1073.2210964953802,0,0,0,0,0,0,0,0,0,12.935715011919859,0,0,0,1590.428072225191,0,0,0,0,0,0,32.339287529800032,2907.9008246240187,0,0,0,0,0,0,0,0,0,530.14269074172944,0,0,2916.299750697523,0,0,0,0,0,0,0]
[4,"SWITCHGEAR","˂ = 11 kv ; fuse",1.5332172170207623,45.969854182305447,6.780107239734888,2,3,15.6937119675456,81.855221722905199,75.387807425319295,110.881613888825,7.0279381922262703,5.3485047190722099,4.7193420835515898,1.88779906513533,0,4.7193420835515898,0,0,0.62916263552062501,1.88779906513533,0.94374395328093696,0.94374395328093696,0,0,0.94374395328093696,0,0,0.94374395328093696,2.83154301841626,1.88779906513533,1.88779906513533,1.88779906513533,0.62916263552062501,3.1461243361765798,6.2925598309266002,27.686889865788899,2.83154301841626,52.227344236827797,1.88779906513533,9.1241028493428704,3.4607056539368899,2.83154301841626,5.6630860368325298,3.7755981302706498,0.94374395328093696,0.94374395328093696,3.7755981302706498,3.7755981302706498,0.94374395328093696,0.94374395328093696,0,2.83154301841626,0,0,0,0,0,0,0,0,0,0,0,0,0,0,0,0,0,0,0,0,0,0,0,0,0,0,0,0,0,0,0,0,0,0,0,0,0,0,0,0,0,0,0,5.9776673545928398,null,4.5996516510622865,24.061869387605697,125.50183524861016,115.58588429794521,170.00559946539497,10.77535583647909,8.2004195205983077,7.2357765355119348,2.8944060289411873,0,7.2357765355119348,0,0,0.96464298508638091,2.8944060289411873,1.4469644776295705,1.4469644776295705,0,0,1.4469644776295705,0,0,1.4469644776295705,4.3413705065707475,2.8944060289411873,2.8944060289411873,2.8944060289411873,0.96464298508638091,4.8236919991139491,9.6478610719099205,42.450016227985202,4.3413705065707475,80.075863383174465,2.8944060289411873,13.989231578480684,5.3060134916571355,4.3413705065707475,8.6827410131415093,5.7888120578823594,1.4469644776295705,1.4469644776295705,5.7888120578823594,5.7888120578823594,1.4469644776295705,1.4469644776295705,0,4.3413705065707475,0,0,0,0,0,0,0,0,0,0,0,0,0,0,0,0,0,0,0,0,0,0,0,0,0,0,0,0,0,0,0,0,0,0,0,0,0,0,0,0,0,0,0,9.1650625056846966]
[4,"SWITCHGEAR","˂ = 11 kv ; switch",12.402637532530369,102.63300322138431,10.130794797121514,2,381,647.18560518398499,931.680102910605,575.35399935038402,385.57718120805401,115.145620399131,33.911157804286702,2.6662809534829899,16.282358052075899,10.9976857208979,2.6662809534829899,40.243719711252602,170.461167009408,22.6616523952789,3.3325619069659802,16.282358052075899,4.9988428604489696,1.6662809534829901,1,1.6662809534829901,1,1.6662809534829901,1,1,1,0,3.3325619069659802,0,0,20.3290904883129,2.3325619069659802,0,3.3325619069659802,3.9988428604489701,5.9988428604489696,10.331404767415,42.528392042430603,4.6662809534829899,0.66628095348298999,4.3325619069659798,0,27.2460339903547,4.6662809534829899,1,0,0,40.862111088947699,45.860953949396603,1,0,0,0,149.846247050366,21.280043772973901,1,1,0,27.2460339903547,0,0,0,0,0,0,0,0,0,0,326.92464829791902,6.3325619069659798,0,0,0,0,0,0,0,0,0,0,0,504.00304954547101,30.3290904883129,0,0,0,0,0,0,0,68.108145079302403,null,4725.4048998940707,8026.8084773682731,11555.290612670826,7135.9071068345265,4782.1740193382739,1428.1093932687565,420.58779855500637,33.068916225938985,201.94418509477461,136.40030969298161,33.068916225938985,499.12826853941374,2114.1680677898112,281.06426054684283,41.332557386817243,201.94418509477461,61.998836080225857,20.666278693408621,12.402637532530369,20.666278693408621,12.402637532530369,20.666278693408621,12.402637532530369,12.402637532530369,12.402637532530369,0,41.332557386817243,0,0,252.1343406925557,28.929919854286876,0,41.332557386817243,49.596198547695494,74.40147361275622,128.13666853210447,527.46423134361567,57.874191290999725,8.2636411608782527,53.735194919347606,0,337.92268378137135,57.874191290999725,12.402637532530369,0,0,506.79795265020812,568.79678873043315,12.402637532530369,0,0,0,1858.4886877756874,263.92866959257526,12.402637532530369,12.402637532530369,0,337.92268378137135,0,0,0,0,0,0,0,0,0,0,4054.7279132890608,78.540469984408347,0,0,0,0,0,0,0,0,0,0,0,6250.9671388024217,376.16071601785939,0,0,0,0,0,0,0,844.72063643157958]
[4,"SWITCHGEAR","> 11 kv & < = 22 kv ; circuit breaker",183.22153714633691,57.714297813394928,7.5969926821996427,2,67,176.72215272531699,144.50494254521101,56.562977056602499,243.49031283100999,211.21202428664901,165.09363837832399,168.833205331274,56.447412417006397,84.325077516281596,24.1881866170521,23.320915018248598,47.967709551441601,19.354618346707799,56.628214675012799,13.1029338854805,23.079158730043201,10.8602903179276,47.575251783126497,10.159796664591401,20.4303632575309,44.933952953896203,1.83694329174043,19.318868720905499,4.6833091956908,2.85846639411964,10.616641702987099,4.9809455906793296,4.6077171306387603,6.4975663362621097,23.196073608600699,5.0337945265588004,35.062909301177399,9.9651482818043604,10.349584158161701,8.8312735154889008,20.304395083568199,6.5322652086867397,50.489014457725702,1.4937596954598,8.0572999369956904,44.882529095800599,2.5663028842161899,47.372634035478299,1.5631960081960901,1.31781956715218,1.13591763447275,1.2656396051445999,0.57866239918664797,4.79352410617396,22.194128733560198,9.5977517942981905,10.875238981192901,7.2274142091509503,15.634508449959901,14.676258769898199,3.5615271425678898,17.050868262327199,11.1278941428906,4.7406751702944803,0,5.7078954505717698,8.6966603345969996E-3,2.39241372291968,2.3529442644780501,1.1764721322390199,1.3379477437841E-2,2.0069216156759998E-3,5.6862779110826003E-2,0,0.56018919482410701,0,0,0,0,0,0,1.337947743784E-3,0,8.6966603345969996E-3,0,0,0,0.176472132239024,0,0,0,0,0,0,6.87103063820354,null,12275.842988804574,32379.304470142291,26476.417698376659,10363.555601883698,44612.669397140089,38698.591753589273,30248.710196758002,30933.879402139148,10342.381670977136,15450.170322517128,4431.7967327587412,4272.8938973026015,8788.7174774041578,3546.182924364497,10375.508538608599,2400.7396876245621,4228.5989385628163,1989.8390859061749,8716.810761828443,1861.4935619806631,3743.2825605028547,8232.8679302740493,336.56757356333361,3539.6328229725932,858.08310976604321,523.73260661174731,1945.1974121532003,912.6165075665358,844.23301541114256,1190.4940918402365,4250.0202623273981,922.2995708349207,6424.2801389843171,1825.8297860833732,1896.266718283764,1618.079508467611,3720.2024780378915,1196.8516725831216,9250.6748379481305,273.68894752938866,1476.270879705434,8223.4459719477763,470.20195922916821,8679.686826651212,286.41117548270552,241.45292677514277,208.1245750597281,231.89243392787651,106.02341426776486,878.27685508121363,4066.4423821865835,1758.5148369003277,1992.5780029679263,1324.217940993914,2864.5786707290463,2689.0066913781557,652.54847764968974,3124.0862927032799,2038.8698700621351,868.59379181282713,0,1045.809378324343,1.5934154745444389,438.34171980333434,431.11006495732545,215.55503247866179,2.4514084223759616,0.36771126335636667,10.418485795098157,0,102.63872536844168,0,0,0,0,0,0,0.24514084223757782,0,1.5934154745444389,0,0,0,32.333495332325619,0,0,0,0,0,0,1258.9207953112289]
[4,"SWITCHGEAR","> 11 kv & < = 22 kv ; switch",3.1752461568079391,83.501864096178707,9.1379354394840586,2,5329,17360.5333411721,27824.287016510101,12703.1309114224,15315.3068427364,5438.1413396649796,3915.9607100034,3152.5731953283798,2925.2392346738002,2597.3670939960002,3379.4092858905801,4575.65828849834,1715.8879276514999,2118.8243731499101,1729.80785668155,1390.1311806509,909.78061630016998,804.18813569412396,1804.5711664426201,1508.41507731398,1289.81622731076,1611.4867219734101,956.00762040939696,1206.8054626991,1602.62603967359,2382.8164640317,2534.4487521105598,2361.8073044499702,3356.1117028920298,4683.1212392961297,14615.7683152269,2575.7834979853101,12182.870046644701,1718.04064184812,1952.09890258466,917.88733669751605,1393.99495987368,1130.1223597401899,1780.02136336481,525.658183391536,824.73114519791795,1338.3654346389999,806.16279178719799,508.81310680029401,311.45052567664698,210.37527090454,1507.4229231802999,137.873997893004,794.86082946951603,343.29828590791499,462.46456689326902,409.07952271672798,477.263825183682,363.04478358454901,309.98374660289898,802.021286633101,227.39967820690501,83.156787572534199,39.051690027467401,55.787623704969803,20.961701219996101,4.7105267751708402,13.446905926242399,58.857814352685402,8.1117821657567699,4.1792260596987099,17.472758302143198,5.6209137453214799,74.259222784108701,38.123861149378598,43.276957124778797,21.051314249845401,2.0896130298493598,0,0,2.0896130298493598,4.1792260596987099,2.7472758302143201,0,11.357292896393099,2.1117821657567699,1,22.6545633504441,2.0896130298493598,0,6.2688390895480701,3.0896130298493598,0,0,0,8973.1350260656509,null,16920.886769629509,55123.966771692802,88348.960415094742,40335.567605922108,48629.869192733087,17267.437388949602,12434.139194649184,10010.195922522162,9288.3546376417817,8247.2798830302054,10730.456347305126,14528.841395420746,5448.3665477885643,6727.7889477952431,5492.5657489442701,4414.0086888206533,2888.7774054454731,2553.4952872133085,5729.957660933349,4789.5891771123652,4095.4840187570062,5116.8670206930947,3035.5595225840407,3831.9044074501439,5088.7321732738947,7566.0288197953378,8047.4986597657316,7499.3195665756857,10656.480786426066,14870.062716940669,46408.662171719465,8178.7466527471661,38683.611294499147,5455.2019452680879,6198.3945381409367,2914.5182382314624,4426.2771389485397,3588.4166794877574,5652.005993060141,1669.0941266086174,2618.7243991894993,4249.6397027420717,2559.7653063838593,1615.606861901141,988.93208469058561,667.99327042706966,4786.4388435124365,437.78388193350685,2523.8787939702515,1090.0565629678601,1468.4388386877006,1298.9281823351166,1515.4301266979423,1152.7565538260092,984.27470007378099,2546.6150080599123,722.0499542858372,264.04327015218342,123.99872867657079,177.13943776665286,66.558561238948911,14.957082039402104,42.69723636325908,186.88804882147949,25.756905146682364,13.270071484489915,55.480308647714203,17.847784767580947,235.7913117527857,121.0526435972439,137.41499178879585,66.843104667577819,6.6350357422449733,0,0,6.6350357422449733,13.270071484489915,8.72327702157936,0,36.062200621014298,6.7054282058347301,3.1752461568079391,71.93381521265961,6.6350357422449733,0,19.905107226734888,9.8102818990529119,0,0,0,28491.912506033663]
[4,"SWITCHGEAR","> 33 kv & < = 66 kv ; circuit breaker",765.99166278535188,55.8336433568902,7.4721913356718987,2,8,2.01129943502825,5.0282485875706202,5.0282485875706202,5.0282485875706202,10.0564971751412,2.01129943502825,0,6.0338983050847501,11.062146892655401,7.0395480225988702,5.0282485875706202,4.0225988700565001,2.01129943502825,11.0677966101695,2.01129943502825,3.0169491525423702,0,7.0395480225988702,1.0056497175141199,8.0451977401130002,0,0,1.0056497175141199,0,0,0,0,0,0,0,0,1.0056497175141199,2.01129943502825,1.0056497175141199,0,2.01129943502825,12.0677966101695,4.0225988700565001,0,0,2.01129943502825,6.0395480225988702,0,2.01129943502825,0,0,0,0,0,5.0451977401129904,0,7.0395480225988702,11.062146892655401,2.01129943502825,5.6497175141239997E-3,8.0451977401130002,4.0225988700565001,0,1.0169491525423699,0,0,0,0,0,1.0056497175141199,0,0,0,0,0,0,1.0056497175141199,0,0,0,0,0,0,0,0,0,0,0,0,0,0,0,0,0,0,null,6127.933302282815,1540.638598596528,3851.5964964913164,3851.5964964913164,3851.5964964913164,7703.192992982601,1540.638598596528,0,4621.9157957895841,8473.5122922809242,5392.2350950878445,3851.5964964913164,3081.2771971930561,1540.638598596528,8477.8399287938173,1540.638598596528,2310.9578978947884,0,5392.2350950878445,770.31929929826015,6162.5543943861121,0,0,770.31929929826015,0,0,0,0,0,0,0,0,770.31929929826015,1540.638598596528,770.31929929826015,0,1540.638598596528,9243.8315915791682,3081.2771971930561,0,0,1540.638598596528,4626.2434323024927,0,1540.638598596528,0,0,0,0,0,3864.5794060300491,0,5392.2350950878445,8473.5122922809242,1540.638598596528,4.3276365129113676,6162.5543943861121,3081.2771971930561,0,778.97457232408442,0,0,0,0,0,770.31929929826015,0,0,0,0,0,0,770.31929929826015,0,0,0,0,0,0,0,0,0,0,0,0,0,0,0,0,0,0]
[4,"SWITCHGEAR","> 33 kv & < = 66 kv ; switch",1.2058379895656841,71.570663856209947,8.4599446721719129,2,55,23.4520123839009,23.866873065015501,8.6222910216718294,19.175438596491201,54.558307533539697,6.4148606811145497,6.4148606811145497,33.1434468524252,49.042311661506702,27.7977296181631,15.6914344685242,15.1062951496388,19.7605779153767,27.7977296181631,11.7605779153767,20.4520123839009,3.0691434468524199,62.010319917440697,0,42.765737874096999,3.2074303405572802,0,11.7605779153767,0,0,1,0,0,0,0,5.4148606811145497,9.6222910216718294,3.13828689370485,5.4148606811145497,20.244582043343701,12.829721362229099,29.936016511867901,31.005159958720299,3.0691434468524199,44.042311661506702,22.244582043343701,20.244582043343701,20.037151702786399,0,0,0,0,0,52.425180598555201,9.6222910216718294,24.590299277605801,39.696594427244598,39.558307533539697,11.1062951496388,54.5954592363261,19.659442724458199,0,17.7977296181631,0,2.13828689370485,4.2765737874097001,0,0,0,0,0,0,4.2765737874097001,22.659442724458199,0,5.3457172342621302,1.0691434468524299,0,0,0,0,0,0,0,0,0,6.9143446852425003E-2,0,0,0,0,0,0,0,0,null,66.321089426112621,28.279327464272587,28.779582233937667,10.397086071023008,23.122472326233172,65.788479870349832,7.7352827070591239,7.7352827070591239,39.965627319805506,59.137082497564947,33.519558397256262,18.921327792926899,18.215744573026296,23.828055546133896,33.519558397256262,14.181351629608425,24.661813495575537,3.7008897636412161,74.774399501571594,0,51.568551380394162,3.8676413535295682,0,14.181351629608425,0,0,1.2058379895656841,0,0,0,0,6.5294447174934396,11.602924060588691,3.7842655585853922,6.5294447174934396,24.411686110743119,15.470565414118248,36.097985966275914,37.387199750785733,3.7008897636412161,53.107892549736526,26.823362089874486,24.411686110743119,24.161558725910577,0,0,0,0,0,63.216274375579708,11.602924060588691,29.651917043726673,47.867661616752969,47.700910026864562,13.39239261476356,65.83327880494673,23.706102890842391,0,21.461178501599424,0,2.5784275690197078,5.1568551380394156,0,0,0,0,0,0,5.1568551380394156,27.323616859539442,0,6.4460689225492764,1.2892137845098599,0,0,0,0,0,0,0,0,0,8.3375794944169898E-2,0,0,0,0,0,0,0,0]
[null,"TRANSFORMERS","ground outdoor / indoor chamber mounted ; ˂ 22 kv ; < = 60 kva ; multiple phase",13.398009945914742,60.601463663489824,7.7846941920341237,2,0,0,0,0,0,0,0,0,0,0,0,0,0,0,0,0,0,0,0,0,0,1,0,0,0,0,0,0,0,0,0,0,0,0,0,0,0,0,0,0,0,0,0,0,0,0,0,0,0,0,0,0,0,0,0,0,0,1,0,0,0,0,0,0,0,0,0,0,0,0,0,0,0,0,0,0,0,0,0,0,0,0,0,0,0,0,0,0,0,0,0,null,0,0,0,0,0,0,0,0,0,0,0,0,0,0,0,0,0,0,0,0,0,13.398009945914742,0,0,0,0,0,0,0,0,0,0,0,0,0,0,0,0,0,0,0,0,0,0,0,0,0,0,0,0,0,0,0,0,0,0,0,13.398009945914742,0,0,0,0,0,0,0,0,0,0,0,0,0,0,0,0,0,0,0,0,0,0,0,0,0,0,0,0,0,0,0,0,0]
[5,"TRANSFORMERS","ground outdoor / indoor chamber mounted ; ˂ 22 kv ; > 60 kva and < = 600 kva ; multiple phase",25.900824545891364,60.601463663489824,7.7846941920341237,2,5,7.11320754716981,1.01922999557469,4.07656491907907,4.07692932606769,6.1153939891015296,2.0388290700224601,8.15349424514676,6.1157583960901496,4.0772937330563099,2.0384646630338401,9.1730909836522994,8.15385865213538,10.192323315169199,6.1153939891015296,13.25002030972,6.1153939891015296,6.1153939891015296,6.1150295821129097,7.1346263206184499,6.1153939891015296,18.346546374293201,7.13426191362983,10.191958908180601,8.1730909836522994,11.211920053674801,17.327314042776301,7.1357195415843098,11.211555646686101,21.404607775832599,23.4427080318778,17.326949635787699,12.25002030972,12.2304235712144,10.211555646686101,7.1346263206184499,11.211555646686101,10.192323315169199,23.4427080318778,10.192323315169199,17.326220821810399,13.2692526412369,14.2884849727538,14.268888234248299,3.07692932606769,2.0384646630338401,4.07692932606769,5.0961616575846103,7.1349907276070699,6.1153939891015296,1.0192323315169201,1.0188679245283001,3.0576969945507702,2.0384646630338401,2.0384646630338401,0,0,0,0,0,0,0,0,1.0192323315169201,0,0,0,0,0,1.0192323315169201,0,0,0,0,0,0,1.0192323315169201,0,0,0,0,0,0,0,0,0,0,0,0,0,0,null,129.50412272945681,184.23794063775551,26.398897287289675,105.58639271900282,105.59583116047837,158.3937467407174,52.807354021714595,211.18222387948117,158.40318518219294,105.60526960195391,52.797915580239057,237.59062011107622,211.19166232095674,263.98957790119522,158.3937467407174,343.18645127155486,158.3937467407174,158.3937467407174,158.38430829924187,184.79270453083694,158.3937467407174,475.19067866362752,184.7832660893614,263.98013945972025,211.68979556518488,290.39797413279189,448.79172087350855,184.82101985526356,290.3885356913143,554.39699047546208,607.1854676142251,448.78228243203347,317.28562672566352,316.77805503995825,264.48771114542291,184.79270453083694,290.3885356913143,263.98957790119522,607.1854676142251,263.98957790119522,448.7634055490808,343.68458451578249,370.08354230590152,369.57597062019886,79.695006614587001,52.797915580239057,105.59583116047837,131.99478895059789,184.80214297231248,158.3937467407174,26.398957790119528,26.389519348643987,79.196873370358844,52.797915580239057,52.797915580239057,0,0,0,0,0,0,0,0,26.398957790119528,0,0,0,0,0,26.398957790119528,0,0,0,0,0,0,26.398957790119528,0,0,0,0,0,0,0,0,0,0,0,0,0,0]
[5,"TRANSFORMERS","ground outdoor / indoor chamber mounted ; ˂ 22 kv ; > 600 kva ; multiple phase",49.528268552848793,58.681078980594798,7.660357627460666,2,2,7.2232558139534904,10.3844011538872,5.1874226290110004,15.5732768260978,5.1943032159264897,11.4271918515617,20.771708394173601,16.618742832721999,9.3858541970867897,31.118977171551698,26.0032209124257,25.963259375333902,39.470374301079097,16.655952135047499,16.6173667153389,17.657328252430599,24.9660116101001,17.657328252430599,10.3858541970868,20.774460628939799,33.236109548060803,14.5401958759215,15.5801574130133,18.694537554756199,15.6173667153389,16.620118950105098,7.2728501727269501,4.1543416788347196,11.425815734178601,12.463025036504099,22.8488792335909,13.5016104562128,15.5829096477795,11.425815734178601,8.3100594750525296,5.1929270985434002,9.3858541970867897,5.1929270985434002,7.2700979379607498,6.2342647530182704,10.3872303144699,7.2687218205776603,7.2342647530182704,1.0385854197086799,2.0771708394173598,2.0771708394173598,1.0385854197086799,2.0771708394173598,1.0385854197086799,1.0385854197086799,1.0399615370917801,1.0385854197086799,1.0385854197086799,1.3761173830969999E-3,0,0,4.1283521492929999E-3,0,0,2.7522347661949999E-3,0,0,0,1.3761173830969999E-3,0,0,0,0,1.3761173830969999E-3,0,0,0,0,0,0,0,0,4.1283521492929999E-3,0,0,0,1.3761173830969999E-3,0,1.3761173830969999E-3,0,0,0,0,0,2.7522347661949999E-3,null,99.056537105697586,357.75535377941486,514.32140911023816,256.92406106678175,771.3174368908285,257.26484462333332,565.9690268290733,1028.7867516480937,823.09755802978623,464.86510727119753,1541.2690584425834,1287.8945085896739,1285.9152828488068,1954.8992982653069,824.94047034802782,823.02940131847583,874.53689561218698,1236.5233277185787,874.53689561218698,514.39337582404687,1028.9230650707145,1646.1269593482573,720.15072615366455,771.65822044738059,925.90807648328223,773.50113276562706,823.16571474109662,360.21167649945312,205.7573503296187,565.90087011776291,617.27205098885315,1131.6654268129,668.71138857125891,771.79453387000149,565.90087011776291,411.58285737054734,257.19668791202344,464.86510727119753,257.19668791202344,360.07536307683228,308.77233891704844,514.46153253535726,360.00720636552234,358.30060746989727,51.439337582404676,102.87867516480935,102.87867516480935,51.439337582404676,102.87867516480935,51.439337582404676,51.439337582404676,51.507494293715105,51.439337582404676,51.439337582404676,6.815671131027172E-2,0,0,0.20447013393091421,0,0,0.13631342262059296,0,0,0,6.815671131027172E-2,0,0,0,0,6.815671131027172E-2,0,0,0,0,0,0,0,0,0.20447013393091421,0,0,0,6.815671131027172E-2,0,6.815671131027172E-2,0,0,0,0,0,0.13631342262059296]
[5,"TRANSFORMERS","ground outdoor / indoor chamber mounted ; > = 22 kv & < = 33 kv ; < = 15 mva",49.528268552848793,58.681078980594798,7.660357627460666,2,0,0,0,0,0,0,2,0,0,0,0,0,0,0,0,0,0,0,0,0,0,0,0,0,0,0,0,0,0,0,0,0,0,0,0,0,0,0,0,0,0,0,0,0,0,0,0,0,0,0,0,0,0,0,0,0,0,0,0,0,2,0,0,0,1,0,0,0,0,1,0,0,0,0,0,0,0,0,1,0,0,0,1,0,1,0,0,0,0,0,2,null,0,0,0,0,0,0,99.056537105697586,0,0,0,0,0,0,0,0,0,0,0,0,0,0,0,0,0,0,0,0,0,0,0,0,0,0,0,0,0,0,0,0,0,0,0,0,0,0,0,0,0,0,0,0,0,0,0,0,0,0,0,0,0,99.056537105697586,0,0,0,49.528268552848793,0,0,0,0,49.528268552848793,0,0,0,0,0,0,0,0,49.528268552848793,0,0,0,49.528268552848793,0,49.528268552848793,0,0,0,0,0,99.056537105697586]
[5,"TRANSFORMERS","ground outdoor / indoor chamber mounted ; > = 22 kv & < = 33 kv ; > 15 mva and < = 40 mva",49.528268552848793,58.681078980594798,7.660357627460666,2,0,0,0,0,0,0,0,0,0,0,0,0,0,0,0,0,0,0,0,0,0,0,0,0,0,0,0,0,0,0,0,0,0,0,0,0,0,0,0,0,0,0,0,0,0,0,0,0,0,0,0,0,0,0,1,0,0,1,0,0,0,0,0,0,0,0,0,0,0,0,0,0,0,0,0,0,0,0,0,0,0,0,0,0,0,0,0,0,0,0,0,null,0,0,0,0,0,0,0,0,0,0,0,0,0,0,0,0,0,0,0,0,0,0,0,0,0,0,0,0,0,0,0,0,0,0,0,0,0,0,0,0,0,0,0,0,0,0,0,0,0,0,0,0,0,0,49.528268552848793,0,0,49.528268552848793,0,0,0,0,0,0,0,0,0,0,0,0,0,0,0,0,0,0,0,0,0,0,0,0,0,0,0,0,0,0,0,0,0]
[5,"TRANSFORMERS","ground outdoor / indoor chamber mounted ; > 33 kv & < = 66 kv ; < = 15 mva",49.528268552848793,58.681078980594798,7.660357627460666,2,6,0,4,0,1,2,0,0,1,2,0,0,0,0,0,0,0,0,0,0,1,1,0,0,0,0,0,0,0,0,0,0,0,0,0,0,3,0,0,0,1,1,2,3,2,0,0,0,0,0,0,3,2,2,1,1,1,7,0,3,0,0,0,0,0,0,0,2,0,3,3,0,1,1,0,0,0,0,0,0,0,0,0,2,0,0,0,0,0,0,0,null,297.16961131709274,0,198.11307421139517,0,49.528268552848793,99.056537105697586,0,0,49.528268552848793,99.056537105697586,0,0,0,0,0,0,0,0,0,0,49.528268552848793,49.528268552848793,0,0,0,0,0,0,0,0,0,0,0,0,0,0,148.58480565854637,0,0,0,49.528268552848793,49.528268552848793,99.056537105697586,148.58480565854637,99.056537105697586,0,0,0,0,0,0,148.58480565854637,99.056537105697586,99.056537105697586,49.528268552848793,49.528268552848793,49.528268552848793,346.69787986994157,0,148.58480565854637,0,0,0,0,0,0,0,99.056537105697586,0,148.58480565854637,148.58480565854637,0,49.528268552848793,49.528268552848793,0,0,0,0,0,0,0,0,0,99.056537105697586,0,0,0,0,0,0,0]
[5,"TRANSFORMERS","ground outdoor / indoor chamber mounted ; > 33 kv & < = 66 kv ; > 15 mva and < = 40 mva",1999.667128890871,56.776174575474336,7.5349966539789746,2,2,0,0,1,1,4,3,2,1,4,3,1,0,3,4,2,1,2,2,0,1,0,0,1,0,0,0,0,0,0,1,0,0,2,2,2,3,2,6,2,0,3,1,0,0,0,0,0,0,0,3,2,1,2,0,0,0,2,0,0,0,0,1,0,0,0,0,0,0,2,1,1,0,0,0,0,0,0,0,0,0,0,0,0,0,0,0,0,0,0,0,null,3999.3342577817421,0,0,1999.667128890871,1999.667128890871,7998.6685155634841,5999.0013866726131,3999.3342577817421,1999.667128890871,7998.6685155634841,5999.0013866726131,1999.667128890871,0,5999.0013866726131,7998.6685155634841,3999.3342577817421,1999.667128890871,3999.3342577817421,3999.3342577817421,0,1999.667128890871,0,0,1999.667128890871,0,0,0,0,0,0,1999.667128890871,0,0,3999.3342577817421,3999.3342577817421,3999.3342577817421,5999.0013866726131,3999.3342577817421,11998.002773345226,3999.3342577817421,0,5999.0013866726131,1999.667128890871,0,0,0,0,0,0,0,5999.0013866726131,3999.3342577817421,1999.667128890871,3999.3342577817421,0,0,0,3999.3342577817421,0,0,0,0,1999.667128890871,0,0,0,0,0,0,3999.3342577817421,1999.667128890871,1999.667128890871,0,0,0,0,0,0,0,0,0,0,0,0,0,0,0,0,0,0,0]
[null,"TRANSFORMERS","kiosk mounted ; < = 22 kv ; < = 60 kva ; multiple phase",41.225377908353877,21.86032267633097,4.6755023982809556,2,0,0,0,0,0,0,0,0,0,1,0,0,0,0,0,1,0,0,1,1,1,3,0,0,0,1,0,0,0,0,0,0,0,0,0,0,0,0,0,0,0,0,0,0,0,0,0,0,0,0,0,0,0,0,0,0,0,0,0,0,0,0,0,0,0,0,0,0,0,0,0,0,0,0,0,0,0,0,0,0,0,0,0,0,0,0,0,0,0,0,0,null,0,0,0,0,0,0,0,0,0,41.225377908353877,0,0,0,0,0,41.225377908353877,0,0,41.225377908353877,41.225377908353877,41.225377908353877,123.67613372506163,0,0,0,41.225377908353877,0,0,0,0,0,0,0,0,0,0,0,0,0,0,0,0,0,0,0,0,0,0,0,0,0,0,0,0,0,0,0,0,0,0,0,0,0,0,0,0,0,0,0,0,0,0,0,0,0,0,0,0,0,0,0,0,0,0,0,0,0,0,0,0,0]
[5,"TRANSFORMERS","kiosk mounted ; < = 22 kv ; < = 60 kva ; single phase",9.9972903054103028,21.86032267633097,4.6755023982809556,2,2,1.01538461538462,1.01564102564103,1.01538461538462,1.01564102564103,4.0625641025641004,1.01564102564103,0,1.01564102564103,5.0779487179487202,1.01564102564103,2.0312820512820502,1,6.0938461538461501,3.04692307692308,2.0312820512820502,3.04692307692308,2.0312820512820502,3.04692307692308,5.0782051282051297,6.0935897435897397,6.0941025641025597,4.0625641025641004,1.01564102564103,2.0312820512820502,2.0312820512820502,1.01538461538462,0,0,0,0,0,0,0,0,0,0,0,0,0,0,0,0,0,0,0,0,0,0,0,0,0,0,0,0,0,0,0,0,0,0,0,0,0,0,0,0,0,0,0,0,0,0,0,0,0,0,0,0,0,0,0,0,0,0,0,0,0,0,0,0,null,19.994580610820606,10.151094771647431,10.153658179418047,10.151094771647431,10.153658179418047,40.614632717671988,10.153658179418047,0,10.153658179418047,50.765727489319417,10.153658179418047,20.307316358835994,9.9972903054103028,60.921949076507978,30.460974538254039,20.307316358835994,30.460974538254039,20.307316358835994,30.460974538254039,50.768290897090026,60.919385668737355,60.924512484278587,40.614632717671988,10.153658179418047,20.307316358835994,20.307316358835994,10.151094771647431,0,0,0,0,0,0,0,0,0,0,0,0,0,0,0,0,0,0,0,0,0,0,0,0,0,0,0,0,0,0,0,0,0,0,0,0,0,0,0,0,0,0,0,0,0,0,0,0,0,0,0,0,0,0,0,0,0,0,0,0,0,0,0,0]
[5,"TRANSFORMERS","kiosk mounted ; < = 22 kv ; > 60 kva and < = 600 kva ; multiple phase",43.963666597817671,44.233574976413465,6.6508326528648629,2,166,219.86485623003199,160.552398475692,153.40265033467099,103.653867533728,135.118746228775,112.799806410019,158.48465090376101,177.787670280567,185.963326121769,221.48843521626,182.91344087692801,107.70401826844299,110.73745209158599,106.67244287441601,60.989456809790198,69.162457752254795,34.558808407507399,62.036156176146399,78.2757592750241,50.813535478714201,36.604976794116197,26.4301174225353,22.3510461925306,26.446568844233202,45.716950867516701,25.398011048760601,35.573135910215299,40.638145127385798,44.733136799340798,50.796553077268797,53.859969355196803,29.4776132585128,33.525374584364101,28.477878748386502,17.286833444981401,6.0955226517025602,8.1273635356034095,10.159204419504301,11.191045303405099,18.286567955107699,17.270913003031001,23.366170164859799,11.1751248614547,0,0,0,0,0,1.01592044195043,0,0,0,0,0,0,0,0,0,0,0,0,0,0,0,0,0,0,0,1.01592044195043,0,0,0,0,0,0,0,0,0,0,0,0,0,0,0,0,0,0,0,0,0,null,7297.9686552377334,9666.0652358742409,7058.4721180652932,6744.1429745350788,4557.0040738271755,5940.3155103169975,4959.0930813084524,6967.5663532044719,7816.197861417585,8175.6296690386898,9737.4437211199929,8041.5455309728968,4735.0635503990916,4868.4244236462937,4689.7117137055766,2681.3201451676168,3040.6352337057801,1519.3319308455136,2727.3368871382477,3441.2893834581937,2233.9493324425707,1609.2889955973772,1161.964870505514,982.6339429208374,1162.6881353241006,2009.8847858083157,1116.5896899954007,1563.9254869955607,1786.6018635341179,1966.6327121207876,2233.2027238073947,2367.8817357005491,1295.9439613966665,1473.8983907939335,1251.9919667071413,759.99258210716619,267.98152559889684,357.30870079852895,446.63587599816287,491.99938459997509,803.94457679669131,759.29266110516892,1027.2625147957706,491.29946359797782,0,0,0,0,0,44.663587599816282,0,0,0,0,0,0,0,0,0,0,0,0,0,0,0,0,0,0,0,44.663587599816282,0,0,0,0,0,0,0,0,0,0,0,0,0,0,0,0,0,0,0,0,0]
[null,"TRANSFORMERS","kiosk mounted ; < = 22 kv ; > 60 kva and < = 600 kva ; single phase",43.963666597817671,44.233574976413465,6.6508326528648629,2,0,0,0,0,0,0,0,0,0,0,0,0,0,0,0,0,0,0,0,0,0,0,0,0,0,0,0,0,0,0,0,0,0,1,0,0,0,0,0,0,0,0,0,0,0,0,0,0,0,0,0,0,0,0,0,0,0,0,0,0,0,0,0,0,0,0,0,0,0,0,0,0,0,0,0,0,0,0,0,0,0,0,0,0,0,0,0,0,0,0,0,null,0,0,0,0,0,0,0,0,0,0,0,0,0,0,0,0,0,0,0,0,0,0,0,0,0,0,0,0,0,0,0,0,0,43.963666597817671,0,0,0,0,0,0,0,0,0,0,0,0,0,0,0,0,0,0,0,0,0,0,0,0,0,0,0,0,0,0,0,0,0,0,0,0,0,0,0,0,0,0,0,0,0,0,0,0,0,0,0,0,0,0,0,0,0]
[5,"TRANSFORMERS","kiosk mounted ; < = 22 kv ; > 600 kva ; multiple phase",78.980067661691947,33.350762925056678,5.7750119415510026,2,2,27.2507836990596,23.297608347765099,22.280465615888801,26.3199245895171,23.295460025867499,20.256921761624,21.2697678497052,15.2055374092992,19.243768770414501,13.1669991450556,17.218383497380401,13.1669991450556,11.1416138720214,9.1156147927307796,10.128460880812,7.08992261656838,7.08992261656838,7.0902295196966003,10.128460880812,3.0385382642435901,1.0128460880812,1.0128460880812,3.0379244579871498,1.0128460880812,0,3.0385382642435901,0,3.0382313611153702,0,2.0256921761624,0,1.0128460880812,0,0,0,1.0128460880812,0,0,0,0,0,0,0,0,0,0,0,0,0,0,0,0,0,0,0,0,0,0,0,0,0,0,0,0,0,0,0,0,0,0,0,0,0,0,0,0,0,0,0,0,0,0,0,0,0,0,0,0,0,0,null,157.96013532338389,2152.268740385859,1840.0466836620867,1759.7126818768984,2078.7494249306901,1839.8770090532551,1599.8930513506634,1679.8877039181968,1200.934373418839,1519.8741595532917,1039.9304833779313,1359.9090936480641,1039.9304833779313,879.96541747269578,719.95187310779704,799.94652567533171,559.96256797273065,559.96256797273065,559.98680720256311,799.94652567533171,239.98395770259876,79.99465256753318,79.99465256753318,239.93547924293392,79.99465256753318,0,239.98395770259876,0,239.95971847276635,0,159.98930513506636,0,79.99465256753318,0,0,0,79.99465256753318,0,0,0,0,0,0,0,0,0,0,0,0,0,0,0,0,0,0,0,0,0,0,0,0,0,0,0,0,0,0,0,0,0,0,0,0,0,0,0,0,0,0,0,0,0,0,0,0,0,0,0,0,0,0]
[5,"TRANSFORMERS","pole mounted ; < = 22 kv ; < = 60 kva ; multiple phase",6.0034732841041958,46.309030541843022,6.8050738821737289,2,41,41.679796696315101,30.573502952808902,42.789958846741101,48.988407994946002,31.615921531190001,36.735912079171797,34.713802894164999,43.857437725584902,54.073006988894598,72.388760262826295,76.526638475128607,69.409718124009601,69.367418627035207,77.530476221206996,82.629892682613402,74.487025400409195,85.687777196261095,146.95769823492901,185.66919848144701,210.12474884072,168.318053653482,154.00867480563599,138.710809196025,142.76946125888799,180.60287092642699,168.322509206528,156.051358077218,160.13173555047999,228.518576940267,259.151234811954,167.35114255986801,142.83502126469301,145.91271231569999,149.89444087677199,131.61638180451999,126.51734911772201,134.61599802991199,169.369030224189,119.418700205531,100.98525903126399,93.843159298276007,70.409718124009601,72.407031701754605,32.634960519334001,35.7126515703415,58.110317415967003,37.736295853779602,39.773606280852,51.032626364959498,33.674573594053498,56.128588854895298,32.714186668772903,24.4959309832083,28.594579895399001,21.415553509945902,15.3184396961866,19.376324209834401,10.198065373597,5.0990326867985196,2.0399968493272498,8.1584522988776307,2.0392293001115598,0,1.0198065373597001,0,0,0,0,5.0990326867985196,0,0,1.0198065373597001,0,0,0,0,0,0,0,0,1.0198065373597001,0,0,0,0,0,0,0,0,1.0198065373597001,null,246.14240464827202,250.22354595322204,183.547208178669,256.8883747643282,294.10059862845469,189.80534026483377,220.5430667345085,208.40338826477847,263.29695569481243,324.6258528490082,434.58398830730107,459.42562960773483,416.69938841469445,416.4454445146776,465.45214269789182,496.06635318846634,447.18086700374721,514.42428117202621,882.25661524684267,1114.6600727644066,1261.4783159943665,1010.4929383410957,924.58696471592657,832.74663722481068,857.11264645368306,1084.2445106393227,1010.5196871347733,936.85015916475572,961.34659631454474,1371.9051715824021,1555.807514736179,1004.6881134224802,857.50623419703925,875.98307019848619,899.88727123943659,790.15543191389338,759.54352540392756,808.16354778559969,1016.8024481055547,716.92697630635359,606.26230468253539,563.38489974313427,422.70286169879864,434.69368040276936,195.92311360561686,214.39994960706696,348.86373813757268,226.54884399921778,238.77978271957383,306.37300899970575,202.16440292550078,336.96648366483242,196.39874567717575,147.06066722695127,171.66679647221085,128.56770336126405,91.963843470217441,116.32524473788217,61.223813019937666,30.61190650996895,12.247066584592876,48.979050415950319,12.242458623382246,0,6.1223813019937667,0,0,0,0,30.61190650996895,0,0,6.1223813019937667,0,0,0,0,0,0,0,0,6.1223813019937667,0,0,0,0,0,0,0,0,6.1223813019937667]
[5,"TRANSFORMERS","pole mounted ; < = 22 kv ; < = 60 kva ; single phase",5.2410068118282505,55.251752298459252,7.4331522450747132,2,431,477.33079157588998,432.47674183772602,368.33640021063297,384.01911386822599,422.369552394435,441.25949270155598,445.16111990521199,499.02199519693897,567.32144415281095,610.59558925340605,571.39319114234195,553.79952518524601,520.88993354122397,621.07932280421699,592.21369638192004,672.86147663650104,633.40102829611305,502.01390346997999,570.31219646485795,682.37183599412504,693.70976364388605,552.83886656299399,513.42353940532496,564.33069184076396,752.46066782538003,748.42128774368496,859.15459793707998,815.69761747967402,1042.45696692561,1251.82979965609,1131.5398916653,1224.47234795602,1234.6818091196401,1209.2432354555001,1116.8501648338499,869.601302032131,1003.0509261598399,1400.57685409482,1076.4765296798601,1035.1966047743001,871.79569699888305,820.96957794487503,804.675615516839,356.15691662496499,313.60271933220997,327.12117041679301,366.40340724434702,353.10482097233398,343.822456858186,332.577122199798,407.10803428212898,590.02157463320998,414.32211928972799,366.58971048414003,434.97366070442598,321.94873870893002,282.63062838661102,192.611358909492,135.76323789264799,86.994955592294602,82.8526175742265,67.330698606661201,26.904967800045,25.8690943052794,9.3483312987082599,11.3830488324797,2.0694350675428201,3.10415260131423,31.040370052148202,1.0347175337714101,3.10415260131423,4.1388701350856403,0,1.0370294557597199,0,0,0,0,1.0347175337714101,3.10415260131423,1.0347175337714101,0,2.0694350675428201,0,0,0,0,0,0,3.1041526013142304,null,2258.873935897976,2501.69393014461,2266.6135499288098,1930.4535825482239,2012.646791655621,2213.6417012080828,2312.644007032733,2333.0924617843084,2615.3776760792816,2973.3355533011227,3200.1356425493855,2994.6756070092956,2902.4670838831253,2729.9876899023193,3255.0809615025782,3103.7960167956303,3526.4715824687173,3319.659103918947,2631.0582877186548,2989.0101065410518,3576.3154406449589,3635.7375966893724,2897.4322655000606,2690.8562673762781,2957.6610000611931,3943.6514857056513,3922.4810671819241,4502.835100201798,4275.0767696030462,5463.5240646949396,6560.8485072471622,5930.4082800732385,6417.4679165328325,6470.9757720364614,6337.6520341795085,5853.419321685712,4557.5863475251144,5256.9967366143565,7340.4328327999328,5641.8208248253823,5425.4724572035839,4569.0871864937035,4302.7071503128536,4217.3103822358435,1866.6208261111879,1643.5939882279754,1714.4442824476421,1920.3227532447033,1850.6247720053973,1801.9758384532777,1743.0389629073777,2133.6559808226471,3092.3070917782838,2171.4650494885814,1921.299169793524,2279.6999187177666,1687.3355326330159,1481.2690486055274,1009.4774440801435,711.53605459122741,455.94115485391217,434.2311330843221,352.88065004266628,141.00911951205558,135.58009946979675,48.994668015757227,59.658636470399721,10.845923285628176,16.268884928442262,162.68279088497835,5.4229616428140881,16.268884928442262,21.691846571256352,0,5.4350784417032356,0,0,0,0,5.4229616428140881,16.268884928442262,5.4229616428140881,0,10.845923285628176,0,0,0,0,0,0,16.268884928442265]
[5,"TRANSFORMERS","pole mounted ; < = 22 kv ; > 60 kva and < = 600 kva ; multiple phase",18.434556021236997,53.615496762442092,7.3222603588265072,2,336,370.21152419421298,420.59955416195402,328.14283358058702,280.428118033175,349.54391599808503,364.87610428087601,353.65232376317999,483.68028747103199,669.62556709826197,499.908195388732,407.49995351321002,410.59777574222397,347.57153613275102,343.50675125090902,279.49806216502299,319.07751462660298,269.24253411265499,210.41064914871001,202.25087962535599,188.02632522015799,153.43473944749601,147.35575755457,114.809342440161,122.999827648185,115.905874856674,121.95517291493201,135.16114494654099,119.938654241346,223.57016070956499,254.05101705462999,223.538671137394,196.2041611921,219.55364203597901,204.34741204186901,155.529208164007,177.85081091071899,204.267656261442,269.32435359308403,192.09007825200001,202.269977923944,202.23668261427201,231.749802419009,206.414776548714,85.425792399109696,74.186267095327906,56.898217620789197,64.057729181643495,61.993718187301603,43.721671461348301,37.593391510164203,34.545383264407697,45.736900322433101,33.528348665821298,31.496601131150499,15.240815116283001,19.304826110625001,12.208809619112101,14.239783266282,18.288565399539198,6.09601649151291,10.160027485854901,2.0322634596712201,4.06401099434194,2.03200549717097,2.0480082457564599,0,3.0477502832562098,0,5.0800137429274299,0,0,1.0160027485854899,0,0,1.0160027485854899,0,0,0,0,0,0,1.01574478608524,1.0160027485854899,0,0,0,0,0,0,0,null,6194.0108231356307,6824.6850824657549,7753.5660437058459,6049.1674486087804,5169.5678518126251,6443.6869013492569,6726.3289851765212,6519.4235744529851,8916.4313557527548,12344.250029925504,9215.5856333690699,7512.0807216907424,7569.1876991153331,6407.326954226598,6332.3944496080039,5152.4226848082972,5882.0523185011798,4963.3665783995521,3878.826899196737,3728.4051707980852,3466.1818257383293,2828.5012999487676,2716.4379676915378,2116.4592549745303,2267.4472133829618,2136.6733432358415,2248.1894671799591,2491.6356984115437,2211.0158407238673,4121.416652277434,4683.3177061458127,4120.8361559951636,3616.9366010955814,4047.3739137788689,3767.0538150806337,2867.1119008380174,3278.6007371560772,3765.5835526783349,4964.8748841951492,3541.0953086602926,3728.7572394533163,3728.1434552019236,4272.204715603827,3805.1647618983848,1574.7865556399493,1367.5908967752732,1048.8933802389724,1180.875797192235,1142.8266708885903,805.98960189634408,693.01748182241727,636.82880306282664,843.13945123162546,618.08022177964949,580.62585803075046,280.9576600704346,355.87589841655529,225.06398487613913,262.50408235254866,337.14158340586192,112.37735751917934,187.29559586529984,37.463874597222024,74.918238346119566,37.459119173059783,37.75412273835277,0,56.183923335427522,0,93.647797932649553,0,0,18.72955958652998,0,0,18.72955958652998,0,0,0,0,0,0,18.724804162367747,18.72955958652998,0,0,0,0,0,0,0]
[5,"TRANSFORMERS","pole mounted ; < = 22 kv ; > 60 kva and < = 600 kva ; single phase",18.434556021236997,59.442915248687292,7.7099231674957238,2,16,20.963671128107102,8.4465946913365606,5.2811687166514503,12.6667155446571,16.897043434849198,32.745942501674399,17.961366553485799,17.9559736366149,9.50880014840806,18.036475505864299,15.7818794897532,19.073834040146401,15.8515955252607,9.5114966068435098,9.50880014840806,15.840809691518899,11.6640190862217,9.5034072315371603,5.28656163352235,10.5650338917384,11.6266605519395,10.5758197254802,5.3616705859008098,7.4125114123601996,8.4660486972550295,6.3481882937235499,8.4606557803841298,4.2330243486275201,7.4017255786183904,9.5114966068435098,10.5704268086093,12.680197836834401,6.3454918352881,7.4017255786183904,5.2357208070629699,9.50880014840806,3.1848799806035801,8.5704268086092608,14.8488990668253,11.682894295269801,5.28656163352235,7.3963326617474801,15.7845759481886,3.17409414686177,4.2249349733211599,5.6233743330289E-2,2.1124674866605799,0,2.1124674866605799,0,2.1178604035314801,2.1205568619669402,3.1713976884263202,2.6964584354520001E-3,0,3.1687012299908699,2.1687012299908699,4.2249349733211599,6.3374024599817398,2.6964584354520001E-3,1.05623374333029,0,0,0,0,0,0,0,0,0,0,0,0,0,0,0,0,0,0,0,0,2.6964584354520001E-3,0,0,0,0,0,0,0,0,null,294.95289633979195,386.45596982187897,155.70922302612684,97.356000564715458,233.50527731305479,311.48949379300234,603.65691151532224,331.10981794820646,331.010401920032,175.29050903057504,332.49441813852434,290.93194157426649,351.61766215285604,292.21712573640809,175.3402170446623,175.29050903057504,292.01829368005912,215.0210132777315,175.19109300240058,97.455416592889932,194.76170914351906,214.33232528463498,194.960541199868,98.840016783207076,136.64635688921268,156.06784898806833,117.02603273400769,155.96843295989387,78.033924494034267,136.44752483286354,175.3402170446623,194.86112517169354,233.75381738349193,116.97632471992044,136.44752483286354,96.518188529358497,175.29050903057504,58.711848423352897,157.99201312921883,273.73286170108474,215.36896937634125,97.455416592889932,136.34810880468888,290.98164958835281,58.51301636700375,77.884800451772364,1.0366440917060749,38.942400225886182,0,38.942400225886182,0,39.041816254060663,39.091524268148085,58.463308352916513,4.9708014087276958E-2,0,58.413600338829269,39.979044317592269,77.884800451772364,116.82720067765854,4.9708014087276958E-2,19.471200112943091,0,0,0,0,0,0,0,0,0,0,0,0,0,0,0,0,0,0,0,0,4.9708014087276958E-2,0,0,0,0,0,0,0,0]
[5,"TRANSFORMERS","pole mounted ; < = 22 kv ; > 600 kva ; multiple phase",32.842895433441782,59.442915248687292,7.7099231674957238,2,0,0,0,0,0,0,0,0,0,0,0,0,0,0,0,0,0,0,0,0,0,0,0,0,1,0,0,0,0,0,0,0,0,0,0,0,0,0,0,0,0,0,0,0,0,0,0,0,0,0,0,0,0,0,0,0,0,0,0,0,0,0,0,0,0,0,0,0,0,0,0,0,0,0,0,0,0,0,0,0,0,0,0,0,0,0,0,0,0,0,0,null,0,0,0,0,0,0,0,0,0,0,0,0,0,0,0,0,0,0,0,0,0,0,0,0,32.842895433441782,0,0,0,0,0,0,0,0,0,0,0,0,0,0,0,0,0,0,0,0,0,0,0,0,0,0,0,0,0,0,0,0,0,0,0,0,0,0,0,0,0,0,0,0,0,0,0,0,0,0,0,0,0,0,0,0,0,0,0,0,0,0,0,0,0,0]
[null,"UNDERGROUND CABLES","˂ = 1 kv",0,0,0,2,263.73,177.23838700001701,185.266847453678,210.41366381008501,146.46195065563401,138.843945413157,119.47205951057001,173.45404825521101,196.327614882798,107.422332782233,85.439456015241007,46.632394115246399,45.776616646682697,58.210553958892802,65.781255809767899,131.65866518544499,148.794693920329,149.76377642182501,124.67878214432,116.926408646518,132.90701827024799,103.09375344511299,77.079771912472907,33.763160052801901,22.395857902982801,17.736970060850101,17.809880533645199,17.330656533049702,8.6597382863853003,11.270849270134301,12.658478765435101,11.015961929127601,13.7196701585277,17.139579147633299,5.6433662959752304,8.6761788831920104,3.5532611529276799,4.6051413276707702,4.6690773101140497,1114.8306439339201,0.32739118028383002,3.0648627912683,6.12328639801654,2.7842915714557699,1.4547959004367299,2.42550198225074,7.1325448818286201,1.78122120304255,1.11430875787441,9.5462968292074404,0.118266355685072,2.2423918569469001E-2,5.7578518460704997E-2,2.0618190066442998E-2,479.85414372169902,0,0,0,0,0,0,0,0,0,0,0,0,0,0,0,0,0,0,0,0,0,0,0,0,0,0,0,0,0,0,0,0,0,0,0,0,null,0,0,0,0,0,0,0,0,0,0,0,0,0,0,0,0,0,0,0,0,0,0,0,0,0,0,0,0,0,0,0,0,0,0,0,0,0,0,0,0,0,0,0,0,0,0,0,0,0,0,0,0,0,0,0,0,0,0,0,0,0,0,0,0,0,0,0,0,0,0,0,0,0,0,0,0,0,0,0,0,0,0,0,0,0,0,0,0,0,0,0]
[null,"UNDERGROUND CABLES","> 1 kv & < = 11 kv",0,0,0,2,0.48000000000000398,1.124539,1.1776063423301899,9.2334135555205101,6.6311229848321995E-2,5.2268544288944001E-2,0,0,0,0,0,0,0,0,0,0,0,0,0,0,0,4.8571407747249997E-3,0,0,0,0,0.89092044348224597,0,0,0,0,0,0,0,0,0,0,0,0,0,0,0,0,0.96862363864513101,1.9276506044888699,0,0,0,0,0.495197162337777,0,0,0,0,1.8612338283280998E-2,0,0,0,0,0,0,0,0,0,0,0,0,0,0,0,0,0,0,0,0,0,0,0,0,0,0,0,0,0,0,0,0,0,0,0,0,null,0,0,0,0,0,0,0,0,0,0,0,0,0,0,0,0,0,0,0,0,0,0,0,0,0,0,0,0,0,0,0,0,0,0,0,0,0,0,0,0,0,0,0,0,0,0,0,0,0,0,0,0,0,0,0,0,0,0,0,0,0,0,0,0,0,0,0,0,0,0,0,0,0,0,0,0,0,0,0,0,0,0,0,0,0,0,0,0,0,0,0]
[6,"UNDERGROUND CABLES","> 11 kv & < = 22 kv",1180.829944762166,58.425522950854209,7.6436590027848714,2,132.259999999999,155.087253000007,121.64154371657401,106.94894420014001,97.600377351021393,85.666851138041906,62.639791690789203,86.612415955862105,69.374534954060195,49.205263625365497,44.915205697323103,34.274954613218902,36.587043012943603,30.941404802784501,41.310796906054001,44.281144536002699,50.212133634696002,57.419608555050601,47.406166648496999,54.499585632317803,78.813780744913601,61.482855062768898,85.211740917130498,28.0882486677624,12.5523025321224,12.3624927108053,15.3044404226069,6.22316384667816,1.55321492960222,4.8553558918166297,5.4872221622621602,5.4106170537742502,3.9485765243326099,6.1722723269835802,1.9125298216704201,3.2016965650621301,0.77513616432454202,1.12203645612838,4.7372448340922402,211.369104775994,0,1.1344791960193401,1.25233398214433,417.14440855397402,0.23542616601062999,1.19289304089637,1.83968838824039,1.4409719890107999,0.19506690655814199,43.281715447934801,0,1.47250847053721,0,0,1.8514557770929401,0,0,0,0,0,0,0,0,0,0,0,0,0,0,0,0,0,0,0,0,0,0,0,0,0,0,0,0,0,0,0,0,0,0,0,0,null,156176.56849424288,183131.67239331431,143637.97734762667,126288.51587222329,115249.44819617315,101157.98309728272,73966.941762148199,102274.53434887838,81919.528277703852,58103.048728748152,53037.219862551363,40472.89276265302,43203.075979985188,36536.537324135839,48781.026028656801,52288.501456453552,59291.990986248573,67802.793198325598,55978.621144930745,64354.742691770763,93065.67236351379,72600.796347589654,100620.5753202632,33167.44512281986,14822.13470564409,14598.001584822901,18071.941538842766,7348.4982213188796,1834.0826995259608,5733.3496295344876,6479.4762427617597,6389.0186367374808,4662.5973991168612,7288.4039909290668,2258.372483679077,3780.6591780675317,915.30399410250618,1324.9342465112113,5593.8805557659962,249590.96831706548,0,1339.6270063693439,1478.7934669592726,492576.60891063552,277.99826660590071,1408.6038235888327,2172.3591378654978,1701.5428741874514,230.34084449597739,51108.345661596635,0,1738.7820959262751,0,0,2186.2544229942496,0,0,0,0,0,0,0,0,0,0,0,0,0,0,0,0,0,0,0,0,0,0,0,0,0,0,0,0,0,0,0,0,0,0,0,0]
[null,"UNDERGROUND CABLES","> 33 kv & < = 66 kv",0,0,0,2,0.47000000000000097,0.250911,0,0,0,0.75741838527685401,0,1.2241582248976799,0,0,0,0,0,0,0.360314888924049,0,0,0,0,0,0,0.70093612879080602,0,0,0,0,0,0,0,0,0,0,0,0,0,0,5.7308697238222299,0,0,0,0,0,0,2.4053916482883899,0,0,0,0,0,0,0,0,0,0,0,0,0,0,0,0,0,0,0,0,0,0,0,0,0,0,0,0,0,0,0,0,0,0,0,0,0,0,0,0,0,0,0,0,0,0,0,null,0,0,0,0,0,0,0,0,0,0,0,0,0,0,0,0,0,0,0,0,0,0,0,0,0,0,0,0,0,0,0,0,0,0,0,0,0,0,0,0,0,0,0,0,0,0,0,0,0,0,0,0,0,0,0,0,0,0,0,0,0,0,0,0,0,0,0,0,0,0,0,0,0,0,0,0,0,0,0,0,0,0,0,0,0,0,0,0,0,0,0]
["",null,null,null,null,null,null,null,null,null,null,null,null,null,null,null,null,null,null,null,null,null,null,null,null,null,null,null,null,null,null,null,null,null,null,null,null,null,null,null,null,null,null,null,null,null,null,null,null,null,null,null,null,null,null,null,null,null,null,null,null,null,null,null,null,null,null,null,null,null,null,null,null,null,null,null,null,null,null,null,null,null,null,null,null,null,null,null,null,null,null,null,null,null,null,null,null,null,null,0,0,0,0,0,0,0,0,0,0,0,0,0,0,0,0,0,0,0,0,0,0,0,0,0,0,0,0,0,0,0,0,0,0,0,0,0,0,0,0,0,0,0,0,0,0,0,0,0,0,0,0,0,0,0,0,0,0,0,0,0,0,0,0,0,0,0,0,0,0,0,0,0,0,0,0,0,0,0,0,0,0,0,0,0,0,0,0,0,0,0]
["",null,null,null,null,null,null,null,null,null,null,null,null,null,null,null,null,null,null,null,null,null,null,null,null,null,null,null,null,null,null,null,null,null,null,null,null,null,null,null,null,null,null,null,null,null,null,null,null,null,null,null,null,null,null,null,null,null,null,null,null,null,null,null,null,null,null,null,null,null,null,null,null,null,null,null,null,null,null,null,null,null,null,null,null,null,null,null,null,null,null,null,null,null,null,null,null,null,null,0,0,0,0,0,0,0,0,0,0,0,0,0,0,0,0,0,0,0,0,0,0,0,0,0,0,0,0,0,0,0,0,0,0,0,0,0,0,0,0,0,0,0,0,0,0,0,0,0,0,0,0,0,0,0,0,0,0,0,0,0,0,0,0,0,0,0,0,0,0,0,0,0,0,0,0,0,0,0,0,0,0,0,0,0,0,0,0,0,0,0]
["",null,null,null,null,null,null,null,null,null,null,null,null,null,null,null,null,null,null,null,null,null,null,null,null,null,null,null,null,null,null,null,null,null,null,null,null,null,null,null,null,null,null,null,null,null,null,null,null,null,null,null,null,null,null,null,null,null,null,null,null,null,null,null,null,null,null,null,null,null,null,null,null,null,null,null,null,null,null,null,null,null,null,null,null,null,null,null,null,null,null,null,null,null,null,null,null,null,null,0,0,0,0,0,0,0,0,0,0,0,0,0,0,0,0,0,0,0,0,0,0,0,0,0,0,0,0,0,0,0,0,0,0,0,0,0,0,0,0,0,0,0,0,0,0,0,0,0,0,0,0,0,0,0,0,0,0,0,0,0,0,0,0,0,0,0,0,0,0,0,0,0,0,0,0,0,0,0,0,0,0,0,0,0,0,0,0,0,0,0]
["",null,null,null,null,null,null,null,null,null,null,null,null,null,null,null,null,null,null,null,null,null,null,null,null,null,null,null,null,null,null,null,null,null,null,null,null,null,null,null,null,null,null,null,null,null,null,null,null,null,null,null,null,null,null,null,null,null,null,null,null,null,null,null,null,null,null,null,null,null,null,null,null,null,null,null,null,null,null,null,null,null,null,null,null,null,null,null,null,null,null,null,null,null,null,null,null,null,null,0,0,0,0,0,0,0,0,0,0,0,0,0,0,0,0,0,0,0,0,0,0,0,0,0,0,0,0,0,0,0,0,0,0,0,0,0,0,0,0,0,0,0,0,0,0,0,0,0,0,0,0,0,0,0,0,0,0,0,0,0,0,0,0,0,0,0,0,0,0,0,0,0,0,0,0,0,0,0,0,0,0,0,0,0,0,0,0,0,0,0]
["",null,null,null,null,null,null,null,null,null,null,null,null,null,null,null,null,null,null,null,null,null,null,null,null,null,null,null,null,null,null,null,null,null,null,null,null,null,null,null,null,null,null,null,null,null,null,null,null,null,null,null,null,null,null,null,null,null,null,null,null,null,null,null,null,null,null,null,null,null,null,null,null,null,null,null,null,null,null,null,null,null,null,null,null,null,null,null,null,null,null,null,null,null,null,null,null,null,null,0,0,0,0,0,0,0,0,0,0,0,0,0,0,0,0,0,0,0,0,0,0,0,0,0,0,0,0,0,0,0,0,0,0,0,0,0,0,0,0,0,0,0,0,0,0,0,0,0,0,0,0,0,0,0,0,0,0,0,0,0,0,0,0,0,0,0,0,0,0,0,0,0,0,0,0,0,0,0,0,0,0,0,0,0,0,0,0,0,0,0]
["",null,null,null,null,null,null,null,null,null,null,null,null,null,null,null,null,null,null,null,null,null,null,null,null,null,null,null,null,null,null,null,null,null,null,null,null,null,null,null,null,null,null,null,null,null,null,null,null,null,null,null,null,null,null,null,null,null,null,null,null,null,null,null,null,null,null,null,null,null,null,null,null,null,null,null,null,null,null,null,null,null,null,null,null,null,null,null,null,null,null,null,null,null,null,null,null,null,null,0,0,0,0,0,0,0,0,0,0,0,0,0,0,0,0,0,0,0,0,0,0,0,0,0,0,0,0,0,0,0,0,0,0,0,0,0,0,0,0,0,0,0,0,0,0,0,0,0,0,0,0,0,0,0,0,0,0,0,0,0,0,0,0,0,0,0,0,0,0,0,0,0,0,0,0,0,0,0,0,0,0,0,0,0,0,0,0,0,0,0]
["",null,null,null,null,"","",null,null,null,null,null,null,null,null,null,null,null,null,null,null,null,null,null,null,null,null,null,null,null,null,null,null,null,null,null,null,null,null,null,null,null,null,null,null,null,null,null,null,null,null,null,null,null,null,null,null,null,null,null,null,null,null,null,null,null,null,null,null,null,null,null,null,null,null,null,null,null,null,null,null,null,null,null,null,null,null,null,null,null,null,null,null,null,null,null,null,null,null,0,0,0,0,0,0,0,0,0,0,0,0,0,0,0,0,0,0,0,0,0,0,0,0,0,0,0,0,0,0,0,0,0,0,0,0,0,0,0,0,0,0,0,0,0,0,0,0,0,0,0,0,0,0,0,0,0,0,0,0,0,0,0,0,0,0,0,0,0,0,0,0,0,0,0,0,0,0,0,0,0,0,0,0,0,0,0,0,0,0,0]
["",null,null,null,null,"","",null,null,null,null,null,null,null,null,null,null,null,null,null,null,null,null,null,null,null,null,null,null,null,null,null,null,null,null,null,null,null,null,null,null,null,null,null,null,null,null,null,null,null,null,null,null,null,null,null,null,null,null,null,null,null,null,null,null,null,null,null,null,null,null,null,null,null,null,null,null,null,null,null,null,null,null,null,null,null,null,null,null,null,null,null,null,null,null,null,null,null,null,0,0,0,0,0,0,0,0,0,0,0,0,0,0,0,0,0,0,0,0,0,0,0,0,0,0,0,0,0,0,0,0,0,0,0,0,0,0,0,0,0,0,0,0,0,0,0,0,0,0,0,0,0,0,0,0,0,0,0,0,0,0,0,0,0,0,0,0,0,0,0,0,0,0,0,0,0,0,0,0,0,0,0,0,0,0,0,0,0,0,0]
["",null,null,null,null,"","",null,null,null,null,null,null,null,null,null,null,null,null,null,null,null,null,null,null,null,null,null,null,null,null,null,null,null,null,null,null,null,null,null,null,null,null,null,null,null,null,null,null,null,null,null,null,null,null,null,null,null,null,null,null,null,null,null,null,null,null,null,null,null,null,null,null,null,null,null,null,null,null,null,null,null,null,null,null,null,null,null,null,null,null,null,null,null,null,null,null,null,null,0,0,0,0,0,0,0,0,0,0,0,0,0,0,0,0,0,0,0,0,0,0,0,0,0,0,0,0,0,0,0,0,0,0,0,0,0,0,0,0,0,0,0,0,0,0,0,0,0,0,0,0,0,0,0,0,0,0,0,0,0,0,0,0,0,0,0,0,0,0,0,0,0,0,0,0,0,0,0,0,0,0,0,0,0,0,0,0,0,0,0]
["",null,null,null,null,"","",null,null,null,null,null,null,null,null,null,null,null,null,null,null,null,null,null,null,null,null,null,null,null,null,null,null,null,null,null,null,null,null,null,null,null,null,null,null,null,null,null,null,null,null,null,null,null,null,null,null,null,null,null,null,null,null,null,null,null,null,null,null,null,null,null,null,null,null,null,null,null,null,null,null,null,null,null,null,null,null,null,null,null,null,null,null,null,null,null,null,null,null,0,0,0,0,0,0,0,0,0,0,0,0,0,0,0,0,0,0,0,0,0,0,0,0,0,0,0,0,0,0,0,0,0,0,0,0,0,0,0,0,0,0,0,0,0,0,0,0,0,0,0,0,0,0,0,0,0,0,0,0,0,0,0,0,0,0,0,0,0,0,0,0,0,0,0,0,0,0,0,0,0,0,0,0,0,0,0,0,0,0,0]
["",null,null,null,null,"","",null,null,null,null,null,null,null,null,null,null,null,null,null,null,null,null,null,null,null,null,null,null,null,null,null,null,null,null,null,null,null,null,null,null,null,null,null,null,null,null,null,null,null,null,null,null,null,null,null,null,null,null,null,null,null,null,null,null,null,null,null,null,null,null,null,null,null,null,null,null,null,null,null,null,null,null,null,null,null,null,null,null,null,null,null,null,null,null,null,null,null,null,0,0,0,0,0,0,0,0,0,0,0,0,0,0,0,0,0,0,0,0,0,0,0,0,0,0,0,0,0,0,0,0,0,0,0,0,0,0,0,0,0,0,0,0,0,0,0,0,0,0,0,0,0,0,0,0,0,0,0,0,0,0,0,0,0,0,0,0,0,0,0,0,0,0,0,0,0,0,0,0,0,0,0,0,0,0,0,0,0,0,0]
["",null,null,null,null,"","",null,null,null,null,null,null,null,null,null,null,null,null,null,null,null,null,null,null,null,null,null,null,null,null,null,null,null,null,null,null,null,null,null,null,null,null,null,null,null,null,null,null,null,null,null,null,null,null,null,null,null,null,null,null,null,null,null,null,null,null,null,null,null,null,null,null,null,null,null,null,null,null,null,null,null,null,null,null,null,null,null,null,null,null,null,null,null,null,null,null,null,null,0,0,0,0,0,0,0,0,0,0,0,0,0,0,0,0,0,0,0,0,0,0,0,0,0,0,0,0,0,0,0,0,0,0,0,0,0,0,0,0,0,0,0,0,0,0,0,0,0,0,0,0,0,0,0,0,0,0,0,0,0,0,0,0,0,0,0,0,0,0,0,0,0,0,0,0,0,0,0,0,0,0,0,0,0,0,0,0,0,0,0]
["",null,null,null,null,"","",null,null,null,null,null,null,null,null,null,null,null,null,null,null,null,null,null,null,null,null,null,null,null,null,null,null,null,null,null,null,null,null,null,null,null,null,null,null,null,null,null,null,null,null,null,null,null,null,null,null,null,null,null,null,null,null,null,null,null,null,null,null,null,null,null,null,null,null,null,null,null,null,null,null,null,null,null,null,null,null,null,null,null,null,null,null,null,null,null,null,null,null,0,0,0,0,0,0,0,0,0,0,0,0,0,0,0,0,0,0,0,0,0,0,0,0,0,0,0,0,0,0,0,0,0,0,0,0,0,0,0,0,0,0,0,0,0,0,0,0,0,0,0,0,0,0,0,0,0,0,0,0,0,0,0,0,0,0,0,0,0,0,0,0,0,0,0,0,0,0,0,0,0,0,0,0,0,0,0,0,0,0,0]
["",null,null,null,null,"","",null,null,null,null,null,null,null,null,null,null,null,null,null,null,null,null,null,null,null,null,null,null,null,null,null,null,null,null,null,null,null,null,null,null,null,null,null,null,null,null,null,null,null,null,null,null,null,null,null,null,null,null,null,null,null,null,null,null,null,null,null,null,null,null,null,null,null,null,null,null,null,null,null,null,null,null,null,null,null,null,null,null,null,null,null,null,null,null,null,null,null,null,0,0,0,0,0,0,0,0,0,0,0,0,0,0,0,0,0,0,0,0,0,0,0,0,0,0,0,0,0,0,0,0,0,0,0,0,0,0,0,0,0,0,0,0,0,0,0,0,0,0,0,0,0,0,0,0,0,0,0,0,0,0,0,0,0,0,0,0,0,0,0,0,0,0,0,0,0,0,0,0,0,0,0,0,0,0,0,0,0,0,0]
["",null,null,null,null,"","",null,null,null,null,null,null,null,null,null,null,null,null,null,null,null,null,null,null,null,null,null,null,null,null,null,null,null,null,null,null,null,null,null,null,null,null,null,null,null,null,null,null,null,null,null,null,null,null,null,null,null,null,null,null,null,null,null,null,null,null,null,null,null,null,null,null,null,null,null,null,null,null,null,null,null,null,null,null,null,null,null,null,null,null,null,null,null,null,null,null,null,null,0,0,0,0,0,0,0,0,0,0,0,0,0,0,0,0,0,0,0,0,0,0,0,0,0,0,0,0,0,0,0,0,0,0,0,0,0,0,0,0,0,0,0,0,0,0,0,0,0,0,0,0,0,0,0,0,0,0,0,0,0,0,0,0,0,0,0,0,0,0,0,0,0,0,0,0,0,0,0,0,0,0,0,0,0,0,0,0,0,0,0]
["",null,null,null,null,"","",null,null,null,null,null,null,null,null,null,null,null,null,null,null,null,null,null,null,null,null,null,null,null,null,null,null,null,null,null,null,null,null,null,null,null,null,null,null,null,null,null,null,null,null,null,null,null,null,null,null,null,null,null,null,null,null,null,null,null,null,null,null,null,null,null,null,null,null,null,null,null,null,null,null,null,null,null,null,null,null,null,null,null,null,null,null,null,null,null,null,null,null,0,0,0,0,0,0,0,0,0,0,0,0,0,0,0,0,0,0,0,0,0,0,0,0,0,0,0,0,0,0,0,0,0,0,0,0,0,0,0,0,0,0,0,0,0,0,0,0,0,0,0,0,0,0,0,0,0,0,0,0,0,0,0,0,0,0,0,0,0,0,0,0,0,0,0,0,0,0,0,0,0,0,0,0,0,0,0,0,0,0,0]
["",null,null,null,null,"","",null,null,null,null,null,null,null,null,null,null,null,null,null,null,null,null,null,null,null,null,null,null,null,null,null,null,null,null,null,null,null,null,null,null,null,null,null,null,null,null,null,null,null,null,null,null,null,null,null,null,null,null,null,null,null,null,null,null,null,null,null,null,null,null,null,null,null,null,null,null,null,null,null,null,null,null,null,null,null,null,null,null,null,null,null,null,null,null,null,null,null,null,0,0,0,0,0,0,0,0,0,0,0,0,0,0,0,0,0,0,0,0,0,0,0,0,0,0,0,0,0,0,0,0,0,0,0,0,0,0,0,0,0,0,0,0,0,0,0,0,0,0,0,0,0,0,0,0,0,0,0,0,0,0,0,0,0,0,0,0,0,0,0,0,0,0,0,0,0,0,0,0,0,0,0,0,0,0,0,0,0,0,0]
["",null,null,null,null,"","",null,null,null,null,null,null,null,null,null,null,null,null,null,null,null,null,null,null,null,null,null,null,null,null,null,null,null,null,null,null,null,null,null,null,null,null,null,null,null,null,null,null,null,null,null,null,null,null,null,null,null,null,null,null,null,null,null,null,null,null,null,null,null,null,null,null,null,null,null,null,null,null,null,null,null,null,null,null,null,null,null,null,null,null,null,null,null,null,null,null,null,null,0,0,0,0,0,0,0,0,0,0,0,0,0,0,0,0,0,0,0,0,0,0,0,0,0,0,0,0,0,0,0,0,0,0,0,0,0,0,0,0,0,0,0,0,0,0,0,0,0,0,0,0,0,0,0,0,0,0,0,0,0,0,0,0,0,0,0,0,0,0,0,0,0,0,0,0,0,0,0,0,0,0,0,0,0,0,0,0,0,0,0]
["",null,null,null,null,"","",null,null,null,null,null,null,null,null,null,null,null,null,null,null,null,null,null,null,null,null,null,null,null,null,null,null,null,null,null,null,null,null,null,null,null,null,null,null,null,null,null,null,null,null,null,null,null,null,null,null,null,null,null,null,null,null,null,null,null,null,null,null,null,null,null,null,null,null,null,null,null,null,null,null,null,null,null,null,null,null,null,null,null,null,null,null,null,null,null,null,null,null,0,0,0,0,0,0,0,0,0,0,0,0,0,0,0,0,0,0,0,0,0,0,0,0,0,0,0,0,0,0,0,0,0,0,0,0,0,0,0,0,0,0,0,0,0,0,0,0,0,0,0,0,0,0,0,0,0,0,0,0,0,0,0,0,0,0,0,0,0,0,0,0,0,0,0,0,0,0,0,0,0,0,0,0,0,0,0,0,0,0,0]
["",null,null,null,null,"","",null,null,null,null,null,null,null,null,null,null,null,null,null,null,null,null,null,null,null,null,null,null,null,null,null,null,null,null,null,null,null,null,null,null,null,null,null,null,null,null,null,null,null,null,null,null,null,null,null,null,null,null,null,null,null,null,null,null,null,null,null,null,null,null,null,null,null,null,null,null,null,null,null,null,null,null,null,null,null,null,null,null,null,null,null,null,null,null,null,null,null,null,0,0,0,0,0,0,0,0,0,0,0,0,0,0,0,0,0,0,0,0,0,0,0,0,0,0,0,0,0,0,0,0,0,0,0,0,0,0,0,0,0,0,0,0,0,0,0,0,0,0,0,0,0,0,0,0,0,0,0,0,0,0,0,0,0,0,0,0,0,0,0,0,0,0,0,0,0,0,0,0,0,0,0,0,0,0,0,0,0,0,0]
["",null,null,null,null,"","",null,null,null,null,null,null,null,null,null,null,null,null,null,null,null,null,null,null,null,null,null,null,null,null,null,null,null,null,null,null,null,null,null,null,null,null,null,null,null,null,null,null,null,null,null,null,null,null,null,null,null,null,null,null,null,null,null,null,null,null,null,null,null,null,null,null,null,null,null,null,null,null,null,null,null,null,null,null,null,null,null,null,null,null,null,null,null,null,null,null,null,null,0,0,0,0,0,0,0,0,0,0,0,0,0,0,0,0,0,0,0,0,0,0,0,0,0,0,0,0,0,0,0,0,0,0,0,0,0,0,0,0,0,0,0,0,0,0,0,0,0,0,0,0,0,0,0,0,0,0,0,0,0,0,0,0,0,0,0,0,0,0,0,0,0,0,0,0,0,0,0,0,0,0,0,0,0,0,0,0,0,0,0]
["",null,null,null,null,"","",null,null,null,null,null,null,null,null,null,null,null,null,null,null,null,null,null,null,null,null,null,null,null,null,null,null,null,null,null,null,null,null,null,null,null,null,null,null,null,null,null,null,null,null,null,null,null,null,null,null,null,null,null,null,null,null,null,null,null,null,null,null,null,null,null,null,null,null,null,null,null,null,null,null,null,null,null,null,null,null,null,null,null,null,null,null,null,null,null,null,null,null,0,0,0,0,0,0,0,0,0,0,0,0,0,0,0,0,0,0,0,0,0,0,0,0,0,0,0,0,0,0,0,0,0,0,0,0,0,0,0,0,0,0,0,0,0,0,0,0,0,0,0,0,0,0,0,0,0,0,0,0,0,0,0,0,0,0,0,0,0,0,0,0,0,0,0,0,0,0,0,0,0,0,0,0,0,0,0,0,0,0,0]
["",null,null,null,null,"","",null,null,null,null,null,null,null,null,null,null,null,null,null,null,null,null,null,null,null,null,null,null,null,null,null,null,null,null,null,null,null,null,null,null,null,null,null,null,null,null,null,null,null,null,null,null,null,null,null,null,null,null,null,null,null,null,null,null,null,null,null,null,null,null,null,null,null,null,null,null,null,null,null,null,null,null,null,null,null,null,null,null,null,null,null,null,null,null,null,null,null,null,0,0,0,0,0,0,0,0,0,0,0,0,0,0,0,0,0,0,0,0,0,0,0,0,0,0,0,0,0,0,0,0,0,0,0,0,0,0,0,0,0,0,0,0,0,0,0,0,0,0,0,0,0,0,0,0,0,0,0,0,0,0,0,0,0,0,0,0,0,0,0,0,0,0,0,0,0,0,0,0,0,0,0,0,0,0,0,0,0,0,0]
["",null,null,null,null,"","",null,null,null,null,null,null,null,null,null,null,null,null,null,null,null,null,null,null,null,null,null,null,null,null,null,null,null,null,null,null,null,null,null,null,null,null,null,null,null,null,null,null,null,null,null,null,null,null,null,null,null,null,null,null,null,null,null,null,null,null,null,null,null,null,null,null,null,null,null,null,null,null,null,null,null,null,null,null,null,null,null,null,null,null,null,null,null,null,null,null,null,null,0,0,0,0,0,0,0,0,0,0,0,0,0,0,0,0,0,0,0,0,0,0,0,0,0,0,0,0,0,0,0,0,0,0,0,0,0,0,0,0,0,0,0,0,0,0,0,0,0,0,0,0,0,0,0,0,0,0,0,0,0,0,0,0,0,0,0,0,0,0,0,0,0,0,0,0,0,0,0,0,0,0,0,0,0,0,0,0,0,0,0]
["",null,null,null,null,"","",null,null,null,null,null,null,null,null,null,null,null,null,null,null,null,null,null,null,null,null,null,null,null,null,null,null,null,null,null,null,null,null,null,null,null,null,null,null,null,null,null,null,null,null,null,null,null,null,null,null,null,null,null,null,null,null,null,null,null,null,null,null,null,null,null,null,null,null,null,null,null,null,null,null,null,null,null,null,null,null,null,null,null,null,null,null,null,null,null,null,null,null,0,0,0,0,0,0,0,0,0,0,0,0,0,0,0,0,0,0,0,0,0,0,0,0,0,0,0,0,0,0,0,0,0,0,0,0,0,0,0,0,0,0,0,0,0,0,0,0,0,0,0,0,0,0,0,0,0,0,0,0,0,0,0,0,0,0,0,0,0,0,0,0,0,0,0,0,0,0,0,0,0,0,0,0,0,0,0,0,0,0,0]
["",null,null,null,null,"","",null,null,null,null,null,null,null,null,null,null,null,null,null,null,null,null,null,null,null,null,null,null,null,null,null,null,null,null,null,null,null,null,null,null,null,null,null,null,null,null,null,null,null,null,null,null,null,null,null,null,null,null,null,null,null,null,null,null,null,null,null,null,null,null,null,null,null,null,null,null,null,null,null,null,null,null,null,null,null,null,null,null,null,null,null,null,null,null,null,null,null,null,0,0,0,0,0,0,0,0,0,0,0,0,0,0,0,0,0,0,0,0,0,0,0,0,0,0,0,0,0,0,0,0,0,0,0,0,0,0,0,0,0,0,0,0,0,0,0,0,0,0,0,0,0,0,0,0,0,0,0,0,0,0,0,0,0,0,0,0,0,0,0,0,0,0,0,0,0,0,0,0,0,0,0,0,0,0,0,0,0,0,0]
["",null,null,null,null,"","",null,null,null,null,null,null,null,null,null,null,null,null,null,null,null,null,null,null,null,null,null,null,null,null,null,null,null,null,null,null,null,null,null,null,null,null,null,null,null,null,null,null,null,null,null,null,null,null,null,null,null,null,null,null,null,null,null,null,null,null,null,null,null,null,null,null,null,null,null,null,null,null,null,null,null,null,null,null,null,null,null,null,null,null,null,null,null,null,null,null,null,null,0,0,0,0,0,0,0,0,0,0,0,0,0,0,0,0,0,0,0,0,0,0,0,0,0,0,0,0,0,0,0,0,0,0,0,0,0,0,0,0,0,0,0,0,0,0,0,0,0,0,0,0,0,0,0,0,0,0,0,0,0,0,0,0,0,0,0,0,0,0,0,0,0,0,0,0,0,0,0,0,0,0,0,0,0,0,0,0,0,0,0]
["",null,null,null,null,"","",null,null,null,null,null,null,null,null,null,null,null,null,null,null,null,null,null,null,null,null,null,null,null,null,null,null,null,null,null,null,null,null,null,null,null,null,null,null,null,null,null,null,null,null,null,null,null,null,null,null,null,null,null,null,null,null,null,null,null,null,null,null,null,null,null,null,null,null,null,null,null,null,null,null,null,null,null,null,null,null,null,null,null,null,null,null,null,null,null,null,null,null,0,0,0,0,0,0,0,0,0,0,0,0,0,0,0,0,0,0,0,0,0,0,0,0,0,0,0,0,0,0,0,0,0,0,0,0,0,0,0,0,0,0,0,0,0,0,0,0,0,0,0,0,0,0,0,0,0,0,0,0,0,0,0,0,0,0,0,0,0,0,0,0,0,0,0,0,0,0,0,0,0,0,0,0,0,0,0,0,0,0,0]
["",null,null,null,null,"","",null,null,null,null,null,null,null,null,null,null,null,null,null,null,null,null,null,null,null,null,null,null,null,null,null,null,null,null,null,null,null,null,null,null,null,null,null,null,null,null,null,null,null,null,null,null,null,null,null,null,null,null,null,null,null,null,null,null,null,null,null,null,null,null,null,null,null,null,null,null,null,null,null,null,null,null,null,null,null,null,null,null,null,null,null,null,null,null,null,null,null,null,0,0,0,0,0,0,0,0,0,0,0,0,0,0,0,0,0,0,0,0,0,0,0,0,0,0,0,0,0,0,0,0,0,0,0,0,0,0,0,0,0,0,0,0,0,0,0,0,0,0,0,0,0,0,0,0,0,0,0,0,0,0,0,0,0,0,0,0,0,0,0,0,0,0,0,0,0,0,0,0,0,0,0,0,0,0,0,0,0,0,0]
["",null,null,null,null,"","",null,null,null,null,null,null,null,null,null,null,null,null,null,null,null,null,null,null,null,null,null,null,null,null,null,null,null,null,null,null,null,null,null,null,null,null,null,null,null,null,null,null,null,null,null,null,null,null,null,null,null,null,null,null,null,null,null,null,null,null,null,null,null,null,null,null,null,null,null,null,null,null,null,null,null,null,null,null,null,null,null,null,null,null,null,null,null,null,null,null,null,null,0,0,0,0,0,0,0,0,0,0,0,0,0,0,0,0,0,0,0,0,0,0,0,0,0,0,0,0,0,0,0,0,0,0,0,0,0,0,0,0,0,0,0,0,0,0,0,0,0,0,0,0,0,0,0,0,0,0,0,0,0,0,0,0,0,0,0,0,0,0,0,0,0,0,0,0,0,0,0,0,0,0,0,0,0,0,0,0,0,0,0]
["",null,null,null,null,"","",null,null,null,null,null,null,null,null,null,null,null,null,null,null,null,null,null,null,null,null,null,null,null,null,null,null,null,null,null,null,null,null,null,null,null,null,null,null,null,null,null,null,null,null,null,null,null,null,null,null,null,null,null,null,null,null,null,null,null,null,null,null,null,null,null,null,null,null,null,null,null,null,null,null,null,null,null,null,null,null,null,null,null,null,null,null,null,null,null,null,null,null,0,0,0,0,0,0,0,0,0,0,0,0,0,0,0,0,0,0,0,0,0,0,0,0,0,0,0,0,0,0,0,0,0,0,0,0,0,0,0,0,0,0,0,0,0,0,0,0,0,0,0,0,0,0,0,0,0,0,0,0,0,0,0,0,0,0,0,0,0,0,0,0,0,0,0,0,0,0,0,0,0,0,0,0,0,0,0,0,0,0,0]
["",null,null,null,null,"","",null,null,null,null,null,null,null,null,null,null,null,null,null,null,null,null,null,null,null,null,null,null,null,null,null,null,null,null,null,null,null,null,null,null,null,null,null,null,null,null,null,null,null,null,null,null,null,null,null,null,null,null,null,null,null,null,null,null,null,null,null,null,null,null,null,null,null,null,null,null,null,null,null,null,null,null,null,null,null,null,null,null,null,null,null,null,null,null,null,null,null,null,0,0,0,0,0,0,0,0,0,0,0,0,0,0,0,0,0,0,0,0,0,0,0,0,0,0,0,0,0,0,0,0,0,0,0,0,0,0,0,0,0,0,0,0,0,0,0,0,0,0,0,0,0,0,0,0,0,0,0,0,0,0,0,0,0,0,0,0,0,0,0,0,0,0,0,0,0,0,0,0,0,0,0,0,0,0,0,0,0,0,0]
["",null,null,null,null,"","",null,null,null,null,null,null,null,null,null,null,null,null,null,null,null,null,null,null,null,null,null,null,null,null,null,null,null,null,null,null,null,null,null,null,null,null,null,null,null,null,null,null,null,null,null,null,null,null,null,null,null,null,null,null,null,null,null,null,null,null,null,null,null,null,null,null,null,null,null,null,null,null,null,null,null,null,null,null,null,null,null,null,null,null,null,null,null,null,null,null,null,null,0,0,0,0,0,0,0,0,0,0,0,0,0,0,0,0,0,0,0,0,0,0,0,0,0,0,0,0,0,0,0,0,0,0,0,0,0,0,0,0,0,0,0,0,0,0,0,0,0,0,0,0,0,0,0,0,0,0,0,0,0,0,0,0,0,0,0,0,0,0,0,0,0,0,0,0,0,0,0,0,0,0,0,0,0,0,0,0,0,0,0]
["",null,null,null,null,"","",null,null,null,null,null,null,null,null,null,null,null,null,null,null,null,null,null,null,null,null,null,null,null,null,null,null,null,null,null,null,null,null,null,null,null,null,null,null,null,null,null,null,null,null,null,null,null,null,null,null,null,null,null,null,null,null,null,null,null,null,null,null,null,null,null,null,null,null,null,null,null,null,null,null,null,null,null,null,null,null,null,null,null,null,null,null,null,null,null,null,null,null,0,0,0,0,0,0,0,0,0,0,0,0,0,0,0,0,0,0,0,0,0,0,0,0,0,0,0,0,0,0,0,0,0,0,0,0,0,0,0,0,0,0,0,0,0,0,0,0,0,0,0,0,0,0,0,0,0,0,0,0,0,0,0,0,0,0,0,0,0,0,0,0,0,0,0,0,0,0,0,0,0,0,0,0,0,0,0,0,0,0,0]
["",null,null,null,null,"","",null,null,null,null,null,null,null,null,null,null,null,null,null,null,null,null,null,null,null,null,null,null,null,null,null,null,null,null,null,null,null,null,null,null,null,null,null,null,null,null,null,null,null,null,null,null,null,null,null,null,null,null,null,null,null,null,null,null,null,null,null,null,null,null,null,null,null,null,null,null,null,null,null,null,null,null,null,null,null,null,null,null,null,null,null,null,null,null,null,null,null,null,0,0,0,0,0,0,0,0,0,0,0,0,0,0,0,0,0,0,0,0,0,0,0,0,0,0,0,0,0,0,0,0,0,0,0,0,0,0,0,0,0,0,0,0,0,0,0,0,0,0,0,0,0,0,0,0,0,0,0,0,0,0,0,0,0,0,0,0,0,0,0,0,0,0,0,0,0,0,0,0,0,0,0,0,0,0,0,0,0,0,0]
["",null,null,null,null,"","",null,null,null,null,null,null,null,null,null,null,null,null,null,null,null,null,null,null,null,null,null,null,null,null,null,null,null,null,null,null,null,null,null,null,null,null,null,null,null,null,null,null,null,null,null,null,null,null,null,null,null,null,null,null,null,null,null,null,null,null,null,null,null,null,null,null,null,null,null,null,null,null,null,null,null,null,null,null,null,null,null,null,null,null,null,null,null,null,null,null,null,null,0,0,0,0,0,0,0,0,0,0,0,0,0,0,0,0,0,0,0,0,0,0,0,0,0,0,0,0,0,0,0,0,0,0,0,0,0,0,0,0,0,0,0,0,0,0,0,0,0,0,0,0,0,0,0,0,0,0,0,0,0,0,0,0,0,0,0,0,0,0,0,0,0,0,0,0,0,0,0,0,0,0,0,0,0,0,0,0,0,0,0]
["",null,null,null,null,"","",null,null,null,null,null,null,null,null,null,null,null,null,null,null,null,null,null,null,null,null,null,null,null,null,null,null,null,null,null,null,null,null,null,null,null,null,null,null,null,null,null,null,null,null,null,null,null,null,null,null,null,null,null,null,null,null,null,null,null,null,null,null,null,null,null,null,null,null,null,null,null,null,null,null,null,null,null,null,null,null,null,null,null,null,null,null,null,null,null,null,null,null,0,0,0,0,0,0,0,0,0,0,0,0,0,0,0,0,0,0,0,0,0,0,0,0,0,0,0,0,0,0,0,0,0,0,0,0,0,0,0,0,0,0,0,0,0,0,0,0,0,0,0,0,0,0,0,0,0,0,0,0,0,0,0,0,0,0,0,0,0,0,0,0,0,0,0,0,0,0,0,0,0,0,0,0,0,0,0,0,0,0,0]
["",null,null,null,null,"","",null,null,null,null,null,null,null,null,null,null,null,null,null,null,null,null,null,null,null,null,null,null,null,null,null,null,null,null,null,null,null,null,null,null,null,null,null,null,null,null,null,null,null,null,null,null,null,null,null,null,null,null,null,null,null,null,null,null,null,null,null,null,null,null,null,null,null,null,null,null,null,null,null,null,null,null,null,null,null,null,null,null,null,null,null,null,null,null,null,null,null,null,0,0,0,0,0,0,0,0,0,0,0,0,0,0,0,0,0,0,0,0,0,0,0,0,0,0,0,0,0,0,0,0,0,0,0,0,0,0,0,0,0,0,0,0,0,0,0,0,0,0,0,0,0,0,0,0,0,0,0,0,0,0,0,0,0,0,0,0,0,0,0,0,0,0,0,0,0,0,0,0,0,0,0,0,0,0,0,0,0,0,0]
["",null,null,null,null,"","",null,null,null,null,null,null,null,null,null,null,null,null,null,null,null,null,null,null,null,null,null,null,null,null,null,null,null,null,null,null,null,null,null,null,null,null,null,null,null,null,null,null,null,null,null,null,null,null,null,null,null,null,null,null,null,null,null,null,null,null,null,null,null,null,null,null,null,null,null,null,null,null,null,null,null,null,null,null,null,null,null,null,null,null,null,null,null,null,null,null,null,null,0,0,0,0,0,0,0,0,0,0,0,0,0,0,0,0,0,0,0,0,0,0,0,0,0,0,0,0,0,0,0,0,0,0,0,0,0,0,0,0,0,0,0,0,0,0,0,0,0,0,0,0,0,0,0,0,0,0,0,0,0,0,0,0,0,0,0,0,0,0,0,0,0,0,0,0,0,0,0,0,0,0,0,0,0,0,0,0,0,0,0]
["",null,null,null,null,"","",null,null,null,null,null,null,null,null,null,null,null,null,null,null,null,null,null,null,null,null,null,null,null,null,null,null,null,null,null,null,null,null,null,null,null,null,null,null,null,null,null,null,null,null,null,null,null,null,null,null,null,null,null,null,null,null,null,null,null,null,null,null,null,null,null,null,null,null,null,null,null,null,null,null,null,null,null,null,null,null,null,null,null,null,null,null,null,null,null,null,null,null,0,0,0,0,0,0,0,0,0,0,0,0,0,0,0,0,0,0,0,0,0,0,0,0,0,0,0,0,0,0,0,0,0,0,0,0,0,0,0,0,0,0,0,0,0,0,0,0,0,0,0,0,0,0,0,0,0,0,0,0,0,0,0,0,0,0,0,0,0,0,0,0,0,0,0,0,0,0,0,0,0,0,0,0,0,0,0,0,0,0,0]
["",null,null,null,null,"","",null,null,null,null,null,null,null,null,null,null,null,null,null,null,null,null,null,null,null,null,null,null,null,null,null,null,null,null,null,null,null,null,null,null,null,null,null,null,null,null,null,null,null,null,null,null,null,null,null,null,null,null,null,null,null,null,null,null,null,null,null,null,null,null,null,null,null,null,null,null,null,null,null,null,null,null,null,null,null,null,null,null,null,null,null,null,null,null,null,null,null,null,0,0,0,0,0,0,0,0,0,0,0,0,0,0,0,0,0,0,0,0,0,0,0,0,0,0,0,0,0,0,0,0,0,0,0,0,0,0,0,0,0,0,0,0,0,0,0,0,0,0,0,0,0,0,0,0,0,0,0,0,0,0,0,0,0,0,0,0,0,0,0,0,0,0,0,0,0,0,0,0,0,0,0,0,0,0,0,0,0,0,0]
["",null,null,null,null,"","",null,null,null,null,null,null,null,null,null,null,null,null,null,null,null,null,null,null,null,null,null,null,null,null,null,null,null,null,null,null,null,null,null,null,null,null,null,null,null,null,null,null,null,null,null,null,null,null,null,null,null,null,null,null,null,null,null,null,null,null,null,null,null,null,null,null,null,null,null,null,null,null,null,null,null,null,null,null,null,null,null,null,null,null,null,null,null,null,null,null,null,null,0,0,0,0,0,0,0,0,0,0,0,0,0,0,0,0,0,0,0,0,0,0,0,0,0,0,0,0,0,0,0,0,0,0,0,0,0,0,0,0,0,0,0,0,0,0,0,0,0,0,0,0,0,0,0,0,0,0,0,0,0,0,0,0,0,0,0,0,0,0,0,0,0,0,0,0,0,0,0,0,0,0,0,0,0,0,0,0,0,0,0]
["",null,null,null,null,"","",null,null,null,null,null,null,null,null,null,null,null,null,null,null,null,null,null,null,null,null,null,null,null,null,null,null,null,null,null,null,null,null,null,null,null,null,null,null,null,null,null,null,null,null,null,null,null,null,null,null,null,null,null,null,null,null,null,null,null,null,null,null,null,null,null,null,null,null,null,null,null,null,null,null,null,null,null,null,null,null,null,null,null,null,null,null,null,null,null,null,null,null,0,0,0,0,0,0,0,0,0,0,0,0,0,0,0,0,0,0,0,0,0,0,0,0,0,0,0,0,0,0,0,0,0,0,0,0,0,0,0,0,0,0,0,0,0,0,0,0,0,0,0,0,0,0,0,0,0,0,0,0,0,0,0,0,0,0,0,0,0,0,0,0,0,0,0,0,0,0,0,0,0,0,0,0,0,0,0,0,0,0,0]
["",null,null,null,null,"","",null,null,null,null,null,null,null,null,null,null,null,null,null,null,null,null,null,null,null,null,null,null,null,null,null,null,null,null,null,null,null,null,null,null,null,null,null,null,null,null,null,null,null,null,null,null,null,null,null,null,null,null,null,null,null,null,null,null,null,null,null,null,null,null,null,null,null,null,null,null,null,null,null,null,null,null,null,null,null,null,null,null,null,null,null,null,null,null,null,null,null,null,0,0,0,0,0,0,0,0,0,0,0,0,0,0,0,0,0,0,0,0,0,0,0,0,0,0,0,0,0,0,0,0,0,0,0,0,0,0,0,0,0,0,0,0,0,0,0,0,0,0,0,0,0,0,0,0,0,0,0,0,0,0,0,0,0,0,0,0,0,0,0,0,0,0,0,0,0,0,0,0,0,0,0,0,0,0,0,0,0,0,0]
["",null,null,null,null,"","",null,null,null,null,null,null,null,null,null,null,null,null,null,null,null,null,null,null,null,null,null,null,null,null,null,null,null,null,null,null,null,null,null,null,null,null,null,null,null,null,null,null,null,null,null,null,null,null,null,null,null,null,null,null,null,null,null,null,null,null,null,null,null,null,null,null,null,null,null,null,null,null,null,null,null,null,null,null,null,null,null,null,null,null,null,null,null,null,null,null,null,null,0,0,0,0,0,0,0,0,0,0,0,0,0,0,0,0,0,0,0,0,0,0,0,0,0,0,0,0,0,0,0,0,0,0,0,0,0,0,0,0,0,0,0,0,0,0,0,0,0,0,0,0,0,0,0,0,0,0,0,0,0,0,0,0,0,0,0,0,0,0,0,0,0,0,0,0,0,0,0,0,0,0,0,0,0,0,0,0,0,0,0]
["",null,null,null,null,"","",null,null,null,null,null,null,null,null,null,null,null,null,null,null,null,null,null,null,null,null,null,null,null,null,null,null,null,null,null,null,null,null,null,null,null,null,null,null,null,null,null,null,null,null,null,null,null,null,null,null,null,null,null,null,null,null,null,null,null,null,null,null,null,null,null,null,null,null,null,null,null,null,null,null,null,null,null,null,null,null,null,null,null,null,null,null,null,null,null,null,null,null,0,0,0,0,0,0,0,0,0,0,0,0,0,0,0,0,0,0,0,0,0,0,0,0,0,0,0,0,0,0,0,0,0,0,0,0,0,0,0,0,0,0,0,0,0,0,0,0,0,0,0,0,0,0,0,0,0,0,0,0,0,0,0,0,0,0,0,0,0,0,0,0,0,0,0,0,0,0,0,0,0,0,0,0,0,0,0,0,0,0,0]
["",null,null,null,null,"","",null,null,null,null,null,null,null,null,null,null,null,null,null,null,null,null,null,null,null,null,null,null,null,null,null,null,null,null,null,null,null,null,null,null,null,null,null,null,null,null,null,null,null,null,null,null,null,null,null,null,null,null,null,null,null,null,null,null,null,null,null,null,null,null,null,null,null,null,null,null,null,null,null,null,null,null,null,null,null,null,null,null,null,null,null,null,null,null,null,null,null,null,0,0,0,0,0,0,0,0,0,0,0,0,0,0,0,0,0,0,0,0,0,0,0,0,0,0,0,0,0,0,0,0,0,0,0,0,0,0,0,0,0,0,0,0,0,0,0,0,0,0,0,0,0,0,0,0,0,0,0,0,0,0,0,0,0,0,0,0,0,0,0,0,0,0,0,0,0,0,0,0,0,0,0,0,0,0,0,0,0,0,0]
["",null,null,null,null,"","",null,null,null,null,null,null,null,null,null,null,null,null,null,null,null,null,null,null,null,null,null,null,null,null,null,null,null,null,null,null,null,null,null,null,null,null,null,null,null,null,null,null,null,null,null,null,null,null,null,null,null,null,null,null,null,null,null,null,null,null,null,null,null,null,null,null,null,null,null,null,null,null,null,null,null,null,null,null,null,null,null,null,null,null,null,null,null,null,null,null,null,null,0,0,0,0,0,0,0,0,0,0,0,0,0,0,0,0,0,0,0,0,0,0,0,0,0,0,0,0,0,0,0,0,0,0,0,0,0,0,0,0,0,0,0,0,0,0,0,0,0,0,0,0,0,0,0,0,0,0,0,0,0,0,0,0,0,0,0,0,0,0,0,0,0,0,0,0,0,0,0,0,0,0,0,0,0,0,0,0,0,0,0]
["",null,null,null,null,"","",null,null,null,null,null,null,null,null,null,null,null,null,null,null,null,null,null,null,null,null,null,null,null,null,null,null,null,null,null,null,null,null,null,null,null,null,null,null,null,null,null,null,null,null,null,null,null,null,null,null,null,null,null,null,null,null,null,null,null,null,null,null,null,null,null,null,null,null,null,null,null,null,null,null,null,null,null,null,null,null,null,null,null,null,null,null,null,null,null,null,null,null,0,0,0,0,0,0,0,0,0,0,0,0,0,0,0,0,0,0,0,0,0,0,0,0,0,0,0,0,0,0,0,0,0,0,0,0,0,0,0,0,0,0,0,0,0,0,0,0,0,0,0,0,0,0,0,0,0,0,0,0,0,0,0,0,0,0,0,0,0,0,0,0,0,0,0,0,0,0,0,0,0,0,0,0,0,0,0,0,0,0,0]
["",null,null,null,null,"","",null,null,null,null,null,null,null,null,null,null,null,null,null,null,null,null,null,null,null,null,null,null,null,null,null,null,null,null,null,null,null,null,null,null,null,null,null,null,null,null,null,null,null,null,null,null,null,null,null,null,null,null,null,null,null,null,null,null,null,null,null,null,null,null,null,null,null,null,null,null,null,null,null,null,null,null,null,null,null,null,null,null,null,null,null,null,null,null,null,null,null,null,0,0,0,0,0,0,0,0,0,0,0,0,0,0,0,0,0,0,0,0,0,0,0,0,0,0,0,0,0,0,0,0,0,0,0,0,0,0,0,0,0,0,0,0,0,0,0,0,0,0,0,0,0,0,0,0,0,0,0,0,0,0,0,0,0,0,0,0,0,0,0,0,0,0,0,0,0,0,0,0,0,0,0,0,0,0,0,0,0,0,0]
["",null,null,null,null,"","",null,null,null,null,null,null,null,null,null,null,null,null,null,null,null,null,null,null,null,null,null,null,null,null,null,null,null,null,null,null,null,null,null,null,null,null,null,null,null,null,null,null,null,null,null,null,null,null,null,null,null,null,null,null,null,null,null,null,null,null,null,null,null,null,null,null,null,null,null,null,null,null,null,null,null,null,null,null,null,null,null,null,null,null,null,null,null,null,null,null,null,null,0,0,0,0,0,0,0,0,0,0,0,0,0,0,0,0,0,0,0,0,0,0,0,0,0,0,0,0,0,0,0,0,0,0,0,0,0,0,0,0,0,0,0,0,0,0,0,0,0,0,0,0,0,0,0,0,0,0,0,0,0,0,0,0,0,0,0,0,0,0,0,0,0,0,0,0,0,0,0,0,0,0,0,0,0,0,0,0,0,0,0]
["",null,null,null,null,"","",null,null,null,null,null,null,null,null,null,null,null,null,null,null,null,null,null,null,null,null,null,null,null,null,null,null,null,null,null,null,null,null,null,null,null,null,null,null,null,null,null,null,null,null,null,null,null,null,null,null,null,null,null,null,null,null,null,null,null,null,null,null,null,null,null,null,null,null,null,null,null,null,null,null,null,null,null,null,null,null,null,null,null,null,null,null,null,null,null,null,null,null,0,0,0,0,0,0,0,0,0,0,0,0,0,0,0,0,0,0,0,0,0,0,0,0,0,0,0,0,0,0,0,0,0,0,0,0,0,0,0,0,0,0,0,0,0,0,0,0,0,0,0,0,0,0,0,0,0,0,0,0,0,0,0,0,0,0,0,0,0,0,0,0,0,0,0,0,0,0,0,0,0,0,0,0,0,0,0,0,0,0,0]
["",null,null,null,null,"","",null,null,null,null,null,null,null,null,null,null,null,null,null,null,null,null,null,null,null,null,null,null,null,null,null,null,null,null,null,null,null,null,null,null,null,null,null,null,null,null,null,null,null,null,null,null,null,null,null,null,null,null,null,null,null,null,null,null,null,null,null,null,null,null,null,null,null,null,null,null,null,null,null,null,null,null,null,null,null,null,null,null,null,null,null,null,null,null,null,null,null,null,0,0,0,0,0,0,0,0,0,0,0,0,0,0,0,0,0,0,0,0,0,0,0,0,0,0,0,0,0,0,0,0,0,0,0,0,0,0,0,0,0,0,0,0,0,0,0,0,0,0,0,0,0,0,0,0,0,0,0,0,0,0,0,0,0,0,0,0,0,0,0,0,0,0,0,0,0,0,0,0,0,0,0,0,0,0,0,0,0,0,0]
["",null,null,null,null,"","",null,null,null,null,null,null,null,null,null,null,null,null,null,null,null,null,null,null,null,null,null,null,null,null,null,null,null,null,null,null,null,null,null,null,null,null,null,null,null,null,null,null,null,null,null,null,null,null,null,null,null,null,null,null,null,null,null,null,null,null,null,null,null,null,null,null,null,null,null,null,null,null,null,null,null,null,null,null,null,null,null,null,null,null,null,null,null,null,null,null,null,null,0,0,0,0,0,0,0,0,0,0,0,0,0,0,0,0,0,0,0,0,0,0,0,0,0,0,0,0,0,0,0,0,0,0,0,0,0,0,0,0,0,0,0,0,0,0,0,0,0,0,0,0,0,0,0,0,0,0,0,0,0,0,0,0,0,0,0,0,0,0,0,0,0,0,0,0,0,0,0,0,0,0,0,0,0,0,0,0,0,0,0]
["",null,null,null,null,"","",null,null,null,null,null,null,null,null,null,null,null,null,null,null,null,null,null,null,null,null,null,null,null,null,null,null,null,null,null,null,null,null,null,null,null,null,null,null,null,null,null,null,null,null,null,null,null,null,null,null,null,null,null,null,null,null,null,null,null,null,null,null,null,null,null,null,null,null,null,null,null,null,null,null,null,null,null,null,null,null,null,null,null,null,null,null,null,null,null,null,null,null,0,0,0,0,0,0,0,0,0,0,0,0,0,0,0,0,0,0,0,0,0,0,0,0,0,0,0,0,0,0,0,0,0,0,0,0,0,0,0,0,0,0,0,0,0,0,0,0,0,0,0,0,0,0,0,0,0,0,0,0,0,0,0,0,0,0,0,0,0,0,0,0,0,0,0,0,0,0,0,0,0,0,0,0,0,0,0,0,0,0,0]
["",null,null,null,null,"","",null,null,null,null,null,null,null,null,null,null,null,null,null,null,null,null,null,null,null,null,null,null,null,null,null,null,null,null,null,null,null,null,null,null,null,null,null,null,null,null,null,null,null,null,null,null,null,null,null,null,null,null,null,null,null,null,null,null,null,null,null,null,null,null,null,null,null,null,null,null,null,null,null,null,null,null,null,null,null,null,null,null,null,null,null,null,null,null,null,null,null,null,0,0,0,0,0,0,0,0,0,0,0,0,0,0,0,0,0,0,0,0,0,0,0,0,0,0,0,0,0,0,0,0,0,0,0,0,0,0,0,0,0,0,0,0,0,0,0,0,0,0,0,0,0,0,0,0,0,0,0,0,0,0,0,0,0,0,0,0,0,0,0,0,0,0,0,0,0,0,0,0,0,0,0,0,0,0,0,0,0,0,0]
["",null,null,null,null,"","",null,null,null,null,null,null,null,null,null,null,null,null,null,null,null,null,null,null,null,null,null,null,null,null,null,null,null,null,null,null,null,null,null,null,null,null,null,null,null,null,null,null,null,null,null,null,null,null,null,null,null,null,null,null,null,null,null,null,null,null,null,null,null,null,null,null,null,null,null,null,null,null,null,null,null,null,null,null,null,null,null,null,null,null,null,null,null,null,null,null,null,null,0,0,0,0,0,0,0,0,0,0,0,0,0,0,0,0,0,0,0,0,0,0,0,0,0,0,0,0,0,0,0,0,0,0,0,0,0,0,0,0,0,0,0,0,0,0,0,0,0,0,0,0,0,0,0,0,0,0,0,0,0,0,0,0,0,0,0,0,0,0,0,0,0,0,0,0,0,0,0,0,0,0,0,0,0,0,0,0,0,0,0]
["",null,null,null,null,"","",null,null,null,null,null,null,null,null,null,null,null,null,null,null,null,null,null,null,null,null,null,null,null,null,null,null,null,null,null,null,null,null,null,null,null,null,null,null,null,null,null,null,null,null,null,null,null,null,null,null,null,null,null,null,null,null,null,null,null,null,null,null,null,null,null,null,null,null,null,null,null,null,null,null,null,null,null,null,null,null,null,null,null,null,null,null,null,null,null,null,null,null,0,0,0,0,0,0,0,0,0,0,0,0,0,0,0,0,0,0,0,0,0,0,0,0,0,0,0,0,0,0,0,0,0,0,0,0,0,0,0,0,0,0,0,0,0,0,0,0,0,0,0,0,0,0,0,0,0,0,0,0,0,0,0,0,0,0,0,0,0,0,0,0,0,0,0,0,0,0,0,0,0,0,0,0,0,0,0,0,0,0,0]
["",null,null,null,null,"","",null,null,null,null,null,null,null,null,null,null,null,null,null,null,null,null,null,null,null,null,null,null,null,null,null,null,null,null,null,null,null,null,null,null,null,null,null,null,null,null,null,null,null,null,null,null,null,null,null,null,null,null,null,null,null,null,null,null,null,null,null,null,null,null,null,null,null,null,null,null,null,null,null,null,null,null,null,null,null,null,null,null,null,null,null,null,null,null,null,null,null,null,0,0,0,0,0,0,0,0,0,0,0,0,0,0,0,0,0,0,0,0,0,0,0,0,0,0,0,0,0,0,0,0,0,0,0,0,0,0,0,0,0,0,0,0,0,0,0,0,0,0,0,0,0,0,0,0,0,0,0,0,0,0,0,0,0,0,0,0,0,0,0,0,0,0,0,0,0,0,0,0,0,0,0,0,0,0,0,0,0,0,0]
["",null,null,null,null,"","",null,null,null,null,null,null,null,null,null,null,null,null,null,null,null,null,null,null,null,null,null,null,null,null,null,null,null,null,null,null,null,null,null,null,null,null,null,null,null,null,null,null,null,null,null,null,null,null,null,null,null,null,null,null,null,null,null,null,null,null,null,null,null,null,null,null,null,null,null,null,null,null,null,null,null,null,null,null,null,null,null,null,null,null,null,null,null,null,null,null,null,null,0,0,0,0,0,0,0,0,0,0,0,0,0,0,0,0,0,0,0,0,0,0,0,0,0,0,0,0,0,0,0,0,0,0,0,0,0,0,0,0,0,0,0,0,0,0,0,0,0,0,0,0,0,0,0,0,0,0,0,0,0,0,0,0,0,0,0,0,0,0,0,0,0,0,0,0,0,0,0,0,0,0,0,0,0,0,0,0,0,0,0]
["",null,null,null,null,"","",null,null,null,null,null,null,null,null,null,null,null,null,null,null,null,null,null,null,null,null,null,null,null,null,null,null,null,null,null,null,null,null,null,null,null,null,null,null,null,null,null,null,null,null,null,null,null,null,null,null,null,null,null,null,null,null,null,null,null,null,null,null,null,null,null,null,null,null,null,null,null,null,null,null,null,null,null,null,null,null,null,null,null,null,null,null,null,null,null,null,null,null,0,0,0,0,0,0,0,0,0,0,0,0,0,0,0,0,0,0,0,0,0,0,0,0,0,0,0,0,0,0,0,0,0,0,0,0,0,0,0,0,0,0,0,0,0,0,0,0,0,0,0,0,0,0,0,0,0,0,0,0,0,0,0,0,0,0,0,0,0,0,0,0,0,0,0,0,0,0,0,0,0,0,0,0,0,0,0,0,0,0,0]
["",null,null,null,null,"","",null,null,null,null,null,null,null,null,null,null,null,null,null,null,null,null,null,null,null,null,null,null,null,null,null,null,null,null,null,null,null,null,null,null,null,null,null,null,null,null,null,null,null,null,null,null,null,null,null,null,null,null,null,null,null,null,null,null,null,null,null,null,null,null,null,null,null,null,null,null,null,null,null,null,null,null,null,null,null,null,null,null,null,null,null,null,null,null,null,null,null,null,0,0,0,0,0,0,0,0,0,0,0,0,0,0,0,0,0,0,0,0,0,0,0,0,0,0,0,0,0,0,0,0,0,0,0,0,0,0,0,0,0,0,0,0,0,0,0,0,0,0,0,0,0,0,0,0,0,0,0,0,0,0,0,0,0,0,0,0,0,0,0,0,0,0,0,0,0,0,0,0,0,0,0,0,0,0,0,0,0,0,0]
["",null,null,null,null,"","",null,null,null,null,null,null,null,null,null,null,null,null,null,null,null,null,null,null,null,null,null,null,null,null,null,null,null,null,null,null,null,null,null,null,null,null,null,null,null,null,null,null,null,null,null,null,null,null,null,null,null,null,null,null,null,null,null,null,null,null,null,null,null,null,null,null,null,null,null,null,null,null,null,null,null,null,null,null,null,null,null,null,null,null,null,null,null,null,null,null,null,null,0,0,0,0,0,0,0,0,0,0,0,0,0,0,0,0,0,0,0,0,0,0,0,0,0,0,0,0,0,0,0,0,0,0,0,0,0,0,0,0,0,0,0,0,0,0,0,0,0,0,0,0,0,0,0,0,0,0,0,0,0,0,0,0,0,0,0,0,0,0,0,0,0,0,0,0,0,0,0,0,0,0,0,0,0,0,0,0,0,0,0]
["",null,null,null,null,"","",null,null,null,null,null,null,null,null,null,null,null,null,null,null,null,null,null,null,null,null,null,null,null,null,null,null,null,null,null,null,null,null,null,null,null,null,null,null,null,null,null,null,null,null,null,null,null,null,null,null,null,null,null,null,null,null,null,null,null,null,null,null,null,null,null,null,null,null,null,null,null,null,null,null,null,null,null,null,null,null,null,null,null,null,null,null,null,null,null,null,null,null,0,0,0,0,0,0,0,0,0,0,0,0,0,0,0,0,0,0,0,0,0,0,0,0,0,0,0,0,0,0,0,0,0,0,0,0,0,0,0,0,0,0,0,0,0,0,0,0,0,0,0,0,0,0,0,0,0,0,0,0,0,0,0,0,0,0,0,0,0,0,0,0,0,0,0,0,0,0,0,0,0,0,0,0,0,0,0,0,0,0,0]
["",null,null,null,null,"","",null,null,null,null,null,null,null,null,null,null,null,null,null,null,null,null,null,null,null,null,null,null,null,null,null,null,null,null,null,null,null,null,null,null,null,null,null,null,null,null,null,null,null,null,null,null,null,null,null,null,null,null,null,null,null,null,null,null,null,null,null,null,null,null,null,null,null,null,null,null,null,null,null,null,null,null,null,null,null,null,null,null,null,null,null,null,null,null,null,null,null,null,0,0,0,0,0,0,0,0,0,0,0,0,0,0,0,0,0,0,0,0,0,0,0,0,0,0,0,0,0,0,0,0,0,0,0,0,0,0,0,0,0,0,0,0,0,0,0,0,0,0,0,0,0,0,0,0,0,0,0,0,0,0,0,0,0,0,0,0,0,0,0,0,0,0,0,0,0,0,0,0,0,0,0,0,0,0,0,0,0,0,0]
["",null,null,null,null,"","",null,null,null,null,null,null,null,null,null,null,null,null,null,null,null,null,null,null,null,null,null,null,null,null,null,null,null,null,null,null,null,null,null,null,null,null,null,null,null,null,null,null,null,null,null,null,null,null,null,null,null,null,null,null,null,null,null,null,null,null,null,null,null,null,null,null,null,null,null,null,null,null,null,null,null,null,null,null,null,null,null,null,null,null,null,null,null,null,null,null,null,null,0,0,0,0,0,0,0,0,0,0,0,0,0,0,0,0,0,0,0,0,0,0,0,0,0,0,0,0,0,0,0,0,0,0,0,0,0,0,0,0,0,0,0,0,0,0,0,0,0,0,0,0,0,0,0,0,0,0,0,0,0,0,0,0,0,0,0,0,0,0,0,0,0,0,0,0,0,0,0,0,0,0,0,0,0,0,0,0,0,0,0]
["",null,null,null,null,"","",null,null,null,null,null,null,null,null,null,null,null,null,null,null,null,null,null,null,null,null,null,null,null,null,null,null,null,null,null,null,null,null,null,null,null,null,null,null,null,null,null,null,null,null,null,null,null,null,null,null,null,null,null,null,null,null,null,null,null,null,null,null,null,null,null,null,null,null,null,null,null,null,null,null,null,null,null,null,null,null,null,null,null,null,null,null,null,null,null,null,null,null,0,0,0,0,0,0,0,0,0,0,0,0,0,0,0,0,0,0,0,0,0,0,0,0,0,0,0,0,0,0,0,0,0,0,0,0,0,0,0,0,0,0,0,0,0,0,0,0,0,0,0,0,0,0,0,0,0,0,0,0,0,0,0,0,0,0,0,0,0,0,0,0,0,0,0,0,0,0,0,0,0,0,0,0,0,0,0,0,0,0,0]
["",null,null,null,null,"","",null,null,null,null,null,null,null,null,null,null,null,null,null,null,null,null,null,null,null,null,null,null,null,null,null,null,null,null,null,null,null,null,null,null,null,null,null,null,null,null,null,null,null,null,null,null,null,null,null,null,null,null,null,null,null,null,null,null,null,null,null,null,null,null,null,null,null,null,null,null,null,null,null,null,null,null,null,null,null,null,null,null,null,null,null,null,null,null,null,null,null,null,0,0,0,0,0,0,0,0,0,0,0,0,0,0,0,0,0,0,0,0,0,0,0,0,0,0,0,0,0,0,0,0,0,0,0,0,0,0,0,0,0,0,0,0,0,0,0,0,0,0,0,0,0,0,0,0,0,0,0,0,0,0,0,0,0,0,0,0,0,0,0,0,0,0,0,0,0,0,0,0,0,0,0,0,0,0,0,0,0,0,0]
["",null,null,null,null,"","",null,null,null,null,null,null,null,null,null,null,null,null,null,null,null,null,null,null,null,null,null,null,null,null,null,null,null,null,null,null,null,null,null,null,null,null,null,null,null,null,null,null,null,null,null,null,null,null,null,null,null,null,null,null,null,null,null,null,null,null,null,null,null,null,null,null,null,null,null,null,null,null,null,null,null,null,null,null,null,null,null,null,null,null,null,null,null,null,null,null,null,null,0,0,0,0,0,0,0,0,0,0,0,0,0,0,0,0,0,0,0,0,0,0,0,0,0,0,0,0,0,0,0,0,0,0,0,0,0,0,0,0,0,0,0,0,0,0,0,0,0,0,0,0,0,0,0,0,0,0,0,0,0,0,0,0,0,0,0,0,0,0,0,0,0,0,0,0,0,0,0,0,0,0,0,0,0,0,0,0,0,0,0]
["",null,null,null,null,"","",null,null,null,null,null,null,null,null,null,null,null,null,null,null,null,null,null,null,null,null,null,null,null,null,null,null,null,null,null,null,null,null,null,null,null,null,null,null,null,null,null,null,null,null,null,null,null,null,null,null,null,null,null,null,null,null,null,null,null,null,null,null,null,null,null,null,null,null,null,null,null,null,null,null,null,null,null,null,null,null,null,null,null,null,null,null,null,null,null,null,null,null,0,0,0,0,0,0,0,0,0,0,0,0,0,0,0,0,0,0,0,0,0,0,0,0,0,0,0,0,0,0,0,0,0,0,0,0,0,0,0,0,0,0,0,0,0,0,0,0,0,0,0,0,0,0,0,0,0,0,0,0,0,0,0,0,0,0,0,0,0,0,0,0,0,0,0,0,0,0,0,0,0,0,0,0,0,0,0,0,0,0,0]
["",null,null,null,null,"","",null,null,null,null,null,null,null,null,null,null,null,null,null,null,null,null,null,null,null,null,null,null,null,null,null,null,null,null,null,null,null,null,null,null,null,null,null,null,null,null,null,null,null,null,null,null,null,null,null,null,null,null,null,null,null,null,null,null,null,null,null,null,null,null,null,null,null,null,null,null,null,null,null,null,null,null,null,null,null,null,null,null,null,null,null,null,null,null,null,null,null,null,0,0,0,0,0,0,0,0,0,0,0,0,0,0,0,0,0,0,0,0,0,0,0,0,0,0,0,0,0,0,0,0,0,0,0,0,0,0,0,0,0,0,0,0,0,0,0,0,0,0,0,0,0,0,0,0,0,0,0,0,0,0,0,0,0,0,0,0,0,0,0,0,0,0,0,0,0,0,0,0,0,0,0,0,0,0,0,0,0,0,0]
["",null,null,null,null,"","",null,null,null,null,null,null,null,null,null,null,null,null,null,null,null,null,null,null,null,null,null,null,null,null,null,null,null,null,null,null,null,null,null,null,null,null,null,null,null,null,null,null,null,null,null,null,null,null,null,null,null,null,null,null,null,null,null,null,null,null,null,null,null,null,null,null,null,null,null,null,null,null,null,null,null,null,null,null,null,null,null,null,null,null,null,null,null,null,null,null,null,null,0,0,0,0,0,0,0,0,0,0,0,0,0,0,0,0,0,0,0,0,0,0,0,0,0,0,0,0,0,0,0,0,0,0,0,0,0,0,0,0,0,0,0,0,0,0,0,0,0,0,0,0,0,0,0,0,0,0,0,0,0,0,0,0,0,0,0,0,0,0,0,0,0,0,0,0,0,0,0,0,0,0,0,0,0,0,0,0,0,0,0]
["",null,null,null,null,"","",null,null,null,null,null,null,null,null,null,null,null,null,null,null,null,null,null,null,null,null,null,null,null,null,null,null,null,null,null,null,null,null,null,null,null,null,null,null,null,null,null,null,null,null,null,null,null,null,null,null,null,null,null,null,null,null,null,null,null,null,null,null,null,null,null,null,null,null,null,null,null,null,null,null,null,null,null,null,null,null,null,null,null,null,null,null,null,null,null,null,null,null,0,0,0,0,0,0,0,0,0,0,0,0,0,0,0,0,0,0,0,0,0,0,0,0,0,0,0,0,0,0,0,0,0,0,0,0,0,0,0,0,0,0,0,0,0,0,0,0,0,0,0,0,0,0,0,0,0,0,0,0,0,0,0,0,0,0,0,0,0,0,0,0,0,0,0,0,0,0,0,0,0,0,0,0,0,0,0,0,0,0,0]
["",null,null,null,null,"","",null,null,null,null,null,null,null,null,null,null,null,null,null,null,null,null,null,null,null,null,null,null,null,null,null,null,null,null,null,null,null,null,null,null,null,null,null,null,null,null,null,null,null,null,null,null,null,null,null,null,null,null,null,null,null,null,null,null,null,null,null,null,null,null,null,null,null,null,null,null,null,null,null,null,null,null,null,null,null,null,null,null,null,null,null,null,null,null,null,null,null,null,0,0,0,0,0,0,0,0,0,0,0,0,0,0,0,0,0,0,0,0,0,0,0,0,0,0,0,0,0,0,0,0,0,0,0,0,0,0,0,0,0,0,0,0,0,0,0,0,0,0,0,0,0,0,0,0,0,0,0,0,0,0,0,0,0,0,0,0,0,0,0,0,0,0,0,0,0,0,0,0,0,0,0,0,0,0,0,0,0,0,0]
["",null,null,null,null,"","",null,null,null,null,null,null,null,null,null,null,null,null,null,null,null,null,null,null,null,null,null,null,null,null,null,null,null,null,null,null,null,null,null,null,null,null,null,null,null,null,null,null,null,null,null,null,null,null,null,null,null,null,null,null,null,null,null,null,null,null,null,null,null,null,null,null,null,null,null,null,null,null,null,null,null,null,null,null,null,null,null,null,null,null,null,null,null,null,null,null,null,null,0,0,0,0,0,0,0,0,0,0,0,0,0,0,0,0,0,0,0,0,0,0,0,0,0,0,0,0,0,0,0,0,0,0,0,0,0,0,0,0,0,0,0,0,0,0,0,0,0,0,0,0,0,0,0,0,0,0,0,0,0,0,0,0,0,0,0,0,0,0,0,0,0,0,0,0,0,0,0,0,0,0,0,0,0,0,0,0,0,0,0]
["",null,null,null,null,"","",null,null,null,null,null,null,null,null,null,null,null,null,null,null,null,null,null,null,null,null,null,null,null,null,null,null,null,null,null,null,null,null,null,null,null,null,null,null,null,null,null,null,null,null,null,null,null,null,null,null,null,null,null,null,null,null,null,null,null,null,null,null,null,null,null,null,null,null,null,null,null,null,null,null,null,null,null,null,null,null,null,null,null,null,null,null,null,null,null,null,null,null,0,0,0,0,0,0,0,0,0,0,0,0,0,0,0,0,0,0,0,0,0,0,0,0,0,0,0,0,0,0,0,0,0,0,0,0,0,0,0,0,0,0,0,0,0,0,0,0,0,0,0,0,0,0,0,0,0,0,0,0,0,0,0,0,0,0,0,0,0,0,0,0,0,0,0,0,0,0,0,0,0,0,0,0,0,0,0,0,0,0,0]
["",null,null,null,null,"","",null,null,null,null,null,null,null,null,null,null,null,null,null,null,null,null,null,null,null,null,null,null,null,null,null,null,null,null,null,null,null,null,null,null,null,null,null,null,null,null,null,null,null,null,null,null,null,null,null,null,null,null,null,null,null,null,null,null,null,null,null,null,null,null,null,null,null,null,null,null,null,null,null,null,null,null,null,null,null,null,null,null,null,null,null,null,null,null,null,null,null,null,0,0,0,0,0,0,0,0,0,0,0,0,0,0,0,0,0,0,0,0,0,0,0,0,0,0,0,0,0,0,0,0,0,0,0,0,0,0,0,0,0,0,0,0,0,0,0,0,0,0,0,0,0,0,0,0,0,0,0,0,0,0,0,0,0,0,0,0,0,0,0,0,0,0,0,0,0,0,0,0,0,0,0,0,0,0,0,0,0,0,0]
["",null,null,null,null,"","",null,null,null,null,null,null,null,null,null,null,null,null,null,null,null,null,null,null,null,null,null,null,null,null,null,null,null,null,null,null,null,null,null,null,null,null,null,null,null,null,null,null,null,null,null,null,null,null,null,null,null,null,null,null,null,null,null,null,null,null,null,null,null,null,null,null,null,null,null,null,null,null,null,null,null,null,null,null,null,null,null,null,null,null,null,null,null,null,null,null,null,null,0,0,0,0,0,0,0,0,0,0,0,0,0,0,0,0,0,0,0,0,0,0,0,0,0,0,0,0,0,0,0,0,0,0,0,0,0,0,0,0,0,0,0,0,0,0,0,0,0,0,0,0,0,0,0,0,0,0,0,0,0,0,0,0,0,0,0,0,0,0,0,0,0,0,0,0,0,0,0,0,0,0,0,0,0,0,0,0,0,0,0]
["",null,null,null,null,"","",null,null,null,null,null,null,null,null,null,null,null,null,null,null,null,null,null,null,null,null,null,null,null,null,null,null,null,null,null,null,null,null,null,null,null,null,null,null,null,null,null,null,null,null,null,null,null,null,null,null,null,null,null,null,null,null,null,null,null,null,null,null,null,null,null,null,null,null,null,null,null,null,null,null,null,null,null,null,null,null,null,null,null,null,null,null,null,null,null,null,null,null,0,0,0,0,0,0,0,0,0,0,0,0,0,0,0,0,0,0,0,0,0,0,0,0,0,0,0,0,0,0,0,0,0,0,0,0,0,0,0,0,0,0,0,0,0,0,0,0,0,0,0,0,0,0,0,0,0,0,0,0,0,0,0,0,0,0,0,0,0,0,0,0,0,0,0,0,0,0,0,0,0,0,0,0,0,0,0,0,0,0,0]
["",null,null,null,null,"","",null,null,null,null,null,null,null,null,null,null,null,null,null,null,null,null,null,null,null,null,null,null,null,null,null,null,null,null,null,null,null,null,null,null,null,null,null,null,null,null,null,null,null,null,null,null,null,null,null,null,null,null,null,null,null,null,null,null,null,null,null,null,null,null,null,null,null,null,null,null,null,null,null,null,null,null,null,null,null,null,null,null,null,null,null,null,null,null,null,null,null,null,0,0,0,0,0,0,0,0,0,0,0,0,0,0,0,0,0,0,0,0,0,0,0,0,0,0,0,0,0,0,0,0,0,0,0,0,0,0,0,0,0,0,0,0,0,0,0,0,0,0,0,0,0,0,0,0,0,0,0,0,0,0,0,0,0,0,0,0,0,0,0,0,0,0,0,0,0,0,0,0,0,0,0,0,0,0,0,0,0,0,0]
["",null,null,null,null,"","",null,null,null,null,null,null,null,null,null,null,null,null,null,null,null,null,null,null,null,null,null,null,null,null,null,null,null,null,null,null,null,null,null,null,null,null,null,null,null,null,null,null,null,null,null,null,null,null,null,null,null,null,null,null,null,null,null,null,null,null,null,null,null,null,null,null,null,null,null,null,null,null,null,null,null,null,null,null,null,null,null,null,null,null,null,null,null,null,null,null,null,null,0,0,0,0,0,0,0,0,0,0,0,0,0,0,0,0,0,0,0,0,0,0,0,0,0,0,0,0,0,0,0,0,0,0,0,0,0,0,0,0,0,0,0,0,0,0,0,0,0,0,0,0,0,0,0,0,0,0,0,0,0,0,0,0,0,0,0,0,0,0,0,0,0,0,0,0,0,0,0,0,0,0,0,0,0,0,0,0,0,0,0]
["",null,null,null,null,"","",null,null,null,null,null,null,null,null,null,null,null,null,null,null,null,null,null,null,null,null,null,null,null,null,null,null,null,null,null,null,null,null,null,null,null,null,null,null,null,null,null,null,null,null,null,null,null,null,null,null,null,null,null,null,null,null,null,null,null,null,null,null,null,null,null,null,null,null,null,null,null,null,null,null,null,null,null,null,null,null,null,null,null,null,null,null,null,null,null,null,null,null,0,0,0,0,0,0,0,0,0,0,0,0,0,0,0,0,0,0,0,0,0,0,0,0,0,0,0,0,0,0,0,0,0,0,0,0,0,0,0,0,0,0,0,0,0,0,0,0,0,0,0,0,0,0,0,0,0,0,0,0,0,0,0,0,0,0,0,0,0,0,0,0,0,0,0,0,0,0,0,0,0,0,0,0,0,0,0,0,0,0,0]
["",null,null,null,null,"","",null,null,null,null,null,null,null,null,null,null,null,null,null,null,null,null,null,null,null,null,null,null,null,null,null,null,null,null,null,null,null,null,null,null,null,null,null,null,null,null,null,null,null,null,null,null,null,null,null,null,null,null,null,null,null,null,null,null,null,null,null,null,null,null,null,null,null,null,null,null,null,null,null,null,null,null,null,null,null,null,null,null,null,null,null,null,null,null,null,null,null,null,0,0,0,0,0,0,0,0,0,0,0,0,0,0,0,0,0,0,0,0,0,0,0,0,0,0,0,0,0,0,0,0,0,0,0,0,0,0,0,0,0,0,0,0,0,0,0,0,0,0,0,0,0,0,0,0,0,0,0,0,0,0,0,0,0,0,0,0,0,0,0,0,0,0,0,0,0,0,0,0,0,0,0,0,0,0,0,0,0,0,0]
["",null,null,null,null,"","",null,null,null,null,null,null,null,null,null,null,null,null,null,null,null,null,null,null,null,null,null,null,null,null,null,null,null,null,null,null,null,null,null,null,null,null,null,null,null,null,null,null,null,null,null,null,null,null,null,null,null,null,null,null,null,null,null,null,null,null,null,null,null,null,null,null,null,null,null,null,null,null,null,null,null,null,null,null,null,null,null,null,null,null,null,null,null,null,null,null,null,null,0,0,0,0,0,0,0,0,0,0,0,0,0,0,0,0,0,0,0,0,0,0,0,0,0,0,0,0,0,0,0,0,0,0,0,0,0,0,0,0,0,0,0,0,0,0,0,0,0,0,0,0,0,0,0,0,0,0,0,0,0,0,0,0,0,0,0,0,0,0,0,0,0,0,0,0,0,0,0,0,0,0,0,0,0,0,0,0,0,0,0]
["",null,null,null,null,"","",null,null,null,null,null,null,null,null,null,null,null,null,null,null,null,null,null,null,null,null,null,null,null,null,null,null,null,null,null,null,null,null,null,null,null,null,null,null,null,null,null,null,null,null,null,null,null,null,null,null,null,null,null,null,null,null,null,null,null,null,null,null,null,null,null,null,null,null,null,null,null,null,null,null,null,null,null,null,null,null,null,null,null,null,null,null,null,null,null,null,null,null,0,0,0,0,0,0,0,0,0,0,0,0,0,0,0,0,0,0,0,0,0,0,0,0,0,0,0,0,0,0,0,0,0,0,0,0,0,0,0,0,0,0,0,0,0,0,0,0,0,0,0,0,0,0,0,0,0,0,0,0,0,0,0,0,0,0,0,0,0,0,0,0,0,0,0,0,0,0,0,0,0,0,0,0,0,0,0,0,0,0,0]
["",null,null,null,null,"","",null,null,null,null,null,null,null,null,null,null,null,null,null,null,null,null,null,null,null,null,null,null,null,null,null,null,null,null,null,null,null,null,null,null,null,null,null,null,null,null,null,null,null,null,null,null,null,null,null,null,null,null,null,null,null,null,null,null,null,null,null,null,null,null,null,null,null,null,null,null,null,null,null,null,null,null,null,null,null,null,null,null,null,null,null,null,null,null,null,null,null,null,0,0,0,0,0,0,0,0,0,0,0,0,0,0,0,0,0,0,0,0,0,0,0,0,0,0,0,0,0,0,0,0,0,0,0,0,0,0,0,0,0,0,0,0,0,0,0,0,0,0,0,0,0,0,0,0,0,0,0,0,0,0,0,0,0,0,0,0,0,0,0,0,0,0,0,0,0,0,0,0,0,0,0,0,0,0,0,0,0,0,0]
["",null,null,null,null,"","",null,null,null,null,null,null,null,null,null,null,null,null,null,null,null,null,null,null,null,null,null,null,null,null,null,null,null,null,null,null,null,null,null,null,null,null,null,null,null,null,null,null,null,null,null,null,null,null,null,null,null,null,null,null,null,null,null,null,null,null,null,null,null,null,null,null,null,null,null,null,null,null,null,null,null,null,null,null,null,null,null,null,null,null,null,null,null,null,null,null,null,null,0,0,0,0,0,0,0,0,0,0,0,0,0,0,0,0,0,0,0,0,0,0,0,0,0,0,0,0,0,0,0,0,0,0,0,0,0,0,0,0,0,0,0,0,0,0,0,0,0,0,0,0,0,0,0,0,0,0,0,0,0,0,0,0,0,0,0,0,0,0,0,0,0,0,0,0,0,0,0,0,0,0,0,0,0,0,0,0,0,0,0]
["",null,null,null,null,"","",null,null,null,null,null,null,null,null,null,null,null,null,null,null,null,null,null,null,null,null,null,null,null,null,null,null,null,null,null,null,null,null,null,null,null,null,null,null,null,null,null,null,null,null,null,null,null,null,null,null,null,null,null,null,null,null,null,null,null,null,null,null,null,null,null,null,null,null,null,null,null,null,null,null,null,null,null,null,null,null,null,null,null,null,null,null,null,null,null,null,null,null,0,0,0,0,0,0,0,0,0,0,0,0,0,0,0,0,0,0,0,0,0,0,0,0,0,0,0,0,0,0,0,0,0,0,0,0,0,0,0,0,0,0,0,0,0,0,0,0,0,0,0,0,0,0,0,0,0,0,0,0,0,0,0,0,0,0,0,0,0,0,0,0,0,0,0,0,0,0,0,0,0,0,0,0,0,0,0,0,0,0,0]
["",null,null,null,null,"","",null,null,null,null,null,null,null,null,null,null,null,null,null,null,null,null,null,null,null,null,null,null,null,null,null,null,null,null,null,null,null,null,null,null,null,null,null,null,null,null,null,null,null,null,null,null,null,null,null,null,null,null,null,null,null,null,null,null,null,null,null,null,null,null,null,null,null,null,null,null,null,null,null,null,null,null,null,null,null,null,null,null,null,null,null,null,null,null,null,null,null,null,0,0,0,0,0,0,0,0,0,0,0,0,0,0,0,0,0,0,0,0,0,0,0,0,0,0,0,0,0,0,0,0,0,0,0,0,0,0,0,0,0,0,0,0,0,0,0,0,0,0,0,0,0,0,0,0,0,0,0,0,0,0,0,0,0,0,0,0,0,0,0,0,0,0,0,0,0,0,0,0,0,0,0,0,0,0,0,0,0,0,0]
["",null,null,null,null,"","",null,null,null,null,null,null,null,null,null,null,null,null,null,null,null,null,null,null,null,null,null,null,null,null,null,null,null,null,null,null,null,null,null,null,null,null,null,null,null,null,null,null,null,null,null,null,null,null,null,null,null,null,null,null,null,null,null,null,null,null,null,null,null,null,null,null,null,null,null,null,null,null,null,null,null,null,null,null,null,null,null,null,null,null,null,null,null,null,null,null,null,null,0,0,0,0,0,0,0,0,0,0,0,0,0,0,0,0,0,0,0,0,0,0,0,0,0,0,0,0,0,0,0,0,0,0,0,0,0,0,0,0,0,0,0,0,0,0,0,0,0,0,0,0,0,0,0,0,0,0,0,0,0,0,0,0,0,0,0,0,0,0,0,0,0,0,0,0,0,0,0,0,0,0,0,0,0,0,0,0,0,0,0]
["",null,null,null,null,"","",null,null,null,null,null,null,null,null,null,null,null,null,null,null,null,null,null,null,null,null,null,null,null,null,null,null,null,null,null,null,null,null,null,null,null,null,null,null,null,null,null,null,null,null,null,null,null,null,null,null,null,null,null,null,null,null,null,null,null,null,null,null,null,null,null,null,null,null,null,null,null,null,null,null,null,null,null,null,null,null,null,null,null,null,null,null,null,null,null,null,null,null,0,0,0,0,0,0,0,0,0,0,0,0,0,0,0,0,0,0,0,0,0,0,0,0,0,0,0,0,0,0,0,0,0,0,0,0,0,0,0,0,0,0,0,0,0,0,0,0,0,0,0,0,0,0,0,0,0,0,0,0,0,0,0,0,0,0,0,0,0,0,0,0,0,0,0,0,0,0,0,0,0,0,0,0,0,0,0,0,0,0,0]
["",null,null,null,null,"","",null,null,null,null,null,null,null,null,null,null,null,null,null,null,null,null,null,null,null,null,null,null,null,null,null,null,null,null,null,null,null,null,null,null,null,null,null,null,null,null,null,null,null,null,null,null,null,null,null,null,null,null,null,null,null,null,null,null,null,null,null,null,null,null,null,null,null,null,null,null,null,null,null,null,null,null,null,null,null,null,null,null,null,null,null,null,null,null,null,null,null,null,0,0,0,0,0,0,0,0,0,0,0,0,0,0,0,0,0,0,0,0,0,0,0,0,0,0,0,0,0,0,0,0,0,0,0,0,0,0,0,0,0,0,0,0,0,0,0,0,0,0,0,0,0,0,0,0,0,0,0,0,0,0,0,0,0,0,0,0,0,0,0,0,0,0,0,0,0,0,0,0,0,0,0,0,0,0,0,0,0,0,0]
["",null,null,null,null,"","",null,null,null,null,null,null,null,null,null,null,null,null,null,null,null,null,null,null,null,null,null,null,null,null,null,null,null,null,null,null,null,null,null,null,null,null,null,null,null,null,null,null,null,null,null,null,null,null,null,null,null,null,null,null,null,null,null,null,null,null,null,null,null,null,null,null,null,null,null,null,null,null,null,null,null,null,null,null,null,null,null,null,null,null,null,null,null,null,null,null,null,null,0,0,0,0,0,0,0,0,0,0,0,0,0,0,0,0,0,0,0,0,0,0,0,0,0,0,0,0,0,0,0,0,0,0,0,0,0,0,0,0,0,0,0,0,0,0,0,0,0,0,0,0,0,0,0,0,0,0,0,0,0,0,0,0,0,0,0,0,0,0,0,0,0,0,0,0,0,0,0,0,0,0,0,0,0,0,0,0,0,0,0]
["",null,null,null,null,"","",null,null,null,null,null,null,null,null,null,null,null,null,null,null,null,null,null,null,null,null,null,null,null,null,null,null,null,null,null,null,null,null,null,null,null,null,null,null,null,null,null,null,null,null,null,null,null,null,null,null,null,null,null,null,null,null,null,null,null,null,null,null,null,null,null,null,null,null,null,null,null,null,null,null,null,null,null,null,null,null,null,null,null,null,null,null,null,null,null,null,null,null,0,0,0,0,0,0,0,0,0,0,0,0,0,0,0,0,0,0,0,0,0,0,0,0,0,0,0,0,0,0,0,0,0,0,0,0,0,0,0,0,0,0,0,0,0,0,0,0,0,0,0,0,0,0,0,0,0,0,0,0,0,0,0,0,0,0,0,0,0,0,0,0,0,0,0,0,0,0,0,0,0,0,0,0,0,0,0,0,0,0,0]
["",null,null,null,null,"","",null,null,null,null,null,null,null,null,null,null,null,null,null,null,null,null,null,null,null,null,null,null,null,null,null,null,null,null,null,null,null,null,null,null,null,null,null,null,null,null,null,null,null,null,null,null,null,null,null,null,null,null,null,null,null,null,null,null,null,null,null,null,null,null,null,null,null,null,null,null,null,null,null,null,null,null,null,null,null,null,null,null,null,null,null,null,null,null,null,null,null,null,0,0,0,0,0,0,0,0,0,0,0,0,0,0,0,0,0,0,0,0,0,0,0,0,0,0,0,0,0,0,0,0,0,0,0,0,0,0,0,0,0,0,0,0,0,0,0,0,0,0,0,0,0,0,0,0,0,0,0,0,0,0,0,0,0,0,0,0,0,0,0,0,0,0,0,0,0,0,0,0,0,0,0,0,0,0,0,0,0,0,0]
["",null,null,null,null,"","",null,null,null,null,null,null,null,null,null,null,null,null,null,null,null,null,null,null,null,null,null,null,null,null,null,null,null,null,null,null,null,null,null,null,null,null,null,null,null,null,null,null,null,null,null,null,null,null,null,null,null,null,null,null,null,null,null,null,null,null,null,null,null,null,null,null,null,null,null,null,null,null,null,null,null,null,null,null,null,null,null,null,null,null,null,null,null,null,null,null,null,null,0,0,0,0,0,0,0,0,0,0,0,0,0,0,0,0,0,0,0,0,0,0,0,0,0,0,0,0,0,0,0,0,0,0,0,0,0,0,0,0,0,0,0,0,0,0,0,0,0,0,0,0,0,0,0,0,0,0,0,0,0,0,0,0,0,0,0,0,0,0,0,0,0,0,0,0,0,0,0,0,0,0,0,0,0,0,0,0,0,0,0]
["",null,null,null,null,"","",null,null,null,null,null,null,null,null,null,null,null,null,null,null,null,null,null,null,null,null,null,null,null,null,null,null,null,null,null,null,null,null,null,null,null,null,null,null,null,null,null,null,null,null,null,null,null,null,null,null,null,null,null,null,null,null,null,null,null,null,null,null,null,null,null,null,null,null,null,null,null,null,null,null,null,null,null,null,null,null,null,null,null,null,null,null,null,null,null,null,null,null,0,0,0,0,0,0,0,0,0,0,0,0,0,0,0,0,0,0,0,0,0,0,0,0,0,0,0,0,0,0,0,0,0,0,0,0,0,0,0,0,0,0,0,0,0,0,0,0,0,0,0,0,0,0,0,0,0,0,0,0,0,0,0,0,0,0,0,0,0,0,0,0,0,0,0,0,0,0,0,0,0,0,0,0,0,0,0,0,0,0,0]
["",null,null,null,null,"","",null,null,null,null,null,null,null,null,null,null,null,null,null,null,null,null,null,null,null,null,null,null,null,null,null,null,null,null,null,null,null,null,null,null,null,null,null,null,null,null,null,null,null,null,null,null,null,null,null,null,null,null,null,null,null,null,null,null,null,null,null,null,null,null,null,null,null,null,null,null,null,null,null,null,null,null,null,null,null,null,null,null,null,null,null,null,null,null,null,null,null,null,0,0,0,0,0,0,0,0,0,0,0,0,0,0,0,0,0,0,0,0,0,0,0,0,0,0,0,0,0,0,0,0,0,0,0,0,0,0,0,0,0,0,0,0,0,0,0,0,0,0,0,0,0,0,0,0,0,0,0,0,0,0,0,0,0,0,0,0,0,0,0,0,0,0,0,0,0,0,0,0,0,0,0,0,0,0,0,0,0,0,0]
["",null,null,null,null,"","",null,null,null,null,null,null,null,null,null,null,null,null,null,null,null,null,null,null,null,null,null,null,null,null,null,null,null,null,null,null,null,null,null,null,null,null,null,null,null,null,null,null,null,null,null,null,null,null,null,null,null,null,null,null,null,null,null,null,null,null,null,null,null,null,null,null,null,null,null,null,null,null,null,null,null,null,null,null,null,null,null,null,null,null,null,null,null,null,null,null,null,null,0,0,0,0,0,0,0,0,0,0,0,0,0,0,0,0,0,0,0,0,0,0,0,0,0,0,0,0,0,0,0,0,0,0,0,0,0,0,0,0,0,0,0,0,0,0,0,0,0,0,0,0,0,0,0,0,0,0,0,0,0,0,0,0,0,0,0,0,0,0,0,0,0,0,0,0,0,0,0,0,0,0,0,0,0,0,0,0,0,0,0]
["",null,null,null,null,"","",null,null,null,null,null,null,null,null,null,null,null,null,null,null,null,null,null,null,null,null,null,null,null,null,null,null,null,null,null,null,null,null,null,null,null,null,null,null,null,null,null,null,null,null,null,null,null,null,null,null,null,null,null,null,null,null,null,null,null,null,null,null,null,null,null,null,null,null,null,null,null,null,null,null,null,null,null,null,null,null,null,null,null,null,null,null,null,null,null,null,null,null,0,0,0,0,0,0,0,0,0,0,0,0,0,0,0,0,0,0,0,0,0,0,0,0,0,0,0,0,0,0,0,0,0,0,0,0,0,0,0,0,0,0,0,0,0,0,0,0,0,0,0,0,0,0,0,0,0,0,0,0,0,0,0,0,0,0,0,0,0,0,0,0,0,0,0,0,0,0,0,0,0,0,0,0,0,0,0,0,0,0,0]
["",null,null,null,null,"","",null,null,null,null,null,null,null,null,null,null,null,null,null,null,null,null,null,null,null,null,null,null,null,null,null,null,null,null,null,null,null,null,null,null,null,null,null,null,null,null,null,null,null,null,null,null,null,null,null,null,null,null,null,null,null,null,null,null,null,null,null,null,null,null,null,null,null,null,null,null,null,null,null,null,null,null,null,null,null,null,null,null,null,null,null,null,null,null,null,null,null,null,0,0,0,0,0,0,0,0,0,0,0,0,0,0,0,0,0,0,0,0,0,0,0,0,0,0,0,0,0,0,0,0,0,0,0,0,0,0,0,0,0,0,0,0,0,0,0,0,0,0,0,0,0,0,0,0,0,0,0,0,0,0,0,0,0,0,0,0,0,0,0,0,0,0,0,0,0,0,0,0,0,0,0,0,0,0,0,0,0,0,0]
["",null,null,null,null,"","",null,null,null,null,null,null,null,null,null,null,null,null,null,null,null,null,null,null,null,null,null,null,null,null,null,null,null,null,null,null,null,null,null,null,null,null,null,null,null,null,null,null,null,null,null,null,null,null,null,null,null,null,null,null,null,null,null,null,null,null,null,null,null,null,null,null,null,null,null,null,null,null,null,null,null,null,null,null,null,null,null,null,null,null,null,null,null,null,null,null,null,null,0,0,0,0,0,0,0,0,0,0,0,0,0,0,0,0,0,0,0,0,0,0,0,0,0,0,0,0,0,0,0,0,0,0,0,0,0,0,0,0,0,0,0,0,0,0,0,0,0,0,0,0,0,0,0,0,0,0,0,0,0,0,0,0,0,0,0,0,0,0,0,0,0,0,0,0,0,0,0,0,0,0,0,0,0,0,0,0,0,0,0]
["",null,null,null,null,"","",null,null,null,null,null,null,null,null,null,null,null,null,null,null,null,null,null,null,null,null,null,null,null,null,null,null,null,null,null,null,null,null,null,null,null,null,null,null,null,null,null,null,null,null,null,null,null,null,null,null,null,null,null,null,null,null,null,null,null,null,null,null,null,null,null,null,null,null,null,null,null,null,null,null,null,null,null,null,null,null,null,null,null,null,null,null,null,null,null,null,null,null,0,0,0,0,0,0,0,0,0,0,0,0,0,0,0,0,0,0,0,0,0,0,0,0,0,0,0,0,0,0,0,0,0,0,0,0,0,0,0,0,0,0,0,0,0,0,0,0,0,0,0,0,0,0,0,0,0,0,0,0,0,0,0,0,0,0,0,0,0,0,0,0,0,0,0,0,0,0,0,0,0,0,0,0,0,0,0,0,0,0,0]
["",null,null,null,null,"","",null,null,null,null,null,null,null,null,null,null,null,null,null,null,null,null,null,null,null,null,null,null,null,null,null,null,null,null,null,null,null,null,null,null,null,null,null,null,null,null,null,null,null,null,null,null,null,null,null,null,null,null,null,null,null,null,null,null,null,null,null,null,null,null,null,null,null,null,null,null,null,null,null,null,null,null,null,null,null,null,null,null,null,null,null,null,null,null,null,null,null,null,0,0,0,0,0,0,0,0,0,0,0,0,0,0,0,0,0,0,0,0,0,0,0,0,0,0,0,0,0,0,0,0,0,0,0,0,0,0,0,0,0,0,0,0,0,0,0,0,0,0,0,0,0,0,0,0,0,0,0,0,0,0,0,0,0,0,0,0,0,0,0,0,0,0,0,0,0,0,0,0,0,0,0,0,0,0,0,0,0,0,0]
["",null,null,null,null,"","",null,null,null,null,null,null,null,null,null,null,null,null,null,null,null,null,null,null,null,null,null,null,null,null,null,null,null,null,null,null,null,null,null,null,null,null,null,null,null,null,null,null,null,null,null,null,null,null,null,null,null,null,null,null,null,null,null,null,null,null,null,null,null,null,null,null,null,null,null,null,null,null,null,null,null,null,null,null,null,null,null,null,null,null,null,null,null,null,null,null,null,null,0,0,0,0,0,0,0,0,0,0,0,0,0,0,0,0,0,0,0,0,0,0,0,0,0,0,0,0,0,0,0,0,0,0,0,0,0,0,0,0,0,0,0,0,0,0,0,0,0,0,0,0,0,0,0,0,0,0,0,0,0,0,0,0,0,0,0,0,0,0,0,0,0,0,0,0,0,0,0,0,0,0,0,0,0,0,0,0,0,0,0]
["",null,null,null,null,"","",null,null,null,null,null,null,null,null,null,null,null,null,null,null,null,null,null,null,null,null,null,null,null,null,null,null,null,null,null,null,null,null,null,null,null,null,null,null,null,null,null,null,null,null,null,null,null,null,null,null,null,null,null,null,null,null,null,null,null,null,null,null,null,null,null,null,null,null,null,null,null,null,null,null,null,null,null,null,null,null,null,null,null,null,null,null,null,null,null,null,null,null,0,0,0,0,0,0,0,0,0,0,0,0,0,0,0,0,0,0,0,0,0,0,0,0,0,0,0,0,0,0,0,0,0,0,0,0,0,0,0,0,0,0,0,0,0,0,0,0,0,0,0,0,0,0,0,0,0,0,0,0,0,0,0,0,0,0,0,0,0,0,0,0,0,0,0,0,0,0,0,0,0,0,0,0,0,0,0,0,0,0,0]
["",null,null,null,null,"","",null,null,null,null,null,null,null,null,null,null,null,null,null,null,null,null,null,null,null,null,null,null,null,null,null,null,null,null,null,null,null,null,null,null,null,null,null,null,null,null,null,null,null,null,null,null,null,null,null,null,null,null,null,null,null,null,null,null,null,null,null,null,null,null,null,null,null,null,null,null,null,null,null,null,null,null,null,null,null,null,null,null,null,null,null,null,null,null,null,null,null,null,0,0,0,0,0,0,0,0,0,0,0,0,0,0,0,0,0,0,0,0,0,0,0,0,0,0,0,0,0,0,0,0,0,0,0,0,0,0,0,0,0,0,0,0,0,0,0,0,0,0,0,0,0,0,0,0,0,0,0,0,0,0,0,0,0,0,0,0,0,0,0,0,0,0,0,0,0,0,0,0,0,0,0,0,0,0,0,0,0,0,0]
["",null,null,null,null,"","",null,null,null,null,null,null,null,null,null,null,null,null,null,null,null,null,null,null,null,null,null,null,null,null,null,null,null,null,null,null,null,null,null,null,null,null,null,null,null,null,null,null,null,null,null,null,null,null,null,null,null,null,null,null,null,null,null,null,null,null,null,null,null,null,null,null,null,null,null,null,null,null,null,null,null,null,null,null,null,null,null,null,null,null,null,null,null,null,null,null,null,null,0,0,0,0,0,0,0,0,0,0,0,0,0,0,0,0,0,0,0,0,0,0,0,0,0,0,0,0,0,0,0,0,0,0,0,0,0,0,0,0,0,0,0,0,0,0,0,0,0,0,0,0,0,0,0,0,0,0,0,0,0,0,0,0,0,0,0,0,0,0,0,0,0,0,0,0,0,0,0,0,0,0,0,0,0,0,0,0,0,0,0]
["",null,null,null,null,"","",null,null,null,null,null,null,null,null,null,null,null,null,null,null,null,null,null,null,null,null,null,null,null,null,null,null,null,null,null,null,null,null,null,null,null,null,null,null,null,null,null,null,null,null,null,null,null,null,null,null,null,null,null,null,null,null,null,null,null,null,null,null,null,null,null,null,null,null,null,null,null,null,null,null,null,null,null,null,null,null,null,null,null,null,null,null,null,null,null,null,null,null,0,0,0,0,0,0,0,0,0,0,0,0,0,0,0,0,0,0,0,0,0,0,0,0,0,0,0,0,0,0,0,0,0,0,0,0,0,0,0,0,0,0,0,0,0,0,0,0,0,0,0,0,0,0,0,0,0,0,0,0,0,0,0,0,0,0,0,0,0,0,0,0,0,0,0,0,0,0,0,0,0,0,0,0,0,0,0,0,0,0,0]
["",null,null,null,null,"","",null,null,null,null,null,null,null,null,null,null,null,null,null,null,null,null,null,null,null,null,null,null,null,null,null,null,null,null,null,null,null,null,null,null,null,null,null,null,null,null,null,null,null,null,null,null,null,null,null,null,null,null,null,null,null,null,null,null,null,null,null,null,null,null,null,null,null,null,null,null,null,null,null,null,null,null,null,null,null,null,null,null,null,null,null,null,null,null,null,null,null,null,0,0,0,0,0,0,0,0,0,0,0,0,0,0,0,0,0,0,0,0,0,0,0,0,0,0,0,0,0,0,0,0,0,0,0,0,0,0,0,0,0,0,0,0,0,0,0,0,0,0,0,0,0,0,0,0,0,0,0,0,0,0,0,0,0,0,0,0,0,0,0,0,0,0,0,0,0,0,0,0,0,0,0,0,0,0,0,0,0,0,0]
["",null,null,null,null,"","",null,null,null,null,null,null,null,null,null,null,null,null,null,null,null,null,null,null,null,null,null,null,null,null,null,null,null,null,null,null,null,null,null,null,null,null,null,null,null,null,null,null,null,null,null,null,null,null,null,null,null,null,null,null,null,null,null,null,null,null,null,null,null,null,null,null,null,null,null,null,null,null,null,null,null,null,null,null,null,null,null,null,null,null,null,null,null,null,null,null,null,null,0,0,0,0,0,0,0,0,0,0,0,0,0,0,0,0,0,0,0,0,0,0,0,0,0,0,0,0,0,0,0,0,0,0,0,0,0,0,0,0,0,0,0,0,0,0,0,0,0,0,0,0,0,0,0,0,0,0,0,0,0,0,0,0,0,0,0,0,0,0,0,0,0,0,0,0,0,0,0,0,0,0,0,0,0,0,0,0,0,0,0]
["",null,null,null,null,"","",null,null,null,null,null,null,null,null,null,null,null,null,null,null,null,null,null,null,null,null,null,null,null,null,null,null,null,null,null,null,null,null,null,null,null,null,null,null,null,null,null,null,null,null,null,null,null,null,null,null,null,null,null,null,null,null,null,null,null,null,null,null,null,null,null,null,null,null,null,null,null,null,null,null,null,null,null,null,null,null,null,null,null,null,null,null,null,null,null,null,null,null,0,0,0,0,0,0,0,0,0,0,0,0,0,0,0,0,0,0,0,0,0,0,0,0,0,0,0,0,0,0,0,0,0,0,0,0,0,0,0,0,0,0,0,0,0,0,0,0,0,0,0,0,0,0,0,0,0,0,0,0,0,0,0,0,0,0,0,0,0,0,0,0,0,0,0,0,0,0,0,0,0,0,0,0,0,0,0,0,0,0,0]
["",null,null,null,null,"","",null,null,null,null,null,null,null,null,null,null,null,null,null,null,null,null,null,null,null,null,null,null,null,null,null,null,null,null,null,null,null,null,null,null,null,null,null,null,null,null,null,null,null,null,null,null,null,null,null,null,null,null,null,null,null,null,null,null,null,null,null,null,null,null,null,null,null,null,null,null,null,null,null,null,null,null,null,null,null,null,null,null,null,null,null,null,null,null,null,null,null,null,0,0,0,0,0,0,0,0,0,0,0,0,0,0,0,0,0,0,0,0,0,0,0,0,0,0,0,0,0,0,0,0,0,0,0,0,0,0,0,0,0,0,0,0,0,0,0,0,0,0,0,0,0,0,0,0,0,0,0,0,0,0,0,0,0,0,0,0,0,0,0,0,0,0,0,0,0,0,0,0,0,0,0,0,0,0,0,0,0,0,0]
["",null,null,null,null,"","",null,null,null,null,null,null,null,null,null,null,null,null,null,null,null,null,null,null,null,null,null,null,null,null,null,null,null,null,null,null,null,null,null,null,null,null,null,null,null,null,null,null,null,null,null,null,null,null,null,null,null,null,null,null,null,null,null,null,null,null,null,null,null,null,null,null,null,null,null,null,null,null,null,null,null,null,null,null,null,null,null,null,null,null,null,null,null,null,null,null,null,null,0,0,0,0,0,0,0,0,0,0,0,0,0,0,0,0,0,0,0,0,0,0,0,0,0,0,0,0,0,0,0,0,0,0,0,0,0,0,0,0,0,0,0,0,0,0,0,0,0,0,0,0,0,0,0,0,0,0,0,0,0,0,0,0,0,0,0,0,0,0,0,0,0,0,0,0,0,0,0,0,0,0,0,0,0,0,0,0,0,0,0]
["",null,null,null,null,"","",null,null,null,null,null,null,null,null,null,null,null,null,null,null,null,null,null,null,null,null,null,null,null,null,null,null,null,null,null,null,null,null,null,null,null,null,null,null,null,null,null,null,null,null,null,null,null,null,null,null,null,null,null,null,null,null,null,null,null,null,null,null,null,null,null,null,null,null,null,null,null,null,null,null,null,null,null,null,null,null,null,null,null,null,null,null,null,null,null,null,null,null,0,0,0,0,0,0,0,0,0,0,0,0,0,0,0,0,0,0,0,0,0,0,0,0,0,0,0,0,0,0,0,0,0,0,0,0,0,0,0,0,0,0,0,0,0,0,0,0,0,0,0,0,0,0,0,0,0,0,0,0,0,0,0,0,0,0,0,0,0,0,0,0,0,0,0,0,0,0,0,0,0,0,0,0,0,0,0,0,0,0,0]
["",null,null,null,null,"","",null,null,null,null,null,null,null,null,null,null,null,null,null,null,null,null,null,null,null,null,null,null,null,null,null,null,null,null,null,null,null,null,null,null,null,null,null,null,null,null,null,null,null,null,null,null,null,null,null,null,null,null,null,null,null,null,null,null,null,null,null,null,null,null,null,null,null,null,null,null,null,null,null,null,null,null,null,null,null,null,null,null,null,null,null,null,null,null,null,null,null,null,0,0,0,0,0,0,0,0,0,0,0,0,0,0,0,0,0,0,0,0,0,0,0,0,0,0,0,0,0,0,0,0,0,0,0,0,0,0,0,0,0,0,0,0,0,0,0,0,0,0,0,0,0,0,0,0,0,0,0,0,0,0,0,0,0,0,0,0,0,0,0,0,0,0,0,0,0,0,0,0,0,0,0,0,0,0,0,0,0,0,0]
["",null,null,null,null,"","",null,null,null,null,null,null,null,null,null,null,null,null,null,null,null,null,null,null,null,null,null,null,null,null,null,null,null,null,null,null,null,null,null,null,null,null,null,null,null,null,null,null,null,null,null,null,null,null,null,null,null,null,null,null,null,null,null,null,null,null,null,null,null,null,null,null,null,null,null,null,null,null,null,null,null,null,null,null,null,null,null,null,null,null,null,null,null,null,null,null,null,null,0,0,0,0,0,0,0,0,0,0,0,0,0,0,0,0,0,0,0,0,0,0,0,0,0,0,0,0,0,0,0,0,0,0,0,0,0,0,0,0,0,0,0,0,0,0,0,0,0,0,0,0,0,0,0,0,0,0,0,0,0,0,0,0,0,0,0,0,0,0,0,0,0,0,0,0,0,0,0,0,0,0,0,0,0,0,0,0,0,0,0]
["",null,null,null,null,"","",null,null,null,null,null,null,null,null,null,null,null,null,null,null,null,null,null,null,null,null,null,null,null,null,null,null,null,null,null,null,null,null,null,null,null,null,null,null,null,null,null,null,null,null,null,null,null,null,null,null,null,null,null,null,null,null,null,null,null,null,null,null,null,null,null,null,null,null,null,null,null,null,null,null,null,null,null,null,null,null,null,null,null,null,null,null,null,null,null,null,null,null,0,0,0,0,0,0,0,0,0,0,0,0,0,0,0,0,0,0,0,0,0,0,0,0,0,0,0,0,0,0,0,0,0,0,0,0,0,0,0,0,0,0,0,0,0,0,0,0,0,0,0,0,0,0,0,0,0,0,0,0,0,0,0,0,0,0,0,0,0,0,0,0,0,0,0,0,0,0,0,0,0,0,0,0,0,0,0,0,0,0,0]
["",null,null,null,null,"","",null,null,null,null,null,null,null,null,null,null,null,null,null,null,null,null,null,null,null,null,null,null,null,null,null,null,null,null,null,null,null,null,null,null,null,null,null,null,null,null,null,null,null,null,null,null,null,null,null,null,null,null,null,null,null,null,null,null,null,null,null,null,null,null,null,null,null,null,null,null,null,null,null,null,null,null,null,null,null,null,null,null,null,null,null,null,null,null,null,null,null,null,0,0,0,0,0,0,0,0,0,0,0,0,0,0,0,0,0,0,0,0,0,0,0,0,0,0,0,0,0,0,0,0,0,0,0,0,0,0,0,0,0,0,0,0,0,0,0,0,0,0,0,0,0,0,0,0,0,0,0,0,0,0,0,0,0,0,0,0,0,0,0,0,0,0,0,0,0,0,0,0,0,0,0,0,0,0,0,0,0,0,0]
["",null,null,null,null,"","",null,null,null,null,null,null,null,null,null,null,null,null,null,null,null,null,null,null,null,null,null,null,null,null,null,null,null,null,null,null,null,null,null,null,null,null,null,null,null,null,null,null,null,null,null,null,null,null,null,null,null,null,null,null,null,null,null,null,null,null,null,null,null,null,null,null,null,null,null,null,null,null,null,null,null,null,null,null,null,null,null,null,null,null,null,null,null,null,null,null,null,null,0,0,0,0,0,0,0,0,0,0,0,0,0,0,0,0,0,0,0,0,0,0,0,0,0,0,0,0,0,0,0,0,0,0,0,0,0,0,0,0,0,0,0,0,0,0,0,0,0,0,0,0,0,0,0,0,0,0,0,0,0,0,0,0,0,0,0,0,0,0,0,0,0,0,0,0,0,0,0,0,0,0,0,0,0,0,0,0,0,0,0]
["",null,null,null,null,"","",null,null,null,null,null,null,null,null,null,null,null,null,null,null,null,null,null,null,null,null,null,null,null,null,null,null,null,null,null,null,null,null,null,null,null,null,null,null,null,null,null,null,null,null,null,null,null,null,null,null,null,null,null,null,null,null,null,null,null,null,null,null,null,null,null,null,null,null,null,null,null,null,null,null,null,null,null,null,null,null,null,null,null,null,null,null,null,null,null,null,null,null,0,0,0,0,0,0,0,0,0,0,0,0,0,0,0,0,0,0,0,0,0,0,0,0,0,0,0,0,0,0,0,0,0,0,0,0,0,0,0,0,0,0,0,0,0,0,0,0,0,0,0,0,0,0,0,0,0,0,0,0,0,0,0,0,0,0,0,0,0,0,0,0,0,0,0,0,0,0,0,0,0,0,0,0,0,0,0,0,0,0,0]
["",null,null,null,null,"","",null,null,null,null,null,null,null,null,null,null,null,null,null,null,null,null,null,null,null,null,null,null,null,null,null,null,null,null,null,null,null,null,null,null,null,null,null,null,null,null,null,null,null,null,null,null,null,null,null,null,null,null,null,null,null,null,null,null,null,null,null,null,null,null,null,null,null,null,null,null,null,null,null,null,null,null,null,null,null,null,null,null,null,null,null,null,null,null,null,null,null,null,0,0,0,0,0,0,0,0,0,0,0,0,0,0,0,0,0,0,0,0,0,0,0,0,0,0,0,0,0,0,0,0,0,0,0,0,0,0,0,0,0,0,0,0,0,0,0,0,0,0,0,0,0,0,0,0,0,0,0,0,0,0,0,0,0,0,0,0,0,0,0,0,0,0,0,0,0,0,0,0,0,0,0,0,0,0,0,0,0,0,0]
["",null,null,null,null,"","",null,null,null,null,null,null,null,null,null,null,null,null,null,null,null,null,null,null,null,null,null,null,null,null,null,null,null,null,null,null,null,null,null,null,null,null,null,null,null,null,null,null,null,null,null,null,null,null,null,null,null,null,null,null,null,null,null,null,null,null,null,null,null,null,null,null,null,null,null,null,null,null,null,null,null,null,null,null,null,null,null,null,null,null,null,null,null,null,null,null,null,null,0,0,0,0,0,0,0,0,0,0,0,0,0,0,0,0,0,0,0,0,0,0,0,0,0,0,0,0,0,0,0,0,0,0,0,0,0,0,0,0,0,0,0,0,0,0,0,0,0,0,0,0,0,0,0,0,0,0,0,0,0,0,0,0,0,0,0,0,0,0,0,0,0,0,0,0,0,0,0,0,0,0,0,0,0,0,0,0,0,0,0]
["",null,null,null,null,"","",null,null,null,null,null,null,null,null,null,null,null,null,null,null,null,null,null,null,null,null,null,null,null,null,null,null,null,null,null,null,null,null,null,null,null,null,null,null,null,null,null,null,null,null,null,null,null,null,null,null,null,null,null,null,null,null,null,null,null,null,null,null,null,null,null,null,null,null,null,null,null,null,null,null,null,null,null,null,null,null,null,null,null,null,null,null,null,null,null,null,null,null,0,0,0,0,0,0,0,0,0,0,0,0,0,0,0,0,0,0,0,0,0,0,0,0,0,0,0,0,0,0,0,0,0,0,0,0,0,0,0,0,0,0,0,0,0,0,0,0,0,0,0,0,0,0,0,0,0,0,0,0,0,0,0,0,0,0,0,0,0,0,0,0,0,0,0,0,0,0,0,0,0,0,0,0,0,0,0,0,0,0,0]
["",null,null,null,null,"","",null,null,null,null,null,null,null,null,null,null,null,null,null,null,null,null,null,null,null,null,null,null,null,null,null,null,null,null,null,null,null,null,null,null,null,null,null,null,null,null,null,null,null,null,null,null,null,null,null,null,null,null,null,null,null,null,null,null,null,null,null,null,null,null,null,null,null,null,null,null,null,null,null,null,null,null,null,null,null,null,null,null,null,null,null,null,null,null,null,null,null,null,0,0,0,0,0,0,0,0,0,0,0,0,0,0,0,0,0,0,0,0,0,0,0,0,0,0,0,0,0,0,0,0,0,0,0,0,0,0,0,0,0,0,0,0,0,0,0,0,0,0,0,0,0,0,0,0,0,0,0,0,0,0,0,0,0,0,0,0,0,0,0,0,0,0,0,0,0,0,0,0,0,0,0,0,0,0,0,0,0,0,0]
["",null,null,null,null,"","",null,null,null,null,null,null,null,null,null,null,null,null,null,null,null,null,null,null,null,null,null,null,null,null,null,null,null,null,null,null,null,null,null,null,null,null,null,null,null,null,null,null,null,null,null,null,null,null,null,null,null,null,null,null,null,null,null,null,null,null,null,null,null,null,null,null,null,null,null,null,null,null,null,null,null,null,null,null,null,null,null,null,null,null,null,null,null,null,null,null,null,null,0,0,0,0,0,0,0,0,0,0,0,0,0,0,0,0,0,0,0,0,0,0,0,0,0,0,0,0,0,0,0,0,0,0,0,0,0,0,0,0,0,0,0,0,0,0,0,0,0,0,0,0,0,0,0,0,0,0,0,0,0,0,0,0,0,0,0,0,0,0,0,0,0,0,0,0,0,0,0,0,0,0,0,0,0,0,0,0,0,0,0]
["",null,null,null,null,"","",null,null,null,null,null,null,null,null,null,null,null,null,null,null,null,null,null,null,null,null,null,null,null,null,null,null,null,null,null,null,null,null,null,null,null,null,null,null,null,null,null,null,null,null,null,null,null,null,null,null,null,null,null,null,null,null,null,null,null,null,null,null,null,null,null,null,null,null,null,null,null,null,null,null,null,null,null,null,null,null,null,null,null,null,null,null,null,null,null,null,null,null,0,0,0,0,0,0,0,0,0,0,0,0,0,0,0,0,0,0,0,0,0,0,0,0,0,0,0,0,0,0,0,0,0,0,0,0,0,0,0,0,0,0,0,0,0,0,0,0,0,0,0,0,0,0,0,0,0,0,0,0,0,0,0,0,0,0,0,0,0,0,0,0,0,0,0,0,0,0,0,0,0,0,0,0,0,0,0,0,0,0,0]
["",null,null,null,null,"","",null,null,null,null,null,null,null,null,null,null,null,null,null,null,null,null,null,null,null,null,null,null,null,null,null,null,null,null,null,null,null,null,null,null,null,null,null,null,null,null,null,null,null,null,null,null,null,null,null,null,null,null,null,null,null,null,null,null,null,null,null,null,null,null,null,null,null,null,null,null,null,null,null,null,null,null,null,null,null,null,null,null,null,null,null,null,null,null,null,null,null,null,0,0,0,0,0,0,0,0,0,0,0,0,0,0,0,0,0,0,0,0,0,0,0,0,0,0,0,0,0,0,0,0,0,0,0,0,0,0,0,0,0,0,0,0,0,0,0,0,0,0,0,0,0,0,0,0,0,0,0,0,0,0,0,0,0,0,0,0,0,0,0,0,0,0,0,0,0,0,0,0,0,0,0,0,0,0,0,0,0,0,0]
["",null,null,null,null,"","",null,null,null,null,null,null,null,null,null,null,null,null,null,null,null,null,null,null,null,null,null,null,null,null,null,null,null,null,null,null,null,null,null,null,null,null,null,null,null,null,null,null,null,null,null,null,null,null,null,null,null,null,null,null,null,null,null,null,null,null,null,null,null,null,null,null,null,null,null,null,null,null,null,null,null,null,null,null,null,null,null,null,null,null,null,null,null,null,null,null,null,null,0,0,0,0,0,0,0,0,0,0,0,0,0,0,0,0,0,0,0,0,0,0,0,0,0,0,0,0,0,0,0,0,0,0,0,0,0,0,0,0,0,0,0,0,0,0,0,0,0,0,0,0,0,0,0,0,0,0,0,0,0,0,0,0,0,0,0,0,0,0,0,0,0,0,0,0,0,0,0,0,0,0,0,0,0,0,0,0,0,0,0]
["",null,null,null,null,"","",null,null,null,null,null,null,null,null,null,null,null,null,null,null,null,null,null,null,null,null,null,null,null,null,null,null,null,null,null,null,null,null,null,null,null,null,null,null,null,null,null,null,null,null,null,null,null,null,null,null,null,null,null,null,null,null,null,null,null,null,null,null,null,null,null,null,null,null,null,null,null,null,null,null,null,null,null,null,null,null,null,null,null,null,null,null,null,null,null,null,null,null,0,0,0,0,0,0,0,0,0,0,0,0,0,0,0,0,0,0,0,0,0,0,0,0,0,0,0,0,0,0,0,0,0,0,0,0,0,0,0,0,0,0,0,0,0,0,0,0,0,0,0,0,0,0,0,0,0,0,0,0,0,0,0,0,0,0,0,0,0,0,0,0,0,0,0,0,0,0,0,0,0,0,0,0,0,0,0,0,0,0,0]
["",null,null,null,null,"","",null,null,null,null,null,null,null,null,null,null,null,null,null,null,null,null,null,null,null,null,null,null,null,null,null,null,null,null,null,null,null,null,null,null,null,null,null,null,null,null,null,null,null,null,null,null,null,null,null,null,null,null,null,null,null,null,null,null,null,null,null,null,null,null,null,null,null,null,null,null,null,null,null,null,null,null,null,null,null,null,null,null,null,null,null,null,null,null,null,null,null,null,0,0,0,0,0,0,0,0,0,0,0,0,0,0,0,0,0,0,0,0,0,0,0,0,0,0,0,0,0,0,0,0,0,0,0,0,0,0,0,0,0,0,0,0,0,0,0,0,0,0,0,0,0,0,0,0,0,0,0,0,0,0,0,0,0,0,0,0,0,0,0,0,0,0,0,0,0,0,0,0,0,0,0,0,0,0,0,0,0,0,0]
["",null,null,null,null,"","",null,null,null,null,null,null,null,null,null,null,null,null,null,null,null,null,null,null,null,null,null,null,null,null,null,null,null,null,null,null,null,null,null,null,null,null,null,null,null,null,null,null,null,null,null,null,null,null,null,null,null,null,null,null,null,null,null,null,null,null,null,null,null,null,null,null,null,null,null,null,null,null,null,null,null,null,null,null,null,null,null,null,null,null,null,null,null,null,null,null,null,null,0,0,0,0,0,0,0,0,0,0,0,0,0,0,0,0,0,0,0,0,0,0,0,0,0,0,0,0,0,0,0,0,0,0,0,0,0,0,0,0,0,0,0,0,0,0,0,0,0,0,0,0,0,0,0,0,0,0,0,0,0,0,0,0,0,0,0,0,0,0,0,0,0,0,0,0,0,0,0,0,0,0,0,0,0,0,0,0,0,0,0]
["",null,null,null,null,"","",null,null,null,null,null,null,null,null,null,null,null,null,null,null,null,null,null,null,null,null,null,null,null,null,null,null,null,null,null,null,null,null,null,null,null,null,null,null,null,null,null,null,null,null,null,null,null,null,null,null,null,null,null,null,null,null,null,null,null,null,null,null,null,null,null,null,null,null,null,null,null,null,null,null,null,null,null,null,null,null,null,null,null,null,null,null,null,null,null,null,null,null,0,0,0,0,0,0,0,0,0,0,0,0,0,0,0,0,0,0,0,0,0,0,0,0,0,0,0,0,0,0,0,0,0,0,0,0,0,0,0,0,0,0,0,0,0,0,0,0,0,0,0,0,0,0,0,0,0,0,0,0,0,0,0,0,0,0,0,0,0,0,0,0,0,0,0,0,0,0,0,0,0,0,0,0,0,0,0,0,0,0,0]

{"sheet":"Historical scenario - output","index":1,"n_rows":175,"n_cols":43,"rows_kept":175,"cut":false,"hidden":false,"merged":[]}
[null,null,null,"Replacement expenditure forecast ($,000)",null,null,null,null,null,null,null,null,null,null,null,null,null,null,null,null,null,null,null,"Replacement quantity forecast (#)"]
[null,null,null,1,2,3,4,5,6,7,8,9,10,11,12,13,14,15,16,17,18,19,20,1,2,3,4,5,6,7,8,9,10,11,12,13,14,15,16,17,18,19,20]
[]
[]
["ID","Asset group",null,2020,2021,2022,2023,2024,2025,2026,2027,2028,2029,2030,2031,2032,2033,2034,2035,2036,2037,2038,2039,2020,2021,2022,2023,2024,2025,2026,2027,2028,2029,2030,2031,2032,2033,2034,2035,2036,2037,2038,2039]
[1,"OVERHEAD CONDUCTORS",null,{"$f":"IFERROR(IF($A6=\"\",\"\",SUMIFS(D$21:D$175,$A$21:$A$175,$A6)),\"\")","v":0},{"$f":"IFERROR(IF($A6=\"\",\"\",SUMIFS(E$21:E$175,$A$21:$A$175,$A6)),\"\")","v":0},0,0,0,0,0,0,0,0,0,0,0,0,0,0,0,{"$f":"IFERROR(IF($A6=\"\",\"\",SUMIFS(U$21:U$175,$A$21:$A$175,$A6)),\"\")","v":0},0,0,{"$f":"IFERROR(IF($A6=\"\",\"\",SUMIFS(X$21:X$175,$A$21:$A$175,$A6)),\"\")","v":0},{"$f":"IFERROR(IF($A6=\"\",\"\",SUMIFS(Y$21:Y$175,$A$21:$A$175,$A6)),\"\")","v":0},0,0,0,0,0,0,0,0,0,0,0,0,0,0,0,{"$f":"IFERROR(IF($A6=\"\",\"\",SUMIFS(AO$21:AO$175,$A$21:$A$175,$A6)),\"\")","v":0},0,0]
[2,"POLES",null,{"$f":"IFERROR(IF($A7=\"\",\"\",SUMIFS(D$21:D$175,$A$21:$A$175,$A7)),\"\")","v":0},0,0,0,0,0,0,0,0,0,0,0,0,0,0,0,0,0,0,0,0,0,0,0,0,0,0,0,0,0,0,0,0,0,0,0,0,0,0,0]
[3,"SERVICE LINES",null,0,0,0,0,0,0,0,0,0,0,0,0,0,0,0,0,0,0,0,0,0,0,0,0,0,0,0,0,0,0,0,0,0,0,0,0,0,0,0,0]
[4,"SWITCHGEAR",null,0,0,0,0,0,0,0,0,0,0,0,0,0,0,0,0,0,0,0,0,0,0,0,0,0,0,0,0,0,0,0,0,0,0,0,0,0,0,0,0]
[5,"TRANSFORMERS",null,{"$f":"IFERROR(IF($A10=\"\",\"\",SUMIFS(D$21:D$175,$A$21:$A$175,$A10)),\"\")","v":0},0,0,0,0,0,0,0,0,0,0,0,0,0,0,0,0,0,0,0,0,0,0,0,0,0,0,0,0,0,0,0,0,0,0,0,0,0,0,0]
[6,"UNDERGROUND CABLES",null,0,0,0,0,0,0,0,0,0,0,0,0,0,0,0,0,0,0,0,0,0,0,0,0,0,0,0,0,0,0,0,0,0,0,0,0,0,0,0,0]
[null,null,null,"","","","","","","","","","","","","","","","","","","","","","","","","","","","","","","","","","","","","","","",""]
[null,null,null,"","","","","","","","","","","","","","","","","","","","","","","","","","","","","","","","","","","","","","","",""]
[null,null,null,"","","","","","","","","","","","","","","","","","","","","","","","","","","","","","","","","","","","","","","",""]
[null,null,null,"","","","","","","","","","","","","","","","","","","","","","","","","","","","","","","","","","","","","","","",""]
[null,null,null,"","","","","","","","","","","","","","","","","","","","","","","","","","","","","","","","","","","","","","","",""]
[null,null,null,"","","","","","","","","","","","","","","","","","","","","","","","","","","","","","","","","","","","","","","",""]
[null,null,"Total",{"$f":"IFERROR(SUM(D$6:D$17),\"\")","v":0},{"$f":"IFERROR(SUM(E$6:E$17),\"\")","v":0},0,0,0,0,0,0,0,0,0,0,0,0,0,0,0,0,0,0]
[]
["ID","Asset group","Asset category"]
[{"$f":"IFERROR('Historical scenario - input'!A6,\"\")","v":1},{"$f":"IFERROR('Historical scenario - input'!B6,\"\")","v":"OVERHEAD CONDUCTORS"},{"$f":"IFERROR('Historical scenario - input'!C6,\"\")","v":"˂ = 1 kv"},{"$f":"IFERROR(repcalc('Historical scenario - input'!$CV6:$GH6,'Historical scenario - input'!$G6,'Historical scenario - input'!$E6,'Historical scenario - input'!$F6,20,TRUE,TRUE),\"\")","v":""},"","","","","","","","","","","","","","","","","","","",{"$f":"IFERROR(IF(OR(D21=\"\",'Historical scenario - input'!$D6=\"\"),\"\",D21/'Historical scenario - input'!$D6),\"\")","v":""},{"$f":"IFERROR(IF(OR(E21=\"\",'Historical scenario - input'!$D6=\"\"),\"\",E21/'Historical scenario - input'!$D6),\"\")","v":""},{"$f":"IFERROR(IF(OR(F21=\"\",'Historical scenario - input'!$D6=\"\"),\"\",F21/'Historical scenario - input'!$D6),\"\")","v":""},{"$f":"IFERROR(IF(OR(G21=\"\",'Historical scenario - input'!$D6=\"\"),\"\",G21/'Historical scenario - input'!$D6),\"\")","v":""},{"$f":"IFERROR(IF(OR(H21=\"\",'Historical scenario - input'!$D6=\"\"),\"\",H21/'Historical scenario - input'!$D6),\"\")","v":""},{"$f":"IFERROR(IF(OR(I21=\"\",'Historical scenario - input'!$D6=\"\"),\"\",I21/'Historical scenario - input'!$D6),\"\")","v":""},{"$f":"IFERROR(IF(OR(J21=\"\",'Historical scenario - input'!$D6=\"\"),\"\",J21/'Historical scenario - input'!$D6),\"\")","v":""},{"$f":"IFERROR(IF(OR(K21=\"\",'Historical scenario - input'!$D6=\"\"),\"\",K21/'Historical scenario - input'!$D6),\"\")","v":""},{"$f":"IFERROR(IF(OR(L21=\"\",'Historical scenario - input'!$D6=\"\"),\"\",L21/'Historical scenario - input'!$D6),\"\")","v":""},{"$f":"IFERROR(IF(OR(M21=\"\",'Historical scenario - input'!$D6=\"\"),\"\",M21/'Historical scenario - input'!$D6),\"\")","v":""},{"$f":"IFERROR(IF(OR(N21=\"\",'Historical scenario - input'!$D6=\"\"),\"\",N21/'Historical scenario - input'!$D6),\"\")","v":""},{"$f":"IFERROR(IF(OR(O21=\"\",'Historical scenario - input'!$D6=\"\"),\"\",O21/'Historical scenario - input'!$D6),\"\")","v":""},{"$f":"IFERROR(IF(OR(P21=\"\",'Historical scenario - input'!$D6=\"\"),\"\",P21/'Historical scenario - input'!$D6),\"\")","v":""},{"$f":"IFERROR(IF(OR(Q21=\"\",'Historical scenario - input'!$D6=\"\"),\"\",Q21/'Historical scenario - input'!$D6),\"\")","v":""},{"$f":"IFERROR(IF(OR(R21=\"\",'Historical scenario - input'!$D6=\"\"),\"\",R21/'Historical scenario - input'!$D6),\"\")","v":""},{"$f":"IFERROR(IF(OR(S21=\"\",'Historical scenario - input'!$D6=\"\"),\"\",S21/'Historical scenario - input'!$D6),\"\")","v":""},{"$f":"IFERROR(IF(OR(T21=\"\",'Historical scenario - input'!$D6=\"\"),\"\",T21/'Historical scenario - input'!$D6),\"\")","v":""},{"$f":"IFERROR(IF(OR(U21=\"\",'Historical scenario - input'!$D6=\"\"),\"\",U21/'Historical scenario - input'!$D6),\"\")","v":""},{"$f":"IFERROR(IF(OR(V21=\"\",'Historical scenario - input'!$D6=\"\"),\"\",V21/'Historical scenario - input'!$D6),\"\")","v":""},{"$f":"IFERROR(IF(OR(W21=\"\",'Historical scenario - input'!$D6=\"\"),\"\",W21/'Historical scenario - input'!$D6),\"\")","v":""}]
[{"$f":"IFERROR('Historical scenario - input'!A7,\"\")","v":1},{"$f":"IFERROR('Historical scenario - input'!B7,\"\")","v":"OVERHEAD CONDUCTORS"},{"$f":"IFERROR('Historical scenario - input'!C7,\"\")","v":"˃ 11 kv & < = 22 kv ; multiple-phase"},{"$f":"IFERROR(repcalc('Historical scenario - input'!$CV7:$GH7,'Historical scenario - input'!$G7,'Historical scenario - input'!$E7,'Historical scenario - input'!$F7,20,TRUE,TRUE),\"\")","v":""},"","","","","","","","","","","","","","","","","","","",{"$f":"IFERROR(IF(OR(D22=\"\",'Historical scenario - input'!$D7=\"\"),\"\",D22/'Historical scenario - input'!$D7),\"\")","v":""},{"$f":"IFERROR(IF(OR(E22=\"\",'Historical scenario - input'!$D7=\"\"),\"\",E22/'Historical scenario - input'!$D7),\"\")","v":""},{"$f":"IFERROR(IF(OR(F22=\"\",'Historical scenario - input'!$D7=\"\"),\"\",F22/'Historical scenario - input'!$D7),\"\")","v":""},{"$f":"IFERROR(IF(OR(G22=\"\",'Historical scenario - input'!$D7=\"\"),\"\",G22/'Historical scenario - input'!$D7),\"\")","v":""},{"$f":"IFERROR(IF(OR(H22=\"\",'Historical scenario - input'!$D7=\"\"),\"\",H22/'Historical scenario - input'!$D7),\"\")","v":""},{"$f":"IFERROR(IF(OR(I22=\"\",'Historical scenario - input'!$D7=\"\"),\"\",I22/'Historical scenario - input'!$D7),\"\")","v":""},{"$f":"IFERROR(IF(OR(J22=\"\",'Historical scenario - input'!$D7=\"\"),\"\",J22/'Historical scenario - input'!$D7),\"\")","v":""},{"$f":"IFERROR(IF(OR(K22=\"\",'Historical scenario - input'!$D7=\"\"),\"\",K22/'Historical scenario - input'!$D7),\"\")","v":""},{"$f":"IFERROR(IF(OR(L22=\"\",'Historical scenario - input'!$D7=\"\"),\"\",L22/'Historical scenario - input'!$D7),\"\")","v":""},{"$f":"IFERROR(IF(OR(M22=\"\",'Historical scenario - input'!$D7=\"\"),\"\",M22/'Historical scenario - input'!$D7),\"\")","v":""},{"$f":"IFERROR(IF(OR(N22=\"\",'Historical scenario - input'!$D7=\"\"),\"\",N22/'Historical scenario - input'!$D7),\"\")","v":""},{"$f":"IFERROR(IF(OR(O22=\"\",'Historical scenario - input'!$D7=\"\"),\"\",O22/'Historical scenario - input'!$D7),\"\")","v":""},{"$f":"IFERROR(IF(OR(P22=\"\",'Historical scenario - input'!$D7=\"\"),\"\",P22/'Historical scenario - input'!$D7),\"\")","v":""},{"$f":"IFERROR(IF(OR(Q22=\"\",'Historical scenario - input'!$D7=\"\"),\"\",Q22/'Historical scenario - input'!$D7),\"\")","v":""},{"$f":"IFERROR(IF(OR(R22=\"\",'Historical scenario - input'!$D7=\"\"),\"\",R22/'Historical scenario - input'!$D7),\"\")","v":""},{"$f":"IFERROR(IF(OR(S22=\"\",'Historical scenario - input'!$D7=\"\"),\"\",S22/'Historical scenario - input'!$D7),\"\")","v":""},{"$f":"IFERROR(IF(OR(T22=\"\",'Historical scenario - input'!$D7=\"\"),\"\",T22/'Historical scenario - input'!$D7),\"\")","v":""},{"$f":"IFERROR(IF(OR(U22=\"\",'Historical scenario - input'!$D7=\"\"),\"\",U22/'Historical scenario - input'!$D7),\"\")","v":""},{"$f":"IFERROR(IF(OR(V22=\"\",'Historical scenario - input'!$D7=\"\"),\"\",V22/'Historical scenario - input'!$D7),\"\")","v":""},{"$f":"IFERROR(IF(OR(W22=\"\",'Historical scenario - input'!$D7=\"\"),\"\",W22/'Historical scenario - input'!$D7),\"\")","v":""}]
[{"$f":"IFERROR('Historical scenario - input'!A8,\"\")","v":1},{"$f":"IFERROR('Historical scenario - input'!B8,\"\")","v":"OVERHEAD CONDUCTORS"},{"$f":"IFERROR('Historical scenario - input'!C8,\"\")","v":"˃ 11 kv & < = 22 kv ; single-phase"},{"$f":"IFERROR(repcalc('Historical scenario - input'!$CV8:$GH8,'Historical scenario - input'!$G8,'Historical scenario - input'!$E8,'Historical scenario - input'!$F8,20,TRUE,TRUE),\"\")","v":""},"","","","","","","","","","","","","","","","","","","",{"$f":"IFERROR(IF(OR(D23=\"\",'Historical scenario - input'!$D8=\"\"),\"\",D23/'Historical scenario - input'!$D8),\"\")","v":""},{"$f":"IFERROR(IF(OR(E23=\"\",'Historical scenario - input'!$D8=\"\"),\"\",E23/'Historical scenario - input'!$D8),\"\")","v":""},{"$f":"IFERROR(IF(OR(F23=\"\",'Historical scenario - input'!$D8=\"\"),\"\",F23/'Historical scenario - input'!$D8),\"\")","v":""},{"$f":"IFERROR(IF(OR(G23=\"\",'Historical scenario - input'!$D8=\"\"),\"\",G23/'Historical scenario - input'!$D8),\"\")","v":""},{"$f":"IFERROR(IF(OR(H23=\"\",'Historical scenario - input'!$D8=\"\"),\"\",H23/'Historical scenario - input'!$D8),\"\")","v":""},{"$f":"IFERROR(IF(OR(I23=\"\",'Historical scenario - input'!$D8=\"\"),\"\",I23/'Historical scenario - input'!$D8),\"\")","v":""},{"$f":"IFERROR(IF(OR(J23=\"\",'Historical scenario - input'!$D8=\"\"),\"\",J23/'Historical scenario - input'!$D8),\"\")","v":""},{"$f":"IFERROR(IF(OR(K23=\"\",'Historical scenario - input'!$D8=\"\"),\"\",K23/'Historical scenario - input'!$D8),\"\")","v":""},{"$f":"IFERROR(IF(OR(L23=\"\",'Historical scenario - input'!$D8=\"\"),\"\",L23/'Historical scenario - input'!$D8),\"\")","v":""},{"$f":"IFERROR(IF(OR(M23=\"\",'Historical scenario - input'!$D8=\"\"),\"\",M23/'Historical scenario - input'!$D8),\"\")","v":""},{"$f":"IFERROR(IF(OR(N23=\"\",'Historical scenario - input'!$D8=\"\"),\"\",N23/'Historical scenario - input'!$D8),\"\")","v":""},{"$f":"IFERROR(IF(OR(O23=\"\",'Historical scenario - input'!$D8=\"\"),\"\",O23/'Historical scenario - input'!$D8),\"\")","v":""},{"$f":"IFERROR(IF(OR(P23=\"\",'Historical scenario - input'!$D8=\"\"),\"\",P23/'Historical scenario - input'!$D8),\"\")","v":""},{"$f":"IFERROR(IF(OR(Q23=\"\",'Historical scenario - input'!$D8=\"\"),\"\",Q23/'Historical scenario - input'!$D8),\"\")","v":""},{"$f":"IFERROR(IF(OR(R23=\"\",'Historical scenario - input'!$D8=\"\"),\"\",R23/'Historical scenario - input'!$D8),\"\")","v":""},{"$f":"IFERROR(IF(OR(S23=\"\",'Historical scenario - input'!$D8=\"\"),\"\",S23/'Historical scenario - input'!$D8),\"\")","v":""},{"$f":"IFERROR(IF(OR(T23=\"\",'Historical scenario - input'!$D8=\"\"),\"\",T23/'Historical scenario - input'!$D8),\"\")","v":""},{"$f":"IFERROR(IF(OR(U23=\"\",'Historical scenario - input'!$D8=\"\"),\"\",U23/'Historical scenario - input'!$D8),\"\")","v":""},{"$f":"IFERROR(IF(OR(V23=\"\",'Historical scenario - input'!$D8=\"\"),\"\",V23/'Historical scenario - input'!$D8),\"\")","v":""},{"$f":"IFERROR(IF(OR(W23=\"\",'Historical scenario - input'!$D8=\"\"),\"\",W23/'Historical scenario - input'!$D8),\"\")","v":""}]
[{"$f":"IFERROR('Historical scenario - input'!A9,\"\")","v":1},{"$f":"IFERROR('Historical scenario - input'!B9,\"\")","v":"OVERHEAD CONDUCTORS"},{"$f":"IFERROR('Historical scenario - input'!C9,\"\")","v":"˃ 11 kv & < = 22 kv ; swer"},{"$f":"IFERROR(repcalc('Historical scenario - input'!$CV9:$GH9,'Historical scenario - input'!$G9,'Historical scenario - input'!$E9,'Historical scenario - input'!$F9,20,TRUE,TRUE),\"\")","v":""},"","","","","","","","","","","","","","","","","","","",{"$f":"IFERROR(IF(OR(D24=\"\",'Historical scenario - input'!$D9=\"\"),\"\",D24/'Historical scenario - input'!$D9),\"\")","v":""},{"$f":"IFERROR(IF(OR(E24=\"\",'Historical scenario - input'!$D9=\"\"),\"\",E24/'Historical scenario - input'!$D9),\"\")","v":""},{"$f":"IFERROR(IF(OR(F24=\"\",'Historical scenario - input'!$D9=\"\"),\"\",F24/'Historical scenario - input'!$D9),\"\")","v":""},{"$f":"IFERROR(IF(OR(G24=\"\",'Historical scenario - input'!$D9=\"\"),\"\",G24/'Historical scenario - input'!$D9),\"\")","v":""},{"$f":"IFERROR(IF(OR(H24=\"\",'Historical scenario - input'!$D9=\"\"),\"\",H24/'Historical scenario - input'!$D9),\"\")","v":""},{"$f":"IFERROR(IF(OR(I24=\"\",'Historical scenario - input'!$D9=\"\"),\"\",I24/'Historical scenario - input'!$D9),\"\")","v":""},{"$f":"IFERROR(IF(OR(J24=\"\",'Historical scenario - input'!$D9=\"\"),\"\",J24/'Historical scenario - input'!$D9),\"\")","v":""},{"$f":"IFERROR(IF(OR(K24=\"\",'Historical scenario - input'!$D9=\"\"),\"\",K24/'Historical scenario - input'!$D9),\"\")","v":""},{"$f":"IFERROR(IF(OR(L24=\"\",'Historical scenario - input'!$D9=\"\"),\"\",L24/'Historical scenario - input'!$D9),\"\")","v":""},{"$f":"IFERROR(IF(OR(M24=\"\",'Historical scenario - input'!$D9=\"\"),\"\",M24/'Historical scenario - input'!$D9),\"\")","v":""},{"$f":"IFERROR(IF(OR(N24=\"\",'Historical scenario - input'!$D9=\"\"),\"\",N24/'Historical scenario - input'!$D9),\"\")","v":""},{"$f":"IFERROR(IF(OR(O24=\"\",'Historical scenario - input'!$D9=\"\"),\"\",O24/'Historical scenario - input'!$D9),\"\")","v":""},{"$f":"IFERROR(IF(OR(P24=\"\",'Historical scenario - input'!$D9=\"\"),\"\",P24/'Historical scenario - input'!$D9),\"\")","v":""},{"$f":"IFERROR(IF(OR(Q24=\"\",'Historical scenario - input'!$D9=\"\"),\"\",Q24/'Historical scenario - input'!$D9),\"\")","v":""},{"$f":"IFERROR(IF(OR(R24=\"\",'Historical scenario - input'!$D9=\"\"),\"\",R24/'Historical scenario - input'!$D9),\"\")","v":""},{"$f":"IFERROR(IF(OR(S24=\"\",'Historical scenario - input'!$D9=\"\"),\"\",S24/'Historical scenario - input'!$D9),\"\")","v":""},{"$f":"IFERROR(IF(OR(T24=\"\",'Historical scenario - input'!$D9=\"\"),\"\",T24/'Historical scenario - input'!$D9),\"\")","v":""},{"$f":"IFERROR(IF(OR(U24=\"\",'Historical scenario - input'!$D9=\"\"),\"\",U24/'Historical scenario - input'!$D9),\"\")","v":""},{"$f":"IFERROR(IF(OR(V24=\"\",'Historical scenario - input'!$D9=\"\"),\"\",V24/'Historical scenario - input'!$D9),\"\")","v":""},{"$f":"IFERROR(IF(OR(W24=\"\",'Historical scenario - input'!$D9=\"\"),\"\",W24/'Historical scenario - input'!$D9),\"\")","v":""}]
[{"$f":"IFERROR('Historical scenario - input'!A10,\"\")","v":1},{"$f":"IFERROR('Historical scenario - input'!B10,\"\")","v":"OVERHEAD CONDUCTORS"},{"$f":"IFERROR('Historical scenario - input'!C10,\"\")","v":"> 1 kv & < = 11 kv"},{"$f":"IFERROR(repcalc('Historical scenario - input'!$CV10:$GH10,'Historical scenario - input'!$G10,'Historical scenario - input'!$E10,'Historical scenario - input'!$F10,20,TRUE,TRUE),\"\")","v":""},"","","","","","","","","","","","","","","","","","","",{"$f":"IFERROR(IF(OR(D25=\"\",'Historical scenario - input'!$D10=\"\"),\"\",D25/'Historical scenario - input'!$D10),\"\")","v":""},{"$f":"IFERROR(IF(OR(E25=\"\",'Historical scenario - input'!$D10=\"\"),\"\",E25/'Historical scenario - input'!$D10),\"\")","v":""},{"$f":"IFERROR(IF(OR(F25=\"\",'Historical scenario - input'!$D10=\"\"),\"\",F25/'Historical scenario - input'!$D10),\"\")","v":""},{"$f":"IFERROR(IF(OR(G25=\"\",'Historical scenario - input'!$D10=\"\"),\"\",G25/'Historical scenario - input'!$D10),\"\")","v":""},{"$f":"IFERROR(IF(OR(H25=\"\",'Historical scenario - input'!$D10=\"\"),\"\",H25/'Historical scenario - input'!$D10),\"\")","v":""},{"$f":"IFERROR(IF(OR(I25=\"\",'Historical scenario - input'!$D10=\"\"),\"\",I25/'Historical scenario - input'!$D10),\"\")","v":""},{"$f":"IFERROR(IF(OR(J25=\"\",'Historical scenario - input'!$D10=\"\"),\"\",J25/'Historical scenario - input'!$D10),\"\")","v":""},{"$f":"IFERROR(IF(OR(K25=\"\",'Historical scenario - input'!$D10=\"\"),\"\",K25/'Historical scenario - input'!$D10),\"\")","v":""},{"$f":"IFERROR(IF(OR(L25=\"\",'Historical scenario - input'!$D10=\"\"),\"\",L25/'Historical scenario - input'!$D10),\"\")","v":""},{"$f":"IFERROR(IF(OR(M25=\"\",'Historical scenario - input'!$D10=\"\"),\"\",M25/'Historical scenario - input'!$D10),\"\")","v":""},{"$f":"IFERROR(IF(OR(N25=\"\",'Historical scenario - input'!$D10=\"\"),\"\",N25/'Historical scenario - input'!$D10),\"\")","v":""},{"$f":"IFERROR(IF(OR(O25=\"\",'Historical scenario - input'!$D10=\"\"),\"\",O25/'Historical scenario - input'!$D10),\"\")","v":""},{"$f":"IFERROR(IF(OR(P25=\"\",'Historical scenario - input'!$D10=\"\"),\"\",P25/'Historical scenario - input'!$D10),\"\")","v":""},{"$f":"IFERROR(IF(OR(Q25=\"\",'Historical scenario - input'!$D10=\"\"),\"\",Q25/'Historical scenario - input'!$D10),\"\")","v":""},{"$f":"IFERROR(IF(OR(R25=\"\",'Historical scenario - input'!$D10=\"\"),\"\",R25/'Historical scenario - input'!$D10),\"\")","v":""},{"$f":"IFERROR(IF(OR(S25=\"\",'Historical scenario - input'!$D10=\"\"),\"\",S25/'Historical scenario - input'!$D10),\"\")","v":""},{"$f":"IFERROR(IF(OR(T25=\"\",'Historical scenario - input'!$D10=\"\"),\"\",T25/'Historical scenario - input'!$D10),\"\")","v":""},{"$f":"IFERROR(IF(OR(U25=\"\",'Historical scenario - input'!$D10=\"\"),\"\",U25/'Historical scenario - input'!$D10),\"\")","v":""},{"$f":"IFERROR(IF(OR(V25=\"\",'Historical scenario - input'!$D10=\"\"),\"\",V25/'Historical scenario - input'!$D10),\"\")","v":""},{"$f":"IFERROR(IF(OR(W25=\"\",'Historical scenario - input'!$D10=\"\"),\"\",W25/'Historical scenario - input'!$D10),\"\")","v":""}]
[{"$f":"IFERROR('Historical scenario - input'!A11,\"\")","v":1},{"$f":"IFERROR('Historical scenario - input'!B11,\"\")","v":"OVERHEAD CONDUCTORS"},{"$f":"IFERROR('Historical scenario - input'!C11,\"\")","v":"> 22 kv & < = 66 kv"},{"$f":"IFERROR(repcalc('Historical scenario - input'!$CV11:$GH11,'Historical scenario - input'!$G11,'Historical scenario - input'!$E11,'Historical scenario - input'!$F11,20,TRUE,TRUE),\"\")","v":""},"","","","","","","","","","","","","","","","","","","",{"$f":"IFERROR(IF(OR(D26=\"\",'Historical scenario - input'!$D11=\"\"),\"\",D26/'Historical scenario - input'!$D11),\"\")","v":""},{"$f":"IFERROR(IF(OR(E26=\"\",'Historical scenario - input'!$D11=\"\"),\"\",E26/'Historical scenario - input'!$D11),\"\")","v":""},{"$f":"IFERROR(IF(OR(F26=\"\",'Historical scenario - input'!$D11=\"\"),\"\",F26/'Historical scenario - input'!$D11),\"\")","v":""},{"$f":"IFERROR(IF(OR(G26=\"\",'Historical scenario - input'!$D11=\"\"),\"\",G26/'Historical scenario - input'!$D11),\"\")","v":""},{"$f":"IFERROR(IF(OR(H26=\"\",'Historical scenario - input'!$D11=\"\"),\"\",H26/'Historical scenario - input'!$D11),\"\")","v":""},{"$f":"IFERROR(IF(OR(I26=\"\",'Historical scenario - input'!$D11=\"\"),\"\",I26/'Historical scenario - input'!$D11),\"\")","v":""},{"$f":"IFERROR(IF(OR(J26=\"\",'Historical scenario - input'!$D11=\"\"),\"\",J26/'Historical scenario - input'!$D11),\"\")","v":""},{"$f":"IFERROR(IF(OR(K26=\"\",'Historical scenario - input'!$D11=\"\"),\"\",K26/'Historical scenario - input'!$D11),\"\")","v":""},{"$f":"IFERROR(IF(OR(L26=\"\",'Historical scenario - input'!$D11=\"\"),\"\",L26/'Historical scenario - input'!$D11),\"\")","v":""},{"$f":"IFERROR(IF(OR(M26=\"\",'Historical scenario - input'!$D11=\"\"),\"\",M26/'Historical scenario - input'!$D11),\"\")","v":""},{"$f":"IFERROR(IF(OR(N26=\"\",'Historical scenario - input'!$D11=\"\"),\"\",N26/'Historical scenario - input'!$D11),\"\")","v":""},{"$f":"IFERROR(IF(OR(O26=\"\",'Historical scenario - input'!$D11=\"\"),\"\",O26/'Historical scenario - input'!$D11),\"\")","v":""},{"$f":"IFERROR(IF(OR(P26=\"\",'Historical scenario - input'!$D11=\"\"),\"\",P26/'Historical scenario - input'!$D11),\"\")","v":""},{"$f":"IFERROR(IF(OR(Q26=\"\",'Historical scenario - input'!$D11=\"\"),\"\",Q26/'Historical scenario - input'!$D11),\"\")","v":""},{"$f":"IFERROR(IF(OR(R26=\"\",'Historical scenario - input'!$D11=\"\"),\"\",R26/'Historical scenario - input'!$D11),\"\")","v":""},{"$f":"IFERROR(IF(OR(S26=\"\",'Historical scenario - input'!$D11=\"\"),\"\",S26/'Historical scenario - input'!$D11),\"\")","v":""},{"$f":"IFERROR(IF(OR(T26=\"\",'Historical scenario - input'!$D11=\"\"),\"\",T26/'Historical scenario - input'!$D11),\"\")","v":""},{"$f":"IFERROR(IF(OR(U26=\"\",'Historical scenario - input'!$D11=\"\"),\"\",U26/'Historical scenario - input'!$D11),\"\")","v":""},{"$f":"IFERROR(IF(OR(V26=\"\",'Historical scenario - input'!$D11=\"\"),\"\",V26/'Historical scenario - input'!$D11),\"\")","v":""},{"$f":"IFERROR(IF(OR(W26=\"\",'Historical scenario - input'!$D11=\"\"),\"\",W26/'Historical scenario - input'!$D11),\"\")","v":""}]
[{"$f":"IFERROR('Historical scenario - input'!A12,\"\")","v":0},{"$f":"IFERROR('Historical scenario - input'!B12,\"\")","v":"POLES"},{"$f":"IFERROR('Historical scenario - input'!C12,\"\")","v":"˂ = 1 kv ; concrete"},{"$f":"IFERROR(repcalc('Historical scenario - input'!$CV12:$GH12,'Historical scenario - input'!$G12,'Historical scenario - input'!$E12,'Historical scenario - input'!$F12,20,TRUE,TRUE),\"\")","v":""},"","","","","","","","","","","","","","","","","","","",{"$f":"IFERROR(IF(OR(D27=\"\",'Historical scenario - input'!$D12=\"\"),\"\",D27/'Historical scenario - input'!$D12),\"\")","v":""},{"$f":"IFERROR(IF(OR(E27=\"\",'Historical scenario - input'!$D12=\"\"),\"\",E27/'Historical scenario - input'!$D12),\"\")","v":""},{"$f":"IFERROR(IF(OR(F27=\"\",'Historical scenario - input'!$D12=\"\"),\"\",F27/'Historical scenario - input'!$D12),\"\")","v":""},{"$f":"IFERROR(IF(OR(G27=\"\",'Historical scenario - input'!$D12=\"\"),\"\",G27/'Historical scenario - input'!$D12),\"\")","v":""},{"$f":"IFERROR(IF(OR(H27=\"\",'Historical scenario - input'!$D12=\"\"),\"\",H27/'Historical scenario - input'!$D12),\"\")","v":""},{"$f":"IFERROR(IF(OR(I27=\"\",'Historical scenario - input'!$D12=\"\"),\"\",I27/'Historical scenario - input'!$D12),\"\")","v":""},{"$f":"IFERROR(IF(OR(J27=\"\",'Historical scenario - input'!$D12=\"\"),\"\",J27/'Historical scenario - input'!$D12),\"\")","v":""},{"$f":"IFERROR(IF(OR(K27=\"\",'Historical scenario - input'!$D12=\"\"),\"\",K27/'Historical scenario - input'!$D12),\"\")","v":""},{"$f":"IFERROR(IF(OR(L27=\"\",'Historical scenario - input'!$D12=\"\"),\"\",L27/'Historical scenario - input'!$D12),\"\")","v":""},{"$f":"IFERROR(IF(OR(M27=\"\",'Historical scenario - input'!$D12=\"\"),\"\",M27/'Historical scenario - input'!$D12),\"\")","v":""},{"$f":"IFERROR(IF(OR(N27=\"\",'Historical scenario - input'!$D12=\"\"),\"\",N27/'Historical scenario - input'!$D12),\"\")","v":""},{"$f":"IFERROR(IF(OR(O27=\"\",'Historical scenario - input'!$D12=\"\"),\"\",O27/'Historical scenario - input'!$D12),\"\")","v":""},{"$f":"IFERROR(IF(OR(P27=\"\",'Historical scenario - input'!$D12=\"\"),\"\",P27/'Historical scenario - input'!$D12),\"\")","v":""},{"$f":"IFERROR(IF(OR(Q27=\"\",'Historical scenario - input'!$D12=\"\"),\"\",Q27/'Historical scenario - input'!$D12),\"\")","v":""},{"$f":"IFERROR(IF(OR(R27=\"\",'Historical scenario - input'!$D12=\"\"),\"\",R27/'Historical scenario - input'!$D12),\"\")","v":""},{"$f":"IFERROR(IF(OR(S27=\"\",'Historical scenario - input'!$D12=\"\"),\"\",S27/'Historical scenario - input'!$D12),\"\")","v":""},{"$f":"IFERROR(IF(OR(T27=\"\",'Historical scenario - input'!$D12=\"\"),\"\",T27/'Historical scenario - input'!$D12),\"\")","v":""},{"$f":"IFERROR(IF(OR(U27=\"\",'Historical scenario - input'!$D12=\"\"),\"\",U27/'Historical scenario - input'!$D12),\"\")","v":""},{"$f":"IFERROR(IF(OR(V27=\"\",'Historical scenario - input'!$D12=\"\"),\"\",V27/'Historical scenario - input'!$D12),\"\")","v":""},{"$f":"IFERROR(IF(OR(W27=\"\",'Historical scenario - input'!$D12=\"\"),\"\",W27/'Historical scenario - input'!$D12),\"\")","v":""}]
[{"$f":"IFERROR('Historical scenario - input'!A13,\"\")","v":2},{"$f":"IFERROR('Historical scenario - input'!B13,\"\")","v":"POLES"},{"$f":"IFERROR('Historical scenario - input'!C13,\"\")","v":"˂ = 1 kv ; steel"},{"$f":"IFERROR(repcalc('Historical scenario - input'!$CV13:$GH13,'Historical scenario - input'!$G13,'Historical scenario - input'!$E13,'Historical scenario - input'!$F13,20,TRUE,TRUE),\"\")","v":""},"","","","","","","","","","","","","","","","","","","",{"$f":"IFERROR(IF(OR(D28=\"\",'Historical scenario - input'!$D13=\"\"),\"\",D28/'Historical scenario - input'!$D13),\"\")","v":""},{"$f":"IFERROR(IF(OR(E28=\"\",'Historical scenario - input'!$D13=\"\"),\"\",E28/'Historical scenario - input'!$D13),\"\")","v":""},{"$f":"IFERROR(IF(OR(F28=\"\",'Historical scenario - input'!$D13=\"\"),\"\",F28/'Historical scenario - input'!$D13),\"\")","v":""},{"$f":"IFERROR(IF(OR(G28=\"\",'Historical scenario - input'!$D13=\"\"),\"\",G28/'Historical scenario - input'!$D13),\"\")","v":""},{"$f":"IFERROR(IF(OR(H28=\"\",'Historical scenario - input'!$D13=\"\"),\"\",H28/'Historical scenario - input'!$D13),\"\")","v":""},{"$f":"IFERROR(IF(OR(I28=\"\",'Historical scenario - input'!$D13=\"\"),\"\",I28/'Historical scenario - input'!$D13),\"\")","v":""},{"$f":"IFERROR(IF(OR(J28=\"\",'Historical scenario - input'!$D13=\"\"),\"\",J28/'Historical scenario - input'!$D13),\"\")","v":""},{"$f":"IFERROR(IF(OR(K28=\"\",'Historical scenario - input'!$D13=\"\"),\"\",K28/'Historical scenario - input'!$D13),\"\")","v":""},{"$f":"IFERROR(IF(OR(L28=\"\",'Historical scenario - input'!$D13=\"\"),\"\",L28/'Historical scenario - input'!$D13),\"\")","v":""},{"$f":"IFERROR(IF(OR(M28=\"\",'Historical scenario - input'!$D13=\"\"),\"\",M28/'Historical scenario - input'!$D13),\"\")","v":""},{"$f":"IFERROR(IF(OR(N28=\"\",'Historical scenario - input'!$D13=\"\"),\"\",N28/'Historical scenario - input'!$D13),\"\")","v":""},{"$f":"IFERROR(IF(OR(O28=\"\",'Historical scenario - input'!$D13=\"\"),\"\",O28/'Historical scenario - input'!$D13),\"\")","v":""},{"$f":"IFERROR(IF(OR(P28=\"\",'Historical scenario - input'!$D13=\"\"),\"\",P28/'Historical scenario - input'!$D13),\"\")","v":""},{"$f":"IFERROR(IF(OR(Q28=\"\",'Historical scenario - input'!$D13=\"\"),\"\",Q28/'Historical scenario - input'!$D13),\"\")","v":""},{"$f":"IFERROR(IF(OR(R28=\"\",'Historical scenario - input'!$D13=\"\"),\"\",R28/'Historical scenario - input'!$D13),\"\")","v":""},{"$f":"IFERROR(IF(OR(S28=\"\",'Historical scenario - input'!$D13=\"\"),\"\",S28/'Historical scenario - input'!$D13),\"\")","v":""},{"$f":"IFERROR(IF(OR(T28=\"\",'Historical scenario - input'!$D13=\"\"),\"\",T28/'Historical scenario - input'!$D13),\"\")","v":""},{"$f":"IFERROR(IF(OR(U28=\"\",'Historical scenario - input'!$D13=\"\"),\"\",U28/'Historical scenario - input'!$D13),\"\")","v":""},{"$f":"IFERROR(IF(OR(V28=\"\",'Historical scenario - input'!$D13=\"\"),\"\",V28/'Historical scenario - input'!$D13),\"\")","v":""},{"$f":"IFERROR(IF(OR(W28=\"\",'Historical scenario - input'!$D13=\"\"),\"\",W28/'Historical scenario - input'!$D13),\"\")","v":""}]
[{"$f":"IFERROR('Historical scenario - input'!A14,\"\")","v":2},{"$f":"IFERROR('Historical scenario - input'!B14,\"\")","v":"POLES"},{"$f":"IFERROR('Historical scenario - input'!C14,\"\")","v":"˂ = 1 kv ; wood"},{"$f":"IFERROR(repcalc('Historical scenario - input'!$CV14:$GH14,'Historical scenario - input'!$G14,'Historical scenario - input'!$E14,'Historical scenario - input'!$F14,20,TRUE,TRUE),\"\")","v":""},"","","","","","","","","","","","","","","","","","","",{"$f":"IFERROR(IF(OR(D29=\"\",'Historical scenario - input'!$D14=\"\"),\"\",D29/'Historical scenario - input'!$D14),\"\")","v":""},{"$f":"IFERROR(IF(OR(E29=\"\",'Historical scenario - input'!$D14=\"\"),\"\",E29/'Historical scenario - input'!$D14),\"\")","v":""},{"$f":"IFERROR(IF(OR(F29=\"\",'Historical scenario - input'!$D14=\"\"),\"\",F29/'Historical scenario - input'!$D14),\"\")","v":""},{"$f":"IFERROR(IF(OR(G29=\"\",'Historical scenario - input'!$D14=\"\"),\"\",G29/'Historical scenario - input'!$D14),\"\")","v":""},{"$f":"IFERROR(IF(OR(H29=\"\",'Historical scenario - input'!$D14=\"\"),\"\",H29/'Historical scenario - input'!$D14),\"\")","v":""},{"$f":"IFERROR(IF(OR(I29=\"\",'Historical scenario - input'!$D14=\"\"),\"\",I29/'Historical scenario - input'!$D14),\"\")","v":""},{"$f":"IFERROR(IF(OR(J29=\"\",'Historical scenario - input'!$D14=\"\"),\"\",J29/'Historical scenario - input'!$D14),\"\")","v":""},{"$f":"IFERROR(IF(OR(K29=\"\",'Historical scenario - input'!$D14=\"\"),\"\",K29/'Historical scenario - input'!$D14),\"\")","v":""},{"$f":"IFERROR(IF(OR(L29=\"\",'Historical scenario - input'!$D14=\"\"),\"\",L29/'Historical scenario - input'!$D14),\"\")","v":""},{"$f":"IFERROR(IF(OR(M29=\"\",'Historical scenario - input'!$D14=\"\"),\"\",M29/'Historical scenario - input'!$D14),\"\")","v":""},{"$f":"IFERROR(IF(OR(N29=\"\",'Historical scenario - input'!$D14=\"\"),\"\",N29/'Historical scenario - input'!$D14),\"\")","v":""},{"$f":"IFERROR(IF(OR(O29=\"\",'Historical scenario - input'!$D14=\"\"),\"\",O29/'Historical scenario - input'!$D14),\"\")","v":""},{"$f":"IFERROR(IF(OR(P29=\"\",'Historical scenario - input'!$D14=\"\"),\"\",P29/'Historical scenario - input'!$D14),\"\")","v":""},{"$f":"IFERROR(IF(OR(Q29=\"\",'Historical scenario - input'!$D14=\"\"),\"\",Q29/'Historical scenario - input'!$D14),\"\")","v":""},{"$f":"IFERROR(IF(OR(R29=\"\",'Historical scenario - input'!$D14=\"\"),\"\",R29/'Historical scenario - input'!$D14),\"\")","v":""},{"$f":"IFERROR(IF(OR(S29=\"\",'Historical scenario - input'!$D14=\"\"),\"\",S29/'Historical scenario - input'!$D14),\"\")","v":""},{"$f":"IFERROR(IF(OR(T29=\"\",'Historical scenario - input'!$D14=\"\"),\"\",T29/'Historical scenario - input'!$D14),\"\")","v":""},{"$f":"IFERROR(IF(OR(U29=\"\",'Historical scenario - input'!$D14=\"\"),\"\",U29/'Historical scenario - input'!$D14),\"\")","v":""},{"$f":"IFERROR(IF(OR(V29=\"\",'Historical scenario - input'!$D14=\"\"),\"\",V29/'Historical scenario - input'!$D14),\"\")","v":""},{"$f":"IFERROR(IF(OR(W29=\"\",'Historical scenario - input'!$D14=\"\"),\"\",W29/'Historical scenario - input'!$D14),\"\")","v":""}]
[{"$f":"IFERROR('Historical scenario - input'!A15,\"\")","v":0},{"$f":"IFERROR('Historical scenario - input'!B15,\"\")","v":"POLES"},{"$f":"IFERROR('Historical scenario - input'!C15,\"\")","v":"˃ 11 kv & < = 22 kv ; concrete"},{"$f":"IFERROR(repcalc('Historical scenario - input'!$CV15:$GH15,'Historical scenario - input'!$G15,'Historical scenario - input'!$E15,'Historical scenario - input'!$F15,20,TRUE,TRUE),\"\")","v":""},"","","","","","","","","","","","","","","","","","","",{"$f":"IFERROR(IF(OR(D30=\"\",'Historical scenario - input'!$D15=\"\"),\"\",D30/'Historical scenario - input'!$D15),\"\")","v":""},{"$f":"IFERROR(IF(OR(E30=\"\",'Historical scenario - input'!$D15=\"\"),\"\",E30/'Historical scenario - input'!$D15),\"\")","v":""},{"$f":"IFERROR(IF(OR(F30=\"\",'Historical scenario - input'!$D15=\"\"),\"\",F30/'Historical scenario - input'!$D15),\"\")","v":""},{"$f":"IFERROR(IF(OR(G30=\"\",'Historical scenario - input'!$D15=\"\"),\"\",G30/'Historical scenario - input'!$D15),\"\")","v":""},{"$f":"IFERROR(IF(OR(H30=\"\",'Historical scenario - input'!$D15=\"\"),\"\",H30/'Historical scenario - input'!$D15),\"\")","v":""},{"$f":"IFERROR(IF(OR(I30=\"\",'Historical scenario - input'!$D15=\"\"),\"\",I30/'Historical scenario - input'!$D15),\"\")","v":""},{"$f":"IFERROR(IF(OR(J30=\"\",'Historical scenario - input'!$D15=\"\"),\"\",J30/'Historical scenario - input'!$D15),\"\")","v":""},{"$f":"IFERROR(IF(OR(K30=\"\",'Historical scenario - input'!$D15=\"\"),\"\",K30/'Historical scenario - input'!$D15),\"\")","v":""},{"$f":"IFERROR(IF(OR(L30=\"\",'Historical scenario - input'!$D15=\"\"),\"\",L30/'Historical scenario - input'!$D15),\"\")","v":""},{"$f":"IFERROR(IF(OR(M30=\"\",'Historical scenario - input'!$D15=\"\"),\"\",M30/'Historical scenario - input'!$D15),\"\")","v":""},{"$f":"IFERROR(IF(OR(N30=\"\",'Historical scenario - input'!$D15=\"\"),\"\",N30/'Historical scenario - input'!$D15),\"\")","v":""},{"$f":"IFERROR(IF(OR(O30=\"\",'Historical scenario - input'!$D15=\"\"),\"\",O30/'Historical scenario - input'!$D15),\"\")","v":""},{"$f":"IFERROR(IF(OR(P30=\"\",'Historical scenario - input'!$D15=\"\"),\"\",P30/'Historical scenario - input'!$D15),\"\")","v":""},{"$f":"IFERROR(IF(OR(Q30=\"\",'Historical scenario - input'!$D15=\"\"),\"\",Q30/'Historical scenario - input'!$D15),\"\")","v":""},{"$f":"IFERROR(IF(OR(R30=\"\",'Historical scenario - input'!$D15=\"\"),\"\",R30/'Historical scenario - input'!$D15),\"\")","v":""},{"$f":"IFERROR(IF(OR(S30=\"\",'Historical scenario - input'!$D15=\"\"),\"\",S30/'Historical scenario - input'!$D15),\"\")","v":""},{"$f":"IFERROR(IF(OR(T30=\"\",'Historical scenario - input'!$D15=\"\"),\"\",T30/'Historical scenario - input'!$D15),\"\")","v":""},{"$f":"IFERROR(IF(OR(U30=\"\",'Historical scenario - input'!$D15=\"\"),\"\",U30/'Historical scenario - input'!$D15),\"\")","v":""},{"$f":"IFERROR(IF(OR(V30=\"\",'Historical scenario - input'!$D15=\"\"),\"\",V30/'Historical scenario - input'!$D15),\"\")","v":""},{"$f":"IFERROR(IF(OR(W30=\"\",'Historical scenario - input'!$D15=\"\"),\"\",W30/'Historical scenario - input'!$D15),\"\")","v":""}]
[{"$f":"IFERROR('Historical scenario - input'!A16,\"\")","v":2},{"$f":"IFERROR('Historical scenario - input'!B16,\"\")","v":"POLES"},{"$f":"IFERROR('Historical scenario - input'!C16,\"\")","v":"˃ 11 kv & < = 22 kv ; steel"},{"$f":"IFERROR(repcalc('Historical scenario - input'!$CV16:$GH16,'Historical scenario - input'!$G16,'Historical scenario - input'!$E16,'Historical scenario - input'!$F16,20,TRUE,TRUE),\"\")","v":""},"","","","","","","","","","","","","","","","","","","",{"$f":"IFERROR(IF(OR(D31=\"\",'Historical scenario - input'!$D16=\"\"),\"\",D31/'Historical scenario - input'!$D16),\"\")","v":""},{"$f":"IFERROR(IF(OR(E31=\"\",'Historical scenario - input'!$D16=\"\"),\"\",E31/'Historical scenario - input'!$D16),\"\")","v":""},{"$f":"IFERROR(IF(OR(F31=\"\",'Historical scenario - input'!$D16=\"\"),\"\",F31/'Historical scenario - input'!$D16),\"\")","v":""},{"$f":"IFERROR(IF(OR(G31=\"\",'Historical scenario - input'!$D16=\"\"),\"\",G31/'Historical scenario - input'!$D16),\"\")","v":""},{"$f":"IFERROR(IF(OR(H31=\"\",'Historical scenario - input'!$D16=\"\"),\"\",H31/'Historical scenario - input'!$D16),\"\")","v":""},{"$f":"IFERROR(IF(OR(I31=\"\",'Historical scenario - input'!$D16=\"\"),\"\",I31/'Historical scenario - input'!$D16),\"\")","v":""},{"$f":"IFERROR(IF(OR(J31=\"\",'Historical scenario - input'!$D16=\"\"),\"\",J31/'Historical scenario - input'!$D16),\"\")","v":""},{"$f":"IFERROR(IF(OR(K31=\"\",'Historical scenario - input'!$D16=\"\"),\"\",K31/'Historical scenario - input'!$D16),\"\")","v":""},{"$f":"IFERROR(IF(OR(L31=\"\",'Historical scenario - input'!$D16=\"\"),\"\",L31/'Historical scenario - input'!$D16),\"\")","v":""},{"$f":"IFERROR(IF(OR(M31=\"\",'Historical scenario - input'!$D16=\"\"),\"\",M31/'Historical scenario - input'!$D16),\"\")","v":""},{"$f":"IFERROR(IF(OR(N31=\"\",'Historical scenario - input'!$D16=\"\"),\"\",N31/'Historical scenario - input'!$D16),\"\")","v":""},{"$f":"IFERROR(IF(OR(O31=\"\",'Historical scenario - input'!$D16=\"\"),\"\",O31/'Historical scenario - input'!$D16),\"\")","v":""},{"$f":"IFERROR(IF(OR(P31=\"\",'Historical scenario - input'!$D16=\"\"),\"\",P31/'Historical scenario - input'!$D16),\"\")","v":""},{"$f":"IFERROR(IF(OR(Q31=\"\",'Historical scenario - input'!$D16=\"\"),\"\",Q31/'Historical scenario - input'!$D16),\"\")","v":""},{"$f":"IFERROR(IF(OR(R31=\"\",'Historical scenario - input'!$D16=\"\"),\"\",R31/'Historical scenario - input'!$D16),\"\")","v":""},{"$f":"IFERROR(IF(OR(S31=\"\",'Historical scenario - input'!$D16=\"\"),\"\",S31/'Historical scenario - input'!$D16),\"\")","v":""},{"$f":"IFERROR(IF(OR(T31=\"\",'Historical scenario - input'!$D16=\"\"),\"\",T31/'Historical scenario - input'!$D16),\"\")","v":""},{"$f":"IFERROR(IF(OR(U31=\"\",'Historical scenario - input'!$D16=\"\"),\"\",U31/'Historical scenario - input'!$D16),\"\")","v":""},{"$f":"IFERROR(IF(OR(V31=\"\",'Historical scenario - input'!$D16=\"\"),\"\",V31/'Historical scenario - input'!$D16),\"\")","v":""},{"$f":"IFERROR(IF(OR(W31=\"\",'Historical scenario - input'!$D16=\"\"),\"\",W31/'Historical scenario - input'!$D16),\"\")","v":""}]
[{"$f":"IFERROR('Historical scenario - input'!A17,\"\")","v":2},{"$f":"IFERROR('Historical scenario - input'!B17,\"\")","v":"POLES"},{"$f":"IFERROR('Historical scenario - input'!C17,\"\")","v":"˃ 11 kv & < = 22 kv ; wood"},{"$f":"IFERROR(repcalc('Historical scenario - input'!$CV17:$GH17,'Historical scenario - input'!$G17,'Historical scenario - input'!$E17,'Historical scenario - input'!$F17,20,TRUE,TRUE),\"\")","v":""},"","","","","","","","","","","","","","","","","","","",{"$f":"IFERROR(IF(OR(D32=\"\",'Historical scenario - input'!$D17=\"\"),\"\",D32/'Historical scenario - input'!$D17),\"\")","v":""},{"$f":"IFERROR(IF(OR(E32=\"\",'Historical scenario - input'!$D17=\"\"),\"\",E32/'Historical scenario - input'!$D17),\"\")","v":""},{"$f":"IFERROR(IF(OR(F32=\"\",'Historical scenario - input'!$D17=\"\"),\"\",F32/'Historical scenario - input'!$D17),\"\")","v":""},{"$f":"IFERROR(IF(OR(G32=\"\",'Historical scenario - input'!$D17=\"\"),\"\",G32/'Historical scenario - input'!$D17),\"\")","v":""},{"$f":"IFERROR(IF(OR(H32=\"\",'Historical scenario - input'!$D17=\"\"),\"\",H32/'Historical scenario - input'!$D17),\"\")","v":""},{"$f":"IFERROR(IF(OR(I32=\"\",'Historical scenario - input'!$D17=\"\"),\"\",I32/'Historical scenario - input'!$D17),\"\")","v":""},{"$f":"IFERROR(IF(OR(J32=\"\",'Historical scenario - input'!$D17=\"\"),\"\",J32/'Historical scenario - input'!$D17),\"\")","v":""},{"$f":"IFERROR(IF(OR(K32=\"\",'Historical scenario - input'!$D17=\"\"),\"\",K32/'Historical scenario - input'!$D17),\"\")","v":""},{"$f":"IFERROR(IF(OR(L32=\"\",'Historical scenario - input'!$D17=\"\"),\"\",L32/'Historical scenario - input'!$D17),\"\")","v":""},{"$f":"IFERROR(IF(OR(M32=\"\",'Historical scenario - input'!$D17=\"\"),\"\",M32/'Historical scenario - input'!$D17),\"\")","v":""},{"$f":"IFERROR(IF(OR(N32=\"\",'Historical scenario - input'!$D17=\"\"),\"\",N32/'Historical scenario - input'!$D17),\"\")","v":""},{"$f":"IFERROR(IF(OR(O32=\"\",'Historical scenario - input'!$D17=\"\"),\"\",O32/'Historical scenario - input'!$D17),\"\")","v":""},{"$f":"IFERROR(IF(OR(P32=\"\",'Historical scenario - input'!$D17=\"\"),\"\",P32/'Historical scenario - input'!$D17),\"\")","v":""},{"$f":"IFERROR(IF(OR(Q32=\"\",'Historical scenario - input'!$D17=\"\"),\"\",Q32/'Historical scenario - input'!$D17),\"\")","v":""},{"$f":"IFERROR(IF(OR(R32=\"\",'Historical scenario - input'!$D17=\"\"),\"\",R32/'Historical scenario - input'!$D17),\"\")","v":""},{"$f":"IFERROR(IF(OR(S32=\"\",'Historical scenario - input'!$D17=\"\"),\"\",S32/'Historical scenario - input'!$D17),\"\")","v":""},{"$f":"IFERROR(IF(OR(T32=\"\",'Historical scenario - input'!$D17=\"\"),\"\",T32/'Historical scenario - input'!$D17),\"\")","v":""},{"$f":"IFERROR(IF(OR(U32=\"\",'Historical scenario - input'!$D17=\"\"),\"\",U32/'Historical scenario - input'!$D17),\"\")","v":""},{"$f":"IFERROR(IF(OR(V32=\"\",'Historical scenario - input'!$D17=\"\"),\"\",V32/'Historical scenario - input'!$D17),\"\")","v":""},{"$f":"IFERROR(IF(OR(W32=\"\",'Historical scenario - input'!$D17=\"\"),\"\",W32/'Historical scenario - input'!$D17),\"\")","v":""}]
[{"$f":"IFERROR('Historical scenario - input'!A18,\"\")","v":0},{"$f":"IFERROR('Historical scenario - input'!B18,\"\")","v":"POLES"},{"$f":"IFERROR('Historical scenario - input'!C18,\"\")","v":"> 1 kv & < = 11 kv ; concrete"},{"$f":"IFERROR(repcalc('Historical scenario - input'!$CV18:$GH18,'Historical scenario - input'!$G18,'Historical scenario - input'!$E18,'Historical scenario - input'!$F18,20,TRUE,TRUE),\"\")","v":""},"","","","","","","","","","","","","","","","","","","",{"$f":"IFERROR(IF(OR(D33=\"\",'Historical scenario - input'!$D18=\"\"),\"\",D33/'Historical scenario - input'!$D18),\"\")","v":""},{"$f":"IFERROR(IF(OR(E33=\"\",'Historical scenario - input'!$D18=\"\"),\"\",E33/'Historical scenario - input'!$D18),\"\")","v":""},{"$f":"IFERROR(IF(OR(F33=\"\",'Historical scenario - input'!$D18=\"\"),\"\",F33/'Historical scenario - input'!$D18),\"\")","v":""},{"$f":"IFERROR(IF(OR(G33=\"\",'Historical scenario - input'!$D18=\"\"),\"\",G33/'Historical scenario - input'!$D18),\"\")","v":""},{"$f":"IFERROR(IF(OR(H33=\"\",'Historical scenario - input'!$D18=\"\"),\"\",H33/'Historical scenario - input'!$D18),\"\")","v":""},{"$f":"IFERROR(IF(OR(I33=\"\",'Historical scenario - input'!$D18=\"\"),\"\",I33/'Historical scenario - input'!$D18),\"\")","v":""},{"$f":"IFERROR(IF(OR(J33=\"\",'Historical scenario - input'!$D18=\"\"),\"\",J33/'Historical scenario - input'!$D18),\"\")","v":""},{"$f":"IFERROR(IF(OR(K33=\"\",'Historical scenario - input'!$D18=\"\"),\"\",K33/'Historical scenario - input'!$D18),\"\")","v":""},{"$f":"IFERROR(IF(OR(L33=\"\",'Historical scenario - input'!$D18=\"\"),\"\",L33/'Historical scenario - input'!$D18),\"\")","v":""},{"$f":"IFERROR(IF(OR(M33=\"\",'Historical scenario - input'!$D18=\"\"),\"\",M33/'Historical scenario - input'!$D18),\"\")","v":""},{"$f":"IFERROR(IF(OR(N33=\"\",'Historical scenario - input'!$D18=\"\"),\"\",N33/'Historical scenario - input'!$D18),\"\")","v":""},{"$f":"IFERROR(IF(OR(O33=\"\",'Historical scenario - input'!$D18=\"\"),\"\",O33/'Historical scenario - input'!$D18),\"\")","v":""},{"$f":"IFERROR(IF(OR(P33=\"\",'Historical scenario - input'!$D18=\"\"),\"\",P33/'Historical scenario - input'!$D18),\"\")","v":""},{"$f":"IFERROR(IF(OR(Q33=\"\",'Historical scenario - input'!$D18=\"\"),\"\",Q33/'Historical scenario - input'!$D18),\"\")","v":""},{"$f":"IFERROR(IF(OR(R33=\"\",'Historical scenario - input'!$D18=\"\"),\"\",R33/'Historical scenario - input'!$D18),\"\")","v":""},{"$f":"IFERROR(IF(OR(S33=\"\",'Historical scenario - input'!$D18=\"\"),\"\",S33/'Historical scenario - input'!$D18),\"\")","v":""},{"$f":"IFERROR(IF(OR(T33=\"\",'Historical scenario - input'!$D18=\"\"),\"\",T33/'Historical scenario - input'!$D18),\"\")","v":""},{"$f":"IFERROR(IF(OR(U33=\"\",'Historical scenario - input'!$D18=\"\"),\"\",U33/'Historical scenario - input'!$D18),\"\")","v":""},{"$f":"IFERROR(IF(OR(V33=\"\",'Historical scenario - input'!$D18=\"\"),\"\",V33/'Historical scenario - input'!$D18),\"\")","v":""},{"$f":"IFERROR(IF(OR(W33=\"\",'Historical scenario - input'!$D18=\"\"),\"\",W33/'Historical scenario - input'!$D18),\"\")","v":""}]
[{"$f":"IFERROR('Historical scenario - input'!A19,\"\")","v":2},{"$f":"IFERROR('Historical scenario - input'!B19,\"\")","v":"POLES"},{"$f":"IFERROR('Historical scenario - input'!C19,\"\")","v":"> 1 kv & < = 11 kv ; steel"},{"$f":"IFERROR(repcalc('Historical scenario - input'!$CV19:$GH19,'Historical scenario - input'!$G19,'Historical scenario - input'!$E19,'Historical scenario - input'!$F19,20,TRUE,TRUE),\"\")","v":""},"","","","","","","","","","","","","","","","","","","",{"$f":"IFERROR(IF(OR(D34=\"\",'Historical scenario - input'!$D19=\"\"),\"\",D34/'Historical scenario - input'!$D19),\"\")","v":""},{"$f":"IFERROR(IF(OR(E34=\"\",'Historical scenario - input'!$D19=\"\"),\"\",E34/'Historical scenario - input'!$D19),\"\")","v":""},{"$f":"IFERROR(IF(OR(F34=\"\",'Historical scenario - input'!$D19=\"\"),\"\",F34/'Historical scenario - input'!$D19),\"\")","v":""},{"$f":"IFERROR(IF(OR(G34=\"\",'Historical scenario - input'!$D19=\"\"),\"\",G34/'Historical scenario - input'!$D19),\"\")","v":""},{"$f":"IFERROR(IF(OR(H34=\"\",'Historical scenario - input'!$D19=\"\"),\"\",H34/'Historical scenario - input'!$D19),\"\")","v":""},{"$f":"IFERROR(IF(OR(I34=\"\",'Historical scenario - input'!$D19=\"\"),\"\",I34/'Historical scenario - input'!$D19),\"\")","v":""},{"$f":"IFERROR(IF(OR(J34=\"\",'Historical scenario - input'!$D19=\"\"),\"\",J34/'Historical scenario - input'!$D19),\"\")","v":""},{"$f":"IFERROR(IF(OR(K34=\"\",'Historical scenario - input'!$D19=\"\"),\"\",K34/'Historical scenario - input'!$D19),\"\")","v":""},{"$f":"IFERROR(IF(OR(L34=\"\",'Historical scenario - input'!$D19=\"\"),\"\",L34/'Historical scenario - input'!$D19),\"\")","v":""},{"$f":"IFERROR(IF(OR(M34=\"\",'Historical scenario - input'!$D19=\"\"),\"\",M34/'Historical scenario - input'!$D19),\"\")","v":""},{"$f":"IFERROR(IF(OR(N34=\"\",'Historical scenario - input'!$D19=\"\"),\"\",N34/'Historical scenario - input'!$D19),\"\")","v":""},{"$f":"IFERROR(IF(OR(O34=\"\",'Historical scenario - input'!$D19=\"\"),\"\",O34/'Historical scenario - input'!$D19),\"\")","v":""},{"$f":"IFERROR(IF(OR(P34=\"\",'Historical scenario - input'!$D19=\"\"),\"\",P34/'Historical scenario - input'!$D19),\"\")","v":""},{"$f":"IFERROR(IF(OR(Q34=\"\",'Historical scenario - input'!$D19=\"\"),\"\",Q34/'Historical scenario - input'!$D19),\"\")","v":""},{"$f":"IFERROR(IF(OR(R34=\"\",'Historical scenario - input'!$D19=\"\"),\"\",R34/'Historical scenario - input'!$D19),\"\")","v":""},{"$f":"IFERROR(IF(OR(S34=\"\",'Historical scenario - input'!$D19=\"\"),\"\",S34/'Historical scenario - input'!$D19),\"\")","v":""},{"$f":"IFERROR(IF(OR(T34=\"\",'Historical scenario - input'!$D19=\"\"),\"\",T34/'Historical scenario - input'!$D19),\"\")","v":""},{"$f":"IFERROR(IF(OR(U34=\"\",'Historical scenario - input'!$D19=\"\"),\"\",U34/'Historical scenario - input'!$D19),\"\")","v":""},{"$f":"IFERROR(IF(OR(V34=\"\",'Historical scenario - input'!$D19=\"\"),\"\",V34/'Historical scenario - input'!$D19),\"\")","v":""},{"$f":"IFERROR(IF(OR(W34=\"\",'Historical scenario - input'!$D19=\"\"),\"\",W34/'Historical scenario - input'!$D19),\"\")","v":""}]
[{"$f":"IFERROR('Historical scenario - input'!A20,\"\")","v":2},{"$f":"IFERROR('Historical scenario - input'!B20,\"\")","v":"POLES"},{"$f":"IFERROR('Historical scenario - input'!C20,\"\")","v":"> 1 kv & < = 11 kv ; wood"},{"$f":"IFERROR(repcalc('Historical scenario - input'!$CV20:$GH20,'Historical scenario - input'!$G20,'Historical scenario - input'!$E20,'Historical scenario - input'!$F20,20,TRUE,TRUE),\"\")","v":""},"","","","","","","","","","","","","","","","","","","",{"$f":"IFERROR(IF(OR(D35=\"\",'Historical scenario - input'!$D20=\"\"),\"\",D35/'Historical scenario - input'!$D20),\"\")","v":""},{"$f":"IFERROR(IF(OR(E35=\"\",'Historical scenario - input'!$D20=\"\"),\"\",E35/'Historical scenario - input'!$D20),\"\")","v":""},{"$f":"IFERROR(IF(OR(F35=\"\",'Historical scenario - input'!$D20=\"\"),\"\",F35/'Historical scenario - input'!$D20),\"\")","v":""},{"$f":"IFERROR(IF(OR(G35=\"\",'Historical scenario - input'!$D20=\"\"),\"\",G35/'Historical scenario - input'!$D20),\"\")","v":""},{"$f":"IFERROR(IF(OR(H35=\"\",'Historical scenario - input'!$D20=\"\"),\"\",H35/'Historical scenario - input'!$D20),\"\")","v":""},{"$f":"IFERROR(IF(OR(I35=\"\",'Historical scenario - input'!$D20=\"\"),\"\",I35/'Historical scenario - input'!$D20),\"\")","v":""},{"$f":"IFERROR(IF(OR(J35=\"\",'Historical scenario - input'!$D20=\"\"),\"\",J35/'Historical scenario - input'!$D20),\"\")","v":""},{"$f":"IFERROR(IF(OR(K35=\"\",'Historical scenario - input'!$D20=\"\"),\"\",K35/'Historical scenario - input'!$D20),\"\")","v":""},{"$f":"IFERROR(IF(OR(L35=\"\",'Historical scenario - input'!$D20=\"\"),\"\",L35/'Historical scenario - input'!$D20),\"\")","v":""},{"$f":"IFERROR(IF(OR(M35=\"\",'Historical scenario - input'!$D20=\"\"),\"\",M35/'Historical scenario - input'!$D20),\"\")","v":""},{"$f":"IFERROR(IF(OR(N35=\"\",'Historical scenario - input'!$D20=\"\"),\"\",N35/'Historical scenario - input'!$D20),\"\")","v":""},{"$f":"IFERROR(IF(OR(O35=\"\",'Historical scenario - input'!$D20=\"\"),\"\",O35/'Historical scenario - input'!$D20),\"\")","v":""},{"$f":"IFERROR(IF(OR(P35=\"\",'Historical scenario - input'!$D20=\"\"),\"\",P35/'Historical scenario - input'!$D20),\"\")","v":""},{"$f":"IFERROR(IF(OR(Q35=\"\",'Historical scenario - input'!$D20=\"\"),\"\",Q35/'Historical scenario - input'!$D20),\"\")","v":""},{"$f":"IFERROR(IF(OR(R35=\"\",'Historical scenario - input'!$D20=\"\"),\"\",R35/'Historical scenario - input'!$D20),\"\")","v":""},{"$f":"IFERROR(IF(OR(S35=\"\",'Historical scenario - input'!$D20=\"\"),\"\",S35/'Historical scenario - input'!$D20),\"\")","v":""},{"$f":"IFERROR(IF(OR(T35=\"\",'Historical scenario - input'!$D20=\"\"),\"\",T35/'Historical scenario - input'!$D20),\"\")","v":""},{"$f":"IFERROR(IF(OR(U35=\"\",'Historical scenario - input'!$D20=\"\"),\"\",U35/'Historical scenario - input'!$D20),\"\")","v":""},{"$f":"IFERROR(IF(OR(V35=\"\",'Historical scenario - input'!$D20=\"\"),\"\",V35/'Historical scenario - input'!$D20),\"\")","v":""},{"$f":"IFERROR(IF(OR(W35=\"\",'Historical scenario - input'!$D20=\"\"),\"\",W35/'Historical scenario - input'!$D20),\"\")","v":""}]
[{"$f":"IFERROR('Historical scenario - input'!A21,\"\")","v":0},{"$f":"IFERROR('Historical scenario - input'!B21,\"\")","v":"POLES"},{"$f":"IFERROR('Historical scenario - input'!C21,\"\")","v":"> 22 kv & < = 66 kv ; concrete"},{"$f":"IFERROR(repcalc('Historical scenario - input'!$CV21:$GH21,'Historical scenario - input'!$G21,'Historical scenario - input'!$E21,'Historical scenario - input'!$F21,20,TRUE,TRUE),\"\")","v":""},"","","","","","","","","","","","","","","","","","","",{"$f":"IFERROR(IF(OR(D36=\"\",'Historical scenario - input'!$D21=\"\"),\"\",D36/'Historical scenario - input'!$D21),\"\")","v":""},{"$f":"IFERROR(IF(OR(E36=\"\",'Historical scenario - input'!$D21=\"\"),\"\",E36/'Historical scenario - input'!$D21),\"\")","v":""},{"$f":"IFERROR(IF(OR(F36=\"\",'Historical scenario - input'!$D21=\"\"),\"\",F36/'Historical scenario - input'!$D21),\"\")","v":""},{"$f":"IFERROR(IF(OR(G36=\"\",'Historical scenario - input'!$D21=\"\"),\"\",G36/'Historical scenario - input'!$D21),\"\")","v":""},{"$f":"IFERROR(IF(OR(H36=\"\",'Historical scenario - input'!$D21=\"\"),\"\",H36/'Historical scenario - input'!$D21),\"\")","v":""},{"$f":"IFERROR(IF(OR(I36=\"\",'Historical scenario - input'!$D21=\"\"),\"\",I36/'Historical scenario - input'!$D21),\"\")","v":""},{"$f":"IFERROR(IF(OR(J36=\"\",'Historical scenario - input'!$D21=\"\"),\"\",J36/'Historical scenario - input'!$D21),\"\")","v":""},{"$f":"IFERROR(IF(OR(K36=\"\",'Historical scenario - input'!$D21=\"\"),\"\",K36/'Historical scenario - input'!$D21),\"\")","v":""},{"$f":"IFERROR(IF(OR(L36=\"\",'Historical scenario - input'!$D21=\"\"),\"\",L36/'Historical scenario - input'!$D21),\"\")","v":""},{"$f":"IFERROR(IF(OR(M36=\"\",'Historical scenario - input'!$D21=\"\"),\"\",M36/'Historical scenario - input'!$D21),\"\")","v":""},{"$f":"IFERROR(IF(OR(N36=\"\",'Historical scenario - input'!$D21=\"\"),\"\",N36/'Historical scenario - input'!$D21),\"\")","v":""},{"$f":"IFERROR(IF(OR(O36=\"\",'Historical scenario - input'!$D21=\"\"),\"\",O36/'Historical scenario - input'!$D21),\"\")","v":""},{"$f":"IFERROR(IF(OR(P36=\"\",'Historical scenario - input'!$D21=\"\"),\"\",P36/'Historical scenario - input'!$D21),\"\")","v":""},{"$f":"IFERROR(IF(OR(Q36=\"\",'Historical scenario - input'!$D21=\"\"),\"\",Q36/'Historical scenario - input'!$D21),\"\")","v":""},{"$f":"IFERROR(IF(OR(R36=\"\",'Historical scenario - input'!$D21=\"\"),\"\",R36/'Historical scenario - input'!$D21),\"\")","v":""},{"$f":"IFERROR(IF(OR(S36=\"\",'Historical scenario - input'!$D21=\"\"),\"\",S36/'Historical scenario - input'!$D21),\"\")","v":""},{"$f":"IFERROR(IF(OR(T36=\"\",'Historical scenario - input'!$D21=\"\"),\"\",T36/'Historical scenario - input'!$D21),\"\")","v":""},{"$f":"IFERROR(IF(OR(U36=\"\",'Historical scenario - input'!$D21=\"\"),\"\",U36/'Historical scenario - input'!$D21),\"\")","v":""},{"$f":"IFERROR(IF(OR(V36=\"\",'Historical scenario - input'!$D21=\"\"),\"\",V36/'Historical scenario - input'!$D21),\"\")","v":""},{"$f":"IFERROR(IF(OR(W36=\"\",'Historical scenario - input'!$D21=\"\"),\"\",W36/'Historical scenario - input'!$D21),\"\")","v":""}]
[{"$f":"IFERROR('Historical scenario - input'!A22,\"\")","v":2},{"$f":"IFERROR('Historical scenario - input'!B22,\"\")","v":"POLES"},{"$f":"IFERROR('Historical scenario - input'!C22,\"\")","v":"> 22 kv & < = 66 kv ; steel"},{"$f":"IFERROR(repcalc('Historical scenario - input'!$CV22:$GH22,'Historical scenario - input'!$G22,'Historical scenario - input'!$E22,'Historical scenario - input'!$F22,20,TRUE,TRUE),\"\")","v":""},"","","","","","","","","","","","","","","","","","","",{"$f":"IFERROR(IF(OR(D37=\"\",'Historical scenario - input'!$D22=\"\"),\"\",D37/'Historical scenario - input'!$D22),\"\")","v":""},{"$f":"IFERROR(IF(OR(E37=\"\",'Historical scenario - input'!$D22=\"\"),\"\",E37/'Historical scenario - input'!$D22),\"\")","v":""},{"$f":"IFERROR(IF(OR(F37=\"\",'Historical scenario - input'!$D22=\"\"),\"\",F37/'Historical scenario - input'!$D22),\"\")","v":""},{"$f":"IFERROR(IF(OR(G37=\"\",'Historical scenario - input'!$D22=\"\"),\"\",G37/'Historical scenario - input'!$D22),\"\")","v":""},{"$f":"IFERROR(IF(OR(H37=\"\",'Historical scenario - input'!$D22=\"\"),\"\",H37/'Historical scenario - input'!$D22),\"\")","v":""},{"$f":"IFERROR(IF(OR(I37=\"\",'Historical scenario - input'!$D22=\"\"),\"\",I37/'Historical scenario - input'!$D22),\"\")","v":""},{"$f":"IFERROR(IF(OR(J37=\"\",'Historical scenario - input'!$D22=\"\"),\"\",J37/'Historical scenario - input'!$D22),\"\")","v":""},{"$f":"IFERROR(IF(OR(K37=\"\",'Historical scenario - input'!$D22=\"\"),\"\",K37/'Historical scenario - input'!$D22),\"\")","v":""},{"$f":"IFERROR(IF(OR(L37=\"\",'Historical scenario - input'!$D22=\"\"),\"\",L37/'Historical scenario - input'!$D22),\"\")","v":""},{"$f":"IFERROR(IF(OR(M37=\"\",'Historical scenario - input'!$D22=\"\"),\"\",M37/'Historical scenario - input'!$D22),\"\")","v":""},{"$f":"IFERROR(IF(OR(N37=\"\",'Historical scenario - input'!$D22=\"\"),\"\",N37/'Historical scenario - input'!$D22),\"\")","v":""},{"$f":"IFERROR(IF(OR(O37=\"\",'Historical scenario - input'!$D22=\"\"),\"\",O37/'Historical scenario - input'!$D22),\"\")","v":""},{"$f":"IFERROR(IF(OR(P37=\"\",'Historical scenario - input'!$D22=\"\"),\"\",P37/'Historical scenario - input'!$D22),\"\")","v":""},{"$f":"IFERROR(IF(OR(Q37=\"\",'Historical scenario - input'!$D22=\"\"),\"\",Q37/'Historical scenario - input'!$D22),\"\")","v":""},{"$f":"IFERROR(IF(OR(R37=\"\",'Historical scenario - input'!$D22=\"\"),\"\",R37/'Historical scenario - input'!$D22),\"\")","v":""},{"$f":"IFERROR(IF(OR(S37=\"\",'Historical scenario - input'!$D22=\"\"),\"\",S37/'Historical scenario - input'!$D22),\"\")","v":""},{"$f":"IFERROR(IF(OR(T37=\"\",'Historical scenario - input'!$D22=\"\"),\"\",T37/'Historical scenario - input'!$D22),\"\")","v":""},{"$f":"IFERROR(IF(OR(U37=\"\",'Historical scenario - input'!$D22=\"\"),\"\",U37/'Historical scenario - input'!$D22),\"\")","v":""},{"$f":"IFERROR(IF(OR(V37=\"\",'Historical scenario - input'!$D22=\"\"),\"\",V37/'Historical scenario - input'!$D22),\"\")","v":""},{"$f":"IFERROR(IF(OR(W37=\"\",'Historical scenario - input'!$D22=\"\"),\"\",W37/'Historical scenario - input'!$D22),\"\")","v":""}]
[{"$f":"IFERROR('Historical scenario - input'!A23,\"\")","v":2},{"$f":"IFERROR('Historical scenario - input'!B23,\"\")","v":"POLES"},{"$f":"IFERROR('Historical scenario - input'!C23,\"\")","v":"> 22 kv & < = 66 kv ; wood"},{"$f":"IFERROR(repcalc('Historical scenario - input'!$CV23:$GH23,'Historical scenario - input'!$G23,'Historical scenario - input'!$E23,'Historical scenario - input'!$F23,20,TRUE,TRUE),\"\")","v":""},"","","","","","","","","","","","","","","","","","","",{"$f":"IFERROR(IF(OR(D38=\"\",'Historical scenario - input'!$D23=\"\"),\"\",D38/'Historical scenario - input'!$D23),\"\")","v":""},{"$f":"IFERROR(IF(OR(E38=\"\",'Historical scenario - input'!$D23=\"\"),\"\",E38/'Historical scenario - input'!$D23),\"\")","v":""},{"$f":"IFERROR(IF(OR(F38=\"\",'Historical scenario - input'!$D23=\"\"),\"\",F38/'Historical scenario - input'!$D23),\"\")","v":""},{"$f":"IFERROR(IF(OR(G38=\"\",'Historical scenario - input'!$D23=\"\"),\"\",G38/'Historical scenario - input'!$D23),\"\")","v":""},{"$f":"IFERROR(IF(OR(H38=\"\",'Historical scenario - input'!$D23=\"\"),\"\",H38/'Historical scenario - input'!$D23),\"\")","v":""},{"$f":"IFERROR(IF(OR(I38=\"\",'Historical scenario - input'!$D23=\"\"),\"\",I38/'Historical scenario - input'!$D23),\"\")","v":""},{"$f":"IFERROR(IF(OR(J38=\"\",'Historical scenario - input'!$D23=\"\"),\"\",J38/'Historical scenario - input'!$D23),\"\")","v":""},{"$f":"IFERROR(IF(OR(K38=\"\",'Historical scenario - input'!$D23=\"\"),\"\",K38/'Historical scenario - input'!$D23),\"\")","v":""},{"$f":"IFERROR(IF(OR(L38=\"\",'Historical scenario - input'!$D23=\"\"),\"\",L38/'Historical scenario - input'!$D23),\"\")","v":""},{"$f":"IFERROR(IF(OR(M38=\"\",'Historical scenario - input'!$D23=\"\"),\"\",M38/'Historical scenario - input'!$D23),\"\")","v":""},{"$f":"IFERROR(IF(OR(N38=\"\",'Historical scenario - input'!$D23=\"\"),\"\",N38/'Historical scenario - input'!$D23),\"\")","v":""},{"$f":"IFERROR(IF(OR(O38=\"\",'Historical scenario - input'!$D23=\"\"),\"\",O38/'Historical scenario - input'!$D23),\"\")","v":""},{"$f":"IFERROR(IF(OR(P38=\"\",'Historical scenario - input'!$D23=\"\"),\"\",P38/'Historical scenario - input'!$D23),\"\")","v":""},{"$f":"IFERROR(IF(OR(Q38=\"\",'Historical scenario - input'!$D23=\"\"),\"\",Q38/'Historical scenario - input'!$D23),\"\")","v":""},{"$f":"IFERROR(IF(OR(R38=\"\",'Historical scenario - input'!$D23=\"\"),\"\",R38/'Historical scenario - input'!$D23),\"\")","v":""},{"$f":"IFERROR(IF(OR(S38=\"\",'Historical scenario - input'!$D23=\"\"),\"\",S38/'Historical scenario - input'!$D23),\"\")","v":""},{"$f":"IFERROR(IF(OR(T38=\"\",'Historical scenario - input'!$D23=\"\"),\"\",T38/'Historical scenario - input'!$D23),\"\")","v":""},{"$f":"IFERROR(IF(OR(U38=\"\",'Historical scenario - input'!$D23=\"\"),\"\",U38/'Historical scenario - input'!$D23),\"\")","v":""},{"$f":"IFERROR(IF(OR(V38=\"\",'Historical scenario - input'!$D23=\"\"),\"\",V38/'Historical scenario - input'!$D23),\"\")","v":""},{"$f":"IFERROR(IF(OR(W38=\"\",'Historical scenario - input'!$D23=\"\"),\"\",W38/'Historical scenario - input'!$D23),\"\")","v":""}]
[{"$f":"IFERROR('Historical scenario - input'!A24,\"\")","v":2},{"$f":"IFERROR('Historical scenario - input'!B24,\"\")","v":"POLES"},{"$f":"IFERROR('Historical scenario - input'!C24,\"\")","v":"staking of a wooden pole"},{"$f":"IFERROR(repcalc('Historical scenario - input'!$CV24:$GH24,'Historical scenario - input'!$G24,'Historical scenario - input'!$E24,'Historical scenario - input'!$F24,20,TRUE,TRUE),\"\")","v":""},"","","","","","","","","","","","","","","","","","","",{"$f":"IFERROR(IF(OR(D39=\"\",'Historical scenario - input'!$D24=\"\"),\"\",D39/'Historical scenario - input'!$D24),\"\")","v":""},{"$f":"IFERROR(IF(OR(E39=\"\",'Historical scenario - input'!$D24=\"\"),\"\",E39/'Historical scenario - input'!$D24),\"\")","v":""},{"$f":"IFERROR(IF(OR(F39=\"\",'Historical scenario - input'!$D24=\"\"),\"\",F39/'Historical scenario - input'!$D24),\"\")","v":""},{"$f":"IFERROR(IF(OR(G39=\"\",'Historical scenario - input'!$D24=\"\"),\"\",G39/'Historical scenario - input'!$D24),\"\")","v":""},{"$f":"IFERROR(IF(OR(H39=\"\",'Historical scenario - input'!$D24=\"\"),\"\",H39/'Historical scenario - input'!$D24),\"\")","v":""},{"$f":"IFERROR(IF(OR(I39=\"\",'Historical scenario - input'!$D24=\"\"),\"\",I39/'Historical scenario - input'!$D24),\"\")","v":""},{"$f":"IFERROR(IF(OR(J39=\"\",'Historical scenario - input'!$D24=\"\"),\"\",J39/'Historical scenario - input'!$D24),\"\")","v":""},{"$f":"IFERROR(IF(OR(K39=\"\",'Historical scenario - input'!$D24=\"\"),\"\",K39/'Historical scenario - input'!$D24),\"\")","v":""},{"$f":"IFERROR(IF(OR(L39=\"\",'Historical scenario - input'!$D24=\"\"),\"\",L39/'Historical scenario - input'!$D24),\"\")","v":""},{"$f":"IFERROR(IF(OR(M39=\"\",'Historical scenario - input'!$D24=\"\"),\"\",M39/'Historical scenario - input'!$D24),\"\")","v":""},{"$f":"IFERROR(IF(OR(N39=\"\",'Historical scenario - input'!$D24=\"\"),\"\",N39/'Historical scenario - input'!$D24),\"\")","v":""},{"$f":"IFERROR(IF(OR(O39=\"\",'Historical scenario - input'!$D24=\"\"),\"\",O39/'Historical scenario - input'!$D24),\"\")","v":""},{"$f":"IFERROR(IF(OR(P39=\"\",'Historical scenario - input'!$D24=\"\"),\"\",P39/'Historical scenario - input'!$D24),\"\")","v":""},{"$f":"IFERROR(IF(OR(Q39=\"\",'Historical scenario - input'!$D24=\"\"),\"\",Q39/'Historical scenario - input'!$D24),\"\")","v":""},{"$f":"IFERROR(IF(OR(R39=\"\",'Historical scenario - input'!$D24=\"\"),\"\",R39/'Historical scenario - input'!$D24),\"\")","v":""},{"$f":"IFERROR(IF(OR(S39=\"\",'Historical scenario - input'!$D24=\"\"),\"\",S39/'Historical scenario - input'!$D24),\"\")","v":""},{"$f":"IFERROR(IF(OR(T39=\"\",'Historical scenario - input'!$D24=\"\"),\"\",T39/'Historical scenario - input'!$D24),\"\")","v":""},{"$f":"IFERROR(IF(OR(U39=\"\",'Historical scenario - input'!$D24=\"\"),\"\",U39/'Historical scenario - input'!$D24),\"\")","v":""},{"$f":"IFERROR(IF(OR(V39=\"\",'Historical scenario - input'!$D24=\"\"),\"\",V39/'Historical scenario - input'!$D24),\"\")","v":""},{"$f":"IFERROR(IF(OR(W39=\"\",'Historical scenario - input'!$D24=\"\"),\"\",W39/'Historical scenario - input'!$D24),\"\")","v":""}]
[{"$f":"IFERROR('Historical scenario - input'!A25,\"\")","v":3},{"$f":"IFERROR('Historical scenario - input'!B25,\"\")","v":"SERVICE LINES"},{"$f":"IFERROR('Historical scenario - input'!C25,\"\")","v":"˂ = 11 kv ; commercial and industrial ; simple type"},{"$f":"IFERROR(repcalc('Historical scenario - input'!$CV25:$GH25,'Historical scenario - input'!$G25,'Historical scenario - input'!$E25,'Historical scenario - input'!$F25,20,TRUE,TRUE),\"\")","v":""},"","","","","","","","","","","","","","","","","","","",{"$f":"IFERROR(IF(OR(D40=\"\",'Historical scenario - input'!$D25=\"\"),\"\",D40/'Historical scenario - input'!$D25),\"\")","v":""},{"$f":"IFERROR(IF(OR(E40=\"\",'Historical scenario - input'!$D25=\"\"),\"\",E40/'Historical scenario - input'!$D25),\"\")","v":""},{"$f":"IFERROR(IF(OR(F40=\"\",'Historical scenario - input'!$D25=\"\"),\"\",F40/'Historical scenario - input'!$D25),\"\")","v":""},{"$f":"IFERROR(IF(OR(G40=\"\",'Historical scenario - input'!$D25=\"\"),\"\",G40/'Historical scenario - input'!$D25),\"\")","v":""},{"$f":"IFERROR(IF(OR(H40=\"\",'Historical scenario - input'!$D25=\"\"),\"\",H40/'Historical scenario - input'!$D25),\"\")","v":""},{"$f":"IFERROR(IF(OR(I40=\"\",'Historical scenario - input'!$D25=\"\"),\"\",I40/'Historical scenario - input'!$D25),\"\")","v":""},{"$f":"IFERROR(IF(OR(J40=\"\",'Historical scenario - input'!$D25=\"\"),\"\",J40/'Historical scenario - input'!$D25),\"\")","v":""},{"$f":"IFERROR(IF(OR(K40=\"\",'Historical scenario - input'!$D25=\"\"),\"\",K40/'Historical scenario - input'!$D25),\"\")","v":""},{"$f":"IFERROR(IF(OR(L40=\"\",'Historical scenario - input'!$D25=\"\"),\"\",L40/'Historical scenario - input'!$D25),\"\")","v":""},{"$f":"IFERROR(IF(OR(M40=\"\",'Historical scenario - input'!$D25=\"\"),\"\",M40/'Historical scenario - input'!$D25),\"\")","v":""},{"$f":"IFERROR(IF(OR(N40=\"\",'Historical scenario - input'!$D25=\"\"),\"\",N40/'Historical scenario - input'!$D25),\"\")","v":""},{"$f":"IFERROR(IF(OR(O40=\"\",'Historical scenario - input'!$D25=\"\"),\"\",O40/'Historical scenario - input'!$D25),\"\")","v":""},{"$f":"IFERROR(IF(OR(P40=\"\",'Historical scenario - input'!$D25=\"\"),\"\",P40/'Historical scenario - input'!$D25),\"\")","v":""},{"$f":"IFERROR(IF(OR(Q40=\"\",'Historical scenario - input'!$D25=\"\"),\"\",Q40/'Historical scenario - input'!$D25),\"\")","v":""},{"$f":"IFERROR(IF(OR(R40=\"\",'Historical scenario - input'!$D25=\"\"),\"\",R40/'Historical scenario - input'!$D25),\"\")","v":""},{"$f":"IFERROR(IF(OR(S40=\"\",'Historical scenario - input'!$D25=\"\"),\"\",S40/'Historical scenario - input'!$D25),\"\")","v":""},{"$f":"IFERROR(IF(OR(T40=\"\",'Historical scenario - input'!$D25=\"\"),\"\",T40/'Historical scenario - input'!$D25),\"\")","v":""},{"$f":"IFERROR(IF(OR(U40=\"\",'Historical scenario - input'!$D25=\"\"),\"\",U40/'Historical scenario - input'!$D25),\"\")","v":""},{"$f":"IFERROR(IF(OR(V40=\"\",'Historical scenario - input'!$D25=\"\"),\"\",V40/'Historical scenario - input'!$D25),\"\")","v":""},{"$f":"IFERROR(IF(OR(W40=\"\",'Historical scenario - input'!$D25=\"\"),\"\",W40/'Historical scenario - input'!$D25),\"\")","v":""}]
[{"$f":"IFERROR('Historical scenario - input'!A26,\"\")","v":3},{"$f":"IFERROR('Historical scenario - input'!B26,\"\")","v":"SERVICE LINES"},{"$f":"IFERROR('Historical scenario - input'!C26,\"\")","v":"˂ = 11 kv ; residential ; simple type"},{"$f":"IFERROR(repcalc('Historical scenario - input'!$CV26:$GH26,'Historical scenario - input'!$G26,'Historical scenario - input'!$E26,'Historical scenario - input'!$F26,20,TRUE,TRUE),\"\")","v":""},"","","","","","","","","","","","","","","","","","","",{"$f":"IFERROR(IF(OR(D41=\"\",'Historical scenario - input'!$D26=\"\"),\"\",D41/'Historical scenario - input'!$D26),\"\")","v":""},{"$f":"IFERROR(IF(OR(E41=\"\",'Historical scenario - input'!$D26=\"\"),\"\",E41/'Historical scenario - input'!$D26),\"\")","v":""},{"$f":"IFERROR(IF(OR(F41=\"\",'Historical scenario - input'!$D26=\"\"),\"\",F41/'Historical scenario - input'!$D26),\"\")","v":""},{"$f":"IFERROR(IF(OR(G41=\"\",'Historical scenario - input'!$D26=\"\"),\"\",G41/'Historical scenario - input'!$D26),\"\")","v":""},{"$f":"IFERROR(IF(OR(H41=\"\",'Historical scenario - input'!$D26=\"\"),\"\",H41/'Historical scenario - input'!$D26),\"\")","v":""},{"$f":"IFERROR(IF(OR(I41=\"\",'Historical scenario - input'!$D26=\"\"),\"\",I41/'Historical scenario - input'!$D26),\"\")","v":""},{"$f":"IFERROR(IF(OR(J41=\"\",'Historical scenario - input'!$D26=\"\"),\"\",J41/'Historical scenario - input'!$D26),\"\")","v":""},{"$f":"IFERROR(IF(OR(K41=\"\",'Historical scenario - input'!$D26=\"\"),\"\",K41/'Historical scenario - input'!$D26),\"\")","v":""},{"$f":"IFERROR(IF(OR(L41=\"\",'Historical scenario - input'!$D26=\"\"),\"\",L41/'Historical scenario - input'!$D26),\"\")","v":""},{"$f":"IFERROR(IF(OR(M41=\"\",'Historical scenario - input'!$D26=\"\"),\"\",M41/'Historical scenario - input'!$D26),\"\")","v":""},{"$f":"IFERROR(IF(OR(N41=\"\",'Historical scenario - input'!$D26=\"\"),\"\",N41/'Historical scenario - input'!$D26),\"\")","v":""},{"$f":"IFERROR(IF(OR(O41=\"\",'Historical scenario - input'!$D26=\"\"),\"\",O41/'Historical scenario - input'!$D26),\"\")","v":""},{"$f":"IFERROR(IF(OR(P41=\"\",'Historical scenario - input'!$D26=\"\"),\"\",P41/'Historical scenario - input'!$D26),\"\")","v":""},{"$f":"IFERROR(IF(OR(Q41=\"\",'Historical scenario - input'!$D26=\"\"),\"\",Q41/'Historical scenario - input'!$D26),\"\")","v":""},{"$f":"IFERROR(IF(OR(R41=\"\",'Historical scenario - input'!$D26=\"\"),\"\",R41/'Historical scenario - input'!$D26),\"\")","v":""},{"$f":"IFERROR(IF(OR(S41=\"\",'Historical scenario - input'!$D26=\"\"),\"\",S41/'Historical scenario - input'!$D26),\"\")","v":""},{"$f":"IFERROR(IF(OR(T41=\"\",'Historical scenario - input'!$D26=\"\"),\"\",T41/'Historical scenario - input'!$D26),\"\")","v":""},{"$f":"IFERROR(IF(OR(U41=\"\",'Historical scenario - input'!$D26=\"\"),\"\",U41/'Historical scenario - input'!$D26),\"\")","v":""},{"$f":"IFERROR(IF(OR(V41=\"\",'Historical scenario - input'!$D26=\"\"),\"\",V41/'Historical scenario - input'!$D26),\"\")","v":""},{"$f":"IFERROR(IF(OR(W41=\"\",'Historical scenario - input'!$D26=\"\"),\"\",W41/'Historical scenario - input'!$D26),\"\")","v":""}]
[{"$f":"IFERROR('Historical scenario - input'!A27,\"\")","v":4},{"$f":"IFERROR('Historical scenario - input'!B27,\"\")","v":"SWITCHGEAR"},{"$f":"IFERROR('Historical scenario - input'!C27,\"\")","v":"˂ = 11 kv ; circuit breaker"},{"$f":"IFERROR(repcalc('Historical scenario - input'!$CV27:$GH27,'Historical scenario - input'!$G27,'Historical scenario - input'!$E27,'Historical scenario - input'!$F27,20,TRUE,TRUE),\"\")","v":""},"","","","","","","","","","","","","","","","","","","",{"$f":"IFERROR(IF(OR(D42=\"\",'Historical scenario - input'!$D27=\"\"),\"\",D42/'Historical scenario - input'!$D27),\"\")","v":""},{"$f":"IFERROR(IF(OR(E42=\"\",'Historical scenario - input'!$D27=\"\"),\"\",E42/'Historical scenario - input'!$D27),\"\")","v":""},{"$f":"IFERROR(IF(OR(F42=\"\",'Historical scenario - input'!$D27=\"\"),\"\",F42/'Historical scenario - input'!$D27),\"\")","v":""},{"$f":"IFERROR(IF(OR(G42=\"\",'Historical scenario - input'!$D27=\"\"),\"\",G42/'Historical scenario - input'!$D27),\"\")","v":""},{"$f":"IFERROR(IF(OR(H42=\"\",'Historical scenario - input'!$D27=\"\"),\"\",H42/'Historical scenario - input'!$D27),\"\")","v":""},{"$f":"IFERROR(IF(OR(I42=\"\",'Historical scenario - input'!$D27=\"\"),\"\",I42/'Historical scenario - input'!$D27),\"\")","v":""},{"$f":"IFERROR(IF(OR(J42=\"\",'Historical scenario - input'!$D27=\"\"),\"\",J42/'Historical scenario - input'!$D27),\"\")","v":""},{"$f":"IFERROR(IF(OR(K42=\"\",'Historical scenario - input'!$D27=\"\"),\"\",K42/'Historical scenario - input'!$D27),\"\")","v":""},{"$f":"IFERROR(IF(OR(L42=\"\",'Historical scenario - input'!$D27=\"\"),\"\",L42/'Historical scenario - input'!$D27),\"\")","v":""},{"$f":"IFERROR(IF(OR(M42=\"\",'Historical scenario - input'!$D27=\"\"),\"\",M42/'Historical scenario - input'!$D27),\"\")","v":""},{"$f":"IFERROR(IF(OR(N42=\"\",'Historical scenario - input'!$D27=\"\"),\"\",N42/'Historical scenario - input'!$D27),\"\")","v":""},{"$f":"IFERROR(IF(OR(O42=\"\",'Historical scenario - input'!$D27=\"\"),\"\",O42/'Historical scenario - input'!$D27),\"\")","v":""},{"$f":"IFERROR(IF(OR(P42=\"\",'Historical scenario - input'!$D27=\"\"),\"\",P42/'Historical scenario - input'!$D27),\"\")","v":""},{"$f":"IFERROR(IF(OR(Q42=\"\",'Historical scenario - input'!$D27=\"\"),\"\",Q42/'Historical scenario - input'!$D27),\"\")","v":""},{"$f":"IFERROR(IF(OR(R42=\"\",'Historical scenario - input'!$D27=\"\"),\"\",R42/'Historical scenario - input'!$D27),\"\")","v":""},{"$f":"IFERROR(IF(OR(S42=\"\",'Historical scenario - input'!$D27=\"\"),\"\",S42/'Historical scenario - input'!$D27),\"\")","v":""},{"$f":"IFERROR(IF(OR(T42=\"\",'Historical scenario - input'!$D27=\"\"),\"\",T42/'Historical scenario - input'!$D27),\"\")","v":""},{"$f":"IFERROR(IF(OR(U42=\"\",'Historical scenario - input'!$D27=\"\"),\"\",U42/'Historical scenario - input'!$D27),\"\")","v":""},{"$f":"IFERROR(IF(OR(V42=\"\",'Historical scenario - input'!$D27=\"\"),\"\",V42/'Historical scenario - input'!$D27),\"\")","v":""},{"$f":"IFERROR(IF(OR(W42=\"\",'Historical scenario - input'!$D27=\"\"),\"\",W42/'Historical scenario - input'!$D27),\"\")","v":""}]
[{"$f":"IFERROR('Historical scenario - input'!A28,\"\")","v":4},{"$f":"IFERROR('Historical scenario - input'!B28,\"\")","v":"SWITCHGEAR"},{"$f":"IFERROR('Historical scenario - input'!C28,\"\")","v":"˂ = 11 kv ; fuse"},{"$f":"IFERROR(repcalc('Historical scenario - input'!$CV28:$GH28,'Historical scenario - input'!$G28,'Historical scenario - input'!$E28,'Historical scenario - input'!$F28,20,TRUE,TRUE),\"\")","v":""},"","","","","","","","","","","","","","","","","","","",{"$f":"IFERROR(IF(OR(D43=\"\",'Historical scenario - input'!$D28=\"\"),\"\",D43/'Historical scenario - input'!$D28),\"\")","v":""},{"$f":"IFERROR(IF(OR(E43=\"\",'Historical scenario - input'!$D28=\"\"),\"\",E43/'Historical scenario - input'!$D28),\"\")","v":""},{"$f":"IFERROR(IF(OR(F43=\"\",'Historical scenario - input'!$D28=\"\"),\"\",F43/'Historical scenario - input'!$D28),\"\")","v":""},{"$f":"IFERROR(IF(OR(G43=\"\",'Historical scenario - input'!$D28=\"\"),\"\",G43/'Historical scenario - input'!$D28),\"\")","v":""},{"$f":"IFERROR(IF(OR(H43=\"\",'Historical scenario - input'!$D28=\"\"),\"\",H43/'Historical scenario - input'!$D28),\"\")","v":""},{"$f":"IFERROR(IF(OR(I43=\"\",'Historical scenario - input'!$D28=\"\"),\"\",I43/'Historical scenario - input'!$D28),\"\")","v":""},{"$f":"IFERROR(IF(OR(J43=\"\",'Historical scenario - input'!$D28=\"\"),\"\",J43/'Historical scenario - input'!$D28),\"\")","v":""},{"$f":"IFERROR(IF(OR(K43=\"\",'Historical scenario - input'!$D28=\"\"),\"\",K43/'Historical scenario - input'!$D28),\"\")","v":""},{"$f":"IFERROR(IF(OR(L43=\"\",'Historical scenario - input'!$D28=\"\"),\"\",L43/'Historical scenario - input'!$D28),\"\")","v":""},{"$f":"IFERROR(IF(OR(M43=\"\",'Historical scenario - input'!$D28=\"\"),\"\",M43/'Historical scenario - input'!$D28),\"\")","v":""},{"$f":"IFERROR(IF(OR(N43=\"\",'Historical scenario - input'!$D28=\"\"),\"\",N43/'Historical scenario - input'!$D28),\"\")","v":""},{"$f":"IFERROR(IF(OR(O43=\"\",'Historical scenario - input'!$D28=\"\"),\"\",O43/'Historical scenario - input'!$D28),\"\")","v":""},{"$f":"IFERROR(IF(OR(P43=\"\",'Historical scenario - input'!$D28=\"\"),\"\",P43/'Historical scenario - input'!$D28),\"\")","v":""},{"$f":"IFERROR(IF(OR(Q43=\"\",'Historical scenario - input'!$D28=\"\"),\"\",Q43/'Historical scenario - input'!$D28),\"\")","v":""},{"$f":"IFERROR(IF(OR(R43=\"\",'Historical scenario - input'!$D28=\"\"),\"\",R43/'Historical scenario - input'!$D28),\"\")","v":""},{"$f":"IFERROR(IF(OR(S43=\"\",'Historical scenario - input'!$D28=\"\"),\"\",S43/'Historical scenario - input'!$D28),\"\")","v":""},{"$f":"IFERROR(IF(OR(T43=\"\",'Historical scenario - input'!$D28=\"\"),\"\",T43/'Historical scenario - input'!$D28),\"\")","v":""},{"$f":"IFERROR(IF(OR(U43=\"\",'Historical scenario - input'!$D28=\"\"),\"\",U43/'Historical scenario - input'!$D28),\"\")","v":""},{"$f":"IFERROR(IF(OR(V43=\"\",'Historical scenario - input'!$D28=\"\"),\"\",V43/'Historical scenario - input'!$D28),\"\")","v":""},{"$f":"IFERROR(IF(OR(W43=\"\",'Historical scenario - input'!$D28=\"\"),\"\",W43/'Historical scenario - input'!$D28),\"\")","v":""}]
[{"$f":"IFERROR('Historical scenario - input'!A29,\"\")","v":4},{"$f":"IFERROR('Historical scenario - input'!B29,\"\")","v":"SWITCHGEAR"},{"$f":"IFERROR('Historical scenario - input'!C29,\"\")","v":"˂ = 11 kv ; switch"},{"$f":"IFERROR(repcalc('Historical scenario - input'!$CV29:$GH29,'Historical scenario - input'!$G29,'Historical scenario - input'!$E29,'Historical scenario - input'!$F29,20,TRUE,TRUE),\"\")","v":""},"","","","","","","","","","","","","","","","","","","",{"$f":"IFERROR(IF(OR(D44=\"\",'Historical scenario - input'!$D29=\"\"),\"\",D44/'Historical scenario - input'!$D29),\"\")","v":""},{"$f":"IFERROR(IF(OR(E44=\"\",'Historical scenario - input'!$D29=\"\"),\"\",E44/'Historical scenario - input'!$D29),\"\")","v":""},{"$f":"IFERROR(IF(OR(F44=\"\",'Historical scenario - input'!$D29=\"\"),\"\",F44/'Historical scenario - input'!$D29),\"\")","v":""},{"$f":"IFERROR(IF(OR(G44=\"\",'Historical scenario - input'!$D29=\"\"),\"\",G44/'Historical scenario - input'!$D29),\"\")","v":""},{"$f":"IFERROR(IF(OR(H44=\"\",'Historical scenario - input'!$D29=\"\"),\"\",H44/'Historical scenario - input'!$D29),\"\")","v":""},{"$f":"IFERROR(IF(OR(I44=\"\",'Historical scenario - input'!$D29=\"\"),\"\",I44/'Historical scenario - input'!$D29),\"\")","v":""},{"$f":"IFERROR(IF(OR(J44=\"\",'Historical scenario - input'!$D29=\"\"),\"\",J44/'Historical scenario - input'!$D29),\"\")","v":""},{"$f":"IFERROR(IF(OR(K44=\"\",'Historical scenario - input'!$D29=\"\"),\"\",K44/'Historical scenario - input'!$D29),\"\")","v":""},{"$f":"IFERROR(IF(OR(L44=\"\",'Historical scenario - input'!$D29=\"\"),\"\",L44/'Historical scenario - input'!$D29),\"\")","v":""},{"$f":"IFERROR(IF(OR(M44=\"\",'Historical scenario - input'!$D29=\"\"),\"\",M44/'Historical scenario - input'!$D29),\"\")","v":""},{"$f":"IFERROR(IF(OR(N44=\"\",'Historical scenario - input'!$D29=\"\"),\"\",N44/'Historical scenario - input'!$D29),\"\")","v":""},{"$f":"IFERROR(IF(OR(O44=\"\",'Historical scenario - input'!$D29=\"\"),\"\",O44/'Historical scenario - input'!$D29),\"\")","v":""},{"$f":"IFERROR(IF(OR(P44=\"\",'Historical scenario - input'!$D29=\"\"),\"\",P44/'Historical scenario - input'!$D29),\"\")","v":""},{"$f":"IFERROR(IF(OR(Q44=\"\",'Historical scenario - input'!$D29=\"\"),\"\",Q44/'Historical scenario - input'!$D29),\"\")","v":""},{"$f":"IFERROR(IF(OR(R44=\"\",'Historical scenario - input'!$D29=\"\"),\"\",R44/'Historical scenario - input'!$D29),\"\")","v":""},{"$f":"IFERROR(IF(OR(S44=\"\",'Historical scenario - input'!$D29=\"\"),\"\",S44/'Historical scenario - input'!$D29),\"\")","v":""},{"$f":"IFERROR(IF(OR(T44=\"\",'Historical scenario - input'!$D29=\"\"),\"\",T44/'Historical scenario - input'!$D29),\"\")","v":""},{"$f":"IFERROR(IF(OR(U44=\"\",'Historical scenario - input'!$D29=\"\"),\"\",U44/'Historical scenario - input'!$D29),\"\")","v":""},{"$f":"IFERROR(IF(OR(V44=\"\",'Historical scenario - input'!$D29=\"\"),\"\",V44/'Historical scenario - input'!$D29),\"\")","v":""},{"$f":"IFERROR(IF(OR(W44=\"\",'Historical scenario - input'!$D29=\"\"),\"\",W44/'Historical scenario - input'!$D29),\"\")","v":""}]
[{"$f":"IFERROR('Historical scenario - input'!A30,\"\")","v":4},{"$f":"IFERROR('Historical scenario - input'!B30,\"\")","v":"SWITCHGEAR"},{"$f":"IFERROR('Historical scenario - input'!C30,\"\")","v":"> 11 kv & < = 22 kv ; circuit breaker"},{"$f":"IFERROR(repcalc('Historical scenario - input'!$CV30:$GH30,'Historical scenario - input'!$G30,'Historical scenario - input'!$E30,'Historical scenario - input'!$F30,20,TRUE,TRUE),\"\")","v":""},"","","","","","","","","","","","","","","","","","","",{"$f":"IFERROR(IF(OR(D45=\"\",'Historical scenario - input'!$D30=\"\"),\"\",D45/'Historical scenario - input'!$D30),\"\")","v":""},{"$f":"IFERROR(IF(OR(E45=\"\",'Historical scenario - input'!$D30=\"\"),\"\",E45/'Historical scenario - input'!$D30),\"\")","v":""},{"$f":"IFERROR(IF(OR(F45=\"\",'Historical scenario - input'!$D30=\"\"),\"\",F45/'Historical scenario - input'!$D30),\"\")","v":""},{"$f":"IFERROR(IF(OR(G45=\"\",'Historical scenario - input'!$D30=\"\"),\"\",G45/'Historical scenario - input'!$D30),\"\")","v":""},{"$f":"IFERROR(IF(OR(H45=\"\",'Historical scenario - input'!$D30=\"\"),\"\",H45/'Historical scenario - input'!$D30),\"\")","v":""},{"$f":"IFERROR(IF(OR(I45=\"\",'Historical scenario - input'!$D30=\"\"),\"\",I45/'Historical scenario - input'!$D30),\"\")","v":""},{"$f":"IFERROR(IF(OR(J45=\"\",'Historical scenario - input'!$D30=\"\"),\"\",J45/'Historical scenario - input'!$D30),\"\")","v":""},{"$f":"IFERROR(IF(OR(K45=\"\",'Historical scenario - input'!$D30=\"\"),\"\",K45/'Historical scenario - input'!$D30),\"\")","v":""},{"$f":"IFERROR(IF(OR(L45=\"\",'Historical scenario - input'!$D30=\"\"),\"\",L45/'Historical scenario - input'!$D30),\"\")","v":""},{"$f":"IFERROR(IF(OR(M45=\"\",'Historical scenario - input'!$D30=\"\"),\"\",M45/'Historical scenario - input'!$D30),\"\")","v":""},{"$f":"IFERROR(IF(OR(N45=\"\",'Historical scenario - input'!$D30=\"\"),\"\",N45/'Historical scenario - input'!$D30),\"\")","v":""},{"$f":"IFERROR(IF(OR(O45=\"\",'Historical scenario - input'!$D30=\"\"),\"\",O45/'Historical scenario - input'!$D30),\"\")","v":""},{"$f":"IFERROR(IF(OR(P45=\"\",'Historical scenario - input'!$D30=\"\"),\"\",P45/'Historical scenario - input'!$D30),\"\")","v":""},{"$f":"IFERROR(IF(OR(Q45=\"\",'Historical scenario - input'!$D30=\"\"),\"\",Q45/'Historical scenario - input'!$D30),\"\")","v":""},{"$f":"IFERROR(IF(OR(R45=\"\",'Historical scenario - input'!$D30=\"\"),\"\",R45/'Historical scenario - input'!$D30),\"\")","v":""},{"$f":"IFERROR(IF(OR(S45=\"\",'Historical scenario - input'!$D30=\"\"),\"\",S45/'Historical scenario - input'!$D30),\"\")","v":""},{"$f":"IFERROR(IF(OR(T45=\"\",'Historical scenario - input'!$D30=\"\"),\"\",T45/'Historical scenario - input'!$D30),\"\")","v":""},{"$f":"IFERROR(IF(OR(U45=\"\",'Historical scenario - input'!$D30=\"\"),\"\",U45/'Historical scenario - input'!$D30),\"\")","v":""},{"$f":"IFERROR(IF(OR(V45=\"\",'Historical scenario - input'!$D30=\"\"),\"\",V45/'Historical scenario - input'!$D30),\"\")","v":""},{"$f":"IFERROR(IF(OR(W45=\"\",'Historical scenario - input'!$D30=\"\"),\"\",W45/'Historical scenario - input'!$D30),\"\")","v":""}]
[{"$f":"IFERROR('Historical scenario - input'!A31,\"\")","v":4},{"$f":"IFERROR('Historical scenario - input'!B31,\"\")","v":"SWITCHGEAR"},{"$f":"IFERROR('Historical scenario - input'!C31,\"\")","v":"> 11 kv & < = 22 kv ; switch"},{"$f":"IFERROR(repcalc('Historical scenario - input'!$CV31:$GH31,'Historical scenario - input'!$G31,'Historical scenario - input'!$E31,'Historical scenario - input'!$F31,20,TRUE,TRUE),\"\")","v":""},"","","","","","","","","","","","","","","","","","","",{"$f":"IFERROR(IF(OR(D46=\"\",'Historical scenario - input'!$D31=\"\"),\"\",D46/'Historical scenario - input'!$D31),\"\")","v":""},{"$f":"IFERROR(IF(OR(E46=\"\",'Historical scenario - input'!$D31=\"\"),\"\",E46/'Historical scenario - input'!$D31),\"\")","v":""},{"$f":"IFERROR(IF(OR(F46=\"\",'Historical scenario - input'!$D31=\"\"),\"\",F46/'Historical scenario - input'!$D31),\"\")","v":""},{"$f":"IFERROR(IF(OR(G46=\"\",'Historical scenario - input'!$D31=\"\"),\"\",G46/'Historical scenario - input'!$D31),\"\")","v":""},{"$f":"IFERROR(IF(OR(H46=\"\",'Historical scenario - input'!$D31=\"\"),\"\",H46/'Historical scenario - input'!$D31),\"\")","v":""},{"$f":"IFERROR(IF(OR(I46=\"\",'Historical scenario - input'!$D31=\"\"),\"\",I46/'Historical scenario - input'!$D31),\"\")","v":""},{"$f":"IFERROR(IF(OR(J46=\"\",'Historical scenario - input'!$D31=\"\"),\"\",J46/'Historical scenario - input'!$D31),\"\")","v":""},{"$f":"IFERROR(IF(OR(K46=\"\",'Historical scenario - input'!$D31=\"\"),\"\",K46/'Historical scenario - input'!$D31),\"\")","v":""},{"$f":"IFERROR(IF(OR(L46=\"\",'Historical scenario - input'!$D31=\"\"),\"\",L46/'Historical scenario - input'!$D31),\"\")","v":""},{"$f":"IFERROR(IF(OR(M46=\"\",'Historical scenario - input'!$D31=\"\"),\"\",M46/'Historical scenario - input'!$D31),\"\")","v":""},{"$f":"IFERROR(IF(OR(N46=\"\",'Historical scenario - input'!$D31=\"\"),\"\",N46/'Historical scenario - input'!$D31),\"\")","v":""},{"$f":"IFERROR(IF(OR(O46=\"\",'Historical scenario - input'!$D31=\"\"),\"\",O46/'Historical scenario - input'!$D31),\"\")","v":""},{"$f":"IFERROR(IF(OR(P46=\"\",'Historical scenario - input'!$D31=\"\"),\"\",P46/'Historical scenario - input'!$D31),\"\")","v":""},{"$f":"IFERROR(IF(OR(Q46=\"\",'Historical scenario - input'!$D31=\"\"),\"\",Q46/'Historical scenario - input'!$D31),\"\")","v":""},{"$f":"IFERROR(IF(OR(R46=\"\",'Historical scenario - input'!$D31=\"\"),\"\",R46/'Historical scenario - input'!$D31),\"\")","v":""},{"$f":"IFERROR(IF(OR(S46=\"\",'Historical scenario - input'!$D31=\"\"),\"\",S46/'Historical scenario - input'!$D31),\"\")","v":""},{"$f":"IFERROR(IF(OR(T46=\"\",'Historical scenario - input'!$D31=\"\"),\"\",T46/'Historical scenario - input'!$D31),\"\")","v":""},{"$f":"IFERROR(IF(OR(U46=\"\",'Historical scenario - input'!$D31=\"\"),\"\",U46/'Historical scenario - input'!$D31),\"\")","v":""},{"$f":"IFERROR(IF(OR(V46=\"\",'Historical scenario - input'!$D31=\"\"),\"\",V46/'Historical scenario - input'!$D31),\"\")","v":""},{"$f":"IFERROR(IF(OR(W46=\"\",'Historical scenario - input'!$D31=\"\"),\"\",W46/'Historical scenario - input'!$D31),\"\")","v":""}]
[{"$f":"IFERROR('Historical scenario - input'!A32,\"\")","v":4},{"$f":"IFERROR('Historical scenario - input'!B32,\"\")","v":"SWITCHGEAR"},{"$f":"IFERROR('Historical scenario - input'!C32,\"\")","v":"> 33 kv & < = 66 kv ; circuit breaker"},{"$f":"IFERROR(repcalc('Historical scenario - input'!$CV32:$GH32,'Historical scenario - input'!$G32,'Historical scenario - input'!$E32,'Historical scenario - input'!$F32,20,TRUE,TRUE),\"\")","v":""},"","","","","","","","","","","","","","","","","","","",{"$f":"IFERROR(IF(OR(D47=\"\",'Historical scenario - input'!$D32=\"\"),\"\",D47/'Historical scenario - input'!$D32),\"\")","v":""},{"$f":"IFERROR(IF(OR(E47=\"\",'Historical scenario - input'!$D32=\"\"),\"\",E47/'Historical scenario - input'!$D32),\"\")","v":""},{"$f":"IFERROR(IF(OR(F47=\"\",'Historical scenario - input'!$D32=\"\"),\"\",F47/'Historical scenario - input'!$D32),\"\")","v":""},{"$f":"IFERROR(IF(OR(G47=\"\",'Historical scenario - input'!$D32=\"\"),\"\",G47/'Historical scenario - input'!$D32),\"\")","v":""},{"$f":"IFERROR(IF(OR(H47=\"\",'Historical scenario - input'!$D32=\"\"),\"\",H47/'Historical scenario - input'!$D32),\"\")","v":""},{"$f":"IFERROR(IF(OR(I47=\"\",'Historical scenario - input'!$D32=\"\"),\"\",I47/'Historical scenario - input'!$D32),\"\")","v":""},{"$f":"IFERROR(IF(OR(J47=\"\",'Historical scenario - input'!$D32=\"\"),\"\",J47/'Historical scenario - input'!$D32),\"\")","v":""},{"$f":"IFERROR(IF(OR(K47=\"\",'Historical scenario - input'!$D32=\"\"),\"\",K47/'Historical scenario - input'!$D32),\"\")","v":""},{"$f":"IFERROR(IF(OR(L47=\"\",'Historical scenario - input'!$D32=\"\"),\"\",L47/'Historical scenario - input'!$D32),\"\")","v":""},{"$f":"IFERROR(IF(OR(M47=\"\",'Historical scenario - input'!$D32=\"\"),\"\",M47/'Historical scenario - input'!$D32),\"\")","v":""},{"$f":"IFERROR(IF(OR(N47=\"\",'Historical scenario - input'!$D32=\"\"),\"\",N47/'Historical scenario - input'!$D32),\"\")","v":""},{"$f":"IFERROR(IF(OR(O47=\"\",'Historical scenario - input'!$D32=\"\"),\"\",O47/'Historical scenario - input'!$D32),\"\")","v":""},{"$f":"IFERROR(IF(OR(P47=\"\",'Historical scenario - input'!$D32=\"\"),\"\",P47/'Historical scenario - input'!$D32),\"\")","v":""},{"$f":"IFERROR(IF(OR(Q47=\"\",'Historical scenario - input'!$D32=\"\"),\"\",Q47/'Historical scenario - input'!$D32),\"\")","v":""},{"$f":"IFERROR(IF(OR(R47=\"\",'Historical scenario - input'!$D32=\"\"),\"\",R47/'Historical scenario - input'!$D32),\"\")","v":""},{"$f":"IFERROR(IF(OR(S47=\"\",'Historical scenario - input'!$D32=\"\"),\"\",S47/'Historical scenario - input'!$D32),\"\")","v":""},{"$f":"IFERROR(IF(OR(T47=\"\",'Historical scenario - input'!$D32=\"\"),\"\",T47/'Historical scenario - input'!$D32),\"\")","v":""},{"$f":"IFERROR(IF(OR(U47=\"\",'Historical scenario - input'!$D32=\"\"),\"\",U47/'Historical scenario - input'!$D32),\"\")","v":""},{"$f":"IFERROR(IF(OR(V47=\"\",'Historical scenario - input'!$D32=\"\"),\"\",V47/'Historical scenario - input'!$D32),\"\")","v":""},{"$f":"IFERROR(IF(OR(W47=\"\",'Historical scenario - input'!$D32=\"\"),\"\",W47/'Historical scenario - input'!$D32),\"\")","v":""}]
[{"$f":"IFERROR('Historical scenario - input'!A33,\"\")","v":4},{"$f":"IFERROR('Historical scenario - input'!B33,\"\")","v":"SWITCHGEAR"},{"$f":"IFERROR('Historical scenario - input'!C33,\"\")","v":"> 33 kv & < = 66 kv ; switch"},{"$f":"IFERROR(repcalc('Historical scenario - input'!$CV33:$GH33,'Historical scenario - input'!$G33,'Historical scenario - input'!$E33,'Historical scenario - input'!$F33,20,TRUE,TRUE),\"\")","v":""},"","","","","","","","","","","","","","","","","","","",{"$f":"IFERROR(IF(OR(D48=\"\",'Historical scenario - input'!$D33=\"\"),\"\",D48/'Historical scenario - input'!$D33),\"\")","v":""},{"$f":"IFERROR(IF(OR(E48=\"\",'Historical scenario - input'!$D33=\"\"),\"\",E48/'Historical scenario - input'!$D33),\"\")","v":""},{"$f":"IFERROR(IF(OR(F48=\"\",'Historical scenario - input'!$D33=\"\"),\"\",F48/'Historical scenario - input'!$D33),\"\")","v":""},{"$f":"IFERROR(IF(OR(G48=\"\",'Historical scenario - input'!$D33=\"\"),\"\",G48/'Historical scenario - input'!$D33),\"\")","v":""},{"$f":"IFERROR(IF(OR(H48=\"\",'Historical scenario - input'!$D33=\"\"),\"\",H48/'Historical scenario - input'!$D33),\"\")","v":""},{"$f":"IFERROR(IF(OR(I48=\"\",'Historical scenario - input'!$D33=\"\"),\"\",I48/'Historical scenario - input'!$D33),\"\")","v":""},{"$f":"IFERROR(IF(OR(J48=\"\",'Historical scenario - input'!$D33=\"\"),\"\",J48/'Historical scenario - input'!$D33),\"\")","v":""},{"$f":"IFERROR(IF(OR(K48=\"\",'Historical scenario - input'!$D33=\"\"),\"\",K48/'Historical scenario - input'!$D33),\"\")","v":""},{"$f":"IFERROR(IF(OR(L48=\"\",'Historical scenario - input'!$D33=\"\"),\"\",L48/'Historical scenario - input'!$D33),\"\")","v":""},{"$f":"IFERROR(IF(OR(M48=\"\",'Historical scenario - input'!$D33=\"\"),\"\",M48/'Historical scenario - input'!$D33),\"\")","v":""},{"$f":"IFERROR(IF(OR(N48=\"\",'Historical scenario - input'!$D33=\"\"),\"\",N48/'Historical scenario - input'!$D33),\"\")","v":""},{"$f":"IFERROR(IF(OR(O48=\"\",'Historical scenario - input'!$D33=\"\"),\"\",O48/'Historical scenario - input'!$D33),\"\")","v":""},{"$f":"IFERROR(IF(OR(P48=\"\",'Historical scenario - input'!$D33=\"\"),\"\",P48/'Historical scenario - input'!$D33),\"\")","v":""},{"$f":"IFERROR(IF(OR(Q48=\"\",'Historical scenario - input'!$D33=\"\"),\"\",Q48/'Historical scenario - input'!$D33),\"\")","v":""},{"$f":"IFERROR(IF(OR(R48=\"\",'Historical scenario - input'!$D33=\"\"),\"\",R48/'Historical scenario - input'!$D33),\"\")","v":""},{"$f":"IFERROR(IF(OR(S48=\"\",'Historical scenario - input'!$D33=\"\"),\"\",S48/'Historical scenario - input'!$D33),\"\")","v":""},{"$f":"IFERROR(IF(OR(T48=\"\",'Historical scenario - input'!$D33=\"\"),\"\",T48/'Historical scenario - input'!$D33),\"\")","v":""},{"$f":"IFERROR(IF(OR(U48=\"\",'Historical scenario - input'!$D33=\"\"),\"\",U48/'Historical scenario - input'!$D33),\"\")","v":""},{"$f":"IFERROR(IF(OR(V48=\"\",'Historical scenario - input'!$D33=\"\"),\"\",V48/'Historical scenario - input'!$D33),\"\")","v":""},{"$f":"IFERROR(IF(OR(W48=\"\",'Historical scenario - input'!$D33=\"\"),\"\",W48/'Historical scenario - input'!$D33),\"\")","v":""}]
[{"$f":"IFERROR('Historical scenario - input'!A34,\"\")","v":0},{"$f":"IFERROR('Historical scenario - input'!B34,\"\")","v":"TRANSFORMERS"},{"$f":"IFERROR('Historical scenario - input'!C34,\"\")","v":"ground outdoor / indoor chamber mounted ; ˂ 22 kv ; < = 60 kva ; multiple phase"},{"$f":"IFERROR(repcalc('Historical scenario - input'!$CV34:$GH34,'Historical scenario - input'!$G34,'Historical scenario - input'!$E34,'Historical scenario - input'!$F34,20,TRUE,TRUE),\"\")","v":""},"","","","","","","","","","","","","","","","","","","",{"$f":"IFERROR(IF(OR(D49=\"\",'Historical scenario - input'!$D34=\"\"),\"\",D49/'Historical scenario - input'!$D34),\"\")","v":""},{"$f":"IFERROR(IF(OR(E49=\"\",'Historical scenario - input'!$D34=\"\"),\"\",E49/'Historical scenario - input'!$D34),\"\")","v":""},{"$f":"IFERROR(IF(OR(F49=\"\",'Historical scenario - input'!$D34=\"\"),\"\",F49/'Historical scenario - input'!$D34),\"\")","v":""},{"$f":"IFERROR(IF(OR(G49=\"\",'Historical scenario - input'!$D34=\"\"),\"\",G49/'Historical scenario - input'!$D34),\"\")","v":""},{"$f":"IFERROR(IF(OR(H49=\"\",'Historical scenario - input'!$D34=\"\"),\"\",H49/'Historical scenario - input'!$D34),\"\")","v":""},{"$f":"IFERROR(IF(OR(I49=\"\",'Historical scenario - input'!$D34=\"\"),\"\",I49/'Historical scenario - input'!$D34),\"\")","v":""},{"$f":"IFERROR(IF(OR(J49=\"\",'Historical scenario - input'!$D34=\"\"),\"\",J49/'Historical scenario - input'!$D34),\"\")","v":""},{"$f":"IFERROR(IF(OR(K49=\"\",'Historical scenario - input'!$D34=\"\"),\"\",K49/'Historical scenario - input'!$D34),\"\")","v":""},{"$f":"IFERROR(IF(OR(L49=\"\",'Historical scenario - input'!$D34=\"\"),\"\",L49/'Historical scenario - input'!$D34),\"\")","v":""},{"$f":"IFERROR(IF(OR(M49=\"\",'Historical scenario - input'!$D34=\"\"),\"\",M49/'Historical scenario - input'!$D34),\"\")","v":""},{"$f":"IFERROR(IF(OR(N49=\"\",'Historical scenario - input'!$D34=\"\"),\"\",N49/'Historical scenario - input'!$D34),\"\")","v":""},{"$f":"IFERROR(IF(OR(O49=\"\",'Historical scenario - input'!$D34=\"\"),\"\",O49/'Historical scenario - input'!$D34),\"\")","v":""},{"$f":"IFERROR(IF(OR(P49=\"\",'Historical scenario - input'!$D34=\"\"),\"\",P49/'Historical scenario - input'!$D34),\"\")","v":""},{"$f":"IFERROR(IF(OR(Q49=\"\",'Historical scenario - input'!$D34=\"\"),\"\",Q49/'Historical scenario - input'!$D34),\"\")","v":""},{"$f":"IFERROR(IF(OR(R49=\"\",'Historical scenario - input'!$D34=\"\"),\"\",R49/'Historical scenario - input'!$D34),\"\")","v":""},{"$f":"IFERROR(IF(OR(S49=\"\",'Historical scenario - input'!$D34=\"\"),\"\",S49/'Historical scenario - input'!$D34),\"\")","v":""},{"$f":"IFERROR(IF(OR(T49=\"\",'Historical scenario - input'!$D34=\"\"),\"\",T49/'Historical scenario - input'!$D34),\"\")","v":""},{"$f":"IFERROR(IF(OR(U49=\"\",'Historical scenario - input'!$D34=\"\"),\"\",U49/'Historical scenario - input'!$D34),\"\")","v":""},{"$f":"IFERROR(IF(OR(V49=\"\",'Historical scenario - input'!$D34=\"\"),\"\",V49/'Historical scenario - input'!$D34),\"\")","v":""},{"$f":"IFERROR(IF(OR(W49=\"\",'Historical scenario - input'!$D34=\"\"),\"\",W49/'Historical scenario - input'!$D34),\"\")","v":""}]
[{"$f":"IFERROR('Historical scenario - input'!A35,\"\")","v":5},{"$f":"IFERROR('Historical scenario - input'!B35,\"\")","v":"TRANSFORMERS"},{"$f":"IFERROR('Historical scenario - input'!C35,\"\")","v":"ground outdoor / indoor chamber mounted ; ˂ 22 kv ; > 60 kva and < = 600 kva ; multiple phase"},{"$f":"IFERROR(repcalc('Historical scenario - input'!$CV35:$GH35,'Historical scenario - input'!$G35,'Historical scenario - input'!$E35,'Historical scenario - input'!$F35,20,TRUE,TRUE),\"\")","v":""},"","","","","","","","","","","","","","","","","","","",{"$f":"IFERROR(IF(OR(D50=\"\",'Historical scenario - input'!$D35=\"\"),\"\",D50/'Historical scenario - input'!$D35),\"\")","v":""},{"$f":"IFERROR(IF(OR(E50=\"\",'Historical scenario - input'!$D35=\"\"),\"\",E50/'Historical scenario - input'!$D35),\"\")","v":""},{"$f":"IFERROR(IF(OR(F50=\"\",'Historical scenario - input'!$D35=\"\"),\"\",F50/'Historical scenario - input'!$D35),\"\")","v":""},{"$f":"IFERROR(IF(OR(G50=\"\",'Historical scenario - input'!$D35=\"\"),\"\",G50/'Historical scenario - input'!$D35),\"\")","v":""},{"$f":"IFERROR(IF(OR(H50=\"\",'Historical scenario - input'!$D35=\"\"),\"\",H50/'Historical scenario - input'!$D35),\"\")","v":""},{"$f":"IFERROR(IF(OR(I50=\"\",'Historical scenario - input'!$D35=\"\"),\"\",I50/'Historical scenario - input'!$D35),\"\")","v":""},{"$f":"IFERROR(IF(OR(J50=\"\",'Historical scenario - input'!$D35=\"\"),\"\",J50/'Historical scenario - input'!$D35),\"\")","v":""},{"$f":"IFERROR(IF(OR(K50=\"\",'Historical scenario - input'!$D35=\"\"),\"\",K50/'Historical scenario - input'!$D35),\"\")","v":""},{"$f":"IFERROR(IF(OR(L50=\"\",'Historical scenario - input'!$D35=\"\"),\"\",L50/'Historical scenario - input'!$D35),\"\")","v":""},{"$f":"IFERROR(IF(OR(M50=\"\",'Historical scenario - input'!$D35=\"\"),\"\",M50/'Historical scenario - input'!$D35),\"\")","v":""},{"$f":"IFERROR(IF(OR(N50=\"\",'Historical scenario - input'!$D35=\"\"),\"\",N50/'Historical scenario - input'!$D35),\"\")","v":""},{"$f":"IFERROR(IF(OR(O50=\"\",'Historical scenario - input'!$D35=\"\"),\"\",O50/'Historical scenario - input'!$D35),\"\")","v":""},{"$f":"IFERROR(IF(OR(P50=\"\",'Historical scenario - input'!$D35=\"\"),\"\",P50/'Historical scenario - input'!$D35),\"\")","v":""},{"$f":"IFERROR(IF(OR(Q50=\"\",'Historical scenario - input'!$D35=\"\"),\"\",Q50/'Historical scenario - input'!$D35),\"\")","v":""},{"$f":"IFERROR(IF(OR(R50=\"\",'Historical scenario - input'!$D35=\"\"),\"\",R50/'Historical scenario - input'!$D35),\"\")","v":""},{"$f":"IFERROR(IF(OR(S50=\"\",'Historical scenario - input'!$D35=\"\"),\"\",S50/'Historical scenario - input'!$D35),\"\")","v":""},{"$f":"IFERROR(IF(OR(T50=\"\",'Historical scenario - input'!$D35=\"\"),\"\",T50/'Historical scenario - input'!$D35),\"\")","v":""},{"$f":"IFERROR(IF(OR(U50=\"\",'Historical scenario - input'!$D35=\"\"),\"\",U50/'Historical scenario - input'!$D35),\"\")","v":""},{"$f":"IFERROR(IF(OR(V50=\"\",'Historical scenario - input'!$D35=\"\"),\"\",V50/'Historical scenario - input'!$D35),\"\")","v":""},{"$f":"IFERROR(IF(OR(W50=\"\",'Historical scenario - input'!$D35=\"\"),\"\",W50/'Historical scenario - input'!$D35),\"\")","v":""}]
[{"$f":"IFERROR('Historical scenario - input'!A36,\"\")","v":5},{"$f":"IFERROR('Historical scenario - input'!B36,\"\")","v":"TRANSFORMERS"},{"$f":"IFERROR('Historical scenario - input'!C36,\"\")","v":"ground outdoor / indoor chamber mounted ; ˂ 22 kv ; > 600 kva ; multiple phase"},{"$f":"IFERROR(repcalc('Historical scenario - input'!$CV36:$GH36,'Historical scenario - input'!$G36,'Historical scenario - input'!$E36,'Historical scenario - input'!$F36,20,TRUE,TRUE),\"\")","v":""},"","","","","","","","","","","","","","","","","","","",{"$f":"IFERROR(IF(OR(D51=\"\",'Historical scenario - input'!$D36=\"\"),\"\",D51/'Historical scenario - input'!$D36),\"\")","v":""},{"$f":"IFERROR(IF(OR(E51=\"\",'Historical scenario - input'!$D36=\"\"),\"\",E51/'Historical scenario - input'!$D36),\"\")","v":""},{"$f":"IFERROR(IF(OR(F51=\"\",'Historical scenario - input'!$D36=\"\"),\"\",F51/'Historical scenario - input'!$D36),\"\")","v":""},{"$f":"IFERROR(IF(OR(G51=\"\",'Historical scenario - input'!$D36=\"\"),\"\",G51/'Historical scenario - input'!$D36),\"\")","v":""},{"$f":"IFERROR(IF(OR(H51=\"\",'Historical scenario - input'!$D36=\"\"),\"\",H51/'Historical scenario - input'!$D36),\"\")","v":""},{"$f":"IFERROR(IF(OR(I51=\"\",'Historical scenario - input'!$D36=\"\"),\"\",I51/'Historical scenario - input'!$D36),\"\")","v":""},{"$f":"IFERROR(IF(OR(J51=\"\",'Historical scenario - input'!$D36=\"\"),\"\",J51/'Historical scenario - input'!$D36),\"\")","v":""},{"$f":"IFERROR(IF(OR(K51=\"\",'Historical scenario - input'!$D36=\"\"),\"\",K51/'Historical scenario - input'!$D36),\"\")","v":""},{"$f":"IFERROR(IF(OR(L51=\"\",'Historical scenario - input'!$D36=\"\"),\"\",L51/'Historical scenario - input'!$D36),\"\")","v":""},{"$f":"IFERROR(IF(OR(M51=\"\",'Historical scenario - input'!$D36=\"\"),\"\",M51/'Historical scenario - input'!$D36),\"\")","v":""},{"$f":"IFERROR(IF(OR(N51=\"\",'Historical scenario - input'!$D36=\"\"),\"\",N51/'Historical scenario - input'!$D36),\"\")","v":""},{"$f":"IFERROR(IF(OR(O51=\"\",'Historical scenario - input'!$D36=\"\"),\"\",O51/'Historical scenario - input'!$D36),\"\")","v":""},{"$f":"IFERROR(IF(OR(P51=\"\",'Historical scenario - input'!$D36=\"\"),\"\",P51/'Historical scenario - input'!$D36),\"\")","v":""},{"$f":"IFERROR(IF(OR(Q51=\"\",'Historical scenario - input'!$D36=\"\"),\"\",Q51/'Historical scenario - input'!$D36),\"\")","v":""},{"$f":"IFERROR(IF(OR(R51=\"\",'Historical scenario - input'!$D36=\"\"),\"\",R51/'Historical scenario - input'!$D36),\"\")","v":""},{"$f":"IFERROR(IF(OR(S51=\"\",'Historical scenario - input'!$D36=\"\"),\"\",S51/'Historical scenario - input'!$D36),\"\")","v":""},{"$f":"IFERROR(IF(OR(T51=\"\",'Historical scenario - input'!$D36=\"\"),\"\",T51/'Historical scenario - input'!$D36),\"\")","v":""},{"$f":"IFERROR(IF(OR(U51=\"\",'Historical scenario - input'!$D36=\"\"),\"\",U51/'Historical scenario - input'!$D36),\"\")","v":""},{"$f":"IFERROR(IF(OR(V51=\"\",'Historical scenario - input'!$D36=\"\"),\"\",V51/'Historical scenario - input'!$D36),\"\")","v":""},{"$f":"IFERROR(IF(OR(W51=\"\",'Historical scenario - input'!$D36=\"\"),\"\",W51/'Historical scenario - input'!$D36),\"\")","v":""}]
[{"$f":"IFERROR('Historical scenario - input'!A37,\"\")","v":5},{"$f":"IFERROR('Historical scenario - input'!B37,\"\")","v":"TRANSFORMERS"},{"$f":"IFERROR('Historical scenario - input'!C37,\"\")","v":"ground outdoor / indoor chamber mounted ; > = 22 kv & < = 33 kv ; < = 15 mva"},{"$f":"IFERROR(repcalc('Historical scenario - input'!$CV37:$GH37,'Historical scenario - input'!$G37,'Historical scenario - input'!$E37,'Historical scenario - input'!$F37,20,TRUE,TRUE),\"\")","v":""},"","","","","","","","","","","","","","","","","","","",{"$f":"IFERROR(IF(OR(D52=\"\",'Historical scenario - input'!$D37=\"\"),\"\",D52/'Historical scenario - input'!$D37),\"\")","v":""},{"$f":"IFERROR(IF(OR(E52=\"\",'Historical scenario - input'!$D37=\"\"),\"\",E52/'Historical scenario - input'!$D37),\"\")","v":""},{"$f":"IFERROR(IF(OR(F52=\"\",'Historical scenario - input'!$D37=\"\"),\"\",F52/'Historical scenario - input'!$D37),\"\")","v":""},{"$f":"IFERROR(IF(OR(G52=\"\",'Historical scenario - input'!$D37=\"\"),\"\",G52/'Historical scenario - input'!$D37),\"\")","v":""},{"$f":"IFERROR(IF(OR(H52=\"\",'Historical scenario - input'!$D37=\"\"),\"\",H52/'Historical scenario - input'!$D37),\"\")","v":""},{"$f":"IFERROR(IF(OR(I52=\"\",'Historical scenario - input'!$D37=\"\"),\"\",I52/'Historical scenario - input'!$D37),\"\")","v":""},{"$f":"IFERROR(IF(OR(J52=\"\",'Historical scenario - input'!$D37=\"\"),\"\",J52/'Historical scenario - input'!$D37),\"\")","v":""},{"$f":"IFERROR(IF(OR(K52=\"\",'Historical scenario - input'!$D37=\"\"),\"\",K52/'Historical scenario - input'!$D37),\"\")","v":""},{"$f":"IFERROR(IF(OR(L52=\"\",'Historical scenario - input'!$D37=\"\"),\"\",L52/'Historical scenario - input'!$D37),\"\")","v":""},{"$f":"IFERROR(IF(OR(M52=\"\",'Historical scenario - input'!$D37=\"\"),\"\",M52/'Historical scenario - input'!$D37),\"\")","v":""},{"$f":"IFERROR(IF(OR(N52=\"\",'Historical scenario - input'!$D37=\"\"),\"\",N52/'Historical scenario - input'!$D37),\"\")","v":""},{"$f":"IFERROR(IF(OR(O52=\"\",'Historical scenario - input'!$D37=\"\"),\"\",O52/'Historical scenario - input'!$D37),\"\")","v":""},{"$f":"IFERROR(IF(OR(P52=\"\",'Historical scenario - input'!$D37=\"\"),\"\",P52/'Historical scenario - input'!$D37),\"\")","v":""},{"$f":"IFERROR(IF(OR(Q52=\"\",'Historical scenario - input'!$D37=\"\"),\"\",Q52/'Historical scenario - input'!$D37),\"\")","v":""},{"$f":"IFERROR(IF(OR(R52=\"\",'Historical scenario - input'!$D37=\"\"),\"\",R52/'Historical scenario - input'!$D37),\"\")","v":""},{"$f":"IFERROR(IF(OR(S52=\"\",'Historical scenario - input'!$D37=\"\"),\"\",S52/'Historical scenario - input'!$D37),\"\")","v":""},{"$f":"IFERROR(IF(OR(T52=\"\",'Historical scenario - input'!$D37=\"\"),\"\",T52/'Historical scenario - input'!$D37),\"\")","v":""},{"$f":"IFERROR(IF(OR(U52=\"\",'Historical scenario - input'!$D37=\"\"),\"\",U52/'Historical scenario - input'!$D37),\"\")","v":""},{"$f":"IFERROR(IF(OR(V52=\"\",'Historical scenario - input'!$D37=\"\"),\"\",V52/'Historical scenario - input'!$D37),\"\")","v":""},{"$f":"IFERROR(IF(OR(W52=\"\",'Historical scenario - input'!$D37=\"\"),\"\",W52/'Historical scenario - input'!$D37),\"\")","v":""}]
[{"$f":"IFERROR('Historical scenario - input'!A38,\"\")","v":5},{"$f":"IFERROR('Historical scenario - input'!B38,\"\")","v":"TRANSFORMERS"},{"$f":"IFERROR('Historical scenario - input'!C38,\"\")","v":"ground outdoor / indoor chamber mounted ; > = 22 kv & < = 33 kv ; > 15 mva and < = 40 mva"},{"$f":"IFERROR(repcalc('Historical scenario - input'!$CV38:$GH38,'Historical scenario - input'!$G38,'Historical scenario - input'!$E38,'Historical scenario - input'!$F38,20,TRUE,TRUE),\"\")","v":""},"","","","","","","","","","","","","","","","","","","",{"$f":"IFERROR(IF(OR(D53=\"\",'Historical scenario - input'!$D38=\"\"),\"\",D53/'Historical scenario - input'!$D38),\"\")","v":""},{"$f":"IFERROR(IF(OR(E53=\"\",'Historical scenario - input'!$D38=\"\"),\"\",E53/'Historical scenario - input'!$D38),\"\")","v":""},{"$f":"IFERROR(IF(OR(F53=\"\",'Historical scenario - input'!$D38=\"\"),\"\",F53/'Historical scenario - input'!$D38),\"\")","v":""},{"$f":"IFERROR(IF(OR(G53=\"\",'Historical scenario - input'!$D38=\"\"),\"\",G53/'Historical scenario - input'!$D38),\"\")","v":""},{"$f":"IFERROR(IF(OR(H53=\"\",'Historical scenario - input'!$D38=\"\"),\"\",H53/'Historical scenario - input'!$D38),\"\")","v":""},{"$f":"IFERROR(IF(OR(I53=\"\",'Historical scenario - input'!$D38=\"\"),\"\",I53/'Historical scenario - input'!$D38),\"\")","v":""},{"$f":"IFERROR(IF(OR(J53=\"\",'Historical scenario - input'!$D38=\"\"),\"\",J53/'Historical scenario - input'!$D38),\"\")","v":""},{"$f":"IFERROR(IF(OR(K53=\"\",'Historical scenario - input'!$D38=\"\"),\"\",K53/'Historical scenario - input'!$D38),\"\")","v":""},{"$f":"IFERROR(IF(OR(L53=\"\",'Historical scenario - input'!$D38=\"\"),\"\",L53/'Historical scenario - input'!$D38),\"\")","v":""},{"$f":"IFERROR(IF(OR(M53=\"\",'Historical scenario - input'!$D38=\"\"),\"\",M53/'Historical scenario - input'!$D38),\"\")","v":""},{"$f":"IFERROR(IF(OR(N53=\"\",'Historical scenario - input'!$D38=\"\"),\"\",N53/'Historical scenario - input'!$D38),\"\")","v":""},{"$f":"IFERROR(IF(OR(O53=\"\",'Historical scenario - input'!$D38=\"\"),\"\",O53/'Historical scenario - input'!$D38),\"\")","v":""},{"$f":"IFERROR(IF(OR(P53=\"\",'Historical scenario - input'!$D38=\"\"),\"\",P53/'Historical scenario - input'!$D38),\"\")","v":""},{"$f":"IFERROR(IF(OR(Q53=\"\",'Historical scenario - input'!$D38=\"\"),\"\",Q53/'Historical scenario - input'!$D38),\"\")","v":""},{"$f":"IFERROR(IF(OR(R53=\"\",'Historical scenario - input'!$D38=\"\"),\"\",R53/'Historical scenario - input'!$D38),\"\")","v":""},{"$f":"IFERROR(IF(OR(S53=\"\",'Historical scenario - input'!$D38=\"\"),\"\",S53/'Historical scenario - input'!$D38),\"\")","v":""},{"$f":"IFERROR(IF(OR(T53=\"\",'Historical scenario - input'!$D38=\"\"),\"\",T53/'Historical scenario - input'!$D38),\"\")","v":""},{"$f":"IFERROR(IF(OR(U53=\"\",'Historical scenario - input'!$D38=\"\"),\"\",U53/'Historical scenario - input'!$D38),\"\")","v":""},{"$f":"IFERROR(IF(OR(V53=\"\",'Historical scenario - input'!$D38=\"\"),\"\",V53/'Historical scenario - input'!$D38),\"\")","v":""},{"$f":"IFERROR(IF(OR(W53=\"\",'Historical scenario - input'!$D38=\"\"),\"\",W53/'Historical scenario - input'!$D38),\"\")","v":""}]
[{"$f":"IFERROR('Historical scenario - input'!A39,\"\")","v":5},{"$f":"IFERROR('Historical scenario - input'!B39,\"\")","v":"TRANSFORMERS"},{"$f":"IFERROR('Historical scenario - input'!C39,\"\")","v":"ground outdoor / indoor chamber mounted ; > 33 kv & < = 66 kv ; < = 15 mva"},{"$f":"IFERROR(repcalc('Historical scenario - input'!$CV39:$GH39,'Historical scenario - input'!$G39,'Historical scenario - input'!$E39,'Historical scenario - input'!$F39,20,TRUE,TRUE),\"\")","v":""},"","","","","","","","","","","","","","","","","","","",{"$f":"IFERROR(IF(OR(D54=\"\",'Historical scenario - input'!$D39=\"\"),\"\",D54/'Historical scenario - input'!$D39),\"\")","v":""},{"$f":"IFERROR(IF(OR(E54=\"\",'Historical scenario - input'!$D39=\"\"),\"\",E54/'Historical scenario - input'!$D39),\"\")","v":""},{"$f":"IFERROR(IF(OR(F54=\"\",'Historical scenario - input'!$D39=\"\"),\"\",F54/'Historical scenario - input'!$D39),\"\")","v":""},{"$f":"IFERROR(IF(OR(G54=\"\",'Historical scenario - input'!$D39=\"\"),\"\",G54/'Historical scenario - input'!$D39),\"\")","v":""},{"$f":"IFERROR(IF(OR(H54=\"\",'Historical scenario - input'!$D39=\"\"),\"\",H54/'Historical scenario - input'!$D39),\"\")","v":""},{"$f":"IFERROR(IF(OR(I54=\"\",'Historical scenario - input'!$D39=\"\"),\"\",I54/'Historical scenario - input'!$D39),\"\")","v":""},{"$f":"IFERROR(IF(OR(J54=\"\",'Historical scenario - input'!$D39=\"\"),\"\",J54/'Historical scenario - input'!$D39),\"\")","v":""},{"$f":"IFERROR(IF(OR(K54=\"\",'Historical scenario - input'!$D39=\"\"),\"\",K54/'Historical scenario - input'!$D39),\"\")","v":""},{"$f":"IFERROR(IF(OR(L54=\"\",'Historical scenario - input'!$D39=\"\"),\"\",L54/'Historical scenario - input'!$D39),\"\")","v":""},{"$f":"IFERROR(IF(OR(M54=\"\",'Historical scenario - input'!$D39=\"\"),\"\",M54/'Historical scenario - input'!$D39),\"\")","v":""},{"$f":"IFERROR(IF(OR(N54=\"\",'Historical scenario - input'!$D39=\"\"),\"\",N54/'Historical scenario - input'!$D39),\"\")","v":""},{"$f":"IFERROR(IF(OR(O54=\"\",'Historical scenario - input'!$D39=\"\"),\"\",O54/'Historical scenario - input'!$D39),\"\")","v":""},{"$f":"IFERROR(IF(OR(P54=\"\",'Historical scenario - input'!$D39=\"\"),\"\",P54/'Historical scenario - input'!$D39),\"\")","v":""},{"$f":"IFERROR(IF(OR(Q54=\"\",'Historical scenario - input'!$D39=\"\"),\"\",Q54/'Historical scenario - input'!$D39),\"\")","v":""},{"$f":"IFERROR(IF(OR(R54=\"\",'Historical scenario - input'!$D39=\"\"),\"\",R54/'Historical scenario - input'!$D39),\"\")","v":""},{"$f":"IFERROR(IF(OR(S54=\"\",'Historical scenario - input'!$D39=\"\"),\"\",S54/'Historical scenario - input'!$D39),\"\")","v":""},{"$f":"IFERROR(IF(OR(T54=\"\",'Historical scenario - input'!$D39=\"\"),\"\",T54/'Historical scenario - input'!$D39),\"\")","v":""},{"$f":"IFERROR(IF(OR(U54=\"\",'Historical scenario - input'!$D39=\"\"),\"\",U54/'Historical scenario - input'!$D39),\"\")","v":""},{"$f":"IFERROR(IF(OR(V54=\"\",'Historical scenario - input'!$D39=\"\"),\"\",V54/'Historical scenario - input'!$D39),\"\")","v":""},{"$f":"IFERROR(IF(OR(W54=\"\",'Historical scenario - input'!$D39=\"\"),\"\",W54/'Historical scenario - input'!$D39),\"\")","v":""}]
[{"$f":"IFERROR('Historical scenario - input'!A40,\"\")","v":5},{"$f":"IFERROR('Historical scenario - input'!B40,\"\")","v":"TRANSFORMERS"},{"$f":"IFERROR('Historical scenario - input'!C40,\"\")","v":"ground outdoor / indoor chamber mounted ; > 33 kv & < = 66 kv ; > 15 mva and < = 40 mva"},{"$f":"IFERROR(repcalc('Historical scenario - input'!$CV40:$GH40,'Historical scenario - input'!$G40,'Historical scenario - input'!$E40,'Historical scenario - input'!$F40,20,TRUE,TRUE),\"\")","v":""},"","","","","","","","","","","","","","","","","","","",{"$f":"IFERROR(IF(OR(D55=\"\",'Historical scenario - input'!$D40=\"\"),\"\",D55/'Historical scenario - input'!$D40),\"\")","v":""},{"$f":"IFERROR(IF(OR(E55=\"\",'Historical scenario - input'!$D40=\"\"),\"\",E55/'Historical scenario - input'!$D40),\"\")","v":""},{"$f":"IFERROR(IF(OR(F55=\"\",'Historical scenario - input'!$D40=\"\"),\"\",F55/'Historical scenario - input'!$D40),\"\")","v":""},{"$f":"IFERROR(IF(OR(G55=\"\",'Historical scenario - input'!$D40=\"\"),\"\",G55/'Historical scenario - input'!$D40),\"\")","v":""},{"$f":"IFERROR(IF(OR(H55=\"\",'Historical scenario - input'!$D40=\"\"),\"\",H55/'Historical scenario - input'!$D40),\"\")","v":""},{"$f":"IFERROR(IF(OR(I55=\"\",'Historical scenario - input'!$D40=\"\"),\"\",I55/'Historical scenario - input'!$D40),\"\")","v":""},{"$f":"IFERROR(IF(OR(J55=\"\",'Historical scenario - input'!$D40=\"\"),\"\",J55/'Historical scenario - input'!$D40),\"\")","v":""},{"$f":"IFERROR(IF(OR(K55=\"\",'Historical scenario - input'!$D40=\"\"),\"\",K55/'Historical scenario - input'!$D40),\"\")","v":""},{"$f":"IFERROR(IF(OR(L55=\"\",'Historical scenario - input'!$D40=\"\"),\"\",L55/'Historical scenario - input'!$D40),\"\")","v":""},{"$f":"IFERROR(IF(OR(M55=\"\",'Historical scenario - input'!$D40=\"\"),\"\",M55/'Historical scenario - input'!$D40),\"\")","v":""},{"$f":"IFERROR(IF(OR(N55=\"\",'Historical scenario - input'!$D40=\"\"),\"\",N55/'Historical scenario - input'!$D40),\"\")","v":""},{"$f":"IFERROR(IF(OR(O55=\"\",'Historical scenario - input'!$D40=\"\"),\"\",O55/'Historical scenario - input'!$D40),\"\")","v":""},{"$f":"IFERROR(IF(OR(P55=\"\",'Historical scenario - input'!$D40=\"\"),\"\",P55/'Historical scenario - input'!$D40),\"\")","v":""},{"$f":"IFERROR(IF(OR(Q55=\"\",'Historical scenario - input'!$D40=\"\"),\"\",Q55/'Historical scenario - input'!$D40),\"\")","v":""},{"$f":"IFERROR(IF(OR(R55=\"\",'Historical scenario - input'!$D40=\"\"),\"\",R55/'Historical scenario - input'!$D40),\"\")","v":""},{"$f":"IFERROR(IF(OR(S55=\"\",'Historical scenario - input'!$D40=\"\"),\"\",S55/'Historical scenario - input'!$D40),\"\")","v":""},{"$f":"IFERROR(IF(OR(T55=\"\",'Historical scenario - input'!$D40=\"\"),\"\",T55/'Historical scenario - input'!$D40),\"\")","v":""},{"$f":"IFERROR(IF(OR(U55=\"\",'Historical scenario - input'!$D40=\"\"),\"\",U55/'Historical scenario - input'!$D40),\"\")","v":""},{"$f":"IFERROR(IF(OR(V55=\"\",'Historical scenario - input'!$D40=\"\"),\"\",V55/'Historical scenario - input'!$D40),\"\")","v":""},{"$f":"IFERROR(IF(OR(W55=\"\",'Historical scenario - input'!$D40=\"\"),\"\",W55/'Historical scenario - input'!$D40),\"\")","v":""}]
[{"$f":"IFERROR('Historical scenario - input'!A41,\"\")","v":0},{"$f":"IFERROR('Historical scenario - input'!B41,\"\")","v":"TRANSFORMERS"},{"$f":"IFERROR('Historical scenario - input'!C41,\"\")","v":"kiosk mounted ; < = 22 kv ; < = 60 kva ; multiple phase"},{"$f":"IFERROR(repcalc('Historical scenario - input'!$CV41:$GH41,'Historical scenario - input'!$G41,'Historical scenario - input'!$E41,'Historical scenario - input'!$F41,20,TRUE,TRUE),\"\")","v":""},"","","","","","","","","","","","","","","","","","","",{"$f":"IFERROR(IF(OR(D56=\"\",'Historical scenario - input'!$D41=\"\"),\"\",D56/'Historical scenario - input'!$D41),\"\")","v":""},{"$f":"IFERROR(IF(OR(E56=\"\",'Historical scenario - input'!$D41=\"\"),\"\",E56/'Historical scenario - input'!$D41),\"\")","v":""},{"$f":"IFERROR(IF(OR(F56=\"\",'Historical scenario - input'!$D41=\"\"),\"\",F56/'Historical scenario - input'!$D41),\"\")","v":""},{"$f":"IFERROR(IF(OR(G56=\"\",'Historical scenario - input'!$D41=\"\"),\"\",G56/'Historical scenario - input'!$D41),\"\")","v":""},{"$f":"IFERROR(IF(OR(H56=\"\",'Historical scenario - input'!$D41=\"\"),\"\",H56/'Historical scenario - input'!$D41),\"\")","v":""},{"$f":"IFERROR(IF(OR(I56=\"\",'Historical scenario - input'!$D41=\"\"),\"\",I56/'Historical scenario - input'!$D41),\"\")","v":""},{"$f":"IFERROR(IF(OR(J56=\"\",'Historical scenario - input'!$D41=\"\"),\"\",J56/'Historical scenario - input'!$D41),\"\")","v":""},{"$f":"IFERROR(IF(OR(K56=\"\",'Historical scenario - input'!$D41=\"\"),\"\",K56/'Historical scenario - input'!$D41),\"\")","v":""},{"$f":"IFERROR(IF(OR(L56=\"\",'Historical scenario - input'!$D41=\"\"),\"\",L56/'Historical scenario - input'!$D41),\"\")","v":""},{"$f":"IFERROR(IF(OR(M56=\"\",'Historical scenario - input'!$D41=\"\"),\"\",M56/'Historical scenario - input'!$D41),\"\")","v":""},{"$f":"IFERROR(IF(OR(N56=\"\",'Historical scenario - input'!$D41=\"\"),\"\",N56/'Historical scenario - input'!$D41),\"\")","v":""},{"$f":"IFERROR(IF(OR(O56=\"\",'Historical scenario - input'!$D41=\"\"),\"\",O56/'Historical scenario - input'!$D41),\"\")","v":""},{"$f":"IFERROR(IF(OR(P56=\"\",'Historical scenario - input'!$D41=\"\"),\"\",P56/'Historical scenario - input'!$D41),\"\")","v":""},{"$f":"IFERROR(IF(OR(Q56=\"\",'Historical scenario - input'!$D41=\"\"),\"\",Q56/'Historical scenario - input'!$D41),\"\")","v":""},{"$f":"IFERROR(IF(OR(R56=\"\",'Historical scenario - input'!$D41=\"\"),\"\",R56/'Historical scenario - input'!$D41),\"\")","v":""},{"$f":"IFERROR(IF(OR(S56=\"\",'Historical scenario - input'!$D41=\"\"),\"\",S56/'Historical scenario - input'!$D41),\"\")","v":""},{"$f":"IFERROR(IF(OR(T56=\"\",'Historical scenario - input'!$D41=\"\"),\"\",T56/'Historical scenario - input'!$D41),\"\")","v":""},{"$f":"IFERROR(IF(OR(U56=\"\",'Historical scenario - input'!$D41=\"\"),\"\",U56/'Historical scenario - input'!$D41),\"\")","v":""},{"$f":"IFERROR(IF(OR(V56=\"\",'Historical scenario - input'!$D41=\"\"),\"\",V56/'Historical scenario - input'!$D41),\"\")","v":""},{"$f":"IFERROR(IF(OR(W56=\"\",'Historical scenario - input'!$D41=\"\"),\"\",W56/'Historical scenario - input'!$D41),\"\")","v":""}]
[{"$f":"IFERROR('Historical scenario - input'!A42,\"\")","v":5},{"$f":"IFERROR('Historical scenario - input'!B42,\"\")","v":"TRANSFORMERS"},{"$f":"IFERROR('Historical scenario - input'!C42,\"\")","v":"kiosk mounted ; < = 22 kv ; < = 60 kva ; single phase"},{"$f":"IFERROR(repcalc('Historical scenario - input'!$CV42:$GH42,'Historical scenario - input'!$G42,'Historical scenario - input'!$E42,'Historical scenario - input'!$F42,20,TRUE,TRUE),\"\")","v":""},"","","","","","","","","","","","","","","","","","","",{"$f":"IFERROR(IF(OR(D57=\"\",'Historical scenario - input'!$D42=\"\"),\"\",D57/'Historical scenario - input'!$D42),\"\")","v":""},{"$f":"IFERROR(IF(OR(E57=\"\",'Historical scenario - input'!$D42=\"\"),\"\",E57/'Historical scenario - input'!$D42),\"\")","v":""},{"$f":"IFERROR(IF(OR(F57=\"\",'Historical scenario - input'!$D42=\"\"),\"\",F57/'Historical scenario - input'!$D42),\"\")","v":""},{"$f":"IFERROR(IF(OR(G57=\"\",'Historical scenario - input'!$D42=\"\"),\"\",G57/'Historical scenario - input'!$D42),\"\")","v":""},{"$f":"IFERROR(IF(OR(H57=\"\",'Historical scenario - input'!$D42=\"\"),\"\",H57/'Historical scenario - input'!$D42),\"\")","v":""},{"$f":"IFERROR(IF(OR(I57=\"\",'Historical scenario - input'!$D42=\"\"),\"\",I57/'Historical scenario - input'!$D42),\"\")","v":""},{"$f":"IFERROR(IF(OR(J57=\"\",'Historical scenario - input'!$D42=\"\"),\"\",J57/'Historical scenario - input'!$D42),\"\")","v":""},{"$f":"IFERROR(IF(OR(K57=\"\",'Historical scenario - input'!$D42=\"\"),\"\",K57/'Historical scenario - input'!$D42),\"\")","v":""},{"$f":"IFERROR(IF(OR(L57=\"\",'Historical scenario - input'!$D42=\"\"),\"\",L57/'Historical scenario - input'!$D42),\"\")","v":""},{"$f":"IFERROR(IF(OR(M57=\"\",'Historical scenario - input'!$D42=\"\"),\"\",M57/'Historical scenario - input'!$D42),\"\")","v":""},{"$f":"IFERROR(IF(OR(N57=\"\",'Historical scenario - input'!$D42=\"\"),\"\",N57/'Historical scenario - input'!$D42),\"\")","v":""},{"$f":"IFERROR(IF(OR(O57=\"\",'Historical scenario - input'!$D42=\"\"),\"\",O57/'Historical scenario - input'!$D42),\"\")","v":""},{"$f":"IFERROR(IF(OR(P57=\"\",'Historical scenario - input'!$D42=\"\"),\"\",P57/'Historical scenario - input'!$D42),\"\")","v":""},{"$f":"IFERROR(IF(OR(Q57=\"\",'Historical scenario - input'!$D42=\"\"),\"\",Q57/'Historical scenario - input'!$D42),\"\")","v":""},{"$f":"IFERROR(IF(OR(R57=\"\",'Historical scenario - input'!$D42=\"\"),\"\",R57/'Historical scenario - input'!$D42),\"\")","v":""},{"$f":"IFERROR(IF(OR(S57=\"\",'Historical scenario - input'!$D42=\"\"),\"\",S57/'Historical scenario - input'!$D42),\"\")","v":""},{"$f":"IFERROR(IF(OR(T57=\"\",'Historical scenario - input'!$D42=\"\"),\"\",T57/'Historical scenario - input'!$D42),\"\")","v":""},{"$f":"IFERROR(IF(OR(U57=\"\",'Historical scenario - input'!$D42=\"\"),\"\",U57/'Historical scenario - input'!$D42),\"\")","v":""},{"$f":"IFERROR(IF(OR(V57=\"\",'Historical scenario - input'!$D42=\"\"),\"\",V57/'Historical scenario - input'!$D42),\"\")","v":""},{"$f":"IFERROR(IF(OR(W57=\"\",'Historical scenario - input'!$D42=\"\"),\"\",W57/'Historical scenario - input'!$D42),\"\")","v":""}]
[{"$f":"IFERROR('Historical scenario - input'!A43,\"\")","v":5},{"$f":"IFERROR('Historical scenario - input'!B43,\"\")","v":"TRANSFORMERS"},{"$f":"IFERROR('Historical scenario - input'!C43,\"\")","v":"kiosk mounted ; < = 22 kv ; > 60 kva and < = 600 kva ; multiple phase"},{"$f":"IFERROR(repcalc('Historical scenario - input'!$CV43:$GH43,'Historical scenario - input'!$G43,'Historical scenario - input'!$E43,'Historical scenario - input'!$F43,20,TRUE,TRUE),\"\")","v":""},"","","","","","","","","","","","","","","","","","","",{"$f":"IFERROR(IF(OR(D58=\"\",'Historical scenario - input'!$D43=\"\"),\"\",D58/'Historical scenario - input'!$D43),\"\")","v":""},{"$f":"IFERROR(IF(OR(E58=\"\",'Historical scenario - input'!$D43=\"\"),\"\",E58/'Historical scenario - input'!$D43),\"\")","v":""},{"$f":"IFERROR(IF(OR(F58=\"\",'Historical scenario - input'!$D43=\"\"),\"\",F58/'Historical scenario - input'!$D43),\"\")","v":""},{"$f":"IFERROR(IF(OR(G58=\"\",'Historical scenario - input'!$D43=\"\"),\"\",G58/'Historical scenario - input'!$D43),\"\")","v":""},{"$f":"IFERROR(IF(OR(H58=\"\",'Historical scenario - input'!$D43=\"\"),\"\",H58/'Historical scenario - input'!$D43),\"\")","v":""},{"$f":"IFERROR(IF(OR(I58=\"\",'Historical scenario - input'!$D43=\"\"),\"\",I58/'Historical scenario - input'!$D43),\"\")","v":""},{"$f":"IFERROR(IF(OR(J58=\"\",'Historical scenario - input'!$D43=\"\"),\"\",J58/'Historical scenario - input'!$D43),\"\")","v":""},{"$f":"IFERROR(IF(OR(K58=\"\",'Historical scenario - input'!$D43=\"\"),\"\",K58/'Historical scenario - input'!$D43),\"\")","v":""},{"$f":"IFERROR(IF(OR(L58=\"\",'Historical scenario - input'!$D43=\"\"),\"\",L58/'Historical scenario - input'!$D43),\"\")","v":""},{"$f":"IFERROR(IF(OR(M58=\"\",'Historical scenario - input'!$D43=\"\"),\"\",M58/'Historical scenario - input'!$D43),\"\")","v":""},{"$f":"IFERROR(IF(OR(N58=\"\",'Historical scenario - input'!$D43=\"\"),\"\",N58/'Historical scenario - input'!$D43),\"\")","v":""},{"$f":"IFERROR(IF(OR(O58=\"\",'Historical scenario - input'!$D43=\"\"),\"\",O58/'Historical scenario - input'!$D43),\"\")","v":""},{"$f":"IFERROR(IF(OR(P58=\"\",'Historical scenario - input'!$D43=\"\"),\"\",P58/'Historical scenario - input'!$D43),\"\")","v":""},{"$f":"IFERROR(IF(OR(Q58=\"\",'Historical scenario - input'!$D43=\"\"),\"\",Q58/'Historical scenario - input'!$D43),\"\")","v":""},{"$f":"IFERROR(IF(OR(R58=\"\",'Historical scenario - input'!$D43=\"\"),\"\",R58/'Historical scenario - input'!$D43),\"\")","v":""},{"$f":"IFERROR(IF(OR(S58=\"\",'Historical scenario - input'!$D43=\"\"),\"\",S58/'Historical scenario - input'!$D43),\"\")","v":""},{"$f":"IFERROR(IF(OR(T58=\"\",'Historical scenario - input'!$D43=\"\"),\"\",T58/'Historical scenario - input'!$D43),\"\")","v":""},{"$f":"IFERROR(IF(OR(U58=\"\",'Historical scenario - input'!$D43=\"\"),\"\",U58/'Historical scenario - input'!$D43),\"\")","v":""},{"$f":"IFERROR(IF(OR(V58=\"\",'Historical scenario - input'!$D43=\"\"),\"\",V58/'Historical scenario - input'!$D43),\"\")","v":""},{"$f":"IFERROR(IF(OR(W58=\"\",'Historical scenario - input'!$D43=\"\"),\"\",W58/'Historical scenario - input'!$D43),\"\")","v":""}]
[{"$f":"IFERROR('Historical scenario - input'!A44,\"\")","v":0},{"$f":"IFERROR('Historical scenario - input'!B44,\"\")","v":"TRANSFORMERS"},{"$f":"IFERROR('Historical scenario - input'!C44,\"\")","v":"kiosk mounted ; < = 22 kv ; > 60 kva and < = 600 kva ; single phase"},{"$f":"IFERROR(repcalc('Historical scenario - input'!$CV44:$GH44,'Historical scenario - input'!$G44,'Historical scenario - input'!$E44,'Historical scenario - input'!$F44,20,TRUE,TRUE),\"\")","v":""},"","","","","","","","","","","","","","","","","","","",{"$f":"IFERROR(IF(OR(D59=\"\",'Historical scenario - input'!$D44=\"\"),\"\",D59/'Historical scenario - input'!$D44),\"\")","v":""},{"$f":"IFERROR(IF(OR(E59=\"\",'Historical scenario - input'!$D44=\"\"),\"\",E59/'Historical scenario - input'!$D44),\"\")","v":""},{"$f":"IFERROR(IF(OR(F59=\"\",'Historical scenario - input'!$D44=\"\"),\"\",F59/'Historical scenario - input'!$D44),\"\")","v":""},{"$f":"IFERROR(IF(OR(G59=\"\",'Historical scenario - input'!$D44=\"\"),\"\",G59/'Historical scenario - input'!$D44),\"\")","v":""},{"$f":"IFERROR(IF(OR(H59=\"\",'Historical scenario - input'!$D44=\"\"),\"\",H59/'Historical scenario - input'!$D44),\"\")","v":""},{"$f":"IFERROR(IF(OR(I59=\"\",'Historical scenario - input'!$D44=\"\"),\"\",I59/'Historical scenario - input'!$D44),\"\")","v":""},{"$f":"IFERROR(IF(OR(J59=\"\",'Historical scenario - input'!$D44=\"\"),\"\",J59/'Historical scenario - input'!$D44),\"\")","v":""},{"$f":"IFERROR(IF(OR(K59=\"\",'Historical scenario - input'!$D44=\"\"),\"\",K59/'Historical scenario - input'!$D44),\"\")","v":""},{"$f":"IFERROR(IF(OR(L59=\"\",'Historical scenario - input'!$D44=\"\"),\"\",L59/'Historical scenario - input'!$D44),\"\")","v":""},{"$f":"IFERROR(IF(OR(M59=\"\",'Historical scenario - input'!$D44=\"\"),\"\",M59/'Historical scenario - input'!$D44),\"\")","v":""},{"$f":"IFERROR(IF(OR(N59=\"\",'Historical scenario - input'!$D44=\"\"),\"\",N59/'Historical scenario - input'!$D44),\"\")","v":""},{"$f":"IFERROR(IF(OR(O59=\"\",'Historical scenario - input'!$D44=\"\"),\"\",O59/'Historical scenario - input'!$D44),\"\")","v":""},{"$f":"IFERROR(IF(OR(P59=\"\",'Historical scenario - input'!$D44=\"\"),\"\",P59/'Historical scenario - input'!$D44),\"\")","v":""},{"$f":"IFERROR(IF(OR(Q59=\"\",'Historical scenario - input'!$D44=\"\"),\"\",Q59/'Historical scenario - input'!$D44),\"\")","v":""},{"$f":"IFERROR(IF(OR(R59=\"\",'Historical scenario - input'!$D44=\"\"),\"\",R59/'Historical scenario - input'!$D44),\"\")","v":""},{"$f":"IFERROR(IF(OR(S59=\"\",'Historical scenario - input'!$D44=\"\"),\"\",S59/'Historical scenario - input'!$D44),\"\")","v":""},{"$f":"IFERROR(IF(OR(T59=\"\",'Historical scenario - input'!$D44=\"\"),\"\",T59/'Historical scenario - input'!$D44),\"\")","v":""},{"$f":"IFERROR(IF(OR(U59=\"\",'Historical scenario - input'!$D44=\"\"),\"\",U59/'Historical scenario - input'!$D44),\"\")","v":""},{"$f":"IFERROR(IF(OR(V59=\"\",'Historical scenario - input'!$D44=\"\"),\"\",V59/'Historical scenario - input'!$D44),\"\")","v":""},{"$f":"IFERROR(IF(OR(W59=\"\",'Historical scenario - input'!$D44=\"\"),\"\",W59/'Historical scenario - input'!$D44),\"\")","v":""}]
[{"$f":"IFERROR('Historical scenario - input'!A45,\"\")","v":5},{"$f":"IFERROR('Historical scenario - input'!B45,\"\")","v":"TRANSFORMERS"},{"$f":"IFERROR('Historical scenario - input'!C45,\"\")","v":"kiosk mounted ; < = 22 kv ; > 600 kva ; multiple phase"},{"$f":"IFERROR(repcalc('Historical scenario - input'!$CV45:$GH45,'Historical scenario - input'!$G45,'Historical scenario - input'!$E45,'Historical scenario - input'!$F45,20,TRUE,TRUE),\"\")","v":""},"","","","","","","","","","","","","","","","","","","",{"$f":"IFERROR(IF(OR(D60=\"\",'Historical scenario - input'!$D45=\"\"),\"\",D60/'Historical scenario - input'!$D45),\"\")","v":""},{"$f":"IFERROR(IF(OR(E60=\"\",'Historical scenario - input'!$D45=\"\"),\"\",E60/'Historical scenario - input'!$D45),\"\")","v":""},{"$f":"IFERROR(IF(OR(F60=\"\",'Historical scenario - input'!$D45=\"\"),\"\",F60/'Historical scenario - input'!$D45),\"\")","v":""},{"$f":"IFERROR(IF(OR(G60=\"\",'Historical scenario - input'!$D45=\"\"),\"\",G60/'Historical scenario - input'!$D45),\"\")","v":""},{"$f":"IFERROR(IF(OR(H60=\"\",'Historical scenario - input'!$D45=\"\"),\"\",H60/'Historical scenario - input'!$D45),\"\")","v":""},{"$f":"IFERROR(IF(OR(I60=\"\",'Historical scenario - input'!$D45=\"\"),\"\",I60/'Historical scenario - input'!$D45),\"\")","v":""},{"$f":"IFERROR(IF(OR(J60=\"\",'Historical scenario - input'!$D45=\"\"),\"\",J60/'Historical scenario - input'!$D45),\"\")","v":""},{"$f":"IFERROR(IF(OR(K60=\"\",'Historical scenario - input'!$D45=\"\"),\"\",K60/'Historical scenario - input'!$D45),\"\")","v":""},{"$f":"IFERROR(IF(OR(L60=\"\",'Historical scenario - input'!$D45=\"\"),\"\",L60/'Historical scenario - input'!$D45),\"\")","v":""},{"$f":"IFERROR(IF(OR(M60=\"\",'Historical scenario - input'!$D45=\"\"),\"\",M60/'Historical scenario - input'!$D45),\"\")","v":""},{"$f":"IFERROR(IF(OR(N60=\"\",'Historical scenario - input'!$D45=\"\"),\"\",N60/'Historical scenario - input'!$D45),\"\")","v":""},{"$f":"IFERROR(IF(OR(O60=\"\",'Historical scenario - input'!$D45=\"\"),\"\",O60/'Historical scenario - input'!$D45),\"\")","v":""},{"$f":"IFERROR(IF(OR(P60=\"\",'Historical scenario - input'!$D45=\"\"),\"\",P60/'Historical scenario - input'!$D45),\"\")","v":""},{"$f":"IFERROR(IF(OR(Q60=\"\",'Historical scenario - input'!$D45=\"\"),\"\",Q60/'Historical scenario - input'!$D45),\"\")","v":""},{"$f":"IFERROR(IF(OR(R60=\"\",'Historical scenario - input'!$D45=\"\"),\"\",R60/'Historical scenario - input'!$D45),\"\")","v":""},{"$f":"IFERROR(IF(OR(S60=\"\",'Historical scenario - input'!$D45=\"\"),\"\",S60/'Historical scenario - input'!$D45),\"\")","v":""},{"$f":"IFERROR(IF(OR(T60=\"\",'Historical scenario - input'!$D45=\"\"),\"\",T60/'Historical scenario - input'!$D45),\"\")","v":""},{"$f":"IFERROR(IF(OR(U60=\"\",'Historical scenario - input'!$D45=\"\"),\"\",U60/'Historical scenario - input'!$D45),\"\")","v":""},{"$f":"IFERROR(IF(OR(V60=\"\",'Historical scenario - input'!$D45=\"\"),\"\",V60/'Historical scenario - input'!$D45),\"\")","v":""},{"$f":"IFERROR(IF(OR(W60=\"\",'Historical scenario - input'!$D45=\"\"),\"\",W60/'Historical scenario - input'!$D45),\"\")","v":""}]
[{"$f":"IFERROR('Historical scenario - input'!A46,\"\")","v":5},{"$f":"IFERROR('Historical scenario - input'!B46,\"\")","v":"TRANSFORMERS"},{"$f":"IFERROR('Historical scenario - input'!C46,\"\")","v":"pole mounted ; < = 22 kv ; < = 60 kva ; multiple phase"},{"$f":"IFERROR(repcalc('Historical scenario - input'!$CV46:$GH46,'Historical scenario - input'!$G46,'Historical scenario - input'!$E46,'Historical scenario - input'!$F46,20,TRUE,TRUE),\"\")","v":""},"","","","","","","","","","","","","","","","","","","",{"$f":"IFERROR(IF(OR(D61=\"\",'Historical scenario - input'!$D46=\"\"),\"\",D61/'Historical scenario - input'!$D46),\"\")","v":""},{"$f":"IFERROR(IF(OR(E61=\"\",'Historical scenario - input'!$D46=\"\"),\"\",E61/'Historical scenario - input'!$D46),\"\")","v":""},{"$f":"IFERROR(IF(OR(F61=\"\",'Historical scenario - input'!$D46=\"\"),\"\",F61/'Historical scenario - input'!$D46),\"\")","v":""},{"$f":"IFERROR(IF(OR(G61=\"\",'Historical scenario - input'!$D46=\"\"),\"\",G61/'Historical scenario - input'!$D46),\"\")","v":""},{"$f":"IFERROR(IF(OR(H61=\"\",'Historical scenario - input'!$D46=\"\"),\"\",H61/'Historical scenario - input'!$D46),\"\")","v":""},{"$f":"IFERROR(IF(OR(I61=\"\",'Historical scenario - input'!$D46=\"\"),\"\",I61/'Historical scenario - input'!$D46),\"\")","v":""},{"$f":"IFERROR(IF(OR(J61=\"\",'Historical scenario - input'!$D46=\"\"),\"\",J61/'Historical scenario - input'!$D46),\"\")","v":""},{"$f":"IFERROR(IF(OR(K61=\"\",'Historical scenario - input'!$D46=\"\"),\"\",K61/'Historical scenario - input'!$D46),\"\")","v":""},{"$f":"IFERROR(IF(OR(L61=\"\",'Historical scenario - input'!$D46=\"\"),\"\",L61/'Historical scenario - input'!$D46),\"\")","v":""},{"$f":"IFERROR(IF(OR(M61=\"\",'Historical scenario - input'!$D46=\"\"),\"\",M61/'Historical scenario - input'!$D46),\"\")","v":""},{"$f":"IFERROR(IF(OR(N61=\"\",'Historical scenario - input'!$D46=\"\"),\"\",N61/'Historical scenario - input'!$D46),\"\")","v":""},{"$f":"IFERROR(IF(OR(O61=\"\",'Historical scenario - input'!$D46=\"\"),\"\",O61/'Historical scenario - input'!$D46),\"\")","v":""},{"$f":"IFERROR(IF(OR(P61=\"\",'Historical scenario - input'!$D46=\"\"),\"\",P61/'Historical scenario - input'!$D46),\"\")","v":""},{"$f":"IFERROR(IF(OR(Q61=\"\",'Historical scenario - input'!$D46=\"\"),\"\",Q61/'Historical scenario - input'!$D46),\"\")","v":""},{"$f":"IFERROR(IF(OR(R61=\"\",'Historical scenario - input'!$D46=\"\"),\"\",R61/'Historical scenario - input'!$D46),\"\")","v":""},{"$f":"IFERROR(IF(OR(S61=\"\",'Historical scenario - input'!$D46=\"\"),\"\",S61/'Historical scenario - input'!$D46),\"\")","v":""},{"$f":"IFERROR(IF(OR(T61=\"\",'Historical scenario - input'!$D46=\"\"),\"\",T61/'Historical scenario - input'!$D46),\"\")","v":""},{"$f":"IFERROR(IF(OR(U61=\"\",'Historical scenario - input'!$D46=\"\"),\"\",U61/'Historical scenario - input'!$D46),\"\")","v":""},{"$f":"IFERROR(IF(OR(V61=\"\",'Historical scenario - input'!$D46=\"\"),\"\",V61/'Historical scenario - input'!$D46),\"\")","v":""},{"$f":"IFERROR(IF(OR(W61=\"\",'Historical scenario - input'!$D46=\"\"),\"\",W61/'Historical scenario - input'!$D46),\"\")","v":""}]
[{"$f":"IFERROR('Historical scenario - input'!A47,\"\")","v":5},{"$f":"IFERROR('Historical scenario - input'!B47,\"\")","v":"TRANSFORMERS"},{"$f":"IFERROR('Historical scenario - input'!C47,\"\")","v":"pole mounted ; < = 22 kv ; < = 60 kva ; single phase"},{"$f":"IFERROR(repcalc('Historical scenario - input'!$CV47:$GH47,'Historical scenario - input'!$G47,'Historical scenario - input'!$E47,'Historical scenario - input'!$F47,20,TRUE,TRUE),\"\")","v":""},"","","","","","","","","","","","","","","","","","","",{"$f":"IFERROR(IF(OR(D62=\"\",'Historical scenario - input'!$D47=\"\"),\"\",D62/'Historical scenario - input'!$D47),\"\")","v":""},{"$f":"IFERROR(IF(OR(E62=\"\",'Historical scenario - input'!$D47=\"\"),\"\",E62/'Historical scenario - input'!$D47),\"\")","v":""},{"$f":"IFERROR(IF(OR(F62=\"\",'Historical scenario - input'!$D47=\"\"),\"\",F62/'Historical scenario - input'!$D47),\"\")","v":""},{"$f":"IFERROR(IF(OR(G62=\"\",'Historical scenario - input'!$D47=\"\"),\"\",G62/'Historical scenario - input'!$D47),\"\")","v":""},{"$f":"IFERROR(IF(OR(H62=\"\",'Historical scenario - input'!$D47=\"\"),\"\",H62/'Historical scenario - input'!$D47),\"\")","v":""},{"$f":"IFERROR(IF(OR(I62=\"\",'Historical scenario - input'!$D47=\"\"),\"\",I62/'Historical scenario - input'!$D47),\"\")","v":""},{"$f":"IFERROR(IF(OR(J62=\"\",'Historical scenario - input'!$D47=\"\"),\"\",J62/'Historical scenario - input'!$D47),\"\")","v":""},{"$f":"IFERROR(IF(OR(K62=\"\",'Historical scenario - input'!$D47=\"\"),\"\",K62/'Historical scenario - input'!$D47),\"\")","v":""},{"$f":"IFERROR(IF(OR(L62=\"\",'Historical scenario - input'!$D47=\"\"),\"\",L62/'Historical scenario - input'!$D47),\"\")","v":""},{"$f":"IFERROR(IF(OR(M62=\"\",'Historical scenario - input'!$D47=\"\"),\"\",M62/'Historical scenario - input'!$D47),\"\")","v":""},{"$f":"IFERROR(IF(OR(N62=\"\",'Historical scenario - input'!$D47=\"\"),\"\",N62/'Historical scenario - input'!$D47),\"\")","v":""},{"$f":"IFERROR(IF(OR(O62=\"\",'Historical scenario - input'!$D47=\"\"),\"\",O62/'Historical scenario - input'!$D47),\"\")","v":""},{"$f":"IFERROR(IF(OR(P62=\"\",'Historical scenario - input'!$D47=\"\"),\"\",P62/'Historical scenario - input'!$D47),\"\")","v":""},{"$f":"IFERROR(IF(OR(Q62=\"\",'Historical scenario - input'!$D47=\"\"),\"\",Q62/'Historical scenario - input'!$D47),\"\")","v":""},{"$f":"IFERROR(IF(OR(R62=\"\",'Historical scenario - input'!$D47=\"\"),\"\",R62/'Historical scenario - input'!$D47),\"\")","v":""},{"$f":"IFERROR(IF(OR(S62=\"\",'Historical scenario - input'!$D47=\"\"),\"\",S62/'Historical scenario - input'!$D47),\"\")","v":""},{"$f":"IFERROR(IF(OR(T62=\"\",'Historical scenario - input'!$D47=\"\"),\"\",T62/'Historical scenario - input'!$D47),\"\")","v":""},{"$f":"IFERROR(IF(OR(U62=\"\",'Historical scenario - input'!$D47=\"\"),\"\",U62/'Historical scenario - input'!$D47),\"\")","v":""},{"$f":"IFERROR(IF(OR(V62=\"\",'Historical scenario - input'!$D47=\"\"),\"\",V62/'Historical scenario - input'!$D47),\"\")","v":""},{"$f":"IFERROR(IF(OR(W62=\"\",'Historical scenario - input'!$D47=\"\"),\"\",W62/'Historical scenario - input'!$D47),\"\")","v":""}]
[{"$f":"IFERROR('Historical scenario - input'!A48,\"\")","v":5},{"$f":"IFERROR('Historical scenario - input'!B48,\"\")","v":"TRANSFORMERS"},{"$f":"IFERROR('Historical scenario - input'!C48,\"\")","v":"pole mounted ; < = 22 kv ; > 60 kva and < = 600 kva ; multiple phase"},{"$f":"IFERROR(repcalc('Historical scenario - input'!$CV48:$GH48,'Historical scenario - input'!$G48,'Historical scenario - input'!$E48,'Historical scenario - input'!$F48,20,TRUE,TRUE),\"\")","v":""},"","","","","","","","","","","","","","","","","","","",{"$f":"IFERROR(IF(OR(D63=\"\",'Historical scenario - input'!$D48=\"\"),\"\",D63/'Historical scenario - input'!$D48),\"\")","v":""},{"$f":"IFERROR(IF(OR(E63=\"\",'Historical scenario - input'!$D48=\"\"),\"\",E63/'Historical scenario - input'!$D48),\"\")","v":""},{"$f":"IFERROR(IF(OR(F63=\"\",'Historical scenario - input'!$D48=\"\"),\"\",F63/'Historical scenario - input'!$D48),\"\")","v":""},{"$f":"IFERROR(IF(OR(G63=\"\",'Historical scenario - input'!$D48=\"\"),\"\",G63/'Historical scenario - input'!$D48),\"\")","v":""},{"$f":"IFERROR(IF(OR(H63=\"\",'Historical scenario - input'!$D48=\"\"),\"\",H63/'Historical scenario - input'!$D48),\"\")","v":""},{"$f":"IFERROR(IF(OR(I63=\"\",'Historical scenario - input'!$D48=\"\"),\"\",I63/'Historical scenario - input'!$D48),\"\")","v":""},{"$f":"IFERROR(IF(OR(J63=\"\",'Historical scenario - input'!$D48=\"\"),\"\",J63/'Historical scenario - input'!$D48),\"\")","v":""},{"$f":"IFERROR(IF(OR(K63=\"\",'Historical scenario - input'!$D48=\"\"),\"\",K63/'Historical scenario - input'!$D48),\"\")","v":""},{"$f":"IFERROR(IF(OR(L63=\"\",'Historical scenario - input'!$D48=\"\"),\"\",L63/'Historical scenario - input'!$D48),\"\")","v":""},{"$f":"IFERROR(IF(OR(M63=\"\",'Historical scenario - input'!$D48=\"\"),\"\",M63/'Historical scenario - input'!$D48),\"\")","v":""},{"$f":"IFERROR(IF(OR(N63=\"\",'Historical scenario - input'!$D48=\"\"),\"\",N63/'Historical scenario - input'!$D48),\"\")","v":""},{"$f":"IFERROR(IF(OR(O63=\"\",'Historical scenario - input'!$D48=\"\"),\"\",O63/'Historical scenario - input'!$D48),\"\")","v":""},{"$f":"IFERROR(IF(OR(P63=\"\",'Historical scenario - input'!$D48=\"\"),\"\",P63/'Historical scenario - input'!$D48),\"\")","v":""},{"$f":"IFERROR(IF(OR(Q63=\"\",'Historical scenario - input'!$D48=\"\"),\"\",Q63/'Historical scenario - input'!$D48),\"\")","v":""},{"$f":"IFERROR(IF(OR(R63=\"\",'Historical scenario - input'!$D48=\"\"),\"\",R63/'Historical scenario - input'!$D48),\"\")","v":""},{"$f":"IFERROR(IF(OR(S63=\"\",'Historical scenario - input'!$D48=\"\"),\"\",S63/'Historical scenario - input'!$D48),\"\")","v":""},{"$f":"IFERROR(IF(OR(T63=\"\",'Historical scenario - input'!$D48=\"\"),\"\",T63/'Historical scenario - input'!$D48),\"\")","v":""},{"$f":"IFERROR(IF(OR(U63=\"\",'Historical scenario - input'!$D48=\"\"),\"\",U63/'Historical scenario - input'!$D48),\"\")","v":""},{"$f":"IFERROR(IF(OR(V63=\"\",'Historical scenario - input'!$D48=\"\"),\"\",V63/'Historical scenario - input'!$D48),\"\")","v":""},{"$f":"IFERROR(IF(OR(W63=\"\",'Historical scenario - input'!$D48=\"\"),\"\",W63/'Historical scenario - input'!$D48),\"\")","v":""}]
[{"$f":"IFERROR('Historical scenario - input'!A49,\"\")","v":5},{"$f":"IFERROR('Historical scenario - input'!B49,\"\")","v":"TRANSFORMERS"},{"$f":"IFERROR('Historical scenario - input'!C49,\"\")","v":"pole mounted ; < = 22 kv ; > 60 kva and < = 600 kva ; single phase"},{"$f":"IFERROR(repcalc('Historical scenario - input'!$CV49:$GH49,'Historical scenario - input'!$G49,'Historical scenario - input'!$E49,'Historical scenario - input'!$F49,20,TRUE,TRUE),\"\")","v":""},"","","","","","","","","","","","","","","","","","","",{"$f":"IFERROR(IF(OR(D64=\"\",'Historical scenario - input'!$D49=\"\"),\"\",D64/'Historical scenario - input'!$D49),\"\")","v":""},{"$f":"IFERROR(IF(OR(E64=\"\",'Historical scenario - input'!$D49=\"\"),\"\",E64/'Historical scenario - input'!$D49),\"\")","v":""},{"$f":"IFERROR(IF(OR(F64=\"\",'Historical scenario - input'!$D49=\"\"),\"\",F64/'Historical scenario - input'!$D49),\"\")","v":""},{"$f":"IFERROR(IF(OR(G64=\"\",'Historical scenario - input'!$D49=\"\"),\"\",G64/'Historical scenario - input'!$D49),\"\")","v":""},{"$f":"IFERROR(IF(OR(H64=\"\",'Historical scenario - input'!$D49=\"\"),\"\",H64/'Historical scenario - input'!$D49),\"\")","v":""},{"$f":"IFERROR(IF(OR(I64=\"\",'Historical scenario - input'!$D49=\"\"),\"\",I64/'Historical scenario - input'!$D49),\"\")","v":""},{"$f":"IFERROR(IF(OR(J64=\"\",'Historical scenario - input'!$D49=\"\"),\"\",J64/'Historical scenario - input'!$D49),\"\")","v":""},{"$f":"IFERROR(IF(OR(K64=\"\",'Historical scenario - input'!$D49=\"\"),\"\",K64/'Historical scenario - input'!$D49),\"\")","v":""},{"$f":"IFERROR(IF(OR(L64=\"\",'Historical scenario - input'!$D49=\"\"),\"\",L64/'Historical scenario - input'!$D49),\"\")","v":""},{"$f":"IFERROR(IF(OR(M64=\"\",'Historical scenario - input'!$D49=\"\"),\"\",M64/'Historical scenario - input'!$D49),\"\")","v":""},{"$f":"IFERROR(IF(OR(N64=\"\",'Historical scenario - input'!$D49=\"\"),\"\",N64/'Historical scenario - input'!$D49),\"\")","v":""},{"$f":"IFERROR(IF(OR(O64=\"\",'Historical scenario - input'!$D49=\"\"),\"\",O64/'Historical scenario - input'!$D49),\"\")","v":""},{"$f":"IFERROR(IF(OR(P64=\"\",'Historical scenario - input'!$D49=\"\"),\"\",P64/'Historical scenario - input'!$D49),\"\")","v":""},{"$f":"IFERROR(IF(OR(Q64=\"\",'Historical scenario - input'!$D49=\"\"),\"\",Q64/'Historical scenario - input'!$D49),\"\")","v":""},{"$f":"IFERROR(IF(OR(R64=\"\",'Historical scenario - input'!$D49=\"\"),\"\",R64/'Historical scenario - input'!$D49),\"\")","v":""},{"$f":"IFERROR(IF(OR(S64=\"\",'Historical scenario - input'!$D49=\"\"),\"\",S64/'Historical scenario - input'!$D49),\"\")","v":""},{"$f":"IFERROR(IF(OR(T64=\"\",'Historical scenario - input'!$D49=\"\"),\"\",T64/'Historical scenario - input'!$D49),\"\")","v":""},{"$f":"IFERROR(IF(OR(U64=\"\",'Historical scenario - input'!$D49=\"\"),\"\",U64/'Historical scenario - input'!$D49),\"\")","v":""},{"$f":"IFERROR(IF(OR(V64=\"\",'Historical scenario - input'!$D49=\"\"),\"\",V64/'Historical scenario - input'!$D49),\"\")","v":""},{"$f":"IFERROR(IF(OR(W64=\"\",'Historical scenario - input'!$D49=\"\"),\"\",W64/'Historical scenario - input'!$D49),\"\")","v":""}]
[{"$f":"IFERROR('Historical scenario - input'!A50,\"\")","v":5},{"$f":"IFERROR('Historical scenario - input'!B50,\"\")","v":"TRANSFORMERS"},{"$f":"IFERROR('Historical scenario - input'!C50,\"\")","v":"pole mounted ; < = 22 kv ; > 600 kva ; multiple phase"},{"$f":"IFERROR(repcalc('Historical scenario - input'!$CV50:$GH50,'Historical scenario - input'!$G50,'Historical scenario - input'!$E50,'Historical scenario - input'!$F50,20,TRUE,TRUE),\"\")","v":""},"","","","","","","","","","","","","","","","","","","",{"$f":"IFERROR(IF(OR(D65=\"\",'Historical scenario - input'!$D50=\"\"),\"\",D65/'Historical scenario - input'!$D50),\"\")","v":""},{"$f":"IFERROR(IF(OR(E65=\"\",'Historical scenario - input'!$D50=\"\"),\"\",E65/'Historical scenario - input'!$D50),\"\")","v":""},{"$f":"IFERROR(IF(OR(F65=\"\",'Historical scenario - input'!$D50=\"\"),\"\",F65/'Historical scenario - input'!$D50),\"\")","v":""},{"$f":"IFERROR(IF(OR(G65=\"\",'Historical scenario - input'!$D50=\"\"),\"\",G65/'Historical scenario - input'!$D50),\"\")","v":""},{"$f":"IFERROR(IF(OR(H65=\"\",'Historical scenario - input'!$D50=\"\"),\"\",H65/'Historical scenario - input'!$D50),\"\")","v":""},{"$f":"IFERROR(IF(OR(I65=\"\",'Historical scenario - input'!$D50=\"\"),\"\",I65/'Historical scenario - input'!$D50),\"\")","v":""},{"$f":"IFERROR(IF(OR(J65=\"\",'Historical scenario - input'!$D50=\"\"),\"\",J65/'Historical scenario - input'!$D50),\"\")","v":""},{"$f":"IFERROR(IF(OR(K65=\"\",'Historical scenario - input'!$D50=\"\"),\"\",K65/'Historical scenario - input'!$D50),\"\")","v":""},{"$f":"IFERROR(IF(OR(L65=\"\",'Historical scenario - input'!$D50=\"\"),\"\",L65/'Historical scenario - input'!$D50),\"\")","v":""},{"$f":"IFERROR(IF(OR(M65=\"\",'Historical scenario - input'!$D50=\"\"),\"\",M65/'Historical scenario - input'!$D50),\"\")","v":""},{"$f":"IFERROR(IF(OR(N65=\"\",'Historical scenario - input'!$D50=\"\"),\"\",N65/'Historical scenario - input'!$D50),\"\")","v":""},{"$f":"IFERROR(IF(OR(O65=\"\",'Historical scenario - input'!$D50=\"\"),\"\",O65/'Historical scenario - input'!$D50),\"\")","v":""},{"$f":"IFERROR(IF(OR(P65=\"\",'Historical scenario - input'!$D50=\"\"),\"\",P65/'Historical scenario - input'!$D50),\"\")","v":""},{"$f":"IFERROR(IF(OR(Q65=\"\",'Historical scenario - input'!$D50=\"\"),\"\",Q65/'Historical scenario - input'!$D50),\"\")","v":""},{"$f":"IFERROR(IF(OR(R65=\"\",'Historical scenario - input'!$D50=\"\"),\"\",R65/'Historical scenario - input'!$D50),\"\")","v":""},{"$f":"IFERROR(IF(OR(S65=\"\",'Historical scenario - input'!$D50=\"\"),\"\",S65/'Historical scenario - input'!$D50),\"\")","v":""},{"$f":"IFERROR(IF(OR(T65=\"\",'Historical scenario - input'!$D50=\"\"),\"\",T65/'Historical scenario - input'!$D50),\"\")","v":""},{"$f":"IFERROR(IF(OR(U65=\"\",'Historical scenario - input'!$D50=\"\"),\"\",U65/'Historical scenario - input'!$D50),\"\")","v":""},{"$f":"IFERROR(IF(OR(V65=\"\",'Historical scenario - input'!$D50=\"\"),\"\",V65/'Historical scenario - input'!$D50),\"\")","v":""},{"$f":"IFERROR(IF(OR(W65=\"\",'Historical scenario - input'!$D50=\"\"),\"\",W65/'Historical scenario - input'!$D50),\"\")","v":""}]
[{"$f":"IFERROR('Historical scenario - input'!A51,\"\")","v":0},{"$f":"IFERROR('Historical scenario - input'!B51,\"\")","v":"UNDERGROUND CABLES"},{"$f":"IFERROR('Historical scenario - input'!C51,\"\")","v":"˂ = 1 kv"},{"$f":"IFERROR(repcalc('Historical scenario - input'!$CV51:$GH51,'Historical scenario - input'!$G51,'Historical scenario - input'!$E51,'Historical scenario - input'!$F51,20,TRUE,TRUE),\"\")","v":""},"","","","","","","","","","","","","","","","","","","",{"$f":"IFERROR(IF(OR(D66=\"\",'Historical scenario - input'!$D51=\"\"),\"\",D66/'Historical scenario - input'!$D51),\"\")","v":""},{"$f":"IFERROR(IF(OR(E66=\"\",'Historical scenario - input'!$D51=\"\"),\"\",E66/'Historical scenario - input'!$D51),\"\")","v":""},{"$f":"IFERROR(IF(OR(F66=\"\",'Historical scenario - input'!$D51=\"\"),\"\",F66/'Historical scenario - input'!$D51),\"\")","v":""},{"$f":"IFERROR(IF(OR(G66=\"\",'Historical scenario - input'!$D51=\"\"),\"\",G66/'Historical scenario - input'!$D51),\"\")","v":""},{"$f":"IFERROR(IF(OR(H66=\"\",'Historical scenario - input'!$D51=\"\"),\"\",H66/'Historical scenario - input'!$D51),\"\")","v":""},{"$f":"IFERROR(IF(OR(I66=\"\",'Historical scenario - input'!$D51=\"\"),\"\",I66/'Historical scenario - input'!$D51),\"\")","v":""},{"$f":"IFERROR(IF(OR(J66=\"\",'Historical scenario - input'!$D51=\"\"),\"\",J66/'Historical scenario - input'!$D51),\"\")","v":""},{"$f":"IFERROR(IF(OR(K66=\"\",'Historical scenario - input'!$D51=\"\"),\"\",K66/'Historical scenario - input'!$D51),\"\")","v":""},{"$f":"IFERROR(IF(OR(L66=\"\",'Historical scenario - input'!$D51=\"\"),\"\",L66/'Historical scenario - input'!$D51),\"\")","v":""},{"$f":"IFERROR(IF(OR(M66=\"\",'Historical scenario - input'!$D51=\"\"),\"\",M66/'Historical scenario - input'!$D51),\"\")","v":""},{"$f":"IFERROR(IF(OR(N66=\"\",'Historical scenario - input'!$D51=\"\"),\"\",N66/'Historical scenario - input'!$D51),\"\")","v":""},{"$f":"IFERROR(IF(OR(O66=\"\",'Historical scenario - input'!$D51=\"\"),\"\",O66/'Historical scenario - input'!$D51),\"\")","v":""},{"$f":"IFERROR(IF(OR(P66=\"\",'Historical scenario - input'!$D51=\"\"),\"\",P66/'Historical scenario - input'!$D51),\"\")","v":""},{"$f":"IFERROR(IF(OR(Q66=\"\",'Historical scenario - input'!$D51=\"\"),\"\",Q66/'Historical scenario - input'!$D51),\"\")","v":""},{"$f":"IFERROR(IF(OR(R66=\"\",'Historical scenario - input'!$D51=\"\"),\"\",R66/'Historical scenario - input'!$D51),\"\")","v":""},{"$f":"IFERROR(IF(OR(S66=\"\",'Historical scenario - input'!$D51=\"\"),\"\",S66/'Historical scenario - input'!$D51),\"\")","v":""},{"$f":"IFERROR(IF(OR(T66=\"\",'Historical scenario - input'!$D51=\"\"),\"\",T66/'Historical scenario - input'!$D51),\"\")","v":""},{"$f":"IFERROR(IF(OR(U66=\"\",'Historical scenario - input'!$D51=\"\"),\"\",U66/'Historical scenario - input'!$D51),\"\")","v":""},{"$f":"IFERROR(IF(OR(V66=\"\",'Historical scenario - input'!$D51=\"\"),\"\",V66/'Historical scenario - input'!$D51),\"\")","v":""},{"$f":"IFERROR(IF(OR(W66=\"\",'Historical scenario - input'!$D51=\"\"),\"\",W66/'Historical scenario - input'!$D51),\"\")","v":""}]
[{"$f":"IFERROR('Historical scenario - input'!A52,\"\")","v":0},{"$f":"IFERROR('Historical scenario - input'!B52,\"\")","v":"UNDERGROUND CABLES"},{"$f":"IFERROR('Historical scenario - input'!C52,\"\")","v":"> 1 kv & < = 11 kv"},{"$f":"IFERROR(repcalc('Historical scenario - input'!$CV52:$GH52,'Historical scenario - input'!$G52,'Historical scenario - input'!$E52,'Historical scenario - input'!$F52,20,TRUE,TRUE),\"\")","v":""},"","","","","","","","","","","","","","","","","","","",{"$f":"IFERROR(IF(OR(D67=\"\",'Historical scenario - input'!$D52=\"\"),\"\",D67/'Historical scenario - input'!$D52),\"\")","v":""},{"$f":"IFERROR(IF(OR(E67=\"\",'Historical scenario - input'!$D52=\"\"),\"\",E67/'Historical scenario - input'!$D52),\"\")","v":""},{"$f":"IFERROR(IF(OR(F67=\"\",'Historical scenario - input'!$D52=\"\"),\"\",F67/'Historical scenario - input'!$D52),\"\")","v":""},{"$f":"IFERROR(IF(OR(G67=\"\",'Historical scenario - input'!$D52=\"\"),\"\",G67/'Historical scenario - input'!$D52),\"\")","v":""},{"$f":"IFERROR(IF(OR(H67=\"\",'Historical scenario - input'!$D52=\"\"),\"\",H67/'Historical scenario - input'!$D52),\"\")","v":""},{"$f":"IFERROR(IF(OR(I67=\"\",'Historical scenario - input'!$D52=\"\"),\"\",I67/'Historical scenario - input'!$D52),\"\")","v":""},{"$f":"IFERROR(IF(OR(J67=\"\",'Historical scenario - input'!$D52=\"\"),\"\",J67/'Historical scenario - input'!$D52),\"\")","v":""},{"$f":"IFERROR(IF(OR(K67=\"\",'Historical scenario - input'!$D52=\"\"),\"\",K67/'Historical scenario - input'!$D52),\"\")","v":""},{"$f":"IFERROR(IF(OR(L67=\"\",'Historical scenario - input'!$D52=\"\"),\"\",L67/'Historical scenario - input'!$D52),\"\")","v":""},{"$f":"IFERROR(IF(OR(M67=\"\",'Historical scenario - input'!$D52=\"\"),\"\",M67/'Historical scenario - input'!$D52),\"\")","v":""},{"$f":"IFERROR(IF(OR(N67=\"\",'Historical scenario - input'!$D52=\"\"),\"\",N67/'Historical scenario - input'!$D52),\"\")","v":""},{"$f":"IFERROR(IF(OR(O67=\"\",'Historical scenario - input'!$D52=\"\"),\"\",O67/'Historical scenario - input'!$D52),\"\")","v":""},{"$f":"IFERROR(IF(OR(P67=\"\",'Historical scenario - input'!$D52=\"\"),\"\",P67/'Historical scenario - input'!$D52),\"\")","v":""},{"$f":"IFERROR(IF(OR(Q67=\"\",'Historical scenario - input'!$D52=\"\"),\"\",Q67/'Historical scenario - input'!$D52),\"\")","v":""},{"$f":"IFERROR(IF(OR(R67=\"\",'Historical scenario - input'!$D52=\"\"),\"\",R67/'Historical scenario - input'!$D52),\"\")","v":""},{"$f":"IFERROR(IF(OR(S67=\"\",'Historical scenario - input'!$D52=\"\"),\"\",S67/'Historical scenario - input'!$D52),\"\")","v":""},{"$f":"IFERROR(IF(OR(T67=\"\",'Historical scenario - input'!$D52=\"\"),\"\",T67/'Historical scenario - input'!$D52),\"\")","v":""},{"$f":"IFERROR(IF(OR(U67=\"\",'Historical scenario - input'!$D52=\"\"),\"\",U67/'Historical scenario - input'!$D52),\"\")","v":""},{"$f":"IFERROR(IF(OR(V67=\"\",'Historical scenario - input'!$D52=\"\"),\"\",V67/'Historical scenario - input'!$D52),\"\")","v":""},{"$f":"IFERROR(IF(OR(W67=\"\",'Historical scenario - input'!$D52=\"\"),\"\",W67/'Historical scenario - input'!$D52),\"\")","v":""}]
[{"$f":"IFERROR('Historical scenario - input'!A53,\"\")","v":6},{"$f":"IFERROR('Historical scenario - input'!B53,\"\")","v":"UNDERGROUND CABLES"},{"$f":"IFERROR('Historical scenario - input'!C53,\"\")","v":"> 11 kv & < = 22 kv"},{"$f":"IFERROR(repcalc('Historical scenario - input'!$CV53:$GH53,'Historical scenario - input'!$G53,'Historical scenario - input'!$E53,'Historical scenario - input'!$F53,20,TRUE,TRUE),\"\")","v":""},"","","","","","","","","","","","","","","","","","","",{"$f":"IFERROR(IF(OR(D68=\"\",'Historical scenario - input'!$D53=\"\"),\"\",D68/'Historical scenario - input'!$D53),\"\")","v":""},{"$f":"IFERROR(IF(OR(E68=\"\",'Historical scenario - input'!$D53=\"\"),\"\",E68/'Historical scenario - input'!$D53),\"\")","v":""},{"$f":"IFERROR(IF(OR(F68=\"\",'Historical scenario - input'!$D53=\"\"),\"\",F68/'Historical scenario - input'!$D53),\"\")","v":""},{"$f":"IFERROR(IF(OR(G68=\"\",'Historical scenario - input'!$D53=\"\"),\"\",G68/'Historical scenario - input'!$D53),\"\")","v":""},{"$f":"IFERROR(IF(OR(H68=\"\",'Historical scenario - input'!$D53=\"\"),\"\",H68/'Historical scenario - input'!$D53),\"\")","v":""},{"$f":"IFERROR(IF(OR(I68=\"\",'Historical scenario - input'!$D53=\"\"),\"\",I68/'Historical scenario - input'!$D53),\"\")","v":""},{"$f":"IFERROR(IF(OR(J68=\"\",'Historical scenario - input'!$D53=\"\"),\"\",J68/'Historical scenario - input'!$D53),\"\")","v":""},{"$f":"IFERROR(IF(OR(K68=\"\",'Historical scenario - input'!$D53=\"\"),\"\",K68/'Historical scenario - input'!$D53),\"\")","v":""},{"$f":"IFERROR(IF(OR(L68=\"\",'Historical scenario - input'!$D53=\"\"),\"\",L68/'Historical scenario - input'!$D53),\"\")","v":""},{"$f":"IFERROR(IF(OR(M68=\"\",'Historical scenario - input'!$D53=\"\"),\"\",M68/'Historical scenario - input'!$D53),\"\")","v":""},{"$f":"IFERROR(IF(OR(N68=\"\",'Historical scenario - input'!$D53=\"\"),\"\",N68/'Historical scenario - input'!$D53),\"\")","v":""},{"$f":"IFERROR(IF(OR(O68=\"\",'Historical scenario - input'!$D53=\"\"),\"\",O68/'Historical scenario - input'!$D53),\"\")","v":""},{"$f":"IFERROR(IF(OR(P68=\"\",'Historical scenario - input'!$D53=\"\"),\"\",P68/'Historical scenario - input'!$D53),\"\")","v":""},{"$f":"IFERROR(IF(OR(Q68=\"\",'Historical scenario - input'!$D53=\"\"),\"\",Q68/'Historical scenario - input'!$D53),\"\")","v":""},{"$f":"IFERROR(IF(OR(R68=\"\",'Historical scenario - input'!$D53=\"\"),\"\",R68/'Historical scenario - input'!$D53),\"\")","v":""},{"$f":"IFERROR(IF(OR(S68=\"\",'Historical scenario - input'!$D53=\"\"),\"\",S68/'Historical scenario - input'!$D53),\"\")","v":""},{"$f":"IFERROR(IF(OR(T68=\"\",'Historical scenario - input'!$D53=\"\"),\"\",T68/'Historical scenario - input'!$D53),\"\")","v":""},{"$f":"IFERROR(IF(OR(U68=\"\",'Historical scenario - input'!$D53=\"\"),\"\",U68/'Historical scenario - input'!$D53),\"\")","v":""},{"$f":"IFERROR(IF(OR(V68=\"\",'Historical scenario - input'!$D53=\"\"),\"\",V68/'Historical scenario - input'!$D53),\"\")","v":""},{"$f":"IFERROR(IF(OR(W68=\"\",'Historical scenario - input'!$D53=\"\"),\"\",W68/'Historical scenario - input'!$D53),\"\")","v":""}]
[{"$f":"IFERROR('Historical scenario - input'!A54,\"\")","v":0},{"$f":"IFERROR('Historical scenario - input'!B54,\"\")","v":"UNDERGROUND CABLES"},{"$f":"IFERROR('Historical scenario - input'!C54,\"\")","v":"> 33 kv & < = 66 kv"},{"$f":"IFERROR(repcalc('Historical scenario - input'!$CV54:$GH54,'Historical scenario - input'!$G54,'Historical scenario - input'!$E54,'Historical scenario - input'!$F54,20,TRUE,TRUE),\"\")","v":""},"","","","","","","","","","","","","","","","","","","",{"$f":"IFERROR(IF(OR(D69=\"\",'Historical scenario - input'!$D54=\"\"),\"\",D69/'Historical scenario - input'!$D54),\"\")","v":""},{"$f":"IFERROR(IF(OR(E69=\"\",'Historical scenario - input'!$D54=\"\"),\"\",E69/'Historical scenario - input'!$D54),\"\")","v":""},{"$f":"IFERROR(IF(OR(F69=\"\",'Historical scenario - input'!$D54=\"\"),\"\",F69/'Historical scenario - input'!$D54),\"\")","v":""},{"$f":"IFERROR(IF(OR(G69=\"\",'Historical scenario - input'!$D54=\"\"),\"\",G69/'Historical scenario - input'!$D54),\"\")","v":""},{"$f":"IFERROR(IF(OR(H69=\"\",'Historical scenario - input'!$D54=\"\"),\"\",H69/'Historical scenario - input'!$D54),\"\")","v":""},{"$f":"IFERROR(IF(OR(I69=\"\",'Historical scenario - input'!$D54=\"\"),\"\",I69/'Historical scenario - input'!$D54),\"\")","v":""},{"$f":"IFERROR(IF(OR(J69=\"\",'Historical scenario - input'!$D54=\"\"),\"\",J69/'Historical scenario - input'!$D54),\"\")","v":""},{"$f":"IFERROR(IF(OR(K69=\"\",'Historical scenario - input'!$D54=\"\"),\"\",K69/'Historical scenario - input'!$D54),\"\")","v":""},{"$f":"IFERROR(IF(OR(L69=\"\",'Historical scenario - input'!$D54=\"\"),\"\",L69/'Historical scenario - input'!$D54),\"\")","v":""},{"$f":"IFERROR(IF(OR(M69=\"\",'Historical scenario - input'!$D54=\"\"),\"\",M69/'Historical scenario - input'!$D54),\"\")","v":""},{"$f":"IFERROR(IF(OR(N69=\"\",'Historical scenario - input'!$D54=\"\"),\"\",N69/'Historical scenario - input'!$D54),\"\")","v":""},{"$f":"IFERROR(IF(OR(O69=\"\",'Historical scenario - input'!$D54=\"\"),\"\",O69/'Historical scenario - input'!$D54),\"\")","v":""},{"$f":"IFERROR(IF(OR(P69=\"\",'Historical scenario - input'!$D54=\"\"),\"\",P69/'Historical scenario - input'!$D54),\"\")","v":""},{"$f":"IFERROR(IF(OR(Q69=\"\",'Historical scenario - input'!$D54=\"\"),\"\",Q69/'Historical scenario - input'!$D54),\"\")","v":""},{"$f":"IFERROR(IF(OR(R69=\"\",'Historical scenario - input'!$D54=\"\"),\"\",R69/'Historical scenario - input'!$D54),\"\")","v":""},{"$f":"IFERROR(IF(OR(S69=\"\",'Historical scenario - input'!$D54=\"\"),\"\",S69/'Historical scenario - input'!$D54),\"\")","v":""},{"$f":"IFERROR(IF(OR(T69=\"\",'Historical scenario - input'!$D54=\"\"),\"\",T69/'Historical scenario - input'!$D54),\"\")","v":""},{"$f":"IFERROR(IF(OR(U69=\"\",'Historical scenario - input'!$D54=\"\"),\"\",U69/'Historical scenario - input'!$D54),\"\")","v":""},{"$f":"IFERROR(IF(OR(V69=\"\",'Historical scenario - input'!$D54=\"\"),\"\",V69/'Historical scenario - input'!$D54),\"\")","v":""},{"$f":"IFERROR(IF(OR(W69=\"\",'Historical scenario - input'!$D54=\"\"),\"\",W69/'Historical scenario - input'!$D54),\"\")","v":""}]
[{"$f":"IFERROR('Historical scenario - input'!#REF!,\"\")","v":""},{"$f":"IFERROR('Historical scenario - input'!#REF!,\"\")","v":""},{"$f":"IFERROR('Historical scenario - input'!#REF!,\"\")","v":""},{"$f":"IFERROR(repcalc('Historical scenario - input'!#REF!,'Historical scenario - input'!#REF!,'Historical scenario - input'!#REF!,'Historical scenario - input'!#REF!,20,TRUE,TRUE),\"\")","v":""},"","","","","","","","","","","","","","","","","","","",{"$f":"IFERROR(IF(OR(D70=\"\",'Historical scenario - input'!#REF!=\"\"),\"\",D70/'Historical scenario - input'!#REF!),\"\")","v":""},{"$f":"IFERROR(IF(OR(E70=\"\",'Historical scenario - input'!#REF!=\"\"),\"\",E70/'Historical scenario - input'!#REF!),\"\")","v":""},{"$f":"IFERROR(IF(OR(F70=\"\",'Historical scenario - input'!#REF!=\"\"),\"\",F70/'Historical scenario - input'!#REF!),\"\")","v":""},{"$f":"IFERROR(IF(OR(G70=\"\",'Historical scenario - input'!#REF!=\"\"),\"\",G70/'Historical scenario - input'!#REF!),\"\")","v":""},{"$f":"IFERROR(IF(OR(H70=\"\",'Historical scenario - input'!#REF!=\"\"),\"\",H70/'Historical scenario - input'!#REF!),\"\")","v":""},{"$f":"IFERROR(IF(OR(I70=\"\",'Historical scenario - input'!#REF!=\"\"),\"\",I70/'Historical scenario - input'!#REF!),\"\")","v":""},{"$f":"IFERROR(IF(OR(J70=\"\",'Historical scenario - input'!#REF!=\"\"),\"\",J70/'Historical scenario - input'!#REF!),\"\")","v":""},{"$f":"IFERROR(IF(OR(K70=\"\",'Historical scenario - input'!#REF!=\"\"),\"\",K70/'Historical scenario - input'!#REF!),\"\")","v":""},{"$f":"IFERROR(IF(OR(L70=\"\",'Historical scenario - input'!#REF!=\"\"),\"\",L70/'Historical scenario - input'!#REF!),\"\")","v":""},{"$f":"IFERROR(IF(OR(M70=\"\",'Historical scenario - input'!#REF!=\"\"),\"\",M70/'Historical scenario - input'!#REF!),\"\")","v":""},{"$f":"IFERROR(IF(OR(N70=\"\",'Historical scenario - input'!#REF!=\"\"),\"\",N70/'Historical scenario - input'!#REF!),\"\")","v":""},{"$f":"IFERROR(IF(OR(O70=\"\",'Historical scenario - input'!#REF!=\"\"),\"\",O70/'Historical scenario - input'!#REF!),\"\")","v":""},{"$f":"IFERROR(IF(OR(P70=\"\",'Historical scenario - input'!#REF!=\"\"),\"\",P70/'Historical scenario - input'!#REF!),\"\")","v":""},{"$f":"IFERROR(IF(OR(Q70=\"\",'Historical scenario - input'!#REF!=\"\"),\"\",Q70/'Historical scenario - input'!#REF!),\"\")","v":""},{"$f":"IFERROR(IF(OR(R70=\"\",'Historical scenario - input'!#REF!=\"\"),\"\",R70/'Historical scenario - input'!#REF!),\"\")","v":""},{"$f":"IFERROR(IF(OR(S70=\"\",'Historical scenario - input'!#REF!=\"\"),\"\",S70/'Historical scenario - input'!#REF!),\"\")","v":""},{"$f":"IFERROR(IF(OR(T70=\"\",'Historical scenario - input'!#REF!=\"\"),\"\",T70/'Historical scenario - input'!#REF!),\"\")","v":""},{"$f":"IFERROR(IF(OR(U70=\"\",'Historical scenario - input'!#REF!=\"\"),\"\",U70/'Historical scenario - input'!#REF!),\"\")","v":""},{"$f":"IFERROR(IF(OR(V70=\"\",'Historical scenario - input'!#REF!=\"\"),\"\",V70/'Historical scenario - input'!#REF!),\"\")","v":""},{"$f":"IFERROR(IF(OR(W70=\"\",'Historical scenario - input'!#REF!=\"\"),\"\",W70/'Historical scenario - input'!#REF!),\"\")","v":""}]
[{"$f":"IFERROR('Historical scenario - input'!#REF!,\"\")","v":""},{"$f":"IFERROR('Historical scenario - input'!#REF!,\"\")","v":""},{"$f":"IFERROR('Historical scenario - input'!#REF!,\"\")","v":""},{"$f":"IFERROR(repcalc('Historical scenario - input'!#REF!,'Historical scenario - input'!#REF!,'Historical scenario - input'!#REF!,'Historical scenario - input'!#REF!,20,TRUE,TRUE),\"\")","v":""},"","","","","","","","","","","","","","","","","","","",{"$f":"IFERROR(IF(OR(D71=\"\",'Historical scenario - input'!#REF!=\"\"),\"\",D71/'Historical scenario - input'!#REF!),\"\")","v":""},{"$f":"IFERROR(IF(OR(E71=\"\",'Historical scenario - input'!#REF!=\"\"),\"\",E71/'Historical scenario - input'!#REF!),\"\")","v":""},{"$f":"IFERROR(IF(OR(F71=\"\",'Historical scenario - input'!#REF!=\"\"),\"\",F71/'Historical scenario - input'!#REF!),\"\")","v":""},{"$f":"IFERROR(IF(OR(G71=\"\",'Historical scenario - input'!#REF!=\"\"),\"\",G71/'Historical scenario - input'!#REF!),\"\")","v":""},{"$f":"IFERROR(IF(OR(H71=\"\",'Historical scenario - input'!#REF!=\"\"),\"\",H71/'Historical scenario - input'!#REF!),\"\")","v":""},{"$f":"IFERROR(IF(OR(I71=\"\",'Historical scenario - input'!#REF!=\"\"),\"\",I71/'Historical scenario - input'!#REF!),\"\")","v":""},{"$f":"IFERROR(IF(OR(J71=\"\",'Historical scenario - input'!#REF!=\"\"),\"\",J71/'Historical scenario - input'!#REF!),\"\")","v":""},{"$f":"IFERROR(IF(OR(K71=\"\",'Historical scenario - input'!#REF!=\"\"),\"\",K71/'Historical scenario - input'!#REF!),\"\")","v":""},{"$f":"IFERROR(IF(OR(L71=\"\",'Historical scenario - input'!#REF!=\"\"),\"\",L71/'Historical scenario - input'!#REF!),\"\")","v":""},{"$f":"IFERROR(IF(OR(M71=\"\",'Historical scenario - input'!#REF!=\"\"),\"\",M71/'Historical scenario - input'!#REF!),\"\")","v":""},{"$f":"IFERROR(IF(OR(N71=\"\",'Historical scenario - input'!#REF!=\"\"),\"\",N71/'Historical scenario - input'!#REF!),\"\")","v":""},{"$f":"IFERROR(IF(OR(O71=\"\",'Historical scenario - input'!#REF!=\"\"),\"\",O71/'Historical scenario - input'!#REF!),\"\")","v":""},{"$f":"IFERROR(IF(OR(P71=\"\",'Historical scenario - input'!#REF!=\"\"),\"\",P71/'Historical scenario - input'!#REF!),\"\")","v":""},{"$f":"IFERROR(IF(OR(Q71=\"\",'Historical scenario - input'!#REF!=\"\"),\"\",Q71/'Historical scenario - input'!#REF!),\"\")","v":""},{"$f":"IFERROR(IF(OR(R71=\"\",'Historical scenario - input'!#REF!=\"\"),\"\",R71/'Historical scenario - input'!#REF!),\"\")","v":""},{"$f":"IFERROR(IF(OR(S71=\"\",'Historical scenario - input'!#REF!=\"\"),\"\",S71/'Historical scenario - input'!#REF!),\"\")","v":""},{"$f":"IFERROR(IF(OR(T71=\"\",'Historical scenario - input'!#REF!=\"\"),\"\",T71/'Historical scenario - input'!#REF!),\"\")","v":""},{"$f":"IFERROR(IF(OR(U71=\"\",'Historical scenario - input'!#REF!=\"\"),\"\",U71/'Historical scenario - input'!#REF!),\"\")","v":""},{"$f":"IFERROR(IF(OR(V71=\"\",'Historical scenario - input'!#REF!=\"\"),\"\",V71/'Historical scenario - input'!#REF!),\"\")","v":""},{"$f":"IFERROR(IF(OR(W71=\"\",'Historical scenario - input'!#REF!=\"\"),\"\",W71/'Historical scenario - input'!#REF!),\"\")","v":""}]
[{"$f":"IFERROR('Historical scenario - input'!#REF!,\"\")","v":""},{"$f":"IFERROR('Historical scenario - input'!#REF!,\"\")","v":""},{"$f":"IFERROR('Historical scenario - input'!#REF!,\"\")","v":""},{"$f":"IFERROR(repcalc('Historical scenario - input'!#REF!,'Historical scenario - input'!#REF!,'Historical scenario - input'!#REF!,'Historical scenario - input'!#REF!,20,TRUE,TRUE),\"\")","v":""},"","","","","","","","","","","","","","","","","","","",{"$f":"IFERROR(IF(OR(D72=\"\",'Historical scenario - input'!#REF!=\"\"),\"\",D72/'Historical scenario - input'!#REF!),\"\")","v":""},{"$f":"IFERROR(IF(OR(E72=\"\",'Historical scenario - input'!#REF!=\"\"),\"\",E72/'Historical scenario - input'!#REF!),\"\")","v":""},{"$f":"IFERROR(IF(OR(F72=\"\",'Historical scenario - input'!#REF!=\"\"),\"\",F72/'Historical scenario - input'!#REF!),\"\")","v":""},{"$f":"IFERROR(IF(OR(G72=\"\",'Historical scenario - input'!#REF!=\"\"),\"\",G72/'Historical scenario - input'!#REF!),\"\")","v":""},{"$f":"IFERROR(IF(OR(H72=\"\",'Historical scenario - input'!#REF!=\"\"),\"\",H72/'Historical scenario - input'!#REF!),\"\")","v":""},{"$f":"IFERROR(IF(OR(I72=\"\",'Historical scenario - input'!#REF!=\"\"),\"\",I72/'Historical scenario - input'!#REF!),\"\")","v":""},{"$f":"IFERROR(IF(OR(J72=\"\",'Historical scenario - input'!#REF!=\"\"),\"\",J72/'Historical scenario - input'!#REF!),\"\")","v":""},{"$f":"IFERROR(IF(OR(K72=\"\",'Historical scenario - input'!#REF!=\"\"),\"\",K72/'Historical scenario - input'!#REF!),\"\")","v":""},{"$f":"IFERROR(IF(OR(L72=\"\",'Historical scenario - input'!#REF!=\"\"),\"\",L72/'Historical scenario - input'!#REF!),\"\")","v":""},{"$f":"IFERROR(IF(OR(M72=\"\",'Historical scenario - input'!#REF!=\"\"),\"\",M72/'Historical scenario - input'!#REF!),\"\")","v":""},{"$f":"IFERROR(IF(OR(N72=\"\",'Historical scenario - input'!#REF!=\"\"),\"\",N72/'Historical scenario - input'!#REF!),\"\")","v":""},{"$f":"IFERROR(IF(OR(O72=\"\",'Historical scenario - input'!#REF!=\"\"),\"\",O72/'Historical scenario - input'!#REF!),\"\")","v":""},{"$f":"IFERROR(IF(OR(P72=\"\",'Historical scenario - input'!#REF!=\"\"),\"\",P72/'Historical scenario - input'!#REF!),\"\")","v":""},{"$f":"IFERROR(IF(OR(Q72=\"\",'Historical scenario - input'!#REF!=\"\"),\"\",Q72/'Historical scenario - input'!#REF!),\"\")","v":""},{"$f":"IFERROR(IF(OR(R72=\"\",'Historical scenario - input'!#REF!=\"\"),\"\",R72/'Historical scenario - input'!#REF!),\"\")","v":""},{"$f":"IFERROR(IF(OR(S72=\"\",'Historical scenario - input'!#REF!=\"\"),\"\",S72/'Historical scenario - input'!#REF!),\"\")","v":""},{"$f":"IFERROR(IF(OR(T72=\"\",'Historical scenario - input'!#REF!=\"\"),\"\",T72/'Historical scenario - input'!#REF!),\"\")","v":""},{"$f":"IFERROR(IF(OR(U72=\"\",'Historical scenario - input'!#REF!=\"\"),\"\",U72/'Historical scenario - input'!#REF!),\"\")","v":""},{"$f":"IFERROR(IF(OR(V72=\"\",'Historical scenario - input'!#REF!=\"\"),\"\",V72/'Historical scenario - input'!#REF!),\"\")","v":""},{"$f":"IFERROR(IF(OR(W72=\"\",'Historical scenario - input'!#REF!=\"\"),\"\",W72/'Historical scenario - input'!#REF!),\"\")","v":""}]
[{"$f":"IFERROR('Historical scenario - input'!A55,\"\")","v":""},{"$f":"IFERROR('Historical scenario - input'!B55,\"\")","v":0},{"$f":"IFERROR('Historical scenario - input'!C55,\"\")","v":0},{"$f":"IFERROR(repcalc('Historical scenario - input'!$CV55:$GH55,'Historical scenario - input'!$G55,'Historical scenario - input'!$E55,'Historical scenario - input'!$F55,20,TRUE,TRUE),\"\")","v":""},"","","","","","","","","","","","","","","","","","","",{"$f":"IFERROR(IF(OR(D73=\"\",'Historical scenario - input'!$D55=\"\"),\"\",D73/'Historical scenario - input'!$D55),\"\")","v":""},{"$f":"IFERROR(IF(OR(E73=\"\",'Historical scenario - input'!$D55=\"\"),\"\",E73/'Historical scenario - input'!$D55),\"\")","v":""},{"$f":"IFERROR(IF(OR(F73=\"\",'Historical scenario - input'!$D55=\"\"),\"\",F73/'Historical scenario - input'!$D55),\"\")","v":""},{"$f":"IFERROR(IF(OR(G73=\"\",'Historical scenario - input'!$D55=\"\"),\"\",G73/'Historical scenario - input'!$D55),\"\")","v":""},{"$f":"IFERROR(IF(OR(H73=\"\",'Historical scenario - input'!$D55=\"\"),\"\",H73/'Historical scenario - input'!$D55),\"\")","v":""},{"$f":"IFERROR(IF(OR(I73=\"\",'Historical scenario - input'!$D55=\"\"),\"\",I73/'Historical scenario - input'!$D55),\"\")","v":""},{"$f":"IFERROR(IF(OR(J73=\"\",'Historical scenario - input'!$D55=\"\"),\"\",J73/'Historical scenario - input'!$D55),\"\")","v":""},{"$f":"IFERROR(IF(OR(K73=\"\",'Historical scenario - input'!$D55=\"\"),\"\",K73/'Historical scenario - input'!$D55),\"\")","v":""},{"$f":"IFERROR(IF(OR(L73=\"\",'Historical scenario - input'!$D55=\"\"),\"\",L73/'Historical scenario - input'!$D55),\"\")","v":""},{"$f":"IFERROR(IF(OR(M73=\"\",'Historical scenario - input'!$D55=\"\"),\"\",M73/'Historical scenario - input'!$D55),\"\")","v":""},{"$f":"IFERROR(IF(OR(N73=\"\",'Historical scenario - input'!$D55=\"\"),\"\",N73/'Historical scenario - input'!$D55),\"\")","v":""},{"$f":"IFERROR(IF(OR(O73=\"\",'Historical scenario - input'!$D55=\"\"),\"\",O73/'Historical scenario - input'!$D55),\"\")","v":""},{"$f":"IFERROR(IF(OR(P73=\"\",'Historical scenario - input'!$D55=\"\"),\"\",P73/'Historical scenario - input'!$D55),\"\")","v":""},{"$f":"IFERROR(IF(OR(Q73=\"\",'Historical scenario - input'!$D55=\"\"),\"\",Q73/'Historical scenario - input'!$D55),\"\")","v":""},{"$f":"IFERROR(IF(OR(R73=\"\",'Historical scenario - input'!$D55=\"\"),\"\",R73/'Historical scenario - input'!$D55),\"\")","v":""},{"$f":"IFERROR(IF(OR(S73=\"\",'Historical scenario - input'!$D55=\"\"),\"\",S73/'Historical scenario - input'!$D55),\"\")","v":""},{"$f":"IFERROR(IF(OR(T73=\"\",'Historical scenario - input'!$D55=\"\"),\"\",T73/'Historical scenario - input'!$D55),\"\")","v":""},{"$f":"IFERROR(IF(OR(U73=\"\",'Historical scenario - input'!$D55=\"\"),\"\",U73/'Historical scenario - input'!$D55),\"\")","v":""},{"$f":"IFERROR(IF(OR(V73=\"\",'Historical scenario - input'!$D55=\"\"),\"\",V73/'Historical scenario - input'!$D55),\"\")","v":""},{"$f":"IFERROR(IF(OR(W73=\"\",'Historical scenario - input'!$D55=\"\"),\"\",W73/'Historical scenario - input'!$D55),\"\")","v":""}]
[{"$f":"IFERROR('Historical scenario - input'!A56,\"\")","v":""},{"$f":"IFERROR('Historical scenario - input'!B56,\"\")","v":0},{"$f":"IFERROR('Historical scenario - input'!C56,\"\")","v":0},{"$f":"IFERROR(repcalc('Historical scenario - input'!$CV56:$GH56,'Historical scenario - input'!$G56,'Historical scenario - input'!$E56,'Historical scenario - input'!$F56,20,TRUE,TRUE),\"\")","v":""},"","","","","","","","","","","","","","","","","","","",{"$f":"IFERROR(IF(OR(D74=\"\",'Historical scenario - input'!$D56=\"\"),\"\",D74/'Historical scenario - input'!$D56),\"\")","v":""},{"$f":"IFERROR(IF(OR(E74=\"\",'Historical scenario - input'!$D56=\"\"),\"\",E74/'Historical scenario - input'!$D56),\"\")","v":""},{"$f":"IFERROR(IF(OR(F74=\"\",'Historical scenario - input'!$D56=\"\"),\"\",F74/'Historical scenario - input'!$D56),\"\")","v":""},{"$f":"IFERROR(IF(OR(G74=\"\",'Historical scenario - input'!$D56=\"\"),\"\",G74/'Historical scenario - input'!$D56),\"\")","v":""},{"$f":"IFERROR(IF(OR(H74=\"\",'Historical scenario - input'!$D56=\"\"),\"\",H74/'Historical scenario - input'!$D56),\"\")","v":""},{"$f":"IFERROR(IF(OR(I74=\"\",'Historical scenario - input'!$D56=\"\"),\"\",I74/'Historical scenario - input'!$D56),\"\")","v":""},{"$f":"IFERROR(IF(OR(J74=\"\",'Historical scenario - input'!$D56=\"\"),\"\",J74/'Historical scenario - input'!$D56),\"\")","v":""},{"$f":"IFERROR(IF(OR(K74=\"\",'Historical scenario - input'!$D56=\"\"),\"\",K74/'Historical scenario - input'!$D56),\"\")","v":""},{"$f":"IFERROR(IF(OR(L74=\"\",'Historical scenario - input'!$D56=\"\"),\"\",L74/'Historical scenario - input'!$D56),\"\")","v":""},{"$f":"IFERROR(IF(OR(M74=\"\",'Historical scenario - input'!$D56=\"\"),\"\",M74/'Historical scenario - input'!$D56),\"\")","v":""},{"$f":"IFERROR(IF(OR(N74=\"\",'Historical scenario - input'!$D56=\"\"),\"\",N74/'Historical scenario - input'!$D56),\"\")","v":""},{"$f":"IFERROR(IF(OR(O74=\"\",'Historical scenario - input'!$D56=\"\"),\"\",O74/'Historical scenario - input'!$D56),\"\")","v":""},{"$f":"IFERROR(IF(OR(P74=\"\",'Historical scenario - input'!$D56=\"\"),\"\",P74/'Historical scenario - input'!$D56),\"\")","v":""},{"$f":"IFERROR(IF(OR(Q74=\"\",'Historical scenario - input'!$D56=\"\"),\"\",Q74/'Historical scenario - input'!$D56),\"\")","v":""},{"$f":"IFERROR(IF(OR(R74=\"\",'Historical scenario - input'!$D56=\"\"),\"\",R74/'Historical scenario - input'!$D56),\"\")","v":""},{"$f":"IFERROR(IF(OR(S74=\"\",'Historical scenario - input'!$D56=\"\"),\"\",S74/'Historical scenario - input'!$D56),\"\")","v":""},{"$f":"IFERROR(IF(OR(T74=\"\",'Historical scenario - input'!$D56=\"\"),\"\",T74/'Historical scenario - input'!$D56),\"\")","v":""},{"$f":"IFERROR(IF(OR(U74=\"\",'Historical scenario - input'!$D56=\"\"),\"\",U74/'Historical scenario - input'!$D56),\"\")","v":""},{"$f":"IFERROR(IF(OR(V74=\"\",'Historical scenario - input'!$D56=\"\"),\"\",V74/'Historical scenario - input'!$D56),\"\")","v":""},{"$f":"IFERROR(IF(OR(W74=\"\",'Historical scenario - input'!$D56=\"\"),\"\",W74/'Historical scenario - input'!$D56),\"\")","v":""}]
[{"$f":"IFERROR('Historical scenario - input'!A57,\"\")","v":""},{"$f":"IFERROR('Historical scenario - input'!B57,\"\")","v":0},{"$f":"IFERROR('Historical scenario - input'!C57,\"\")","v":0},{"$f":"IFERROR(repcalc('Historical scenario - input'!$CV57:$GH57,'Historical scenario - input'!$G57,'Historical scenario - input'!$E57,'Historical scenario - input'!$F57,20,TRUE,TRUE),\"\")","v":""},"","","","","","","","","","","","","","","","","","","",{"$f":"IFERROR(IF(OR(D75=\"\",'Historical scenario - input'!$D57=\"\"),\"\",D75/'Historical scenario - input'!$D57),\"\")","v":""},{"$f":"IFERROR(IF(OR(E75=\"\",'Historical scenario - input'!$D57=\"\"),\"\",E75/'Historical scenario - input'!$D57),\"\")","v":""},{"$f":"IFERROR(IF(OR(F75=\"\",'Historical scenario - input'!$D57=\"\"),\"\",F75/'Historical scenario - input'!$D57),\"\")","v":""},{"$f":"IFERROR(IF(OR(G75=\"\",'Historical scenario - input'!$D57=\"\"),\"\",G75/'Historical scenario - input'!$D57),\"\")","v":""},{"$f":"IFERROR(IF(OR(H75=\"\",'Historical scenario - input'!$D57=\"\"),\"\",H75/'Historical scenario - input'!$D57),\"\")","v":""},{"$f":"IFERROR(IF(OR(I75=\"\",'Historical scenario - input'!$D57=\"\"),\"\",I75/'Historical scenario - input'!$D57),\"\")","v":""},{"$f":"IFERROR(IF(OR(J75=\"\",'Historical scenario - input'!$D57=\"\"),\"\",J75/'Historical scenario - input'!$D57),\"\")","v":""},{"$f":"IFERROR(IF(OR(K75=\"\",'Historical scenario - input'!$D57=\"\"),\"\",K75/'Historical scenario - input'!$D57),\"\")","v":""},{"$f":"IFERROR(IF(OR(L75=\"\",'Historical scenario - input'!$D57=\"\"),\"\",L75/'Historical scenario - input'!$D57),\"\")","v":""},{"$f":"IFERROR(IF(OR(M75=\"\",'Historical scenario - input'!$D57=\"\"),\"\",M75/'Historical scenario - input'!$D57),\"\")","v":""},{"$f":"IFERROR(IF(OR(N75=\"\",'Historical scenario - input'!$D57=\"\"),\"\",N75/'Historical scenario - input'!$D57),\"\")","v":""},{"$f":"IFERROR(IF(OR(O75=\"\",'Historical scenario - input'!$D57=\"\"),\"\",O75/'Historical scenario - input'!$D57),\"\")","v":""},{"$f":"IFERROR(IF(OR(P75=\"\",'Historical scenario - input'!$D57=\"\"),\"\",P75/'Historical scenario - input'!$D57),\"\")","v":""},{"$f":"IFERROR(IF(OR(Q75=\"\",'Historical scenario - input'!$D57=\"\"),\"\",Q75/'Historical scenario - input'!$D57),\"\")","v":""},{"$f":"IFERROR(IF(OR(R75=\"\",'Historical scenario - input'!$D57=\"\"),\"\",R75/'Historical scenario - input'!$D57),\"\")","v":""},{"$f":"IFERROR(IF(OR(S75=\"\",'Historical scenario - input'!$D57=\"\"),\"\",S75/'Historical scenario - input'!$D57),\"\")","v":""},{"$f":"IFERROR(IF(OR(T75=\"\",'Historical scenario - input'!$D57=\"\"),\"\",T75/'Historical scenario - input'!$D57),\"\")","v":""},{"$f":"IFERROR(IF(OR(U75=\"\",'Historical scenario - input'!$D57=\"\"),\"\",U75/'Historical scenario - input'!$D57),\"\")","v":""},{"$f":"IFERROR(IF(OR(V75=\"\",'Historical scenario - input'!$D57=\"\"),\"\",V75/'Historical scenario - input'!$D57),\"\")","v":""},{"$f":"IFERROR(IF(OR(W75=\"\",'Historical scenario - input'!$D57=\"\"),\"\",W75/'Historical scenario - input'!$D57),\"\")","v":""}]
[{"$f":"IFERROR('Historical scenario - input'!A58,\"\")","v":""},{"$f":"IFERROR('Historical scenario - input'!B58,\"\")","v":0},{"$f":"IFERROR('Historical scenario - input'!C58,\"\")","v":0},{"$f":"IFERROR(repcalc('Historical scenario - input'!$CV58:$GH58,'Historical scenario - input'!$G58,'Historical scenario - input'!$E58,'Historical scenario - input'!$F58,20,TRUE,TRUE),\"\")","v":""},"","","","","","","","","","","","","","","","","","","",{"$f":"IFERROR(IF(OR(D76=\"\",'Historical scenario - input'!$D58=\"\"),\"\",D76/'Historical scenario - input'!$D58),\"\")","v":""},{"$f":"IFERROR(IF(OR(E76=\"\",'Historical scenario - input'!$D58=\"\"),\"\",E76/'Historical scenario - input'!$D58),\"\")","v":""},{"$f":"IFERROR(IF(OR(F76=\"\",'Historical scenario - input'!$D58=\"\"),\"\",F76/'Historical scenario - input'!$D58),\"\")","v":""},{"$f":"IFERROR(IF(OR(G76=\"\",'Historical scenario - input'!$D58=\"\"),\"\",G76/'Historical scenario - input'!$D58),\"\")","v":""},{"$f":"IFERROR(IF(OR(H76=\"\",'Historical scenario - input'!$D58=\"\"),\"\",H76/'Historical scenario - input'!$D58),\"\")","v":""},{"$f":"IFERROR(IF(OR(I76=\"\",'Historical scenario - input'!$D58=\"\"),\"\",I76/'Historical scenario - input'!$D58),\"\")","v":""},{"$f":"IFERROR(IF(OR(J76=\"\",'Historical scenario - input'!$D58=\"\"),\"\",J76/'Historical scenario - input'!$D58),\"\")","v":""},{"$f":"IFERROR(IF(OR(K76=\"\",'Historical scenario - input'!$D58=\"\"),\"\",K76/'Historical scenario - input'!$D58),\"\")","v":""},{"$f":"IFERROR(IF(OR(L76=\"\",'Historical scenario - input'!$D58=\"\"),\"\",L76/'Historical scenario - input'!$D58),\"\")","v":""},{"$f":"IFERROR(IF(OR(M76=\"\",'Historical scenario - input'!$D58=\"\"),\"\",M76/'Historical scenario - input'!$D58),\"\")","v":""},{"$f":"IFERROR(IF(OR(N76=\"\",'Historical scenario - input'!$D58=\"\"),\"\",N76/'Historical scenario - input'!$D58),\"\")","v":""},{"$f":"IFERROR(IF(OR(O76=\"\",'Historical scenario - input'!$D58=\"\"),\"\",O76/'Historical scenario - input'!$D58),\"\")","v":""},{"$f":"IFERROR(IF(OR(P76=\"\",'Historical scenario - input'!$D58=\"\"),\"\",P76/'Historical scenario - input'!$D58),\"\")","v":""},{"$f":"IFERROR(IF(OR(Q76=\"\",'Historical scenario - input'!$D58=\"\"),\"\",Q76/'Historical scenario - input'!$D58),\"\")","v":""},{"$f":"IFERROR(IF(OR(R76=\"\",'Historical scenario - input'!$D58=\"\"),\"\",R76/'Historical scenario - input'!$D58),\"\")","v":""},{"$f":"IFERROR(IF(OR(S76=\"\",'Historical scenario - input'!$D58=\"\"),\"\",S76/'Historical scenario - input'!$D58),\"\")","v":""},{"$f":"IFERROR(IF(OR(T76=\"\",'Historical scenario - input'!$D58=\"\"),\"\",T76/'Historical scenario - input'!$D58),\"\")","v":""},{"$f":"IFERROR(IF(OR(U76=\"\",'Historical scenario - input'!$D58=\"\"),\"\",U76/'Historical scenario - input'!$D58),\"\")","v":""},{"$f":"IFERROR(IF(OR(V76=\"\",'Historical scenario - input'!$D58=\"\"),\"\",V76/'Historical scenario - input'!$D58),\"\")","v":""},{"$f":"IFERROR(IF(OR(W76=\"\",'Historical scenario - input'!$D58=\"\"),\"\",W76/'Historical scenario - input'!$D58),\"\")","v":""}]
[{"$f":"IFERROR('Historical scenario - input'!A59,\"\")","v":""},{"$f":"IFERROR('Historical scenario - input'!B59,\"\")","v":0},{"$f":"IFERROR('Historical scenario - input'!C59,\"\")","v":0},{"$f":"IFERROR(repcalc('Historical scenario - input'!$CV59:$GH59,'Historical scenario - input'!$G59,'Historical scenario - input'!$E59,'Historical scenario - input'!$F59,20,TRUE,TRUE),\"\")","v":""},"","","","","","","","","","","","","","","","","","","",{"$f":"IFERROR(IF(OR(D77=\"\",'Historical scenario - input'!$D59=\"\"),\"\",D77/'Historical scenario - input'!$D59),\"\")","v":""},{"$f":"IFERROR(IF(OR(E77=\"\",'Historical scenario - input'!$D59=\"\"),\"\",E77/'Historical scenario - input'!$D59),\"\")","v":""},{"$f":"IFERROR(IF(OR(F77=\"\",'Historical scenario - input'!$D59=\"\"),\"\",F77/'Historical scenario - input'!$D59),\"\")","v":""},{"$f":"IFERROR(IF(OR(G77=\"\",'Historical scenario - input'!$D59=\"\"),\"\",G77/'Historical scenario - input'!$D59),\"\")","v":""},{"$f":"IFERROR(IF(OR(H77=\"\",'Historical scenario - input'!$D59=\"\"),\"\",H77/'Historical scenario - input'!$D59),\"\")","v":""},{"$f":"IFERROR(IF(OR(I77=\"\",'Historical scenario - input'!$D59=\"\"),\"\",I77/'Historical scenario - input'!$D59),\"\")","v":""},{"$f":"IFERROR(IF(OR(J77=\"\",'Historical scenario - input'!$D59=\"\"),\"\",J77/'Historical scenario - input'!$D59),\"\")","v":""},{"$f":"IFERROR(IF(OR(K77=\"\",'Historical scenario - input'!$D59=\"\"),\"\",K77/'Historical scenario - input'!$D59),\"\")","v":""},{"$f":"IFERROR(IF(OR(L77=\"\",'Historical scenario - input'!$D59=\"\"),\"\",L77/'Historical scenario - input'!$D59),\"\")","v":""},{"$f":"IFERROR(IF(OR(M77=\"\",'Historical scenario - input'!$D59=\"\"),\"\",M77/'Historical scenario - input'!$D59),\"\")","v":""},{"$f":"IFERROR(IF(OR(N77=\"\",'Historical scenario - input'!$D59=\"\"),\"\",N77/'Historical scenario - input'!$D59),\"\")","v":""},{"$f":"IFERROR(IF(OR(O77=\"\",'Historical scenario - input'!$D59=\"\"),\"\",O77/'Historical scenario - input'!$D59),\"\")","v":""},{"$f":"IFERROR(IF(OR(P77=\"\",'Historical scenario - input'!$D59=\"\"),\"\",P77/'Historical scenario - input'!$D59),\"\")","v":""},{"$f":"IFERROR(IF(OR(Q77=\"\",'Historical scenario - input'!$D59=\"\"),\"\",Q77/'Historical scenario - input'!$D59),\"\")","v":""},{"$f":"IFERROR(IF(OR(R77=\"\",'Historical scenario - input'!$D59=\"\"),\"\",R77/'Historical scenario - input'!$D59),\"\")","v":""},{"$f":"IFERROR(IF(OR(S77=\"\",'Historical scenario - input'!$D59=\"\"),\"\",S77/'Historical scenario - input'!$D59),\"\")","v":""},{"$f":"IFERROR(IF(OR(T77=\"\",'Historical scenario - input'!$D59=\"\"),\"\",T77/'Historical scenario - input'!$D59),\"\")","v":""},{"$f":"IFERROR(IF(OR(U77=\"\",'Historical scenario - input'!$D59=\"\"),\"\",U77/'Historical scenario - input'!$D59),\"\")","v":""},{"$f":"IFERROR(IF(OR(V77=\"\",'Historical scenario - input'!$D59=\"\"),\"\",V77/'Historical scenario - input'!$D59),\"\")","v":""},{"$f":"IFERROR(IF(OR(W77=\"\",'Historical scenario - input'!$D59=\"\"),\"\",W77/'Historical scenario - input'!$D59),\"\")","v":""}]
[{"$f":"IFERROR('Historical scenario - input'!A60,\"\")","v":""},{"$f":"IFERROR('Historical scenario - input'!B60,\"\")","v":0},{"$f":"IFERROR('Historical scenario - input'!C60,\"\")","v":0},{"$f":"IFERROR(repcalc('Historical scenario - input'!$CV60:$GH60,'Historical scenario - input'!$G60,'Historical scenario - input'!$E60,'Historical scenario - input'!$F60,20,TRUE,TRUE),\"\")","v":""},"","","","","","","","","","","","","","","","","","","",{"$f":"IFERROR(IF(OR(D78=\"\",'Historical scenario - input'!$D60=\"\"),\"\",D78/'Historical scenario - input'!$D60),\"\")","v":""},{"$f":"IFERROR(IF(OR(E78=\"\",'Historical scenario - input'!$D60=\"\"),\"\",E78/'Historical scenario - input'!$D60),\"\")","v":""},{"$f":"IFERROR(IF(OR(F78=\"\",'Historical scenario - input'!$D60=\"\"),\"\",F78/'Historical scenario - input'!$D60),\"\")","v":""},{"$f":"IFERROR(IF(OR(G78=\"\",'Historical scenario - input'!$D60=\"\"),\"\",G78/'Historical scenario - input'!$D60),\"\")","v":""},{"$f":"IFERROR(IF(OR(H78=\"\",'Historical scenario - input'!$D60=\"\"),\"\",H78/'Historical scenario - input'!$D60),\"\")","v":""},{"$f":"IFERROR(IF(OR(I78=\"\",'Historical scenario - input'!$D60=\"\"),\"\",I78/'Historical scenario - input'!$D60),\"\")","v":""},{"$f":"IFERROR(IF(OR(J78=\"\",'Historical scenario - input'!$D60=\"\"),\"\",J78/'Historical scenario - input'!$D60),\"\")","v":""},{"$f":"IFERROR(IF(OR(K78=\"\",'Historical scenario - input'!$D60=\"\"),\"\",K78/'Historical scenario - input'!$D60),\"\")","v":""},{"$f":"IFERROR(IF(OR(L78=\"\",'Historical scenario - input'!$D60=\"\"),\"\",L78/'Historical scenario - input'!$D60),\"\")","v":""},{"$f":"IFERROR(IF(OR(M78=\"\",'Historical scenario - input'!$D60=\"\"),\"\",M78/'Historical scenario - input'!$D60),\"\")","v":""},{"$f":"IFERROR(IF(OR(N78=\"\",'Historical scenario - input'!$D60=\"\"),\"\",N78/'Historical scenario - input'!$D60),\"\")","v":""},{"$f":"IFERROR(IF(OR(O78=\"\",'Historical scenario - input'!$D60=\"\"),\"\",O78/'Historical scenario - input'!$D60),\"\")","v":""},{"$f":"IFERROR(IF(OR(P78=\"\",'Historical scenario - input'!$D60=\"\"),\"\",P78/'Historical scenario - input'!$D60),\"\")","v":""},{"$f":"IFERROR(IF(OR(Q78=\"\",'Historical scenario - input'!$D60=\"\"),\"\",Q78/'Historical scenario - input'!$D60),\"\")","v":""},{"$f":"IFERROR(IF(OR(R78=\"\",'Historical scenario - input'!$D60=\"\"),\"\",R78/'Historical scenario - input'!$D60),\"\")","v":""},{"$f":"IFERROR(IF(OR(S78=\"\",'Historical scenario - input'!$D60=\"\"),\"\",S78/'Historical scenario - input'!$D60),\"\")","v":""},{"$f":"IFERROR(IF(OR(T78=\"\",'Historical scenario - input'!$D60=\"\"),\"\",T78/'Historical scenario - input'!$D60),\"\")","v":""},{"$f":"IFERROR(IF(OR(U78=\"\",'Historical scenario - input'!$D60=\"\"),\"\",U78/'Historical scenario - input'!$D60),\"\")","v":""},{"$f":"IFERROR(IF(OR(V78=\"\",'Historical scenario - input'!$D60=\"\"),\"\",V78/'Historical scenario - input'!$D60),\"\")","v":""},{"$f":"IFERROR(IF(OR(W78=\"\",'Historical scenario - input'!$D60=\"\"),\"\",W78/'Historical scenario - input'!$D60),\"\")","v":""}]
[{"$f":"IFERROR('Historical scenario - input'!A61,\"\")","v":""},{"$f":"IFERROR('Historical scenario - input'!B61,\"\")","v":0},{"$f":"IFERROR('Historical scenario - input'!C61,\"\")","v":0},{"$f":"IFERROR(repcalc('Historical scenario - input'!$CV61:$GH61,'Historical scenario - input'!$G61,'Historical scenario - input'!$E61,'Historical scenario - input'!$F61,20,TRUE,TRUE),\"\")","v":""},"","","","","","","","","","","","","","","","","","","",{"$f":"IFERROR(IF(OR(D79=\"\",'Historical scenario - input'!$D61=\"\"),\"\",D79/'Historical scenario - input'!$D61),\"\")","v":""},{"$f":"IFERROR(IF(OR(E79=\"\",'Historical scenario - input'!$D61=\"\"),\"\",E79/'Historical scenario - input'!$D61),\"\")","v":""},{"$f":"IFERROR(IF(OR(F79=\"\",'Historical scenario - input'!$D61=\"\"),\"\",F79/'Historical scenario - input'!$D61),\"\")","v":""},{"$f":"IFERROR(IF(OR(G79=\"\",'Historical scenario - input'!$D61=\"\"),\"\",G79/'Historical scenario - input'!$D61),\"\")","v":""},{"$f":"IFERROR(IF(OR(H79=\"\",'Historical scenario - input'!$D61=\"\"),\"\",H79/'Historical scenario - input'!$D61),\"\")","v":""},{"$f":"IFERROR(IF(OR(I79=\"\",'Historical scenario - input'!$D61=\"\"),\"\",I79/'Historical scenario - input'!$D61),\"\")","v":""},{"$f":"IFERROR(IF(OR(J79=\"\",'Historical scenario - input'!$D61=\"\"),\"\",J79/'Historical scenario - input'!$D61),\"\")","v":""},{"$f":"IFERROR(IF(OR(K79=\"\",'Historical scenario - input'!$D61=\"\"),\"\",K79/'Historical scenario - input'!$D61),\"\")","v":""},{"$f":"IFERROR(IF(OR(L79=\"\",'Historical scenario - input'!$D61=\"\"),\"\",L79/'Historical scenario - input'!$D61),\"\")","v":""},{"$f":"IFERROR(IF(OR(M79=\"\",'Historical scenario - input'!$D61=\"\"),\"\",M79/'Historical scenario - input'!$D61),\"\")","v":""},{"$f":"IFERROR(IF(OR(N79=\"\",'Historical scenario - input'!$D61=\"\"),\"\",N79/'Historical scenario - input'!$D61),\"\")","v":""},{"$f":"IFERROR(IF(OR(O79=\"\",'Historical scenario - input'!$D61=\"\"),\"\",O79/'Historical scenario - input'!$D61),\"\")","v":""},{"$f":"IFERROR(IF(OR(P79=\"\",'Historical scenario - input'!$D61=\"\"),\"\",P79/'Historical scenario - input'!$D61),\"\")","v":""},{"$f":"IFERROR(IF(OR(Q79=\"\",'Historical scenario - input'!$D61=\"\"),\"\",Q79/'Historical scenario - input'!$D61),\"\")","v":""},{"$f":"IFERROR(IF(OR(R79=\"\",'Historical scenario - input'!$D61=\"\"),\"\",R79/'Historical scenario - input'!$D61),\"\")","v":""},{"$f":"IFERROR(IF(OR(S79=\"\",'Historical scenario - input'!$D61=\"\"),\"\",S79/'Historical scenario - input'!$D61),\"\")","v":""},{"$f":"IFERROR(IF(OR(T79=\"\",'Historical scenario - input'!$D61=\"\"),\"\",T79/'Historical scenario - input'!$D61),\"\")","v":""},{"$f":"IFERROR(IF(OR(U79=\"\",'Historical scenario - input'!$D61=\"\"),\"\",U79/'Historical scenario - input'!$D61),\"\")","v":""},{"$f":"IFERROR(IF(OR(V79=\"\",'Historical scenario - input'!$D61=\"\"),\"\",V79/'Historical scenario - input'!$D61),\"\")","v":""},{"$f":"IFERROR(IF(OR(W79=\"\",'Historical scenario - input'!$D61=\"\"),\"\",W79/'Historical scenario - input'!$D61),\"\")","v":""}]
[{"$f":"IFERROR('Historical scenario - input'!A62,\"\")","v":""},{"$f":"IFERROR('Historical scenario - input'!B62,\"\")","v":0},{"$f":"IFERROR('Historical scenario - input'!C62,\"\")","v":0},{"$f":"IFERROR(repcalc('Historical scenario - input'!$CV62:$GH62,'Historical scenario - input'!$G62,'Historical scenario - input'!$E62,'Historical scenario - input'!$F62,20,TRUE,TRUE),\"\")","v":""},"","","","","","","","","","","","","","","","","","","",{"$f":"IFERROR(IF(OR(D80=\"\",'Historical scenario - input'!$D62=\"\"),\"\",D80/'Historical scenario - input'!$D62),\"\")","v":""},{"$f":"IFERROR(IF(OR(E80=\"\",'Historical scenario - input'!$D62=\"\"),\"\",E80/'Historical scenario - input'!$D62),\"\")","v":""},{"$f":"IFERROR(IF(OR(F80=\"\",'Historical scenario - input'!$D62=\"\"),\"\",F80/'Historical scenario - input'!$D62),\"\")","v":""},{"$f":"IFERROR(IF(OR(G80=\"\",'Historical scenario - input'!$D62=\"\"),\"\",G80/'Historical scenario - input'!$D62),\"\")","v":""},{"$f":"IFERROR(IF(OR(H80=\"\",'Historical scenario - input'!$D62=\"\"),\"\",H80/'Historical scenario - input'!$D62),\"\")","v":""},{"$f":"IFERROR(IF(OR(I80=\"\",'Historical scenario - input'!$D62=\"\"),\"\",I80/'Historical scenario - input'!$D62),\"\")","v":""},{"$f":"IFERROR(IF(OR(J80=\"\",'Historical scenario - input'!$D62=\"\"),\"\",J80/'Historical scenario - input'!$D62),\"\")","v":""},{"$f":"IFERROR(IF(OR(K80=\"\",'Historical scenario - input'!$D62=\"\"),\"\",K80/'Historical scenario - input'!$D62),\"\")","v":""},{"$f":"IFERROR(IF(OR(L80=\"\",'Historical scenario - input'!$D62=\"\"),\"\",L80/'Historical scenario - input'!$D62),\"\")","v":""},{"$f":"IFERROR(IF(OR(M80=\"\",'Historical scenario - input'!$D62=\"\"),\"\",M80/'Historical scenario - input'!$D62),\"\")","v":""},{"$f":"IFERROR(IF(OR(N80=\"\",'Historical scenario - input'!$D62=\"\"),\"\",N80/'Historical scenario - input'!$D62),\"\")","v":""},{"$f":"IFERROR(IF(OR(O80=\"\",'Historical scenario - input'!$D62=\"\"),\"\",O80/'Historical scenario - input'!$D62),\"\")","v":""},{"$f":"IFERROR(IF(OR(P80=\"\",'Historical scenario - input'!$D62=\"\"),\"\",P80/'Historical scenario - input'!$D62),\"\")","v":""},{"$f":"IFERROR(IF(OR(Q80=\"\",'Historical scenario - input'!$D62=\"\"),\"\",Q80/'Historical scenario - input'!$D62),\"\")","v":""},{"$f":"IFERROR(IF(OR(R80=\"\",'Historical scenario - input'!$D62=\"\"),\"\",R80/'Historical scenario - input'!$D62),\"\")","v":""},{"$f":"IFERROR(IF(OR(S80=\"\",'Historical scenario - input'!$D62=\"\"),\"\",S80/'Historical scenario - input'!$D62),\"\")","v":""},{"$f":"IFERROR(IF(OR(T80=\"\",'Historical scenario - input'!$D62=\"\"),\"\",T80/'Historical scenario - input'!$D62),\"\")","v":""},{"$f":"IFERROR(IF(OR(U80=\"\",'Historical scenario - input'!$D62=\"\"),\"\",U80/'Historical scenario - input'!$D62),\"\")","v":""},{"$f":"IFERROR(IF(OR(V80=\"\",'Historical scenario - input'!$D62=\"\"),\"\",V80/'Historical scenario - input'!$D62),\"\")","v":""},{"$f":"IFERROR(IF(OR(W80=\"\",'Historical scenario - input'!$D62=\"\"),\"\",W80/'Historical scenario - input'!$D62),\"\")","v":""}]
[{"$f":"IFERROR('Historical scenario - input'!A63,\"\")","v":""},{"$f":"IFERROR('Historical scenario - input'!B63,\"\")","v":0},{"$f":"IFERROR('Historical scenario - input'!C63,\"\")","v":0},{"$f":"IFERROR(repcalc('Historical scenario - input'!$CV63:$GH63,'Historical scenario - input'!$G63,'Historical scenario - input'!$E63,'Historical scenario - input'!$F63,20,TRUE,TRUE),\"\")","v":""},"","","","","","","","","","","","","","","","","","","",{"$f":"IFERROR(IF(OR(D81=\"\",'Historical scenario - input'!$D63=\"\"),\"\",D81/'Historical scenario - input'!$D63),\"\")","v":""},{"$f":"IFERROR(IF(OR(E81=\"\",'Historical scenario - input'!$D63=\"\"),\"\",E81/'Historical scenario - input'!$D63),\"\")","v":""},{"$f":"IFERROR(IF(OR(F81=\"\",'Historical scenario - input'!$D63=\"\"),\"\",F81/'Historical scenario - input'!$D63),\"\")","v":""},{"$f":"IFERROR(IF(OR(G81=\"\",'Historical scenario - input'!$D63=\"\"),\"\",G81/'Historical scenario - input'!$D63),\"\")","v":""},{"$f":"IFERROR(IF(OR(H81=\"\",'Historical scenario - input'!$D63=\"\"),\"\",H81/'Historical scenario - input'!$D63),\"\")","v":""},{"$f":"IFERROR(IF(OR(I81=\"\",'Historical scenario - input'!$D63=\"\"),\"\",I81/'Historical scenario - input'!$D63),\"\")","v":""},{"$f":"IFERROR(IF(OR(J81=\"\",'Historical scenario - input'!$D63=\"\"),\"\",J81/'Historical scenario - input'!$D63),\"\")","v":""},{"$f":"IFERROR(IF(OR(K81=\"\",'Historical scenario - input'!$D63=\"\"),\"\",K81/'Historical scenario - input'!$D63),\"\")","v":""},{"$f":"IFERROR(IF(OR(L81=\"\",'Historical scenario - input'!$D63=\"\"),\"\",L81/'Historical scenario - input'!$D63),\"\")","v":""},{"$f":"IFERROR(IF(OR(M81=\"\",'Historical scenario - input'!$D63=\"\"),\"\",M81/'Historical scenario - input'!$D63),\"\")","v":""},{"$f":"IFERROR(IF(OR(N81=\"\",'Historical scenario - input'!$D63=\"\"),\"\",N81/'Historical scenario - input'!$D63),\"\")","v":""},{"$f":"IFERROR(IF(OR(O81=\"\",'Historical scenario - input'!$D63=\"\"),\"\",O81/'Historical scenario - input'!$D63),\"\")","v":""},{"$f":"IFERROR(IF(OR(P81=\"\",'Historical scenario - input'!$D63=\"\"),\"\",P81/'Historical scenario - input'!$D63),\"\")","v":""},{"$f":"IFERROR(IF(OR(Q81=\"\",'Historical scenario - input'!$D63=\"\"),\"\",Q81/'Historical scenario - input'!$D63),\"\")","v":""},{"$f":"IFERROR(IF(OR(R81=\"\",'Historical scenario - input'!$D63=\"\"),\"\",R81/'Historical scenario - input'!$D63),\"\")","v":""},{"$f":"IFERROR(IF(OR(S81=\"\",'Historical scenario - input'!$D63=\"\"),\"\",S81/'Historical scenario - input'!$D63),\"\")","v":""},{"$f":"IFERROR(IF(OR(T81=\"\",'Historical scenario - input'!$D63=\"\"),\"\",T81/'Historical scenario - input'!$D63),\"\")","v":""},{"$f":"IFERROR(IF(OR(U81=\"\",'Historical scenario - input'!$D63=\"\"),\"\",U81/'Historical scenario - input'!$D63),\"\")","v":""},{"$f":"IFERROR(IF(OR(V81=\"\",'Historical scenario - input'!$D63=\"\"),\"\",V81/'Historical scenario - input'!$D63),\"\")","v":""},{"$f":"IFERROR(IF(OR(W81=\"\",'Historical scenario - input'!$D63=\"\"),\"\",W81/'Historical scenario - input'!$D63),\"\")","v":""}]
[{"$f":"IFERROR('Historical scenario - input'!A64,\"\")","v":""},{"$f":"IFERROR('Historical scenario - input'!B64,\"\")","v":0},{"$f":"IFERROR('Historical scenario - input'!C64,\"\")","v":0},{"$f":"IFERROR(repcalc('Historical scenario - input'!$CV64:$GH64,'Historical scenario - input'!$G64,'Historical scenario - input'!$E64,'Historical scenario - input'!$F64,20,TRUE,TRUE),\"\")","v":""},"","","","","","","","","","","","","","","","","","","",{"$f":"IFERROR(IF(OR(D82=\"\",'Historical scenario - input'!$D64=\"\"),\"\",D82/'Historical scenario - input'!$D64),\"\")","v":""},{"$f":"IFERROR(IF(OR(E82=\"\",'Historical scenario - input'!$D64=\"\"),\"\",E82/'Historical scenario - input'!$D64),\"\")","v":""},{"$f":"IFERROR(IF(OR(F82=\"\",'Historical scenario - input'!$D64=\"\"),\"\",F82/'Historical scenario - input'!$D64),\"\")","v":""},{"$f":"IFERROR(IF(OR(G82=\"\",'Historical scenario - input'!$D64=\"\"),\"\",G82/'Historical scenario - input'!$D64),\"\")","v":""},{"$f":"IFERROR(IF(OR(H82=\"\",'Historical scenario - input'!$D64=\"\"),\"\",H82/'Historical scenario - input'!$D64),\"\")","v":""},{"$f":"IFERROR(IF(OR(I82=\"\",'Historical scenario - input'!$D64=\"\"),\"\",I82/'Historical scenario - input'!$D64),\"\")","v":""},{"$f":"IFERROR(IF(OR(J82=\"\",'Historical scenario - input'!$D64=\"\"),\"\",J82/'Historical scenario - input'!$D64),\"\")","v":""},{"$f":"IFERROR(IF(OR(K82=\"\",'Historical scenario - input'!$D64=\"\"),\"\",K82/'Historical scenario - input'!$D64),\"\")","v":""},{"$f":"IFERROR(IF(OR(L82=\"\",'Historical scenario - input'!$D64=\"\"),\"\",L82/'Historical scenario - input'!$D64),\"\")","v":""},{"$f":"IFERROR(IF(OR(M82=\"\",'Historical scenario - input'!$D64=\"\"),\"\",M82/'Historical scenario - input'!$D64),\"\")","v":""},{"$f":"IFERROR(IF(OR(N82=\"\",'Historical scenario - input'!$D64=\"\"),\"\",N82/'Historical scenario - input'!$D64),\"\")","v":""},{"$f":"IFERROR(IF(OR(O82=\"\",'Historical scenario - input'!$D64=\"\"),\"\",O82/'Historical scenario - input'!$D64),\"\")","v":""},{"$f":"IFERROR(IF(OR(P82=\"\",'Historical scenario - input'!$D64=\"\"),\"\",P82/'Historical scenario - input'!$D64),\"\")","v":""},{"$f":"IFERROR(IF(OR(Q82=\"\",'Historical scenario - input'!$D64=\"\"),\"\",Q82/'Historical scenario - input'!$D64),\"\")","v":""},{"$f":"IFERROR(IF(OR(R82=\"\",'Historical scenario - input'!$D64=\"\"),\"\",R82/'Historical scenario - input'!$D64),\"\")","v":""},{"$f":"IFERROR(IF(OR(S82=\"\",'Historical scenario - input'!$D64=\"\"),\"\",S82/'Historical scenario - input'!$D64),\"\")","v":""},{"$f":"IFERROR(IF(OR(T82=\"\",'Historical scenario - input'!$D64=\"\"),\"\",T82/'Historical scenario - input'!$D64),\"\")","v":""},{"$f":"IFERROR(IF(OR(U82=\"\",'Historical scenario - input'!$D64=\"\"),\"\",U82/'Historical scenario - input'!$D64),\"\")","v":""},{"$f":"IFERROR(IF(OR(V82=\"\",'Historical scenario - input'!$D64=\"\"),\"\",V82/'Historical scenario - input'!$D64),\"\")","v":""},{"$f":"IFERROR(IF(OR(W82=\"\",'Historical scenario - input'!$D64=\"\"),\"\",W82/'Historical scenario - input'!$D64),\"\")","v":""}]
[{"$f":"IFERROR('Historical scenario - input'!A65,\"\")","v":""},{"$f":"IFERROR('Historical scenario - input'!B65,\"\")","v":0},{"$f":"IFERROR('Historical scenario - input'!C65,\"\")","v":0},{"$f":"IFERROR(repcalc('Historical scenario - input'!$CV65:$GH65,'Historical scenario - input'!$G65,'Historical scenario - input'!$E65,'Historical scenario - input'!$F65,20,TRUE,TRUE),\"\")","v":""},"","","","","","","","","","","","","","","","","","","",{"$f":"IFERROR(IF(OR(D83=\"\",'Historical scenario - input'!$D65=\"\"),\"\",D83/'Historical scenario - input'!$D65),\"\")","v":""},{"$f":"IFERROR(IF(OR(E83=\"\",'Historical scenario - input'!$D65=\"\"),\"\",E83/'Historical scenario - input'!$D65),\"\")","v":""},{"$f":"IFERROR(IF(OR(F83=\"\",'Historical scenario - input'!$D65=\"\"),\"\",F83/'Historical scenario - input'!$D65),\"\")","v":""},{"$f":"IFERROR(IF(OR(G83=\"\",'Historical scenario - input'!$D65=\"\"),\"\",G83/'Historical scenario - input'!$D65),\"\")","v":""},{"$f":"IFERROR(IF(OR(H83=\"\",'Historical scenario - input'!$D65=\"\"),\"\",H83/'Historical scenario - input'!$D65),\"\")","v":""},{"$f":"IFERROR(IF(OR(I83=\"\",'Historical scenario - input'!$D65=\"\"),\"\",I83/'Historical scenario - input'!$D65),\"\")","v":""},{"$f":"IFERROR(IF(OR(J83=\"\",'Historical scenario - input'!$D65=\"\"),\"\",J83/'Historical scenario - input'!$D65),\"\")","v":""},{"$f":"IFERROR(IF(OR(K83=\"\",'Historical scenario - input'!$D65=\"\"),\"\",K83/'Historical scenario - input'!$D65),\"\")","v":""},{"$f":"IFERROR(IF(OR(L83=\"\",'Historical scenario - input'!$D65=\"\"),\"\",L83/'Historical scenario - input'!$D65),\"\")","v":""},{"$f":"IFERROR(IF(OR(M83=\"\",'Historical scenario - input'!$D65=\"\"),\"\",M83/'Historical scenario - input'!$D65),\"\")","v":""},{"$f":"IFERROR(IF(OR(N83=\"\",'Historical scenario - input'!$D65=\"\"),\"\",N83/'Historical scenario - input'!$D65),\"\")","v":""},{"$f":"IFERROR(IF(OR(O83=\"\",'Historical scenario - input'!$D65=\"\"),\"\",O83/'Historical scenario - input'!$D65),\"\")","v":""},{"$f":"IFERROR(IF(OR(P83=\"\",'Historical scenario - input'!$D65=\"\"),\"\",P83/'Historical scenario - input'!$D65),\"\")","v":""},{"$f":"IFERROR(IF(OR(Q83=\"\",'Historical scenario - input'!$D65=\"\"),\"\",Q83/'Historical scenario - input'!$D65),\"\")","v":""},{"$f":"IFERROR(IF(OR(R83=\"\",'Historical scenario - input'!$D65=\"\"),\"\",R83/'Historical scenario - input'!$D65),\"\")","v":""},{"$f":"IFERROR(IF(OR(S83=\"\",'Historical scenario - input'!$D65=\"\"),\"\",S83/'Historical scenario - input'!$D65),\"\")","v":""},{"$f":"IFERROR(IF(OR(T83=\"\",'Historical scenario - input'!$D65=\"\"),\"\",T83/'Historical scenario - input'!$D65),\"\")","v":""},{"$f":"IFERROR(IF(OR(U83=\"\",'Historical scenario - input'!$D65=\"\"),\"\",U83/'Historical scenario - input'!$D65),\"\")","v":""},{"$f":"IFERROR(IF(OR(V83=\"\",'Historical scenario - input'!$D65=\"\"),\"\",V83/'Historical scenario - input'!$D65),\"\")","v":""},{"$f":"IFERROR(IF(OR(W83=\"\",'Historical scenario - input'!$D65=\"\"),\"\",W83/'Historical scenario - input'!$D65),\"\")","v":""}]
[{"$f":"IFERROR('Historical scenario - input'!A66,\"\")","v":""},{"$f":"IFERROR('Historical scenario - input'!B66,\"\")","v":0},{"$f":"IFERROR('Historical scenario - input'!C66,\"\")","v":0},{"$f":"IFERROR(repcalc('Historical scenario - input'!$CV66:$GH66,'Historical scenario - input'!$G66,'Historical scenario - input'!$E66,'Historical scenario - input'!$F66,20,TRUE,TRUE),\"\")","v":""},"","","","","","","","","","","","","","","","","","","",{"$f":"IFERROR(IF(OR(D84=\"\",'Historical scenario - input'!$D66=\"\"),\"\",D84/'Historical scenario - input'!$D66),\"\")","v":""},{"$f":"IFERROR(IF(OR(E84=\"\",'Historical scenario - input'!$D66=\"\"),\"\",E84/'Historical scenario - input'!$D66),\"\")","v":""},{"$f":"IFERROR(IF(OR(F84=\"\",'Historical scenario - input'!$D66=\"\"),\"\",F84/'Historical scenario - input'!$D66),\"\")","v":""},{"$f":"IFERROR(IF(OR(G84=\"\",'Historical scenario - input'!$D66=\"\"),\"\",G84/'Historical scenario - input'!$D66),\"\")","v":""},{"$f":"IFERROR(IF(OR(H84=\"\",'Historical scenario - input'!$D66=\"\"),\"\",H84/'Historical scenario - input'!$D66),\"\")","v":""},{"$f":"IFERROR(IF(OR(I84=\"\",'Historical scenario - input'!$D66=\"\"),\"\",I84/'Historical scenario - input'!$D66),\"\")","v":""},{"$f":"IFERROR(IF(OR(J84=\"\",'Historical scenario - input'!$D66=\"\"),\"\",J84/'Historical scenario - input'!$D66),\"\")","v":""},{"$f":"IFERROR(IF(OR(K84=\"\",'Historical scenario - input'!$D66=\"\"),\"\",K84/'Historical scenario - input'!$D66),\"\")","v":""},{"$f":"IFERROR(IF(OR(L84=\"\",'Historical scenario - input'!$D66=\"\"),\"\",L84/'Historical scenario - input'!$D66),\"\")","v":""},{"$f":"IFERROR(IF(OR(M84=\"\",'Historical scenario - input'!$D66=\"\"),\"\",M84/'Historical scenario - input'!$D66),\"\")","v":""},{"$f":"IFERROR(IF(OR(N84=\"\",'Historical scenario - input'!$D66=\"\"),\"\",N84/'Historical scenario - input'!$D66),\"\")","v":""},{"$f":"IFERROR(IF(OR(O84=\"\",'Historical scenario - input'!$D66=\"\"),\"\",O84/'Historical scenario - input'!$D66),\"\")","v":""},{"$f":"IFERROR(IF(OR(P84=\"\",'Historical scenario - input'!$D66=\"\"),\"\",P84/'Historical scenario - input'!$D66),\"\")","v":""},{"$f":"IFERROR(IF(OR(Q84=\"\",'Historical scenario - input'!$D66=\"\"),\"\",Q84/'Historical scenario - input'!$D66),\"\")","v":""},{"$f":"IFERROR(IF(OR(R84=\"\",'Historical scenario - input'!$D66=\"\"),\"\",R84/'Historical scenario - input'!$D66),\"\")","v":""},{"$f":"IFERROR(IF(OR(S84=\"\",'Historical scenario - input'!$D66=\"\"),\"\",S84/'Historical scenario - input'!$D66),\"\")","v":""},{"$f":"IFERROR(IF(OR(T84=\"\",'Historical scenario - input'!$D66=\"\"),\"\",T84/'Historical scenario - input'!$D66),\"\")","v":""},{"$f":"IFERROR(IF(OR(U84=\"\",'Historical scenario - input'!$D66=\"\"),\"\",U84/'Historical scenario - input'!$D66),\"\")","v":""},{"$f":"IFERROR(IF(OR(V84=\"\",'Historical scenario - input'!$D66=\"\"),\"\",V84/'Historical scenario - input'!$D66),\"\")","v":""},{"$f":"IFERROR(IF(OR(W84=\"\",'Historical scenario - input'!$D66=\"\"),\"\",W84/'Historical scenario - input'!$D66),\"\")","v":""}]
[{"$f":"IFERROR('Historical scenario - input'!A67,\"\")","v":""},{"$f":"IFERROR('Historical scenario - input'!B67,\"\")","v":0},{"$f":"IFERROR('Historical scenario - input'!C67,\"\")","v":0},{"$f":"IFERROR(repcalc('Historical scenario - input'!$CV67:$GH67,'Historical scenario - input'!$G67,'Historical scenario - input'!$E67,'Historical scenario - input'!$F67,20,TRUE,TRUE),\"\")","v":""},"","","","","","","","","","","","","","","","","","","",{"$f":"IFERROR(IF(OR(D85=\"\",'Historical scenario - input'!$D67=\"\"),\"\",D85/'Historical scenario - input'!$D67),\"\")","v":""},{"$f":"IFERROR(IF(OR(E85=\"\",'Historical scenario - input'!$D67=\"\"),\"\",E85/'Historical scenario - input'!$D67),\"\")","v":""},{"$f":"IFERROR(IF(OR(F85=\"\",'Historical scenario - input'!$D67=\"\"),\"\",F85/'Historical scenario - input'!$D67),\"\")","v":""},{"$f":"IFERROR(IF(OR(G85=\"\",'Historical scenario - input'!$D67=\"\"),\"\",G85/'Historical scenario - input'!$D67),\"\")","v":""},{"$f":"IFERROR(IF(OR(H85=\"\",'Historical scenario - input'!$D67=\"\"),\"\",H85/'Historical scenario - input'!$D67),\"\")","v":""},{"$f":"IFERROR(IF(OR(I85=\"\",'Historical scenario - input'!$D67=\"\"),\"\",I85/'Historical scenario - input'!$D67),\"\")","v":""},{"$f":"IFERROR(IF(OR(J85=\"\",'Historical scenario - input'!$D67=\"\"),\"\",J85/'Historical scenario - input'!$D67),\"\")","v":""},{"$f":"IFERROR(IF(OR(K85=\"\",'Historical scenario - input'!$D67=\"\"),\"\",K85/'Historical scenario - input'!$D67),\"\")","v":""},{"$f":"IFERROR(IF(OR(L85=\"\",'Historical scenario - input'!$D67=\"\"),\"\",L85/'Historical scenario - input'!$D67),\"\")","v":""},{"$f":"IFERROR(IF(OR(M85=\"\",'Historical scenario - input'!$D67=\"\"),\"\",M85/'Historical scenario - input'!$D67),\"\")","v":""},{"$f":"IFERROR(IF(OR(N85=\"\",'Historical scenario - input'!$D67=\"\"),\"\",N85/'Historical scenario - input'!$D67),\"\")","v":""},{"$f":"IFERROR(IF(OR(O85=\"\",'Historical scenario - input'!$D67=\"\"),\"\",O85/'Historical scenario - input'!$D67),\"\")","v":""},{"$f":"IFERROR(IF(OR(P85=\"\",'Historical scenario - input'!$D67=\"\"),\"\",P85/'Historical scenario - input'!$D67),\"\")","v":""},{"$f":"IFERROR(IF(OR(Q85=\"\",'Historical scenario - input'!$D67=\"\"),\"\",Q85/'Historical scenario - input'!$D67),\"\")","v":""},{"$f":"IFERROR(IF(OR(R85=\"\",'Historical scenario - input'!$D67=\"\"),\"\",R85/'Historical scenario - input'!$D67),\"\")","v":""},{"$f":"IFERROR(IF(OR(S85=\"\",'Historical scenario - input'!$D67=\"\"),\"\",S85/'Historical scenario - input'!$D67),\"\")","v":""},{"$f":"IFERROR(IF(OR(T85=\"\",'Historical scenario - input'!$D67=\"\"),\"\",T85/'Historical scenario - input'!$D67),\"\")","v":""},{"$f":"IFERROR(IF(OR(U85=\"\",'Historical scenario - input'!$D67=\"\"),\"\",U85/'Historical scenario - input'!$D67),\"\")","v":""},{"$f":"IFERROR(IF(OR(V85=\"\",'Historical scenario - input'!$D67=\"\"),\"\",V85/'Historical scenario - input'!$D67),\"\")","v":""},{"$f":"IFERROR(IF(OR(W85=\"\",'Historical scenario - input'!$D67=\"\"),\"\",W85/'Historical scenario - input'!$D67),\"\")","v":""}]
[{"$f":"IFERROR('Historical scenario - input'!A68,\"\")","v":""},{"$f":"IFERROR('Historical scenario - input'!B68,\"\")","v":0},{"$f":"IFERROR('Historical scenario - input'!C68,\"\")","v":0},{"$f":"IFERROR(repcalc('Historical scenario - input'!$CV68:$GH68,'Historical scenario - input'!$G68,'Historical scenario - input'!$E68,'Historical scenario - input'!$F68,20,TRUE,TRUE),\"\")","v":""},"","","","","","","","","","","","","","","","","","","",{"$f":"IFERROR(IF(OR(D86=\"\",'Historical scenario - input'!$D68=\"\"),\"\",D86/'Historical scenario - input'!$D68),\"\")","v":""},{"$f":"IFERROR(IF(OR(E86=\"\",'Historical scenario - input'!$D68=\"\"),\"\",E86/'Historical scenario - input'!$D68),\"\")","v":""},{"$f":"IFERROR(IF(OR(F86=\"\",'Historical scenario - input'!$D68=\"\"),\"\",F86/'Historical scenario - input'!$D68),\"\")","v":""},{"$f":"IFERROR(IF(OR(G86=\"\",'Historical scenario - input'!$D68=\"\"),\"\",G86/'Historical scenario - input'!$D68),\"\")","v":""},{"$f":"IFERROR(IF(OR(H86=\"\",'Historical scenario - input'!$D68=\"\"),\"\",H86/'Historical scenario - input'!$D68),\"\")","v":""},{"$f":"IFERROR(IF(OR(I86=\"\",'Historical scenario - input'!$D68=\"\"),\"\",I86/'Historical scenario - input'!$D68),\"\")","v":""},{"$f":"IFERROR(IF(OR(J86=\"\",'Historical scenario - input'!$D68=\"\"),\"\",J86/'Historical scenario - input'!$D68),\"\")","v":""},{"$f":"IFERROR(IF(OR(K86=\"\",'Historical scenario - input'!$D68=\"\"),\"\",K86/'Historical scenario - input'!$D68),\"\")","v":""},{"$f":"IFERROR(IF(OR(L86=\"\",'Historical scenario - input'!$D68=\"\"),\"\",L86/'Historical scenario - input'!$D68),\"\")","v":""},{"$f":"IFERROR(IF(OR(M86=\"\",'Historical scenario - input'!$D68=\"\"),\"\",M86/'Historical scenario - input'!$D68),\"\")","v":""},{"$f":"IFERROR(IF(OR(N86=\"\",'Historical scenario - input'!$D68=\"\"),\"\",N86/'Historical scenario - input'!$D68),\"\")","v":""},{"$f":"IFERROR(IF(OR(O86=\"\",'Historical scenario - input'!$D68=\"\"),\"\",O86/'Historical scenario - input'!$D68),\"\")","v":""},{"$f":"IFERROR(IF(OR(P86=\"\",'Historical scenario - input'!$D68=\"\"),\"\",P86/'Historical scenario - input'!$D68),\"\")","v":""},{"$f":"IFERROR(IF(OR(Q86=\"\",'Historical scenario - input'!$D68=\"\"),\"\",Q86/'Historical scenario - input'!$D68),\"\")","v":""},{"$f":"IFERROR(IF(OR(R86=\"\",'Historical scenario - input'!$D68=\"\"),\"\",R86/'Historical scenario - input'!$D68),\"\")","v":""},{"$f":"IFERROR(IF(OR(S86=\"\",'Historical scenario - input'!$D68=\"\"),\"\",S86/'Historical scenario - input'!$D68),\"\")","v":""},{"$f":"IFERROR(IF(OR(T86=\"\",'Historical scenario - input'!$D68=\"\"),\"\",T86/'Historical scenario - input'!$D68),\"\")","v":""},{"$f":"IFERROR(IF(OR(U86=\"\",'Historical scenario - input'!$D68=\"\"),\"\",U86/'Historical scenario - input'!$D68),\"\")","v":""},{"$f":"IFERROR(IF(OR(V86=\"\",'Historical scenario - input'!$D68=\"\"),\"\",V86/'Historical scenario - input'!$D68),\"\")","v":""},{"$f":"IFERROR(IF(OR(W86=\"\",'Historical scenario - input'!$D68=\"\"),\"\",W86/'Historical scenario - input'!$D68),\"\")","v":""}]
[{"$f":"IFERROR('Historical scenario - input'!A69,\"\")","v":""},{"$f":"IFERROR('Historical scenario - input'!B69,\"\")","v":0},{"$f":"IFERROR('Historical scenario - input'!C69,\"\")","v":0},{"$f":"IFERROR(repcalc('Historical scenario - input'!$CV69:$GH69,'Historical scenario - input'!$G69,'Historical scenario - input'!$E69,'Historical scenario - input'!$F69,20,TRUE,TRUE),\"\")","v":""},"","","","","","","","","","","","","","","","","","","",{"$f":"IFERROR(IF(OR(D87=\"\",'Historical scenario - input'!$D69=\"\"),\"\",D87/'Historical scenario - input'!$D69),\"\")","v":""},{"$f":"IFERROR(IF(OR(E87=\"\",'Historical scenario - input'!$D69=\"\"),\"\",E87/'Historical scenario - input'!$D69),\"\")","v":""},{"$f":"IFERROR(IF(OR(F87=\"\",'Historical scenario - input'!$D69=\"\"),\"\",F87/'Historical scenario - input'!$D69),\"\")","v":""},{"$f":"IFERROR(IF(OR(G87=\"\",'Historical scenario - input'!$D69=\"\"),\"\",G87/'Historical scenario - input'!$D69),\"\")","v":""},{"$f":"IFERROR(IF(OR(H87=\"\",'Historical scenario - input'!$D69=\"\"),\"\",H87/'Historical scenario - input'!$D69),\"\")","v":""},{"$f":"IFERROR(IF(OR(I87=\"\",'Historical scenario - input'!$D69=\"\"),\"\",I87/'Historical scenario - input'!$D69),\"\")","v":""},{"$f":"IFERROR(IF(OR(J87=\"\",'Historical scenario - input'!$D69=\"\"),\"\",J87/'Historical scenario - input'!$D69),\"\")","v":""},{"$f":"IFERROR(IF(OR(K87=\"\",'Historical scenario - input'!$D69=\"\"),\"\",K87/'Historical scenario - input'!$D69),\"\")","v":""},{"$f":"IFERROR(IF(OR(L87=\"\",'Historical scenario - input'!$D69=\"\"),\"\",L87/'Historical scenario - input'!$D69),\"\")","v":""},{"$f":"IFERROR(IF(OR(M87=\"\",'Historical scenario - input'!$D69=\"\"),\"\",M87/'Historical scenario - input'!$D69),\"\")","v":""},{"$f":"IFERROR(IF(OR(N87=\"\",'Historical scenario - input'!$D69=\"\"),\"\",N87/'Historical scenario - input'!$D69),\"\")","v":""},{"$f":"IFERROR(IF(OR(O87=\"\",'Historical scenario - input'!$D69=\"\"),\"\",O87/'Historical scenario - input'!$D69),\"\")","v":""},{"$f":"IFERROR(IF(OR(P87=\"\",'Historical scenario - input'!$D69=\"\"),\"\",P87/'Historical scenario - input'!$D69),\"\")","v":""},{"$f":"IFERROR(IF(OR(Q87=\"\",'Historical scenario - input'!$D69=\"\"),\"\",Q87/'Historical scenario - input'!$D69),\"\")","v":""},{"$f":"IFERROR(IF(OR(R87=\"\",'Historical scenario - input'!$D69=\"\"),\"\",R87/'Historical scenario - input'!$D69),\"\")","v":""},{"$f":"IFERROR(IF(OR(S87=\"\",'Historical scenario - input'!$D69=\"\"),\"\",S87/'Historical scenario - input'!$D69),\"\")","v":""},{"$f":"IFERROR(IF(OR(T87=\"\",'Historical scenario - input'!$D69=\"\"),\"\",T87/'Historical scenario - input'!$D69),\"\")","v":""},{"$f":"IFERROR(IF(OR(U87=\"\",'Historical scenario - input'!$D69=\"\"),\"\",U87/'Historical scenario - input'!$D69),\"\")","v":""},{"$f":"IFERROR(IF(OR(V87=\"\",'Historical scenario - input'!$D69=\"\"),\"\",V87/'Historical scenario - input'!$D69),\"\")","v":""},{"$f":"IFERROR(IF(OR(W87=\"\",'Historical scenario - input'!$D69=\"\"),\"\",W87/'Historical scenario - input'!$D69),\"\")","v":""}]
[{"$f":"IFERROR('Historical scenario - input'!A70,\"\")","v":""},{"$f":"IFERROR('Historical scenario - input'!B70,\"\")","v":0},{"$f":"IFERROR('Historical scenario - input'!C70,\"\")","v":0},{"$f":"IFERROR(repcalc('Historical scenario - input'!$CV70:$GH70,'Historical scenario - input'!$G70,'Historical scenario - input'!$E70,'Historical scenario - input'!$F70,20,TRUE,TRUE),\"\")","v":""},"","","","","","","","","","","","","","","","","","","",{"$f":"IFERROR(IF(OR(D88=\"\",'Historical scenario - input'!$D70=\"\"),\"\",D88/'Historical scenario - input'!$D70),\"\")","v":""},{"$f":"IFERROR(IF(OR(E88=\"\",'Historical scenario - input'!$D70=\"\"),\"\",E88/'Historical scenario - input'!$D70),\"\")","v":""},{"$f":"IFERROR(IF(OR(F88=\"\",'Historical scenario - input'!$D70=\"\"),\"\",F88/'Historical scenario - input'!$D70),\"\")","v":""},{"$f":"IFERROR(IF(OR(G88=\"\",'Historical scenario - input'!$D70=\"\"),\"\",G88/'Historical scenario - input'!$D70),\"\")","v":""},{"$f":"IFERROR(IF(OR(H88=\"\",'Historical scenario - input'!$D70=\"\"),\"\",H88/'Historical scenario - input'!$D70),\"\")","v":""},{"$f":"IFERROR(IF(OR(I88=\"\",'Historical scenario - input'!$D70=\"\"),\"\",I88/'Historical scenario - input'!$D70),\"\")","v":""},{"$f":"IFERROR(IF(OR(J88=\"\",'Historical scenario - input'!$D70=\"\"),\"\",J88/'Historical scenario - input'!$D70),\"\")","v":""},{"$f":"IFERROR(IF(OR(K88=\"\",'Historical scenario - input'!$D70=\"\"),\"\",K88/'Historical scenario - input'!$D70),\"\")","v":""},{"$f":"IFERROR(IF(OR(L88=\"\",'Historical scenario - input'!$D70=\"\"),\"\",L88/'Historical scenario - input'!$D70),\"\")","v":""},{"$f":"IFERROR(IF(OR(M88=\"\",'Historical scenario - input'!$D70=\"\"),\"\",M88/'Historical scenario - input'!$D70),\"\")","v":""},{"$f":"IFERROR(IF(OR(N88=\"\",'Historical scenario - input'!$D70=\"\"),\"\",N88/'Historical scenario - input'!$D70),\"\")","v":""},{"$f":"IFERROR(IF(OR(O88=\"\",'Historical scenario - input'!$D70=\"\"),\"\",O88/'Historical scenario - input'!$D70),\"\")","v":""},{"$f":"IFERROR(IF(OR(P88=\"\",'Historical scenario - input'!$D70=\"\"),\"\",P88/'Historical scenario - input'!$D70),\"\")","v":""},{"$f":"IFERROR(IF(OR(Q88=\"\",'Historical scenario - input'!$D70=\"\"),\"\",Q88/'Historical scenario - input'!$D70),\"\")","v":""},{"$f":"IFERROR(IF(OR(R88=\"\",'Historical scenario - input'!$D70=\"\"),\"\",R88/'Historical scenario - input'!$D70),\"\")","v":""},{"$f":"IFERROR(IF(OR(S88=\"\",'Historical scenario - input'!$D70=\"\"),\"\",S88/'Historical scenario - input'!$D70),\"\")","v":""},{"$f":"IFERROR(IF(OR(T88=\"\",'Historical scenario - input'!$D70=\"\"),\"\",T88/'Historical scenario - input'!$D70),\"\")","v":""},{"$f":"IFERROR(IF(OR(U88=\"\",'Historical scenario - input'!$D70=\"\"),\"\",U88/'Historical scenario - input'!$D70),\"\")","v":""},{"$f":"IFERROR(IF(OR(V88=\"\",'Historical scenario - input'!$D70=\"\"),\"\",V88/'Historical scenario - input'!$D70),\"\")","v":""},{"$f":"IFERROR(IF(OR(W88=\"\",'Historical scenario - input'!$D70=\"\"),\"\",W88/'Historical scenario - input'!$D70),\"\")","v":""}]
[{"$f":"IFERROR('Historical scenario - input'!A71,\"\")","v":""},{"$f":"IFERROR('Historical scenario - input'!B71,\"\")","v":0},{"$f":"IFERROR('Historical scenario - input'!C71,\"\")","v":0},{"$f":"IFERROR(repcalc('Historical scenario - input'!$CV71:$GH71,'Historical scenario - input'!$G71,'Historical scenario - input'!$E71,'Historical scenario - input'!$F71,20,TRUE,TRUE),\"\")","v":""},"","","","","","","","","","","","","","","","","","","",{"$f":"IFERROR(IF(OR(D89=\"\",'Historical scenario - input'!$D71=\"\"),\"\",D89/'Historical scenario - input'!$D71),\"\")","v":""},{"$f":"IFERROR(IF(OR(E89=\"\",'Historical scenario - input'!$D71=\"\"),\"\",E89/'Historical scenario - input'!$D71),\"\")","v":""},{"$f":"IFERROR(IF(OR(F89=\"\",'Historical scenario - input'!$D71=\"\"),\"\",F89/'Historical scenario - input'!$D71),\"\")","v":""},{"$f":"IFERROR(IF(OR(G89=\"\",'Historical scenario - input'!$D71=\"\"),\"\",G89/'Historical scenario - input'!$D71),\"\")","v":""},{"$f":"IFERROR(IF(OR(H89=\"\",'Historical scenario - input'!$D71=\"\"),\"\",H89/'Historical scenario - input'!$D71),\"\")","v":""},{"$f":"IFERROR(IF(OR(I89=\"\",'Historical scenario - input'!$D71=\"\"),\"\",I89/'Historical scenario - input'!$D71),\"\")","v":""},{"$f":"IFERROR(IF(OR(J89=\"\",'Historical scenario - input'!$D71=\"\"),\"\",J89/'Historical scenario - input'!$D71),\"\")","v":""},{"$f":"IFERROR(IF(OR(K89=\"\",'Historical scenario - input'!$D71=\"\"),\"\",K89/'Historical scenario - input'!$D71),\"\")","v":""},{"$f":"IFERROR(IF(OR(L89=\"\",'Historical scenario - input'!$D71=\"\"),\"\",L89/'Historical scenario - input'!$D71),\"\")","v":""},{"$f":"IFERROR(IF(OR(M89=\"\",'Historical scenario - input'!$D71=\"\"),\"\",M89/'Historical scenario - input'!$D71),\"\")","v":""},{"$f":"IFERROR(IF(OR(N89=\"\",'Historical scenario - input'!$D71=\"\"),\"\",N89/'Historical scenario - input'!$D71),\"\")","v":""},{"$f":"IFERROR(IF(OR(O89=\"\",'Historical scenario - input'!$D71=\"\"),\"\",O89/'Historical scenario - input'!$D71),\"\")","v":""},{"$f":"IFERROR(IF(OR(P89=\"\",'Historical scenario - input'!$D71=\"\"),\"\",P89/'Historical scenario - input'!$D71),\"\")","v":""},{"$f":"IFERROR(IF(OR(Q89=\"\",'Historical scenario - input'!$D71=\"\"),\"\",Q89/'Historical scenario - input'!$D71),\"\")","v":""},{"$f":"IFERROR(IF(OR(R89=\"\",'Historical scenario - input'!$D71=\"\"),\"\",R89/'Historical scenario - input'!$D71),\"\")","v":""},{"$f":"IFERROR(IF(OR(S89=\"\",'Historical scenario - input'!$D71=\"\"),\"\",S89/'Historical scenario - input'!$D71),\"\")","v":""},{"$f":"IFERROR(IF(OR(T89=\"\",'Historical scenario - input'!$D71=\"\"),\"\",T89/'Historical scenario - input'!$D71),\"\")","v":""},{"$f":"IFERROR(IF(OR(U89=\"\",'Historical scenario - input'!$D71=\"\"),\"\",U89/'Historical scenario - input'!$D71),\"\")","v":""},{"$f":"IFERROR(IF(OR(V89=\"\",'Historical scenario - input'!$D71=\"\"),\"\",V89/'Historical scenario - input'!$D71),\"\")","v":""},{"$f":"IFERROR(IF(OR(W89=\"\",'Historical scenario - input'!$D71=\"\"),\"\",W89/'Historical scenario - input'!$D71),\"\")","v":""}]
[{"$f":"IFERROR('Historical scenario - input'!A72,\"\")","v":""},{"$f":"IFERROR('Historical scenario - input'!B72,\"\")","v":0},{"$f":"IFERROR('Historical scenario - input'!C72,\"\")","v":0},{"$f":"IFERROR(repcalc('Historical scenario - input'!$CV72:$GH72,'Historical scenario - input'!$G72,'Historical scenario - input'!$E72,'Historical scenario - input'!$F72,20,TRUE,TRUE),\"\")","v":""},"","","","","","","","","","","","","","","","","","","",{"$f":"IFERROR(IF(OR(D90=\"\",'Historical scenario - input'!$D72=\"\"),\"\",D90/'Historical scenario - input'!$D72),\"\")","v":""},{"$f":"IFERROR(IF(OR(E90=\"\",'Historical scenario - input'!$D72=\"\"),\"\",E90/'Historical scenario - input'!$D72),\"\")","v":""},{"$f":"IFERROR(IF(OR(F90=\"\",'Historical scenario - input'!$D72=\"\"),\"\",F90/'Historical scenario - input'!$D72),\"\")","v":""},{"$f":"IFERROR(IF(OR(G90=\"\",'Historical scenario - input'!$D72=\"\"),\"\",G90/'Historical scenario - input'!$D72),\"\")","v":""},{"$f":"IFERROR(IF(OR(H90=\"\",'Historical scenario - input'!$D72=\"\"),\"\",H90/'Historical scenario - input'!$D72),\"\")","v":""},{"$f":"IFERROR(IF(OR(I90=\"\",'Historical scenario - input'!$D72=\"\"),\"\",I90/'Historical scenario - input'!$D72),\"\")","v":""},{"$f":"IFERROR(IF(OR(J90=\"\",'Historical scenario - input'!$D72=\"\"),\"\",J90/'Historical scenario - input'!$D72),\"\")","v":""},{"$f":"IFERROR(IF(OR(K90=\"\",'Historical scenario - input'!$D72=\"\"),\"\",K90/'Historical scenario - input'!$D72),\"\")","v":""},{"$f":"IFERROR(IF(OR(L90=\"\",'Historical scenario - input'!$D72=\"\"),\"\",L90/'Historical scenario - input'!$D72),\"\")","v":""},{"$f":"IFERROR(IF(OR(M90=\"\",'Historical scenario - input'!$D72=\"\"),\"\",M90/'Historical scenario - input'!$D72),\"\")","v":""},{"$f":"IFERROR(IF(OR(N90=\"\",'Historical scenario - input'!$D72=\"\"),\"\",N90/'Historical scenario - input'!$D72),\"\")","v":""},{"$f":"IFERROR(IF(OR(O90=\"\",'Historical scenario - input'!$D72=\"\"),\"\",O90/'Historical scenario - input'!$D72),\"\")","v":""},{"$f":"IFERROR(IF(OR(P90=\"\",'Historical scenario - input'!$D72=\"\"),\"\",P90/'Historical scenario - input'!$D72),\"\")","v":""},{"$f":"IFERROR(IF(OR(Q90=\"\",'Historical scenario - input'!$D72=\"\"),\"\",Q90/'Historical scenario - input'!$D72),\"\")","v":""},{"$f":"IFERROR(IF(OR(R90=\"\",'Historical scenario - input'!$D72=\"\"),\"\",R90/'Historical scenario - input'!$D72),\"\")","v":""},{"$f":"IFERROR(IF(OR(S90=\"\",'Historical scenario - input'!$D72=\"\"),\"\",S90/'Historical scenario - input'!$D72),\"\")","v":""},{"$f":"IFERROR(IF(OR(T90=\"\",'Historical scenario - input'!$D72=\"\"),\"\",T90/'Historical scenario - input'!$D72),\"\")","v":""},{"$f":"IFERROR(IF(OR(U90=\"\",'Historical scenario - input'!$D72=\"\"),\"\",U90/'Historical scenario - input'!$D72),\"\")","v":""},{"$f":"IFERROR(IF(OR(V90=\"\",'Historical scenario - input'!$D72=\"\"),\"\",V90/'Historical scenario - input'!$D72),\"\")","v":""},{"$f":"IFERROR(IF(OR(W90=\"\",'Historical scenario - input'!$D72=\"\"),\"\",W90/'Historical scenario - input'!$D72),\"\")","v":""}]
[{"$f":"IFERROR('Historical scenario - input'!A73,\"\")","v":""},{"$f":"IFERROR('Historical scenario - input'!B73,\"\")","v":0},{"$f":"IFERROR('Historical scenario - input'!C73,\"\")","v":0},{"$f":"IFERROR(repcalc('Historical scenario - input'!$CV73:$GH73,'Historical scenario - input'!$G73,'Historical scenario - input'!$E73,'Historical scenario - input'!$F73,20,TRUE,TRUE),\"\")","v":""},"","","","","","","","","","","","","","","","","","","",{"$f":"IFERROR(IF(OR(D91=\"\",'Historical scenario - input'!$D73=\"\"),\"\",D91/'Historical scenario - input'!$D73),\"\")","v":""},{"$f":"IFERROR(IF(OR(E91=\"\",'Historical scenario - input'!$D73=\"\"),\"\",E91/'Historical scenario - input'!$D73),\"\")","v":""},{"$f":"IFERROR(IF(OR(F91=\"\",'Historical scenario - input'!$D73=\"\"),\"\",F91/'Historical scenario - input'!$D73),\"\")","v":""},{"$f":"IFERROR(IF(OR(G91=\"\",'Historical scenario - input'!$D73=\"\"),\"\",G91/'Historical scenario - input'!$D73),\"\")","v":""},{"$f":"IFERROR(IF(OR(H91=\"\",'Historical scenario - input'!$D73=\"\"),\"\",H91/'Historical scenario - input'!$D73),\"\")","v":""},{"$f":"IFERROR(IF(OR(I91=\"\",'Historical scenario - input'!$D73=\"\"),\"\",I91/'Historical scenario - input'!$D73),\"\")","v":""},{"$f":"IFERROR(IF(OR(J91=\"\",'Historical scenario - input'!$D73=\"\"),\"\",J91/'Historical scenario - input'!$D73),\"\")","v":""},{"$f":"IFERROR(IF(OR(K91=\"\",'Historical scenario - input'!$D73=\"\"),\"\",K91/'Historical scenario - input'!$D73),\"\")","v":""},{"$f":"IFERROR(IF(OR(L91=\"\",'Historical scenario - input'!$D73=\"\"),\"\",L91/'Historical scenario - input'!$D73),\"\")","v":""},{"$f":"IFERROR(IF(OR(M91=\"\",'Historical scenario - input'!$D73=\"\"),\"\",M91/'Historical scenario - input'!$D73),\"\")","v":""},{"$f":"IFERROR(IF(OR(N91=\"\",'Historical scenario - input'!$D73=\"\"),\"\",N91/'Historical scenario - input'!$D73),\"\")","v":""},{"$f":"IFERROR(IF(OR(O91=\"\",'Historical scenario - input'!$D73=\"\"),\"\",O91/'Historical scenario - input'!$D73),\"\")","v":""},{"$f":"IFERROR(IF(OR(P91=\"\",'Historical scenario - input'!$D73=\"\"),\"\",P91/'Historical scenario - input'!$D73),\"\")","v":""},{"$f":"IFERROR(IF(OR(Q91=\"\",'Historical scenario - input'!$D73=\"\"),\"\",Q91/'Historical scenario - input'!$D73),\"\")","v":""},{"$f":"IFERROR(IF(OR(R91=\"\",'Historical scenario - input'!$D73=\"\"),\"\",R91/'Historical scenario - input'!$D73),\"\")","v":""},{"$f":"IFERROR(IF(OR(S91=\"\",'Historical scenario - input'!$D73=\"\"),\"\",S91/'Historical scenario - input'!$D73),\"\")","v":""},{"$f":"IFERROR(IF(OR(T91=\"\",'Historical scenario - input'!$D73=\"\"),\"\",T91/'Historical scenario - input'!$D73),\"\")","v":""},{"$f":"IFERROR(IF(OR(U91=\"\",'Historical scenario - input'!$D73=\"\"),\"\",U91/'Historical scenario - input'!$D73),\"\")","v":""},{"$f":"IFERROR(IF(OR(V91=\"\",'Historical scenario - input'!$D73=\"\"),\"\",V91/'Historical scenario - input'!$D73),\"\")","v":""},{"$f":"IFERROR(IF(OR(W91=\"\",'Historical scenario - input'!$D73=\"\"),\"\",W91/'Historical scenario - input'!$D73),\"\")","v":""}]
[{"$f":"IFERROR('Historical scenario - input'!A74,\"\")","v":""},{"$f":"IFERROR('Historical scenario - input'!B74,\"\")","v":0},{"$f":"IFERROR('Historical scenario - input'!C74,\"\")","v":0},{"$f":"IFERROR(repcalc('Historical scenario - input'!$CV74:$GH74,'Historical scenario - input'!$G74,'Historical scenario - input'!$E74,'Historical scenario - input'!$F74,20,TRUE,TRUE),\"\")","v":""},"","","","","","","","","","","","","","","","","","","",{"$f":"IFERROR(IF(OR(D92=\"\",'Historical scenario - input'!$D74=\"\"),\"\",D92/'Historical scenario - input'!$D74),\"\")","v":""},{"$f":"IFERROR(IF(OR(E92=\"\",'Historical scenario - input'!$D74=\"\"),\"\",E92/'Historical scenario - input'!$D74),\"\")","v":""},{"$f":"IFERROR(IF(OR(F92=\"\",'Historical scenario - input'!$D74=\"\"),\"\",F92/'Historical scenario - input'!$D74),\"\")","v":""},{"$f":"IFERROR(IF(OR(G92=\"\",'Historical scenario - input'!$D74=\"\"),\"\",G92/'Historical scenario - input'!$D74),\"\")","v":""},{"$f":"IFERROR(IF(OR(H92=\"\",'Historical scenario - input'!$D74=\"\"),\"\",H92/'Historical scenario - input'!$D74),\"\")","v":""},{"$f":"IFERROR(IF(OR(I92=\"\",'Historical scenario - input'!$D74=\"\"),\"\",I92/'Historical scenario - input'!$D74),\"\")","v":""},{"$f":"IFERROR(IF(OR(J92=\"\",'Historical scenario - input'!$D74=\"\"),\"\",J92/'Historical scenario - input'!$D74),\"\")","v":""},{"$f":"IFERROR(IF(OR(K92=\"\",'Historical scenario - input'!$D74=\"\"),\"\",K92/'Historical scenario - input'!$D74),\"\")","v":""},{"$f":"IFERROR(IF(OR(L92=\"\",'Historical scenario - input'!$D74=\"\"),\"\",L92/'Historical scenario - input'!$D74),\"\")","v":""},{"$f":"IFERROR(IF(OR(M92=\"\",'Historical scenario - input'!$D74=\"\"),\"\",M92/'Historical scenario - input'!$D74),\"\")","v":""},{"$f":"IFERROR(IF(OR(N92=\"\",'Historical scenario - input'!$D74=\"\"),\"\",N92/'Historical scenario - input'!$D74),\"\")","v":""},{"$f":"IFERROR(IF(OR(O92=\"\",'Historical scenario - input'!$D74=\"\"),\"\",O92/'Historical scenario - input'!$D74),\"\")","v":""},{"$f":"IFERROR(IF(OR(P92=\"\",'Historical scenario - input'!$D74=\"\"),\"\",P92/'Historical scenario - input'!$D74),\"\")","v":""},{"$f":"IFERROR(IF(OR(Q92=\"\",'Historical scenario - input'!$D74=\"\"),\"\",Q92/'Historical scenario - input'!$D74),\"\")","v":""},{"$f":"IFERROR(IF(OR(R92=\"\",'Historical scenario - input'!$D74=\"\"),\"\",R92/'Historical scenario - input'!$D74),\"\")","v":""},{"$f":"IFERROR(IF(OR(S92=\"\",'Historical scenario - input'!$D74=\"\"),\"\",S92/'Historical scenario - input'!$D74),\"\")","v":""},{"$f":"IFERROR(IF(OR(T92=\"\",'Historical scenario - input'!$D74=\"\"),\"\",T92/'Historical scenario - input'!$D74),\"\")","v":""},{"$f":"IFERROR(IF(OR(U92=\"\",'Historical scenario - input'!$D74=\"\"),\"\",U92/'Historical scenario - input'!$D74),\"\")","v":""},{"$f":"IFERROR(IF(OR(V92=\"\",'Historical scenario - input'!$D74=\"\"),\"\",V92/'Historical scenario - input'!$D74),\"\")","v":""},{"$f":"IFERROR(IF(OR(W92=\"\",'Historical scenario - input'!$D74=\"\"),\"\",W92/'Historical scenario - input'!$D74),\"\")","v":""}]
[{"$f":"IFERROR('Historical scenario - input'!A75,\"\")","v":""},{"$f":"IFERROR('Historical scenario - input'!B75,\"\")","v":0},{"$f":"IFERROR('Historical scenario - input'!C75,\"\")","v":0},{"$f":"IFERROR(repcalc('Historical scenario - input'!$CV75:$GH75,'Historical scenario - input'!$G75,'Historical scenario - input'!$E75,'Historical scenario - input'!$F75,20,TRUE,TRUE),\"\")","v":""},"","","","","","","","","","","","","","","","","","","",{"$f":"IFERROR(IF(OR(D93=\"\",'Historical scenario - input'!$D75=\"\"),\"\",D93/'Historical scenario - input'!$D75),\"\")","v":""},{"$f":"IFERROR(IF(OR(E93=\"\",'Historical scenario - input'!$D75=\"\"),\"\",E93/'Historical scenario - input'!$D75),\"\")","v":""},{"$f":"IFERROR(IF(OR(F93=\"\",'Historical scenario - input'!$D75=\"\"),\"\",F93/'Historical scenario - input'!$D75),\"\")","v":""},{"$f":"IFERROR(IF(OR(G93=\"\",'Historical scenario - input'!$D75=\"\"),\"\",G93/'Historical scenario - input'!$D75),\"\")","v":""},{"$f":"IFERROR(IF(OR(H93=\"\",'Historical scenario - input'!$D75=\"\"),\"\",H93/'Historical scenario - input'!$D75),\"\")","v":""},{"$f":"IFERROR(IF(OR(I93=\"\",'Historical scenario - input'!$D75=\"\"),\"\",I93/'Historical scenario - input'!$D75),\"\")","v":""},{"$f":"IFERROR(IF(OR(J93=\"\",'Historical scenario - input'!$D75=\"\"),\"\",J93/'Historical scenario - input'!$D75),\"\")","v":""},{"$f":"IFERROR(IF(OR(K93=\"\",'Historical scenario - input'!$D75=\"\"),\"\",K93/'Historical scenario - input'!$D75),\"\")","v":""},{"$f":"IFERROR(IF(OR(L93=\"\",'Historical scenario - input'!$D75=\"\"),\"\",L93/'Historical scenario - input'!$D75),\"\")","v":""},{"$f":"IFERROR(IF(OR(M93=\"\",'Historical scenario - input'!$D75=\"\"),\"\",M93/'Historical scenario - input'!$D75),\"\")","v":""},{"$f":"IFERROR(IF(OR(N93=\"\",'Historical scenario - input'!$D75=\"\"),\"\",N93/'Historical scenario - input'!$D75),\"\")","v":""},{"$f":"IFERROR(IF(OR(O93=\"\",'Historical scenario - input'!$D75=\"\"),\"\",O93/'Historical scenario - input'!$D75),\"\")","v":""},{"$f":"IFERROR(IF(OR(P93=\"\",'Historical scenario - input'!$D75=\"\"),\"\",P93/'Historical scenario - input'!$D75),\"\")","v":""},{"$f":"IFERROR(IF(OR(Q93=\"\",'Historical scenario - input'!$D75=\"\"),\"\",Q93/'Historical scenario - input'!$D75),\"\")","v":""},{"$f":"IFERROR(IF(OR(R93=\"\",'Historical scenario - input'!$D75=\"\"),\"\",R93/'Historical scenario - input'!$D75),\"\")","v":""},{"$f":"IFERROR(IF(OR(S93=\"\",'Historical scenario - input'!$D75=\"\"),\"\",S93/'Historical scenario - input'!$D75),\"\")","v":""},{"$f":"IFERROR(IF(OR(T93=\"\",'Historical scenario - input'!$D75=\"\"),\"\",T93/'Historical scenario - input'!$D75),\"\")","v":""},{"$f":"IFERROR(IF(OR(U93=\"\",'Historical scenario - input'!$D75=\"\"),\"\",U93/'Historical scenario - input'!$D75),\"\")","v":""},{"$f":"IFERROR(IF(OR(V93=\"\",'Historical scenario - input'!$D75=\"\"),\"\",V93/'Historical scenario - input'!$D75),\"\")","v":""},{"$f":"IFERROR(IF(OR(W93=\"\",'Historical scenario - input'!$D75=\"\"),\"\",W93/'Historical scenario - input'!$D75),\"\")","v":""}]
[{"$f":"IFERROR('Historical scenario - input'!A76,\"\")","v":""},{"$f":"IFERROR('Historical scenario - input'!B76,\"\")","v":0},{"$f":"IFERROR('Historical scenario - input'!C76,\"\")","v":0},{"$f":"IFERROR(repcalc('Historical scenario - input'!$CV76:$GH76,'Historical scenario - input'!$G76,'Historical scenario - input'!$E76,'Historical scenario - input'!$F76,20,TRUE,TRUE),\"\")","v":""},"","","","","","","","","","","","","","","","","","","",{"$f":"IFERROR(IF(OR(D94=\"\",'Historical scenario - input'!$D76=\"\"),\"\",D94/'Historical scenario - input'!$D76),\"\")","v":""},{"$f":"IFERROR(IF(OR(E94=\"\",'Historical scenario - input'!$D76=\"\"),\"\",E94/'Historical scenario - input'!$D76),\"\")","v":""},{"$f":"IFERROR(IF(OR(F94=\"\",'Historical scenario - input'!$D76=\"\"),\"\",F94/'Historical scenario - input'!$D76),\"\")","v":""},{"$f":"IFERROR(IF(OR(G94=\"\",'Historical scenario - input'!$D76=\"\"),\"\",G94/'Historical scenario - input'!$D76),\"\")","v":""},{"$f":"IFERROR(IF(OR(H94=\"\",'Historical scenario - input'!$D76=\"\"),\"\",H94/'Historical scenario - input'!$D76),\"\")","v":""},{"$f":"IFERROR(IF(OR(I94=\"\",'Historical scenario - input'!$D76=\"\"),\"\",I94/'Historical scenario - input'!$D76),\"\")","v":""},{"$f":"IFERROR(IF(OR(J94=\"\",'Historical scenario - input'!$D76=\"\"),\"\",J94/'Historical scenario - input'!$D76),\"\")","v":""},{"$f":"IFERROR(IF(OR(K94=\"\",'Historical scenario - input'!$D76=\"\"),\"\",K94/'Historical scenario - input'!$D76),\"\")","v":""},{"$f":"IFERROR(IF(OR(L94=\"\",'Historical scenario - input'!$D76=\"\"),\"\",L94/'Historical scenario - input'!$D76),\"\")","v":""},{"$f":"IFERROR(IF(OR(M94=\"\",'Historical scenario - input'!$D76=\"\"),\"\",M94/'Historical scenario - input'!$D76),\"\")","v":""},{"$f":"IFERROR(IF(OR(N94=\"\",'Historical scenario - input'!$D76=\"\"),\"\",N94/'Historical scenario - input'!$D76),\"\")","v":""},{"$f":"IFERROR(IF(OR(O94=\"\",'Historical scenario - input'!$D76=\"\"),\"\",O94/'Historical scenario - input'!$D76),\"\")","v":""},{"$f":"IFERROR(IF(OR(P94=\"\",'Historical scenario - input'!$D76=\"\"),\"\",P94/'Historical scenario - input'!$D76),\"\")","v":""},{"$f":"IFERROR(IF(OR(Q94=\"\",'Historical scenario - input'!$D76=\"\"),\"\",Q94/'Historical scenario - input'!$D76),\"\")","v":""},{"$f":"IFERROR(IF(OR(R94=\"\",'Historical scenario - input'!$D76=\"\"),\"\",R94/'Historical scenario - input'!$D76),\"\")","v":""},{"$f":"IFERROR(IF(OR(S94=\"\",'Historical scenario - input'!$D76=\"\"),\"\",S94/'Historical scenario - input'!$D76),\"\")","v":""},{"$f":"IFERROR(IF(OR(T94=\"\",'Historical scenario - input'!$D76=\"\"),\"\",T94/'Historical scenario - input'!$D76),\"\")","v":""},{"$f":"IFERROR(IF(OR(U94=\"\",'Historical scenario - input'!$D76=\"\"),\"\",U94/'Historical scenario - input'!$D76),\"\")","v":""},{"$f":"IFERROR(IF(OR(V94=\"\",'Historical scenario - input'!$D76=\"\"),\"\",V94/'Historical scenario - input'!$D76),\"\")","v":""},{"$f":"IFERROR(IF(OR(W94=\"\",'Historical scenario - input'!$D76=\"\"),\"\",W94/'Historical scenario - input'!$D76),\"\")","v":""}]
[{"$f":"IFERROR('Historical scenario - input'!A77,\"\")","v":""},{"$f":"IFERROR('Historical scenario - input'!B77,\"\")","v":0},{"$f":"IFERROR('Historical scenario - input'!C77,\"\")","v":0},{"$f":"IFERROR(repcalc('Historical scenario - input'!$CV77:$GH77,'Historical scenario - input'!$G77,'Historical scenario - input'!$E77,'Historical scenario - input'!$F77,20,TRUE,TRUE),\"\")","v":""},"","","","","","","","","","","","","","","","","","","",{"$f":"IFERROR(IF(OR(D95=\"\",'Historical scenario - input'!$D77=\"\"),\"\",D95/'Historical scenario - input'!$D77),\"\")","v":""},{"$f":"IFERROR(IF(OR(E95=\"\",'Historical scenario - input'!$D77=\"\"),\"\",E95/'Historical scenario - input'!$D77),\"\")","v":""},{"$f":"IFERROR(IF(OR(F95=\"\",'Historical scenario - input'!$D77=\"\"),\"\",F95/'Historical scenario - input'!$D77),\"\")","v":""},{"$f":"IFERROR(IF(OR(G95=\"\",'Historical scenario - input'!$D77=\"\"),\"\",G95/'Historical scenario - input'!$D77),\"\")","v":""},{"$f":"IFERROR(IF(OR(H95=\"\",'Historical scenario - input'!$D77=\"\"),\"\",H95/'Historical scenario - input'!$D77),\"\")","v":""},{"$f":"IFERROR(IF(OR(I95=\"\",'Historical scenario - input'!$D77=\"\"),\"\",I95/'Historical scenario - input'!$D77),\"\")","v":""},{"$f":"IFERROR(IF(OR(J95=\"\",'Historical scenario - input'!$D77=\"\"),\"\",J95/'Historical scenario - input'!$D77),\"\")","v":""},{"$f":"IFERROR(IF(OR(K95=\"\",'Historical scenario - input'!$D77=\"\"),\"\",K95/'Historical scenario - input'!$D77),\"\")","v":""},{"$f":"IFERROR(IF(OR(L95=\"\",'Historical scenario - input'!$D77=\"\"),\"\",L95/'Historical scenario - input'!$D77),\"\")","v":""},{"$f":"IFERROR(IF(OR(M95=\"\",'Historical scenario - input'!$D77=\"\"),\"\",M95/'Historical scenario - input'!$D77),\"\")","v":""},{"$f":"IFERROR(IF(OR(N95=\"\",'Historical scenario - input'!$D77=\"\"),\"\",N95/'Historical scenario - input'!$D77),\"\")","v":""},{"$f":"IFERROR(IF(OR(O95=\"\",'Historical scenario - input'!$D77=\"\"),\"\",O95/'Historical scenario - input'!$D77),\"\")","v":""},{"$f":"IFERROR(IF(OR(P95=\"\",'Historical scenario - input'!$D77=\"\"),\"\",P95/'Historical scenario - input'!$D77),\"\")","v":""},{"$f":"IFERROR(IF(OR(Q95=\"\",'Historical scenario - input'!$D77=\"\"),\"\",Q95/'Historical scenario - input'!$D77),\"\")","v":""},{"$f":"IFERROR(IF(OR(R95=\"\",'Historical scenario - input'!$D77=\"\"),\"\",R95/'Historical scenario - input'!$D77),\"\")","v":""},{"$f":"IFERROR(IF(OR(S95=\"\",'Historical scenario - input'!$D77=\"\"),\"\",S95/'Historical scenario - input'!$D77),\"\")","v":""},{"$f":"IFERROR(IF(OR(T95=\"\",'Historical scenario - input'!$D77=\"\"),\"\",T95/'Historical scenario - input'!$D77),\"\")","v":""},{"$f":"IFERROR(IF(OR(U95=\"\",'Historical scenario - input'!$D77=\"\"),\"\",U95/'Historical scenario - input'!$D77),\"\")","v":""},{"$f":"IFERROR(IF(OR(V95=\"\",'Historical scenario - input'!$D77=\"\"),\"\",V95/'Historical scenario - input'!$D77),\"\")","v":""},{"$f":"IFERROR(IF(OR(W95=\"\",'Historical scenario - input'!$D77=\"\"),\"\",W95/'Historical scenario - input'!$D77),\"\")","v":""}]
[{"$f":"IFERROR('Historical scenario - input'!A78,\"\")","v":""},{"$f":"IFERROR('Historical scenario - input'!B78,\"\")","v":0},{"$f":"IFERROR('Historical scenario - input'!C78,\"\")","v":0},{"$f":"IFERROR(repcalc('Historical scenario - input'!$CV78:$GH78,'Historical scenario - input'!$G78,'Historical scenario - input'!$E78,'Historical scenario - input'!$F78,20,TRUE,TRUE),\"\")","v":""},"","","","","","","","","","","","","","","","","","","",{"$f":"IFERROR(IF(OR(D96=\"\",'Historical scenario - input'!$D78=\"\"),\"\",D96/'Historical scenario - input'!$D78),\"\")","v":""},{"$f":"IFERROR(IF(OR(E96=\"\",'Historical scenario - input'!$D78=\"\"),\"\",E96/'Historical scenario - input'!$D78),\"\")","v":""},{"$f":"IFERROR(IF(OR(F96=\"\",'Historical scenario - input'!$D78=\"\"),\"\",F96/'Historical scenario - input'!$D78),\"\")","v":""},{"$f":"IFERROR(IF(OR(G96=\"\",'Historical scenario - input'!$D78=\"\"),\"\",G96/'Historical scenario - input'!$D78),\"\")","v":""},{"$f":"IFERROR(IF(OR(H96=\"\",'Historical scenario - input'!$D78=\"\"),\"\",H96/'Historical scenario - input'!$D78),\"\")","v":""},{"$f":"IFERROR(IF(OR(I96=\"\",'Historical scenario - input'!$D78=\"\"),\"\",I96/'Historical scenario - input'!$D78),\"\")","v":""},{"$f":"IFERROR(IF(OR(J96=\"\",'Historical scenario - input'!$D78=\"\"),\"\",J96/'Historical scenario - input'!$D78),\"\")","v":""},{"$f":"IFERROR(IF(OR(K96=\"\",'Historical scenario - input'!$D78=\"\"),\"\",K96/'Historical scenario - input'!$D78),\"\")","v":""},{"$f":"IFERROR(IF(OR(L96=\"\",'Historical scenario - input'!$D78=\"\"),\"\",L96/'Historical scenario - input'!$D78),\"\")","v":""},{"$f":"IFERROR(IF(OR(M96=\"\",'Historical scenario - input'!$D78=\"\"),\"\",M96/'Historical scenario - input'!$D78),\"\")","v":""},{"$f":"IFERROR(IF(OR(N96=\"\",'Historical scenario - input'!$D78=\"\"),\"\",N96/'Historical scenario - input'!$D78),\"\")","v":""},{"$f":"IFERROR(IF(OR(O96=\"\",'Historical scenario - input'!$D78=\"\"),\"\",O96/'Historical scenario - input'!$D78),\"\")","v":""},{"$f":"IFERROR(IF(OR(P96=\"\",'Historical scenario - input'!$D78=\"\"),\"\",P96/'Historical scenario - input'!$D78),\"\")","v":""},{"$f":"IFERROR(IF(OR(Q96=\"\",'Historical scenario - input'!$D78=\"\"),\"\",Q96/'Historical scenario - input'!$D78),\"\")","v":""},{"$f":"IFERROR(IF(OR(R96=\"\",'Historical scenario - input'!$D78=\"\"),\"\",R96/'Historical scenario - input'!$D78),\"\")","v":""},{"$f":"IFERROR(IF(OR(S96=\"\",'Historical scenario - input'!$D78=\"\"),\"\",S96/'Historical scenario - input'!$D78),\"\")","v":""},{"$f":"IFERROR(IF(OR(T96=\"\",'Historical scenario - input'!$D78=\"\"),\"\",T96/'Historical scenario - input'!$D78),\"\")","v":""},{"$f":"IFERROR(IF(OR(U96=\"\",'Historical scenario - input'!$D78=\"\"),\"\",U96/'Historical scenario - input'!$D78),\"\")","v":""},{"$f":"IFERROR(IF(OR(V96=\"\",'Historical scenario - input'!$D78=\"\"),\"\",V96/'Historical scenario - input'!$D78),\"\")","v":""},{"$f":"IFERROR(IF(OR(W96=\"\",'Historical scenario - input'!$D78=\"\"),\"\",W96/'Historical scenario - input'!$D78),\"\")","v":""}]
[{"$f":"IFERROR('Historical scenario - input'!A79,\"\")","v":""},{"$f":"IFERROR('Historical scenario - input'!B79,\"\")","v":0},{"$f":"IFERROR('Historical scenario - input'!C79,\"\")","v":0},{"$f":"IFERROR(repcalc('Historical scenario - input'!$CV79:$GH79,'Historical scenario - input'!$G79,'Historical scenario - input'!$E79,'Historical scenario - input'!$F79,20,TRUE,TRUE),\"\")","v":""},"","","","","","","","","","","","","","","","","","","",{"$f":"IFERROR(IF(OR(D97=\"\",'Historical scenario - input'!$D79=\"\"),\"\",D97/'Historical scenario - input'!$D79),\"\")","v":""},{"$f":"IFERROR(IF(OR(E97=\"\",'Historical scenario - input'!$D79=\"\"),\"\",E97/'Historical scenario - input'!$D79),\"\")","v":""},{"$f":"IFERROR(IF(OR(F97=\"\",'Historical scenario - input'!$D79=\"\"),\"\",F97/'Historical scenario - input'!$D79),\"\")","v":""},{"$f":"IFERROR(IF(OR(G97=\"\",'Historical scenario - input'!$D79=\"\"),\"\",G97/'Historical scenario - input'!$D79),\"\")","v":""},{"$f":"IFERROR(IF(OR(H97=\"\",'Historical scenario - input'!$D79=\"\"),\"\",H97/'Historical scenario - input'!$D79),\"\")","v":""},{"$f":"IFERROR(IF(OR(I97=\"\",'Historical scenario - input'!$D79=\"\"),\"\",I97/'Historical scenario - input'!$D79),\"\")","v":""},{"$f":"IFERROR(IF(OR(J97=\"\",'Historical scenario - input'!$D79=\"\"),\"\",J97/'Historical scenario - input'!$D79),\"\")","v":""},{"$f":"IFERROR(IF(OR(K97=\"\",'Historical scenario - input'!$D79=\"\"),\"\",K97/'Historical scenario - input'!$D79),\"\")","v":""},{"$f":"IFERROR(IF(OR(L97=\"\",'Historical scenario - input'!$D79=\"\"),\"\",L97/'Historical scenario - input'!$D79),\"\")","v":""},{"$f":"IFERROR(IF(OR(M97=\"\",'Historical scenario - input'!$D79=\"\"),\"\",M97/'Historical scenario - input'!$D79),\"\")","v":""},{"$f":"IFERROR(IF(OR(N97=\"\",'Historical scenario - input'!$D79=\"\"),\"\",N97/'Historical scenario - input'!$D79),\"\")","v":""},{"$f":"IFERROR(IF(OR(O97=\"\",'Historical scenario - input'!$D79=\"\"),\"\",O97/'Historical scenario - input'!$D79),\"\")","v":""},{"$f":"IFERROR(IF(OR(P97=\"\",'Historical scenario - input'!$D79=\"\"),\"\",P97/'Historical scenario - input'!$D79),\"\")","v":""},{"$f":"IFERROR(IF(OR(Q97=\"\",'Historical scenario - input'!$D79=\"\"),\"\",Q97/'Historical scenario - input'!$D79),\"\")","v":""},{"$f":"IFERROR(IF(OR(R97=\"\",'Historical scenario - input'!$D79=\"\"),\"\",R97/'Historical scenario - input'!$D79),\"\")","v":""},{"$f":"IFERROR(IF(OR(S97=\"\",'Historical scenario - input'!$D79=\"\"),\"\",S97/'Historical scenario - input'!$D79),\"\")","v":""},{"$f":"IFERROR(IF(OR(T97=\"\",'Historical scenario - input'!$D79=\"\"),\"\",T97/'Historical scenario - input'!$D79),\"\")","v":""},{"$f":"IFERROR(IF(OR(U97=\"\",'Historical scenario - input'!$D79=\"\"),\"\",U97/'Historical scenario - input'!$D79),\"\")","v":""},{"$f":"IFERROR(IF(OR(V97=\"\",'Historical scenario - input'!$D79=\"\"),\"\",V97/'Historical scenario - input'!$D79),\"\")","v":""},{"$f":"IFERROR(IF(OR(W97=\"\",'Historical scenario - input'!$D79=\"\"),\"\",W97/'Historical scenario - input'!$D79),\"\")","v":""}]
[{"$f":"IFERROR('Historical scenario - input'!A80,\"\")","v":""},{"$f":"IFERROR('Historical scenario - input'!B80,\"\")","v":0},{"$f":"IFERROR('Historical scenario - input'!C80,\"\")","v":0},{"$f":"IFERROR(repcalc('Historical scenario - input'!$CV80:$GH80,'Historical scenario - input'!$G80,'Historical scenario - input'!$E80,'Historical scenario - input'!$F80,20,TRUE,TRUE),\"\")","v":""},"","","","","","","","","","","","","","","","","","","",{"$f":"IFERROR(IF(OR(D98=\"\",'Historical scenario - input'!$D80=\"\"),\"\",D98/'Historical scenario - input'!$D80),\"\")","v":""},{"$f":"IFERROR(IF(OR(E98=\"\",'Historical scenario - input'!$D80=\"\"),\"\",E98/'Historical scenario - input'!$D80),\"\")","v":""},{"$f":"IFERROR(IF(OR(F98=\"\",'Historical scenario - input'!$D80=\"\"),\"\",F98/'Historical scenario - input'!$D80),\"\")","v":""},{"$f":"IFERROR(IF(OR(G98=\"\",'Historical scenario - input'!$D80=\"\"),\"\",G98/'Historical scenario - input'!$D80),\"\")","v":""},{"$f":"IFERROR(IF(OR(H98=\"\",'Historical scenario - input'!$D80=\"\"),\"\",H98/'Historical scenario - input'!$D80),\"\")","v":""},{"$f":"IFERROR(IF(OR(I98=\"\",'Historical scenario - input'!$D80=\"\"),\"\",I98/'Historical scenario - input'!$D80),\"\")","v":""},{"$f":"IFERROR(IF(OR(J98=\"\",'Historical scenario - input'!$D80=\"\"),\"\",J98/'Historical scenario - input'!$D80),\"\")","v":""},{"$f":"IFERROR(IF(OR(K98=\"\",'Historical scenario - input'!$D80=\"\"),\"\",K98/'Historical scenario - input'!$D80),\"\")","v":""},{"$f":"IFERROR(IF(OR(L98=\"\",'Historical scenario - input'!$D80=\"\"),\"\",L98/'Historical scenario - input'!$D80),\"\")","v":""},{"$f":"IFERROR(IF(OR(M98=\"\",'Historical scenario - input'!$D80=\"\"),\"\",M98/'Historical scenario - input'!$D80),\"\")","v":""},{"$f":"IFERROR(IF(OR(N98=\"\",'Historical scenario - input'!$D80=\"\"),\"\",N98/'Historical scenario - input'!$D80),\"\")","v":""},{"$f":"IFERROR(IF(OR(O98=\"\",'Historical scenario - input'!$D80=\"\"),\"\",O98/'Historical scenario - input'!$D80),\"\")","v":""},{"$f":"IFERROR(IF(OR(P98=\"\",'Historical scenario - input'!$D80=\"\"),\"\",P98/'Historical scenario - input'!$D80),\"\")","v":""},{"$f":"IFERROR(IF(OR(Q98=\"\",'Historical scenario - input'!$D80=\"\"),\"\",Q98/'Historical scenario - input'!$D80),\"\")","v":""},{"$f":"IFERROR(IF(OR(R98=\"\",'Historical scenario - input'!$D80=\"\"),\"\",R98/'Historical scenario - input'!$D80),\"\")","v":""},{"$f":"IFERROR(IF(OR(S98=\"\",'Historical scenario - input'!$D80=\"\"),\"\",S98/'Historical scenario - input'!$D80),\"\")","v":""},{"$f":"IFERROR(IF(OR(T98=\"\",'Historical scenario - input'!$D80=\"\"),\"\",T98/'Historical scenario - input'!$D80),\"\")","v":""},{"$f":"IFERROR(IF(OR(U98=\"\",'Historical scenario - input'!$D80=\"\"),\"\",U98/'Historical scenario - input'!$D80),\"\")","v":""},{"$f":"IFERROR(IF(OR(V98=\"\",'Historical scenario - input'!$D80=\"\"),\"\",V98/'Historical scenario - input'!$D80),\"\")","v":""},{"$f":"IFERROR(IF(OR(W98=\"\",'Historical scenario - input'!$D80=\"\"),\"\",W98/'Historical scenario - input'!$D80),\"\")","v":""}]
[{"$f":"IFERROR('Historical scenario - input'!A81,\"\")","v":""},{"$f":"IFERROR('Historical scenario - input'!B81,\"\")","v":0},{"$f":"IFERROR('Historical scenario - input'!C81,\"\")","v":0},{"$f":"IFERROR(repcalc('Historical scenario - input'!$CV81:$GH81,'Historical scenario - input'!$G81,'Historical scenario - input'!$E81,'Historical scenario - input'!$F81,20,TRUE,TRUE),\"\")","v":""},"","","","","","","","","","","","","","","","","","","",{"$f":"IFERROR(IF(OR(D99=\"\",'Historical scenario - input'!$D81=\"\"),\"\",D99/'Historical scenario - input'!$D81),\"\")","v":""},{"$f":"IFERROR(IF(OR(E99=\"\",'Historical scenario - input'!$D81=\"\"),\"\",E99/'Historical scenario - input'!$D81),\"\")","v":""},{"$f":"IFERROR(IF(OR(F99=\"\",'Historical scenario - input'!$D81=\"\"),\"\",F99/'Historical scenario - input'!$D81),\"\")","v":""},{"$f":"IFERROR(IF(OR(G99=\"\",'Historical scenario - input'!$D81=\"\"),\"\",G99/'Historical scenario - input'!$D81),\"\")","v":""},{"$f":"IFERROR(IF(OR(H99=\"\",'Historical scenario - input'!$D81=\"\"),\"\",H99/'Historical scenario - input'!$D81),\"\")","v":""},{"$f":"IFERROR(IF(OR(I99=\"\",'Historical scenario - input'!$D81=\"\"),\"\",I99/'Historical scenario - input'!$D81),\"\")","v":""},{"$f":"IFERROR(IF(OR(J99=\"\",'Historical scenario - input'!$D81=\"\"),\"\",J99/'Historical scenario - input'!$D81),\"\")","v":""},{"$f":"IFERROR(IF(OR(K99=\"\",'Historical scenario - input'!$D81=\"\"),\"\",K99/'Historical scenario - input'!$D81),\"\")","v":""},{"$f":"IFERROR(IF(OR(L99=\"\",'Historical scenario - input'!$D81=\"\"),\"\",L99/'Historical scenario - input'!$D81),\"\")","v":""},{"$f":"IFERROR(IF(OR(M99=\"\",'Historical scenario - input'!$D81=\"\"),\"\",M99/'Historical scenario - input'!$D81),\"\")","v":""},{"$f":"IFERROR(IF(OR(N99=\"\",'Historical scenario - input'!$D81=\"\"),\"\",N99/'Historical scenario - input'!$D81),\"\")","v":""},{"$f":"IFERROR(IF(OR(O99=\"\",'Historical scenario - input'!$D81=\"\"),\"\",O99/'Historical scenario - input'!$D81),\"\")","v":""},{"$f":"IFERROR(IF(OR(P99=\"\",'Historical scenario - input'!$D81=\"\"),\"\",P99/'Historical scenario - input'!$D81),\"\")","v":""},{"$f":"IFERROR(IF(OR(Q99=\"\",'Historical scenario - input'!$D81=\"\"),\"\",Q99/'Historical scenario - input'!$D81),\"\")","v":""},{"$f":"IFERROR(IF(OR(R99=\"\",'Historical scenario - input'!$D81=\"\"),\"\",R99/'Historical scenario - input'!$D81),\"\")","v":""},{"$f":"IFERROR(IF(OR(S99=\"\",'Historical scenario - input'!$D81=\"\"),\"\",S99/'Historical scenario - input'!$D81),\"\")","v":""},{"$f":"IFERROR(IF(OR(T99=\"\",'Historical scenario - input'!$D81=\"\"),\"\",T99/'Historical scenario - input'!$D81),\"\")","v":""},{"$f":"IFERROR(IF(OR(U99=\"\",'Historical scenario - input'!$D81=\"\"),\"\",U99/'Historical scenario - input'!$D81),\"\")","v":""},{"$f":"IFERROR(IF(OR(V99=\"\",'Historical scenario - input'!$D81=\"\"),\"\",V99/'Historical scenario - input'!$D81),\"\")","v":""},{"$f":"IFERROR(IF(OR(W99=\"\",'Historical scenario - input'!$D81=\"\"),\"\",W99/'Historical scenario - input'!$D81),\"\")","v":""}]
[{"$f":"IFERROR('Historical scenario - input'!A82,\"\")","v":""},{"$f":"IFERROR('Historical scenario - input'!B82,\"\")","v":0},{"$f":"IFERROR('Historical scenario - input'!C82,\"\")","v":0},{"$f":"IFERROR(repcalc('Historical scenario - input'!$CV82:$GH82,'Historical scenario - input'!$G82,'Historical scenario - input'!$E82,'Historical scenario - input'!$F82,20,TRUE,TRUE),\"\")","v":""},"","","","","","","","","","","","","","","","","","","",{"$f":"IFERROR(IF(OR(D100=\"\",'Historical scenario - input'!$D82=\"\"),\"\",D100/'Historical scenario - input'!$D82),\"\")","v":""},{"$f":"IFERROR(IF(OR(E100=\"\",'Historical scenario - input'!$D82=\"\"),\"\",E100/'Historical scenario - input'!$D82),\"\")","v":""},{"$f":"IFERROR(IF(OR(F100=\"\",'Historical scenario - input'!$D82=\"\"),\"\",F100/'Historical scenario - input'!$D82),\"\")","v":""},{"$f":"IFERROR(IF(OR(G100=\"\",'Historical scenario - input'!$D82=\"\"),\"\",G100/'Historical scenario - input'!$D82),\"\")","v":""},{"$f":"IFERROR(IF(OR(H100=\"\",'Historical scenario - input'!$D82=\"\"),\"\",H100/'Historical scenario - input'!$D82),\"\")","v":""},{"$f":"IFERROR(IF(OR(I100=\"\",'Historical scenario - input'!$D82=\"\"),\"\",I100/'Historical scenario - input'!$D82),\"\")","v":""},{"$f":"IFERROR(IF(OR(J100=\"\",'Historical scenario - input'!$D82=\"\"),\"\",J100/'Historical scenario - input'!$D82),\"\")","v":""},{"$f":"IFERROR(IF(OR(K100=\"\",'Historical scenario - input'!$D82=\"\"),\"\",K100/'Historical scenario - input'!$D82),\"\")","v":""},{"$f":"IFERROR(IF(OR(L100=\"\",'Historical scenario - input'!$D82=\"\"),\"\",L100/'Historical scenario - input'!$D82),\"\")","v":""},{"$f":"IFERROR(IF(OR(M100=\"\",'Historical scenario - input'!$D82=\"\"),\"\",M100/'Historical scenario - input'!$D82),\"\")","v":""},{"$f":"IFERROR(IF(OR(N100=\"\",'Historical scenario - input'!$D82=\"\"),\"\",N100/'Historical scenario - input'!$D82),\"\")","v":""},{"$f":"IFERROR(IF(OR(O100=\"\",'Historical scenario - input'!$D82=\"\"),\"\",O100/'Historical scenario - input'!$D82),\"\")","v":""},{"$f":"IFERROR(IF(OR(P100=\"\",'Historical scenario - input'!$D82=\"\"),\"\",P100/'Historical scenario - input'!$D82),\"\")","v":""},{"$f":"IFERROR(IF(OR(Q100=\"\",'Historical scenario - input'!$D82=\"\"),\"\",Q100/'Historical scenario - input'!$D82),\"\")","v":""},{"$f":"IFERROR(IF(OR(R100=\"\",'Historical scenario - input'!$D82=\"\"),\"\",R100/'Historical scenario - input'!$D82),\"\")","v":""},{"$f":"IFERROR(IF(OR(S100=\"\",'Historical scenario - input'!$D82=\"\"),\"\",S100/'Historical scenario - input'!$D82),\"\")","v":""},{"$f":"IFERROR(IF(OR(T100=\"\",'Historical scenario - input'!$D82=\"\"),\"\",T100/'Historical scenario - input'!$D82),\"\")","v":""},{"$f":"IFERROR(IF(OR(U100=\"\",'Historical scenario - input'!$D82=\"\"),\"\",U100/'Historical scenario - input'!$D82),\"\")","v":""},{"$f":"IFERROR(IF(OR(V100=\"\",'Historical scenario - input'!$D82=\"\"),\"\",V100/'Historical scenario - input'!$D82),\"\")","v":""},{"$f":"IFERROR(IF(OR(W100=\"\",'Historical scenario - input'!$D82=\"\"),\"\",W100/'Historical scenario - input'!$D82),\"\")","v":""}]
[{"$f":"IFERROR('Historical scenario - input'!A83,\"\")","v":""},{"$f":"IFERROR('Historical scenario - input'!B83,\"\")","v":0},{"$f":"IFERROR('Historical scenario - input'!C83,\"\")","v":0},{"$f":"IFERROR(repcalc('Historical scenario - input'!$CV83:$GH83,'Historical scenario - input'!$G83,'Historical scenario - input'!$E83,'Historical scenario - input'!$F83,20,TRUE,TRUE),\"\")","v":""},"","","","","","","","","","","","","","","","","","","",{"$f":"IFERROR(IF(OR(D101=\"\",'Historical scenario - input'!$D83=\"\"),\"\",D101/'Historical scenario - input'!$D83),\"\")","v":""},{"$f":"IFERROR(IF(OR(E101=\"\",'Historical scenario - input'!$D83=\"\"),\"\",E101/'Historical scenario - input'!$D83),\"\")","v":""},{"$f":"IFERROR(IF(OR(F101=\"\",'Historical scenario - input'!$D83=\"\"),\"\",F101/'Historical scenario - input'!$D83),\"\")","v":""},{"$f":"IFERROR(IF(OR(G101=\"\",'Historical scenario - input'!$D83=\"\"),\"\",G101/'Historical scenario - input'!$D83),\"\")","v":""},{"$f":"IFERROR(IF(OR(H101=\"\",'Historical scenario - input'!$D83=\"\"),\"\",H101/'Historical scenario - input'!$D83),\"\")","v":""},{"$f":"IFERROR(IF(OR(I101=\"\",'Historical scenario - input'!$D83=\"\"),\"\",I101/'Historical scenario - input'!$D83),\"\")","v":""},{"$f":"IFERROR(IF(OR(J101=\"\",'Historical scenario - input'!$D83=\"\"),\"\",J101/'Historical scenario - input'!$D83),\"\")","v":""},{"$f":"IFERROR(IF(OR(K101=\"\",'Historical scenario - input'!$D83=\"\"),\"\",K101/'Historical scenario - input'!$D83),\"\")","v":""},{"$f":"IFERROR(IF(OR(L101=\"\",'Historical scenario - input'!$D83=\"\"),\"\",L101/'Historical scenario - input'!$D83),\"\")","v":""},{"$f":"IFERROR(IF(OR(M101=\"\",'Historical scenario - input'!$D83=\"\"),\"\",M101/'Historical scenario - input'!$D83),\"\")","v":""},{"$f":"IFERROR(IF(OR(N101=\"\",'Historical scenario - input'!$D83=\"\"),\"\",N101/'Historical scenario - input'!$D83),\"\")","v":""},{"$f":"IFERROR(IF(OR(O101=\"\",'Historical scenario - input'!$D83=\"\"),\"\",O101/'Historical scenario - input'!$D83),\"\")","v":""},{"$f":"IFERROR(IF(OR(P101=\"\",'Historical scenario - input'!$D83=\"\"),\"\",P101/'Historical scenario - input'!$D83),\"\")","v":""},{"$f":"IFERROR(IF(OR(Q101=\"\",'Historical scenario - input'!$D83=\"\"),\"\",Q101/'Historical scenario - input'!$D83),\"\")","v":""},{"$f":"IFERROR(IF(OR(R101=\"\",'Historical scenario - input'!$D83=\"\"),\"\",R101/'Historical scenario - input'!$D83),\"\")","v":""},{"$f":"IFERROR(IF(OR(S101=\"\",'Historical scenario - input'!$D83=\"\"),\"\",S101/'Historical scenario - input'!$D83),\"\")","v":""},{"$f":"IFERROR(IF(OR(T101=\"\",'Historical scenario - input'!$D83=\"\"),\"\",T101/'Historical scenario - input'!$D83),\"\")","v":""},{"$f":"IFERROR(IF(OR(U101=\"\",'Historical scenario - input'!$D83=\"\"),\"\",U101/'Historical scenario - input'!$D83),\"\")","v":""},{"$f":"IFERROR(IF(OR(V101=\"\",'Historical scenario - input'!$D83=\"\"),\"\",V101/'Historical scenario - input'!$D83),\"\")","v":""},{"$f":"IFERROR(IF(OR(W101=\"\",'Historical scenario - input'!$D83=\"\"),\"\",W101/'Historical scenario - input'!$D83),\"\")","v":""}]
[{"$f":"IFERROR('Historical scenario - input'!A84,\"\")","v":""},{"$f":"IFERROR('Historical scenario - input'!B84,\"\")","v":0},{"$f":"IFERROR('Historical scenario - input'!C84,\"\")","v":0},{"$f":"IFERROR(repcalc('Historical scenario - input'!$CV84:$GH84,'Historical scenario - input'!$G84,'Historical scenario - input'!$E84,'Historical scenario - input'!$F84,20,TRUE,TRUE),\"\")","v":""},"","","","","","","","","","","","","","","","","","","",{"$f":"IFERROR(IF(OR(D102=\"\",'Historical scenario - input'!$D84=\"\"),\"\",D102/'Historical scenario - input'!$D84),\"\")","v":""},{"$f":"IFERROR(IF(OR(E102=\"\",'Historical scenario - input'!$D84=\"\"),\"\",E102/'Historical scenario - input'!$D84),\"\")","v":""},{"$f":"IFERROR(IF(OR(F102=\"\",'Historical scenario - input'!$D84=\"\"),\"\",F102/'Historical scenario - input'!$D84),\"\")","v":""},{"$f":"IFERROR(IF(OR(G102=\"\",'Historical scenario - input'!$D84=\"\"),\"\",G102/'Historical scenario - input'!$D84),\"\")","v":""},{"$f":"IFERROR(IF(OR(H102=\"\",'Historical scenario - input'!$D84=\"\"),\"\",H102/'Historical scenario - input'!$D84),\"\")","v":""},{"$f":"IFERROR(IF(OR(I102=\"\",'Historical scenario - input'!$D84=\"\"),\"\",I102/'Historical scenario - input'!$D84),\"\")","v":""},{"$f":"IFERROR(IF(OR(J102=\"\",'Historical scenario - input'!$D84=\"\"),\"\",J102/'Historical scenario - input'!$D84),\"\")","v":""},{"$f":"IFERROR(IF(OR(K102=\"\",'Historical scenario - input'!$D84=\"\"),\"\",K102/'Historical scenario - input'!$D84),\"\")","v":""},{"$f":"IFERROR(IF(OR(L102=\"\",'Historical scenario - input'!$D84=\"\"),\"\",L102/'Historical scenario - input'!$D84),\"\")","v":""},{"$f":"IFERROR(IF(OR(M102=\"\",'Historical scenario - input'!$D84=\"\"),\"\",M102/'Historical scenario - input'!$D84),\"\")","v":""},{"$f":"IFERROR(IF(OR(N102=\"\",'Historical scenario - input'!$D84=\"\"),\"\",N102/'Historical scenario - input'!$D84),\"\")","v":""},{"$f":"IFERROR(IF(OR(O102=\"\",'Historical scenario - input'!$D84=\"\"),\"\",O102/'Historical scenario - input'!$D84),\"\")","v":""},{"$f":"IFERROR(IF(OR(P102=\"\",'Historical scenario - input'!$D84=\"\"),\"\",P102/'Historical scenario - input'!$D84),\"\")","v":""},{"$f":"IFERROR(IF(OR(Q102=\"\",'Historical scenario - input'!$D84=\"\"),\"\",Q102/'Historical scenario - input'!$D84),\"\")","v":""},{"$f":"IFERROR(IF(OR(R102=\"\",'Historical scenario - input'!$D84=\"\"),\"\",R102/'Historical scenario - input'!$D84),\"\")","v":""},{"$f":"IFERROR(IF(OR(S102=\"\",'Historical scenario - input'!$D84=\"\"),\"\",S102/'Historical scenario - input'!$D84),\"\")","v":""},{"$f":"IFERROR(IF(OR(T102=\"\",'Historical scenario - input'!$D84=\"\"),\"\",T102/'Historical scenario - input'!$D84),\"\")","v":""},{"$f":"IFERROR(IF(OR(U102=\"\",'Historical scenario - input'!$D84=\"\"),\"\",U102/'Historical scenario - input'!$D84),\"\")","v":""},{"$f":"IFERROR(IF(OR(V102=\"\",'Historical scenario - input'!$D84=\"\"),\"\",V102/'Historical scenario - input'!$D84),\"\")","v":""},{"$f":"IFERROR(IF(OR(W102=\"\",'Historical scenario - input'!$D84=\"\"),\"\",W102/'Historical scenario - input'!$D84),\"\")","v":""}]
[{"$f":"IFERROR('Historical scenario - input'!A85,\"\")","v":""},{"$f":"IFERROR('Historical scenario - input'!B85,\"\")","v":0},{"$f":"IFERROR('Historical scenario - input'!C85,\"\")","v":0},{"$f":"IFERROR(repcalc('Historical scenario - input'!$CV85:$GH85,'Historical scenario - input'!$G85,'Historical scenario - input'!$E85,'Historical scenario - input'!$F85,20,TRUE,TRUE),\"\")","v":""},"","","","","","","","","","","","","","","","","","","",{"$f":"IFERROR(IF(OR(D103=\"\",'Historical scenario - input'!$D85=\"\"),\"\",D103/'Historical scenario - input'!$D85),\"\")","v":""},{"$f":"IFERROR(IF(OR(E103=\"\",'Historical scenario - input'!$D85=\"\"),\"\",E103/'Historical scenario - input'!$D85),\"\")","v":""},{"$f":"IFERROR(IF(OR(F103=\"\",'Historical scenario - input'!$D85=\"\"),\"\",F103/'Historical scenario - input'!$D85),\"\")","v":""},{"$f":"IFERROR(IF(OR(G103=\"\",'Historical scenario - input'!$D85=\"\"),\"\",G103/'Historical scenario - input'!$D85),\"\")","v":""},{"$f":"IFERROR(IF(OR(H103=\"\",'Historical scenario - input'!$D85=\"\"),\"\",H103/'Historical scenario - input'!$D85),\"\")","v":""},{"$f":"IFERROR(IF(OR(I103=\"\",'Historical scenario - input'!$D85=\"\"),\"\",I103/'Historical scenario - input'!$D85),\"\")","v":""},{"$f":"IFERROR(IF(OR(J103=\"\",'Historical scenario - input'!$D85=\"\"),\"\",J103/'Historical scenario - input'!$D85),\"\")","v":""},{"$f":"IFERROR(IF(OR(K103=\"\",'Historical scenario - input'!$D85=\"\"),\"\",K103/'Historical scenario - input'!$D85),\"\")","v":""},{"$f":"IFERROR(IF(OR(L103=\"\",'Historical scenario - input'!$D85=\"\"),\"\",L103/'Historical scenario - input'!$D85),\"\")","v":""},{"$f":"IFERROR(IF(OR(M103=\"\",'Historical scenario - input'!$D85=\"\"),\"\",M103/'Historical scenario - input'!$D85),\"\")","v":""},{"$f":"IFERROR(IF(OR(N103=\"\",'Historical scenario - input'!$D85=\"\"),\"\",N103/'Historical scenario - input'!$D85),\"\")","v":""},{"$f":"IFERROR(IF(OR(O103=\"\",'Historical scenario - input'!$D85=\"\"),\"\",O103/'Historical scenario - input'!$D85),\"\")","v":""},{"$f":"IFERROR(IF(OR(P103=\"\",'Historical scenario - input'!$D85=\"\"),\"\",P103/'Historical scenario - input'!$D85),\"\")","v":""},{"$f":"IFERROR(IF(OR(Q103=\"\",'Historical scenario - input'!$D85=\"\"),\"\",Q103/'Historical scenario - input'!$D85),\"\")","v":""},{"$f":"IFERROR(IF(OR(R103=\"\",'Historical scenario - input'!$D85=\"\"),\"\",R103/'Historical scenario - input'!$D85),\"\")","v":""},{"$f":"IFERROR(IF(OR(S103=\"\",'Historical scenario - input'!$D85=\"\"),\"\",S103/'Historical scenario - input'!$D85),\"\")","v":""},{"$f":"IFERROR(IF(OR(T103=\"\",'Historical scenario - input'!$D85=\"\"),\"\",T103/'Historical scenario - input'!$D85),\"\")","v":""},{"$f":"IFERROR(IF(OR(U103=\"\",'Historical scenario - input'!$D85=\"\"),\"\",U103/'Historical scenario - input'!$D85),\"\")","v":""},{"$f":"IFERROR(IF(OR(V103=\"\",'Historical scenario - input'!$D85=\"\"),\"\",V103/'Historical scenario - input'!$D85),\"\")","v":""},{"$f":"IFERROR(IF(OR(W103=\"\",'Historical scenario - input'!$D85=\"\"),\"\",W103/'Historical scenario - input'!$D85),\"\")","v":""}]
[{"$f":"IFERROR('Historical scenario - input'!A86,\"\")","v":""},{"$f":"IFERROR('Historical scenario - input'!B86,\"\")","v":0},{"$f":"IFERROR('Historical scenario - input'!C86,\"\")","v":0},{"$f":"IFERROR(repcalc('Historical scenario - input'!$CV86:$GH86,'Historical scenario - input'!$G86,'Historical scenario - input'!$E86,'Historical scenario - input'!$F86,20,TRUE,TRUE),\"\")","v":""},"","","","","","","","","","","","","","","","","","","",{"$f":"IFERROR(IF(OR(D104=\"\",'Historical scenario - input'!$D86=\"\"),\"\",D104/'Historical scenario - input'!$D86),\"\")","v":""},{"$f":"IFERROR(IF(OR(E104=\"\",'Historical scenario - input'!$D86=\"\"),\"\",E104/'Historical scenario - input'!$D86),\"\")","v":""},{"$f":"IFERROR(IF(OR(F104=\"\",'Historical scenario - input'!$D86=\"\"),\"\",F104/'Historical scenario - input'!$D86),\"\")","v":""},{"$f":"IFERROR(IF(OR(G104=\"\",'Historical scenario - input'!$D86=\"\"),\"\",G104/'Historical scenario - input'!$D86),\"\")","v":""},{"$f":"IFERROR(IF(OR(H104=\"\",'Historical scenario - input'!$D86=\"\"),\"\",H104/'Historical scenario - input'!$D86),\"\")","v":""},{"$f":"IFERROR(IF(OR(I104=\"\",'Historical scenario - input'!$D86=\"\"),\"\",I104/'Historical scenario - input'!$D86),\"\")","v":""},{"$f":"IFERROR(IF(OR(J104=\"\",'Historical scenario - input'!$D86=\"\"),\"\",J104/'Historical scenario - input'!$D86),\"\")","v":""},{"$f":"IFERROR(IF(OR(K104=\"\",'Historical scenario - input'!$D86=\"\"),\"\",K104/'Historical scenario - input'!$D86),\"\")","v":""},{"$f":"IFERROR(IF(OR(L104=\"\",'Historical scenario - input'!$D86=\"\"),\"\",L104/'Historical scenario - input'!$D86),\"\")","v":""},{"$f":"IFERROR(IF(OR(M104=\"\",'Historical scenario - input'!$D86=\"\"),\"\",M104/'Historical scenario - input'!$D86),\"\")","v":""},{"$f":"IFERROR(IF(OR(N104=\"\",'Historical scenario - input'!$D86=\"\"),\"\",N104/'Historical scenario - input'!$D86),\"\")","v":""},{"$f":"IFERROR(IF(OR(O104=\"\",'Historical scenario - input'!$D86=\"\"),\"\",O104/'Historical scenario - input'!$D86),\"\")","v":""},{"$f":"IFERROR(IF(OR(P104=\"\",'Historical scenario - input'!$D86=\"\"),\"\",P104/'Historical scenario - input'!$D86),\"\")","v":""},{"$f":"IFERROR(IF(OR(Q104=\"\",'Historical scenario - input'!$D86=\"\"),\"\",Q104/'Historical scenario - input'!$D86),\"\")","v":""},{"$f":"IFERROR(IF(OR(R104=\"\",'Historical scenario - input'!$D86=\"\"),\"\",R104/'Historical scenario - input'!$D86),\"\")","v":""},{"$f":"IFERROR(IF(OR(S104=\"\",'Historical scenario - input'!$D86=\"\"),\"\",S104/'Historical scenario - input'!$D86),\"\")","v":""},{"$f":"IFERROR(IF(OR(T104=\"\",'Historical scenario - input'!$D86=\"\"),\"\",T104/'Historical scenario - input'!$D86),\"\")","v":""},{"$f":"IFERROR(IF(OR(U104=\"\",'Historical scenario - input'!$D86=\"\"),\"\",U104/'Historical scenario - input'!$D86),\"\")","v":""},{"$f":"IFERROR(IF(OR(V104=\"\",'Historical scenario - input'!$D86=\"\"),\"\",V104/'Historical scenario - input'!$D86),\"\")","v":""},{"$f":"IFERROR(IF(OR(W104=\"\",'Historical scenario - input'!$D86=\"\"),\"\",W104/'Historical scenario - input'!$D86),\"\")","v":""}]
[{"$f":"IFERROR('Historical scenario - input'!A87,\"\")","v":""},{"$f":"IFERROR('Historical scenario - input'!B87,\"\")","v":0},{"$f":"IFERROR('Historical scenario - input'!C87,\"\")","v":0},{"$f":"IFERROR(repcalc('Historical scenario - input'!$CV87:$GH87,'Historical scenario - input'!$G87,'Historical scenario - input'!$E87,'Historical scenario - input'!$F87,20,TRUE,TRUE),\"\")","v":""},"","","","","","","","","","","","","","","","","","","",{"$f":"IFERROR(IF(OR(D105=\"\",'Historical scenario - input'!$D87=\"\"),\"\",D105/'Historical scenario - input'!$D87),\"\")","v":""},{"$f":"IFERROR(IF(OR(E105=\"\",'Historical scenario - input'!$D87=\"\"),\"\",E105/'Historical scenario - input'!$D87),\"\")","v":""},{"$f":"IFERROR(IF(OR(F105=\"\",'Historical scenario - input'!$D87=\"\"),\"\",F105/'Historical scenario - input'!$D87),\"\")","v":""},{"$f":"IFERROR(IF(OR(G105=\"\",'Historical scenario - input'!$D87=\"\"),\"\",G105/'Historical scenario - input'!$D87),\"\")","v":""},{"$f":"IFERROR(IF(OR(H105=\"\",'Historical scenario - input'!$D87=\"\"),\"\",H105/'Historical scenario - input'!$D87),\"\")","v":""},{"$f":"IFERROR(IF(OR(I105=\"\",'Historical scenario - input'!$D87=\"\"),\"\",I105/'Historical scenario - input'!$D87),\"\")","v":""},{"$f":"IFERROR(IF(OR(J105=\"\",'Historical scenario - input'!$D87=\"\"),\"\",J105/'Historical scenario - input'!$D87),\"\")","v":""},{"$f":"IFERROR(IF(OR(K105=\"\",'Historical scenario - input'!$D87=\"\"),\"\",K105/'Historical scenario - input'!$D87),\"\")","v":""},{"$f":"IFERROR(IF(OR(L105=\"\",'Historical scenario - input'!$D87=\"\"),\"\",L105/'Historical scenario - input'!$D87),\"\")","v":""},{"$f":"IFERROR(IF(OR(M105=\"\",'Historical scenario - input'!$D87=\"\"),\"\",M105/'Historical scenario - input'!$D87),\"\")","v":""},{"$f":"IFERROR(IF(OR(N105=\"\",'Historical scenario - input'!$D87=\"\"),\"\",N105/'Historical scenario - input'!$D87),\"\")","v":""},{"$f":"IFERROR(IF(OR(O105=\"\",'Historical scenario - input'!$D87=\"\"),\"\",O105/'Historical scenario - input'!$D87),\"\")","v":""},{"$f":"IFERROR(IF(OR(P105=\"\",'Historical scenario - input'!$D87=\"\"),\"\",P105/'Historical scenario - input'!$D87),\"\")","v":""},{"$f":"IFERROR(IF(OR(Q105=\"\",'Historical scenario - input'!$D87=\"\"),\"\",Q105/'Historical scenario - input'!$D87),\"\")","v":""},{"$f":"IFERROR(IF(OR(R105=\"\",'Historical scenario - input'!$D87=\"\"),\"\",R105/'Historical scenario - input'!$D87),\"\")","v":""},{"$f":"IFERROR(IF(OR(S105=\"\",'Historical scenario - input'!$D87=\"\"),\"\",S105/'Historical scenario - input'!$D87),\"\")","v":""},{"$f":"IFERROR(IF(OR(T105=\"\",'Historical scenario - input'!$D87=\"\"),\"\",T105/'Historical scenario - input'!$D87),\"\")","v":""},{"$f":"IFERROR(IF(OR(U105=\"\",'Historical scenario - input'!$D87=\"\"),\"\",U105/'Historical scenario - input'!$D87),\"\")","v":""},{"$f":"IFERROR(IF(OR(V105=\"\",'Historical scenario - input'!$D87=\"\"),\"\",V105/'Historical scenario - input'!$D87),\"\")","v":""},{"$f":"IFERROR(IF(OR(W105=\"\",'Historical scenario - input'!$D87=\"\"),\"\",W105/'Historical scenario - input'!$D87),\"\")","v":""}]
[{"$f":"IFERROR('Historical scenario - input'!A88,\"\")","v":""},{"$f":"IFERROR('Historical scenario - input'!B88,\"\")","v":0},{"$f":"IFERROR('Historical scenario - input'!C88,\"\")","v":0},{"$f":"IFERROR(repcalc('Historical scenario - input'!$CV88:$GH88,'Historical scenario - input'!$G88,'Historical scenario - input'!$E88,'Historical scenario - input'!$F88,20,TRUE,TRUE),\"\")","v":""},"","","","","","","","","","","","","","","","","","","",{"$f":"IFERROR(IF(OR(D106=\"\",'Historical scenario - input'!$D88=\"\"),\"\",D106/'Historical scenario - input'!$D88),\"\")","v":""},{"$f":"IFERROR(IF(OR(E106=\"\",'Historical scenario - input'!$D88=\"\"),\"\",E106/'Historical scenario - input'!$D88),\"\")","v":""},{"$f":"IFERROR(IF(OR(F106=\"\",'Historical scenario - input'!$D88=\"\"),\"\",F106/'Historical scenario - input'!$D88),\"\")","v":""},{"$f":"IFERROR(IF(OR(G106=\"\",'Historical scenario - input'!$D88=\"\"),\"\",G106/'Historical scenario - input'!$D88),\"\")","v":""},{"$f":"IFERROR(IF(OR(H106=\"\",'Historical scenario - input'!$D88=\"\"),\"\",H106/'Historical scenario - input'!$D88),\"\")","v":""},{"$f":"IFERROR(IF(OR(I106=\"\",'Historical scenario - input'!$D88=\"\"),\"\",I106/'Historical scenario - input'!$D88),\"\")","v":""},{"$f":"IFERROR(IF(OR(J106=\"\",'Historical scenario - input'!$D88=\"\"),\"\",J106/'Historical scenario - input'!$D88),\"\")","v":""},{"$f":"IFERROR(IF(OR(K106=\"\",'Historical scenario - input'!$D88=\"\"),\"\",K106/'Historical scenario - input'!$D88),\"\")","v":""},{"$f":"IFERROR(IF(OR(L106=\"\",'Historical scenario - input'!$D88=\"\"),\"\",L106/'Historical scenario - input'!$D88),\"\")","v":""},{"$f":"IFERROR(IF(OR(M106=\"\",'Historical scenario - input'!$D88=\"\"),\"\",M106/'Historical scenario - input'!$D88),\"\")","v":""},{"$f":"IFERROR(IF(OR(N106=\"\",'Historical scenario - input'!$D88=\"\"),\"\",N106/'Historical scenario - input'!$D88),\"\")","v":""},{"$f":"IFERROR(IF(OR(O106=\"\",'Historical scenario - input'!$D88=\"\"),\"\",O106/'Historical scenario - input'!$D88),\"\")","v":""},{"$f":"IFERROR(IF(OR(P106=\"\",'Historical scenario - input'!$D88=\"\"),\"\",P106/'Historical scenario - input'!$D88),\"\")","v":""},{"$f":"IFERROR(IF(OR(Q106=\"\",'Historical scenario - input'!$D88=\"\"),\"\",Q106/'Historical scenario - input'!$D88),\"\")","v":""},{"$f":"IFERROR(IF(OR(R106=\"\",'Historical scenario - input'!$D88=\"\"),\"\",R106/'Historical scenario - input'!$D88),\"\")","v":""},{"$f":"IFERROR(IF(OR(S106=\"\",'Historical scenario - input'!$D88=\"\"),\"\",S106/'Historical scenario - input'!$D88),\"\")","v":""},{"$f":"IFERROR(IF(OR(T106=\"\",'Historical scenario - input'!$D88=\"\"),\"\",T106/'Historical scenario - input'!$D88),\"\")","v":""},{"$f":"IFERROR(IF(OR(U106=\"\",'Historical scenario - input'!$D88=\"\"),\"\",U106/'Historical scenario - input'!$D88),\"\")","v":""},{"$f":"IFERROR(IF(OR(V106=\"\",'Historical scenario - input'!$D88=\"\"),\"\",V106/'Historical scenario - input'!$D88),\"\")","v":""},{"$f":"IFERROR(IF(OR(W106=\"\",'Historical scenario - input'!$D88=\"\"),\"\",W106/'Historical scenario - input'!$D88),\"\")","v":""}]
[{"$f":"IFERROR('Historical scenario - input'!A89,\"\")","v":""},{"$f":"IFERROR('Historical scenario - input'!B89,\"\")","v":0},{"$f":"IFERROR('Historical scenario - input'!C89,\"\")","v":0},{"$f":"IFERROR(repcalc('Historical scenario - input'!$CV89:$GH89,'Historical scenario - input'!$G89,'Historical scenario - input'!$E89,'Historical scenario - input'!$F89,20,TRUE,TRUE),\"\")","v":""},"","","","","","","","","","","","","","","","","","","",{"$f":"IFERROR(IF(OR(D107=\"\",'Historical scenario - input'!$D89=\"\"),\"\",D107/'Historical scenario - input'!$D89),\"\")","v":""},{"$f":"IFERROR(IF(OR(E107=\"\",'Historical scenario - input'!$D89=\"\"),\"\",E107/'Historical scenario - input'!$D89),\"\")","v":""},{"$f":"IFERROR(IF(OR(F107=\"\",'Historical scenario - input'!$D89=\"\"),\"\",F107/'Historical scenario - input'!$D89),\"\")","v":""},{"$f":"IFERROR(IF(OR(G107=\"\",'Historical scenario - input'!$D89=\"\"),\"\",G107/'Historical scenario - input'!$D89),\"\")","v":""},{"$f":"IFERROR(IF(OR(H107=\"\",'Historical scenario - input'!$D89=\"\"),\"\",H107/'Historical scenario - input'!$D89),\"\")","v":""},{"$f":"IFERROR(IF(OR(I107=\"\",'Historical scenario - input'!$D89=\"\"),\"\",I107/'Historical scenario - input'!$D89),\"\")","v":""},{"$f":"IFERROR(IF(OR(J107=\"\",'Historical scenario - input'!$D89=\"\"),\"\",J107/'Historical scenario - input'!$D89),\"\")","v":""},{"$f":"IFERROR(IF(OR(K107=\"\",'Historical scenario - input'!$D89=\"\"),\"\",K107/'Historical scenario - input'!$D89),\"\")","v":""},{"$f":"IFERROR(IF(OR(L107=\"\",'Historical scenario - input'!$D89=\"\"),\"\",L107/'Historical scenario - input'!$D89),\"\")","v":""},{"$f":"IFERROR(IF(OR(M107=\"\",'Historical scenario - input'!$D89=\"\"),\"\",M107/'Historical scenario - input'!$D89),\"\")","v":""},{"$f":"IFERROR(IF(OR(N107=\"\",'Historical scenario - input'!$D89=\"\"),\"\",N107/'Historical scenario - input'!$D89),\"\")","v":""},{"$f":"IFERROR(IF(OR(O107=\"\",'Historical scenario - input'!$D89=\"\"),\"\",O107/'Historical scenario - input'!$D89),\"\")","v":""},{"$f":"IFERROR(IF(OR(P107=\"\",'Historical scenario - input'!$D89=\"\"),\"\",P107/'Historical scenario - input'!$D89),\"\")","v":""},{"$f":"IFERROR(IF(OR(Q107=\"\",'Historical scenario - input'!$D89=\"\"),\"\",Q107/'Historical scenario - input'!$D89),\"\")","v":""},{"$f":"IFERROR(IF(OR(R107=\"\",'Historical scenario - input'!$D89=\"\"),\"\",R107/'Historical scenario - input'!$D89),\"\")","v":""},{"$f":"IFERROR(IF(OR(S107=\"\",'Historical scenario - input'!$D89=\"\"),\"\",S107/'Historical scenario - input'!$D89),\"\")","v":""},{"$f":"IFERROR(IF(OR(T107=\"\",'Historical scenario - input'!$D89=\"\"),\"\",T107/'Historical scenario - input'!$D89),\"\")","v":""},{"$f":"IFERROR(IF(OR(U107=\"\",'Historical scenario - input'!$D89=\"\"),\"\",U107/'Historical scenario - input'!$D89),\"\")","v":""},{"$f":"IFERROR(IF(OR(V107=\"\",'Historical scenario - input'!$D89=\"\"),\"\",V107/'Historical scenario - input'!$D89),\"\")","v":""},{"$f":"IFERROR(IF(OR(W107=\"\",'Historical scenario - input'!$D89=\"\"),\"\",W107/'Historical scenario - input'!$D89),\"\")","v":""}]
[{"$f":"IFERROR('Historical scenario - input'!A90,\"\")","v":""},{"$f":"IFERROR('Historical scenario - input'!B90,\"\")","v":0},{"$f":"IFERROR('Historical scenario - input'!C90,\"\")","v":0},{"$f":"IFERROR(repcalc('Historical scenario - input'!$CV90:$GH90,'Historical scenario - input'!$G90,'Historical scenario - input'!$E90,'Historical scenario - input'!$F90,20,TRUE,TRUE),\"\")","v":""},"","","","","","","","","","","","","","","","","","","",{"$f":"IFERROR(IF(OR(D108=\"\",'Historical scenario - input'!$D90=\"\"),\"\",D108/'Historical scenario - input'!$D90),\"\")","v":""},{"$f":"IFERROR(IF(OR(E108=\"\",'Historical scenario - input'!$D90=\"\"),\"\",E108/'Historical scenario - input'!$D90),\"\")","v":""},{"$f":"IFERROR(IF(OR(F108=\"\",'Historical scenario - input'!$D90=\"\"),\"\",F108/'Historical scenario - input'!$D90),\"\")","v":""},{"$f":"IFERROR(IF(OR(G108=\"\",'Historical scenario - input'!$D90=\"\"),\"\",G108/'Historical scenario - input'!$D90),\"\")","v":""},{"$f":"IFERROR(IF(OR(H108=\"\",'Historical scenario - input'!$D90=\"\"),\"\",H108/'Historical scenario - input'!$D90),\"\")","v":""},{"$f":"IFERROR(IF(OR(I108=\"\",'Historical scenario - input'!$D90=\"\"),\"\",I108/'Historical scenario - input'!$D90),\"\")","v":""},{"$f":"IFERROR(IF(OR(J108=\"\",'Historical scenario - input'!$D90=\"\"),\"\",J108/'Historical scenario - input'!$D90),\"\")","v":""},{"$f":"IFERROR(IF(OR(K108=\"\",'Historical scenario - input'!$D90=\"\"),\"\",K108/'Historical scenario - input'!$D90),\"\")","v":""},{"$f":"IFERROR(IF(OR(L108=\"\",'Historical scenario - input'!$D90=\"\"),\"\",L108/'Historical scenario - input'!$D90),\"\")","v":""},{"$f":"IFERROR(IF(OR(M108=\"\",'Historical scenario - input'!$D90=\"\"),\"\",M108/'Historical scenario - input'!$D90),\"\")","v":""},{"$f":"IFERROR(IF(OR(N108=\"\",'Historical scenario - input'!$D90=\"\"),\"\",N108/'Historical scenario - input'!$D90),\"\")","v":""},{"$f":"IFERROR(IF(OR(O108=\"\",'Historical scenario - input'!$D90=\"\"),\"\",O108/'Historical scenario - input'!$D90),\"\")","v":""},{"$f":"IFERROR(IF(OR(P108=\"\",'Historical scenario - input'!$D90=\"\"),\"\",P108/'Historical scenario - input'!$D90),\"\")","v":""},{"$f":"IFERROR(IF(OR(Q108=\"\",'Historical scenario - input'!$D90=\"\"),\"\",Q108/'Historical scenario - input'!$D90),\"\")","v":""},{"$f":"IFERROR(IF(OR(R108=\"\",'Historical scenario - input'!$D90=\"\"),\"\",R108/'Historical scenario - input'!$D90),\"\")","v":""},{"$f":"IFERROR(IF(OR(S108=\"\",'Historical scenario - input'!$D90=\"\"),\"\",S108/'Historical scenario - input'!$D90),\"\")","v":""},{"$f":"IFERROR(IF(OR(T108=\"\",'Historical scenario - input'!$D90=\"\"),\"\",T108/'Historical scenario - input'!$D90),\"\")","v":""},{"$f":"IFERROR(IF(OR(U108=\"\",'Historical scenario - input'!$D90=\"\"),\"\",U108/'Historical scenario - input'!$D90),\"\")","v":""},{"$f":"IFERROR(IF(OR(V108=\"\",'Historical scenario - input'!$D90=\"\"),\"\",V108/'Historical scenario - input'!$D90),\"\")","v":""},{"$f":"IFERROR(IF(OR(W108=\"\",'Historical scenario - input'!$D90=\"\"),\"\",W108/'Historical scenario - input'!$D90),\"\")","v":""}]
[{"$f":"IFERROR('Historical scenario - input'!A91,\"\")","v":""},{"$f":"IFERROR('Historical scenario - input'!B91,\"\")","v":0},{"$f":"IFERROR('Historical scenario - input'!C91,\"\")","v":0},{"$f":"IFERROR(repcalc('Historical scenario - input'!$CV91:$GH91,'Historical scenario - input'!$G91,'Historical scenario - input'!$E91,'Historical scenario - input'!$F91,20,TRUE,TRUE),\"\")","v":""},"","","","","","","","","","","","","","","","","","","",{"$f":"IFERROR(IF(OR(D109=\"\",'Historical scenario - input'!$D91=\"\"),\"\",D109/'Historical scenario - input'!$D91),\"\")","v":""},{"$f":"IFERROR(IF(OR(E109=\"\",'Historical scenario - input'!$D91=\"\"),\"\",E109/'Historical scenario - input'!$D91),\"\")","v":""},{"$f":"IFERROR(IF(OR(F109=\"\",'Historical scenario - input'!$D91=\"\"),\"\",F109/'Historical scenario - input'!$D91),\"\")","v":""},{"$f":"IFERROR(IF(OR(G109=\"\",'Historical scenario - input'!$D91=\"\"),\"\",G109/'Historical scenario - input'!$D91),\"\")","v":""},{"$f":"IFERROR(IF(OR(H109=\"\",'Historical scenario - input'!$D91=\"\"),\"\",H109/'Historical scenario - input'!$D91),\"\")","v":""},{"$f":"IFERROR(IF(OR(I109=\"\",'Historical scenario - input'!$D91=\"\"),\"\",I109/'Historical scenario - input'!$D91),\"\")","v":""},{"$f":"IFERROR(IF(OR(J109=\"\",'Historical scenario - input'!$D91=\"\"),\"\",J109/'Historical scenario - input'!$D91),\"\")","v":""},{"$f":"IFERROR(IF(OR(K109=\"\",'Historical scenario - input'!$D91=\"\"),\"\",K109/'Historical scenario - input'!$D91),\"\")","v":""},{"$f":"IFERROR(IF(OR(L109=\"\",'Historical scenario - input'!$D91=\"\"),\"\",L109/'Historical scenario - input'!$D91),\"\")","v":""},{"$f":"IFERROR(IF(OR(M109=\"\",'Historical scenario - input'!$D91=\"\"),\"\",M109/'Historical scenario - input'!$D91),\"\")","v":""},{"$f":"IFERROR(IF(OR(N109=\"\",'Historical scenario - input'!$D91=\"\"),\"\",N109/'Historical scenario - input'!$D91),\"\")","v":""},{"$f":"IFERROR(IF(OR(O109=\"\",'Historical scenario - input'!$D91=\"\"),\"\",O109/'Historical scenario - input'!$D91),\"\")","v":""},{"$f":"IFERROR(IF(OR(P109=\"\",'Historical scenario - input'!$D91=\"\"),\"\",P109/'Historical scenario - input'!$D91),\"\")","v":""},{"$f":"IFERROR(IF(OR(Q109=\"\",'Historical scenario - input'!$D91=\"\"),\"\",Q109/'Historical scenario - input'!$D91),\"\")","v":""},{"$f":"IFERROR(IF(OR(R109=\"\",'Historical scenario - input'!$D91=\"\"),\"\",R109/'Historical scenario - input'!$D91),\"\")","v":""},{"$f":"IFERROR(IF(OR(S109=\"\",'Historical scenario - input'!$D91=\"\"),\"\",S109/'Historical scenario - input'!$D91),\"\")","v":""},{"$f":"IFERROR(IF(OR(T109=\"\",'Historical scenario - input'!$D91=\"\"),\"\",T109/'Historical scenario - input'!$D91),\"\")","v":""},{"$f":"IFERROR(IF(OR(U109=\"\",'Historical scenario - input'!$D91=\"\"),\"\",U109/'Historical scenario - input'!$D91),\"\")","v":""},{"$f":"IFERROR(IF(OR(V109=\"\",'Historical scenario - input'!$D91=\"\"),\"\",V109/'Historical scenario - input'!$D91),\"\")","v":""},{"$f":"IFERROR(IF(OR(W109=\"\",'Historical scenario - input'!$D91=\"\"),\"\",W109/'Historical scenario - input'!$D91),\"\")","v":""}]
[{"$f":"IFERROR('Historical scenario - input'!A92,\"\")","v":""},{"$f":"IFERROR('Historical scenario - input'!B92,\"\")","v":0},{"$f":"IFERROR('Historical scenario - input'!C92,\"\")","v":0},{"$f":"IFERROR(repcalc('Historical scenario - input'!$CV92:$GH92,'Historical scenario - input'!$G92,'Historical scenario - input'!$E92,'Historical scenario - input'!$F92,20,TRUE,TRUE),\"\")","v":""},"","","","","","","","","","","","","","","","","","","",{"$f":"IFERROR(IF(OR(D110=\"\",'Historical scenario - input'!$D92=\"\"),\"\",D110/'Historical scenario - input'!$D92),\"\")","v":""},{"$f":"IFERROR(IF(OR(E110=\"\",'Historical scenario - input'!$D92=\"\"),\"\",E110/'Historical scenario - input'!$D92),\"\")","v":""},{"$f":"IFERROR(IF(OR(F110=\"\",'Historical scenario - input'!$D92=\"\"),\"\",F110/'Historical scenario - input'!$D92),\"\")","v":""},{"$f":"IFERROR(IF(OR(G110=\"\",'Historical scenario - input'!$D92=\"\"),\"\",G110/'Historical scenario - input'!$D92),\"\")","v":""},{"$f":"IFERROR(IF(OR(H110=\"\",'Historical scenario - input'!$D92=\"\"),\"\",H110/'Historical scenario - input'!$D92),\"\")","v":""},{"$f":"IFERROR(IF(OR(I110=\"\",'Historical scenario - input'!$D92=\"\"),\"\",I110/'Historical scenario - input'!$D92),\"\")","v":""},{"$f":"IFERROR(IF(OR(J110=\"\",'Historical scenario - input'!$D92=\"\"),\"\",J110/'Historical scenario - input'!$D92),\"\")","v":""},{"$f":"IFERROR(IF(OR(K110=\"\",'Historical scenario - input'!$D92=\"\"),\"\",K110/'Historical scenario - input'!$D92),\"\")","v":""},{"$f":"IFERROR(IF(OR(L110=\"\",'Historical scenario - input'!$D92=\"\"),\"\",L110/'Historical scenario - input'!$D92),\"\")","v":""},{"$f":"IFERROR(IF(OR(M110=\"\",'Historical scenario - input'!$D92=\"\"),\"\",M110/'Historical scenario - input'!$D92),\"\")","v":""},{"$f":"IFERROR(IF(OR(N110=\"\",'Historical scenario - input'!$D92=\"\"),\"\",N110/'Historical scenario - input'!$D92),\"\")","v":""},{"$f":"IFERROR(IF(OR(O110=\"\",'Historical scenario - input'!$D92=\"\"),\"\",O110/'Historical scenario - input'!$D92),\"\")","v":""},{"$f":"IFERROR(IF(OR(P110=\"\",'Historical scenario - input'!$D92=\"\"),\"\",P110/'Historical scenario - input'!$D92),\"\")","v":""},{"$f":"IFERROR(IF(OR(Q110=\"\",'Historical scenario - input'!$D92=\"\"),\"\",Q110/'Historical scenario - input'!$D92),\"\")","v":""},{"$f":"IFERROR(IF(OR(R110=\"\",'Historical scenario - input'!$D92=\"\"),\"\",R110/'Historical scenario - input'!$D92),\"\")","v":""},{"$f":"IFERROR(IF(OR(S110=\"\",'Historical scenario - input'!$D92=\"\"),\"\",S110/'Historical scenario - input'!$D92),\"\")","v":""},{"$f":"IFERROR(IF(OR(T110=\"\",'Historical scenario - input'!$D92=\"\"),\"\",T110/'Historical scenario - input'!$D92),\"\")","v":""},{"$f":"IFERROR(IF(OR(U110=\"\",'Historical scenario - input'!$D92=\"\"),\"\",U110/'Historical scenario - input'!$D92),\"\")","v":""},{"$f":"IFERROR(IF(OR(V110=\"\",'Historical scenario - input'!$D92=\"\"),\"\",V110/'Historical scenario - input'!$D92),\"\")","v":""},{"$f":"IFERROR(IF(OR(W110=\"\",'Historical scenario - input'!$D92=\"\"),\"\",W110/'Historical scenario - input'!$D92),\"\")","v":""}]
[{"$f":"IFERROR('Historical scenario - input'!A93,\"\")","v":""},{"$f":"IFERROR('Historical scenario - input'!B93,\"\")","v":0},{"$f":"IFERROR('Historical scenario - input'!C93,\"\")","v":0},{"$f":"IFERROR(repcalc('Historical scenario - input'!$CV93:$GH93,'Historical scenario - input'!$G93,'Historical scenario - input'!$E93,'Historical scenario - input'!$F93,20,TRUE,TRUE),\"\")","v":""},"","","","","","","","","","","","","","","","","","","",{"$f":"IFERROR(IF(OR(D111=\"\",'Historical scenario - input'!$D93=\"\"),\"\",D111/'Historical scenario - input'!$D93),\"\")","v":""},{"$f":"IFERROR(IF(OR(E111=\"\",'Historical scenario - input'!$D93=\"\"),\"\",E111/'Historical scenario - input'!$D93),\"\")","v":""},{"$f":"IFERROR(IF(OR(F111=\"\",'Historical scenario - input'!$D93=\"\"),\"\",F111/'Historical scenario - input'!$D93),\"\")","v":""},{"$f":"IFERROR(IF(OR(G111=\"\",'Historical scenario - input'!$D93=\"\"),\"\",G111/'Historical scenario - input'!$D93),\"\")","v":""},{"$f":"IFERROR(IF(OR(H111=\"\",'Historical scenario - input'!$D93=\"\"),\"\",H111/'Historical scenario - input'!$D93),\"\")","v":""},{"$f":"IFERROR(IF(OR(I111=\"\",'Historical scenario - input'!$D93=\"\"),\"\",I111/'Historical scenario - input'!$D93),\"\")","v":""},{"$f":"IFERROR(IF(OR(J111=\"\",'Historical scenario - input'!$D93=\"\"),\"\",J111/'Historical scenario - input'!$D93),\"\")","v":""},{"$f":"IFERROR(IF(OR(K111=\"\",'Historical scenario - input'!$D93=\"\"),\"\",K111/'Historical scenario - input'!$D93),\"\")","v":""},{"$f":"IFERROR(IF(OR(L111=\"\",'Historical scenario - input'!$D93=\"\"),\"\",L111/'Historical scenario - input'!$D93),\"\")","v":""},{"$f":"IFERROR(IF(OR(M111=\"\",'Historical scenario - input'!$D93=\"\"),\"\",M111/'Historical scenario - input'!$D93),\"\")","v":""},{"$f":"IFERROR(IF(OR(N111=\"\",'Historical scenario - input'!$D93=\"\"),\"\",N111/'Historical scenario - input'!$D93),\"\")","v":""},{"$f":"IFERROR(IF(OR(O111=\"\",'Historical scenario - input'!$D93=\"\"),\"\",O111/'Historical scenario - input'!$D93),\"\")","v":""},{"$f":"IFERROR(IF(OR(P111=\"\",'Historical scenario - input'!$D93=\"\"),\"\",P111/'Historical scenario - input'!$D93),\"\")","v":""},{"$f":"IFERROR(IF(OR(Q111=\"\",'Historical scenario - input'!$D93=\"\"),\"\",Q111/'Historical scenario - input'!$D93),\"\")","v":""},{"$f":"IFERROR(IF(OR(R111=\"\",'Historical scenario - input'!$D93=\"\"),\"\",R111/'Historical scenario - input'!$D93),\"\")","v":""},{"$f":"IFERROR(IF(OR(S111=\"\",'Historical scenario - input'!$D93=\"\"),\"\",S111/'Historical scenario - input'!$D93),\"\")","v":""},{"$f":"IFERROR(IF(OR(T111=\"\",'Historical scenario - input'!$D93=\"\"),\"\",T111/'Historical scenario - input'!$D93),\"\")","v":""},{"$f":"IFERROR(IF(OR(U111=\"\",'Historical scenario - input'!$D93=\"\"),\"\",U111/'Historical scenario - input'!$D93),\"\")","v":""},{"$f":"IFERROR(IF(OR(V111=\"\",'Historical scenario - input'!$D93=\"\"),\"\",V111/'Historical scenario - input'!$D93),\"\")","v":""},{"$f":"IFERROR(IF(OR(W111=\"\",'Historical scenario - input'!$D93=\"\"),\"\",W111/'Historical scenario - input'!$D93),\"\")","v":""}]
[{"$f":"IFERROR('Historical scenario - input'!A94,\"\")","v":""},{"$f":"IFERROR('Historical scenario - input'!B94,\"\")","v":0},{"$f":"IFERROR('Historical scenario - input'!C94,\"\")","v":0},{"$f":"IFERROR(repcalc('Historical scenario - input'!$CV94:$GH94,'Historical scenario - input'!$G94,'Historical scenario - input'!$E94,'Historical scenario - input'!$F94,20,TRUE,TRUE),\"\")","v":""},"","","","","","","","","","","","","","","","","","","",{"$f":"IFERROR(IF(OR(D112=\"\",'Historical scenario - input'!$D94=\"\"),\"\",D112/'Historical scenario - input'!$D94),\"\")","v":""},{"$f":"IFERROR(IF(OR(E112=\"\",'Historical scenario - input'!$D94=\"\"),\"\",E112/'Historical scenario - input'!$D94),\"\")","v":""},{"$f":"IFERROR(IF(OR(F112=\"\",'Historical scenario - input'!$D94=\"\"),\"\",F112/'Historical scenario - input'!$D94),\"\")","v":""},{"$f":"IFERROR(IF(OR(G112=\"\",'Historical scenario - input'!$D94=\"\"),\"\",G112/'Historical scenario - input'!$D94),\"\")","v":""},{"$f":"IFERROR(IF(OR(H112=\"\",'Historical scenario - input'!$D94=\"\"),\"\",H112/'Historical scenario - input'!$D94),\"\")","v":""},{"$f":"IFERROR(IF(OR(I112=\"\",'Historical scenario - input'!$D94=\"\"),\"\",I112/'Historical scenario - input'!$D94),\"\")","v":""},{"$f":"IFERROR(IF(OR(J112=\"\",'Historical scenario - input'!$D94=\"\"),\"\",J112/'Historical scenario - input'!$D94),\"\")","v":""},{"$f":"IFERROR(IF(OR(K112=\"\",'Historical scenario - input'!$D94=\"\"),\"\",K112/'Historical scenario - input'!$D94),\"\")","v":""},{"$f":"IFERROR(IF(OR(L112=\"\",'Historical scenario - input'!$D94=\"\"),\"\",L112/'Historical scenario - input'!$D94),\"\")","v":""},{"$f":"IFERROR(IF(OR(M112=\"\",'Historical scenario - input'!$D94=\"\"),\"\",M112/'Historical scenario - input'!$D94),\"\")","v":""},{"$f":"IFERROR(IF(OR(N112=\"\",'Historical scenario - input'!$D94=\"\"),\"\",N112/'Historical scenario - input'!$D94),\"\")","v":""},{"$f":"IFERROR(IF(OR(O112=\"\",'Historical scenario - input'!$D94=\"\"),\"\",O112/'Historical scenario - input'!$D94),\"\")","v":""},{"$f":"IFERROR(IF(OR(P112=\"\",'Historical scenario - input'!$D94=\"\"),\"\",P112/'Historical scenario - input'!$D94),\"\")","v":""},{"$f":"IFERROR(IF(OR(Q112=\"\",'Historical scenario - input'!$D94=\"\"),\"\",Q112/'Historical scenario - input'!$D94),\"\")","v":""},{"$f":"IFERROR(IF(OR(R112=\"\",'Historical scenario - input'!$D94=\"\"),\"\",R112/'Historical scenario - input'!$D94),\"\")","v":""},{"$f":"IFERROR(IF(OR(S112=\"\",'Historical scenario - input'!$D94=\"\"),\"\",S112/'Historical scenario - input'!$D94),\"\")","v":""},{"$f":"IFERROR(IF(OR(T112=\"\",'Historical scenario - input'!$D94=\"\"),\"\",T112/'Historical scenario - input'!$D94),\"\")","v":""},{"$f":"IFERROR(IF(OR(U112=\"\",'Historical scenario - input'!$D94=\"\"),\"\",U112/'Historical scenario - input'!$D94),\"\")","v":""},{"$f":"IFERROR(IF(OR(V112=\"\",'Historical scenario - input'!$D94=\"\"),\"\",V112/'Historical scenario - input'!$D94),\"\")","v":""},{"$f":"IFERROR(IF(OR(W112=\"\",'Historical scenario - input'!$D94=\"\"),\"\",W112/'Historical scenario - input'!$D94),\"\")","v":""}]
[{"$f":"IFERROR('Historical scenario - input'!A95,\"\")","v":""},{"$f":"IFERROR('Historical scenario - input'!B95,\"\")","v":0},{"$f":"IFERROR('Historical scenario - input'!C95,\"\")","v":0},{"$f":"IFERROR(repcalc('Historical scenario - input'!$CV95:$GH95,'Historical scenario - input'!$G95,'Historical scenario - input'!$E95,'Historical scenario - input'!$F95,20,TRUE,TRUE),\"\")","v":""},"","","","","","","","","","","","","","","","","","","",{"$f":"IFERROR(IF(OR(D113=\"\",'Historical scenario - input'!$D95=\"\"),\"\",D113/'Historical scenario - input'!$D95),\"\")","v":""},{"$f":"IFERROR(IF(OR(E113=\"\",'Historical scenario - input'!$D95=\"\"),\"\",E113/'Historical scenario - input'!$D95),\"\")","v":""},{"$f":"IFERROR(IF(OR(F113=\"\",'Historical scenario - input'!$D95=\"\"),\"\",F113/'Historical scenario - input'!$D95),\"\")","v":""},{"$f":"IFERROR(IF(OR(G113=\"\",'Historical scenario - input'!$D95=\"\"),\"\",G113/'Historical scenario - input'!$D95),\"\")","v":""},{"$f":"IFERROR(IF(OR(H113=\"\",'Historical scenario - input'!$D95=\"\"),\"\",H113/'Historical scenario - input'!$D95),\"\")","v":""},{"$f":"IFERROR(IF(OR(I113=\"\",'Historical scenario - input'!$D95=\"\"),\"\",I113/'Historical scenario - input'!$D95),\"\")","v":""},{"$f":"IFERROR(IF(OR(J113=\"\",'Historical scenario - input'!$D95=\"\"),\"\",J113/'Historical scenario - input'!$D95),\"\")","v":""},{"$f":"IFERROR(IF(OR(K113=\"\",'Historical scenario - input'!$D95=\"\"),\"\",K113/'Historical scenario - input'!$D95),\"\")","v":""},{"$f":"IFERROR(IF(OR(L113=\"\",'Historical scenario - input'!$D95=\"\"),\"\",L113/'Historical scenario - input'!$D95),\"\")","v":""},{"$f":"IFERROR(IF(OR(M113=\"\",'Historical scenario - input'!$D95=\"\"),\"\",M113/'Historical scenario - input'!$D95),\"\")","v":""},{"$f":"IFERROR(IF(OR(N113=\"\",'Historical scenario - input'!$D95=\"\"),\"\",N113/'Historical scenario - input'!$D95),\"\")","v":""},{"$f":"IFERROR(IF(OR(O113=\"\",'Historical scenario - input'!$D95=\"\"),\"\",O113/'Historical scenario - input'!$D95),\"\")","v":""},{"$f":"IFERROR(IF(OR(P113=\"\",'Historical scenario - input'!$D95=\"\"),\"\",P113/'Historical scenario - input'!$D95),\"\")","v":""},{"$f":"IFERROR(IF(OR(Q113=\"\",'Historical scenario - input'!$D95=\"\"),\"\",Q113/'Historical scenario - input'!$D95),\"\")","v":""},{"$f":"IFERROR(IF(OR(R113=\"\",'Historical scenario - input'!$D95=\"\"),\"\",R113/'Historical scenario - input'!$D95),\"\")","v":""},{"$f":"IFERROR(IF(OR(S113=\"\",'Historical scenario - input'!$D95=\"\"),\"\",S113/'Historical scenario - input'!$D95),\"\")","v":""},{"$f":"IFERROR(IF(OR(T113=\"\",'Historical scenario - input'!$D95=\"\"),\"\",T113/'Historical scenario - input'!$D95),\"\")","v":""},{"$f":"IFERROR(IF(OR(U113=\"\",'Historical scenario - input'!$D95=\"\"),\"\",U113/'Historical scenario - input'!$D95),\"\")","v":""},{"$f":"IFERROR(IF(OR(V113=\"\",'Historical scenario - input'!$D95=\"\"),\"\",V113/'Historical scenario - input'!$D95),\"\")","v":""},{"$f":"IFERROR(IF(OR(W113=\"\",'Historical scenario - input'!$D95=\"\"),\"\",W113/'Historical scenario - input'!$D95),\"\")","v":""}]
[{"$f":"IFERROR('Historical scenario - input'!A96,\"\")","v":""},{"$f":"IFERROR('Historical scenario - input'!B96,\"\")","v":0},{"$f":"IFERROR('Historical scenario - input'!C96,\"\")","v":0},{"$f":"IFERROR(repcalc('Historical scenario - input'!$CV96:$GH96,'Historical scenario - input'!$G96,'Historical scenario - input'!$E96,'Historical scenario - input'!$F96,20,TRUE,TRUE),\"\")","v":""},"","","","","","","","","","","","","","","","","","","",{"$f":"IFERROR(IF(OR(D114=\"\",'Historical scenario - input'!$D96=\"\"),\"\",D114/'Historical scenario - input'!$D96),\"\")","v":""},{"$f":"IFERROR(IF(OR(E114=\"\",'Historical scenario - input'!$D96=\"\"),\"\",E114/'Historical scenario - input'!$D96),\"\")","v":""},{"$f":"IFERROR(IF(OR(F114=\"\",'Historical scenario - input'!$D96=\"\"),\"\",F114/'Historical scenario - input'!$D96),\"\")","v":""},{"$f":"IFERROR(IF(OR(G114=\"\",'Historical scenario - input'!$D96=\"\"),\"\",G114/'Historical scenario - input'!$D96),\"\")","v":""},{"$f":"IFERROR(IF(OR(H114=\"\",'Historical scenario - input'!$D96=\"\"),\"\",H114/'Historical scenario - input'!$D96),\"\")","v":""},{"$f":"IFERROR(IF(OR(I114=\"\",'Historical scenario - input'!$D96=\"\"),\"\",I114/'Historical scenario - input'!$D96),\"\")","v":""},{"$f":"IFERROR(IF(OR(J114=\"\",'Historical scenario - input'!$D96=\"\"),\"\",J114/'Historical scenario - input'!$D96),\"\")","v":""},{"$f":"IFERROR(IF(OR(K114=\"\",'Historical scenario - input'!$D96=\"\"),\"\",K114/'Historical scenario - input'!$D96),\"\")","v":""},{"$f":"IFERROR(IF(OR(L114=\"\",'Historical scenario - input'!$D96=\"\"),\"\",L114/'Historical scenario - input'!$D96),\"\")","v":""},{"$f":"IFERROR(IF(OR(M114=\"\",'Historical scenario - input'!$D96=\"\"),\"\",M114/'Historical scenario - input'!$D96),\"\")","v":""},{"$f":"IFERROR(IF(OR(N114=\"\",'Historical scenario - input'!$D96=\"\"),\"\",N114/'Historical scenario - input'!$D96),\"\")","v":""},{"$f":"IFERROR(IF(OR(O114=\"\",'Historical scenario - input'!$D96=\"\"),\"\",O114/'Historical scenario - input'!$D96),\"\")","v":""},{"$f":"IFERROR(IF(OR(P114=\"\",'Historical scenario - input'!$D96=\"\"),\"\",P114/'Historical scenario - input'!$D96),\"\")","v":""},{"$f":"IFERROR(IF(OR(Q114=\"\",'Historical scenario - input'!$D96=\"\"),\"\",Q114/'Historical scenario - input'!$D96),\"\")","v":""},{"$f":"IFERROR(IF(OR(R114=\"\",'Historical scenario - input'!$D96=\"\"),\"\",R114/'Historical scenario - input'!$D96),\"\")","v":""},{"$f":"IFERROR(IF(OR(S114=\"\",'Historical scenario - input'!$D96=\"\"),\"\",S114/'Historical scenario - input'!$D96),\"\")","v":""},{"$f":"IFERROR(IF(OR(T114=\"\",'Historical scenario - input'!$D96=\"\"),\"\",T114/'Historical scenario - input'!$D96),\"\")","v":""},{"$f":"IFERROR(IF(OR(U114=\"\",'Historical scenario - input'!$D96=\"\"),\"\",U114/'Historical scenario - input'!$D96),\"\")","v":""},{"$f":"IFERROR(IF(OR(V114=\"\",'Historical scenario - input'!$D96=\"\"),\"\",V114/'Historical scenario - input'!$D96),\"\")","v":""},{"$f":"IFERROR(IF(OR(W114=\"\",'Historical scenario - input'!$D96=\"\"),\"\",W114/'Historical scenario - input'!$D96),\"\")","v":""}]
[{"$f":"IFERROR('Historical scenario - input'!A97,\"\")","v":""},{"$f":"IFERROR('Historical scenario - input'!B97,\"\")","v":0},{"$f":"IFERROR('Historical scenario - input'!C97,\"\")","v":0},{"$f":"IFERROR(repcalc('Historical scenario - input'!$CV97:$GH97,'Historical scenario - input'!$G97,'Historical scenario - input'!$E97,'Historical scenario - input'!$F97,20,TRUE,TRUE),\"\")","v":""},"","","","","","","","","","","","","","","","","","","",{"$f":"IFERROR(IF(OR(D115=\"\",'Historical scenario - input'!$D97=\"\"),\"\",D115/'Historical scenario - input'!$D97),\"\")","v":""},{"$f":"IFERROR(IF(OR(E115=\"\",'Historical scenario - input'!$D97=\"\"),\"\",E115/'Historical scenario - input'!$D97),\"\")","v":""},{"$f":"IFERROR(IF(OR(F115=\"\",'Historical scenario - input'!$D97=\"\"),\"\",F115/'Historical scenario - input'!$D97),\"\")","v":""},{"$f":"IFERROR(IF(OR(G115=\"\",'Historical scenario - input'!$D97=\"\"),\"\",G115/'Historical scenario - input'!$D97),\"\")","v":""},{"$f":"IFERROR(IF(OR(H115=\"\",'Historical scenario - input'!$D97=\"\"),\"\",H115/'Historical scenario - input'!$D97),\"\")","v":""},{"$f":"IFERROR(IF(OR(I115=\"\",'Historical scenario - input'!$D97=\"\"),\"\",I115/'Historical scenario - input'!$D97),\"\")","v":""},{"$f":"IFERROR(IF(OR(J115=\"\",'Historical scenario - input'!$D97=\"\"),\"\",J115/'Historical scenario - input'!$D97),\"\")","v":""},{"$f":"IFERROR(IF(OR(K115=\"\",'Historical scenario - input'!$D97=\"\"),\"\",K115/'Historical scenario - input'!$D97),\"\")","v":""},{"$f":"IFERROR(IF(OR(L115=\"\",'Historical scenario - input'!$D97=\"\"),\"\",L115/'Historical scenario - input'!$D97),\"\")","v":""},{"$f":"IFERROR(IF(OR(M115=\"\",'Historical scenario - input'!$D97=\"\"),\"\",M115/'Historical scenario - input'!$D97),\"\")","v":""},{"$f":"IFERROR(IF(OR(N115=\"\",'Historical scenario - input'!$D97=\"\"),\"\",N115/'Historical scenario - input'!$D97),\"\")","v":""},{"$f":"IFERROR(IF(OR(O115=\"\",'Historical scenario - input'!$D97=\"\"),\"\",O115/'Historical scenario - input'!$D97),\"\")","v":""},{"$f":"IFERROR(IF(OR(P115=\"\",'Historical scenario - input'!$D97=\"\"),\"\",P115/'Historical scenario - input'!$D97),\"\")","v":""},{"$f":"IFERROR(IF(OR(Q115=\"\",'Historical scenario - input'!$D97=\"\"),\"\",Q115/'Historical scenario - input'!$D97),\"\")","v":""},{"$f":"IFERROR(IF(OR(R115=\"\",'Historical scenario - input'!$D97=\"\"),\"\",R115/'Historical scenario - input'!$D97),\"\")","v":""},{"$f":"IFERROR(IF(OR(S115=\"\",'Historical scenario - input'!$D97=\"\"),\"\",S115/'Historical scenario - input'!$D97),\"\")","v":""},{"$f":"IFERROR(IF(OR(T115=\"\",'Historical scenario - input'!$D97=\"\"),\"\",T115/'Historical scenario - input'!$D97),\"\")","v":""},{"$f":"IFERROR(IF(OR(U115=\"\",'Historical scenario - input'!$D97=\"\"),\"\",U115/'Historical scenario - input'!$D97),\"\")","v":""},{"$f":"IFERROR(IF(OR(V115=\"\",'Historical scenario - input'!$D97=\"\"),\"\",V115/'Historical scenario - input'!$D97),\"\")","v":""},{"$f":"IFERROR(IF(OR(W115=\"\",'Historical scenario - input'!$D97=\"\"),\"\",W115/'Historical scenario - input'!$D97),\"\")","v":""}]
[{"$f":"IFERROR('Historical scenario - input'!A98,\"\")","v":""},{"$f":"IFERROR('Historical scenario - input'!B98,\"\")","v":0},{"$f":"IFERROR('Historical scenario - input'!C98,\"\")","v":0},{"$f":"IFERROR(repcalc('Historical scenario - input'!$CV98:$GH98,'Historical scenario - input'!$G98,'Historical scenario - input'!$E98,'Historical scenario - input'!$F98,20,TRUE,TRUE),\"\")","v":""},"","","","","","","","","","","","","","","","","","","",{"$f":"IFERROR(IF(OR(D116=\"\",'Historical scenario - input'!$D98=\"\"),\"\",D116/'Historical scenario - input'!$D98),\"\")","v":""},{"$f":"IFERROR(IF(OR(E116=\"\",'Historical scenario - input'!$D98=\"\"),\"\",E116/'Historical scenario - input'!$D98),\"\")","v":""},{"$f":"IFERROR(IF(OR(F116=\"\",'Historical scenario - input'!$D98=\"\"),\"\",F116/'Historical scenario - input'!$D98),\"\")","v":""},{"$f":"IFERROR(IF(OR(G116=\"\",'Historical scenario - input'!$D98=\"\"),\"\",G116/'Historical scenario - input'!$D98),\"\")","v":""},{"$f":"IFERROR(IF(OR(H116=\"\",'Historical scenario - input'!$D98=\"\"),\"\",H116/'Historical scenario - input'!$D98),\"\")","v":""},{"$f":"IFERROR(IF(OR(I116=\"\",'Historical scenario - input'!$D98=\"\"),\"\",I116/'Historical scenario - input'!$D98),\"\")","v":""},{"$f":"IFERROR(IF(OR(J116=\"\",'Historical scenario - input'!$D98=\"\"),\"\",J116/'Historical scenario - input'!$D98),\"\")","v":""},{"$f":"IFERROR(IF(OR(K116=\"\",'Historical scenario - input'!$D98=\"\"),\"\",K116/'Historical scenario - input'!$D98),\"\")","v":""},{"$f":"IFERROR(IF(OR(L116=\"\",'Historical scenario - input'!$D98=\"\"),\"\",L116/'Historical scenario - input'!$D98),\"\")","v":""},{"$f":"IFERROR(IF(OR(M116=\"\",'Historical scenario - input'!$D98=\"\"),\"\",M116/'Historical scenario - input'!$D98),\"\")","v":""},{"$f":"IFERROR(IF(OR(N116=\"\",'Historical scenario - input'!$D98=\"\"),\"\",N116/'Historical scenario - input'!$D98),\"\")","v":""},{"$f":"IFERROR(IF(OR(O116=\"\",'Historical scenario - input'!$D98=\"\"),\"\",O116/'Historical scenario - input'!$D98),\"\")","v":""},{"$f":"IFERROR(IF(OR(P116=\"\",'Historical scenario - input'!$D98=\"\"),\"\",P116/'Historical scenario - input'!$D98),\"\")","v":""},{"$f":"IFERROR(IF(OR(Q116=\"\",'Historical scenario - input'!$D98=\"\"),\"\",Q116/'Historical scenario - input'!$D98),\"\")","v":""},{"$f":"IFERROR(IF(OR(R116=\"\",'Historical scenario - input'!$D98=\"\"),\"\",R116/'Historical scenario - input'!$D98),\"\")","v":""},{"$f":"IFERROR(IF(OR(S116=\"\",'Historical scenario - input'!$D98=\"\"),\"\",S116/'Historical scenario - input'!$D98),\"\")","v":""},{"$f":"IFERROR(IF(OR(T116=\"\",'Historical scenario - input'!$D98=\"\"),\"\",T116/'Historical scenario - input'!$D98),\"\")","v":""},{"$f":"IFERROR(IF(OR(U116=\"\",'Historical scenario - input'!$D98=\"\"),\"\",U116/'Historical scenario - input'!$D98),\"\")","v":""},{"$f":"IFERROR(IF(OR(V116=\"\",'Historical scenario - input'!$D98=\"\"),\"\",V116/'Historical scenario - input'!$D98),\"\")","v":""},{"$f":"IFERROR(IF(OR(W116=\"\",'Historical scenario - input'!$D98=\"\"),\"\",W116/'Historical scenario - input'!$D98),\"\")","v":""}]
[{"$f":"IFERROR('Historical scenario - input'!A99,\"\")","v":""},{"$f":"IFERROR('Historical scenario - input'!B99,\"\")","v":0},{"$f":"IFERROR('Historical scenario - input'!C99,\"\")","v":0},{"$f":"IFERROR(repcalc('Historical scenario - input'!$CV99:$GH99,'Historical scenario - input'!$G99,'Historical scenario - input'!$E99,'Historical scenario - input'!$F99,20,TRUE,TRUE),\"\")","v":""},"","","","","","","","","","","","","","","","","","","",{"$f":"IFERROR(IF(OR(D117=\"\",'Historical scenario - input'!$D99=\"\"),\"\",D117/'Historical scenario - input'!$D99),\"\")","v":""},{"$f":"IFERROR(IF(OR(E117=\"\",'Historical scenario - input'!$D99=\"\"),\"\",E117/'Historical scenario - input'!$D99),\"\")","v":""},{"$f":"IFERROR(IF(OR(F117=\"\",'Historical scenario - input'!$D99=\"\"),\"\",F117/'Historical scenario - input'!$D99),\"\")","v":""},{"$f":"IFERROR(IF(OR(G117=\"\",'Historical scenario - input'!$D99=\"\"),\"\",G117/'Historical scenario - input'!$D99),\"\")","v":""},{"$f":"IFERROR(IF(OR(H117=\"\",'Historical scenario - input'!$D99=\"\"),\"\",H117/'Historical scenario - input'!$D99),\"\")","v":""},{"$f":"IFERROR(IF(OR(I117=\"\",'Historical scenario - input'!$D99=\"\"),\"\",I117/'Historical scenario - input'!$D99),\"\")","v":""},{"$f":"IFERROR(IF(OR(J117=\"\",'Historical scenario - input'!$D99=\"\"),\"\",J117/'Historical scenario - input'!$D99),\"\")","v":""},{"$f":"IFERROR(IF(OR(K117=\"\",'Historical scenario - input'!$D99=\"\"),\"\",K117/'Historical scenario - input'!$D99),\"\")","v":""},{"$f":"IFERROR(IF(OR(L117=\"\",'Historical scenario - input'!$D99=\"\"),\"\",L117/'Historical scenario - input'!$D99),\"\")","v":""},{"$f":"IFERROR(IF(OR(M117=\"\",'Historical scenario - input'!$D99=\"\"),\"\",M117/'Historical scenario - input'!$D99),\"\")","v":""},{"$f":"IFERROR(IF(OR(N117=\"\",'Historical scenario - input'!$D99=\"\"),\"\",N117/'Historical scenario - input'!$D99),\"\")","v":""},{"$f":"IFERROR(IF(OR(O117=\"\",'Historical scenario - input'!$D99=\"\"),\"\",O117/'Historical scenario - input'!$D99),\"\")","v":""},{"$f":"IFERROR(IF(OR(P117=\"\",'Historical scenario - input'!$D99=\"\"),\"\",P117/'Historical scenario - input'!$D99),\"\")","v":""},{"$f":"IFERROR(IF(OR(Q117=\"\",'Historical scenario - input'!$D99=\"\"),\"\",Q117/'Historical scenario - input'!$D99),\"\")","v":""},{"$f":"IFERROR(IF(OR(R117=\"\",'Historical scenario - input'!$D99=\"\"),\"\",R117/'Historical scenario - input'!$D99),\"\")","v":""},{"$f":"IFERROR(IF(OR(S117=\"\",'Historical scenario - input'!$D99=\"\"),\"\",S117/'Historical scenario - input'!$D99),\"\")","v":""},{"$f":"IFERROR(IF(OR(T117=\"\",'Historical scenario - input'!$D99=\"\"),\"\",T117/'Historical scenario - input'!$D99),\"\")","v":""},{"$f":"IFERROR(IF(OR(U117=\"\",'Historical scenario - input'!$D99=\"\"),\"\",U117/'Historical scenario - input'!$D99),\"\")","v":""},{"$f":"IFERROR(IF(OR(V117=\"\",'Historical scenario - input'!$D99=\"\"),\"\",V117/'Historical scenario - input'!$D99),\"\")","v":""},{"$f":"IFERROR(IF(OR(W117=\"\",'Historical scenario - input'!$D99=\"\"),\"\",W117/'Historical scenario - input'!$D99),\"\")","v":""}]
[{"$f":"IFERROR('Historical scenario - input'!A100,\"\")","v":""},{"$f":"IFERROR('Historical scenario - input'!B100,\"\")","v":0},{"$f":"IFERROR('Historical scenario - input'!C100,\"\")","v":0},{"$f":"IFERROR(repcalc('Historical scenario - input'!$CV100:$GH100,'Historical scenario - input'!$G100,'Historical scenario - input'!$E100,'Historical scenario - input'!$F100,20,TRUE,TRUE),\"\")","v":""},"","","","","","","","","","","","","","","","","","","",{"$f":"IFERROR(IF(OR(D118=\"\",'Historical scenario - input'!$D100=\"\"),\"\",D118/'Historical scenario - input'!$D100),\"\")","v":""},{"$f":"IFERROR(IF(OR(E118=\"\",'Historical scenario - input'!$D100=\"\"),\"\",E118/'Historical scenario - input'!$D100),\"\")","v":""},{"$f":"IFERROR(IF(OR(F118=\"\",'Historical scenario - input'!$D100=\"\"),\"\",F118/'Historical scenario - input'!$D100),\"\")","v":""},{"$f":"IFERROR(IF(OR(G118=\"\",'Historical scenario - input'!$D100=\"\"),\"\",G118/'Historical scenario - input'!$D100),\"\")","v":""},{"$f":"IFERROR(IF(OR(H118=\"\",'Historical scenario - input'!$D100=\"\"),\"\",H118/'Historical scenario - input'!$D100),\"\")","v":""},{"$f":"IFERROR(IF(OR(I118=\"\",'Historical scenario - input'!$D100=\"\"),\"\",I118/'Historical scenario - input'!$D100),\"\")","v":""},{"$f":"IFERROR(IF(OR(J118=\"\",'Historical scenario - input'!$D100=\"\"),\"\",J118/'Historical scenario - input'!$D100),\"\")","v":""},{"$f":"IFERROR(IF(OR(K118=\"\",'Historical scenario - input'!$D100=\"\"),\"\",K118/'Historical scenario - input'!$D100),\"\")","v":""},{"$f":"IFERROR(IF(OR(L118=\"\",'Historical scenario - input'!$D100=\"\"),\"\",L118/'Historical scenario - input'!$D100),\"\")","v":""},{"$f":"IFERROR(IF(OR(M118=\"\",'Historical scenario - input'!$D100=\"\"),\"\",M118/'Historical scenario - input'!$D100),\"\")","v":""},{"$f":"IFERROR(IF(OR(N118=\"\",'Historical scenario - input'!$D100=\"\"),\"\",N118/'Historical scenario - input'!$D100),\"\")","v":""},{"$f":"IFERROR(IF(OR(O118=\"\",'Historical scenario - input'!$D100=\"\"),\"\",O118/'Historical scenario - input'!$D100),\"\")","v":""},{"$f":"IFERROR(IF(OR(P118=\"\",'Historical scenario - input'!$D100=\"\"),\"\",P118/'Historical scenario - input'!$D100),\"\")","v":""},{"$f":"IFERROR(IF(OR(Q118=\"\",'Historical scenario - input'!$D100=\"\"),\"\",Q118/'Historical scenario - input'!$D100),\"\")","v":""},{"$f":"IFERROR(IF(OR(R118=\"\",'Historical scenario - input'!$D100=\"\"),\"\",R118/'Historical scenario - input'!$D100),\"\")","v":""},{"$f":"IFERROR(IF(OR(S118=\"\",'Historical scenario - input'!$D100=\"\"),\"\",S118/'Historical scenario - input'!$D100),\"\")","v":""},{"$f":"IFERROR(IF(OR(T118=\"\",'Historical scenario - input'!$D100=\"\"),\"\",T118/'Historical scenario - input'!$D100),\"\")","v":""},{"$f":"IFERROR(IF(OR(U118=\"\",'Historical scenario - input'!$D100=\"\"),\"\",U118/'Historical scenario - input'!$D100),\"\")","v":""},{"$f":"IFERROR(IF(OR(V118=\"\",'Historical scenario - input'!$D100=\"\"),\"\",V118/'Historical scenario - input'!$D100),\"\")","v":""},{"$f":"IFERROR(IF(OR(W118=\"\",'Historical scenario - input'!$D100=\"\"),\"\",W118/'Historical scenario - input'!$D100),\"\")","v":""}]
[{"$f":"IFERROR('Historical scenario - input'!A101,\"\")","v":""},{"$f":"IFERROR('Historical scenario - input'!B101,\"\")","v":0},{"$f":"IFERROR('Historical scenario - input'!C101,\"\")","v":0},{"$f":"IFERROR(repcalc('Historical scenario - input'!$CV101:$GH101,'Historical scenario - input'!$G101,'Historical scenario - input'!$E101,'Historical scenario - input'!$F101,20,TRUE,TRUE),\"\")","v":""},"","","","","","","","","","","","","","","","","","","",{"$f":"IFERROR(IF(OR(D119=\"\",'Historical scenario - input'!$D101=\"\"),\"\",D119/'Historical scenario - input'!$D101),\"\")","v":""},{"$f":"IFERROR(IF(OR(E119=\"\",'Historical scenario - input'!$D101=\"\"),\"\",E119/'Historical scenario - input'!$D101),\"\")","v":""},{"$f":"IFERROR(IF(OR(F119=\"\",'Historical scenario - input'!$D101=\"\"),\"\",F119/'Historical scenario - input'!$D101),\"\")","v":""},{"$f":"IFERROR(IF(OR(G119=\"\",'Historical scenario - input'!$D101=\"\"),\"\",G119/'Historical scenario - input'!$D101),\"\")","v":""},{"$f":"IFERROR(IF(OR(H119=\"\",'Historical scenario - input'!$D101=\"\"),\"\",H119/'Historical scenario - input'!$D101),\"\")","v":""},{"$f":"IFERROR(IF(OR(I119=\"\",'Historical scenario - input'!$D101=\"\"),\"\",I119/'Historical scenario - input'!$D101),\"\")","v":""},{"$f":"IFERROR(IF(OR(J119=\"\",'Historical scenario - input'!$D101=\"\"),\"\",J119/'Historical scenario - input'!$D101),\"\")","v":""},{"$f":"IFERROR(IF(OR(K119=\"\",'Historical scenario - input'!$D101=\"\"),\"\",K119/'Historical scenario - input'!$D101),\"\")","v":""},{"$f":"IFERROR(IF(OR(L119=\"\",'Historical scenario - input'!$D101=\"\"),\"\",L119/'Historical scenario - input'!$D101),\"\")","v":""},{"$f":"IFERROR(IF(OR(M119=\"\",'Historical scenario - input'!$D101=\"\"),\"\",M119/'Historical scenario - input'!$D101),\"\")","v":""},{"$f":"IFERROR(IF(OR(N119=\"\",'Historical scenario - input'!$D101=\"\"),\"\",N119/'Historical scenario - input'!$D101),\"\")","v":""},{"$f":"IFERROR(IF(OR(O119=\"\",'Historical scenario - input'!$D101=\"\"),\"\",O119/'Historical scenario - input'!$D101),\"\")","v":""},{"$f":"IFERROR(IF(OR(P119=\"\",'Historical scenario - input'!$D101=\"\"),\"\",P119/'Historical scenario - input'!$D101),\"\")","v":""},{"$f":"IFERROR(IF(OR(Q119=\"\",'Historical scenario - input'!$D101=\"\"),\"\",Q119/'Historical scenario - input'!$D101),\"\")","v":""},{"$f":"IFERROR(IF(OR(R119=\"\",'Historical scenario - input'!$D101=\"\"),\"\",R119/'Historical scenario - input'!$D101),\"\")","v":""},{"$f":"IFERROR(IF(OR(S119=\"\",'Historical scenario - input'!$D101=\"\"),\"\",S119/'Historical scenario - input'!$D101),\"\")","v":""},{"$f":"IFERROR(IF(OR(T119=\"\",'Historical scenario - input'!$D101=\"\"),\"\",T119/'Historical scenario - input'!$D101),\"\")","v":""},{"$f":"IFERROR(IF(OR(U119=\"\",'Historical scenario - input'!$D101=\"\"),\"\",U119/'Historical scenario - input'!$D101),\"\")","v":""},{"$f":"IFERROR(IF(OR(V119=\"\",'Historical scenario - input'!$D101=\"\"),\"\",V119/'Historical scenario - input'!$D101),\"\")","v":""},{"$f":"IFERROR(IF(OR(W119=\"\",'Historical scenario - input'!$D101=\"\"),\"\",W119/'Historical scenario - input'!$D101),\"\")","v":""}]
[{"$f":"IFERROR('Historical scenario - input'!A102,\"\")","v":""},{"$f":"IFERROR('Historical scenario - input'!B102,\"\")","v":0},{"$f":"IFERROR('Historical scenario - input'!C102,\"\")","v":0},{"$f":"IFERROR(repcalc('Historical scenario - input'!$CV102:$GH102,'Historical scenario - input'!$G102,'Historical scenario - input'!$E102,'Historical scenario - input'!$F102,20,TRUE,TRUE),\"\")","v":""},"","","","","","","","","","","","","","","","","","","",{"$f":"IFERROR(IF(OR(D120=\"\",'Historical scenario - input'!$D102=\"\"),\"\",D120/'Historical scenario - input'!$D102),\"\")","v":""},{"$f":"IFERROR(IF(OR(E120=\"\",'Historical scenario - input'!$D102=\"\"),\"\",E120/'Historical scenario - input'!$D102),\"\")","v":""},{"$f":"IFERROR(IF(OR(F120=\"\",'Historical scenario - input'!$D102=\"\"),\"\",F120/'Historical scenario - input'!$D102),\"\")","v":""},{"$f":"IFERROR(IF(OR(G120=\"\",'Historical scenario - input'!$D102=\"\"),\"\",G120/'Historical scenario - input'!$D102),\"\")","v":""},{"$f":"IFERROR(IF(OR(H120=\"\",'Historical scenario - input'!$D102=\"\"),\"\",H120/'Historical scenario - input'!$D102),\"\")","v":""},{"$f":"IFERROR(IF(OR(I120=\"\",'Historical scenario - input'!$D102=\"\"),\"\",I120/'Historical scenario - input'!$D102),\"\")","v":""},{"$f":"IFERROR(IF(OR(J120=\"\",'Historical scenario - input'!$D102=\"\"),\"\",J120/'Historical scenario - input'!$D102),\"\")","v":""},{"$f":"IFERROR(IF(OR(K120=\"\",'Historical scenario - input'!$D102=\"\"),\"\",K120/'Historical scenario - input'!$D102),\"\")","v":""},{"$f":"IFERROR(IF(OR(L120=\"\",'Historical scenario - input'!$D102=\"\"),\"\",L120/'Historical scenario - input'!$D102),\"\")","v":""},{"$f":"IFERROR(IF(OR(M120=\"\",'Historical scenario - input'!$D102=\"\"),\"\",M120/'Historical scenario - input'!$D102),\"\")","v":""},{"$f":"IFERROR(IF(OR(N120=\"\",'Historical scenario - input'!$D102=\"\"),\"\",N120/'Historical scenario - input'!$D102),\"\")","v":""},{"$f":"IFERROR(IF(OR(O120=\"\",'Historical scenario - input'!$D102=\"\"),\"\",O120/'Historical scenario - input'!$D102),\"\")","v":""},{"$f":"IFERROR(IF(OR(P120=\"\",'Historical scenario - input'!$D102=\"\"),\"\",P120/'Historical scenario - input'!$D102),\"\")","v":""},{"$f":"IFERROR(IF(OR(Q120=\"\",'Historical scenario - input'!$D102=\"\"),\"\",Q120/'Historical scenario - input'!$D102),\"\")","v":""},{"$f":"IFERROR(IF(OR(R120=\"\",'Historical scenario - input'!$D102=\"\"),\"\",R120/'Historical scenario - input'!$D102),\"\")","v":""},{"$f":"IFERROR(IF(OR(S120=\"\",'Historical scenario - input'!$D102=\"\"),\"\",S120/'Historical scenario - input'!$D102),\"\")","v":""},{"$f":"IFERROR(IF(OR(T120=\"\",'Historical scenario - input'!$D102=\"\"),\"\",T120/'Historical scenario - input'!$D102),\"\")","v":""},{"$f":"IFERROR(IF(OR(U120=\"\",'Historical scenario - input'!$D102=\"\"),\"\",U120/'Historical scenario - input'!$D102),\"\")","v":""},{"$f":"IFERROR(IF(OR(V120=\"\",'Historical scenario - input'!$D102=\"\"),\"\",V120/'Historical scenario - input'!$D102),\"\")","v":""},{"$f":"IFERROR(IF(OR(W120=\"\",'Historical scenario - input'!$D102=\"\"),\"\",W120/'Historical scenario - input'!$D102),\"\")","v":""}]
[{"$f":"IFERROR('Historical scenario - input'!A103,\"\")","v":""},{"$f":"IFERROR('Historical scenario - input'!B103,\"\")","v":0},{"$f":"IFERROR('Historical scenario - input'!C103,\"\")","v":0},{"$f":"IFERROR(repcalc('Historical scenario - input'!$CV103:$GH103,'Historical scenario - input'!$G103,'Historical scenario - input'!$E103,'Historical scenario - input'!$F103,20,TRUE,TRUE),\"\")","v":""},"","","","","","","","","","","","","","","","","","","",{"$f":"IFERROR(IF(OR(D121=\"\",'Historical scenario - input'!$D103=\"\"),\"\",D121/'Historical scenario - input'!$D103),\"\")","v":""},{"$f":"IFERROR(IF(OR(E121=\"\",'Historical scenario - input'!$D103=\"\"),\"\",E121/'Historical scenario - input'!$D103),\"\")","v":""},{"$f":"IFERROR(IF(OR(F121=\"\",'Historical scenario - input'!$D103=\"\"),\"\",F121/'Historical scenario - input'!$D103),\"\")","v":""},{"$f":"IFERROR(IF(OR(G121=\"\",'Historical scenario - input'!$D103=\"\"),\"\",G121/'Historical scenario - input'!$D103),\"\")","v":""},{"$f":"IFERROR(IF(OR(H121=\"\",'Historical scenario - input'!$D103=\"\"),\"\",H121/'Historical scenario - input'!$D103),\"\")","v":""},{"$f":"IFERROR(IF(OR(I121=\"\",'Historical scenario - input'!$D103=\"\"),\"\",I121/'Historical scenario - input'!$D103),\"\")","v":""},{"$f":"IFERROR(IF(OR(J121=\"\",'Historical scenario - input'!$D103=\"\"),\"\",J121/'Historical scenario - input'!$D103),\"\")","v":""},{"$f":"IFERROR(IF(OR(K121=\"\",'Historical scenario - input'!$D103=\"\"),\"\",K121/'Historical scenario - input'!$D103),\"\")","v":""},{"$f":"IFERROR(IF(OR(L121=\"\",'Historical scenario - input'!$D103=\"\"),\"\",L121/'Historical scenario - input'!$D103),\"\")","v":""},{"$f":"IFERROR(IF(OR(M121=\"\",'Historical scenario - input'!$D103=\"\"),\"\",M121/'Historical scenario - input'!$D103),\"\")","v":""},{"$f":"IFERROR(IF(OR(N121=\"\",'Historical scenario - input'!$D103=\"\"),\"\",N121/'Historical scenario - input'!$D103),\"\")","v":""},{"$f":"IFERROR(IF(OR(O121=\"\",'Historical scenario - input'!$D103=\"\"),\"\",O121/'Historical scenario - input'!$D103),\"\")","v":""},{"$f":"IFERROR(IF(OR(P121=\"\",'Historical scenario - input'!$D103=\"\"),\"\",P121/'Historical scenario - input'!$D103),\"\")","v":""},{"$f":"IFERROR(IF(OR(Q121=\"\",'Historical scenario - input'!$D103=\"\"),\"\",Q121/'Historical scenario - input'!$D103),\"\")","v":""},{"$f":"IFERROR(IF(OR(R121=\"\",'Historical scenario - input'!$D103=\"\"),\"\",R121/'Historical scenario - input'!$D103),\"\")","v":""},{"$f":"IFERROR(IF(OR(S121=\"\",'Historical scenario - input'!$D103=\"\"),\"\",S121/'Historical scenario - input'!$D103),\"\")","v":""},{"$f":"IFERROR(IF(OR(T121=\"\",'Historical scenario - input'!$D103=\"\"),\"\",T121/'Historical scenario - input'!$D103),\"\")","v":""},{"$f":"IFERROR(IF(OR(U121=\"\",'Historical scenario - input'!$D103=\"\"),\"\",U121/'Historical scenario - input'!$D103),\"\")","v":""},{"$f":"IFERROR(IF(OR(V121=\"\",'Historical scenario - input'!$D103=\"\"),\"\",V121/'Historical scenario - input'!$D103),\"\")","v":""},{"$f":"IFERROR(IF(OR(W121=\"\",'Historical scenario - input'!$D103=\"\"),\"\",W121/'Historical scenario - input'!$D103),\"\")","v":""}]
[{"$f":"IFERROR('Historical scenario - input'!A104,\"\")","v":""},{"$f":"IFERROR('Historical scenario - input'!B104,\"\")","v":0},{"$f":"IFERROR('Historical scenario - input'!C104,\"\")","v":0},{"$f":"IFERROR(repcalc('Historical scenario - input'!$CV104:$GH104,'Historical scenario - input'!$G104,'Historical scenario - input'!$E104,'Historical scenario - input'!$F104,20,TRUE,TRUE),\"\")","v":""},"","","","","","","","","","","","","","","","","","","",{"$f":"IFERROR(IF(OR(D122=\"\",'Historical scenario - input'!$D104=\"\"),\"\",D122/'Historical scenario - input'!$D104),\"\")","v":""},{"$f":"IFERROR(IF(OR(E122=\"\",'Historical scenario - input'!$D104=\"\"),\"\",E122/'Historical scenario - input'!$D104),\"\")","v":""},{"$f":"IFERROR(IF(OR(F122=\"\",'Historical scenario - input'!$D104=\"\"),\"\",F122/'Historical scenario - input'!$D104),\"\")","v":""},{"$f":"IFERROR(IF(OR(G122=\"\",'Historical scenario - input'!$D104=\"\"),\"\",G122/'Historical scenario - input'!$D104),\"\")","v":""},{"$f":"IFERROR(IF(OR(H122=\"\",'Historical scenario - input'!$D104=\"\"),\"\",H122/'Historical scenario - input'!$D104),\"\")","v":""},{"$f":"IFERROR(IF(OR(I122=\"\",'Historical scenario - input'!$D104=\"\"),\"\",I122/'Historical scenario - input'!$D104),\"\")","v":""},{"$f":"IFERROR(IF(OR(J122=\"\",'Historical scenario - input'!$D104=\"\"),\"\",J122/'Historical scenario - input'!$D104),\"\")","v":""},{"$f":"IFERROR(IF(OR(K122=\"\",'Historical scenario - input'!$D104=\"\"),\"\",K122/'Historical scenario - input'!$D104),\"\")","v":""},{"$f":"IFERROR(IF(OR(L122=\"\",'Historical scenario - input'!$D104=\"\"),\"\",L122/'Historical scenario - input'!$D104),\"\")","v":""},{"$f":"IFERROR(IF(OR(M122=\"\",'Historical scenario - input'!$D104=\"\"),\"\",M122/'Historical scenario - input'!$D104),\"\")","v":""},{"$f":"IFERROR(IF(OR(N122=\"\",'Historical scenario - input'!$D104=\"\"),\"\",N122/'Historical scenario - input'!$D104),\"\")","v":""},{"$f":"IFERROR(IF(OR(O122=\"\",'Historical scenario - input'!$D104=\"\"),\"\",O122/'Historical scenario - input'!$D104),\"\")","v":""},{"$f":"IFERROR(IF(OR(P122=\"\",'Historical scenario - input'!$D104=\"\"),\"\",P122/'Historical scenario - input'!$D104),\"\")","v":""},{"$f":"IFERROR(IF(OR(Q122=\"\",'Historical scenario - input'!$D104=\"\"),\"\",Q122/'Historical scenario - input'!$D104),\"\")","v":""},{"$f":"IFERROR(IF(OR(R122=\"\",'Historical scenario - input'!$D104=\"\"),\"\",R122/'Historical scenario - input'!$D104),\"\")","v":""},{"$f":"IFERROR(IF(OR(S122=\"\",'Historical scenario - input'!$D104=\"\"),\"\",S122/'Historical scenario - input'!$D104),\"\")","v":""},{"$f":"IFERROR(IF(OR(T122=\"\",'Historical scenario - input'!$D104=\"\"),\"\",T122/'Historical scenario - input'!$D104),\"\")","v":""},{"$f":"IFERROR(IF(OR(U122=\"\",'Historical scenario - input'!$D104=\"\"),\"\",U122/'Historical scenario - input'!$D104),\"\")","v":""},{"$f":"IFERROR(IF(OR(V122=\"\",'Historical scenario - input'!$D104=\"\"),\"\",V122/'Historical scenario - input'!$D104),\"\")","v":""},{"$f":"IFERROR(IF(OR(W122=\"\",'Historical scenario - input'!$D104=\"\"),\"\",W122/'Historical scenario - input'!$D104),\"\")","v":""}]
[{"$f":"IFERROR('Historical scenario - input'!A105,\"\")","v":""},{"$f":"IFERROR('Historical scenario - input'!B105,\"\")","v":0},{"$f":"IFERROR('Historical scenario - input'!C105,\"\")","v":0},{"$f":"IFERROR(repcalc('Historical scenario - input'!$CV105:$GH105,'Historical scenario - input'!$G105,'Historical scenario - input'!$E105,'Historical scenario - input'!$F105,20,TRUE,TRUE),\"\")","v":""},"","","","","","","","","","","","","","","","","","","",{"$f":"IFERROR(IF(OR(D123=\"\",'Historical scenario - input'!$D105=\"\"),\"\",D123/'Historical scenario - input'!$D105),\"\")","v":""},{"$f":"IFERROR(IF(OR(E123=\"\",'Historical scenario - input'!$D105=\"\"),\"\",E123/'Historical scenario - input'!$D105),\"\")","v":""},{"$f":"IFERROR(IF(OR(F123=\"\",'Historical scenario - input'!$D105=\"\"),\"\",F123/'Historical scenario - input'!$D105),\"\")","v":""},{"$f":"IFERROR(IF(OR(G123=\"\",'Historical scenario - input'!$D105=\"\"),\"\",G123/'Historical scenario - input'!$D105),\"\")","v":""},{"$f":"IFERROR(IF(OR(H123=\"\",'Historical scenario - input'!$D105=\"\"),\"\",H123/'Historical scenario - input'!$D105),\"\")","v":""},{"$f":"IFERROR(IF(OR(I123=\"\",'Historical scenario - input'!$D105=\"\"),\"\",I123/'Historical scenario - input'!$D105),\"\")","v":""},{"$f":"IFERROR(IF(OR(J123=\"\",'Historical scenario - input'!$D105=\"\"),\"\",J123/'Historical scenario - input'!$D105),\"\")","v":""},{"$f":"IFERROR(IF(OR(K123=\"\",'Historical scenario - input'!$D105=\"\"),\"\",K123/'Historical scenario - input'!$D105),\"\")","v":""},{"$f":"IFERROR(IF(OR(L123=\"\",'Historical scenario - input'!$D105=\"\"),\"\",L123/'Historical scenario - input'!$D105),\"\")","v":""},{"$f":"IFERROR(IF(OR(M123=\"\",'Historical scenario - input'!$D105=\"\"),\"\",M123/'Historical scenario - input'!$D105),\"\")","v":""},{"$f":"IFERROR(IF(OR(N123=\"\",'Historical scenario - input'!$D105=\"\"),\"\",N123/'Historical scenario - input'!$D105),\"\")","v":""},{"$f":"IFERROR(IF(OR(O123=\"\",'Historical scenario - input'!$D105=\"\"),\"\",O123/'Historical scenario - input'!$D105),\"\")","v":""},{"$f":"IFERROR(IF(OR(P123=\"\",'Historical scenario - input'!$D105=\"\"),\"\",P123/'Historical scenario - input'!$D105),\"\")","v":""},{"$f":"IFERROR(IF(OR(Q123=\"\",'Historical scenario - input'!$D105=\"\"),\"\",Q123/'Historical scenario - input'!$D105),\"\")","v":""},{"$f":"IFERROR(IF(OR(R123=\"\",'Historical scenario - input'!$D105=\"\"),\"\",R123/'Historical scenario - input'!$D105),\"\")","v":""},{"$f":"IFERROR(IF(OR(S123=\"\",'Historical scenario - input'!$D105=\"\"),\"\",S123/'Historical scenario - input'!$D105),\"\")","v":""},{"$f":"IFERROR(IF(OR(T123=\"\",'Historical scenario - input'!$D105=\"\"),\"\",T123/'Historical scenario - input'!$D105),\"\")","v":""},{"$f":"IFERROR(IF(OR(U123=\"\",'Historical scenario - input'!$D105=\"\"),\"\",U123/'Historical scenario - input'!$D105),\"\")","v":""},{"$f":"IFERROR(IF(OR(V123=\"\",'Historical scenario - input'!$D105=\"\"),\"\",V123/'Historical scenario - input'!$D105),\"\")","v":""},{"$f":"IFERROR(IF(OR(W123=\"\",'Historical scenario - input'!$D105=\"\"),\"\",W123/'Historical scenario - input'!$D105),\"\")","v":""}]
[{"$f":"IFERROR('Historical scenario - input'!A106,\"\")","v":""},{"$f":"IFERROR('Historical scenario - input'!B106,\"\")","v":0},{"$f":"IFERROR('Historical scenario - input'!C106,\"\")","v":0},{"$f":"IFERROR(repcalc('Historical scenario - input'!$CV106:$GH106,'Historical scenario - input'!$G106,'Historical scenario - input'!$E106,'Historical scenario - input'!$F106,20,TRUE,TRUE),\"\")","v":""},"","","","","","","","","","","","","","","","","","","",{"$f":"IFERROR(IF(OR(D124=\"\",'Historical scenario - input'!$D106=\"\"),\"\",D124/'Historical scenario - input'!$D106),\"\")","v":""},{"$f":"IFERROR(IF(OR(E124=\"\",'Historical scenario - input'!$D106=\"\"),\"\",E124/'Historical scenario - input'!$D106),\"\")","v":""},{"$f":"IFERROR(IF(OR(F124=\"\",'Historical scenario - input'!$D106=\"\"),\"\",F124/'Historical scenario - input'!$D106),\"\")","v":""},{"$f":"IFERROR(IF(OR(G124=\"\",'Historical scenario - input'!$D106=\"\"),\"\",G124/'Historical scenario - input'!$D106),\"\")","v":""},{"$f":"IFERROR(IF(OR(H124=\"\",'Historical scenario - input'!$D106=\"\"),\"\",H124/'Historical scenario - input'!$D106),\"\")","v":""},{"$f":"IFERROR(IF(OR(I124=\"\",'Historical scenario - input'!$D106=\"\"),\"\",I124/'Historical scenario - input'!$D106),\"\")","v":""},{"$f":"IFERROR(IF(OR(J124=\"\",'Historical scenario - input'!$D106=\"\"),\"\",J124/'Historical scenario - input'!$D106),\"\")","v":""},{"$f":"IFERROR(IF(OR(K124=\"\",'Historical scenario - input'!$D106=\"\"),\"\",K124/'Historical scenario - input'!$D106),\"\")","v":""},{"$f":"IFERROR(IF(OR(L124=\"\",'Historical scenario - input'!$D106=\"\"),\"\",L124/'Historical scenario - input'!$D106),\"\")","v":""},{"$f":"IFERROR(IF(OR(M124=\"\",'Historical scenario - input'!$D106=\"\"),\"\",M124/'Historical scenario - input'!$D106),\"\")","v":""},{"$f":"IFERROR(IF(OR(N124=\"\",'Historical scenario - input'!$D106=\"\"),\"\",N124/'Historical scenario - input'!$D106),\"\")","v":""},{"$f":"IFERROR(IF(OR(O124=\"\",'Historical scenario - input'!$D106=\"\"),\"\",O124/'Historical scenario - input'!$D106),\"\")","v":""},{"$f":"IFERROR(IF(OR(P124=\"\",'Historical scenario - input'!$D106=\"\"),\"\",P124/'Historical scenario - input'!$D106),\"\")","v":""},{"$f":"IFERROR(IF(OR(Q124=\"\",'Historical scenario - input'!$D106=\"\"),\"\",Q124/'Historical scenario - input'!$D106),\"\")","v":""},{"$f":"IFERROR(IF(OR(R124=\"\",'Historical scenario - input'!$D106=\"\"),\"\",R124/'Historical scenario - input'!$D106),\"\")","v":""},{"$f":"IFERROR(IF(OR(S124=\"\",'Historical scenario - input'!$D106=\"\"),\"\",S124/'Historical scenario - input'!$D106),\"\")","v":""},{"$f":"IFERROR(IF(OR(T124=\"\",'Historical scenario - input'!$D106=\"\"),\"\",T124/'Historical scenario - input'!$D106),\"\")","v":""},{"$f":"IFERROR(IF(OR(U124=\"\",'Historical scenario - input'!$D106=\"\"),\"\",U124/'Historical scenario - input'!$D106),\"\")","v":""},{"$f":"IFERROR(IF(OR(V124=\"\",'Historical scenario - input'!$D106=\"\"),\"\",V124/'Historical scenario - input'!$D106),\"\")","v":""},{"$f":"IFERROR(IF(OR(W124=\"\",'Historical scenario - input'!$D106=\"\"),\"\",W124/'Historical scenario - input'!$D106),\"\")","v":""}]
[{"$f":"IFERROR('Historical scenario - input'!A107,\"\")","v":""},{"$f":"IFERROR('Historical scenario - input'!B107,\"\")","v":0},{"$f":"IFERROR('Historical scenario - input'!C107,\"\")","v":0},{"$f":"IFERROR(repcalc('Historical scenario - input'!$CV107:$GH107,'Historical scenario - input'!$G107,'Historical scenario - input'!$E107,'Historical scenario - input'!$F107,20,TRUE,TRUE),\"\")","v":""},"","","","","","","","","","","","","","","","","","","",{"$f":"IFERROR(IF(OR(D125=\"\",'Historical scenario - input'!$D107=\"\"),\"\",D125/'Historical scenario - input'!$D107),\"\")","v":""},{"$f":"IFERROR(IF(OR(E125=\"\",'Historical scenario - input'!$D107=\"\"),\"\",E125/'Historical scenario - input'!$D107),\"\")","v":""},{"$f":"IFERROR(IF(OR(F125=\"\",'Historical scenario - input'!$D107=\"\"),\"\",F125/'Historical scenario - input'!$D107),\"\")","v":""},{"$f":"IFERROR(IF(OR(G125=\"\",'Historical scenario - input'!$D107=\"\"),\"\",G125/'Historical scenario - input'!$D107),\"\")","v":""},{"$f":"IFERROR(IF(OR(H125=\"\",'Historical scenario - input'!$D107=\"\"),\"\",H125/'Historical scenario - input'!$D107),\"\")","v":""},{"$f":"IFERROR(IF(OR(I125=\"\",'Historical scenario - input'!$D107=\"\"),\"\",I125/'Historical scenario - input'!$D107),\"\")","v":""},{"$f":"IFERROR(IF(OR(J125=\"\",'Historical scenario - input'!$D107=\"\"),\"\",J125/'Historical scenario - input'!$D107),\"\")","v":""},{"$f":"IFERROR(IF(OR(K125=\"\",'Historical scenario - input'!$D107=\"\"),\"\",K125/'Historical scenario - input'!$D107),\"\")","v":""},{"$f":"IFERROR(IF(OR(L125=\"\",'Historical scenario - input'!$D107=\"\"),\"\",L125/'Historical scenario - input'!$D107),\"\")","v":""},{"$f":"IFERROR(IF(OR(M125=\"\",'Historical scenario - input'!$D107=\"\"),\"\",M125/'Historical scenario - input'!$D107),\"\")","v":""},{"$f":"IFERROR(IF(OR(N125=\"\",'Historical scenario - input'!$D107=\"\"),\"\",N125/'Historical scenario - input'!$D107),\"\")","v":""},{"$f":"IFERROR(IF(OR(O125=\"\",'Historical scenario - input'!$D107=\"\"),\"\",O125/'Historical scenario - input'!$D107),\"\")","v":""},{"$f":"IFERROR(IF(OR(P125=\"\",'Historical scenario - input'!$D107=\"\"),\"\",P125/'Historical scenario - input'!$D107),\"\")","v":""},{"$f":"IFERROR(IF(OR(Q125=\"\",'Historical scenario - input'!$D107=\"\"),\"\",Q125/'Historical scenario - input'!$D107),\"\")","v":""},{"$f":"IFERROR(IF(OR(R125=\"\",'Historical scenario - input'!$D107=\"\"),\"\",R125/'Historical scenario - input'!$D107),\"\")","v":""},{"$f":"IFERROR(IF(OR(S125=\"\",'Historical scenario - input'!$D107=\"\"),\"\",S125/'Historical scenario - input'!$D107),\"\")","v":""},{"$f":"IFERROR(IF(OR(T125=\"\",'Historical scenario - input'!$D107=\"\"),\"\",T125/'Historical scenario - input'!$D107),\"\")","v":""},{"$f":"IFERROR(IF(OR(U125=\"\",'Historical scenario - input'!$D107=\"\"),\"\",U125/'Historical scenario - input'!$D107),\"\")","v":""},{"$f":"IFERROR(IF(OR(V125=\"\",'Historical scenario - input'!$D107=\"\"),\"\",V125/'Historical scenario - input'!$D107),\"\")","v":""},{"$f":"IFERROR(IF(OR(W125=\"\",'Historical scenario - input'!$D107=\"\"),\"\",W125/'Historical scenario - input'!$D107),\"\")","v":""}]
[{"$f":"IFERROR('Historical scenario - input'!A108,\"\")","v":""},{"$f":"IFERROR('Historical scenario - input'!B108,\"\")","v":0},{"$f":"IFERROR('Historical scenario - input'!C108,\"\")","v":0},{"$f":"IFERROR(repcalc('Historical scenario - input'!$CV108:$GH108,'Historical scenario - input'!$G108,'Historical scenario - input'!$E108,'Historical scenario - input'!$F108,20,TRUE,TRUE),\"\")","v":""},"","","","","","","","","","","","","","","","","","","",{"$f":"IFERROR(IF(OR(D126=\"\",'Historical scenario - input'!$D108=\"\"),\"\",D126/'Historical scenario - input'!$D108),\"\")","v":""},{"$f":"IFERROR(IF(OR(E126=\"\",'Historical scenario - input'!$D108=\"\"),\"\",E126/'Historical scenario - input'!$D108),\"\")","v":""},{"$f":"IFERROR(IF(OR(F126=\"\",'Historical scenario - input'!$D108=\"\"),\"\",F126/'Historical scenario - input'!$D108),\"\")","v":""},{"$f":"IFERROR(IF(OR(G126=\"\",'Historical scenario - input'!$D108=\"\"),\"\",G126/'Historical scenario - input'!$D108),\"\")","v":""},{"$f":"IFERROR(IF(OR(H126=\"\",'Historical scenario - input'!$D108=\"\"),\"\",H126/'Historical scenario - input'!$D108),\"\")","v":""},{"$f":"IFERROR(IF(OR(I126=\"\",'Historical scenario - input'!$D108=\"\"),\"\",I126/'Historical scenario - input'!$D108),\"\")","v":""},{"$f":"IFERROR(IF(OR(J126=\"\",'Historical scenario - input'!$D108=\"\"),\"\",J126/'Historical scenario - input'!$D108),\"\")","v":""},{"$f":"IFERROR(IF(OR(K126=\"\",'Historical scenario - input'!$D108=\"\"),\"\",K126/'Historical scenario - input'!$D108),\"\")","v":""},{"$f":"IFERROR(IF(OR(L126=\"\",'Historical scenario - input'!$D108=\"\"),\"\",L126/'Historical scenario - input'!$D108),\"\")","v":""},{"$f":"IFERROR(IF(OR(M126=\"\",'Historical scenario - input'!$D108=\"\"),\"\",M126/'Historical scenario - input'!$D108),\"\")","v":""},{"$f":"IFERROR(IF(OR(N126=\"\",'Historical scenario - input'!$D108=\"\"),\"\",N126/'Historical scenario - input'!$D108),\"\")","v":""},{"$f":"IFERROR(IF(OR(O126=\"\",'Historical scenario - input'!$D108=\"\"),\"\",O126/'Historical scenario - input'!$D108),\"\")","v":""},{"$f":"IFERROR(IF(OR(P126=\"\",'Historical scenario - input'!$D108=\"\"),\"\",P126/'Historical scenario - input'!$D108),\"\")","v":""},{"$f":"IFERROR(IF(OR(Q126=\"\",'Historical scenario - input'!$D108=\"\"),\"\",Q126/'Historical scenario - input'!$D108),\"\")","v":""},{"$f":"IFERROR(IF(OR(R126=\"\",'Historical scenario - input'!$D108=\"\"),\"\",R126/'Historical scenario - input'!$D108),\"\")","v":""},{"$f":"IFERROR(IF(OR(S126=\"\",'Historical scenario - input'!$D108=\"\"),\"\",S126/'Historical scenario - input'!$D108),\"\")","v":""},{"$f":"IFERROR(IF(OR(T126=\"\",'Historical scenario - input'!$D108=\"\"),\"\",T126/'Historical scenario - input'!$D108),\"\")","v":""},{"$f":"IFERROR(IF(OR(U126=\"\",'Historical scenario - input'!$D108=\"\"),\"\",U126/'Historical scenario - input'!$D108),\"\")","v":""},{"$f":"IFERROR(IF(OR(V126=\"\",'Historical scenario - input'!$D108=\"\"),\"\",V126/'Historical scenario - input'!$D108),\"\")","v":""},{"$f":"IFERROR(IF(OR(W126=\"\",'Historical scenario - input'!$D108=\"\"),\"\",W126/'Historical scenario - input'!$D108),\"\")","v":""}]
[{"$f":"IFERROR('Historical scenario - input'!A109,\"\")","v":""},{"$f":"IFERROR('Historical scenario - input'!B109,\"\")","v":0},{"$f":"IFERROR('Historical scenario - input'!C109,\"\")","v":0},{"$f":"IFERROR(repcalc('Historical scenario - input'!$CV109:$GH109,'Historical scenario - input'!$G109,'Historical scenario - input'!$E109,'Historical scenario - input'!$F109,20,TRUE,TRUE),\"\")","v":""},"","","","","","","","","","","","","","","","","","","",{"$f":"IFERROR(IF(OR(D127=\"\",'Historical scenario - input'!$D109=\"\"),\"\",D127/'Historical scenario - input'!$D109),\"\")","v":""},{"$f":"IFERROR(IF(OR(E127=\"\",'Historical scenario - input'!$D109=\"\"),\"\",E127/'Historical scenario - input'!$D109),\"\")","v":""},{"$f":"IFERROR(IF(OR(F127=\"\",'Historical scenario - input'!$D109=\"\"),\"\",F127/'Historical scenario - input'!$D109),\"\")","v":""},{"$f":"IFERROR(IF(OR(G127=\"\",'Historical scenario - input'!$D109=\"\"),\"\",G127/'Historical scenario - input'!$D109),\"\")","v":""},{"$f":"IFERROR(IF(OR(H127=\"\",'Historical scenario - input'!$D109=\"\"),\"\",H127/'Historical scenario - input'!$D109),\"\")","v":""},{"$f":"IFERROR(IF(OR(I127=\"\",'Historical scenario - input'!$D109=\"\"),\"\",I127/'Historical scenario - input'!$D109),\"\")","v":""},{"$f":"IFERROR(IF(OR(J127=\"\",'Historical scenario - input'!$D109=\"\"),\"\",J127/'Historical scenario - input'!$D109),\"\")","v":""},{"$f":"IFERROR(IF(OR(K127=\"\",'Historical scenario - input'!$D109=\"\"),\"\",K127/'Historical scenario - input'!$D109),\"\")","v":""},{"$f":"IFERROR(IF(OR(L127=\"\",'Historical scenario - input'!$D109=\"\"),\"\",L127/'Historical scenario - input'!$D109),\"\")","v":""},{"$f":"IFERROR(IF(OR(M127=\"\",'Historical scenario - input'!$D109=\"\"),\"\",M127/'Historical scenario - input'!$D109),\"\")","v":""},{"$f":"IFERROR(IF(OR(N127=\"\",'Historical scenario - input'!$D109=\"\"),\"\",N127/'Historical scenario - input'!$D109),\"\")","v":""},{"$f":"IFERROR(IF(OR(O127=\"\",'Historical scenario - input'!$D109=\"\"),\"\",O127/'Historical scenario - input'!$D109),\"\")","v":""},{"$f":"IFERROR(IF(OR(P127=\"\",'Historical scenario - input'!$D109=\"\"),\"\",P127/'Historical scenario - input'!$D109),\"\")","v":""},{"$f":"IFERROR(IF(OR(Q127=\"\",'Historical scenario - input'!$D109=\"\"),\"\",Q127/'Historical scenario - input'!$D109),\"\")","v":""},{"$f":"IFERROR(IF(OR(R127=\"\",'Historical scenario - input'!$D109=\"\"),\"\",R127/'Historical scenario - input'!$D109),\"\")","v":""},{"$f":"IFERROR(IF(OR(S127=\"\",'Historical scenario - input'!$D109=\"\"),\"\",S127/'Historical scenario - input'!$D109),\"\")","v":""},{"$f":"IFERROR(IF(OR(T127=\"\",'Historical scenario - input'!$D109=\"\"),\"\",T127/'Historical scenario - input'!$D109),\"\")","v":""},{"$f":"IFERROR(IF(OR(U127=\"\",'Historical scenario - input'!$D109=\"\"),\"\",U127/'Historical scenario - input'!$D109),\"\")","v":""},{"$f":"IFERROR(IF(OR(V127=\"\",'Historical scenario - input'!$D109=\"\"),\"\",V127/'Historical scenario - input'!$D109),\"\")","v":""},{"$f":"IFERROR(IF(OR(W127=\"\",'Historical scenario - input'!$D109=\"\"),\"\",W127/'Historical scenario - input'!$D109),\"\")","v":""}]
[{"$f":"IFERROR('Historical scenario - input'!A110,\"\")","v":""},{"$f":"IFERROR('Historical scenario - input'!B110,\"\")","v":0},{"$f":"IFERROR('Historical scenario - input'!C110,\"\")","v":0},{"$f":"IFERROR(repcalc('Historical scenario - input'!$CV110:$GH110,'Historical scenario - input'!$G110,'Historical scenario - input'!$E110,'Historical scenario - input'!$F110,20,TRUE,TRUE),\"\")","v":""},"","","","","","","","","","","","","","","","","","","",{"$f":"IFERROR(IF(OR(D128=\"\",'Historical scenario - input'!$D110=\"\"),\"\",D128/'Historical scenario - input'!$D110),\"\")","v":""},{"$f":"IFERROR(IF(OR(E128=\"\",'Historical scenario - input'!$D110=\"\"),\"\",E128/'Historical scenario - input'!$D110),\"\")","v":""},{"$f":"IFERROR(IF(OR(F128=\"\",'Historical scenario - input'!$D110=\"\"),\"\",F128/'Historical scenario - input'!$D110),\"\")","v":""},{"$f":"IFERROR(IF(OR(G128=\"\",'Historical scenario - input'!$D110=\"\"),\"\",G128/'Historical scenario - input'!$D110),\"\")","v":""},{"$f":"IFERROR(IF(OR(H128=\"\",'Historical scenario - input'!$D110=\"\"),\"\",H128/'Historical scenario - input'!$D110),\"\")","v":""},{"$f":"IFERROR(IF(OR(I128=\"\",'Historical scenario - input'!$D110=\"\"),\"\",I128/'Historical scenario - input'!$D110),\"\")","v":""},{"$f":"IFERROR(IF(OR(J128=\"\",'Historical scenario - input'!$D110=\"\"),\"\",J128/'Historical scenario - input'!$D110),\"\")","v":""},{"$f":"IFERROR(IF(OR(K128=\"\",'Historical scenario - input'!$D110=\"\"),\"\",K128/'Historical scenario - input'!$D110),\"\")","v":""},{"$f":"IFERROR(IF(OR(L128=\"\",'Historical scenario - input'!$D110=\"\"),\"\",L128/'Historical scenario - input'!$D110),\"\")","v":""},{"$f":"IFERROR(IF(OR(M128=\"\",'Historical scenario - input'!$D110=\"\"),\"\",M128/'Historical scenario - input'!$D110),\"\")","v":""},{"$f":"IFERROR(IF(OR(N128=\"\",'Historical scenario - input'!$D110=\"\"),\"\",N128/'Historical scenario - input'!$D110),\"\")","v":""},{"$f":"IFERROR(IF(OR(O128=\"\",'Historical scenario - input'!$D110=\"\"),\"\",O128/'Historical scenario - input'!$D110),\"\")","v":""},{"$f":"IFERROR(IF(OR(P128=\"\",'Historical scenario - input'!$D110=\"\"),\"\",P128/'Historical scenario - input'!$D110),\"\")","v":""},{"$f":"IFERROR(IF(OR(Q128=\"\",'Historical scenario - input'!$D110=\"\"),\"\",Q128/'Historical scenario - input'!$D110),\"\")","v":""},{"$f":"IFERROR(IF(OR(R128=\"\",'Historical scenario - input'!$D110=\"\"),\"\",R128/'Historical scenario - input'!$D110),\"\")","v":""},{"$f":"IFERROR(IF(OR(S128=\"\",'Historical scenario - input'!$D110=\"\"),\"\",S128/'Historical scenario - input'!$D110),\"\")","v":""},{"$f":"IFERROR(IF(OR(T128=\"\",'Historical scenario - input'!$D110=\"\"),\"\",T128/'Historical scenario - input'!$D110),\"\")","v":""},{"$f":"IFERROR(IF(OR(U128=\"\",'Historical scenario - input'!$D110=\"\"),\"\",U128/'Historical scenario - input'!$D110),\"\")","v":""},{"$f":"IFERROR(IF(OR(V128=\"\",'Historical scenario - input'!$D110=\"\"),\"\",V128/'Historical scenario - input'!$D110),\"\")","v":""},{"$f":"IFERROR(IF(OR(W128=\"\",'Historical scenario - input'!$D110=\"\"),\"\",W128/'Historical scenario - input'!$D110),\"\")","v":""}]
[{"$f":"IFERROR('Historical scenario - input'!A111,\"\")","v":""},{"$f":"IFERROR('Historical scenario - input'!B111,\"\")","v":0},{"$f":"IFERROR('Historical scenario - input'!C111,\"\")","v":0},{"$f":"IFERROR(repcalc('Historical scenario - input'!$CV111:$GH111,'Historical scenario - input'!$G111,'Historical scenario - input'!$E111,'Historical scenario - input'!$F111,20,TRUE,TRUE),\"\")","v":""},"","","","","","","","","","","","","","","","","","","",{"$f":"IFERROR(IF(OR(D129=\"\",'Historical scenario - input'!$D111=\"\"),\"\",D129/'Historical scenario - input'!$D111),\"\")","v":""},{"$f":"IFERROR(IF(OR(E129=\"\",'Historical scenario - input'!$D111=\"\"),\"\",E129/'Historical scenario - input'!$D111),\"\")","v":""},{"$f":"IFERROR(IF(OR(F129=\"\",'Historical scenario - input'!$D111=\"\"),\"\",F129/'Historical scenario - input'!$D111),\"\")","v":""},{"$f":"IFERROR(IF(OR(G129=\"\",'Historical scenario - input'!$D111=\"\"),\"\",G129/'Historical scenario - input'!$D111),\"\")","v":""},{"$f":"IFERROR(IF(OR(H129=\"\",'Historical scenario - input'!$D111=\"\"),\"\",H129/'Historical scenario - input'!$D111),\"\")","v":""},{"$f":"IFERROR(IF(OR(I129=\"\",'Historical scenario - input'!$D111=\"\"),\"\",I129/'Historical scenario - input'!$D111),\"\")","v":""},{"$f":"IFERROR(IF(OR(J129=\"\",'Historical scenario - input'!$D111=\"\"),\"\",J129/'Historical scenario - input'!$D111),\"\")","v":""},{"$f":"IFERROR(IF(OR(K129=\"\",'Historical scenario - input'!$D111=\"\"),\"\",K129/'Historical scenario - input'!$D111),\"\")","v":""},{"$f":"IFERROR(IF(OR(L129=\"\",'Historical scenario - input'!$D111=\"\"),\"\",L129/'Historical scenario - input'!$D111),\"\")","v":""},{"$f":"IFERROR(IF(OR(M129=\"\",'Historical scenario - input'!$D111=\"\"),\"\",M129/'Historical scenario - input'!$D111),\"\")","v":""},{"$f":"IFERROR(IF(OR(N129=\"\",'Historical scenario - input'!$D111=\"\"),\"\",N129/'Historical scenario - input'!$D111),\"\")","v":""},{"$f":"IFERROR(IF(OR(O129=\"\",'Historical scenario - input'!$D111=\"\"),\"\",O129/'Historical scenario - input'!$D111),\"\")","v":""},{"$f":"IFERROR(IF(OR(P129=\"\",'Historical scenario - input'!$D111=\"\"),\"\",P129/'Historical scenario - input'!$D111),\"\")","v":""},{"$f":"IFERROR(IF(OR(Q129=\"\",'Historical scenario - input'!$D111=\"\"),\"\",Q129/'Historical scenario - input'!$D111),\"\")","v":""},{"$f":"IFERROR(IF(OR(R129=\"\",'Historical scenario - input'!$D111=\"\"),\"\",R129/'Historical scenario - input'!$D111),\"\")","v":""},{"$f":"IFERROR(IF(OR(S129=\"\",'Historical scenario - input'!$D111=\"\"),\"\",S129/'Historical scenario - input'!$D111),\"\")","v":""},{"$f":"IFERROR(IF(OR(T129=\"\",'Historical scenario - input'!$D111=\"\"),\"\",T129/'Historical scenario - input'!$D111),\"\")","v":""},{"$f":"IFERROR(IF(OR(U129=\"\",'Historical scenario - input'!$D111=\"\"),\"\",U129/'Historical scenario - input'!$D111),\"\")","v":""},{"$f":"IFERROR(IF(OR(V129=\"\",'Historical scenario - input'!$D111=\"\"),\"\",V129/'Historical scenario - input'!$D111),\"\")","v":""},{"$f":"IFERROR(IF(OR(W129=\"\",'Historical scenario - input'!$D111=\"\"),\"\",W129/'Historical scenario - input'!$D111),\"\")","v":""}]
[{"$f":"IFERROR('Historical scenario - input'!A112,\"\")","v":""},{"$f":"IFERROR('Historical scenario - input'!B112,\"\")","v":0},{"$f":"IFERROR('Historical scenario - input'!C112,\"\")","v":0},{"$f":"IFERROR(repcalc('Historical scenario - input'!$CV112:$GH112,'Historical scenario - input'!$G112,'Historical scenario - input'!$E112,'Historical scenario - input'!$F112,20,TRUE,TRUE),\"\")","v":""},"","","","","","","","","","","","","","","","","","","",{"$f":"IFERROR(IF(OR(D130=\"\",'Historical scenario - input'!$D112=\"\"),\"\",D130/'Historical scenario - input'!$D112),\"\")","v":""},{"$f":"IFERROR(IF(OR(E130=\"\",'Historical scenario - input'!$D112=\"\"),\"\",E130/'Historical scenario - input'!$D112),\"\")","v":""},{"$f":"IFERROR(IF(OR(F130=\"\",'Historical scenario - input'!$D112=\"\"),\"\",F130/'Historical scenario - input'!$D112),\"\")","v":""},{"$f":"IFERROR(IF(OR(G130=\"\",'Historical scenario - input'!$D112=\"\"),\"\",G130/'Historical scenario - input'!$D112),\"\")","v":""},{"$f":"IFERROR(IF(OR(H130=\"\",'Historical scenario - input'!$D112=\"\"),\"\",H130/'Historical scenario - input'!$D112),\"\")","v":""},{"$f":"IFERROR(IF(OR(I130=\"\",'Historical scenario - input'!$D112=\"\"),\"\",I130/'Historical scenario - input'!$D112),\"\")","v":""},{"$f":"IFERROR(IF(OR(J130=\"\",'Historical scenario - input'!$D112=\"\"),\"\",J130/'Historical scenario - input'!$D112),\"\")","v":""},{"$f":"IFERROR(IF(OR(K130=\"\",'Historical scenario - input'!$D112=\"\"),\"\",K130/'Historical scenario - input'!$D112),\"\")","v":""},{"$f":"IFERROR(IF(OR(L130=\"\",'Historical scenario - input'!$D112=\"\"),\"\",L130/'Historical scenario - input'!$D112),\"\")","v":""},{"$f":"IFERROR(IF(OR(M130=\"\",'Historical scenario - input'!$D112=\"\"),\"\",M130/'Historical scenario - input'!$D112),\"\")","v":""},{"$f":"IFERROR(IF(OR(N130=\"\",'Historical scenario - input'!$D112=\"\"),\"\",N130/'Historical scenario - input'!$D112),\"\")","v":""},{"$f":"IFERROR(IF(OR(O130=\"\",'Historical scenario - input'!$D112=\"\"),\"\",O130/'Historical scenario - input'!$D112),\"\")","v":""},{"$f":"IFERROR(IF(OR(P130=\"\",'Historical scenario - input'!$D112=\"\"),\"\",P130/'Historical scenario - input'!$D112),\"\")","v":""},{"$f":"IFERROR(IF(OR(Q130=\"\",'Historical scenario - input'!$D112=\"\"),\"\",Q130/'Historical scenario - input'!$D112),\"\")","v":""},{"$f":"IFERROR(IF(OR(R130=\"\",'Historical scenario - input'!$D112=\"\"),\"\",R130/'Historical scenario - input'!$D112),\"\")","v":""},{"$f":"IFERROR(IF(OR(S130=\"\",'Historical scenario - input'!$D112=\"\"),\"\",S130/'Historical scenario - input'!$D112),\"\")","v":""},{"$f":"IFERROR(IF(OR(T130=\"\",'Historical scenario - input'!$D112=\"\"),\"\",T130/'Historical scenario - input'!$D112),\"\")","v":""},{"$f":"IFERROR(IF(OR(U130=\"\",'Historical scenario - input'!$D112=\"\"),\"\",U130/'Historical scenario - input'!$D112),\"\")","v":""},{"$f":"IFERROR(IF(OR(V130=\"\",'Historical scenario - input'!$D112=\"\"),\"\",V130/'Historical scenario - input'!$D112),\"\")","v":""},{"$f":"IFERROR(IF(OR(W130=\"\",'Historical scenario - input'!$D112=\"\"),\"\",W130/'Historical scenario - input'!$D112),\"\")","v":""}]
[{"$f":"IFERROR('Historical scenario - input'!A113,\"\")","v":""},{"$f":"IFERROR('Historical scenario - input'!B113,\"\")","v":0},{"$f":"IFERROR('Historical scenario - input'!C113,\"\")","v":0},{"$f":"IFERROR(repcalc('Historical scenario - input'!$CV113:$GH113,'Historical scenario - input'!$G113,'Historical scenario - input'!$E113,'Historical scenario - input'!$F113,20,TRUE,TRUE),\"\")","v":""},"","","","","","","","","","","","","","","","","","","",{"$f":"IFERROR(IF(OR(D131=\"\",'Historical scenario - input'!$D113=\"\"),\"\",D131/'Historical scenario - input'!$D113),\"\")","v":""},{"$f":"IFERROR(IF(OR(E131=\"\",'Historical scenario - input'!$D113=\"\"),\"\",E131/'Historical scenario - input'!$D113),\"\")","v":""},{"$f":"IFERROR(IF(OR(F131=\"\",'Historical scenario - input'!$D113=\"\"),\"\",F131/'Historical scenario - input'!$D113),\"\")","v":""},{"$f":"IFERROR(IF(OR(G131=\"\",'Historical scenario - input'!$D113=\"\"),\"\",G131/'Historical scenario - input'!$D113),\"\")","v":""},{"$f":"IFERROR(IF(OR(H131=\"\",'Historical scenario - input'!$D113=\"\"),\"\",H131/'Historical scenario - input'!$D113),\"\")","v":""},{"$f":"IFERROR(IF(OR(I131=\"\",'Historical scenario - input'!$D113=\"\"),\"\",I131/'Historical scenario - input'!$D113),\"\")","v":""},{"$f":"IFERROR(IF(OR(J131=\"\",'Historical scenario - input'!$D113=\"\"),\"\",J131/'Historical scenario - input'!$D113),\"\")","v":""},{"$f":"IFERROR(IF(OR(K131=\"\",'Historical scenario - input'!$D113=\"\"),\"\",K131/'Historical scenario - input'!$D113),\"\")","v":""},{"$f":"IFERROR(IF(OR(L131=\"\",'Historical scenario - input'!$D113=\"\"),\"\",L131/'Historical scenario - input'!$D113),\"\")","v":""},{"$f":"IFERROR(IF(OR(M131=\"\",'Historical scenario - input'!$D113=\"\"),\"\",M131/'Historical scenario - input'!$D113),\"\")","v":""},{"$f":"IFERROR(IF(OR(N131=\"\",'Historical scenario - input'!$D113=\"\"),\"\",N131/'Historical scenario - input'!$D113),\"\")","v":""},{"$f":"IFERROR(IF(OR(O131=\"\",'Historical scenario - input'!$D113=\"\"),\"\",O131/'Historical scenario - input'!$D113),\"\")","v":""},{"$f":"IFERROR(IF(OR(P131=\"\",'Historical scenario - input'!$D113=\"\"),\"\",P131/'Historical scenario - input'!$D113),\"\")","v":""},{"$f":"IFERROR(IF(OR(Q131=\"\",'Historical scenario - input'!$D113=\"\"),\"\",Q131/'Historical scenario - input'!$D113),\"\")","v":""},{"$f":"IFERROR(IF(OR(R131=\"\",'Historical scenario - input'!$D113=\"\"),\"\",R131/'Historical scenario - input'!$D113),\"\")","v":""},{"$f":"IFERROR(IF(OR(S131=\"\",'Historical scenario - input'!$D113=\"\"),\"\",S131/'Historical scenario - input'!$D113),\"\")","v":""},{"$f":"IFERROR(IF(OR(T131=\"\",'Historical scenario - input'!$D113=\"\"),\"\",T131/'Historical scenario - input'!$D113),\"\")","v":""},{"$f":"IFERROR(IF(OR(U131=\"\",'Historical scenario - input'!$D113=\"\"),\"\",U131/'Historical scenario - input'!$D113),\"\")","v":""},{"$f":"IFERROR(IF(OR(V131=\"\",'Historical scenario - input'!$D113=\"\"),\"\",V131/'Historical scenario - input'!$D113),\"\")","v":""},{"$f":"IFERROR(IF(OR(W131=\"\",'Historical scenario - input'!$D113=\"\"),\"\",W131/'Historical scenario - input'!$D113),\"\")","v":""}]
[{"$f":"IFERROR('Historical scenario - input'!A114,\"\")","v":""},{"$f":"IFERROR('Historical scenario - input'!B114,\"\")","v":0},{"$f":"IFERROR('Historical scenario - input'!C114,\"\")","v":0},{"$f":"IFERROR(repcalc('Historical scenario - input'!$CV114:$GH114,'Historical scenario - input'!$G114,'Historical scenario - input'!$E114,'Historical scenario - input'!$F114,20,TRUE,TRUE),\"\")","v":""},"","","","","","","","","","","","","","","","","","","",{"$f":"IFERROR(IF(OR(D132=\"\",'Historical scenario - input'!$D114=\"\"),\"\",D132/'Historical scenario - input'!$D114),\"\")","v":""},{"$f":"IFERROR(IF(OR(E132=\"\",'Historical scenario - input'!$D114=\"\"),\"\",E132/'Historical scenario - input'!$D114),\"\")","v":""},{"$f":"IFERROR(IF(OR(F132=\"\",'Historical scenario - input'!$D114=\"\"),\"\",F132/'Historical scenario - input'!$D114),\"\")","v":""},{"$f":"IFERROR(IF(OR(G132=\"\",'Historical scenario - input'!$D114=\"\"),\"\",G132/'Historical scenario - input'!$D114),\"\")","v":""},{"$f":"IFERROR(IF(OR(H132=\"\",'Historical scenario - input'!$D114=\"\"),\"\",H132/'Historical scenario - input'!$D114),\"\")","v":""},{"$f":"IFERROR(IF(OR(I132=\"\",'Historical scenario - input'!$D114=\"\"),\"\",I132/'Historical scenario - input'!$D114),\"\")","v":""},{"$f":"IFERROR(IF(OR(J132=\"\",'Historical scenario - input'!$D114=\"\"),\"\",J132/'Historical scenario - input'!$D114),\"\")","v":""},{"$f":"IFERROR(IF(OR(K132=\"\",'Historical scenario - input'!$D114=\"\"),\"\",K132/'Historical scenario - input'!$D114),\"\")","v":""},{"$f":"IFERROR(IF(OR(L132=\"\",'Historical scenario - input'!$D114=\"\"),\"\",L132/'Historical scenario - input'!$D114),\"\")","v":""},{"$f":"IFERROR(IF(OR(M132=\"\",'Historical scenario - input'!$D114=\"\"),\"\",M132/'Historical scenario - input'!$D114),\"\")","v":""},{"$f":"IFERROR(IF(OR(N132=\"\",'Historical scenario - input'!$D114=\"\"),\"\",N132/'Historical scenario - input'!$D114),\"\")","v":""},{"$f":"IFERROR(IF(OR(O132=\"\",'Historical scenario - input'!$D114=\"\"),\"\",O132/'Historical scenario - input'!$D114),\"\")","v":""},{"$f":"IFERROR(IF(OR(P132=\"\",'Historical scenario - input'!$D114=\"\"),\"\",P132/'Historical scenario - input'!$D114),\"\")","v":""},{"$f":"IFERROR(IF(OR(Q132=\"\",'Historical scenario - input'!$D114=\"\"),\"\",Q132/'Historical scenario - input'!$D114),\"\")","v":""},{"$f":"IFERROR(IF(OR(R132=\"\",'Historical scenario - input'!$D114=\"\"),\"\",R132/'Historical scenario - input'!$D114),\"\")","v":""},{"$f":"IFERROR(IF(OR(S132=\"\",'Historical scenario - input'!$D114=\"\"),\"\",S132/'Historical scenario - input'!$D114),\"\")","v":""},{"$f":"IFERROR(IF(OR(T132=\"\",'Historical scenario - input'!$D114=\"\"),\"\",T132/'Historical scenario - input'!$D114),\"\")","v":""},{"$f":"IFERROR(IF(OR(U132=\"\",'Historical scenario - input'!$D114=\"\"),\"\",U132/'Historical scenario - input'!$D114),\"\")","v":""},{"$f":"IFERROR(IF(OR(V132=\"\",'Historical scenario - input'!$D114=\"\"),\"\",V132/'Historical scenario - input'!$D114),\"\")","v":""},{"$f":"IFERROR(IF(OR(W132=\"\",'Historical scenario - input'!$D114=\"\"),\"\",W132/'Historical scenario - input'!$D114),\"\")","v":""}]
[{"$f":"IFERROR('Historical scenario - input'!A115,\"\")","v":""},{"$f":"IFERROR('Historical scenario - input'!B115,\"\")","v":0},{"$f":"IFERROR('Historical scenario - input'!C115,\"\")","v":0},{"$f":"IFERROR(repcalc('Historical scenario - input'!$CV115:$GH115,'Historical scenario - input'!$G115,'Historical scenario - input'!$E115,'Historical scenario - input'!$F115,20,TRUE,TRUE),\"\")","v":""},"","","","","","","","","","","","","","","","","","","",{"$f":"IFERROR(IF(OR(D133=\"\",'Historical scenario - input'!$D115=\"\"),\"\",D133/'Historical scenario - input'!$D115),\"\")","v":""},{"$f":"IFERROR(IF(OR(E133=\"\",'Historical scenario - input'!$D115=\"\"),\"\",E133/'Historical scenario - input'!$D115),\"\")","v":""},{"$f":"IFERROR(IF(OR(F133=\"\",'Historical scenario - input'!$D115=\"\"),\"\",F133/'Historical scenario - input'!$D115),\"\")","v":""},{"$f":"IFERROR(IF(OR(G133=\"\",'Historical scenario - input'!$D115=\"\"),\"\",G133/'Historical scenario - input'!$D115),\"\")","v":""},{"$f":"IFERROR(IF(OR(H133=\"\",'Historical scenario - input'!$D115=\"\"),\"\",H133/'Historical scenario - input'!$D115),\"\")","v":""},{"$f":"IFERROR(IF(OR(I133=\"\",'Historical scenario - input'!$D115=\"\"),\"\",I133/'Historical scenario - input'!$D115),\"\")","v":""},{"$f":"IFERROR(IF(OR(J133=\"\",'Historical scenario - input'!$D115=\"\"),\"\",J133/'Historical scenario - input'!$D115),\"\")","v":""},{"$f":"IFERROR(IF(OR(K133=\"\",'Historical scenario - input'!$D115=\"\"),\"\",K133/'Historical scenario - input'!$D115),\"\")","v":""},{"$f":"IFERROR(IF(OR(L133=\"\",'Historical scenario - input'!$D115=\"\"),\"\",L133/'Historical scenario - input'!$D115),\"\")","v":""},{"$f":"IFERROR(IF(OR(M133=\"\",'Historical scenario - input'!$D115=\"\"),\"\",M133/'Historical scenario - input'!$D115),\"\")","v":""},{"$f":"IFERROR(IF(OR(N133=\"\",'Historical scenario - input'!$D115=\"\"),\"\",N133/'Historical scenario - input'!$D115),\"\")","v":""},{"$f":"IFERROR(IF(OR(O133=\"\",'Historical scenario - input'!$D115=\"\"),\"\",O133/'Historical scenario - input'!$D115),\"\")","v":""},{"$f":"IFERROR(IF(OR(P133=\"\",'Historical scenario - input'!$D115=\"\"),\"\",P133/'Historical scenario - input'!$D115),\"\")","v":""},{"$f":"IFERROR(IF(OR(Q133=\"\",'Historical scenario - input'!$D115=\"\"),\"\",Q133/'Historical scenario - input'!$D115),\"\")","v":""},{"$f":"IFERROR(IF(OR(R133=\"\",'Historical scenario - input'!$D115=\"\"),\"\",R133/'Historical scenario - input'!$D115),\"\")","v":""},{"$f":"IFERROR(IF(OR(S133=\"\",'Historical scenario - input'!$D115=\"\"),\"\",S133/'Historical scenario - input'!$D115),\"\")","v":""},{"$f":"IFERROR(IF(OR(T133=\"\",'Historical scenario - input'!$D115=\"\"),\"\",T133/'Historical scenario - input'!$D115),\"\")","v":""},{"$f":"IFERROR(IF(OR(U133=\"\",'Historical scenario - input'!$D115=\"\"),\"\",U133/'Historical scenario - input'!$D115),\"\")","v":""},{"$f":"IFERROR(IF(OR(V133=\"\",'Historical scenario - input'!$D115=\"\"),\"\",V133/'Historical scenario - input'!$D115),\"\")","v":""},{"$f":"IFERROR(IF(OR(W133=\"\",'Historical scenario - input'!$D115=\"\"),\"\",W133/'Historical scenario - input'!$D115),\"\")","v":""}]
[{"$f":"IFERROR('Historical scenario - input'!A116,\"\")","v":""},{"$f":"IFERROR('Historical scenario - input'!B116,\"\")","v":0},{"$f":"IFERROR('Historical scenario - input'!C116,\"\")","v":0},{"$f":"IFERROR(repcalc('Historical scenario - input'!$CV116:$GH116,'Historical scenario - input'!$G116,'Historical scenario - input'!$E116,'Historical scenario - input'!$F116,20,TRUE,TRUE),\"\")","v":""},"","","","","","","","","","","","","","","","","","","",{"$f":"IFERROR(IF(OR(D134=\"\",'Historical scenario - input'!$D116=\"\"),\"\",D134/'Historical scenario - input'!$D116),\"\")","v":""},{"$f":"IFERROR(IF(OR(E134=\"\",'Historical scenario - input'!$D116=\"\"),\"\",E134/'Historical scenario - input'!$D116),\"\")","v":""},{"$f":"IFERROR(IF(OR(F134=\"\",'Historical scenario - input'!$D116=\"\"),\"\",F134/'Historical scenario - input'!$D116),\"\")","v":""},{"$f":"IFERROR(IF(OR(G134=\"\",'Historical scenario - input'!$D116=\"\"),\"\",G134/'Historical scenario - input'!$D116),\"\")","v":""},{"$f":"IFERROR(IF(OR(H134=\"\",'Historical scenario - input'!$D116=\"\"),\"\",H134/'Historical scenario - input'!$D116),\"\")","v":""},{"$f":"IFERROR(IF(OR(I134=\"\",'Historical scenario - input'!$D116=\"\"),\"\",I134/'Historical scenario - input'!$D116),\"\")","v":""},{"$f":"IFERROR(IF(OR(J134=\"\",'Historical scenario - input'!$D116=\"\"),\"\",J134/'Historical scenario - input'!$D116),\"\")","v":""},{"$f":"IFERROR(IF(OR(K134=\"\",'Historical scenario - input'!$D116=\"\"),\"\",K134/'Historical scenario - input'!$D116),\"\")","v":""},{"$f":"IFERROR(IF(OR(L134=\"\",'Historical scenario - input'!$D116=\"\"),\"\",L134/'Historical scenario - input'!$D116),\"\")","v":""},{"$f":"IFERROR(IF(OR(M134=\"\",'Historical scenario - input'!$D116=\"\"),\"\",M134/'Historical scenario - input'!$D116),\"\")","v":""},{"$f":"IFERROR(IF(OR(N134=\"\",'Historical scenario - input'!$D116=\"\"),\"\",N134/'Historical scenario - input'!$D116),\"\")","v":""},{"$f":"IFERROR(IF(OR(O134=\"\",'Historical scenario - input'!$D116=\"\"),\"\",O134/'Historical scenario - input'!$D116),\"\")","v":""},{"$f":"IFERROR(IF(OR(P134=\"\",'Historical scenario - input'!$D116=\"\"),\"\",P134/'Historical scenario - input'!$D116),\"\")","v":""},{"$f":"IFERROR(IF(OR(Q134=\"\",'Historical scenario - input'!$D116=\"\"),\"\",Q134/'Historical scenario - input'!$D116),\"\")","v":""},{"$f":"IFERROR(IF(OR(R134=\"\",'Historical scenario - input'!$D116=\"\"),\"\",R134/'Historical scenario - input'!$D116),\"\")","v":""},{"$f":"IFERROR(IF(OR(S134=\"\",'Historical scenario - input'!$D116=\"\"),\"\",S134/'Historical scenario - input'!$D116),\"\")","v":""},{"$f":"IFERROR(IF(OR(T134=\"\",'Historical scenario - input'!$D116=\"\"),\"\",T134/'Historical scenario - input'!$D116),\"\")","v":""},{"$f":"IFERROR(IF(OR(U134=\"\",'Historical scenario - input'!$D116=\"\"),\"\",U134/'Historical scenario - input'!$D116),\"\")","v":""},{"$f":"IFERROR(IF(OR(V134=\"\",'Historical scenario - input'!$D116=\"\"),\"\",V134/'Historical scenario - input'!$D116),\"\")","v":""},{"$f":"IFERROR(IF(OR(W134=\"\",'Historical scenario - input'!$D116=\"\"),\"\",W134/'Historical scenario - input'!$D116),\"\")","v":""}]
[{"$f":"IFERROR('Historical scenario - input'!A117,\"\")","v":""},{"$f":"IFERROR('Historical scenario - input'!B117,\"\")","v":0},{"$f":"IFERROR('Historical scenario - input'!C117,\"\")","v":0},{"$f":"IFERROR(repcalc('Historical scenario - input'!$CV117:$GH117,'Historical scenario - input'!$G117,'Historical scenario - input'!$E117,'Historical scenario - input'!$F117,20,TRUE,TRUE),\"\")","v":""},"","","","","","","","","","","","","","","","","","","",{"$f":"IFERROR(IF(OR(D135=\"\",'Historical scenario - input'!$D117=\"\"),\"\",D135/'Historical scenario - input'!$D117),\"\")","v":""},{"$f":"IFERROR(IF(OR(E135=\"\",'Historical scenario - input'!$D117=\"\"),\"\",E135/'Historical scenario - input'!$D117),\"\")","v":""},{"$f":"IFERROR(IF(OR(F135=\"\",'Historical scenario - input'!$D117=\"\"),\"\",F135/'Historical scenario - input'!$D117),\"\")","v":""},{"$f":"IFERROR(IF(OR(G135=\"\",'Historical scenario - input'!$D117=\"\"),\"\",G135/'Historical scenario - input'!$D117),\"\")","v":""},{"$f":"IFERROR(IF(OR(H135=\"\",'Historical scenario - input'!$D117=\"\"),\"\",H135/'Historical scenario - input'!$D117),\"\")","v":""},{"$f":"IFERROR(IF(OR(I135=\"\",'Historical scenario - input'!$D117=\"\"),\"\",I135/'Historical scenario - input'!$D117),\"\")","v":""},{"$f":"IFERROR(IF(OR(J135=\"\",'Historical scenario - input'!$D117=\"\"),\"\",J135/'Historical scenario - input'!$D117),\"\")","v":""},{"$f":"IFERROR(IF(OR(K135=\"\",'Historical scenario - input'!$D117=\"\"),\"\",K135/'Historical scenario - input'!$D117),\"\")","v":""},{"$f":"IFERROR(IF(OR(L135=\"\",'Historical scenario - input'!$D117=\"\"),\"\",L135/'Historical scenario - input'!$D117),\"\")","v":""},{"$f":"IFERROR(IF(OR(M135=\"\",'Historical scenario - input'!$D117=\"\"),\"\",M135/'Historical scenario - input'!$D117),\"\")","v":""},{"$f":"IFERROR(IF(OR(N135=\"\",'Historical scenario - input'!$D117=\"\"),\"\",N135/'Historical scenario - input'!$D117),\"\")","v":""},{"$f":"IFERROR(IF(OR(O135=\"\",'Historical scenario - input'!$D117=\"\"),\"\",O135/'Historical scenario - input'!$D117),\"\")","v":""},{"$f":"IFERROR(IF(OR(P135=\"\",'Historical scenario - input'!$D117=\"\"),\"\",P135/'Historical scenario - input'!$D117),\"\")","v":""},{"$f":"IFERROR(IF(OR(Q135=\"\",'Historical scenario - input'!$D117=\"\"),\"\",Q135/'Historical scenario - input'!$D117),\"\")","v":""},{"$f":"IFERROR(IF(OR(R135=\"\",'Historical scenario - input'!$D117=\"\"),\"\",R135/'Historical scenario - input'!$D117),\"\")","v":""},{"$f":"IFERROR(IF(OR(S135=\"\",'Historical scenario - input'!$D117=\"\"),\"\",S135/'Historical scenario - input'!$D117),\"\")","v":""},{"$f":"IFERROR(IF(OR(T135=\"\",'Historical scenario - input'!$D117=\"\"),\"\",T135/'Historical scenario - input'!$D117),\"\")","v":""},{"$f":"IFERROR(IF(OR(U135=\"\",'Historical scenario - input'!$D117=\"\"),\"\",U135/'Historical scenario - input'!$D117),\"\")","v":""},{"$f":"IFERROR(IF(OR(V135=\"\",'Historical scenario - input'!$D117=\"\"),\"\",V135/'Historical scenario - input'!$D117),\"\")","v":""},{"$f":"IFERROR(IF(OR(W135=\"\",'Historical scenario - input'!$D117=\"\"),\"\",W135/'Historical scenario - input'!$D117),\"\")","v":""}]
[{"$f":"IFERROR('Historical scenario - input'!A118,\"\")","v":""},{"$f":"IFERROR('Historical scenario - input'!B118,\"\")","v":0},{"$f":"IFERROR('Historical scenario - input'!C118,\"\")","v":0},{"$f":"IFERROR(repcalc('Historical scenario - input'!$CV118:$GH118,'Historical scenario - input'!$G118,'Historical scenario - input'!$E118,'Historical scenario - input'!$F118,20,TRUE,TRUE),\"\")","v":""},"","","","","","","","","","","","","","","","","","","",{"$f":"IFERROR(IF(OR(D136=\"\",'Historical scenario - input'!$D118=\"\"),\"\",D136/'Historical scenario - input'!$D118),\"\")","v":""},{"$f":"IFERROR(IF(OR(E136=\"\",'Historical scenario - input'!$D118=\"\"),\"\",E136/'Historical scenario - input'!$D118),\"\")","v":""},{"$f":"IFERROR(IF(OR(F136=\"\",'Historical scenario - input'!$D118=\"\"),\"\",F136/'Historical scenario - input'!$D118),\"\")","v":""},{"$f":"IFERROR(IF(OR(G136=\"\",'Historical scenario - input'!$D118=\"\"),\"\",G136/'Historical scenario - input'!$D118),\"\")","v":""},{"$f":"IFERROR(IF(OR(H136=\"\",'Historical scenario - input'!$D118=\"\"),\"\",H136/'Historical scenario - input'!$D118),\"\")","v":""},{"$f":"IFERROR(IF(OR(I136=\"\",'Historical scenario - input'!$D118=\"\"),\"\",I136/'Historical scenario - input'!$D118),\"\")","v":""},{"$f":"IFERROR(IF(OR(J136=\"\",'Historical scenario - input'!$D118=\"\"),\"\",J136/'Historical scenario - input'!$D118),\"\")","v":""},{"$f":"IFERROR(IF(OR(K136=\"\",'Historical scenario - input'!$D118=\"\"),\"\",K136/'Historical scenario - input'!$D118),\"\")","v":""},{"$f":"IFERROR(IF(OR(L136=\"\",'Historical scenario - input'!$D118=\"\"),\"\",L136/'Historical scenario - input'!$D118),\"\")","v":""},{"$f":"IFERROR(IF(OR(M136=\"\",'Historical scenario - input'!$D118=\"\"),\"\",M136/'Historical scenario - input'!$D118),\"\")","v":""},{"$f":"IFERROR(IF(OR(N136=\"\",'Historical scenario - input'!$D118=\"\"),\"\",N136/'Historical scenario - input'!$D118),\"\")","v":""},{"$f":"IFERROR(IF(OR(O136=\"\",'Historical scenario - input'!$D118=\"\"),\"\",O136/'Historical scenario - input'!$D118),\"\")","v":""},{"$f":"IFERROR(IF(OR(P136=\"\",'Historical scenario - input'!$D118=\"\"),\"\",P136/'Historical scenario - input'!$D118),\"\")","v":""},{"$f":"IFERROR(IF(OR(Q136=\"\",'Historical scenario - input'!$D118=\"\"),\"\",Q136/'Historical scenario - input'!$D118),\"\")","v":""},{"$f":"IFERROR(IF(OR(R136=\"\",'Historical scenario - input'!$D118=\"\"),\"\",R136/'Historical scenario - input'!$D118),\"\")","v":""},{"$f":"IFERROR(IF(OR(S136=\"\",'Historical scenario - input'!$D118=\"\"),\"\",S136/'Historical scenario - input'!$D118),\"\")","v":""},{"$f":"IFERROR(IF(OR(T136=\"\",'Historical scenario - input'!$D118=\"\"),\"\",T136/'Historical scenario - input'!$D118),\"\")","v":""},{"$f":"IFERROR(IF(OR(U136=\"\",'Historical scenario - input'!$D118=\"\"),\"\",U136/'Historical scenario - input'!$D118),\"\")","v":""},{"$f":"IFERROR(IF(OR(V136=\"\",'Historical scenario - input'!$D118=\"\"),\"\",V136/'Historical scenario - input'!$D118),\"\")","v":""},{"$f":"IFERROR(IF(OR(W136=\"\",'Historical scenario - input'!$D118=\"\"),\"\",W136/'Historical scenario - input'!$D118),\"\")","v":""}]
[{"$f":"IFERROR('Historical scenario - input'!A119,\"\")","v":""},{"$f":"IFERROR('Historical scenario - input'!B119,\"\")","v":0},{"$f":"IFERROR('Historical scenario - input'!C119,\"\")","v":0},{"$f":"IFERROR(repcalc('Historical scenario - input'!$CV119:$GH119,'Historical scenario - input'!$G119,'Historical scenario - input'!$E119,'Historical scenario - input'!$F119,20,TRUE,TRUE),\"\")","v":""},"","","","","","","","","","","","","","","","","","","",{"$f":"IFERROR(IF(OR(D137=\"\",'Historical scenario - input'!$D119=\"\"),\"\",D137/'Historical scenario - input'!$D119),\"\")","v":""},{"$f":"IFERROR(IF(OR(E137=\"\",'Historical scenario - input'!$D119=\"\"),\"\",E137/'Historical scenario - input'!$D119),\"\")","v":""},{"$f":"IFERROR(IF(OR(F137=\"\",'Historical scenario - input'!$D119=\"\"),\"\",F137/'Historical scenario - input'!$D119),\"\")","v":""},{"$f":"IFERROR(IF(OR(G137=\"\",'Historical scenario - input'!$D119=\"\"),\"\",G137/'Historical scenario - input'!$D119),\"\")","v":""},{"$f":"IFERROR(IF(OR(H137=\"\",'Historical scenario - input'!$D119=\"\"),\"\",H137/'Historical scenario - input'!$D119),\"\")","v":""},{"$f":"IFERROR(IF(OR(I137=\"\",'Historical scenario - input'!$D119=\"\"),\"\",I137/'Historical scenario - input'!$D119),\"\")","v":""},{"$f":"IFERROR(IF(OR(J137=\"\",'Historical scenario - input'!$D119=\"\"),\"\",J137/'Historical scenario - input'!$D119),\"\")","v":""},{"$f":"IFERROR(IF(OR(K137=\"\",'Historical scenario - input'!$D119=\"\"),\"\",K137/'Historical scenario - input'!$D119),\"\")","v":""},{"$f":"IFERROR(IF(OR(L137=\"\",'Historical scenario - input'!$D119=\"\"),\"\",L137/'Historical scenario - input'!$D119),\"\")","v":""},{"$f":"IFERROR(IF(OR(M137=\"\",'Historical scenario - input'!$D119=\"\"),\"\",M137/'Historical scenario - input'!$D119),\"\")","v":""},{"$f":"IFERROR(IF(OR(N137=\"\",'Historical scenario - input'!$D119=\"\"),\"\",N137/'Historical scenario - input'!$D119),\"\")","v":""},{"$f":"IFERROR(IF(OR(O137=\"\",'Historical scenario - input'!$D119=\"\"),\"\",O137/'Historical scenario - input'!$D119),\"\")","v":""},{"$f":"IFERROR(IF(OR(P137=\"\",'Historical scenario - input'!$D119=\"\"),\"\",P137/'Historical scenario - input'!$D119),\"\")","v":""},{"$f":"IFERROR(IF(OR(Q137=\"\",'Historical scenario - input'!$D119=\"\"),\"\",Q137/'Historical scenario - input'!$D119),\"\")","v":""},{"$f":"IFERROR(IF(OR(R137=\"\",'Historical scenario - input'!$D119=\"\"),\"\",R137/'Historical scenario - input'!$D119),\"\")","v":""},{"$f":"IFERROR(IF(OR(S137=\"\",'Historical scenario - input'!$D119=\"\"),\"\",S137/'Historical scenario - input'!$D119),\"\")","v":""},{"$f":"IFERROR(IF(OR(T137=\"\",'Historical scenario - input'!$D119=\"\"),\"\",T137/'Historical scenario - input'!$D119),\"\")","v":""},{"$f":"IFERROR(IF(OR(U137=\"\",'Historical scenario - input'!$D119=\"\"),\"\",U137/'Historical scenario - input'!$D119),\"\")","v":""},{"$f":"IFERROR(IF(OR(V137=\"\",'Historical scenario - input'!$D119=\"\"),\"\",V137/'Historical scenario - input'!$D119),\"\")","v":""},{"$f":"IFERROR(IF(OR(W137=\"\",'Historical scenario - input'!$D119=\"\"),\"\",W137/'Historical scenario - input'!$D119),\"\")","v":""}]
[{"$f":"IFERROR('Historical scenario - input'!A120,\"\")","v":""},{"$f":"IFERROR('Historical scenario - input'!B120,\"\")","v":0},{"$f":"IFERROR('Historical scenario - input'!C120,\"\")","v":0},{"$f":"IFERROR(repcalc('Historical scenario - input'!$CV120:$GH120,'Historical scenario - input'!$G120,'Historical scenario - input'!$E120,'Historical scenario - input'!$F120,20,TRUE,TRUE),\"\")","v":""},"","","","","","","","","","","","","","","","","","","",{"$f":"IFERROR(IF(OR(D138=\"\",'Historical scenario - input'!$D120=\"\"),\"\",D138/'Historical scenario - input'!$D120),\"\")","v":""},{"$f":"IFERROR(IF(OR(E138=\"\",'Historical scenario - input'!$D120=\"\"),\"\",E138/'Historical scenario - input'!$D120),\"\")","v":""},{"$f":"IFERROR(IF(OR(F138=\"\",'Historical scenario - input'!$D120=\"\"),\"\",F138/'Historical scenario - input'!$D120),\"\")","v":""},{"$f":"IFERROR(IF(OR(G138=\"\",'Historical scenario - input'!$D120=\"\"),\"\",G138/'Historical scenario - input'!$D120),\"\")","v":""},{"$f":"IFERROR(IF(OR(H138=\"\",'Historical scenario - input'!$D120=\"\"),\"\",H138/'Historical scenario - input'!$D120),\"\")","v":""},{"$f":"IFERROR(IF(OR(I138=\"\",'Historical scenario - input'!$D120=\"\"),\"\",I138/'Historical scenario - input'!$D120),\"\")","v":""},{"$f":"IFERROR(IF(OR(J138=\"\",'Historical scenario - input'!$D120=\"\"),\"\",J138/'Historical scenario - input'!$D120),\"\")","v":""},{"$f":"IFERROR(IF(OR(K138=\"\",'Historical scenario - input'!$D120=\"\"),\"\",K138/'Historical scenario - input'!$D120),\"\")","v":""},{"$f":"IFERROR(IF(OR(L138=\"\",'Historical scenario - input'!$D120=\"\"),\"\",L138/'Historical scenario - input'!$D120),\"\")","v":""},{"$f":"IFERROR(IF(OR(M138=\"\",'Historical scenario - input'!$D120=\"\"),\"\",M138/'Historical scenario - input'!$D120),\"\")","v":""},{"$f":"IFERROR(IF(OR(N138=\"\",'Historical scenario - input'!$D120=\"\"),\"\",N138/'Historical scenario - input'!$D120),\"\")","v":""},{"$f":"IFERROR(IF(OR(O138=\"\",'Historical scenario - input'!$D120=\"\"),\"\",O138/'Historical scenario - input'!$D120),\"\")","v":""},{"$f":"IFERROR(IF(OR(P138=\"\",'Historical scenario - input'!$D120=\"\"),\"\",P138/'Historical scenario - input'!$D120),\"\")","v":""},{"$f":"IFERROR(IF(OR(Q138=\"\",'Historical scenario - input'!$D120=\"\"),\"\",Q138/'Historical scenario - input'!$D120),\"\")","v":""},{"$f":"IFERROR(IF(OR(R138=\"\",'Historical scenario - input'!$D120=\"\"),\"\",R138/'Historical scenario - input'!$D120),\"\")","v":""},{"$f":"IFERROR(IF(OR(S138=\"\",'Historical scenario - input'!$D120=\"\"),\"\",S138/'Historical scenario - input'!$D120),\"\")","v":""},{"$f":"IFERROR(IF(OR(T138=\"\",'Historical scenario - input'!$D120=\"\"),\"\",T138/'Historical scenario - input'!$D120),\"\")","v":""},{"$f":"IFERROR(IF(OR(U138=\"\",'Historical scenario - input'!$D120=\"\"),\"\",U138/'Historical scenario - input'!$D120),\"\")","v":""},{"$f":"IFERROR(IF(OR(V138=\"\",'Historical scenario - input'!$D120=\"\"),\"\",V138/'Historical scenario - input'!$D120),\"\")","v":""},{"$f":"IFERROR(IF(OR(W138=\"\",'Historical scenario - input'!$D120=\"\"),\"\",W138/'Historical scenario - input'!$D120),\"\")","v":""}]
[{"$f":"IFERROR('Historical scenario - input'!A121,\"\")","v":""},{"$f":"IFERROR('Historical scenario - input'!B121,\"\")","v":0},{"$f":"IFERROR('Historical scenario - input'!C121,\"\")","v":0},{"$f":"IFERROR(repcalc('Historical scenario - input'!$CV121:$GH121,'Historical scenario - input'!$G121,'Historical scenario - input'!$E121,'Historical scenario - input'!$F121,20,TRUE,TRUE),\"\")","v":""},"","","","","","","","","","","","","","","","","","","",{"$f":"IFERROR(IF(OR(D139=\"\",'Historical scenario - input'!$D121=\"\"),\"\",D139/'Historical scenario - input'!$D121),\"\")","v":""},{"$f":"IFERROR(IF(OR(E139=\"\",'Historical scenario - input'!$D121=\"\"),\"\",E139/'Historical scenario - input'!$D121),\"\")","v":""},{"$f":"IFERROR(IF(OR(F139=\"\",'Historical scenario - input'!$D121=\"\"),\"\",F139/'Historical scenario - input'!$D121),\"\")","v":""},{"$f":"IFERROR(IF(OR(G139=\"\",'Historical scenario - input'!$D121=\"\"),\"\",G139/'Historical scenario - input'!$D121),\"\")","v":""},{"$f":"IFERROR(IF(OR(H139=\"\",'Historical scenario - input'!$D121=\"\"),\"\",H139/'Historical scenario - input'!$D121),\"\")","v":""},{"$f":"IFERROR(IF(OR(I139=\"\",'Historical scenario - input'!$D121=\"\"),\"\",I139/'Historical scenario - input'!$D121),\"\")","v":""},{"$f":"IFERROR(IF(OR(J139=\"\",'Historical scenario - input'!$D121=\"\"),\"\",J139/'Historical scenario - input'!$D121),\"\")","v":""},{"$f":"IFERROR(IF(OR(K139=\"\",'Historical scenario - input'!$D121=\"\"),\"\",K139/'Historical scenario - input'!$D121),\"\")","v":""},{"$f":"IFERROR(IF(OR(L139=\"\",'Historical scenario - input'!$D121=\"\"),\"\",L139/'Historical scenario - input'!$D121),\"\")","v":""},{"$f":"IFERROR(IF(OR(M139=\"\",'Historical scenario - input'!$D121=\"\"),\"\",M139/'Historical scenario - input'!$D121),\"\")","v":""},{"$f":"IFERROR(IF(OR(N139=\"\",'Historical scenario - input'!$D121=\"\"),\"\",N139/'Historical scenario - input'!$D121),\"\")","v":""},{"$f":"IFERROR(IF(OR(O139=\"\",'Historical scenario - input'!$D121=\"\"),\"\",O139/'Historical scenario - input'!$D121),\"\")","v":""},{"$f":"IFERROR(IF(OR(P139=\"\",'Historical scenario - input'!$D121=\"\"),\"\",P139/'Historical scenario - input'!$D121),\"\")","v":""},{"$f":"IFERROR(IF(OR(Q139=\"\",'Historical scenario - input'!$D121=\"\"),\"\",Q139/'Historical scenario - input'!$D121),\"\")","v":""},{"$f":"IFERROR(IF(OR(R139=\"\",'Historical scenario - input'!$D121=\"\"),\"\",R139/'Historical scenario - input'!$D121),\"\")","v":""},{"$f":"IFERROR(IF(OR(S139=\"\",'Historical scenario - input'!$D121=\"\"),\"\",S139/'Historical scenario - input'!$D121),\"\")","v":""},{"$f":"IFERROR(IF(OR(T139=\"\",'Historical scenario - input'!$D121=\"\"),\"\",T139/'Historical scenario - input'!$D121),\"\")","v":""},{"$f":"IFERROR(IF(OR(U139=\"\",'Historical scenario - input'!$D121=\"\"),\"\",U139/'Historical scenario - input'!$D121),\"\")","v":""},{"$f":"IFERROR(IF(OR(V139=\"\",'Historical scenario - input'!$D121=\"\"),\"\",V139/'Historical scenario - input'!$D121),\"\")","v":""},{"$f":"IFERROR(IF(OR(W139=\"\",'Historical scenario - input'!$D121=\"\"),\"\",W139/'Historical scenario - input'!$D121),\"\")","v":""}]
[{"$f":"IFERROR('Historical scenario - input'!A122,\"\")","v":""},{"$f":"IFERROR('Historical scenario - input'!B122,\"\")","v":0},{"$f":"IFERROR('Historical scenario - input'!C122,\"\")","v":0},{"$f":"IFERROR(repcalc('Historical scenario - input'!$CV122:$GH122,'Historical scenario - input'!$G122,'Historical scenario - input'!$E122,'Historical scenario - input'!$F122,20,TRUE,TRUE),\"\")","v":""},"","","","","","","","","","","","","","","","","","","",{"$f":"IFERROR(IF(OR(D140=\"\",'Historical scenario - input'!$D122=\"\"),\"\",D140/'Historical scenario - input'!$D122),\"\")","v":""},{"$f":"IFERROR(IF(OR(E140=\"\",'Historical scenario - input'!$D122=\"\"),\"\",E140/'Historical scenario - input'!$D122),\"\")","v":""},{"$f":"IFERROR(IF(OR(F140=\"\",'Historical scenario - input'!$D122=\"\"),\"\",F140/'Historical scenario - input'!$D122),\"\")","v":""},{"$f":"IFERROR(IF(OR(G140=\"\",'Historical scenario - input'!$D122=\"\"),\"\",G140/'Historical scenario - input'!$D122),\"\")","v":""},{"$f":"IFERROR(IF(OR(H140=\"\",'Historical scenario - input'!$D122=\"\"),\"\",H140/'Historical scenario - input'!$D122),\"\")","v":""},{"$f":"IFERROR(IF(OR(I140=\"\",'Historical scenario - input'!$D122=\"\"),\"\",I140/'Historical scenario - input'!$D122),\"\")","v":""},{"$f":"IFERROR(IF(OR(J140=\"\",'Historical scenario - input'!$D122=\"\"),\"\",J140/'Historical scenario - input'!$D122),\"\")","v":""},{"$f":"IFERROR(IF(OR(K140=\"\",'Historical scenario - input'!$D122=\"\"),\"\",K140/'Historical scenario - input'!$D122),\"\")","v":""},{"$f":"IFERROR(IF(OR(L140=\"\",'Historical scenario - input'!$D122=\"\"),\"\",L140/'Historical scenario - input'!$D122),\"\")","v":""},{"$f":"IFERROR(IF(OR(M140=\"\",'Historical scenario - input'!$D122=\"\"),\"\",M140/'Historical scenario - input'!$D122),\"\")","v":""},{"$f":"IFERROR(IF(OR(N140=\"\",'Historical scenario - input'!$D122=\"\"),\"\",N140/'Historical scenario - input'!$D122),\"\")","v":""},{"$f":"IFERROR(IF(OR(O140=\"\",'Historical scenario - input'!$D122=\"\"),\"\",O140/'Historical scenario - input'!$D122),\"\")","v":""},{"$f":"IFERROR(IF(OR(P140=\"\",'Historical scenario - input'!$D122=\"\"),\"\",P140/'Historical scenario - input'!$D122),\"\")","v":""},{"$f":"IFERROR(IF(OR(Q140=\"\",'Historical scenario - input'!$D122=\"\"),\"\",Q140/'Historical scenario - input'!$D122),\"\")","v":""},{"$f":"IFERROR(IF(OR(R140=\"\",'Historical scenario - input'!$D122=\"\"),\"\",R140/'Historical scenario - input'!$D122),\"\")","v":""},{"$f":"IFERROR(IF(OR(S140=\"\",'Historical scenario - input'!$D122=\"\"),\"\",S140/'Historical scenario - input'!$D122),\"\")","v":""},{"$f":"IFERROR(IF(OR(T140=\"\",'Historical scenario - input'!$D122=\"\"),\"\",T140/'Historical scenario - input'!$D122),\"\")","v":""},{"$f":"IFERROR(IF(OR(U140=\"\",'Historical scenario - input'!$D122=\"\"),\"\",U140/'Historical scenario - input'!$D122),\"\")","v":""},{"$f":"IFERROR(IF(OR(V140=\"\",'Historical scenario - input'!$D122=\"\"),\"\",V140/'Historical scenario - input'!$D122),\"\")","v":""},{"$f":"IFERROR(IF(OR(W140=\"\",'Historical scenario - input'!$D122=\"\"),\"\",W140/'Historical scenario - input'!$D122),\"\")","v":""}]
[{"$f":"IFERROR('Historical scenario - input'!A123,\"\")","v":""},{"$f":"IFERROR('Historical scenario - input'!B123,\"\")","v":0},{"$f":"IFERROR('Historical scenario - input'!C123,\"\")","v":0},{"$f":"IFERROR(repcalc('Historical scenario - input'!$CV123:$GH123,'Historical scenario - input'!$G123,'Historical scenario - input'!$E123,'Historical scenario - input'!$F123,20,TRUE,TRUE),\"\")","v":""},"","","","","","","","","","","","","","","","","","","",{"$f":"IFERROR(IF(OR(D141=\"\",'Historical scenario - input'!$D123=\"\"),\"\",D141/'Historical scenario - input'!$D123),\"\")","v":""},{"$f":"IFERROR(IF(OR(E141=\"\",'Historical scenario - input'!$D123=\"\"),\"\",E141/'Historical scenario - input'!$D123),\"\")","v":""},{"$f":"IFERROR(IF(OR(F141=\"\",'Historical scenario - input'!$D123=\"\"),\"\",F141/'Historical scenario - input'!$D123),\"\")","v":""},{"$f":"IFERROR(IF(OR(G141=\"\",'Historical scenario - input'!$D123=\"\"),\"\",G141/'Historical scenario - input'!$D123),\"\")","v":""},{"$f":"IFERROR(IF(OR(H141=\"\",'Historical scenario - input'!$D123=\"\"),\"\",H141/'Historical scenario - input'!$D123),\"\")","v":""},{"$f":"IFERROR(IF(OR(I141=\"\",'Historical scenario - input'!$D123=\"\"),\"\",I141/'Historical scenario - input'!$D123),\"\")","v":""},{"$f":"IFERROR(IF(OR(J141=\"\",'Historical scenario - input'!$D123=\"\"),\"\",J141/'Historical scenario - input'!$D123),\"\")","v":""},{"$f":"IFERROR(IF(OR(K141=\"\",'Historical scenario - input'!$D123=\"\"),\"\",K141/'Historical scenario - input'!$D123),\"\")","v":""},{"$f":"IFERROR(IF(OR(L141=\"\",'Historical scenario - input'!$D123=\"\"),\"\",L141/'Historical scenario - input'!$D123),\"\")","v":""},{"$f":"IFERROR(IF(OR(M141=\"\",'Historical scenario - input'!$D123=\"\"),\"\",M141/'Historical scenario - input'!$D123),\"\")","v":""},{"$f":"IFERROR(IF(OR(N141=\"\",'Historical scenario - input'!$D123=\"\"),\"\",N141/'Historical scenario - input'!$D123),\"\")","v":""},{"$f":"IFERROR(IF(OR(O141=\"\",'Historical scenario - input'!$D123=\"\"),\"\",O141/'Historical scenario - input'!$D123),\"\")","v":""},{"$f":"IFERROR(IF(OR(P141=\"\",'Historical scenario - input'!$D123=\"\"),\"\",P141/'Historical scenario - input'!$D123),\"\")","v":""},{"$f":"IFERROR(IF(OR(Q141=\"\",'Historical scenario - input'!$D123=\"\"),\"\",Q141/'Historical scenario - input'!$D123),\"\")","v":""},{"$f":"IFERROR(IF(OR(R141=\"\",'Historical scenario - input'!$D123=\"\"),\"\",R141/'Historical scenario - input'!$D123),\"\")","v":""},{"$f":"IFERROR(IF(OR(S141=\"\",'Historical scenario - input'!$D123=\"\"),\"\",S141/'Historical scenario - input'!$D123),\"\")","v":""},{"$f":"IFERROR(IF(OR(T141=\"\",'Historical scenario - input'!$D123=\"\"),\"\",T141/'Historical scenario - input'!$D123),\"\")","v":""},{"$f":"IFERROR(IF(OR(U141=\"\",'Historical scenario - input'!$D123=\"\"),\"\",U141/'Historical scenario - input'!$D123),\"\")","v":""},{"$f":"IFERROR(IF(OR(V141=\"\",'Historical scenario - input'!$D123=\"\"),\"\",V141/'Historical scenario - input'!$D123),\"\")","v":""},{"$f":"IFERROR(IF(OR(W141=\"\",'Historical scenario - input'!$D123=\"\"),\"\",W141/'Historical scenario - input'!$D123),\"\")","v":""}]
[{"$f":"IFERROR('Historical scenario - input'!A124,\"\")","v":""},{"$f":"IFERROR('Historical scenario - input'!B124,\"\")","v":0},{"$f":"IFERROR('Historical scenario - input'!C124,\"\")","v":0},{"$f":"IFERROR(repcalc('Historical scenario - input'!$CV124:$GH124,'Historical scenario - input'!$G124,'Historical scenario - input'!$E124,'Historical scenario - input'!$F124,20,TRUE,TRUE),\"\")","v":""},"","","","","","","","","","","","","","","","","","","",{"$f":"IFERROR(IF(OR(D142=\"\",'Historical scenario - input'!$D124=\"\"),\"\",D142/'Historical scenario - input'!$D124),\"\")","v":""},{"$f":"IFERROR(IF(OR(E142=\"\",'Historical scenario - input'!$D124=\"\"),\"\",E142/'Historical scenario - input'!$D124),\"\")","v":""},{"$f":"IFERROR(IF(OR(F142=\"\",'Historical scenario - input'!$D124=\"\"),\"\",F142/'Historical scenario - input'!$D124),\"\")","v":""},{"$f":"IFERROR(IF(OR(G142=\"\",'Historical scenario - input'!$D124=\"\"),\"\",G142/'Historical scenario - input'!$D124),\"\")","v":""},{"$f":"IFERROR(IF(OR(H142=\"\",'Historical scenario - input'!$D124=\"\"),\"\",H142/'Historical scenario - input'!$D124),\"\")","v":""},{"$f":"IFERROR(IF(OR(I142=\"\",'Historical scenario - input'!$D124=\"\"),\"\",I142/'Historical scenario - input'!$D124),\"\")","v":""},{"$f":"IFERROR(IF(OR(J142=\"\",'Historical scenario - input'!$D124=\"\"),\"\",J142/'Historical scenario - input'!$D124),\"\")","v":""},{"$f":"IFERROR(IF(OR(K142=\"\",'Historical scenario - input'!$D124=\"\"),\"\",K142/'Historical scenario - input'!$D124),\"\")","v":""},{"$f":"IFERROR(IF(OR(L142=\"\",'Historical scenario - input'!$D124=\"\"),\"\",L142/'Historical scenario - input'!$D124),\"\")","v":""},{"$f":"IFERROR(IF(OR(M142=\"\",'Historical scenario - input'!$D124=\"\"),\"\",M142/'Historical scenario - input'!$D124),\"\")","v":""},{"$f":"IFERROR(IF(OR(N142=\"\",'Historical scenario - input'!$D124=\"\"),\"\",N142/'Historical scenario - input'!$D124),\"\")","v":""},{"$f":"IFERROR(IF(OR(O142=\"\",'Historical scenario - input'!$D124=\"\"),\"\",O142/'Historical scenario - input'!$D124),\"\")","v":""},{"$f":"IFERROR(IF(OR(P142=\"\",'Historical scenario - input'!$D124=\"\"),\"\",P142/'Historical scenario - input'!$D124),\"\")","v":""},{"$f":"IFERROR(IF(OR(Q142=\"\",'Historical scenario - input'!$D124=\"\"),\"\",Q142/'Historical scenario - input'!$D124),\"\")","v":""},{"$f":"IFERROR(IF(OR(R142=\"\",'Historical scenario - input'!$D124=\"\"),\"\",R142/'Historical scenario - input'!$D124),\"\")","v":""},{"$f":"IFERROR(IF(OR(S142=\"\",'Historical scenario - input'!$D124=\"\"),\"\",S142/'Historical scenario - input'!$D124),\"\")","v":""},{"$f":"IFERROR(IF(OR(T142=\"\",'Historical scenario - input'!$D124=\"\"),\"\",T142/'Historical scenario - input'!$D124),\"\")","v":""},{"$f":"IFERROR(IF(OR(U142=\"\",'Historical scenario - input'!$D124=\"\"),\"\",U142/'Historical scenario - input'!$D124),\"\")","v":""},{"$f":"IFERROR(IF(OR(V142=\"\",'Historical scenario - input'!$D124=\"\"),\"\",V142/'Historical scenario - input'!$D124),\"\")","v":""},{"$f":"IFERROR(IF(OR(W142=\"\",'Historical scenario - input'!$D124=\"\"),\"\",W142/'Historical scenario - input'!$D124),\"\")","v":""}]
[{"$f":"IFERROR('Historical scenario - input'!A125,\"\")","v":""},{"$f":"IFERROR('Historical scenario - input'!B125,\"\")","v":0},{"$f":"IFERROR('Historical scenario - input'!C125,\"\")","v":0},{"$f":"IFERROR(repcalc('Historical scenario - input'!$CV125:$GH125,'Historical scenario - input'!$G125,'Historical scenario - input'!$E125,'Historical scenario - input'!$F125,20,TRUE,TRUE),\"\")","v":""},"","","","","","","","","","","","","","","","","","","",{"$f":"IFERROR(IF(OR(D143=\"\",'Historical scenario - input'!$D125=\"\"),\"\",D143/'Historical scenario - input'!$D125),\"\")","v":""},{"$f":"IFERROR(IF(OR(E143=\"\",'Historical scenario - input'!$D125=\"\"),\"\",E143/'Historical scenario - input'!$D125),\"\")","v":""},{"$f":"IFERROR(IF(OR(F143=\"\",'Historical scenario - input'!$D125=\"\"),\"\",F143/'Historical scenario - input'!$D125),\"\")","v":""},{"$f":"IFERROR(IF(OR(G143=\"\",'Historical scenario - input'!$D125=\"\"),\"\",G143/'Historical scenario - input'!$D125),\"\")","v":""},{"$f":"IFERROR(IF(OR(H143=\"\",'Historical scenario - input'!$D125=\"\"),\"\",H143/'Historical scenario - input'!$D125),\"\")","v":""},{"$f":"IFERROR(IF(OR(I143=\"\",'Historical scenario - input'!$D125=\"\"),\"\",I143/'Historical scenario - input'!$D125),\"\")","v":""},{"$f":"IFERROR(IF(OR(J143=\"\",'Historical scenario - input'!$D125=\"\"),\"\",J143/'Historical scenario - input'!$D125),\"\")","v":""},{"$f":"IFERROR(IF(OR(K143=\"\",'Historical scenario - input'!$D125=\"\"),\"\",K143/'Historical scenario - input'!$D125),\"\")","v":""},{"$f":"IFERROR(IF(OR(L143=\"\",'Historical scenario - input'!$D125=\"\"),\"\",L143/'Historical scenario - input'!$D125),\"\")","v":""},{"$f":"IFERROR(IF(OR(M143=\"\",'Historical scenario - input'!$D125=\"\"),\"\",M143/'Historical scenario - input'!$D125),\"\")","v":""},{"$f":"IFERROR(IF(OR(N143=\"\",'Historical scenario - input'!$D125=\"\"),\"\",N143/'Historical scenario - input'!$D125),\"\")","v":""},{"$f":"IFERROR(IF(OR(O143=\"\",'Historical scenario - input'!$D125=\"\"),\"\",O143/'Historical scenario - input'!$D125),\"\")","v":""},{"$f":"IFERROR(IF(OR(P143=\"\",'Historical scenario - input'!$D125=\"\"),\"\",P143/'Historical scenario - input'!$D125),\"\")","v":""},{"$f":"IFERROR(IF(OR(Q143=\"\",'Historical scenario - input'!$D125=\"\"),\"\",Q143/'Historical scenario - input'!$D125),\"\")","v":""},{"$f":"IFERROR(IF(OR(R143=\"\",'Historical scenario - input'!$D125=\"\"),\"\",R143/'Historical scenario - input'!$D125),\"\")","v":""},{"$f":"IFERROR(IF(OR(S143=\"\",'Historical scenario - input'!$D125=\"\"),\"\",S143/'Historical scenario - input'!$D125),\"\")","v":""},{"$f":"IFERROR(IF(OR(T143=\"\",'Historical scenario - input'!$D125=\"\"),\"\",T143/'Historical scenario - input'!$D125),\"\")","v":""},{"$f":"IFERROR(IF(OR(U143=\"\",'Historical scenario - input'!$D125=\"\"),\"\",U143/'Historical scenario - input'!$D125),\"\")","v":""},{"$f":"IFERROR(IF(OR(V143=\"\",'Historical scenario - input'!$D125=\"\"),\"\",V143/'Historical scenario - input'!$D125),\"\")","v":""},{"$f":"IFERROR(IF(OR(W143=\"\",'Historical scenario - input'!$D125=\"\"),\"\",W143/'Historical scenario - input'!$D125),\"\")","v":""}]
[{"$f":"IFERROR('Historical scenario - input'!A126,\"\")","v":""},{"$f":"IFERROR('Historical scenario - input'!B126,\"\")","v":0},{"$f":"IFERROR('Historical scenario - input'!C126,\"\")","v":0},{"$f":"IFERROR(repcalc('Historical scenario - input'!$CV126:$GH126,'Historical scenario - input'!$G126,'Historical scenario - input'!$E126,'Historical scenario - input'!$F126,20,TRUE,TRUE),\"\")","v":""},"","","","","","","","","","","","","","","","","","","",{"$f":"IFERROR(IF(OR(D144=\"\",'Historical scenario - input'!$D126=\"\"),\"\",D144/'Historical scenario - input'!$D126),\"\")","v":""},{"$f":"IFERROR(IF(OR(E144=\"\",'Historical scenario - input'!$D126=\"\"),\"\",E144/'Historical scenario - input'!$D126),\"\")","v":""},{"$f":"IFERROR(IF(OR(F144=\"\",'Historical scenario - input'!$D126=\"\"),\"\",F144/'Historical scenario - input'!$D126),\"\")","v":""},{"$f":"IFERROR(IF(OR(G144=\"\",'Historical scenario - input'!$D126=\"\"),\"\",G144/'Historical scenario - input'!$D126),\"\")","v":""},{"$f":"IFERROR(IF(OR(H144=\"\",'Historical scenario - input'!$D126=\"\"),\"\",H144/'Historical scenario - input'!$D126),\"\")","v":""},{"$f":"IFERROR(IF(OR(I144=\"\",'Historical scenario - input'!$D126=\"\"),\"\",I144/'Historical scenario - input'!$D126),\"\")","v":""},{"$f":"IFERROR(IF(OR(J144=\"\",'Historical scenario - input'!$D126=\"\"),\"\",J144/'Historical scenario - input'!$D126),\"\")","v":""},{"$f":"IFERROR(IF(OR(K144=\"\",'Historical scenario - input'!$D126=\"\"),\"\",K144/'Historical scenario - input'!$D126),\"\")","v":""},{"$f":"IFERROR(IF(OR(L144=\"\",'Historical scenario - input'!$D126=\"\"),\"\",L144/'Historical scenario - input'!$D126),\"\")","v":""},{"$f":"IFERROR(IF(OR(M144=\"\",'Historical scenario - input'!$D126=\"\"),\"\",M144/'Historical scenario - input'!$D126),\"\")","v":""},{"$f":"IFERROR(IF(OR(N144=\"\",'Historical scenario - input'!$D126=\"\"),\"\",N144/'Historical scenario - input'!$D126),\"\")","v":""},{"$f":"IFERROR(IF(OR(O144=\"\",'Historical scenario - input'!$D126=\"\"),\"\",O144/'Historical scenario - input'!$D126),\"\")","v":""},{"$f":"IFERROR(IF(OR(P144=\"\",'Historical scenario - input'!$D126=\"\"),\"\",P144/'Historical scenario - input'!$D126),\"\")","v":""},{"$f":"IFERROR(IF(OR(Q144=\"\",'Historical scenario - input'!$D126=\"\"),\"\",Q144/'Historical scenario - input'!$D126),\"\")","v":""},{"$f":"IFERROR(IF(OR(R144=\"\",'Historical scenario - input'!$D126=\"\"),\"\",R144/'Historical scenario - input'!$D126),\"\")","v":""},{"$f":"IFERROR(IF(OR(S144=\"\",'Historical scenario - input'!$D126=\"\"),\"\",S144/'Historical scenario - input'!$D126),\"\")","v":""},{"$f":"IFERROR(IF(OR(T144=\"\",'Historical scenario - input'!$D126=\"\"),\"\",T144/'Historical scenario - input'!$D126),\"\")","v":""},{"$f":"IFERROR(IF(OR(U144=\"\",'Historical scenario - input'!$D126=\"\"),\"\",U144/'Historical scenario - input'!$D126),\"\")","v":""},{"$f":"IFERROR(IF(OR(V144=\"\",'Historical scenario - input'!$D126=\"\"),\"\",V144/'Historical scenario - input'!$D126),\"\")","v":""},{"$f":"IFERROR(IF(OR(W144=\"\",'Historical scenario - input'!$D126=\"\"),\"\",W144/'Historical scenario - input'!$D126),\"\")","v":""}]
[{"$f":"IFERROR('Historical scenario - input'!A127,\"\")","v":""},{"$f":"IFERROR('Historical scenario - input'!B127,\"\")","v":0},{"$f":"IFERROR('Historical scenario - input'!C127,\"\")","v":0},{"$f":"IFERROR(repcalc('Historical scenario - input'!$CV127:$GH127,'Historical scenario - input'!$G127,'Historical scenario - input'!$E127,'Historical scenario - input'!$F127,20,TRUE,TRUE),\"\")","v":""},"","","","","","","","","","","","","","","","","","","",{"$f":"IFERROR(IF(OR(D145=\"\",'Historical scenario - input'!$D127=\"\"),\"\",D145/'Historical scenario - input'!$D127),\"\")","v":""},{"$f":"IFERROR(IF(OR(E145=\"\",'Historical scenario - input'!$D127=\"\"),\"\",E145/'Historical scenario - input'!$D127),\"\")","v":""},{"$f":"IFERROR(IF(OR(F145=\"\",'Historical scenario - input'!$D127=\"\"),\"\",F145/'Historical scenario - input'!$D127),\"\")","v":""},{"$f":"IFERROR(IF(OR(G145=\"\",'Historical scenario - input'!$D127=\"\"),\"\",G145/'Historical scenario - input'!$D127),\"\")","v":""},{"$f":"IFERROR(IF(OR(H145=\"\",'Historical scenario - input'!$D127=\"\"),\"\",H145/'Historical scenario - input'!$D127),\"\")","v":""},{"$f":"IFERROR(IF(OR(I145=\"\",'Historical scenario - input'!$D127=\"\"),\"\",I145/'Historical scenario - input'!$D127),\"\")","v":""},{"$f":"IFERROR(IF(OR(J145=\"\",'Historical scenario - input'!$D127=\"\"),\"\",J145/'Historical scenario - input'!$D127),\"\")","v":""},{"$f":"IFERROR(IF(OR(K145=\"\",'Historical scenario - input'!$D127=\"\"),\"\",K145/'Historical scenario - input'!$D127),\"\")","v":""},{"$f":"IFERROR(IF(OR(L145=\"\",'Historical scenario - input'!$D127=\"\"),\"\",L145/'Historical scenario - input'!$D127),\"\")","v":""},{"$f":"IFERROR(IF(OR(M145=\"\",'Historical scenario - input'!$D127=\"\"),\"\",M145/'Historical scenario - input'!$D127),\"\")","v":""},{"$f":"IFERROR(IF(OR(N145=\"\",'Historical scenario - input'!$D127=\"\"),\"\",N145/'Historical scenario - input'!$D127),\"\")","v":""},{"$f":"IFERROR(IF(OR(O145=\"\",'Historical scenario - input'!$D127=\"\"),\"\",O145/'Historical scenario - input'!$D127),\"\")","v":""},{"$f":"IFERROR(IF(OR(P145=\"\",'Historical scenario - input'!$D127=\"\"),\"\",P145/'Historical scenario - input'!$D127),\"\")","v":""},{"$f":"IFERROR(IF(OR(Q145=\"\",'Historical scenario - input'!$D127=\"\"),\"\",Q145/'Historical scenario - input'!$D127),\"\")","v":""},{"$f":"IFERROR(IF(OR(R145=\"\",'Historical scenario - input'!$D127=\"\"),\"\",R145/'Historical scenario - input'!$D127),\"\")","v":""},{"$f":"IFERROR(IF(OR(S145=\"\",'Historical scenario - input'!$D127=\"\"),\"\",S145/'Historical scenario - input'!$D127),\"\")","v":""},{"$f":"IFERROR(IF(OR(T145=\"\",'Historical scenario - input'!$D127=\"\"),\"\",T145/'Historical scenario - input'!$D127),\"\")","v":""},{"$f":"IFERROR(IF(OR(U145=\"\",'Historical scenario - input'!$D127=\"\"),\"\",U145/'Historical scenario - input'!$D127),\"\")","v":""},{"$f":"IFERROR(IF(OR(V145=\"\",'Historical scenario - input'!$D127=\"\"),\"\",V145/'Historical scenario - input'!$D127),\"\")","v":""},{"$f":"IFERROR(IF(OR(W145=\"\",'Historical scenario - input'!$D127=\"\"),\"\",W145/'Historical scenario - input'!$D127),\"\")","v":""}]
[{"$f":"IFERROR('Historical scenario - input'!A128,\"\")","v":""},{"$f":"IFERROR('Historical scenario - input'!B128,\"\")","v":0},{"$f":"IFERROR('Historical scenario - input'!C128,\"\")","v":0},{"$f":"IFERROR(repcalc('Historical scenario - input'!$CV128:$GH128,'Historical scenario - input'!$G128,'Historical scenario - input'!$E128,'Historical scenario - input'!$F128,20,TRUE,TRUE),\"\")","v":""},"","","","","","","","","","","","","","","","","","","",{"$f":"IFERROR(IF(OR(D146=\"\",'Historical scenario - input'!$D128=\"\"),\"\",D146/'Historical scenario - input'!$D128),\"\")","v":""},{"$f":"IFERROR(IF(OR(E146=\"\",'Historical scenario - input'!$D128=\"\"),\"\",E146/'Historical scenario - input'!$D128),\"\")","v":""},{"$f":"IFERROR(IF(OR(F146=\"\",'Historical scenario - input'!$D128=\"\"),\"\",F146/'Historical scenario - input'!$D128),\"\")","v":""},{"$f":"IFERROR(IF(OR(G146=\"\",'Historical scenario - input'!$D128=\"\"),\"\",G146/'Historical scenario - input'!$D128),\"\")","v":""},{"$f":"IFERROR(IF(OR(H146=\"\",'Historical scenario - input'!$D128=\"\"),\"\",H146/'Historical scenario - input'!$D128),\"\")","v":""},{"$f":"IFERROR(IF(OR(I146=\"\",'Historical scenario - input'!$D128=\"\"),\"\",I146/'Historical scenario - input'!$D128),\"\")","v":""},{"$f":"IFERROR(IF(OR(J146=\"\",'Historical scenario - input'!$D128=\"\"),\"\",J146/'Historical scenario - input'!$D128),\"\")","v":""},{"$f":"IFERROR(IF(OR(K146=\"\",'Historical scenario - input'!$D128=\"\"),\"\",K146/'Historical scenario - input'!$D128),\"\")","v":""},{"$f":"IFERROR(IF(OR(L146=\"\",'Historical scenario - input'!$D128=\"\"),\"\",L146/'Historical scenario - input'!$D128),\"\")","v":""},{"$f":"IFERROR(IF(OR(M146=\"\",'Historical scenario - input'!$D128=\"\"),\"\",M146/'Historical scenario - input'!$D128),\"\")","v":""},{"$f":"IFERROR(IF(OR(N146=\"\",'Historical scenario - input'!$D128=\"\"),\"\",N146/'Historical scenario - input'!$D128),\"\")","v":""},{"$f":"IFERROR(IF(OR(O146=\"\",'Historical scenario - input'!$D128=\"\"),\"\",O146/'Historical scenario - input'!$D128),\"\")","v":""},{"$f":"IFERROR(IF(OR(P146=\"\",'Historical scenario - input'!$D128=\"\"),\"\",P146/'Historical scenario - input'!$D128),\"\")","v":""},{"$f":"IFERROR(IF(OR(Q146=\"\",'Historical scenario - input'!$D128=\"\"),\"\",Q146/'Historical scenario - input'!$D128),\"\")","v":""},{"$f":"IFERROR(IF(OR(R146=\"\",'Historical scenario - input'!$D128=\"\"),\"\",R146/'Historical scenario - input'!$D128),\"\")","v":""},{"$f":"IFERROR(IF(OR(S146=\"\",'Historical scenario - input'!$D128=\"\"),\"\",S146/'Historical scenario - input'!$D128),\"\")","v":""},{"$f":"IFERROR(IF(OR(T146=\"\",'Historical scenario - input'!$D128=\"\"),\"\",T146/'Historical scenario - input'!$D128),\"\")","v":""},{"$f":"IFERROR(IF(OR(U146=\"\",'Historical scenario - input'!$D128=\"\"),\"\",U146/'Historical scenario - input'!$D128),\"\")","v":""},{"$f":"IFERROR(IF(OR(V146=\"\",'Historical scenario - input'!$D128=\"\"),\"\",V146/'Historical scenario - input'!$D128),\"\")","v":""},{"$f":"IFERROR(IF(OR(W146=\"\",'Historical scenario - input'!$D128=\"\"),\"\",W146/'Historical scenario - input'!$D128),\"\")","v":""}]
[{"$f":"IFERROR('Historical scenario - input'!A129,\"\")","v":""},{"$f":"IFERROR('Historical scenario - input'!B129,\"\")","v":0},{"$f":"IFERROR('Historical scenario - input'!C129,\"\")","v":0},{"$f":"IFERROR(repcalc('Historical scenario - input'!$CV129:$GH129,'Historical scenario - input'!$G129,'Historical scenario - input'!$E129,'Historical scenario - input'!$F129,20,TRUE,TRUE),\"\")","v":""},"","","","","","","","","","","","","","","","","","","",{"$f":"IFERROR(IF(OR(D147=\"\",'Historical scenario - input'!$D129=\"\"),\"\",D147/'Historical scenario - input'!$D129),\"\")","v":""},{"$f":"IFERROR(IF(OR(E147=\"\",'Historical scenario - input'!$D129=\"\"),\"\",E147/'Historical scenario - input'!$D129),\"\")","v":""},{"$f":"IFERROR(IF(OR(F147=\"\",'Historical scenario - input'!$D129=\"\"),\"\",F147/'Historical scenario - input'!$D129),\"\")","v":""},{"$f":"IFERROR(IF(OR(G147=\"\",'Historical scenario - input'!$D129=\"\"),\"\",G147/'Historical scenario - input'!$D129),\"\")","v":""},{"$f":"IFERROR(IF(OR(H147=\"\",'Historical scenario - input'!$D129=\"\"),\"\",H147/'Historical scenario - input'!$D129),\"\")","v":""},{"$f":"IFERROR(IF(OR(I147=\"\",'Historical scenario - input'!$D129=\"\"),\"\",I147/'Historical scenario - input'!$D129),\"\")","v":""},{"$f":"IFERROR(IF(OR(J147=\"\",'Historical scenario - input'!$D129=\"\"),\"\",J147/'Historical scenario - input'!$D129),\"\")","v":""},{"$f":"IFERROR(IF(OR(K147=\"\",'Historical scenario - input'!$D129=\"\"),\"\",K147/'Historical scenario - input'!$D129),\"\")","v":""},{"$f":"IFERROR(IF(OR(L147=\"\",'Historical scenario - input'!$D129=\"\"),\"\",L147/'Historical scenario - input'!$D129),\"\")","v":""},{"$f":"IFERROR(IF(OR(M147=\"\",'Historical scenario - input'!$D129=\"\"),\"\",M147/'Historical scenario - input'!$D129),\"\")","v":""},{"$f":"IFERROR(IF(OR(N147=\"\",'Historical scenario - input'!$D129=\"\"),\"\",N147/'Historical scenario - input'!$D129),\"\")","v":""},{"$f":"IFERROR(IF(OR(O147=\"\",'Historical scenario - input'!$D129=\"\"),\"\",O147/'Historical scenario - input'!$D129),\"\")","v":""},{"$f":"IFERROR(IF(OR(P147=\"\",'Historical scenario - input'!$D129=\"\"),\"\",P147/'Historical scenario - input'!$D129),\"\")","v":""},{"$f":"IFERROR(IF(OR(Q147=\"\",'Historical scenario - input'!$D129=\"\"),\"\",Q147/'Historical scenario - input'!$D129),\"\")","v":""},{"$f":"IFERROR(IF(OR(R147=\"\",'Historical scenario - input'!$D129=\"\"),\"\",R147/'Historical scenario - input'!$D129),\"\")","v":""},{"$f":"IFERROR(IF(OR(S147=\"\",'Historical scenario - input'!$D129=\"\"),\"\",S147/'Historical scenario - input'!$D129),\"\")","v":""},{"$f":"IFERROR(IF(OR(T147=\"\",'Historical scenario - input'!$D129=\"\"),\"\",T147/'Historical scenario - input'!$D129),\"\")","v":""},{"$f":"IFERROR(IF(OR(U147=\"\",'Historical scenario - input'!$D129=\"\"),\"\",U147/'Historical scenario - input'!$D129),\"\")","v":""},{"$f":"IFERROR(IF(OR(V147=\"\",'Historical scenario - input'!$D129=\"\"),\"\",V147/'Historical scenario - input'!$D129),\"\")","v":""},{"$f":"IFERROR(IF(OR(W147=\"\",'Historical scenario - input'!$D129=\"\"),\"\",W147/'Historical scenario - input'!$D129),\"\")","v":""}]
[{"$f":"IFERROR('Historical scenario - input'!A130,\"\")","v":""},{"$f":"IFERROR('Historical scenario - input'!B130,\"\")","v":0},{"$f":"IFERROR('Historical scenario - input'!C130,\"\")","v":0},{"$f":"IFERROR(repcalc('Historical scenario - input'!$CV130:$GH130,'Historical scenario - input'!$G130,'Historical scenario - input'!$E130,'Historical scenario - input'!$F130,20,TRUE,TRUE),\"\")","v":""},"","","","","","","","","","","","","","","","","","","",{"$f":"IFERROR(IF(OR(D148=\"\",'Historical scenario - input'!$D130=\"\"),\"\",D148/'Historical scenario - input'!$D130),\"\")","v":""},{"$f":"IFERROR(IF(OR(E148=\"\",'Historical scenario - input'!$D130=\"\"),\"\",E148/'Historical scenario - input'!$D130),\"\")","v":""},{"$f":"IFERROR(IF(OR(F148=\"\",'Historical scenario - input'!$D130=\"\"),\"\",F148/'Historical scenario - input'!$D130),\"\")","v":""},{"$f":"IFERROR(IF(OR(G148=\"\",'Historical scenario - input'!$D130=\"\"),\"\",G148/'Historical scenario - input'!$D130),\"\")","v":""},{"$f":"IFERROR(IF(OR(H148=\"\",'Historical scenario - input'!$D130=\"\"),\"\",H148/'Historical scenario - input'!$D130),\"\")","v":""},{"$f":"IFERROR(IF(OR(I148=\"\",'Historical scenario - input'!$D130=\"\"),\"\",I148/'Historical scenario - input'!$D130),\"\")","v":""},{"$f":"IFERROR(IF(OR(J148=\"\",'Historical scenario - input'!$D130=\"\"),\"\",J148/'Historical scenario - input'!$D130),\"\")","v":""},{"$f":"IFERROR(IF(OR(K148=\"\",'Historical scenario - input'!$D130=\"\"),\"\",K148/'Historical scenario - input'!$D130),\"\")","v":""},{"$f":"IFERROR(IF(OR(L148=\"\",'Historical scenario - input'!$D130=\"\"),\"\",L148/'Historical scenario - input'!$D130),\"\")","v":""},{"$f":"IFERROR(IF(OR(M148=\"\",'Historical scenario - input'!$D130=\"\"),\"\",M148/'Historical scenario - input'!$D130),\"\")","v":""},{"$f":"IFERROR(IF(OR(N148=\"\",'Historical scenario - input'!$D130=\"\"),\"\",N148/'Historical scenario - input'!$D130),\"\")","v":""},{"$f":"IFERROR(IF(OR(O148=\"\",'Historical scenario - input'!$D130=\"\"),\"\",O148/'Historical scenario - input'!$D130),\"\")","v":""},{"$f":"IFERROR(IF(OR(P148=\"\",'Historical scenario - input'!$D130=\"\"),\"\",P148/'Historical scenario - input'!$D130),\"\")","v":""},{"$f":"IFERROR(IF(OR(Q148=\"\",'Historical scenario - input'!$D130=\"\"),\"\",Q148/'Historical scenario - input'!$D130),\"\")","v":""},{"$f":"IFERROR(IF(OR(R148=\"\",'Historical scenario - input'!$D130=\"\"),\"\",R148/'Historical scenario - input'!$D130),\"\")","v":""},{"$f":"IFERROR(IF(OR(S148=\"\",'Historical scenario - input'!$D130=\"\"),\"\",S148/'Historical scenario - input'!$D130),\"\")","v":""},{"$f":"IFERROR(IF(OR(T148=\"\",'Historical scenario - input'!$D130=\"\"),\"\",T148/'Historical scenario - input'!$D130),\"\")","v":""},{"$f":"IFERROR(IF(OR(U148=\"\",'Historical scenario - input'!$D130=\"\"),\"\",U148/'Historical scenario - input'!$D130),\"\")","v":""},{"$f":"IFERROR(IF(OR(V148=\"\",'Historical scenario - input'!$D130=\"\"),\"\",V148/'Historical scenario - input'!$D130),\"\")","v":""},{"$f":"IFERROR(IF(OR(W148=\"\",'Historical scenario - input'!$D130=\"\"),\"\",W148/'Historical scenario - input'!$D130),\"\")","v":""}]
[{"$f":"IFERROR('Historical scenario - input'!A131,\"\")","v":""},{"$f":"IFERROR('Historical scenario - input'!B131,\"\")","v":0},{"$f":"IFERROR('Historical scenario - input'!C131,\"\")","v":0},{"$f":"IFERROR(repcalc('Historical scenario - input'!$CV131:$GH131,'Historical scenario - input'!$G131,'Historical scenario - input'!$E131,'Historical scenario - input'!$F131,20,TRUE,TRUE),\"\")","v":""},"","","","","","","","","","","","","","","","","","","",{"$f":"IFERROR(IF(OR(D149=\"\",'Historical scenario - input'!$D131=\"\"),\"\",D149/'Historical scenario - input'!$D131),\"\")","v":""},{"$f":"IFERROR(IF(OR(E149=\"\",'Historical scenario - input'!$D131=\"\"),\"\",E149/'Historical scenario - input'!$D131),\"\")","v":""},{"$f":"IFERROR(IF(OR(F149=\"\",'Historical scenario - input'!$D131=\"\"),\"\",F149/'Historical scenario - input'!$D131),\"\")","v":""},{"$f":"IFERROR(IF(OR(G149=\"\",'Historical scenario - input'!$D131=\"\"),\"\",G149/'Historical scenario - input'!$D131),\"\")","v":""},{"$f":"IFERROR(IF(OR(H149=\"\",'Historical scenario - input'!$D131=\"\"),\"\",H149/'Historical scenario - input'!$D131),\"\")","v":""},{"$f":"IFERROR(IF(OR(I149=\"\",'Historical scenario - input'!$D131=\"\"),\"\",I149/'Historical scenario - input'!$D131),\"\")","v":""},{"$f":"IFERROR(IF(OR(J149=\"\",'Historical scenario - input'!$D131=\"\"),\"\",J149/'Historical scenario - input'!$D131),\"\")","v":""},{"$f":"IFERROR(IF(OR(K149=\"\",'Historical scenario - input'!$D131=\"\"),\"\",K149/'Historical scenario - input'!$D131),\"\")","v":""},{"$f":"IFERROR(IF(OR(L149=\"\",'Historical scenario - input'!$D131=\"\"),\"\",L149/'Historical scenario - input'!$D131),\"\")","v":""},{"$f":"IFERROR(IF(OR(M149=\"\",'Historical scenario - input'!$D131=\"\"),\"\",M149/'Historical scenario - input'!$D131),\"\")","v":""},{"$f":"IFERROR(IF(OR(N149=\"\",'Historical scenario - input'!$D131=\"\"),\"\",N149/'Historical scenario - input'!$D131),\"\")","v":""},{"$f":"IFERROR(IF(OR(O149=\"\",'Historical scenario - input'!$D131=\"\"),\"\",O149/'Historical scenario - input'!$D131),\"\")","v":""},{"$f":"IFERROR(IF(OR(P149=\"\",'Historical scenario - input'!$D131=\"\"),\"\",P149/'Historical scenario - input'!$D131),\"\")","v":""},{"$f":"IFERROR(IF(OR(Q149=\"\",'Historical scenario - input'!$D131=\"\"),\"\",Q149/'Historical scenario - input'!$D131),\"\")","v":""},{"$f":"IFERROR(IF(OR(R149=\"\",'Historical scenario - input'!$D131=\"\"),\"\",R149/'Historical scenario - input'!$D131),\"\")","v":""},{"$f":"IFERROR(IF(OR(S149=\"\",'Historical scenario - input'!$D131=\"\"),\"\",S149/'Historical scenario - input'!$D131),\"\")","v":""},{"$f":"IFERROR(IF(OR(T149=\"\",'Historical scenario - input'!$D131=\"\"),\"\",T149/'Historical scenario - input'!$D131),\"\")","v":""},{"$f":"IFERROR(IF(OR(U149=\"\",'Historical scenario - input'!$D131=\"\"),\"\",U149/'Historical scenario - input'!$D131),\"\")","v":""},{"$f":"IFERROR(IF(OR(V149=\"\",'Historical scenario - input'!$D131=\"\"),\"\",V149/'Historical scenario - input'!$D131),\"\")","v":""},{"$f":"IFERROR(IF(OR(W149=\"\",'Historical scenario - input'!$D131=\"\"),\"\",W149/'Historical scenario - input'!$D131),\"\")","v":""}]
[{"$f":"IFERROR('Historical scenario - input'!A132,\"\")","v":""},{"$f":"IFERROR('Historical scenario - input'!B132,\"\")","v":0},{"$f":"IFERROR('Historical scenario - input'!C132,\"\")","v":0},{"$f":"IFERROR(repcalc('Historical scenario - input'!$CV132:$GH132,'Historical scenario - input'!$G132,'Historical scenario - input'!$E132,'Historical scenario - input'!$F132,20,TRUE,TRUE),\"\")","v":""},"","","","","","","","","","","","","","","","","","","",{"$f":"IFERROR(IF(OR(D150=\"\",'Historical scenario - input'!$D132=\"\"),\"\",D150/'Historical scenario - input'!$D132),\"\")","v":""},{"$f":"IFERROR(IF(OR(E150=\"\",'Historical scenario - input'!$D132=\"\"),\"\",E150/'Historical scenario - input'!$D132),\"\")","v":""},{"$f":"IFERROR(IF(OR(F150=\"\",'Historical scenario - input'!$D132=\"\"),\"\",F150/'Historical scenario - input'!$D132),\"\")","v":""},{"$f":"IFERROR(IF(OR(G150=\"\",'Historical scenario - input'!$D132=\"\"),\"\",G150/'Historical scenario - input'!$D132),\"\")","v":""},{"$f":"IFERROR(IF(OR(H150=\"\",'Historical scenario - input'!$D132=\"\"),\"\",H150/'Historical scenario - input'!$D132),\"\")","v":""},{"$f":"IFERROR(IF(OR(I150=\"\",'Historical scenario - input'!$D132=\"\"),\"\",I150/'Historical scenario - input'!$D132),\"\")","v":""},{"$f":"IFERROR(IF(OR(J150=\"\",'Historical scenario - input'!$D132=\"\"),\"\",J150/'Historical scenario - input'!$D132),\"\")","v":""},{"$f":"IFERROR(IF(OR(K150=\"\",'Historical scenario - input'!$D132=\"\"),\"\",K150/'Historical scenario - input'!$D132),\"\")","v":""},{"$f":"IFERROR(IF(OR(L150=\"\",'Historical scenario - input'!$D132=\"\"),\"\",L150/'Historical scenario - input'!$D132),\"\")","v":""},{"$f":"IFERROR(IF(OR(M150=\"\",'Historical scenario - input'!$D132=\"\"),\"\",M150/'Historical scenario - input'!$D132),\"\")","v":""},{"$f":"IFERROR(IF(OR(N150=\"\",'Historical scenario - input'!$D132=\"\"),\"\",N150/'Historical scenario - input'!$D132),\"\")","v":""},{"$f":"IFERROR(IF(OR(O150=\"\",'Historical scenario - input'!$D132=\"\"),\"\",O150/'Historical scenario - input'!$D132),\"\")","v":""},{"$f":"IFERROR(IF(OR(P150=\"\",'Historical scenario - input'!$D132=\"\"),\"\",P150/'Historical scenario - input'!$D132),\"\")","v":""},{"$f":"IFERROR(IF(OR(Q150=\"\",'Historical scenario - input'!$D132=\"\"),\"\",Q150/'Historical scenario - input'!$D132),\"\")","v":""},{"$f":"IFERROR(IF(OR(R150=\"\",'Historical scenario - input'!$D132=\"\"),\"\",R150/'Historical scenario - input'!$D132),\"\")","v":""},{"$f":"IFERROR(IF(OR(S150=\"\",'Historical scenario - input'!$D132=\"\"),\"\",S150/'Historical scenario - input'!$D132),\"\")","v":""},{"$f":"IFERROR(IF(OR(T150=\"\",'Historical scenario - input'!$D132=\"\"),\"\",T150/'Historical scenario - input'!$D132),\"\")","v":""},{"$f":"IFERROR(IF(OR(U150=\"\",'Historical scenario - input'!$D132=\"\"),\"\",U150/'Historical scenario - input'!$D132),\"\")","v":""},{"$f":"IFERROR(IF(OR(V150=\"\",'Historical scenario - input'!$D132=\"\"),\"\",V150/'Historical scenario - input'!$D132),\"\")","v":""},{"$f":"IFERROR(IF(OR(W150=\"\",'Historical scenario - input'!$D132=\"\"),\"\",W150/'Historical scenario - input'!$D132),\"\")","v":""}]
[{"$f":"IFERROR('Historical scenario - input'!A133,\"\")","v":""},{"$f":"IFERROR('Historical scenario - input'!B133,\"\")","v":0},{"$f":"IFERROR('Historical scenario - input'!C133,\"\")","v":0},{"$f":"IFERROR(repcalc('Historical scenario - input'!$CV133:$GH133,'Historical scenario - input'!$G133,'Historical scenario - input'!$E133,'Historical scenario - input'!$F133,20,TRUE,TRUE),\"\")","v":""},"","","","","","","","","","","","","","","","","","","",{"$f":"IFERROR(IF(OR(D151=\"\",'Historical scenario - input'!$D133=\"\"),\"\",D151/'Historical scenario - input'!$D133),\"\")","v":""},{"$f":"IFERROR(IF(OR(E151=\"\",'Historical scenario - input'!$D133=\"\"),\"\",E151/'Historical scenario - input'!$D133),\"\")","v":""},{"$f":"IFERROR(IF(OR(F151=\"\",'Historical scenario - input'!$D133=\"\"),\"\",F151/'Historical scenario - input'!$D133),\"\")","v":""},{"$f":"IFERROR(IF(OR(G151=\"\",'Historical scenario - input'!$D133=\"\"),\"\",G151/'Historical scenario - input'!$D133),\"\")","v":""},{"$f":"IFERROR(IF(OR(H151=\"\",'Historical scenario - input'!$D133=\"\"),\"\",H151/'Historical scenario - input'!$D133),\"\")","v":""},{"$f":"IFERROR(IF(OR(I151=\"\",'Historical scenario - input'!$D133=\"\"),\"\",I151/'Historical scenario - input'!$D133),\"\")","v":""},{"$f":"IFERROR(IF(OR(J151=\"\",'Historical scenario - input'!$D133=\"\"),\"\",J151/'Historical scenario - input'!$D133),\"\")","v":""},{"$f":"IFERROR(IF(OR(K151=\"\",'Historical scenario - input'!$D133=\"\"),\"\",K151/'Historical scenario - input'!$D133),\"\")","v":""},{"$f":"IFERROR(IF(OR(L151=\"\",'Historical scenario - input'!$D133=\"\"),\"\",L151/'Historical scenario - input'!$D133),\"\")","v":""},{"$f":"IFERROR(IF(OR(M151=\"\",'Historical scenario - input'!$D133=\"\"),\"\",M151/'Historical scenario - input'!$D133),\"\")","v":""},{"$f":"IFERROR(IF(OR(N151=\"\",'Historical scenario - input'!$D133=\"\"),\"\",N151/'Historical scenario - input'!$D133),\"\")","v":""},{"$f":"IFERROR(IF(OR(O151=\"\",'Historical scenario - input'!$D133=\"\"),\"\",O151/'Historical scenario - input'!$D133),\"\")","v":""},{"$f":"IFERROR(IF(OR(P151=\"\",'Historical scenario - input'!$D133=\"\"),\"\",P151/'Historical scenario - input'!$D133),\"\")","v":""},{"$f":"IFERROR(IF(OR(Q151=\"\",'Historical scenario - input'!$D133=\"\"),\"\",Q151/'Historical scenario - input'!$D133),\"\")","v":""},{"$f":"IFERROR(IF(OR(R151=\"\",'Historical scenario - input'!$D133=\"\"),\"\",R151/'Historical scenario - input'!$D133),\"\")","v":""},{"$f":"IFERROR(IF(OR(S151=\"\",'Historical scenario - input'!$D133=\"\"),\"\",S151/'Historical scenario - input'!$D133),\"\")","v":""},{"$f":"IFERROR(IF(OR(T151=\"\",'Historical scenario - input'!$D133=\"\"),\"\",T151/'Historical scenario - input'!$D133),\"\")","v":""},{"$f":"IFERROR(IF(OR(U151=\"\",'Historical scenario - input'!$D133=\"\"),\"\",U151/'Historical scenario - input'!$D133),\"\")","v":""},{"$f":"IFERROR(IF(OR(V151=\"\",'Historical scenario - input'!$D133=\"\"),\"\",V151/'Historical scenario - input'!$D133),\"\")","v":""},{"$f":"IFERROR(IF(OR(W151=\"\",'Historical scenario - input'!$D133=\"\"),\"\",W151/'Historical scenario - input'!$D133),\"\")","v":""}]
[{"$f":"IFERROR('Historical scenario - input'!A134,\"\")","v":""},{"$f":"IFERROR('Historical scenario - input'!B134,\"\")","v":0},{"$f":"IFERROR('Historical scenario - input'!C134,\"\")","v":0},{"$f":"IFERROR(repcalc('Historical scenario - input'!$CV134:$GH134,'Historical scenario - input'!$G134,'Historical scenario - input'!$E134,'Historical scenario - input'!$F134,20,TRUE,TRUE),\"\")","v":""},"","","","","","","","","","","","","","","","","","","",{"$f":"IFERROR(IF(OR(D152=\"\",'Historical scenario - input'!$D134=\"\"),\"\",D152/'Historical scenario - input'!$D134),\"\")","v":""},{"$f":"IFERROR(IF(OR(E152=\"\",'Historical scenario - input'!$D134=\"\"),\"\",E152/'Historical scenario - input'!$D134),\"\")","v":""},{"$f":"IFERROR(IF(OR(F152=\"\",'Historical scenario - input'!$D134=\"\"),\"\",F152/'Historical scenario - input'!$D134),\"\")","v":""},{"$f":"IFERROR(IF(OR(G152=\"\",'Historical scenario - input'!$D134=\"\"),\"\",G152/'Historical scenario - input'!$D134),\"\")","v":""},{"$f":"IFERROR(IF(OR(H152=\"\",'Historical scenario - input'!$D134=\"\"),\"\",H152/'Historical scenario - input'!$D134),\"\")","v":""},{"$f":"IFERROR(IF(OR(I152=\"\",'Historical scenario - input'!$D134=\"\"),\"\",I152/'Historical scenario - input'!$D134),\"\")","v":""},{"$f":"IFERROR(IF(OR(J152=\"\",'Historical scenario - input'!$D134=\"\"),\"\",J152/'Historical scenario - input'!$D134),\"\")","v":""},{"$f":"IFERROR(IF(OR(K152=\"\",'Historical scenario - input'!$D134=\"\"),\"\",K152/'Historical scenario - input'!$D134),\"\")","v":""},{"$f":"IFERROR(IF(OR(L152=\"\",'Historical scenario - input'!$D134=\"\"),\"\",L152/'Historical scenario - input'!$D134),\"\")","v":""},{"$f":"IFERROR(IF(OR(M152=\"\",'Historical scenario - input'!$D134=\"\"),\"\",M152/'Historical scenario - input'!$D134),\"\")","v":""},{"$f":"IFERROR(IF(OR(N152=\"\",'Historical scenario - input'!$D134=\"\"),\"\",N152/'Historical scenario - input'!$D134),\"\")","v":""},{"$f":"IFERROR(IF(OR(O152=\"\",'Historical scenario - input'!$D134=\"\"),\"\",O152/'Historical scenario - input'!$D134),\"\")","v":""},{"$f":"IFERROR(IF(OR(P152=\"\",'Historical scenario - input'!$D134=\"\"),\"\",P152/'Historical scenario - input'!$D134),\"\")","v":""},{"$f":"IFERROR(IF(OR(Q152=\"\",'Historical scenario - input'!$D134=\"\"),\"\",Q152/'Historical scenario - input'!$D134),\"\")","v":""},{"$f":"IFERROR(IF(OR(R152=\"\",'Historical scenario - input'!$D134=\"\"),\"\",R152/'Historical scenario - input'!$D134),\"\")","v":""},{"$f":"IFERROR(IF(OR(S152=\"\",'Historical scenario - input'!$D134=\"\"),\"\",S152/'Historical scenario - input'!$D134),\"\")","v":""},{"$f":"IFERROR(IF(OR(T152=\"\",'Historical scenario - input'!$D134=\"\"),\"\",T152/'Historical scenario - input'!$D134),\"\")","v":""},{"$f":"IFERROR(IF(OR(U152=\"\",'Historical scenario - input'!$D134=\"\"),\"\",U152/'Historical scenario - input'!$D134),\"\")","v":""},{"$f":"IFERROR(IF(OR(V152=\"\",'Historical scenario - input'!$D134=\"\"),\"\",V152/'Historical scenario - input'!$D134),\"\")","v":""},{"$f":"IFERROR(IF(OR(W152=\"\",'Historical scenario - input'!$D134=\"\"),\"\",W152/'Historical scenario - input'!$D134),\"\")","v":""}]
[{"$f":"IFERROR('Historical scenario - input'!A135,\"\")","v":""},{"$f":"IFERROR('Historical scenario - input'!B135,\"\")","v":0},{"$f":"IFERROR('Historical scenario - input'!C135,\"\")","v":0},{"$f":"IFERROR(repcalc('Historical scenario - input'!$CV135:$GH135,'Historical scenario - input'!$G135,'Historical scenario - input'!$E135,'Historical scenario - input'!$F135,20,TRUE,TRUE),\"\")","v":""},"","","","","","","","","","","","","","","","","","","",{"$f":"IFERROR(IF(OR(D153=\"\",'Historical scenario - input'!$D135=\"\"),\"\",D153/'Historical scenario - input'!$D135),\"\")","v":""},{"$f":"IFERROR(IF(OR(E153=\"\",'Historical scenario - input'!$D135=\"\"),\"\",E153/'Historical scenario - input'!$D135),\"\")","v":""},{"$f":"IFERROR(IF(OR(F153=\"\",'Historical scenario - input'!$D135=\"\"),\"\",F153/'Historical scenario - input'!$D135),\"\")","v":""},{"$f":"IFERROR(IF(OR(G153=\"\",'Historical scenario - input'!$D135=\"\"),\"\",G153/'Historical scenario - input'!$D135),\"\")","v":""},{"$f":"IFERROR(IF(OR(H153=\"\",'Historical scenario - input'!$D135=\"\"),\"\",H153/'Historical scenario - input'!$D135),\"\")","v":""},{"$f":"IFERROR(IF(OR(I153=\"\",'Historical scenario - input'!$D135=\"\"),\"\",I153/'Historical scenario - input'!$D135),\"\")","v":""},{"$f":"IFERROR(IF(OR(J153=\"\",'Historical scenario - input'!$D135=\"\"),\"\",J153/'Historical scenario - input'!$D135),\"\")","v":""},{"$f":"IFERROR(IF(OR(K153=\"\",'Historical scenario - input'!$D135=\"\"),\"\",K153/'Historical scenario - input'!$D135),\"\")","v":""},{"$f":"IFERROR(IF(OR(L153=\"\",'Historical scenario - input'!$D135=\"\"),\"\",L153/'Historical scenario - input'!$D135),\"\")","v":""},{"$f":"IFERROR(IF(OR(M153=\"\",'Historical scenario - input'!$D135=\"\"),\"\",M153/'Historical scenario - input'!$D135),\"\")","v":""},{"$f":"IFERROR(IF(OR(N153=\"\",'Historical scenario - input'!$D135=\"\"),\"\",N153/'Historical scenario - input'!$D135),\"\")","v":""},{"$f":"IFERROR(IF(OR(O153=\"\",'Historical scenario - input'!$D135=\"\"),\"\",O153/'Historical scenario - input'!$D135),\"\")","v":""},{"$f":"IFERROR(IF(OR(P153=\"\",'Historical scenario - input'!$D135=\"\"),\"\",P153/'Historical scenario - input'!$D135),\"\")","v":""},{"$f":"IFERROR(IF(OR(Q153=\"\",'Historical scenario - input'!$D135=\"\"),\"\",Q153/'Historical scenario - input'!$D135),\"\")","v":""},{"$f":"IFERROR(IF(OR(R153=\"\",'Historical scenario - input'!$D135=\"\"),\"\",R153/'Historical scenario - input'!$D135),\"\")","v":""},{"$f":"IFERROR(IF(OR(S153=\"\",'Historical scenario - input'!$D135=\"\"),\"\",S153/'Historical scenario - input'!$D135),\"\")","v":""},{"$f":"IFERROR(IF(OR(T153=\"\",'Historical scenario - input'!$D135=\"\"),\"\",T153/'Historical scenario - input'!$D135),\"\")","v":""},{"$f":"IFERROR(IF(OR(U153=\"\",'Historical scenario - input'!$D135=\"\"),\"\",U153/'Historical scenario - input'!$D135),\"\")","v":""},{"$f":"IFERROR(IF(OR(V153=\"\",'Historical scenario - input'!$D135=\"\"),\"\",V153/'Historical scenario - input'!$D135),\"\")","v":""},{"$f":"IFERROR(IF(OR(W153=\"\",'Historical scenario - input'!$D135=\"\"),\"\",W153/'Historical scenario - input'!$D135),\"\")","v":""}]
[{"$f":"IFERROR('Historical scenario - input'!A136,\"\")","v":""},{"$f":"IFERROR('Historical scenario - input'!B136,\"\")","v":0},{"$f":"IFERROR('Historical scenario - input'!C136,\"\")","v":0},{"$f":"IFERROR(repcalc('Historical scenario - input'!$CV136:$GH136,'Historical scenario - input'!$G136,'Historical scenario - input'!$E136,'Historical scenario - input'!$F136,20,TRUE,TRUE),\"\")","v":""},"","","","","","","","","","","","","","","","","","","",{"$f":"IFERROR(IF(OR(D154=\"\",'Historical scenario - input'!$D136=\"\"),\"\",D154/'Historical scenario - input'!$D136),\"\")","v":""},{"$f":"IFERROR(IF(OR(E154=\"\",'Historical scenario - input'!$D136=\"\"),\"\",E154/'Historical scenario - input'!$D136),\"\")","v":""},{"$f":"IFERROR(IF(OR(F154=\"\",'Historical scenario - input'!$D136=\"\"),\"\",F154/'Historical scenario - input'!$D136),\"\")","v":""},{"$f":"IFERROR(IF(OR(G154=\"\",'Historical scenario - input'!$D136=\"\"),\"\",G154/'Historical scenario - input'!$D136),\"\")","v":""},{"$f":"IFERROR(IF(OR(H154=\"\",'Historical scenario - input'!$D136=\"\"),\"\",H154/'Historical scenario - input'!$D136),\"\")","v":""},{"$f":"IFERROR(IF(OR(I154=\"\",'Historical scenario - input'!$D136=\"\"),\"\",I154/'Historical scenario - input'!$D136),\"\")","v":""},{"$f":"IFERROR(IF(OR(J154=\"\",'Historical scenario - input'!$D136=\"\"),\"\",J154/'Historical scenario - input'!$D136),\"\")","v":""},{"$f":"IFERROR(IF(OR(K154=\"\",'Historical scenario - input'!$D136=\"\"),\"\",K154/'Historical scenario - input'!$D136),\"\")","v":""},{"$f":"IFERROR(IF(OR(L154=\"\",'Historical scenario - input'!$D136=\"\"),\"\",L154/'Historical scenario - input'!$D136),\"\")","v":""},{"$f":"IFERROR(IF(OR(M154=\"\",'Historical scenario - input'!$D136=\"\"),\"\",M154/'Historical scenario - input'!$D136),\"\")","v":""},{"$f":"IFERROR(IF(OR(N154=\"\",'Historical scenario - input'!$D136=\"\"),\"\",N154/'Historical scenario - input'!$D136),\"\")","v":""},{"$f":"IFERROR(IF(OR(O154=\"\",'Historical scenario - input'!$D136=\"\"),\"\",O154/'Historical scenario - input'!$D136),\"\")","v":""},{"$f":"IFERROR(IF(OR(P154=\"\",'Historical scenario - input'!$D136=\"\"),\"\",P154/'Historical scenario - input'!$D136),\"\")","v":""},{"$f":"IFERROR(IF(OR(Q154=\"\",'Historical scenario - input'!$D136=\"\"),\"\",Q154/'Historical scenario - input'!$D136),\"\")","v":""},{"$f":"IFERROR(IF(OR(R154=\"\",'Historical scenario - input'!$D136=\"\"),\"\",R154/'Historical scenario - input'!$D136),\"\")","v":""},{"$f":"IFERROR(IF(OR(S154=\"\",'Historical scenario - input'!$D136=\"\"),\"\",S154/'Historical scenario - input'!$D136),\"\")","v":""},{"$f":"IFERROR(IF(OR(T154=\"\",'Historical scenario - input'!$D136=\"\"),\"\",T154/'Historical scenario - input'!$D136),\"\")","v":""},{"$f":"IFERROR(IF(OR(U154=\"\",'Historical scenario - input'!$D136=\"\"),\"\",U154/'Historical scenario - input'!$D136),\"\")","v":""},{"$f":"IFERROR(IF(OR(V154=\"\",'Historical scenario - input'!$D136=\"\"),\"\",V154/'Historical scenario - input'!$D136),\"\")","v":""},{"$f":"IFERROR(IF(OR(W154=\"\",'Historical scenario - input'!$D136=\"\"),\"\",W154/'Historical scenario - input'!$D136),\"\")","v":""}]
[{"$f":"IFERROR('Historical scenario - input'!A137,\"\")","v":""},{"$f":"IFERROR('Historical scenario - input'!B137,\"\")","v":0},{"$f":"IFERROR('Historical scenario - input'!C137,\"\")","v":0},{"$f":"IFERROR(repcalc('Historical scenario - input'!$CV137:$GH137,'Historical scenario - input'!$G137,'Historical scenario - input'!$E137,'Historical scenario - input'!$F137,20,TRUE,TRUE),\"\")","v":""},"","","","","","","","","","","","","","","","","","","",{"$f":"IFERROR(IF(OR(D155=\"\",'Historical scenario - input'!$D137=\"\"),\"\",D155/'Historical scenario - input'!$D137),\"\")","v":""},{"$f":"IFERROR(IF(OR(E155=\"\",'Historical scenario - input'!$D137=\"\"),\"\",E155/'Historical scenario - input'!$D137),\"\")","v":""},{"$f":"IFERROR(IF(OR(F155=\"\",'Historical scenario - input'!$D137=\"\"),\"\",F155/'Historical scenario - input'!$D137),\"\")","v":""},{"$f":"IFERROR(IF(OR(G155=\"\",'Historical scenario - input'!$D137=\"\"),\"\",G155/'Historical scenario - input'!$D137),\"\")","v":""},{"$f":"IFERROR(IF(OR(H155=\"\",'Historical scenario - input'!$D137=\"\"),\"\",H155/'Historical scenario - input'!$D137),\"\")","v":""},{"$f":"IFERROR(IF(OR(I155=\"\",'Historical scenario - input'!$D137=\"\"),\"\",I155/'Historical scenario - input'!$D137),\"\")","v":""},{"$f":"IFERROR(IF(OR(J155=\"\",'Historical scenario - input'!$D137=\"\"),\"\",J155/'Historical scenario - input'!$D137),\"\")","v":""},{"$f":"IFERROR(IF(OR(K155=\"\",'Historical scenario - input'!$D137=\"\"),\"\",K155/'Historical scenario - input'!$D137),\"\")","v":""},{"$f":"IFERROR(IF(OR(L155=\"\",'Historical scenario - input'!$D137=\"\"),\"\",L155/'Historical scenario - input'!$D137),\"\")","v":""},{"$f":"IFERROR(IF(OR(M155=\"\",'Historical scenario - input'!$D137=\"\"),\"\",M155/'Historical scenario - input'!$D137),\"\")","v":""},{"$f":"IFERROR(IF(OR(N155=\"\",'Historical scenario - input'!$D137=\"\"),\"\",N155/'Historical scenario - input'!$D137),\"\")","v":""},{"$f":"IFERROR(IF(OR(O155=\"\",'Historical scenario - input'!$D137=\"\"),\"\",O155/'Historical scenario - input'!$D137),\"\")","v":""},{"$f":"IFERROR(IF(OR(P155=\"\",'Historical scenario - input'!$D137=\"\"),\"\",P155/'Historical scenario - input'!$D137),\"\")","v":""},{"$f":"IFERROR(IF(OR(Q155=\"\",'Historical scenario - input'!$D137=\"\"),\"\",Q155/'Historical scenario - input'!$D137),\"\")","v":""},{"$f":"IFERROR(IF(OR(R155=\"\",'Historical scenario - input'!$D137=\"\"),\"\",R155/'Historical scenario - input'!$D137),\"\")","v":""},{"$f":"IFERROR(IF(OR(S155=\"\",'Historical scenario - input'!$D137=\"\"),\"\",S155/'Historical scenario - input'!$D137),\"\")","v":""},{"$f":"IFERROR(IF(OR(T155=\"\",'Historical scenario - input'!$D137=\"\"),\"\",T155/'Historical scenario - input'!$D137),\"\")","v":""},{"$f":"IFERROR(IF(OR(U155=\"\",'Historical scenario - input'!$D137=\"\"),\"\",U155/'Historical scenario - input'!$D137),\"\")","v":""},{"$f":"IFERROR(IF(OR(V155=\"\",'Historical scenario - input'!$D137=\"\"),\"\",V155/'Historical scenario - input'!$D137),\"\")","v":""},{"$f":"IFERROR(IF(OR(W155=\"\",'Historical scenario - input'!$D137=\"\"),\"\",W155/'Historical scenario - input'!$D137),\"\")","v":""}]
[{"$f":"IFERROR('Historical scenario - input'!A138,\"\")","v":""},{"$f":"IFERROR('Historical scenario - input'!B138,\"\")","v":0},{"$f":"IFERROR('Historical scenario - input'!C138,\"\")","v":0},{"$f":"IFERROR(repcalc('Historical scenario - input'!$CV138:$GH138,'Historical scenario - input'!$G138,'Historical scenario - input'!$E138,'Historical scenario - input'!$F138,20,TRUE,TRUE),\"\")","v":""},"","","","","","","","","","","","","","","","","","","",{"$f":"IFERROR(IF(OR(D156=\"\",'Historical scenario - input'!$D138=\"\"),\"\",D156/'Historical scenario - input'!$D138),\"\")","v":""},{"$f":"IFERROR(IF(OR(E156=\"\",'Historical scenario - input'!$D138=\"\"),\"\",E156/'Historical scenario - input'!$D138),\"\")","v":""},{"$f":"IFERROR(IF(OR(F156=\"\",'Historical scenario - input'!$D138=\"\"),\"\",F156/'Historical scenario - input'!$D138),\"\")","v":""},{"$f":"IFERROR(IF(OR(G156=\"\",'Historical scenario - input'!$D138=\"\"),\"\",G156/'Historical scenario - input'!$D138),\"\")","v":""},{"$f":"IFERROR(IF(OR(H156=\"\",'Historical scenario - input'!$D138=\"\"),\"\",H156/'Historical scenario - input'!$D138),\"\")","v":""},{"$f":"IFERROR(IF(OR(I156=\"\",'Historical scenario - input'!$D138=\"\"),\"\",I156/'Historical scenario - input'!$D138),\"\")","v":""},{"$f":"IFERROR(IF(OR(J156=\"\",'Historical scenario - input'!$D138=\"\"),\"\",J156/'Historical scenario - input'!$D138),\"\")","v":""},{"$f":"IFERROR(IF(OR(K156=\"\",'Historical scenario - input'!$D138=\"\"),\"\",K156/'Historical scenario - input'!$D138),\"\")","v":""},{"$f":"IFERROR(IF(OR(L156=\"\",'Historical scenario - input'!$D138=\"\"),\"\",L156/'Historical scenario - input'!$D138),\"\")","v":""},{"$f":"IFERROR(IF(OR(M156=\"\",'Historical scenario - input'!$D138=\"\"),\"\",M156/'Historical scenario - input'!$D138),\"\")","v":""},{"$f":"IFERROR(IF(OR(N156=\"\",'Historical scenario - input'!$D138=\"\"),\"\",N156/'Historical scenario - input'!$D138),\"\")","v":""},{"$f":"IFERROR(IF(OR(O156=\"\",'Historical scenario - input'!$D138=\"\"),\"\",O156/'Historical scenario - input'!$D138),\"\")","v":""},{"$f":"IFERROR(IF(OR(P156=\"\",'Historical scenario - input'!$D138=\"\"),\"\",P156/'Historical scenario - input'!$D138),\"\")","v":""},{"$f":"IFERROR(IF(OR(Q156=\"\",'Historical scenario - input'!$D138=\"\"),\"\",Q156/'Historical scenario - input'!$D138),\"\")","v":""},{"$f":"IFERROR(IF(OR(R156=\"\",'Historical scenario - input'!$D138=\"\"),\"\",R156/'Historical scenario - input'!$D138),\"\")","v":""},{"$f":"IFERROR(IF(OR(S156=\"\",'Historical scenario - input'!$D138=\"\"),\"\",S156/'Historical scenario - input'!$D138),\"\")","v":""},{"$f":"IFERROR(IF(OR(T156=\"\",'Historical scenario - input'!$D138=\"\"),\"\",T156/'Historical scenario - input'!$D138),\"\")","v":""},{"$f":"IFERROR(IF(OR(U156=\"\",'Historical scenario - input'!$D138=\"\"),\"\",U156/'Historical scenario - input'!$D138),\"\")","v":""},{"$f":"IFERROR(IF(OR(V156=\"\",'Historical scenario - input'!$D138=\"\"),\"\",V156/'Historical scenario - input'!$D138),\"\")","v":""},{"$f":"IFERROR(IF(OR(W156=\"\",'Historical scenario - input'!$D138=\"\"),\"\",W156/'Historical scenario - input'!$D138),\"\")","v":""}]
[{"$f":"IFERROR('Historical scenario - input'!A139,\"\")","v":""},{"$f":"IFERROR('Historical scenario - input'!B139,\"\")","v":0},{"$f":"IFERROR('Historical scenario - input'!C139,\"\")","v":0},{"$f":"IFERROR(repcalc('Historical scenario - input'!$CV139:$GH139,'Historical scenario - input'!$G139,'Historical scenario - input'!$E139,'Historical scenario - input'!$F139,20,TRUE,TRUE),\"\")","v":""},"","","","","","","","","","","","","","","","","","","",{"$f":"IFERROR(IF(OR(D157=\"\",'Historical scenario - input'!$D139=\"\"),\"\",D157/'Historical scenario - input'!$D139),\"\")","v":""},{"$f":"IFERROR(IF(OR(E157=\"\",'Historical scenario - input'!$D139=\"\"),\"\",E157/'Historical scenario - input'!$D139),\"\")","v":""},{"$f":"IFERROR(IF(OR(F157=\"\",'Historical scenario - input'!$D139=\"\"),\"\",F157/'Historical scenario - input'!$D139),\"\")","v":""},{"$f":"IFERROR(IF(OR(G157=\"\",'Historical scenario - input'!$D139=\"\"),\"\",G157/'Historical scenario - input'!$D139),\"\")","v":""},{"$f":"IFERROR(IF(OR(H157=\"\",'Historical scenario - input'!$D139=\"\"),\"\",H157/'Historical scenario - input'!$D139),\"\")","v":""},{"$f":"IFERROR(IF(OR(I157=\"\",'Historical scenario - input'!$D139=\"\"),\"\",I157/'Historical scenario - input'!$D139),\"\")","v":""},{"$f":"IFERROR(IF(OR(J157=\"\",'Historical scenario - input'!$D139=\"\"),\"\",J157/'Historical scenario - input'!$D139),\"\")","v":""},{"$f":"IFERROR(IF(OR(K157=\"\",'Historical scenario - input'!$D139=\"\"),\"\",K157/'Historical scenario - input'!$D139),\"\")","v":""},{"$f":"IFERROR(IF(OR(L157=\"\",'Historical scenario - input'!$D139=\"\"),\"\",L157/'Historical scenario - input'!$D139),\"\")","v":""},{"$f":"IFERROR(IF(OR(M157=\"\",'Historical scenario - input'!$D139=\"\"),\"\",M157/'Historical scenario - input'!$D139),\"\")","v":""},{"$f":"IFERROR(IF(OR(N157=\"\",'Historical scenario - input'!$D139=\"\"),\"\",N157/'Historical scenario - input'!$D139),\"\")","v":""},{"$f":"IFERROR(IF(OR(O157=\"\",'Historical scenario - input'!$D139=\"\"),\"\",O157/'Historical scenario - input'!$D139),\"\")","v":""},{"$f":"IFERROR(IF(OR(P157=\"\",'Historical scenario - input'!$D139=\"\"),\"\",P157/'Historical scenario - input'!$D139),\"\")","v":""},{"$f":"IFERROR(IF(OR(Q157=\"\",'Historical scenario - input'!$D139=\"\"),\"\",Q157/'Historical scenario - input'!$D139),\"\")","v":""},{"$f":"IFERROR(IF(OR(R157=\"\",'Historical scenario - input'!$D139=\"\"),\"\",R157/'Historical scenario - input'!$D139),\"\")","v":""},{"$f":"IFERROR(IF(OR(S157=\"\",'Historical scenario - input'!$D139=\"\"),\"\",S157/'Historical scenario - input'!$D139),\"\")","v":""},{"$f":"IFERROR(IF(OR(T157=\"\",'Historical scenario - input'!$D139=\"\"),\"\",T157/'Historical scenario - input'!$D139),\"\")","v":""},{"$f":"IFERROR(IF(OR(U157=\"\",'Historical scenario - input'!$D139=\"\"),\"\",U157/'Historical scenario - input'!$D139),\"\")","v":""},{"$f":"IFERROR(IF(OR(V157=\"\",'Historical scenario - input'!$D139=\"\"),\"\",V157/'Historical scenario - input'!$D139),\"\")","v":""},{"$f":"IFERROR(IF(OR(W157=\"\",'Historical scenario - input'!$D139=\"\"),\"\",W157/'Historical scenario - input'!$D139),\"\")","v":""}]
[{"$f":"IFERROR('Historical scenario - input'!A140,\"\")","v":""},{"$f":"IFERROR('Historical scenario - input'!B140,\"\")","v":0},{"$f":"IFERROR('Historical scenario - input'!C140,\"\")","v":0},{"$f":"IFERROR(repcalc('Historical scenario - input'!$CV140:$GH140,'Historical scenario - input'!$G140,'Historical scenario - input'!$E140,'Historical scenario - input'!$F140,20,TRUE,TRUE),\"\")","v":""},"","","","","","","","","","","","","","","","","","","",{"$f":"IFERROR(IF(OR(D158=\"\",'Historical scenario - input'!$D140=\"\"),\"\",D158/'Historical scenario - input'!$D140),\"\")","v":""},{"$f":"IFERROR(IF(OR(E158=\"\",'Historical scenario - input'!$D140=\"\"),\"\",E158/'Historical scenario - input'!$D140),\"\")","v":""},{"$f":"IFERROR(IF(OR(F158=\"\",'Historical scenario - input'!$D140=\"\"),\"\",F158/'Historical scenario - input'!$D140),\"\")","v":""},{"$f":"IFERROR(IF(OR(G158=\"\",'Historical scenario - input'!$D140=\"\"),\"\",G158/'Historical scenario - input'!$D140),\"\")","v":""},{"$f":"IFERROR(IF(OR(H158=\"\",'Historical scenario - input'!$D140=\"\"),\"\",H158/'Historical scenario - input'!$D140),\"\")","v":""},{"$f":"IFERROR(IF(OR(I158=\"\",'Historical scenario - input'!$D140=\"\"),\"\",I158/'Historical scenario - input'!$D140),\"\")","v":""},{"$f":"IFERROR(IF(OR(J158=\"\",'Historical scenario - input'!$D140=\"\"),\"\",J158/'Historical scenario - input'!$D140),\"\")","v":""},{"$f":"IFERROR(IF(OR(K158=\"\",'Historical scenario - input'!$D140=\"\"),\"\",K158/'Historical scenario - input'!$D140),\"\")","v":""},{"$f":"IFERROR(IF(OR(L158=\"\",'Historical scenario - input'!$D140=\"\"),\"\",L158/'Historical scenario - input'!$D140),\"\")","v":""},{"$f":"IFERROR(IF(OR(M158=\"\",'Historical scenario - input'!$D140=\"\"),\"\",M158/'Historical scenario - input'!$D140),\"\")","v":""},{"$f":"IFERROR(IF(OR(N158=\"\",'Historical scenario - input'!$D140=\"\"),\"\",N158/'Historical scenario - input'!$D140),\"\")","v":""},{"$f":"IFERROR(IF(OR(O158=\"\",'Historical scenario - input'!$D140=\"\"),\"\",O158/'Historical scenario - input'!$D140),\"\")","v":""},{"$f":"IFERROR(IF(OR(P158=\"\",'Historical scenario - input'!$D140=\"\"),\"\",P158/'Historical scenario - input'!$D140),\"\")","v":""},{"$f":"IFERROR(IF(OR(Q158=\"\",'Historical scenario - input'!$D140=\"\"),\"\",Q158/'Historical scenario - input'!$D140),\"\")","v":""},{"$f":"IFERROR(IF(OR(R158=\"\",'Historical scenario - input'!$D140=\"\"),\"\",R158/'Historical scenario - input'!$D140),\"\")","v":""},{"$f":"IFERROR(IF(OR(S158=\"\",'Historical scenario - input'!$D140=\"\"),\"\",S158/'Historical scenario - input'!$D140),\"\")","v":""},{"$f":"IFERROR(IF(OR(T158=\"\",'Historical scenario - input'!$D140=\"\"),\"\",T158/'Historical scenario - input'!$D140),\"\")","v":""},{"$f":"IFERROR(IF(OR(U158=\"\",'Historical scenario - input'!$D140=\"\"),\"\",U158/'Historical scenario - input'!$D140),\"\")","v":""},{"$f":"IFERROR(IF(OR(V158=\"\",'Historical scenario - input'!$D140=\"\"),\"\",V158/'Historical scenario - input'!$D140),\"\")","v":""},{"$f":"IFERROR(IF(OR(W158=\"\",'Historical scenario - input'!$D140=\"\"),\"\",W158/'Historical scenario - input'!$D140),\"\")","v":""}]
[{"$f":"IFERROR('Historical scenario - input'!A141,\"\")","v":""},{"$f":"IFERROR('Historical scenario - input'!B141,\"\")","v":0},{"$f":"IFERROR('Historical scenario - input'!C141,\"\")","v":0},{"$f":"IFERROR(repcalc('Historical scenario - input'!$CV141:$GH141,'Historical scenario - input'!$G141,'Historical scenario - input'!$E141,'Historical scenario - input'!$F141,20,TRUE,TRUE),\"\")","v":""},"","","","","","","","","","","","","","","","","","","",{"$f":"IFERROR(IF(OR(D159=\"\",'Historical scenario - input'!$D141=\"\"),\"\",D159/'Historical scenario - input'!$D141),\"\")","v":""},{"$f":"IFERROR(IF(OR(E159=\"\",'Historical scenario - input'!$D141=\"\"),\"\",E159/'Historical scenario - input'!$D141),\"\")","v":""},{"$f":"IFERROR(IF(OR(F159=\"\",'Historical scenario - input'!$D141=\"\"),\"\",F159/'Historical scenario - input'!$D141),\"\")","v":""},{"$f":"IFERROR(IF(OR(G159=\"\",'Historical scenario - input'!$D141=\"\"),\"\",G159/'Historical scenario - input'!$D141),\"\")","v":""},{"$f":"IFERROR(IF(OR(H159=\"\",'Historical scenario - input'!$D141=\"\"),\"\",H159/'Historical scenario - input'!$D141),\"\")","v":""},{"$f":"IFERROR(IF(OR(I159=\"\",'Historical scenario - input'!$D141=\"\"),\"\",I159/'Historical scenario - input'!$D141),\"\")","v":""},{"$f":"IFERROR(IF(OR(J159=\"\",'Historical scenario - input'!$D141=\"\"),\"\",J159/'Historical scenario - input'!$D141),\"\")","v":""},{"$f":"IFERROR(IF(OR(K159=\"\",'Historical scenario - input'!$D141=\"\"),\"\",K159/'Historical scenario - input'!$D141),\"\")","v":""},{"$f":"IFERROR(IF(OR(L159=\"\",'Historical scenario - input'!$D141=\"\"),\"\",L159/'Historical scenario - input'!$D141),\"\")","v":""},{"$f":"IFERROR(IF(OR(M159=\"\",'Historical scenario - input'!$D141=\"\"),\"\",M159/'Historical scenario - input'!$D141),\"\")","v":""},{"$f":"IFERROR(IF(OR(N159=\"\",'Historical scenario - input'!$D141=\"\"),\"\",N159/'Historical scenario - input'!$D141),\"\")","v":""},{"$f":"IFERROR(IF(OR(O159=\"\",'Historical scenario - input'!$D141=\"\"),\"\",O159/'Historical scenario - input'!$D141),\"\")","v":""},{"$f":"IFERROR(IF(OR(P159=\"\",'Historical scenario - input'!$D141=\"\"),\"\",P159/'Historical scenario - input'!$D141),\"\")","v":""},{"$f":"IFERROR(IF(OR(Q159=\"\",'Historical scenario - input'!$D141=\"\"),\"\",Q159/'Historical scenario - input'!$D141),\"\")","v":""},{"$f":"IFERROR(IF(OR(R159=\"\",'Historical scenario - input'!$D141=\"\"),\"\",R159/'Historical scenario - input'!$D141),\"\")","v":""},{"$f":"IFERROR(IF(OR(S159=\"\",'Historical scenario - input'!$D141=\"\"),\"\",S159/'Historical scenario - input'!$D141),\"\")","v":""},{"$f":"IFERROR(IF(OR(T159=\"\",'Historical scenario - input'!$D141=\"\"),\"\",T159/'Historical scenario - input'!$D141),\"\")","v":""},{"$f":"IFERROR(IF(OR(U159=\"\",'Historical scenario - input'!$D141=\"\"),\"\",U159/'Historical scenario - input'!$D141),\"\")","v":""},{"$f":"IFERROR(IF(OR(V159=\"\",'Historical scenario - input'!$D141=\"\"),\"\",V159/'Historical scenario - input'!$D141),\"\")","v":""},{"$f":"IFERROR(IF(OR(W159=\"\",'Historical scenario - input'!$D141=\"\"),\"\",W159/'Historical scenario - input'!$D141),\"\")","v":""}]
[{"$f":"IFERROR('Historical scenario - input'!A142,\"\")","v":""},{"$f":"IFERROR('Historical scenario - input'!B142,\"\")","v":0},{"$f":"IFERROR('Historical scenario - input'!C142,\"\")","v":0},{"$f":"IFERROR(repcalc('Historical scenario - input'!$CV142:$GH142,'Historical scenario - input'!$G142,'Historical scenario - input'!$E142,'Historical scenario - input'!$F142,20,TRUE,TRUE),\"\")","v":""},"","","","","","","","","","","","","","","","","","","",{"$f":"IFERROR(IF(OR(D160=\"\",'Historical scenario - input'!$D142=\"\"),\"\",D160/'Historical scenario - input'!$D142),\"\")","v":""},{"$f":"IFERROR(IF(OR(E160=\"\",'Historical scenario - input'!$D142=\"\"),\"\",E160/'Historical scenario - input'!$D142),\"\")","v":""},{"$f":"IFERROR(IF(OR(F160=\"\",'Historical scenario - input'!$D142=\"\"),\"\",F160/'Historical scenario - input'!$D142),\"\")","v":""},{"$f":"IFERROR(IF(OR(G160=\"\",'Historical scenario - input'!$D142=\"\"),\"\",G160/'Historical scenario - input'!$D142),\"\")","v":""},{"$f":"IFERROR(IF(OR(H160=\"\",'Historical scenario - input'!$D142=\"\"),\"\",H160/'Historical scenario - input'!$D142),\"\")","v":""},{"$f":"IFERROR(IF(OR(I160=\"\",'Historical scenario - input'!$D142=\"\"),\"\",I160/'Historical scenario - input'!$D142),\"\")","v":""},{"$f":"IFERROR(IF(OR(J160=\"\",'Historical scenario - input'!$D142=\"\"),\"\",J160/'Historical scenario - input'!$D142),\"\")","v":""},{"$f":"IFERROR(IF(OR(K160=\"\",'Historical scenario - input'!$D142=\"\"),\"\",K160/'Historical scenario - input'!$D142),\"\")","v":""},{"$f":"IFERROR(IF(OR(L160=\"\",'Historical scenario - input'!$D142=\"\"),\"\",L160/'Historical scenario - input'!$D142),\"\")","v":""},{"$f":"IFERROR(IF(OR(M160=\"\",'Historical scenario - input'!$D142=\"\"),\"\",M160/'Historical scenario - input'!$D142),\"\")","v":""},{"$f":"IFERROR(IF(OR(N160=\"\",'Historical scenario - input'!$D142=\"\"),\"\",N160/'Historical scenario - input'!$D142),\"\")","v":""},{"$f":"IFERROR(IF(OR(O160=\"\",'Historical scenario - input'!$D142=\"\"),\"\",O160/'Historical scenario - input'!$D142),\"\")","v":""},{"$f":"IFERROR(IF(OR(P160=\"\",'Historical scenario - input'!$D142=\"\"),\"\",P160/'Historical scenario - input'!$D142),\"\")","v":""},{"$f":"IFERROR(IF(OR(Q160=\"\",'Historical scenario - input'!$D142=\"\"),\"\",Q160/'Historical scenario - input'!$D142),\"\")","v":""},{"$f":"IFERROR(IF(OR(R160=\"\",'Historical scenario - input'!$D142=\"\"),\"\",R160/'Historical scenario - input'!$D142),\"\")","v":""},{"$f":"IFERROR(IF(OR(S160=\"\",'Historical scenario - input'!$D142=\"\"),\"\",S160/'Historical scenario - input'!$D142),\"\")","v":""},{"$f":"IFERROR(IF(OR(T160=\"\",'Historical scenario - input'!$D142=\"\"),\"\",T160/'Historical scenario - input'!$D142),\"\")","v":""},{"$f":"IFERROR(IF(OR(U160=\"\",'Historical scenario - input'!$D142=\"\"),\"\",U160/'Historical scenario - input'!$D142),\"\")","v":""},{"$f":"IFERROR(IF(OR(V160=\"\",'Historical scenario - input'!$D142=\"\"),\"\",V160/'Historical scenario - input'!$D142),\"\")","v":""},{"$f":"IFERROR(IF(OR(W160=\"\",'Historical scenario - input'!$D142=\"\"),\"\",W160/'Historical scenario - input'!$D142),\"\")","v":""}]
[{"$f":"IFERROR('Historical scenario - input'!A143,\"\")","v":""},{"$f":"IFERROR('Historical scenario - input'!B143,\"\")","v":0},{"$f":"IFERROR('Historical scenario - input'!C143,\"\")","v":0},{"$f":"IFERROR(repcalc('Historical scenario - input'!$CV143:$GH143,'Historical scenario - input'!$G143,'Historical scenario - input'!$E143,'Historical scenario - input'!$F143,20,TRUE,TRUE),\"\")","v":""},"","","","","","","","","","","","","","","","","","","",{"$f":"IFERROR(IF(OR(D161=\"\",'Historical scenario - input'!$D143=\"\"),\"\",D161/'Historical scenario - input'!$D143),\"\")","v":""},{"$f":"IFERROR(IF(OR(E161=\"\",'Historical scenario - input'!$D143=\"\"),\"\",E161/'Historical scenario - input'!$D143),\"\")","v":""},{"$f":"IFERROR(IF(OR(F161=\"\",'Historical scenario - input'!$D143=\"\"),\"\",F161/'Historical scenario - input'!$D143),\"\")","v":""},{"$f":"IFERROR(IF(OR(G161=\"\",'Historical scenario - input'!$D143=\"\"),\"\",G161/'Historical scenario - input'!$D143),\"\")","v":""},{"$f":"IFERROR(IF(OR(H161=\"\",'Historical scenario - input'!$D143=\"\"),\"\",H161/'Historical scenario - input'!$D143),\"\")","v":""},{"$f":"IFERROR(IF(OR(I161=\"\",'Historical scenario - input'!$D143=\"\"),\"\",I161/'Historical scenario - input'!$D143),\"\")","v":""},{"$f":"IFERROR(IF(OR(J161=\"\",'Historical scenario - input'!$D143=\"\"),\"\",J161/'Historical scenario - input'!$D143),\"\")","v":""},{"$f":"IFERROR(IF(OR(K161=\"\",'Historical scenario - input'!$D143=\"\"),\"\",K161/'Historical scenario - input'!$D143),\"\")","v":""},{"$f":"IFERROR(IF(OR(L161=\"\",'Historical scenario - input'!$D143=\"\"),\"\",L161/'Historical scenario - input'!$D143),\"\")","v":""},{"$f":"IFERROR(IF(OR(M161=\"\",'Historical scenario - input'!$D143=\"\"),\"\",M161/'Historical scenario - input'!$D143),\"\")","v":""},{"$f":"IFERROR(IF(OR(N161=\"\",'Historical scenario - input'!$D143=\"\"),\"\",N161/'Historical scenario - input'!$D143),\"\")","v":""},{"$f":"IFERROR(IF(OR(O161=\"\",'Historical scenario - input'!$D143=\"\"),\"\",O161/'Historical scenario - input'!$D143),\"\")","v":""},{"$f":"IFERROR(IF(OR(P161=\"\",'Historical scenario - input'!$D143=\"\"),\"\",P161/'Historical scenario - input'!$D143),\"\")","v":""},{"$f":"IFERROR(IF(OR(Q161=\"\",'Historical scenario - input'!$D143=\"\"),\"\",Q161/'Historical scenario - input'!$D143),\"\")","v":""},{"$f":"IFERROR(IF(OR(R161=\"\",'Historical scenario - input'!$D143=\"\"),\"\",R161/'Historical scenario - input'!$D143),\"\")","v":""},{"$f":"IFERROR(IF(OR(S161=\"\",'Historical scenario - input'!$D143=\"\"),\"\",S161/'Historical scenario - input'!$D143),\"\")","v":""},{"$f":"IFERROR(IF(OR(T161=\"\",'Historical scenario - input'!$D143=\"\"),\"\",T161/'Historical scenario - input'!$D143),\"\")","v":""},{"$f":"IFERROR(IF(OR(U161=\"\",'Historical scenario - input'!$D143=\"\"),\"\",U161/'Historical scenario - input'!$D143),\"\")","v":""},{"$f":"IFERROR(IF(OR(V161=\"\",'Historical scenario - input'!$D143=\"\"),\"\",V161/'Historical scenario - input'!$D143),\"\")","v":""},{"$f":"IFERROR(IF(OR(W161=\"\",'Historical scenario - input'!$D143=\"\"),\"\",W161/'Historical scenario - input'!$D143),\"\")","v":""}]
[{"$f":"IFERROR('Historical scenario - input'!A144,\"\")","v":""},{"$f":"IFERROR('Historical scenario - input'!B144,\"\")","v":0},{"$f":"IFERROR('Historical scenario - input'!C144,\"\")","v":0},{"$f":"IFERROR(repcalc('Historical scenario - input'!$CV144:$GH144,'Historical scenario - input'!$G144,'Historical scenario - input'!$E144,'Historical scenario - input'!$F144,20,TRUE,TRUE),\"\")","v":""},"","","","","","","","","","","","","","","","","","","",{"$f":"IFERROR(IF(OR(D162=\"\",'Historical scenario - input'!$D144=\"\"),\"\",D162/'Historical scenario - input'!$D144),\"\")","v":""},{"$f":"IFERROR(IF(OR(E162=\"\",'Historical scenario - input'!$D144=\"\"),\"\",E162/'Historical scenario - input'!$D144),\"\")","v":""},{"$f":"IFERROR(IF(OR(F162=\"\",'Historical scenario - input'!$D144=\"\"),\"\",F162/'Historical scenario - input'!$D144),\"\")","v":""},{"$f":"IFERROR(IF(OR(G162=\"\",'Historical scenario - input'!$D144=\"\"),\"\",G162/'Historical scenario - input'!$D144),\"\")","v":""},{"$f":"IFERROR(IF(OR(H162=\"\",'Historical scenario - input'!$D144=\"\"),\"\",H162/'Historical scenario - input'!$D144),\"\")","v":""},{"$f":"IFERROR(IF(OR(I162=\"\",'Historical scenario - input'!$D144=\"\"),\"\",I162/'Historical scenario - input'!$D144),\"\")","v":""},{"$f":"IFERROR(IF(OR(J162=\"\",'Historical scenario - input'!$D144=\"\"),\"\",J162/'Historical scenario - input'!$D144),\"\")","v":""},{"$f":"IFERROR(IF(OR(K162=\"\",'Historical scenario - input'!$D144=\"\"),\"\",K162/'Historical scenario - input'!$D144),\"\")","v":""},{"$f":"IFERROR(IF(OR(L162=\"\",'Historical scenario - input'!$D144=\"\"),\"\",L162/'Historical scenario - input'!$D144),\"\")","v":""},{"$f":"IFERROR(IF(OR(M162=\"\",'Historical scenario - input'!$D144=\"\"),\"\",M162/'Historical scenario - input'!$D144),\"\")","v":""},{"$f":"IFERROR(IF(OR(N162=\"\",'Historical scenario - input'!$D144=\"\"),\"\",N162/'Historical scenario - input'!$D144),\"\")","v":""},{"$f":"IFERROR(IF(OR(O162=\"\",'Historical scenario - input'!$D144=\"\"),\"\",O162/'Historical scenario - input'!$D144),\"\")","v":""},{"$f":"IFERROR(IF(OR(P162=\"\",'Historical scenario - input'!$D144=\"\"),\"\",P162/'Historical scenario - input'!$D144),\"\")","v":""},{"$f":"IFERROR(IF(OR(Q162=\"\",'Historical scenario - input'!$D144=\"\"),\"\",Q162/'Historical scenario - input'!$D144),\"\")","v":""},{"$f":"IFERROR(IF(OR(R162=\"\",'Historical scenario - input'!$D144=\"\"),\"\",R162/'Historical scenario - input'!$D144),\"\")","v":""},{"$f":"IFERROR(IF(OR(S162=\"\",'Historical scenario - input'!$D144=\"\"),\"\",S162/'Historical scenario - input'!$D144),\"\")","v":""},{"$f":"IFERROR(IF(OR(T162=\"\",'Historical scenario - input'!$D144=\"\"),\"\",T162/'Historical scenario - input'!$D144),\"\")","v":""},{"$f":"IFERROR(IF(OR(U162=\"\",'Historical scenario - input'!$D144=\"\"),\"\",U162/'Historical scenario - input'!$D144),\"\")","v":""},{"$f":"IFERROR(IF(OR(V162=\"\",'Historical scenario - input'!$D144=\"\"),\"\",V162/'Historical scenario - input'!$D144),\"\")","v":""},{"$f":"IFERROR(IF(OR(W162=\"\",'Historical scenario - input'!$D144=\"\"),\"\",W162/'Historical scenario - input'!$D144),\"\")","v":""}]
[{"$f":"IFERROR('Historical scenario - input'!A145,\"\")","v":""},{"$f":"IFERROR('Historical scenario - input'!B145,\"\")","v":0},{"$f":"IFERROR('Historical scenario - input'!C145,\"\")","v":0},{"$f":"IFERROR(repcalc('Historical scenario - input'!$CV145:$GH145,'Historical scenario - input'!$G145,'Historical scenario - input'!$E145,'Historical scenario - input'!$F145,20,TRUE,TRUE),\"\")","v":""},"","","","","","","","","","","","","","","","","","","",{"$f":"IFERROR(IF(OR(D163=\"\",'Historical scenario - input'!$D145=\"\"),\"\",D163/'Historical scenario - input'!$D145),\"\")","v":""},{"$f":"IFERROR(IF(OR(E163=\"\",'Historical scenario - input'!$D145=\"\"),\"\",E163/'Historical scenario - input'!$D145),\"\")","v":""},{"$f":"IFERROR(IF(OR(F163=\"\",'Historical scenario - input'!$D145=\"\"),\"\",F163/'Historical scenario - input'!$D145),\"\")","v":""},{"$f":"IFERROR(IF(OR(G163=\"\",'Historical scenario - input'!$D145=\"\"),\"\",G163/'Historical scenario - input'!$D145),\"\")","v":""},{"$f":"IFERROR(IF(OR(H163=\"\",'Historical scenario - input'!$D145=\"\"),\"\",H163/'Historical scenario - input'!$D145),\"\")","v":""},{"$f":"IFERROR(IF(OR(I163=\"\",'Historical scenario - input'!$D145=\"\"),\"\",I163/'Historical scenario - input'!$D145),\"\")","v":""},{"$f":"IFERROR(IF(OR(J163=\"\",'Historical scenario - input'!$D145=\"\"),\"\",J163/'Historical scenario - input'!$D145),\"\")","v":""},{"$f":"IFERROR(IF(OR(K163=\"\",'Historical scenario - input'!$D145=\"\"),\"\",K163/'Historical scenario - input'!$D145),\"\")","v":""},{"$f":"IFERROR(IF(OR(L163=\"\",'Historical scenario - input'!$D145=\"\"),\"\",L163/'Historical scenario - input'!$D145),\"\")","v":""},{"$f":"IFERROR(IF(OR(M163=\"\",'Historical scenario - input'!$D145=\"\"),\"\",M163/'Historical scenario - input'!$D145),\"\")","v":""},{"$f":"IFERROR(IF(OR(N163=\"\",'Historical scenario - input'!$D145=\"\"),\"\",N163/'Historical scenario - input'!$D145),\"\")","v":""},{"$f":"IFERROR(IF(OR(O163=\"\",'Historical scenario - input'!$D145=\"\"),\"\",O163/'Historical scenario - input'!$D145),\"\")","v":""},{"$f":"IFERROR(IF(OR(P163=\"\",'Historical scenario - input'!$D145=\"\"),\"\",P163/'Historical scenario - input'!$D145),\"\")","v":""},{"$f":"IFERROR(IF(OR(Q163=\"\",'Historical scenario - input'!$D145=\"\"),\"\",Q163/'Historical scenario - input'!$D145),\"\")","v":""},{"$f":"IFERROR(IF(OR(R163=\"\",'Historical scenario - input'!$D145=\"\"),\"\",R163/'Historical scenario - input'!$D145),\"\")","v":""},{"$f":"IFERROR(IF(OR(S163=\"\",'Historical scenario - input'!$D145=\"\"),\"\",S163/'Historical scenario - input'!$D145),\"\")","v":""},{"$f":"IFERROR(IF(OR(T163=\"\",'Historical scenario - input'!$D145=\"\"),\"\",T163/'Historical scenario - input'!$D145),\"\")","v":""},{"$f":"IFERROR(IF(OR(U163=\"\",'Historical scenario - input'!$D145=\"\"),\"\",U163/'Historical scenario - input'!$D145),\"\")","v":""},{"$f":"IFERROR(IF(OR(V163=\"\",'Historical scenario - input'!$D145=\"\"),\"\",V163/'Historical scenario - input'!$D145),\"\")","v":""},{"$f":"IFERROR(IF(OR(W163=\"\",'Historical scenario - input'!$D145=\"\"),\"\",W163/'Historical scenario - input'!$D145),\"\")","v":""}]
[{"$f":"IFERROR('Historical scenario - input'!A146,\"\")","v":""},{"$f":"IFERROR('Historical scenario - input'!B146,\"\")","v":0},{"$f":"IFERROR('Historical scenario - input'!C146,\"\")","v":0},{"$f":"IFERROR(repcalc('Historical scenario - input'!$CV146:$GH146,'Historical scenario - input'!$G146,'Historical scenario - input'!$E146,'Historical scenario - input'!$F146,20,TRUE,TRUE),\"\")","v":""},"","","","","","","","","","","","","","","","","","","",{"$f":"IFERROR(IF(OR(D164=\"\",'Historical scenario - input'!$D146=\"\"),\"\",D164/'Historical scenario - input'!$D146),\"\")","v":""},{"$f":"IFERROR(IF(OR(E164=\"\",'Historical scenario - input'!$D146=\"\"),\"\",E164/'Historical scenario - input'!$D146),\"\")","v":""},{"$f":"IFERROR(IF(OR(F164=\"\",'Historical scenario - input'!$D146=\"\"),\"\",F164/'Historical scenario - input'!$D146),\"\")","v":""},{"$f":"IFERROR(IF(OR(G164=\"\",'Historical scenario - input'!$D146=\"\"),\"\",G164/'Historical scenario - input'!$D146),\"\")","v":""},{"$f":"IFERROR(IF(OR(H164=\"\",'Historical scenario - input'!$D146=\"\"),\"\",H164/'Historical scenario - input'!$D146),\"\")","v":""},{"$f":"IFERROR(IF(OR(I164=\"\",'Historical scenario - input'!$D146=\"\"),\"\",I164/'Historical scenario - input'!$D146),\"\")","v":""},{"$f":"IFERROR(IF(OR(J164=\"\",'Historical scenario - input'!$D146=\"\"),\"\",J164/'Historical scenario - input'!$D146),\"\")","v":""},{"$f":"IFERROR(IF(OR(K164=\"\",'Historical scenario - input'!$D146=\"\"),\"\",K164/'Historical scenario - input'!$D146),\"\")","v":""},{"$f":"IFERROR(IF(OR(L164=\"\",'Historical scenario - input'!$D146=\"\"),\"\",L164/'Historical scenario - input'!$D146),\"\")","v":""},{"$f":"IFERROR(IF(OR(M164=\"\",'Historical scenario - input'!$D146=\"\"),\"\",M164/'Historical scenario - input'!$D146),\"\")","v":""},{"$f":"IFERROR(IF(OR(N164=\"\",'Historical scenario - input'!$D146=\"\"),\"\",N164/'Historical scenario - input'!$D146),\"\")","v":""},{"$f":"IFERROR(IF(OR(O164=\"\",'Historical scenario - input'!$D146=\"\"),\"\",O164/'Historical scenario - input'!$D146),\"\")","v":""},{"$f":"IFERROR(IF(OR(P164=\"\",'Historical scenario - input'!$D146=\"\"),\"\",P164/'Historical scenario - input'!$D146),\"\")","v":""},{"$f":"IFERROR(IF(OR(Q164=\"\",'Historical scenario - input'!$D146=\"\"),\"\",Q164/'Historical scenario - input'!$D146),\"\")","v":""},{"$f":"IFERROR(IF(OR(R164=\"\",'Historical scenario - input'!$D146=\"\"),\"\",R164/'Historical scenario - input'!$D146),\"\")","v":""},{"$f":"IFERROR(IF(OR(S164=\"\",'Historical scenario - input'!$D146=\"\"),\"\",S164/'Historical scenario - input'!$D146),\"\")","v":""},{"$f":"IFERROR(IF(OR(T164=\"\",'Historical scenario - input'!$D146=\"\"),\"\",T164/'Historical scenario - input'!$D146),\"\")","v":""},{"$f":"IFERROR(IF(OR(U164=\"\",'Historical scenario - input'!$D146=\"\"),\"\",U164/'Historical scenario - input'!$D146),\"\")","v":""},{"$f":"IFERROR(IF(OR(V164=\"\",'Historical scenario - input'!$D146=\"\"),\"\",V164/'Historical scenario - input'!$D146),\"\")","v":""},{"$f":"IFERROR(IF(OR(W164=\"\",'Historical scenario - input'!$D146=\"\"),\"\",W164/'Historical scenario - input'!$D146),\"\")","v":""}]
[{"$f":"IFERROR('Historical scenario - input'!A147,\"\")","v":""},{"$f":"IFERROR('Historical scenario - input'!B147,\"\")","v":0},{"$f":"IFERROR('Historical scenario - input'!C147,\"\")","v":0},{"$f":"IFERROR(repcalc('Historical scenario - input'!$CV147:$GH147,'Historical scenario - input'!$G147,'Historical scenario - input'!$E147,'Historical scenario - input'!$F147,20,TRUE,TRUE),\"\")","v":""},"","","","","","","","","","","","","","","","","","","",{"$f":"IFERROR(IF(OR(D165=\"\",'Historical scenario - input'!$D147=\"\"),\"\",D165/'Historical scenario - input'!$D147),\"\")","v":""},{"$f":"IFERROR(IF(OR(E165=\"\",'Historical scenario - input'!$D147=\"\"),\"\",E165/'Historical scenario - input'!$D147),\"\")","v":""},{"$f":"IFERROR(IF(OR(F165=\"\",'Historical scenario - input'!$D147=\"\"),\"\",F165/'Historical scenario - input'!$D147),\"\")","v":""},{"$f":"IFERROR(IF(OR(G165=\"\",'Historical scenario - input'!$D147=\"\"),\"\",G165/'Historical scenario - input'!$D147),\"\")","v":""},{"$f":"IFERROR(IF(OR(H165=\"\",'Historical scenario - input'!$D147=\"\"),\"\",H165/'Historical scenario - input'!$D147),\"\")","v":""},{"$f":"IFERROR(IF(OR(I165=\"\",'Historical scenario - input'!$D147=\"\"),\"\",I165/'Historical scenario - input'!$D147),\"\")","v":""},{"$f":"IFERROR(IF(OR(J165=\"\",'Historical scenario - input'!$D147=\"\"),\"\",J165/'Historical scenario - input'!$D147),\"\")","v":""},{"$f":"IFERROR(IF(OR(K165=\"\",'Historical scenario - input'!$D147=\"\"),\"\",K165/'Historical scenario - input'!$D147),\"\")","v":""},{"$f":"IFERROR(IF(OR(L165=\"\",'Historical scenario - input'!$D147=\"\"),\"\",L165/'Historical scenario - input'!$D147),\"\")","v":""},{"$f":"IFERROR(IF(OR(M165=\"\",'Historical scenario - input'!$D147=\"\"),\"\",M165/'Historical scenario - input'!$D147),\"\")","v":""},{"$f":"IFERROR(IF(OR(N165=\"\",'Historical scenario - input'!$D147=\"\"),\"\",N165/'Historical scenario - input'!$D147),\"\")","v":""},{"$f":"IFERROR(IF(OR(O165=\"\",'Historical scenario - input'!$D147=\"\"),\"\",O165/'Historical scenario - input'!$D147),\"\")","v":""},{"$f":"IFERROR(IF(OR(P165=\"\",'Historical scenario - input'!$D147=\"\"),\"\",P165/'Historical scenario - input'!$D147),\"\")","v":""},{"$f":"IFERROR(IF(OR(Q165=\"\",'Historical scenario - input'!$D147=\"\"),\"\",Q165/'Historical scenario - input'!$D147),\"\")","v":""},{"$f":"IFERROR(IF(OR(R165=\"\",'Historical scenario - input'!$D147=\"\"),\"\",R165/'Historical scenario - input'!$D147),\"\")","v":""},{"$f":"IFERROR(IF(OR(S165=\"\",'Historical scenario - input'!$D147=\"\"),\"\",S165/'Historical scenario - input'!$D147),\"\")","v":""},{"$f":"IFERROR(IF(OR(T165=\"\",'Historical scenario - input'!$D147=\"\"),\"\",T165/'Historical scenario - input'!$D147),\"\")","v":""},{"$f":"IFERROR(IF(OR(U165=\"\",'Historical scenario - input'!$D147=\"\"),\"\",U165/'Historical scenario - input'!$D147),\"\")","v":""},{"$f":"IFERROR(IF(OR(V165=\"\",'Historical scenario - input'!$D147=\"\"),\"\",V165/'Historical scenario - input'!$D147),\"\")","v":""},{"$f":"IFERROR(IF(OR(W165=\"\",'Historical scenario - input'!$D147=\"\"),\"\",W165/'Historical scenario - input'!$D147),\"\")","v":""}]
[{"$f":"IFERROR('Historical scenario - input'!A148,\"\")","v":""},{"$f":"IFERROR('Historical scenario - input'!B148,\"\")","v":0},{"$f":"IFERROR('Historical scenario - input'!C148,\"\")","v":0},{"$f":"IFERROR(repcalc('Historical scenario - input'!$CV148:$GH148,'Historical scenario - input'!$G148,'Historical scenario - input'!$E148,'Historical scenario - input'!$F148,20,TRUE,TRUE),\"\")","v":""},"","","","","","","","","","","","","","","","","","","",{"$f":"IFERROR(IF(OR(D166=\"\",'Historical scenario - input'!$D148=\"\"),\"\",D166/'Historical scenario - input'!$D148),\"\")","v":""},{"$f":"IFERROR(IF(OR(E166=\"\",'Historical scenario - input'!$D148=\"\"),\"\",E166/'Historical scenario - input'!$D148),\"\")","v":""},{"$f":"IFERROR(IF(OR(F166=\"\",'Historical scenario - input'!$D148=\"\"),\"\",F166/'Historical scenario - input'!$D148),\"\")","v":""},{"$f":"IFERROR(IF(OR(G166=\"\",'Historical scenario - input'!$D148=\"\"),\"\",G166/'Historical scenario - input'!$D148),\"\")","v":""},{"$f":"IFERROR(IF(OR(H166=\"\",'Historical scenario - input'!$D148=\"\"),\"\",H166/'Historical scenario - input'!$D148),\"\")","v":""},{"$f":"IFERROR(IF(OR(I166=\"\",'Historical scenario - input'!$D148=\"\"),\"\",I166/'Historical scenario - input'!$D148),\"\")","v":""},{"$f":"IFERROR(IF(OR(J166=\"\",'Historical scenario - input'!$D148=\"\"),\"\",J166/'Historical scenario - input'!$D148),\"\")","v":""},{"$f":"IFERROR(IF(OR(K166=\"\",'Historical scenario - input'!$D148=\"\"),\"\",K166/'Historical scenario - input'!$D148),\"\")","v":""},{"$f":"IFERROR(IF(OR(L166=\"\",'Historical scenario - input'!$D148=\"\"),\"\",L166/'Historical scenario - input'!$D148),\"\")","v":""},{"$f":"IFERROR(IF(OR(M166=\"\",'Historical scenario - input'!$D148=\"\"),\"\",M166/'Historical scenario - input'!$D148),\"\")","v":""},{"$f":"IFERROR(IF(OR(N166=\"\",'Historical scenario - input'!$D148=\"\"),\"\",N166/'Historical scenario - input'!$D148),\"\")","v":""},{"$f":"IFERROR(IF(OR(O166=\"\",'Historical scenario - input'!$D148=\"\"),\"\",O166/'Historical scenario - input'!$D148),\"\")","v":""},{"$f":"IFERROR(IF(OR(P166=\"\",'Historical scenario - input'!$D148=\"\"),\"\",P166/'Historical scenario - input'!$D148),\"\")","v":""},{"$f":"IFERROR(IF(OR(Q166=\"\",'Historical scenario - input'!$D148=\"\"),\"\",Q166/'Historical scenario - input'!$D148),\"\")","v":""},{"$f":"IFERROR(IF(OR(R166=\"\",'Historical scenario - input'!$D148=\"\"),\"\",R166/'Historical scenario - input'!$D148),\"\")","v":""},{"$f":"IFERROR(IF(OR(S166=\"\",'Historical scenario - input'!$D148=\"\"),\"\",S166/'Historical scenario - input'!$D148),\"\")","v":""},{"$f":"IFERROR(IF(OR(T166=\"\",'Historical scenario - input'!$D148=\"\"),\"\",T166/'Historical scenario - input'!$D148),\"\")","v":""},{"$f":"IFERROR(IF(OR(U166=\"\",'Historical scenario - input'!$D148=\"\"),\"\",U166/'Historical scenario - input'!$D148),\"\")","v":""},{"$f":"IFERROR(IF(OR(V166=\"\",'Historical scenario - input'!$D148=\"\"),\"\",V166/'Historical scenario - input'!$D148),\"\")","v":""},{"$f":"IFERROR(IF(OR(W166=\"\",'Historical scenario - input'!$D148=\"\"),\"\",W166/'Historical scenario - input'!$D148),\"\")","v":""}]
[{"$f":"IFERROR('Historical scenario - input'!A149,\"\")","v":""},{"$f":"IFERROR('Historical scenario - input'!B149,\"\")","v":0},{"$f":"IFERROR('Historical scenario - input'!C149,\"\")","v":0},{"$f":"IFERROR(repcalc('Historical scenario - input'!$CV149:$GH149,'Historical scenario - input'!$G149,'Historical scenario - input'!$E149,'Historical scenario - input'!$F149,20,TRUE,TRUE),\"\")","v":""},"","","","","","","","","","","","","","","","","","","",{"$f":"IFERROR(IF(OR(D167=\"\",'Historical scenario - input'!$D149=\"\"),\"\",D167/'Historical scenario - input'!$D149),\"\")","v":""},{"$f":"IFERROR(IF(OR(E167=\"\",'Historical scenario - input'!$D149=\"\"),\"\",E167/'Historical scenario - input'!$D149),\"\")","v":""},{"$f":"IFERROR(IF(OR(F167=\"\",'Historical scenario - input'!$D149=\"\"),\"\",F167/'Historical scenario - input'!$D149),\"\")","v":""},{"$f":"IFERROR(IF(OR(G167=\"\",'Historical scenario - input'!$D149=\"\"),\"\",G167/'Historical scenario - input'!$D149),\"\")","v":""},{"$f":"IFERROR(IF(OR(H167=\"\",'Historical scenario - input'!$D149=\"\"),\"\",H167/'Historical scenario - input'!$D149),\"\")","v":""},{"$f":"IFERROR(IF(OR(I167=\"\",'Historical scenario - input'!$D149=\"\"),\"\",I167/'Historical scenario - input'!$D149),\"\")","v":""},{"$f":"IFERROR(IF(OR(J167=\"\",'Historical scenario - input'!$D149=\"\"),\"\",J167/'Historical scenario - input'!$D149),\"\")","v":""},{"$f":"IFERROR(IF(OR(K167=\"\",'Historical scenario - input'!$D149=\"\"),\"\",K167/'Historical scenario - input'!$D149),\"\")","v":""},{"$f":"IFERROR(IF(OR(L167=\"\",'Historical scenario - input'!$D149=\"\"),\"\",L167/'Historical scenario - input'!$D149),\"\")","v":""},{"$f":"IFERROR(IF(OR(M167=\"\",'Historical scenario - input'!$D149=\"\"),\"\",M167/'Historical scenario - input'!$D149),\"\")","v":""},{"$f":"IFERROR(IF(OR(N167=\"\",'Historical scenario - input'!$D149=\"\"),\"\",N167/'Historical scenario - input'!$D149),\"\")","v":""},{"$f":"IFERROR(IF(OR(O167=\"\",'Historical scenario - input'!$D149=\"\"),\"\",O167/'Historical scenario - input'!$D149),\"\")","v":""},{"$f":"IFERROR(IF(OR(P167=\"\",'Historical scenario - input'!$D149=\"\"),\"\",P167/'Historical scenario - input'!$D149),\"\")","v":""},{"$f":"IFERROR(IF(OR(Q167=\"\",'Historical scenario - input'!$D149=\"\"),\"\",Q167/'Historical scenario - input'!$D149),\"\")","v":""},{"$f":"IFERROR(IF(OR(R167=\"\",'Historical scenario - input'!$D149=\"\"),\"\",R167/'Historical scenario - input'!$D149),\"\")","v":""},{"$f":"IFERROR(IF(OR(S167=\"\",'Historical scenario - input'!$D149=\"\"),\"\",S167/'Historical scenario - input'!$D149),\"\")","v":""},{"$f":"IFERROR(IF(OR(T167=\"\",'Historical scenario - input'!$D149=\"\"),\"\",T167/'Historical scenario - input'!$D149),\"\")","v":""},{"$f":"IFERROR(IF(OR(U167=\"\",'Historical scenario - input'!$D149=\"\"),\"\",U167/'Historical scenario - input'!$D149),\"\")","v":""},{"$f":"IFERROR(IF(OR(V167=\"\",'Historical scenario - input'!$D149=\"\"),\"\",V167/'Historical scenario - input'!$D149),\"\")","v":""},{"$f":"IFERROR(IF(OR(W167=\"\",'Historical scenario - input'!$D149=\"\"),\"\",W167/'Historical scenario - input'!$D149),\"\")","v":""}]
[{"$f":"IFERROR('Historical scenario - input'!A150,\"\")","v":""},{"$f":"IFERROR('Historical scenario - input'!B150,\"\")","v":0},{"$f":"IFERROR('Historical scenario - input'!C150,\"\")","v":0},{"$f":"IFERROR(repcalc('Historical scenario - input'!$CV150:$GH150,'Historical scenario - input'!$G150,'Historical scenario - input'!$E150,'Historical scenario - input'!$F150,20,TRUE,TRUE),\"\")","v":""},"","","","","","","","","","","","","","","","","","","",{"$f":"IFERROR(IF(OR(D168=\"\",'Historical scenario - input'!$D150=\"\"),\"\",D168/'Historical scenario - input'!$D150),\"\")","v":""},{"$f":"IFERROR(IF(OR(E168=\"\",'Historical scenario - input'!$D150=\"\"),\"\",E168/'Historical scenario - input'!$D150),\"\")","v":""},{"$f":"IFERROR(IF(OR(F168=\"\",'Historical scenario - input'!$D150=\"\"),\"\",F168/'Historical scenario - input'!$D150),\"\")","v":""},{"$f":"IFERROR(IF(OR(G168=\"\",'Historical scenario - input'!$D150=\"\"),\"\",G168/'Historical scenario - input'!$D150),\"\")","v":""},{"$f":"IFERROR(IF(OR(H168=\"\",'Historical scenario - input'!$D150=\"\"),\"\",H168/'Historical scenario - input'!$D150),\"\")","v":""},{"$f":"IFERROR(IF(OR(I168=\"\",'Historical scenario - input'!$D150=\"\"),\"\",I168/'Historical scenario - input'!$D150),\"\")","v":""},{"$f":"IFERROR(IF(OR(J168=\"\",'Historical scenario - input'!$D150=\"\"),\"\",J168/'Historical scenario - input'!$D150),\"\")","v":""},{"$f":"IFERROR(IF(OR(K168=\"\",'Historical scenario - input'!$D150=\"\"),\"\",K168/'Historical scenario - input'!$D150),\"\")","v":""},{"$f":"IFERROR(IF(OR(L168=\"\",'Historical scenario - input'!$D150=\"\"),\"\",L168/'Historical scenario - input'!$D150),\"\")","v":""},{"$f":"IFERROR(IF(OR(M168=\"\",'Historical scenario - input'!$D150=\"\"),\"\",M168/'Historical scenario - input'!$D150),\"\")","v":""},{"$f":"IFERROR(IF(OR(N168=\"\",'Historical scenario - input'!$D150=\"\"),\"\",N168/'Historical scenario - input'!$D150),\"\")","v":""},{"$f":"IFERROR(IF(OR(O168=\"\",'Historical scenario - input'!$D150=\"\"),\"\",O168/'Historical scenario - input'!$D150),\"\")","v":""},{"$f":"IFERROR(IF(OR(P168=\"\",'Historical scenario - input'!$D150=\"\"),\"\",P168/'Historical scenario - input'!$D150),\"\")","v":""},{"$f":"IFERROR(IF(OR(Q168=\"\",'Historical scenario - input'!$D150=\"\"),\"\",Q168/'Historical scenario - input'!$D150),\"\")","v":""},{"$f":"IFERROR(IF(OR(R168=\"\",'Historical scenario - input'!$D150=\"\"),\"\",R168/'Historical scenario - input'!$D150),\"\")","v":""},{"$f":"IFERROR(IF(OR(S168=\"\",'Historical scenario - input'!$D150=\"\"),\"\",S168/'Historical scenario - input'!$D150),\"\")","v":""},{"$f":"IFERROR(IF(OR(T168=\"\",'Historical scenario - input'!$D150=\"\"),\"\",T168/'Historical scenario - input'!$D150),\"\")","v":""},{"$f":"IFERROR(IF(OR(U168=\"\",'Historical scenario - input'!$D150=\"\"),\"\",U168/'Historical scenario - input'!$D150),\"\")","v":""},{"$f":"IFERROR(IF(OR(V168=\"\",'Historical scenario - input'!$D150=\"\"),\"\",V168/'Historical scenario - input'!$D150),\"\")","v":""},{"$f":"IFERROR(IF(OR(W168=\"\",'Historical scenario - input'!$D150=\"\"),\"\",W168/'Historical scenario - input'!$D150),\"\")","v":""}]
[{"$f":"IFERROR('Historical scenario - input'!A151,\"\")","v":""},{"$f":"IFERROR('Historical scenario - input'!B151,\"\")","v":0},{"$f":"IFERROR('Historical scenario - input'!C151,\"\")","v":0},{"$f":"IFERROR(repcalc('Historical scenario - input'!$CV151:$GH151,'Historical scenario - input'!$G151,'Historical scenario - input'!$E151,'Historical scenario - input'!$F151,20,TRUE,TRUE),\"\")","v":""},"","","","","","","","","","","","","","","","","","","",{"$f":"IFERROR(IF(OR(D169=\"\",'Historical scenario - input'!$D151=\"\"),\"\",D169/'Historical scenario - input'!$D151),\"\")","v":""},{"$f":"IFERROR(IF(OR(E169=\"\",'Historical scenario - input'!$D151=\"\"),\"\",E169/'Historical scenario - input'!$D151),\"\")","v":""},{"$f":"IFERROR(IF(OR(F169=\"\",'Historical scenario - input'!$D151=\"\"),\"\",F169/'Historical scenario - input'!$D151),\"\")","v":""},{"$f":"IFERROR(IF(OR(G169=\"\",'Historical scenario - input'!$D151=\"\"),\"\",G169/'Historical scenario - input'!$D151),\"\")","v":""},{"$f":"IFERROR(IF(OR(H169=\"\",'Historical scenario - input'!$D151=\"\"),\"\",H169/'Historical scenario - input'!$D151),\"\")","v":""},{"$f":"IFERROR(IF(OR(I169=\"\",'Historical scenario - input'!$D151=\"\"),\"\",I169/'Historical scenario - input'!$D151),\"\")","v":""},{"$f":"IFERROR(IF(OR(J169=\"\",'Historical scenario - input'!$D151=\"\"),\"\",J169/'Historical scenario - input'!$D151),\"\")","v":""},{"$f":"IFERROR(IF(OR(K169=\"\",'Historical scenario - input'!$D151=\"\"),\"\",K169/'Historical scenario - input'!$D151),\"\")","v":""},{"$f":"IFERROR(IF(OR(L169=\"\",'Historical scenario - input'!$D151=\"\"),\"\",L169/'Historical scenario - input'!$D151),\"\")","v":""},{"$f":"IFERROR(IF(OR(M169=\"\",'Historical scenario - input'!$D151=\"\"),\"\",M169/'Historical scenario - input'!$D151),\"\")","v":""},{"$f":"IFERROR(IF(OR(N169=\"\",'Historical scenario - input'!$D151=\"\"),\"\",N169/'Historical scenario - input'!$D151),\"\")","v":""},{"$f":"IFERROR(IF(OR(O169=\"\",'Historical scenario - input'!$D151=\"\"),\"\",O169/'Historical scenario - input'!$D151),\"\")","v":""},{"$f":"IFERROR(IF(OR(P169=\"\",'Historical scenario - input'!$D151=\"\"),\"\",P169/'Historical scenario - input'!$D151),\"\")","v":""},{"$f":"IFERROR(IF(OR(Q169=\"\",'Historical scenario - input'!$D151=\"\"),\"\",Q169/'Historical scenario - input'!$D151),\"\")","v":""},{"$f":"IFERROR(IF(OR(R169=\"\",'Historical scenario - input'!$D151=\"\"),\"\",R169/'Historical scenario - input'!$D151),\"\")","v":""},{"$f":"IFERROR(IF(OR(S169=\"\",'Historical scenario - input'!$D151=\"\"),\"\",S169/'Historical scenario - input'!$D151),\"\")","v":""},{"$f":"IFERROR(IF(OR(T169=\"\",'Historical scenario - input'!$D151=\"\"),\"\",T169/'Historical scenario - input'!$D151),\"\")","v":""},{"$f":"IFERROR(IF(OR(U169=\"\",'Historical scenario - input'!$D151=\"\"),\"\",U169/'Historical scenario - input'!$D151),\"\")","v":""},{"$f":"IFERROR(IF(OR(V169=\"\",'Historical scenario - input'!$D151=\"\"),\"\",V169/'Historical scenario - input'!$D151),\"\")","v":""},{"$f":"IFERROR(IF(OR(W169=\"\",'Historical scenario - input'!$D151=\"\"),\"\",W169/'Historical scenario - input'!$D151),\"\")","v":""}]
[{"$f":"IFERROR('Historical scenario - input'!A152,\"\")","v":""},{"$f":"IFERROR('Historical scenario - input'!B152,\"\")","v":0},{"$f":"IFERROR('Historical scenario - input'!C152,\"\")","v":0},{"$f":"IFERROR(repcalc('Historical scenario - input'!$CV152:$GH152,'Historical scenario - input'!$G152,'Historical scenario - input'!$E152,'Historical scenario - input'!$F152,20,TRUE,TRUE),\"\")","v":""},"","","","","","","","","","","","","","","","","","","",{"$f":"IFERROR(IF(OR(D170=\"\",'Historical scenario - input'!$D152=\"\"),\"\",D170/'Historical scenario - input'!$D152),\"\")","v":""},{"$f":"IFERROR(IF(OR(E170=\"\",'Historical scenario - input'!$D152=\"\"),\"\",E170/'Historical scenario - input'!$D152),\"\")","v":""},{"$f":"IFERROR(IF(OR(F170=\"\",'Historical scenario - input'!$D152=\"\"),\"\",F170/'Historical scenario - input'!$D152),\"\")","v":""},{"$f":"IFERROR(IF(OR(G170=\"\",'Historical scenario - input'!$D152=\"\"),\"\",G170/'Historical scenario - input'!$D152),\"\")","v":""},{"$f":"IFERROR(IF(OR(H170=\"\",'Historical scenario - input'!$D152=\"\"),\"\",H170/'Historical scenario - input'!$D152),\"\")","v":""},{"$f":"IFERROR(IF(OR(I170=\"\",'Historical scenario - input'!$D152=\"\"),\"\",I170/'Historical scenario - input'!$D152),\"\")","v":""},{"$f":"IFERROR(IF(OR(J170=\"\",'Historical scenario - input'!$D152=\"\"),\"\",J170/'Historical scenario - input'!$D152),\"\")","v":""},{"$f":"IFERROR(IF(OR(K170=\"\",'Historical scenario - input'!$D152=\"\"),\"\",K170/'Historical scenario - input'!$D152),\"\")","v":""},{"$f":"IFERROR(IF(OR(L170=\"\",'Historical scenario - input'!$D152=\"\"),\"\",L170/'Historical scenario - input'!$D152),\"\")","v":""},{"$f":"IFERROR(IF(OR(M170=\"\",'Historical scenario - input'!$D152=\"\"),\"\",M170/'Historical scenario - input'!$D152),\"\")","v":""},{"$f":"IFERROR(IF(OR(N170=\"\",'Historical scenario - input'!$D152=\"\"),\"\",N170/'Historical scenario - input'!$D152),\"\")","v":""},{"$f":"IFERROR(IF(OR(O170=\"\",'Historical scenario - input'!$D152=\"\"),\"\",O170/'Historical scenario - input'!$D152),\"\")","v":""},{"$f":"IFERROR(IF(OR(P170=\"\",'Historical scenario - input'!$D152=\"\"),\"\",P170/'Historical scenario - input'!$D152),\"\")","v":""},{"$f":"IFERROR(IF(OR(Q170=\"\",'Historical scenario - input'!$D152=\"\"),\"\",Q170/'Historical scenario - input'!$D152),\"\")","v":""},{"$f":"IFERROR(IF(OR(R170=\"\",'Historical scenario - input'!$D152=\"\"),\"\",R170/'Historical scenario - input'!$D152),\"\")","v":""},{"$f":"IFERROR(IF(OR(S170=\"\",'Historical scenario - input'!$D152=\"\"),\"\",S170/'Historical scenario - input'!$D152),\"\")","v":""},{"$f":"IFERROR(IF(OR(T170=\"\",'Historical scenario - input'!$D152=\"\"),\"\",T170/'Historical scenario - input'!$D152),\"\")","v":""},{"$f":"IFERROR(IF(OR(U170=\"\",'Historical scenario - input'!$D152=\"\"),\"\",U170/'Historical scenario - input'!$D152),\"\")","v":""},{"$f":"IFERROR(IF(OR(V170=\"\",'Historical scenario - input'!$D152=\"\"),\"\",V170/'Historical scenario - input'!$D152),\"\")","v":""},{"$f":"IFERROR(IF(OR(W170=\"\",'Historical scenario - input'!$D152=\"\"),\"\",W170/'Historical scenario - input'!$D152),\"\")","v":""}]
[{"$f":"IFERROR('Historical scenario - input'!A153,\"\")","v":""},{"$f":"IFERROR('Historical scenario - input'!B153,\"\")","v":0},{"$f":"IFERROR('Historical scenario - input'!C153,\"\")","v":0},{"$f":"IFERROR(repcalc('Historical scenario - input'!$CV153:$GH153,'Historical scenario - input'!$G153,'Historical scenario - input'!$E153,'Historical scenario - input'!$F153,20,TRUE,TRUE),\"\")","v":""},"","","","","","","","","","","","","","","","","","","",{"$f":"IFERROR(IF(OR(D171=\"\",'Historical scenario - input'!$D153=\"\"),\"\",D171/'Historical scenario - input'!$D153),\"\")","v":""},{"$f":"IFERROR(IF(OR(E171=\"\",'Historical scenario - input'!$D153=\"\"),\"\",E171/'Historical scenario - input'!$D153),\"\")","v":""},{"$f":"IFERROR(IF(OR(F171=\"\",'Historical scenario - input'!$D153=\"\"),\"\",F171/'Historical scenario - input'!$D153),\"\")","v":""},{"$f":"IFERROR(IF(OR(G171=\"\",'Historical scenario - input'!$D153=\"\"),\"\",G171/'Historical scenario - input'!$D153),\"\")","v":""},{"$f":"IFERROR(IF(OR(H171=\"\",'Historical scenario - input'!$D153=\"\"),\"\",H171/'Historical scenario - input'!$D153),\"\")","v":""},{"$f":"IFERROR(IF(OR(I171=\"\",'Historical scenario - input'!$D153=\"\"),\"\",I171/'Historical scenario - input'!$D153),\"\")","v":""},{"$f":"IFERROR(IF(OR(J171=\"\",'Historical scenario - input'!$D153=\"\"),\"\",J171/'Historical scenario - input'!$D153),\"\")","v":""},{"$f":"IFERROR(IF(OR(K171=\"\",'Historical scenario - input'!$D153=\"\"),\"\",K171/'Historical scenario - input'!$D153),\"\")","v":""},{"$f":"IFERROR(IF(OR(L171=\"\",'Historical scenario - input'!$D153=\"\"),\"\",L171/'Historical scenario - input'!$D153),\"\")","v":""},{"$f":"IFERROR(IF(OR(M171=\"\",'Historical scenario - input'!$D153=\"\"),\"\",M171/'Historical scenario - input'!$D153),\"\")","v":""},{"$f":"IFERROR(IF(OR(N171=\"\",'Historical scenario - input'!$D153=\"\"),\"\",N171/'Historical scenario - input'!$D153),\"\")","v":""},{"$f":"IFERROR(IF(OR(O171=\"\",'Historical scenario - input'!$D153=\"\"),\"\",O171/'Historical scenario - input'!$D153),\"\")","v":""},{"$f":"IFERROR(IF(OR(P171=\"\",'Historical scenario - input'!$D153=\"\"),\"\",P171/'Historical scenario - input'!$D153),\"\")","v":""},{"$f":"IFERROR(IF(OR(Q171=\"\",'Historical scenario - input'!$D153=\"\"),\"\",Q171/'Historical scenario - input'!$D153),\"\")","v":""},{"$f":"IFERROR(IF(OR(R171=\"\",'Historical scenario - input'!$D153=\"\"),\"\",R171/'Historical scenario - input'!$D153),\"\")","v":""},{"$f":"IFERROR(IF(OR(S171=\"\",'Historical scenario - input'!$D153=\"\"),\"\",S171/'Historical scenario - input'!$D153),\"\")","v":""},{"$f":"IFERROR(IF(OR(T171=\"\",'Historical scenario - input'!$D153=\"\"),\"\",T171/'Historical scenario - input'!$D153),\"\")","v":""},{"$f":"IFERROR(IF(OR(U171=\"\",'Historical scenario - input'!$D153=\"\"),\"\",U171/'Historical scenario - input'!$D153),\"\")","v":""},{"$f":"IFERROR(IF(OR(V171=\"\",'Historical scenario - input'!$D153=\"\"),\"\",V171/'Historical scenario - input'!$D153),\"\")","v":""},{"$f":"IFERROR(IF(OR(W171=\"\",'Historical scenario - input'!$D153=\"\"),\"\",W171/'Historical scenario - input'!$D153),\"\")","v":""}]
[{"$f":"IFERROR('Historical scenario - input'!A154,\"\")","v":""},{"$f":"IFERROR('Historical scenario - input'!B154,\"\")","v":0},{"$f":"IFERROR('Historical scenario - input'!C154,\"\")","v":0},{"$f":"IFERROR(repcalc('Historical scenario - input'!$CV154:$GH154,'Historical scenario - input'!$G154,'Historical scenario - input'!$E154,'Historical scenario - input'!$F154,20,TRUE,TRUE),\"\")","v":""},"","","","","","","","","","","","","","","","","","","",{"$f":"IFERROR(IF(OR(D172=\"\",'Historical scenario - input'!$D154=\"\"),\"\",D172/'Historical scenario - input'!$D154),\"\")","v":""},{"$f":"IFERROR(IF(OR(E172=\"\",'Historical scenario - input'!$D154=\"\"),\"\",E172/'Historical scenario - input'!$D154),\"\")","v":""},{"$f":"IFERROR(IF(OR(F172=\"\",'Historical scenario - input'!$D154=\"\"),\"\",F172/'Historical scenario - input'!$D154),\"\")","v":""},{"$f":"IFERROR(IF(OR(G172=\"\",'Historical scenario - input'!$D154=\"\"),\"\",G172/'Historical scenario - input'!$D154),\"\")","v":""},{"$f":"IFERROR(IF(OR(H172=\"\",'Historical scenario - input'!$D154=\"\"),\"\",H172/'Historical scenario - input'!$D154),\"\")","v":""},{"$f":"IFERROR(IF(OR(I172=\"\",'Historical scenario - input'!$D154=\"\"),\"\",I172/'Historical scenario - input'!$D154),\"\")","v":""},{"$f":"IFERROR(IF(OR(J172=\"\",'Historical scenario - input'!$D154=\"\"),\"\",J172/'Historical scenario - input'!$D154),\"\")","v":""},{"$f":"IFERROR(IF(OR(K172=\"\",'Historical scenario - input'!$D154=\"\"),\"\",K172/'Historical scenario - input'!$D154),\"\")","v":""},{"$f":"IFERROR(IF(OR(L172=\"\",'Historical scenario - input'!$D154=\"\"),\"\",L172/'Historical scenario - input'!$D154),\"\")","v":""},{"$f":"IFERROR(IF(OR(M172=\"\",'Historical scenario - input'!$D154=\"\"),\"\",M172/'Historical scenario - input'!$D154),\"\")","v":""},{"$f":"IFERROR(IF(OR(N172=\"\",'Historical scenario - input'!$D154=\"\"),\"\",N172/'Historical scenario - input'!$D154),\"\")","v":""},{"$f":"IFERROR(IF(OR(O172=\"\",'Historical scenario - input'!$D154=\"\"),\"\",O172/'Historical scenario - input'!$D154),\"\")","v":""},{"$f":"IFERROR(IF(OR(P172=\"\",'Historical scenario - input'!$D154=\"\"),\"\",P172/'Historical scenario - input'!$D154),\"\")","v":""},{"$f":"IFERROR(IF(OR(Q172=\"\",'Historical scenario - input'!$D154=\"\"),\"\",Q172/'Historical scenario - input'!$D154),\"\")","v":""},{"$f":"IFERROR(IF(OR(R172=\"\",'Historical scenario - input'!$D154=\"\"),\"\",R172/'Historical scenario - input'!$D154),\"\")","v":""},{"$f":"IFERROR(IF(OR(S172=\"\",'Historical scenario - input'!$D154=\"\"),\"\",S172/'Historical scenario - input'!$D154),\"\")","v":""},{"$f":"IFERROR(IF(OR(T172=\"\",'Historical scenario - input'!$D154=\"\"),\"\",T172/'Historical scenario - input'!$D154),\"\")","v":""},{"$f":"IFERROR(IF(OR(U172=\"\",'Historical scenario - input'!$D154=\"\"),\"\",U172/'Historical scenario - input'!$D154),\"\")","v":""},{"$f":"IFERROR(IF(OR(V172=\"\",'Historical scenario - input'!$D154=\"\"),\"\",V172/'Historical scenario - input'!$D154),\"\")","v":""},{"$f":"IFERROR(IF(OR(W172=\"\",'Historical scenario - input'!$D154=\"\"),\"\",W172/'Historical scenario - input'!$D154),\"\")","v":""}]
[{"$f":"IFERROR('Historical scenario - input'!A155,\"\")","v":""},{"$f":"IFERROR('Historical scenario - input'!B155,\"\")","v":0},{"$f":"IFERROR('Historical scenario - input'!C155,\"\")","v":0},{"$f":"IFERROR(repcalc('Historical scenario - input'!$CV155:$GH155,'Historical scenario - input'!$G155,'Historical scenario - input'!$E155,'Historical scenario - input'!$F155,20,TRUE,TRUE),\"\")","v":""},"","","","","","","","","","","","","","","","","","","",{"$f":"IFERROR(IF(OR(D173=\"\",'Historical scenario - input'!$D155=\"\"),\"\",D173/'Historical scenario - input'!$D155),\"\")","v":""},{"$f":"IFERROR(IF(OR(E173=\"\",'Historical scenario - input'!$D155=\"\"),\"\",E173/'Historical scenario - input'!$D155),\"\")","v":""},{"$f":"IFERROR(IF(OR(F173=\"\",'Historical scenario - input'!$D155=\"\"),\"\",F173/'Historical scenario - input'!$D155),\"\")","v":""},{"$f":"IFERROR(IF(OR(G173=\"\",'Historical scenario - input'!$D155=\"\"),\"\",G173/'Historical scenario - input'!$D155),\"\")","v":""},{"$f":"IFERROR(IF(OR(H173=\"\",'Historical scenario - input'!$D155=\"\"),\"\",H173/'Historical scenario - input'!$D155),\"\")","v":""},{"$f":"IFERROR(IF(OR(I173=\"\",'Historical scenario - input'!$D155=\"\"),\"\",I173/'Historical scenario - input'!$D155),\"\")","v":""},{"$f":"IFERROR(IF(OR(J173=\"\",'Historical scenario - input'!$D155=\"\"),\"\",J173/'Historical scenario - input'!$D155),\"\")","v":""},{"$f":"IFERROR(IF(OR(K173=\"\",'Historical scenario - input'!$D155=\"\"),\"\",K173/'Historical scenario - input'!$D155),\"\")","v":""},{"$f":"IFERROR(IF(OR(L173=\"\",'Historical scenario - input'!$D155=\"\"),\"\",L173/'Historical scenario - input'!$D155),\"\")","v":""},{"$f":"IFERROR(IF(OR(M173=\"\",'Historical scenario - input'!$D155=\"\"),\"\",M173/'Historical scenario - input'!$D155),\"\")","v":""},{"$f":"IFERROR(IF(OR(N173=\"\",'Historical scenario - input'!$D155=\"\"),\"\",N173/'Historical scenario - input'!$D155),\"\")","v":""},{"$f":"IFERROR(IF(OR(O173=\"\",'Historical scenario - input'!$D155=\"\"),\"\",O173/'Historical scenario - input'!$D155),\"\")","v":""},{"$f":"IFERROR(IF(OR(P173=\"\",'Historical scenario - input'!$D155=\"\"),\"\",P173/'Historical scenario - input'!$D155),\"\")","v":""},{"$f":"IFERROR(IF(OR(Q173=\"\",'Historical scenario - input'!$D155=\"\"),\"\",Q173/'Historical scenario - input'!$D155),\"\")","v":""},{"$f":"IFERROR(IF(OR(R173=\"\",'Historical scenario - input'!$D155=\"\"),\"\",R173/'Historical scenario - input'!$D155),\"\")","v":""},{"$f":"IFERROR(IF(OR(S173=\"\",'Historical scenario - input'!$D155=\"\"),\"\",S173/'Historical scenario - input'!$D155),\"\")","v":""},{"$f":"IFERROR(IF(OR(T173=\"\",'Historical scenario - input'!$D155=\"\"),\"\",T173/'Historical scenario - input'!$D155),\"\")","v":""},{"$f":"IFERROR(IF(OR(U173=\"\",'Historical scenario - input'!$D155=\"\"),\"\",U173/'Historical scenario - input'!$D155),\"\")","v":""},{"$f":"IFERROR(IF(OR(V173=\"\",'Historical scenario - input'!$D155=\"\"),\"\",V173/'Historical scenario - input'!$D155),\"\")","v":""},{"$f":"IFERROR(IF(OR(W173=\"\",'Historical scenario - input'!$D155=\"\"),\"\",W173/'Historical scenario - input'!$D155),\"\")","v":""}]
[{"$f":"IFERROR('Historical scenario - input'!A156,\"\")","v":""},{"$f":"IFERROR('Historical scenario - input'!B156,\"\")","v":0},{"$f":"IFERROR('Historical scenario - input'!C156,\"\")","v":0},{"$f":"IFERROR(repcalc('Historical scenario - input'!$CV156:$GH156,'Historical scenario - input'!$G156,'Historical scenario - input'!$E156,'Historical scenario - input'!$F156,20,TRUE,TRUE),\"\")","v":""},"","","","","","","","","","","","","","","","","","","",{"$f":"IFERROR(IF(OR(D174=\"\",'Historical scenario - input'!$D156=\"\"),\"\",D174/'Historical scenario - input'!$D156),\"\")","v":""},{"$f":"IFERROR(IF(OR(E174=\"\",'Historical scenario - input'!$D156=\"\"),\"\",E174/'Historical scenario - input'!$D156),\"\")","v":""},{"$f":"IFERROR(IF(OR(F174=\"\",'Historical scenario - input'!$D156=\"\"),\"\",F174/'Historical scenario - input'!$D156),\"\")","v":""},{"$f":"IFERROR(IF(OR(G174=\"\",'Historical scenario - input'!$D156=\"\"),\"\",G174/'Historical scenario - input'!$D156),\"\")","v":""},{"$f":"IFERROR(IF(OR(H174=\"\",'Historical scenario - input'!$D156=\"\"),\"\",H174/'Historical scenario - input'!$D156),\"\")","v":""},{"$f":"IFERROR(IF(OR(I174=\"\",'Historical scenario - input'!$D156=\"\"),\"\",I174/'Historical scenario - input'!$D156),\"\")","v":""},{"$f":"IFERROR(IF(OR(J174=\"\",'Historical scenario - input'!$D156=\"\"),\"\",J174/'Historical scenario - input'!$D156),\"\")","v":""},{"$f":"IFERROR(IF(OR(K174=\"\",'Historical scenario - input'!$D156=\"\"),\"\",K174/'Historical scenario - input'!$D156),\"\")","v":""},{"$f":"IFERROR(IF(OR(L174=\"\",'Historical scenario - input'!$D156=\"\"),\"\",L174/'Historical scenario - input'!$D156),\"\")","v":""},{"$f":"IFERROR(IF(OR(M174=\"\",'Historical scenario - input'!$D156=\"\"),\"\",M174/'Historical scenario - input'!$D156),\"\")","v":""},{"$f":"IFERROR(IF(OR(N174=\"\",'Historical scenario - input'!$D156=\"\"),\"\",N174/'Historical scenario - input'!$D156),\"\")","v":""},{"$f":"IFERROR(IF(OR(O174=\"\",'Historical scenario - input'!$D156=\"\"),\"\",O174/'Historical scenario - input'!$D156),\"\")","v":""},{"$f":"IFERROR(IF(OR(P174=\"\",'Historical scenario - input'!$D156=\"\"),\"\",P174/'Historical scenario - input'!$D156),\"\")","v":""},{"$f":"IFERROR(IF(OR(Q174=\"\",'Historical scenario - input'!$D156=\"\"),\"\",Q174/'Historical scenario - input'!$D156),\"\")","v":""},{"$f":"IFERROR(IF(OR(R174=\"\",'Historical scenario - input'!$D156=\"\"),\"\",R174/'Historical scenario - input'!$D156),\"\")","v":""},{"$f":"IFERROR(IF(OR(S174=\"\",'Historical scenario - input'!$D156=\"\"),\"\",S174/'Historical scenario - input'!$D156),\"\")","v":""},{"$f":"IFERROR(IF(OR(T174=\"\",'Historical scenario - input'!$D156=\"\"),\"\",T174/'Historical scenario - input'!$D156),\"\")","v":""},{"$f":"IFERROR(IF(OR(U174=\"\",'Historical scenario - input'!$D156=\"\"),\"\",U174/'Historical scenario - input'!$D156),\"\")","v":""},{"$f":"IFERROR(IF(OR(V174=\"\",'Historical scenario - input'!$D156=\"\"),\"\",V174/'Historical scenario - input'!$D156),\"\")","v":""},{"$f":"IFERROR(IF(OR(W174=\"\",'Historical scenario - input'!$D156=\"\"),\"\",W174/'Historical scenario - input'!$D156),\"\")","v":""}]
[{"$f":"IFERROR('Historical scenario - input'!A157,\"\")","v":""},{"$f":"IFERROR('Historical scenario - input'!B157,\"\")","v":0},{"$f":"IFERROR('Historical scenario - input'!C157,\"\")","v":0},{"$f":"IFERROR(repcalc('Historical scenario - input'!$CV157:$GH157,'Historical scenario - input'!$G157,'Historical scenario - input'!$E157,'Historical scenario - input'!$F157,20,TRUE,TRUE),\"\")","v":""},"","","","","","","","","","","","","","","","","","","",{"$f":"IFERROR(IF(OR(D175=\"\",'Historical scenario - input'!$D157=\"\"),\"\",D175/'Historical scenario - input'!$D157),\"\")","v":""},{"$f":"IFERROR(IF(OR(E175=\"\",'Historical scenario - input'!$D157=\"\"),\"\",E175/'Historical scenario - input'!$D157),\"\")","v":""},{"$f":"IFERROR(IF(OR(F175=\"\",'Historical scenario - input'!$D157=\"\"),\"\",F175/'Historical scenario - input'!$D157),\"\")","v":""},{"$f":"IFERROR(IF(OR(G175=\"\",'Historical scenario - input'!$D157=\"\"),\"\",G175/'Historical scenario - input'!$D157),\"\")","v":""},{"$f":"IFERROR(IF(OR(H175=\"\",'Historical scenario - input'!$D157=\"\"),\"\",H175/'Historical scenario - input'!$D157),\"\")","v":""},{"$f":"IFERROR(IF(OR(I175=\"\",'Historical scenario - input'!$D157=\"\"),\"\",I175/'Historical scenario - input'!$D157),\"\")","v":""},{"$f":"IFERROR(IF(OR(J175=\"\",'Historical scenario - input'!$D157=\"\"),\"\",J175/'Historical scenario - input'!$D157),\"\")","v":""},{"$f":"IFERROR(IF(OR(K175=\"\",'Historical scenario - input'!$D157=\"\"),\"\",K175/'Historical scenario - input'!$D157),\"\")","v":""},{"$f":"IFERROR(IF(OR(L175=\"\",'Historical scenario - input'!$D157=\"\"),\"\",L175/'Historical scenario - input'!$D157),\"\")","v":""},{"$f":"IFERROR(IF(OR(M175=\"\",'Historical scenario - input'!$D157=\"\"),\"\",M175/'Historical scenario - input'!$D157),\"\")","v":""},{"$f":"IFERROR(IF(OR(N175=\"\",'Historical scenario - input'!$D157=\"\"),\"\",N175/'Historical scenario - input'!$D157),\"\")","v":""},{"$f":"IFERROR(IF(OR(O175=\"\",'Historical scenario - input'!$D157=\"\"),\"\",O175/'Historical scenario - input'!$D157),\"\")","v":""},{"$f":"IFERROR(IF(OR(P175=\"\",'Historical scenario - input'!$D157=\"\"),\"\",P175/'Historical scenario - input'!$D157),\"\")","v":""},{"$f":"IFERROR(IF(OR(Q175=\"\",'Historical scenario - input'!$D157=\"\"),\"\",Q175/'Historical scenario - input'!$D157),\"\")","v":""},{"$f":"IFERROR(IF(OR(R175=\"\",'Historical scenario - input'!$D157=\"\"),\"\",R175/'Historical scenario - input'!$D157),\"\")","v":""},{"$f":"IFERROR(IF(OR(S175=\"\",'Historical scenario - input'!$D157=\"\"),\"\",S175/'Historical scenario - input'!$D157),\"\")","v":""},{"$f":"IFERROR(IF(OR(T175=\"\",'Historical scenario - input'!$D157=\"\"),\"\",T175/'Historical scenario - input'!$D157),\"\")","v":""},{"$f":"IFERROR(IF(OR(U175=\"\",'Historical scenario - input'!$D157=\"\"),\"\",U175/'Historical scenario - input'!$D157),\"\")","v":""},{"$f":"IFERROR(IF(OR(V175=\"\",'Historical scenario - input'!$D157=\"\"),\"\",V175/'Historical scenario - input'!$D157),\"\")","v":""},{"$f":"IFERROR(IF(OR(W175=\"\",'Historical scenario - input'!$D157=\"\"),\"\",W175/'Historical scenario - input'!$D157),\"\")","v":""}]

{"sheet":"Cost scenario - input","index":2,"n_rows":190,"n_cols":193,"rows_kept":190,"cut":false,"hidden":false,"merged":[[2,6,3,6],[2,7,3,8],[2,9,3,9],[1,3,1,5],[2,3,3,3],[2,4,3,4],[2,5,3,5]]}
[null,"Unit cost - comparative"]
[null,"Replacement lives - calibrated",null,"Unit cost"]
[null,null,null,"Historical","NEM median","Forecast","Unit cost","Replacement \nlife",null,"Method","Volume",null,null,null,null,null,null,null,null,null,null,null,null,null,null,null,null,null,null,null,null,null,null,null,null,null,null,null,null,null,null,null,null,null,null,null,null,null,null,null,null,null,null,null,null,null,null,null,null,null,null,null,null,null,null,null,null,null,null,null,null,null,null,null,null,null,null,null,null,null,null,null,null,null,null,null,null,null,null,null,null,null,null,null,null,null,null,null,null,null,null,null,"Replacement Cost (NOT depreciated)"]
[null,null,null,null,null,null,null,null,null,null,"Installation date",null,null,null,null,null,null,null,null,null,null,null,null,null,null,null,null,null,null,null,null,null,null,null,null,null,null,null,null,null,null,null,null,null,null,null,null,null,null,null,null,null,null,null,null,null,null,null,null,null,null,null,null,null,null,null,null,null,null,null,null,null,null,null,null,null,null,null,null,null,null,null,null,null,null,null,null,null,null,null,null,null,null,null,null,null,null,null,null,null,null,null,"Installation date"]
["ID","Asset group","Asset category","$ ('000)","$ ('000)","$ ('000)","$ ('000)","μ","σ","#",2019,2018,2017,2016,2015,2014,2013,2012,2011,2010,2009,2008,2007,2006,2005,2004,2003,2002,2001,2000,1999,1998,1997,1996,1995,1994,1993,1992,1991,1990,1989,1988,1987,1986,1985,1984,1983,1982,1981,1980,1979,1978,1977,1976,1975,1974,1973,1972,1971,1970,1969,1968,1967,1966,1965,1964,1963,1962,1961,1960,1959,1958,1957,1956,1955,1954,1953,1952,1951,1950,1949,1948,1947,1946,1945,1944,1943,1942,1941,1940,1939,1938,1937,1936,1935,1934,1933,1932,1931,1930,1929,null,2019,2018,2017,2016,2015,2014,2013,2012,2011,2010,2009,2008,2007,2006,2005,2004,2003,2002,2001,2000,1999,1998,1997,1996,1995,1994,1993,1992,1991,1990,1989,1988,1987,1986,1985,1984,1983,1982,1981,1980,1979,1978,1977,1976,1975,1974,1973,1972,1971,1970,1969,1968,1967,1966,1965,1964,1963,1962,1961,1960,1959,1958,1957,1956,1955,1954,1953,1952,1951,1950,1949,1948,1947,1946,1945,1944,1943,1942,1941,1940,1939,1938,1937,1936,1935,1934,1933,1932,1931,1930,1929]
[1,"OVERHEAD CONDUCTORS","˂ = 1 kv",61.510926838088785,81.710362468035612,36.6537145,36.6537145,116.88139000189572,10.811169687036445,2,17.342427000000001,22.5921770804304,22.452734678821301,0,105.084897141984,18.060992667051799,0,0,0,0,0,0,0,0,0,0,0,0,0,0,0,0,0,0,0,0,0,0,0,0,0,0,0,0,0,0,0,0,0,0,0,0,0,0,0,0,0,0,0,0,0,0,0,0,0,0,0,0,0,0,0,0,0,0,0,0,0,0,0,0,0,0,0,0,0,0,0,0,0,0,0,0,0,0,0,0,0,0,0,0,6429.4667714317102,null,635.66436799509154,828.08720863953943,822.97612666176519,0,3851.7518181041473,662.00246880471025,0,0,0,0,0,0,0,0,0,0,0,0,0,0,0,0,0,0,0,0,0,0,0,0,0,0,0,0,0,0,0,0,0,0,0,0,0,0,0,0,0,0,0,0,0,0,0,0,0,0,0,0,0,0,0,0,0,0,0,0,0,0,0,0,0,0,0,0,0,0,0,0,0,0,0,0,0,0,0,0,0,0,0,0,235663.83942729465]
[1,"OVERHEAD CONDUCTORS","˃ 11 kv & < = 22 kv ; multiple-phase",108.30437044238259,75.916238097539804,52.008032791248858,52.008032791248858,78.231071886620541,8.8448330615461899,2,104.137157,145.59768311300601,143.68845369688199,0,264.34076008929901,199.00441212795801,16.845894795512098,148.48880074760601,72.716529238158301,97.895626499954204,90.291224404940394,100.061798681515,75.990878092212,86.992399660485205,104.50059640357399,74.460240845665595,189.538724741865,121.285860283365,93.215255092494203,134.320166018614,182.00277690653601,175.08269388425401,261.13556581569702,60.0296358559374,74.669571177729495,113.821775450448,155.54461878766199,155.79178057589499,155.792059981036,233.083624888283,257.80237423882897,239.060715557767,228.79749413557801,262.88732429128203,283.348274570478,320.30413090634602,194.627865871441,134.08513041352501,385.82648067834202,288.29519848299498,104.870361167927,221.859305660122,285.88169687011703,286.23452968289098,259.89416877170402,229.67834678489001,179.69835506092599,182.89117349467,254.65431650876499,289.43550674676902,356.955994448186,393.89011306404001,379.95684922630602,357.33788539568297,386.46536847505502,280.75919476663699,167.51847024859799,157.98393743562099,221.23254404655299,150.85234472117099,108.101290462981,108.752919134149,173.85051720993201,152.19438349715799,178.419238322821,167.944004279208,132.26905287435201,96.447804937369099,58.179917937718599,75.783056547912594,82.704313071788803,109.905688867237,69.648269616526306,49.011629384311597,18.216879944165601,11.5173034596106,7.9485733483992398,13.648997046701499,29.9520635331722,94.967851783503406,3.8923930272055798,16.507199882901499,5.6287283389754696,9.2854151887529603,15.148508560477,5.9872610166375297,2.7784606087960499,0.15199639701384199,2.3637674976785001E-2,0.30969265891570302,144.76986243228737,null,5415.9686760434306,7572.2490776710765,7472.9538115912819,0,13747.84291878791,10349.827991554042,876.12184892292169,7722.6104184147116,3781.8436370839431,5091.3589531294692,4695.8689596141494,5204.0173069795737,3952.1360796555564,4524.3035741319409,5434.8704444621389,3872.5306475456641,9857.5362115864064,6307.8389987320743,4847.9420434950653,6985.7275988220681,9465.6063894534745,9105.7064847124693,13581.147069904095,3122.0232700423207,3883.4175063198463,5919.6466299850636,8089.5696344110283,8102.4240327981934,8102.4385641099298,12122.220806292971,13407.794333074828,12433.077533827762,11899.307577558709,13672.252582144669,14736.386355205204,16658.387743349711,10122.212430332689,6973.5038593654881,20066.076258851357,14993.6661362632,5454.1011824516581,11538.466043815328,14868.144665238913,14886.494805735489,13516.584451733148,11945.118991028387,9345.7579425421191,9511.8101483407809,13244.070043420916,15052.971325837694,18564.579064294103,20485.449916383313,19760.808273821323,18584.440461214206,20099.303556332736,14601.733407867881,8712.3060938289309,8216.4337986423852,11505.869405264535,7845.5336908954378,5622.1354591750332,5656.0253844728568,9041.6233998297175,7915.330487564097,9279.2335972829205,8734.4372816466876,6879.0532391567285,5016.0606018266653,3025.8230798970367,3941.3276899649045,4301.2886262153033,5715.9786705520564,3622.2694900700417,2548.9984281718134,947.42408949040828,598.99229599419198,413.38966334719441,709.8574859725104,1557.7479023987889,4939.0911496709068,202.4357041953362,858.50699280164054,292.73908802646793,482.91617761702418,787.84412995180185,311.38566728305062,144.50227045145823,7.9050336000475738,1.229348975301517,16.106505960096932,7529.1957525629878]
[1,"OVERHEAD CONDUCTORS","˃ 11 kv & < = 22 kv ; single-phase",107.15049187855125,118.68886382878587,61.120551511636336,61.120551511636336,84.032487459816252,9.1669235548146819,2,68.983517000000006,73.337036254610695,72.5458824023993,0,129.134284929579,134.90696327416501,11.419990573059801,100.661955053547,49.295219309254499,66.364366235452295,61.209270510768597,67.832834737323495,51.514931203464101,58.972966180179398,70.841937474634804,50.477297813340499,128.49008473913401,82.220825779493893,63.191498424010597,91.056904268038906,123.381394801128,118.69020541412701,177.02625690743301,40.6946549233855,50.619204814888498,77.160852446931798,105.44516048613301,105.61271378774801,105.612903199122,158.00958223174601,174.76665497781701,162.06150823083399,155.103973869295,178.213790459096,192.08446115606,217.137183857819,131.94006139102501,90.897571420064807,261.55540122198499,195.438027418486,71.092604487246504,150.400510625246,193.80189196817599,194.04108065151101,176.18470217187701,155.70111216758801,121.81920555130399,123.983647206524,172.63255702474399,196.211053118857,241.98382698445201,267.02181348129898,257.57632283741401,242.242714450704,261.98850927022301,190.32929959820501,113.562347045053,107.098797547419,149.97562303064799,102.264223750151,73.282881853906005,73.724627060807293,117.85490125392,103.174004462692,120.95208028023301,113.850820567954,89.666435370061905,65.382874376640402,39.440713743929301,51.374047023336701,56.066031938109703,74.506100508467497,47.215217244652202,33.225444675592598,12.3493943039676,7.8076883734821303,5.3884126554189704,9.2527835117774693,20.304785667048201,64.379600209795996,2.6386898539324699,11.1903861052587,3.8157678977396601,6.2946703163999,10.2693164748156,4.0588205731086999,1.8835445872855701,0.103039787562936,1.6024202257029999E-2,0.20994356715948201,98.140851780715991,null,4216.3106042523414,4482.4001021106742,4434.044342332958,0,7892.7587139566567,8245.5879980770333,697.99612208310293,6152.5142091123416,3012.9509910686998,4056.2266650310612,3741.1443712431151,4145.980269742895,3148.6210062397295,3604.4602172096425,4329.8982886025369,3085.2002811684861,7853.384843032758,5025.382217384833,3862.299234522226,5565.4482078048104,7541.138896519883,7254.4108139408472,10819.942454222926,2487.2797524930488,3093.8737153664624,4716.1138566644659,6444.8663631454529,6455.1073133477576,6455.1188902753984,9657.6328101275703,10681.83433808804,9905.2887618761652,9480.0404245377413,10892.525159839141,11740.308202673874,13271.544431073477,8064.2493186986048,5555.7096962627138,15986.410373535044,11945.280022164168,4345.2191946591383,9192.5621570467556,11845.278521093482,11859.89786533426,10768.506164658515,9516.5378466581296,7445.657028005091,7577.9488956868963,10551.397094216361,11992.527779303513,14790.184962186093,16320.520505614284,15743.206908162034,14806.008306902866,16012.882176307479,11633.031760265754,6940.9932823494846,6545.9375723313342,9166.5927929344743,6250.4457555186082,4479.0901552728219,4506.08986594625,7203.3565629890318,6306.0520544237634,7392.6578532075546,6958.6249431656979,5480.4619819006793,3996.2373413162973,2410.6381760415338,3140.0100874510781,3426.7867931262822,4553.8539540589418,2885.8201177348651,2030.7575027915807,754.80179069316,477.21021941821868,329.34275327148833,565.53523125761421,1241.0396982955547,3934.9166709213896,161.2781791405117,683.96257038156386,233.22183835024518,384.73372132228826,627.66628658826255,248.07735191517961,115.12328397165149,6.2978486434884946,0.97940807948368136,12.831866611107802,5998.4229866591186]
[1,"OVERHEAD CONDUCTORS","˃ 11 kv & < = 22 kv ; swer",60.022654673589201,33.46996881596661,57.048603073929961,33.46996881596661,81.714095733542521,9.0395849314856562,2,17.660554000000001,57.8432371663148,57.333178343376602,2.6552464343628301,341.27914178051202,203.066392771045,4.42935843120752,62.923630544733498,15.0686715539061,12.6468784817353,13.979456685531099,22.496262634334698,35.1964223852396,31.172456995184099,27.828943505925398,28.751392555754101,27.945615823543001,38.909716990444601,29.886511286798299,44.669649885410799,57.140472481154902,53.754607213838398,68.004295567106595,25.969654909637601,20.505911223798901,57.949801297977402,45.634450713297397,52.446802523229103,47.272417114573003,111.22569680112299,76.973491368842602,67.685791980292805,39.662030295301001,136.41744518088399,85.655423712525703,88.716683093824301,75.919159792932504,52.6397080413509,109.293362772572,108.524564151955,43.214843539348998,87.647596704913397,103.679520742132,111.447747628876,128.285084081935,90.132234350976603,65.244234745028294,94.893302837424599,87.215972885093294,75.004725703252404,111.707140884594,266.20961500803202,204.949453010501,335.37280094935102,245.98122177937799,288.30950143138199,261.90339551001603,148.55300563677599,175.595572257214,233.42824584211101,137.08551032508799,180.63488737154799,243.832210589537,72.673465249123694,40.877845102386701,3.7033669841118799,0.87271986527040801,1.74161440865172,0.38043736978026499,1.1261019008769899,5.9072077876965299,0.42424641331972002,0.39109362361418598,18.7594696232395,0.20957299206712701,1.0510527285765501,0,0.390547149058601,5.5326905589351103,24.324220022769001,6.8309319448210002E-3,0.29618920912746499,0.12559806869212001,0.13525245250746801,0,0,0,0,0,0,89.608165252169798,null,591.09819165269437,1936.0113441711171,1918.939691273067,88.871015356830455,11422.602232933585,6796.6258336177034,148.25048856725448,2106.0519521196343,504.34796700728026,423.29062840299963,467.89197932888186,752.94920884697717,1178.0231596675585,1043.341163545872,931.43387132461953,962.30821225670434,935.3388901569673,1302.3070143082668,1000.3006007871732,1495.0917886848458,1912.4898320738528,1799.165027161705,2276.101651982834,869.20353998698465,686.33220920352892,1939.5780423347651,1527.3836423078292,1755.392844949637,1582.2063266801247,3722.7206034677438,2576.3003557712368,2265.4413468644029,1327.4869171616474,4565.8876361580215,2866.8843605766419,2969.3446166062913,2541.0119108038371,1761.8493866256015,3658.0454437901108,3632.3137779323019,1446.3994656488871,2933.5623285078691,3470.1503260935215,3730.1526377481964,4293.6977637760192,3016.7230730405813,2183.7225023377023,3176.0758868126773,2919.1158927182619,2510.405830337987,3738.8345219281496,8910.0275128293088,6859.6518011108828,11224.917189498155,8232.9838222691487,9649.7100222552363,8765.8984805160053,4972.0644661810047,5877.1783276707638,7812.836109101243,4588.2477557015636,6045.8440474013523,8161.0564847600062,2432.3786156364031,1368.1802008407963,123.95157747230493,29.209906675675136,58.291779947011193,12.733226902973827,37.690595505953574,197.71406044363795,14.19951422409671,13.089891386490187,627.87886329389892,7.0144015091555589,35.178702049393749,0,13.071600900156039,185.17898047595102,814.13088563478914,0.22863107917714903,9.9134435931220661,4.2037634424708887,4.5268953677079589,0,0,0,0,0,0,2999.1824966461058]
[1,"OVERHEAD CONDUCTORS","> 1 kv & < = 11 kv",62.634335183419452,58.930852846750383,"",58.930852846750383,119.12797229803044,10.914576139183346,2,0,0.61205052631579004,0.61789278231653799,0,1.6156358906008199,1.4148006199893799,0.381530785944099,9.8748340621389999E-2,2.323490367562E-3,7.1276483922566997E-2,8.8019282159412002E-2,0,1.35370649091289,1.0916987829942699,0.81985040998949599,0,5.1731829654251001E-2,4.1002771192270001E-3,0,0.48191923741318099,0.152393632931281,1.9559688617753901,3.3101537183521899,1.8189512680412101,1.0757760401812699,6.9773048978851004E-2,0.85121752995158495,1.5904974945482599,0.96766540013764002,1.87136647721533,1.3317700083250199,1.8291336228872901,1.14397731626441,0.629665889609337,0.72205880069592498,0.83556813894653403,0.26364781876631499,0.30649571466224002,0.34749848585451298,1.79277783243014,1.5034349437166E-2,8.6789199023644001E-2,1.3700392614378101,1.6038233951857499,1.4478078507991601,0.779804370125043,0.232485712660187,0.26877316516534899,0.94969251876502703,2.0417329915192299,0.84042013353762002,0.42321693665624299,0.44371832225238,0.370255023866224,0.74180846882020401,0.41686150712144099,0.29556164234429999,6.3007591732126E-2,0.41604145169759499,0.70852788620247598,0.24635831691357299,0.23569759640358201,0.17535518479895401,0.17528684684696699,0,6.2529226068215996E-2,1.4829335581205E-2,0.10968241293933,0,3.9909363960478998E-2,0.24642665486556001,4.5239724215474002E-2,4.2232854328040997E-2,0.38289754498384199,0,0,0,0,0.44891200660340103,0.35091538345386902,0.49818366998611602,0.57677231477130497,0,0.19469482521130901,0.18396576674933099,0.21915981202269899,3.4852355513430001E-3,0.32556200326664703,1.4692659677231001E-2,2.3439917531582002E-2,6.2967272340453544,null,0,36.068659501091943,36.412948629765069,0,95.210800922925415,83.375407144085358,22.483934602976717,5.8193239300199178,0.13692526894163817,4.2003839854745655,5.1870513646129099,0,79.775078013678353,64.334740333611805,48.314483867438959,0,3.0486008408478233,0.24163282754406393,0,28.399911664014329,8.9806867570550146,115.26691316611135,195.07018167633652,107.19234951234657,63.396399519982246,4.111785282041776,50.162974998151192,93.729373804348683,57.025347300403091,110.28122249111827,78.482342386317285,107.79240436741431,67.415558884798372,37.10674788318601,42.551540930512616,49.240743039691274,15.536990811084422,18.062053858920059,20.478382134360874,105.64992662985669,0.88598703432825399,5.1145615163496965,80.737582110062164,94.514680493867019,85.320551405815237,45.95453658509178,13.700581321749373,15.839031845514517,55.966190073001535,120.32106647557519,49.526675218951794,24.940535016341535,26.148699154061973,21.819444327230496,43.715405716516663,24.566004133648224,17.417699652135809,3.7130911165940432,24.517677568139376,41.754152599617214,14.518105721606865,13.889860369992254,10.333830591301879,10.329803377509483,0,3.684900620047225,0.87390539295107139,6.463678136804166,0,2.351892854762391,14.522132935399261,2.6660155305696684,2.488818123704029,22.564478878824776,0,0,0,0,26.454767402284464,20.679742823980941,29.358388546605859,33.989684407867365,0,11.473532094551437,10.841259529144429,12.915274632231149,0.20538790341245727,19.185646507000044,0.86585096536628314,1.3813343307936234,371.07150604565231]
[1,"OVERHEAD CONDUCTORS","> 22 kv & < = 66 kv",62.634335183419452,113.85250597581967,null,62.634335183419452,119.12797229803044,10.914576139183346,2,2.6187230000000001,0.37159890052187999,0.361851033506359,101.866377325459,25.974013594534402,58.905359002729497,0,38.393952686729598,8.1337708858253297,0.81252052876624203,2.8205909102097202,10.594520151999401,3.20405284008854,7.4159910640124496,20.802809695925902,7.00674581845134,58.995254522843197,12.7455235452118,16.735534907642201,18.0895050657364,2.9795303427881001,72.725562293208597,28.7260745178083,1.6314436258562699,3.9040958172206501,0.22374380655835399,0.72530716565300901,6.6851465419713003,2.8236191519844902,26.577839802789999,5.8618108640094597,11.4653559652283,38.448028432707503,10.6613145134314,48.762479481137902,101.137910963151,14.6942403878699,0,52.317894888292798,30.0873124561619,32.211234715788599,31.967764077097499,2.9619665404944602,33.759531474629199,71.399538480635798,63.257894166196103,93.187997613650893,7.2866418796332004,63.873405937215502,71.299519980875004,47.544001512165998,57.676325448142698,105.4490024749,54.341625605771497,50.098193667389999,12.221118591015999,24.600224881481299,23.6280727505881,68.404347801812506,27.123528970602599,11.572036596893501,29.1459618701778,67.435137391500604,5.6721564077156099,62.992360623145998,11.218164915213899,7.2740097853727503,12.325290108068,20.905337310300101,7.5899851842710904,40.9208906659806,29.336308496020202,12.0912502794754,3.9165548690939702,38.419303396444,1.0032132393828701,22.706362475543202,8.1279739658564907,22.240186284616499,37.9161826558652,0,0,0,0,0,2.3447243456036999E-2,0,0,0,0,241.588543167496,null,164.02197413452976,23.274850089077574,22.664298919104034,6380.3328213234781,1626.8650735387612,3689.4979998766139,0,2404.7797015969695,509.45333196792222,50.891683142154008,176.66583648538176,663.58072630782249,200.68371953149267,464.49567002059922,1302.970155251511,438.86286613790389,3695.1285460149033,798.30739381896046,1048.2191028790783,1133.0241235894978,186.62090217935852,4555.1172450754784,1799.2385798522894,102.18438689473477,244.53044600398408,14.014044575190107,45.429132124446504,418.71970926010789,176.85550839571914,1664.6853266591756,367.15062643817811,718.12494852332702,2408.1666999958429,667.7643467301167,3054.2054841962049,6334.7058150168323,920.36397771958275,0,3276.8965645242383,1884.4988131475156,2017.5292718604999,2002.2796502694002,185.52080509940336,2114.5058100171241,4472.0626251375979,3962.1161462028008,5836.7682776051024,456.39396985048739,4000.6683167781698,4465.7980328990379,2977.8869266740066,3612.5183002669551,6604.7281657701142,3403.651592603781,3137.8670542471668,765.46163814601493,1540.8187308141949,1479.9286283985546,4284.4608482219264,1698.8642049019111,724.80681896462409,1825.5379450198791,4223.7549985191908,355.27174565363993,3945.4846292649595,702.64230144238365,455.60276702450983,771.98635186161528,1309.3919042157811,475.39367606882314,2563.0527819770896,1837.4601793839252,757.32742279127626,245.31081043508522,2406.3675264463591,62.835594295950699,1422.1979180893907,509.09024573956253,1392.999282292358,2374.8548933432162,0,0,0,0,0,1.4686025057526597,0,0,0,0,15131.737789226943]
["","POLES","˂ = 1 kv ; concrete",6.4374949141551578,"","","",70.155487280680148,8.3758872533409949,2,154,337.638160093583,463.910982836306,313.61196950368799,308.60409032514599,515.99957588484995,631.23770097235104,487.96616191924198,188.373873761597,177.346321295227,197.38961147414099,152.29910818783699,54.106257697447802,50.098386735894302,49.098386743454903,50.098386735894302,26.051156937465802,20.0432901637935,32.0629675109723,179.35418393394201,103.202680841141,72.141676899687695,115.22825722727499,145.28532986449201,595.16883860274402,714.40299485385196,1281.5265588519201,1650.2546165399001,1084.13106917239,1107.1743510209001,1725.39039443088,1529.0047558978499,1082.13894012638,1140.2432176086299,1545.0362063393,1227.41245107184,486.96224311816297,142.281402717894,1065.09958130462,636.249507373097,12.0236128166146,778.540740456864,618.21606005565297,427.84025604612998,179.35222449182001,3.00590321927496,52.104289940047899,67.131842391297496,2.0059032041536602,25.051161102664999,3.0059032041536602,7.0118064158679596,4.0098428387886003,6.0118064083073097,3.00591153455199,2.0039354694357701,2.0039312966759502,3.00591153455199,2.0039354769964199,2.0039313042366,3.0059032041536602,4.1727598199999996E-6,1.0019718999170499,1.0019718999170499,0,2.0039354694357701,1.0019677347178899,0,1.0019718923564001,0,1.0019677347178899,0,0,1.0019718999170499,0,0,0,0,0,0,0,2.0039354694357701,2.0039354694357701,1.0019718999170499,1.0019677347178899,0,0,0,0,0,1.0019677347178899,null,"","","","","","","","","","","","","","","","","","","","","","","","","","","","","","","","","","","","","","","","","","","","","","","","","","","","","","","","","","","","","","","","","","","","","","","","","","","","","","","","","","","","","","","","","","",""]
[2,"POLES","˂ = 1 kv ; steel",2.5224574013473338,9.0684548732328469,"",2.5224574013473338,33.862483573694767,5.8191480109801956,2,2,4.01204819277108,7.0424022961652701,8.0666676292816408,2.0121152876111998,6.0545187942503897,5.0302883919528396,5.0302885648776803,10.060576438056,0,4.02419702780234,24.188056029033401,2.0121490079561002,6.0363795831784897,11.072694319539901,7.0424038524888797,9.0545189671752304,2.0121152876111998,1.0060576438055999,66.509311916475895,15.0969224738144,10.060576438056,6.9169938199999996E-7,2.0181731043416402,3.0181729314168,15.090864657083999,3.0605766109808301,5.0302882190279901,8.0484611504447905,5.0304224087082199,9.0545187942503897,10.060576438056,1.0060576438055999,3.0181729314168,7.0485616197801102,1.0060576438055999,1.0060576438055999,2.0060576438056001,0,1.0060576438055999,0,0,1.0060576438055999,0,7.0424035066391903,0,0,0,0,1.0060576438055999,0,0,0,0,0,0,0,1.0060576438055999,0,0,1.0060576438055999,0,0,0,0,0,0,0,0,0,0,0,0,0,0,0,0,0,0,0,0,0,0,0,0,0,0,0,0,0,0,null,5.0449148026946675,10.120220658417605,17.764159795227545,20.347825465690427,5.0754750995989903,15.272265744153431,12.688688185193017,12.688688621388563,25.377375497994951,0,10.150865577259955,61.013340954639304,5.0755601577325598,15.226510356930515,27.93039973918,17.76416372098755,22.839638384390977,5.0754750995989903,2.5377375497994952,167.76690610223304,38.081343831640034,25.377375497994951,1.7447822256332766E-6,5.0907556842466954,7.613212649398486,38.066063246992428,7.7201741247591347,12.688687748997452,20.30190039839594,12.689026236749532,22.839637948195431,25.377375497994951,2.5377375497994952,7.613212649398486,17.77969642666709,2.5377375497994952,2.5377375497994952,5.0601949511468298,0,2.5377375497994952,0,0,2.5377375497994952,0,17.764162848596442,0,0,0,0,2.5377375497994952,0,0,0,0,0,0,0,2.5377375497994952,0,0,2.5377375497994952,0,0,0,0,0,0,0,0,0,0,0,0,0,0,0,0,0,0,0,0,0,0,0,0,0,0,0,0,0,0]
[2,"POLES","˂ = 1 kv ; wood",3.5586883055270153,4.3897798836331567,2.058576393286998,2.058576393286998,70.155487280680148,8.3758872533409949,2,498,1152.0807466177801,1387.33359408357,985.94859537920797,746.72278832443806,683.65909721596097,267.260554528657,239.23160262323199,151.14572095890901,144.14089503457501,177.17563058730099,334.32520700422401,362.35029982257799,335.32327517524698,392.37731444657697,315.303976939221,204.19879066852599,208.201686591704,142.138960465194,1302.2796453972701,353.34064887940201,238.229670764123,257.24897083505999,131.12738042989901,89.086850294844794,49.047286070292103,88.084922109103601,50.048250162719498,89.086852116463206,500.48347118181903,687.66489269846397,688.66392040077801,563.54715683430402,1549.49961593793,1267.2216886318799,1401.3577631989999,1168.1367747253801,831.80868275072396,1307.26705928105,2212.1481218427498,1207.1734585326601,1387.3519887058701,1264.2410224594701,1853.80940751766,1902.8605673002601,1636.5913295703001,2032.9763731907401,1868.8229285396601,1308.2777245201601,1976.9329754305099,2167.1395088978202,2386.3324867634001,2125.0796431224098,1167.1474217305799,1782.7573220074,1434.41086940745,965.94764964209503,1118.0904992962601,1078.06057781406,1196.1773441200501,967.95441832068605,655.64946727368101,923.91775277300701,353.35322858539899,219.224859449956,199.19687527753601,131.12931409556001,276.274070960269,162.16405511845801,282.28179645810701,142.140895956018,104.107120840077,154.153448298748,119.118701792384,47.0472897259354,22.022197812188001,31.029916013804399,88.086852115577003,242.23449943860899,245.23739353751,295.28950553213599,555.539445928909,307.30301830633198,326.31459744233803,226.221953478633,256.25090449186001,142.13799728003099,24.024125992612099,8.0077209384749004,32.030880104459499,79.076237081745958,null,1025.1710438569251,2371.6462281478216,2855.9321863944438,2029.6505034421118,1537.1859043741322,1407.3644785846782,550.17626840948583,492.47652968840123,311.14501311235392,296.72504382543519,364.72957059275558,688.23397881968447,745.925773315225,690.28857839544344,807.73867678107274,649.0773236365884,420.35881000798094,428.59907706021994,292.60390858000227,2680.842135472983,727.378718571847,490.41397641555733,529.56665855842994,269.93572986655357,183.39208696926033,100.96758525909753,181.32954125832464,103.02814631029652,183.39209071920101,1030.2834590052262,1415.6107146012944,1417.667289445518,1160.1048735631039,3189.7633307770925,2608.6726532788748,2884.8020098709321,2404.6987885800795,1712.3417180417941,2691.109107957684,4553.8759020796542,2485.0587843379549,2855.9700531296739,2602.5367242600823,3816.2082839692112,3917.1838435610202,3369.0482765116012,4185.0371699606758,3847.1147639252185,2693.1896395604317,4069.6675543318725,4461.2222339766313,4912.4477237849933,4374.6387871865518,2402.6621298603559,3669.9421380439808,2952.8443540364556,1988.4770287042768,2301.6747074097539,2219.2700560213648,2462.4224427902732,1992.6081153328121,1349.704515600796,1901.9552751972851,727.40461485764683,451.29112048533949,410.06198506287006,269.93971046503583,568.73128055610675,333.82709570654924,581.09864244330447,292.60789293572196,214.31246133445939,317.33664961159042,245.21494750879532,96.850439997944534,45.334376544466792,63.877452591695921,181.33351432408969,498.65822218401303,504.83990908755152,607.87600527384552,1143.6203889289907,632.60673907125727,671.74352707974685,465.69517307438338,527.51206274538424,292.6019257897633,49.455498637743837,16.484505287974436,65.938013639246492,162.78447492644815]
["","POLES","˃ 11 kv & < = 22 kv ; concrete",2.4982109578458433,"","","",70.398904877109402,8.3904055251882426,2,954,1999.3352233812,2060.7404651236002,2036.68264328347,1666.9708855763699,2843.0684248636699,2339.2568391372201,1548.8257920983899,1225.21537285107,1467.66098699857,1192.15557778581,727.31330917111302,355.64667332050499,333.605021995828,368.66842135548802,378.688357951586,282.50900987175299,217.39126823076501,265.480019941573,1006.82774954997,991.79149546227404,1021.85127568115,1114.0142877803401,936.70091756778197,1910.4743063401199,2667.8401242364798,4465.0807587625404,4731.5734954714098,3927.1153328243699,4742.5861235667599,6012.8957155485296,4733.5825303599904,4771.64411101721,4011.2710880876398,4420.0227750926197,4431.0282092786701,2024.6626781483401,860.55601588100899,4100.4159268478097,1694.070369386,70.124990981145302,1150.08312877101,827.49806559006095,338.60865964016602,169.30613568976099,23.041655039900299,69.126795004095797,53.097823548449,13.0253671467385,102.192016875752,29.050752818804,17.030790281443799,37.065258871516598,20.038039621600898,25.0471077657865,12.019929216442801,15.027174863144401,23.041658733355799,16.029001068596202,31.056157399157499,3.0054342295840701,4.0072456394454301,10.018114105869801,6.0108833128082502,11.0181252080048,21.034416787365799,3.0054342295840701,4.0054342368402898,2.0036228269789298,11.021733210368399,4.0072456394454301,1.0018114026051399,6.0108684591681403,1.00181140986136,0,0,0,0,0,5.0090570493067901,1.00181140986136,5.0090459544280401,6.0108684591681403,0,3.0090570493067901,37.068833574731599,1.00181140986136,0,0,0,6.0072456394454301,null,"","","","","","","","","","","","","","","","","","","","","","","","","","","","","","","","","","","","","","","","","","","","","","","","","","","","","","","","","","","","","","","","","","","","","","","","","","","","","","","","","","","","","","","","","","",""]
[2,"POLES","˃ 11 kv & < = 22 kv ; steel",6.3224068272800125,10.15045560150087,"",6.3224068272800125,70.398904877109402,8.3904055251882426,2,5,0,1.1547619047619,3.4782312925170098,0.15578231292517,1.1551020408163299,0,0,0,2.3227891156462599,2.3102040816326501,2.3105442176870699,1.2585034013604999E-2,0,3.4013605442099998E-4,1.1551020408163299,0,0,0,2.3105442176870699,0,0,0,0,0,1.2244897959183E-2,0,0,0,1.3102040816326499,1.1551020408163299,0,0,0,6.8027210884300004E-4,0,0,0,0,0,0,0,0,3.4013605442099998E-4,0,0,0,0,0,1.1551020408163299,0,0,0,0,0,0,0,3.4013605442099998E-4,0,0,0,0,0,0,0,0,0,0,0,0,0,0,0,0,0,0,0,0,0,0,0,0,0,0,0,0,0,0,0,0,0,null,31.612034136400062,0,7.3008745505495076,21.990793270668526,0.9849191588075662,7.3030250290622405,0,0,0,14.685617763093616,14.606050058124419,14.608200536637085,7.956770496916743E-2,0,2.1504785126754164E-3,7.3030250290622405,0,0,0,14.608200536637085,0,0,0,0,0,7.7417226456485688E-2,0,0,0,8.2836432308444046,7.3030250290622405,0,0,0,4.300957025357155E-3,0,0,0,0,0,0,0,0,2.1504785126754164E-3,0,0,0,0,0,7.3030250290622405,0,0,0,0,0,0,0,2.1504785126754164E-3,0,0,0,0,0,0,0,0,0,0,0,0,0,0,0,0,0,0,0,0,0,0,0,0,0,0,0,0,0,0,0,0,0]
[2,"POLES","˃ 11 kv & < = 22 kv ; wood",9.0204494452986612,7.031845558797154,14.844373383059276,7.031845558797154,68.468428272339111,8.274565140981073,2,580,1526.4348389731899,1556.4551911917099,1249.3675539733199,942.27317452066995,1033.29867409028,587.17322614959903,354.10581153023998,351.10375961695797,402.118415067679,763.22539910728904,1597.4704356730599,1771.52172870254,1351.3974521360301,1387.41034947767,1118.3288649198,761.22510687506804,504.14831226758901,465.13658769737901,1749.5214393533299,700.20751914639698,535.15944975345406,500.14860458702901,249.07327655519899,199.05891438461299,215.063310967425,535.15769085811201,267.07855227990098,736.21689904699804,1657.4868494074799,1275.37634818897,1707.50443486535,1178.3467448806,3472.0244062451502,2519.7468343550499,2978.8763865590499,2708.79871665274,2205.6524570848601,3564.0584073598202,3849.1369612991102,1760.5196780122899,3178.9423420281501,3872.1522058443102,3840.1416543076002,2896.8608574708201,2323.68851002561,1846.5504588968899,2423.7228085249899,2781.83214334998,2611.7855301395598,3360.0071250770802,2954.8986766436701,2666.8045855783298,2876.8538237247099,2879.86085930535,2425.7254438555101,1505.4484570397301,1237.3737194994401,1728.5149935664001,1157.34675134534,910.27523036611899,631.19228071749797,1215.3699041493801,622.18817776403205,447.136297299955,561.170003736279,556.16502155364003,277.08324336600401,171.05451823862501,295.08764064769201,157.04807026651201,293.087640211105,93.027845723719196,189.057449381315,51.015535728279303,43.012896992438797,40.012310781316401,114.033707833826,171.05041449923399,535.16355445372699,424.128966866685,511.15212255237299,452.13541667325001,529.15827803016396,354.10581161761701,221.065655986465,242.07181120256499,8.0023449315362996,3.0008793165812602,9.0032242480860898,84.024034827514114,null,4078.4704241023492,10733.654043226874,10944.7525236482,8785.359685712554,6625.9194374268691,7265.9966923127231,4128.9114425446551,2490.0173781531798,2468.9074127394892,2827.634591104209,5366.8831330737758,11233.165388397361,12457.067200289614,9502.8181719725326,9756.0553042037609,7863.9158620609578,5352.8173870243363,3545.0930705939263,3270.7686484338774,12302.364563337118,4923.7511337459646,3763.1585999971544,3516.9677439038937,1751.4448135597313,1399.7515430544238,1512.2919880864988,3763.1462317167552,1878.0551316993951,5176.9635318750461,11655.191540770675,8968.2495098075415,12006.907476934357,8285.9523247117304,24414.739401090286,17718.470586452746,20946.99868903097,19047.85422537,15509.807434602204,25061.90828308681,27066.536646513123,12379.702479005717,22353.831589462869,27228.376291652916,27003.283036994853,20370.278155059503,16339.818729251561,12984.657643488943,17043.244466881813,19561.414002534726,18365.672480642534,23627.05118000006,20778.391136052378,18752.557981278864,20229.591783667212,20250.736793460081,17057.326689236623,10586.081046632855,8701.0208940344528,12154.650480824183,8138.2836134360432,6400.9148359330502,4438.4466359103844,8546.2934627885406,4375.1311745461026,3144.1933863456925,3946.0607985031356,3910.866536770287,1948.4065742803464,1202.8289543884621,2075.0107153444037,1104.3377754212358,2060.9470211567968,654.15744379680166,1329.4227857895175,358.73336834055834,302.46004868728022,281.36038986481122,801.86742198446154,1202.8000975268508,3763.1874636155389,2982.4093920187242,3594.3427828396425,3179.3464217086939,3720.9592872671578,2490.0173787676017,1554.4995512510034,1702.2115905147398,56.271253666786443,21.101719894788172,63.309282443759017,590.84403613407255]
["","POLES","> 1 kv & < = 11 kv ; concrete",4.1953425905905206,"","","",68.468428272339111,8.274565140981073,2,1,4,4,19,4,3,5,6,5,3,0,0,0,0,0,0,1,1,0,0,2,2,0,0,12,16,14,22,3,4,4,4,4,3,5,18,2,3,5,7,0,4,4,1,0,0,0,0,0,0,1,0,0,0,0,0,0,0,0,0,0,0,0,0,0,0,0,0,0,0,0,0,0,0,0,0,1,0,0,0,2,1,0,0,1,0,0,0,0,0,0,null,"","","","","","","","","","","","","","","","","","","","","","","","","","","","","","","","","","","","","","","","","","","","","","","","","","","","","","","","","","","","","","","","","","","","","","","","","","","","","","","","","","","","","","","","","","",""]
[2,"POLES","> 1 kv & < = 11 kv ; steel",4.4643113281258184,8.1426411680844826,"",4.4643113281258184,22.25,4.7169905660283016,2,0,0,0,0,0,0,0,2,0,0,0,0,0,0,0,0,0,0,0,0,0,0,0,0,0,0,0,0,0,0,0,0,0,0,0,0,0,0,0,0,0,0,0,0,0,0,0,0,0,0,0,0,0,0,0,0,0,0,0,0,0,0,0,0,0,0,0,0,0,0,0,0,0,0,0,0,0,0,0,0,0,0,0,0,0,0,0,0,0,0,0,null,0,0,0,0,0,0,0,8.9286226562516369,0,0,0,0,0,0,0,0,0,0,0,0,0,0,0,0,0,0,0,0,0,0,0,0,0,0,0,0,0,0,0,0,0,0,0,0,0,0,0,0,0,0,0,0,0,0,0,0,0,0,0,0,0,0,0,0,0,0,0,0,0,0,0,0,0,0,0,0,0,0,0,0,0,0,0,0,0,0,0,0,0,0,0]
[2,"POLES","> 1 kv & < = 11 kv ; wood",4.1260643912425126,6.1248073868550463,"",4.1260643912425126,109.48032933097934,10.463284825090987,2,10,6,7,3,2,1,4,4,10,0,1,5,3,0,1,2,1,0,1,2,2,4,7,5,5,1,2,0,2,5,6,10,7,24,3,13,25,17,17,9,2,8,23,37,25,19,5,3,5,11,12,9,19,9,13,3,5,5,5,19,6,11,4,1,0,4,0,1,1,0,10,0,1,0,0,0,2,2,10,7,22,22,5,1,8,13,3,1,0,0,0,null,41.260643912425124,24.756386347455077,28.882450738697589,12.378193173727539,8.2521287824850251,4.1260643912425126,16.50425756497005,16.50425756497005,41.260643912425124,0,4.1260643912425126,20.630321956212562,12.378193173727539,0,4.1260643912425126,8.2521287824850251,4.1260643912425126,0,4.1260643912425126,8.2521287824850251,8.2521287824850251,16.50425756497005,28.882450738697589,20.630321956212562,20.630321956212562,4.1260643912425126,8.2521287824850251,0,8.2521287824850251,20.630321956212562,24.756386347455077,41.260643912425124,28.882450738697589,99.025545389820309,12.378193173727539,53.638837086152662,103.15160978106282,70.143094651122709,70.143094651122709,37.134579521182616,8.2521287824850251,33.008515129940101,94.899480998577786,152.66438247597296,103.15160978106282,78.39522343360774,20.630321956212562,12.378193173727539,20.630321956212562,45.386708303667639,49.512772694910154,37.134579521182616,78.39522343360774,37.134579521182616,53.638837086152662,12.378193173727539,20.630321956212562,20.630321956212562,20.630321956212562,78.39522343360774,24.756386347455077,45.386708303667639,16.50425756497005,4.1260643912425126,0,16.50425756497005,0,4.1260643912425126,4.1260643912425126,0,41.260643912425124,0,4.1260643912425126,0,0,0,8.2521287824850251,8.2521287824850251,41.260643912425124,28.882450738697589,90.773416607335278,90.773416607335278,20.630321956212562,4.1260643912425126,33.008515129940101,53.638837086152662,12.378193173727539,4.1260643912425126,0,0,0]
["","POLES","> 22 kv & < = 66 kv ; concrete",15.682271116792935,"","","",61.162024947307401,7.8206153816248634,2,141,311.44017794427498,160.250153785886,236.37369792074401,447.69257374096298,605.93663038930697,336.52695698222198,133.206404519454,272.42531838867501,345.53946358776602,220.34713486478299,318.50193824493601,140.21889458415001,206.32211337746401,299.467537490241,90.139163921857403,53.082874544211897,25.039091763398101,38.0594194716533,171.26738766454699,187.293970066562,60.093820232155501,77.120408142946005,74.115711619658398,317.49568356279201,210.32837081254399,339.53164798511801,255.40186333354001,187.292406396026,608.95540269745004,627.98198510527197,591.92569571601098,558.87565550302202,449.711472849686,593.93508049216302,1203.8826620810901,219.34244660320701,154.24236893306801,848.33537465219899,386.605140497403,8.0125093642873999,240.375280928622,33.051595616005699,26.040663704357701,15.023452302199001,11.0172003787991,5.0078183497756799,19.028173628045799,10.015650484558799,22.032861883813599,3.0046910116077701,4.0062546821437,8.0125093642873999,3.00312734107185,22.035964422326298,2.00312734107185,0,0,2.00312734107185,0,2.00312734107185,0,2.00312734107185,1.0015636705359201,3.0046910116077701,2.0015636705359201,1.0015636705359201,1.0015636705359201,0,0,0,0,0,1.0015636705359201,0,0,0,0,0,2.00312734107185,0,0,0,0,0,0,0,0,0,0,0,null,"","","","","","","","","","","","","","","","","","","","","","","","","","","","","","","","","","","","","","","","","","","","","","","","","","","","","","","","","","","","","","","","","","","","","","","","","","","","","","","","","","","","","","","","","","",""]
[2,"POLES","> 22 kv & < = 66 kv ; steel",3.1384565534237185,20.712178089791255,null,3.1384565534237185,61.162024947307401,7.8206153816248634,2,0,0,0,0,0,29,0,0,0,0,0,9,0,1,0,0,0,1,0,4,2,0,0,0,0,0,0,0,0,0,0,0,0,0,0,0,0,0,0,0,0,0,0,0,0,0,0,0,0,0,0,0,0,0,0,0,0,0,0,0,0,0,0,0,0,0,0,0,0,0,0,0,0,0,0,0,0,0,0,0,0,0,0,0,0,0,0,0,0,0,0,null,0,0,0,0,0,91.01524004928784,0,0,0,0,0,28.246108980813467,0,3.1384565534237185,0,0,0,3.1384565534237185,0,12.553826213694874,6.2769131068474371,0,0,0,0,0,0,0,0,0,0,0,0,0,0,0,0,0,0,0,0,0,0,0,0,0,0,0,0,0,0,0,0,0,0,0,0,0,0,0,0,0,0,0,0,0,0,0,0,0,0,0,0,0,0,0,0,0,0,0,0,0,0,0,0,0,0,0,0,0,0]
[2,"POLES","> 22 kv & < = 66 kv ; wood",14.482670990179304,8.2704443687302955,167.52751234672544,8.2704443687302955,64.593201424488484,8.0369895747405629,2,34,55.042880703683302,34.018699469686901,47.025849838913601,34.018149719745502,78.045649533548996,49.026949822834602,62.0340997115321,37.0203496856805,45.023649873588901,83.045649533701607,96.054449397670297,172.09515020230401,113.062699270365,125.06874917682001,31.017049975478798,31.017049497695801,36.019800171884398,53.0291490718663,135.074800039069,41.022549651615499,20.011000069024099,11.006049906531,6.0032999490168999,4.0021999660112701,20.0115498215591,27.0142997789969,5.0027499575140801,21.0115498215591,115.062699986887,45.024750334377501,35.019249702674898,43.023099643042002,72.039599388202802,85.047299269318501,112.06214927871,172.09404878587301,111.06215047332,792.44109533589199,235.12924824228199,246.13695075120401,181.100649400886,852.47134510743899,1329.7518393410601,235.129250153643,187.10449910304899,225.12594949123201,241.13694597383201,110.06104881830299,134.07589763338899,279.15564974654097,119.069300840792,331.18314884351798,168.09349951150199,142.07864950211101,43.023649874046598,70.039049397081399,21.012100052106,60.041259396306401,21.012100290997498,19.010450555380601,27.014850487250499,42.023652263037803,48.026949822758397,137.07589978348901,2.0016499745084499,12.0065998980338,2.38891491E-7,0,1.00054999150282,8.0055001539196606,5.0032999490168999,2.38967774E-7,1.00054999150282,4.0027504353733496,0,111.06104953474799,13.0076998810394,26.014299779073198,21.0115498215591,91.050049943507105,80.045650011408199,1.00054999150282,4.0021999660112701,0,0,0,0,0,0,0,null,281.19510853683005,455.22908275447099,281.34976146060029,388.92467498499946,281.34521478429326,645.4722026886385,405.47466107828518,513.04957062849428,306.17474258636264,372.36559155670784,686.82442453355213,794.41298011245146,1423.3033658764396,935.07876449403716,1034.3741323335728,256.52478630432478,256.52478235284707,297.89975349435184,438.574627319976,1117.128619340489,339.27471475716237,165.49986283352192,91.024923471433908,49.649958257145691,33.099972171430487,165.50440953127921,223.42026348239699,41.374965214288046,173.7748539000095,951.61965915745304,372.37469285643988,289.62475650064766,355.82015216811914,595.79949908574827,703.37895731765536,926.80377144992087,1423.2942566731201,918.53333696114612,6553.8399944711955,1944.6233670491688,2035.6619582767414,1497.7828460109572,7050.316835647759,10997.638611487024,1944.6233828569736,1547.4373509709142,1861.8916412248207,1994.3096969221006,910.25378141588419,1108.8672525645216,2308.7412714455268,984.75602862738162,2739.0318083712405,1390.2079364550702,1175.0535666915393,355.82470282303257,579.25406167731489,173.77940455113762,496.5678956656572,173.77940652687647,157.22487374277321,223.42481808437176,347.55427821232115,397.20421670892466,1133.678603452995,16.55453475984255,99.299916514291382,1.9757387864785341E-6,0,8.274993042857643,66.20904366685437,41.379513888415396,1.9763696807863138E-6,8.274993042857643,33.104524797666258,0,918.52423170993291,107.57945823127605,215.14981911429771,173.7748539000095,753.02437282789049,662.01309537820703,8.274993042857643,33.099972171430487,0,0,0,0,0,0,0]
[2,"POLES","staking of a wooden pole",8.6581953077170137,9.8296272019812889,null,8.6581953077170137,25.96234017996418,5.0953253262146259,2,737,1457.2693063997101,2064.6213204624,1342.15196575297,864.71849464548995,1132.2518866402099,820.03347821735804,626.71405129480695,328.224775962526,369.107241502009,341.79541476763001,416.234534189405,380.46268614046699,427.69275166930498,787.59493593685602,453.772837260328,169.90556428354901,87.979352404648196,405.92668025783701,860.77573685673804,844.21546608813503,923.42371878354595,602.66818344033595,408.41851771314202,575.21020308898596,518.72726494303595,433.97544782088301,495.26091025441002,612.88239428157999,940.04485165334904,1395.5588654400699,357.16558559445599,68.5577389989203,3.0884601434974202,1.0218789787488001,0,0,0,0,0,1.0218789787488001,0,0,0,0,2.0437579574975899,1.0309936973E-5,0,1.0218789787488001,1.0218789787488001,1.02188928868577,3.0656369362463902,4.0875262249321498,1.0218789787488001,2.0437579574975899,1.0218789787488001,0,4.82424188092E-4,1.0218789787488001,4.0875159149951799,1.0309936973E-5,1.0218789787488001,0,0,0,0,0,0,0,1.0218789787488001,0,0,0,0,0,0,0,0,1.0218789787488001,0,0,0,0,0,0,0,0,0,0,0,1,null,6381.0899417874389,12617.322270749997,17875.894629040056,11620.613852125531,7486.9016128357007,9803.2579720620015,7100.010013272391,5426.2126582010178,2841.8342151152106,3195.802586417065,2959.3314563402846,3603.8398908284835,3294.120243902802,3703.0473756477545,6819.1507787101691,3928.8538503368081,1471.0755594348354,761.74241616590655,3514.5924782855491,7452.7644458496643,7309.3823871864224,7995.1829090062929,5218.0188379734536,3536.1672936486643,4980.282281336009,4491.2419713146737,3757.444185987159,4288.0656892603902,5306.4554703511449,8139.0919236285627,12083.021220396093,3092.4093972719184,593.58629410813944,26.740491122500377,8.8476277788575146,0,0,0,0,0,8.8476277788575146,0,0,0,0,17.69525555771494,8.926544792248676E-5,0,8.8476277788575146,8.8476277788575146,8.8477170443054103,26.542883336572459,35.390600380877778,8.8476277788575146,17.69525555771494,8.8476277788575146,0,4.1769228416673448E-3,8.8476277788575146,35.390511115429881,8.926544792248676E-5,8.8476277788575146,0,0,0,0,0,0,0,8.8476277788575146,0,0,0,0,0,0,0,0,8.8476277788575146,0,0,0,0,0,0,0,0,0,0,0,8.6581953077170137]
[3,"SERVICE LINES","˂ = 11 kv ; commercial and industrial ; simple type",1.1611987177186347,1.0123313408943999,0.94327070484581488,0.94327070484581488,45.104067319924013,6.7159561731687925,2,494.4375,810.78750000000002,999.5625,1024.3125,655.08749999999998,689.12209944647304,1454.8603438918999,2044.9191560865299,1415.6846843713099,1156.7064224389301,1248.13659931699,1277.43339007648,1407.1996426001599,408.73166812747399,260.412310261811,262.05046708429597,264.43338234932702,284.75766966818298,237.35538146354901,384.96276231849203,559.987239391559,542.67558330138002,223.789426639477,231.10860257636,282.94361936031999,283.19555105240403,383.61226809886398,461.36102725066598,340.40967198210302,883.41919183456002,1027.3680871311799,1007.62952492573,729.47031513309696,906.49287300164099,926.78699666095599,1175.0671904763601,267.83037373056197,561.568857207777,840.21756585221306,854.67958420626201,586.46955439846704,901.486925781134,100.775193535536,103.522548115622,119.374467336538,96.513112964110206,97.231502892844503,99.189713640490993,100.69201668881399,129.22581355277501,149.344000752868,147.50257701947399,140.15167019958,125.797866619236,127.70193381394699,111.766573373196,0,0,0,0,0,0,0,0,0,0,0,0,0,0,0,0,0,0,0,0,0,0,0,0,0,0,0,0,0,0,0,0,0,0,0,null,466.38840912720258,764.7920966051762,942.85802391244488,966.20397385737874,617.92484786068269,650.02868846970239,1372.3271420351371,1928.9123337144499,1335.3738900663504,1091.0872823936504,1177.3306897815955,1204.9654942510201,1327.3701987342315,385.54460868740807,245.6393034511855,247.18452879177889,249.43226295341256,268.60356777815866,223.89037797206913,363.12409615155588,528.21955800553792,511.88997996330647,211.09401020326024,217.99797444813441,266.89242726563498,267.1300670504001,361.85021451711714,435.18834136312489,321.09847122689098,833.30344375610559,969.08621968432465,950.46741220014701,688.08797831969503,855.0681712539656,874.21102358231587,1108.4064570018277,252.63654540794522,529.71145175783863,792.55261556525193,806.19421381156872,553.199549948053,850.34620789085704,95.058287837238453,97.649786928457544,112.60243794512991,91.037992092519985,91.715628266951327,93.562751099120476,94.979829554404134,121.89492423419993,140.8718208546517,139.13485979173333,132.200964734476,118.66144231402656,120.45749311885538,105.42613444393608,0,0,0,0,0,0,0,0,0,0,0,0,0,0,0,0,0,0,0,0,0,0,0,0,0,0,0,0,0,0,0,0,0,0,0]
[3,"SERVICE LINES","˂ = 11 kv ; residential ; simple type",1.1802578332617562,0.92261857371230815,0.94327202398433663,0.92261857371230815,44.601216498806963,6.6784142203675092,2,3900.5625,6396.2124999999996,7885.4375,8080.6875,5167.9125000000004,5436.4076734110604,11477.231601813901,16132.140009127101,11168.179176707001,9125.1284436849201,9846.4109501673793,10077.530077269999,11101.2416249568,3224.43871522785,2054.3637809542802,2067.2870181094399,2086.08557186691,2246.42161627122,1872.47023154577,3036.9284582903201,4417.6771107556297,4281.1073793775504,1765.44992126699,1823.1900869912799,2232.11077495363,2234.0982360800699,3026.27455944659,3639.62588164414,2685.4540789699199,6969.1958466948599,8104.7926873681699,7949.0773633030103,5754.7102638277602,7151.2215536796102,7311.3196403253196,9269.9745026468408,2112.88405942999,4430.1543179724604,6628.3830195007904,6742.4722754049499,4626.5931513656797,7111.7301922733895,795.00430455812102,816.67787957879204,941.73190898824203,761.38122449464595,767.04852282132902,782.49662983053997,794.34813165620096,1019.44808469412,1178.1582281615199,1163.63144093141,1105.6409537966899,992.40539221842005,1007.42636675447,881.71407883298696,0,0,0,0,0,0,0,0,0,0,0,0,0,0,0,0,0,0,0,0,0,0,0,0,0,0,0,0,0,0,0,0,0,0,0,null,3598.7314104257148,5901.2644539108369,7275.2510993475489,7455.3923758648771,4768.0120598200092,5015.7306937611602,10589.107050631372,14883.812006148108,10303.969542976913,8419.0129896541948,9084.481627028681,9297.7164264337334,10242.211714453348,2974.9270484662666,1895.3941814702625,1907.3174001021021,1924.6612949576731,2072.5903075606511,1727.5758143475139,2801.9266026541341,4075.8309550468693,3949.829184270553,1628.8368883198571,1682.1090376663137,2059.3868595555928,2061.2205281053775,2792.0971176984567,3357.9864397689184,2477.6498121091277,6429.909531999353,7477.6322694535656,7333.9664192594182,5309.4025757403488,6597.8498301565987,6745.5592985117319,8552.6506539814909,1949.386077330769,4087.3426581731746,6115.4692874707016,6220.7301540288954,4268.5807744601361,6561.4143666220334,733.48573756655901,753.48218043937732,868.859350690101,702.4644593945809,707.69321409354745,721.94592454894075,732.88034025968091,940.56173787423336,1086.9906640738016,1073.5879803589355,1020.0848798298181,915.61164751296246,929.47027761518177,813.48578583495203,0,0,0,0,0,0,0,0,0,0,0,0,0,0,0,0,0,0,0,0,0,0,0,0,0,0,0,0,0,0,0,0,0,0,0]
[4,"SWITCHGEAR","˂ = 11 kv ; circuit breaker",258.47474996040233,104.8156265294694,"",104.8156265294694,78.360754575381634,8.8521610116051122,2,0,0,0,0,4.9806762371300002E-4,6.1501390176089004,0,2.0249033811856498,0,0,0,0,5.0046339202965001E-2,13.325301204819301,0,2.4903381185652999E-2,0,0,0,0,0,0,0,0,0,0,5.1042474450391E-2,0,0,0,0,2.5521237225195E-2,0,2.5521237225195E-2,0,0,1.0255212372252001,0,0,0,0,0,0,0,10.2301892026505,1.9922704948520001E-3,0,0,4.1521312881037504,0,0,0,0,0,0,0,0,0,5.0046339202965001E-2,0,0,0,6.1531274233511803,0,0,0,0,0,0,0.12511584800741399,11.250231696014801,0,0,0,0,0,0,0,0,0,2.0510424744503899,0,0,11.282725879972,0,0,0,0,0,0,0,null,0,0,0,0,5.2205270033522107E-2,644.6306743740123,0,212.24151656061488,0,0,0,0,5.2456383990651227,1396.6997944770285,0,2.6102635016764197,0,0,0,0,0,0,0,0,0,0,5.3500489391321668,0,0,0,0,2.675024469566031,0,2.675024469566031,0,0,107.49065099903596,0,0,0,0,0,0,0,1072.2836907908252,0.20882108013408843,0,0,435.20824239520744,0,0,0,0,0,0,0,0,0,5.2456383990651227,0,0,0,644.94390599421365,0,0,0,0,0,0,13.114095997662963,1179.2000838194865,0,0,0,0,0,0,0,0,0,214.98130199807085,0,0,1182.6059820695241,0,0,0,0,0,0,0]
[4,"SWITCHGEAR","˂ = 11 kv ; fuse",1.5332172170207623,2.3639613525049166,"",1.5332172170207623,45.969854182305447,6.780107239734888,2,3,15.6937119675456,81.855221722905199,75.387807425319295,110.881613888825,7.0279381922262703,5.3485047190722099,4.7193420835515898,1.88779906513533,0,4.7193420835515898,0,0,0.62916263552062501,1.88779906513533,0.94374395328093696,0.94374395328093696,0,0,0.94374395328093696,0,0,0.94374395328093696,2.83154301841626,1.88779906513533,1.88779906513533,1.88779906513533,0.62916263552062501,3.1461243361765798,6.2925598309266002,27.686889865788899,2.83154301841626,52.227344236827797,1.88779906513533,9.1241028493428704,3.4607056539368899,2.83154301841626,5.6630860368325298,3.7755981302706498,0.94374395328093696,0.94374395328093696,3.7755981302706498,3.7755981302706498,0.94374395328093696,0.94374395328093696,0,2.83154301841626,0,0,0,0,0,0,0,0,0,0,0,0,0,0,0,0,0,0,0,0,0,0,0,0,0,0,0,0,0,0,0,0,0,0,0,0,0,0,0,0,0,0,0,5.9776673545928398,null,4.5996516510622865,24.061869387605697,125.50183524861016,115.58588429794521,170.00559946539497,10.77535583647909,8.2004195205983077,7.2357765355119348,2.8944060289411873,0,7.2357765355119348,0,0,0.96464298508638091,2.8944060289411873,1.4469644776295705,1.4469644776295705,0,0,1.4469644776295705,0,0,1.4469644776295705,4.3413705065707475,2.8944060289411873,2.8944060289411873,2.8944060289411873,0.96464298508638091,4.8236919991139491,9.6478610719099205,42.450016227985202,4.3413705065707475,80.075863383174465,2.8944060289411873,13.989231578480684,5.3060134916571355,4.3413705065707475,8.6827410131415093,5.7888120578823594,1.4469644776295705,1.4469644776295705,5.7888120578823594,5.7888120578823594,1.4469644776295705,1.4469644776295705,0,4.3413705065707475,0,0,0,0,0,0,0,0,0,0,0,0,0,0,0,0,0,0,0,0,0,0,0,0,0,0,0,0,0,0,0,0,0,0,0,0,0,0,0,0,0,0,0,9.1650625056846966]
[4,"SWITCHGEAR","˂ = 11 kv ; switch",12.402637532530369,13.522586701221076,"",12.402637532530369,102.63300322138431,10.130794797121514,2,381,647.18560518398499,931.680102910605,575.35399935038402,385.57718120805401,115.145620399131,33.911157804286702,2.6662809534829899,16.282358052075899,10.9976857208979,2.6662809534829899,40.243719711252602,170.461167009408,22.6616523952789,3.3325619069659802,16.282358052075899,4.9988428604489696,1.6662809534829901,1,1.6662809534829901,1,1.6662809534829901,1,1,1,0,3.3325619069659802,0,0,20.3290904883129,2.3325619069659802,0,3.3325619069659802,3.9988428604489701,5.9988428604489696,10.331404767415,42.528392042430603,4.6662809534829899,0.66628095348298999,4.3325619069659798,0,27.2460339903547,4.6662809534829899,1,0,0,40.862111088947699,45.860953949396603,1,0,0,0,149.846247050366,21.280043772973901,1,1,0,27.2460339903547,0,0,0,0,0,0,0,0,0,0,326.92464829791902,6.3325619069659798,0,0,0,0,0,0,0,0,0,0,0,504.00304954547101,30.3290904883129,0,0,0,0,0,0,0,68.108145079302403,null,4725.4048998940707,8026.8084773682731,11555.290612670826,7135.9071068345265,4782.1740193382739,1428.1093932687565,420.58779855500637,33.068916225938985,201.94418509477461,136.40030969298161,33.068916225938985,499.12826853941374,2114.1680677898112,281.06426054684283,41.332557386817243,201.94418509477461,61.998836080225857,20.666278693408621,12.402637532530369,20.666278693408621,12.402637532530369,20.666278693408621,12.402637532530369,12.402637532530369,12.402637532530369,0,41.332557386817243,0,0,252.1343406925557,28.929919854286876,0,41.332557386817243,49.596198547695494,74.40147361275622,128.13666853210447,527.46423134361567,57.874191290999725,8.2636411608782527,53.735194919347606,0,337.92268378137135,57.874191290999725,12.402637532530369,0,0,506.79795265020812,568.79678873043315,12.402637532530369,0,0,0,1858.4886877756874,263.92866959257526,12.402637532530369,12.402637532530369,0,337.92268378137135,0,0,0,0,0,0,0,0,0,0,4054.7279132890608,78.540469984408347,0,0,0,0,0,0,0,0,0,0,0,6250.9671388024217,376.16071601785939,0,0,0,0,0,0,0,844.72063643157958]
[4,"SWITCHGEAR","> 11 kv & < = 22 kv ; circuit breaker",183.22153714633691,79.028576136292443,54.755400000000002,54.755400000000002,57.714297813394928,7.5969926821996427,2,67,176.72215272531699,144.50494254521101,56.562977056602499,243.49031283100999,211.21202428664901,165.09363837832399,168.833205331274,56.447412417006397,84.325077516281596,24.1881866170521,23.320915018248598,47.967709551441601,19.354618346707799,56.628214675012799,13.1029338854805,23.079158730043201,10.8602903179276,47.575251783126497,10.159796664591401,20.4303632575309,44.933952953896203,1.83694329174043,19.318868720905499,4.6833091956908,2.85846639411964,10.616641702987099,4.9809455906793296,4.6077171306387603,6.4975663362621097,23.196073608600699,5.0337945265588004,35.062909301177399,9.9651482818043604,10.349584158161701,8.8312735154889008,20.304395083568199,6.5322652086867397,50.489014457725702,1.4937596954598,8.0572999369956904,44.882529095800599,2.5663028842161899,47.372634035478299,1.5631960081960901,1.31781956715218,1.13591763447275,1.2656396051445999,0.57866239918664797,4.79352410617396,22.194128733560198,9.5977517942981905,10.875238981192901,7.2274142091509503,15.634508449959901,14.676258769898199,3.5615271425678898,17.050868262327199,11.1278941428906,4.7406751702944803,0,5.7078954505717698,8.6966603345969996E-3,2.39241372291968,2.3529442644780501,1.1764721322390199,1.3379477437841E-2,2.0069216156759998E-3,5.6862779110826003E-2,0,0.56018919482410701,0,0,0,0,0,0,1.337947743784E-3,0,8.6966603345969996E-3,0,0,0,0.176472132239024,0,0,0,0,0,0,6.87103063820354,null,3668.6118000000001,9676.4921613358219,7912.4259310400475,3097.1284339250924,13332.409475187085,11564.998874625182,9039.7682068604809,9244.5296911960413,3090.8006458581522,4617.2533494350055,1324.4338334913346,1276.9460301902093,2626.4911235730056,1059.7698694213243,3100.7005458161957,717.45638607303897,1263.7085679270076,594.65954047425294,2605.0019414858048,556.303730288368,1118.6727123114074,2460.3765675717682,100.58256471656395,1057.8123843606691,256.43646833372804,156.51647079657855,581.31846310373987,272.73366819588296,252.29739457497757,355.77684376856632,1270.1102888683747,275.62743281953777,1919.8836239496891,545.6456802295105,566.69562041380721,483.55991385000095,1111.7752745588102,357.67679440772594,2764.5461822385541,81.791409628779533,441.18068097017385,2457.5608336522,140.51894094641116,2593.9075256662286,85.593422707180196,72.157737527244478,62.197624442609218,69.300602835534633,31.684891132424585,262.47132984319768,1215.2483964575822,525.52873859751514,595.47806051080977,395.73995598774394,856.07376398093436,803.60441944928391,195.01284330216183,933.62711205103074,609.312294951632,259.57756521954241,0,312.53809855423748,0.47618911528499258,130.99757036395624,128.83640437920141,64.418202189600436,0.73259863889995913,0.10988979583498565,3.1135442153249224,0,30.673383438271909,0,0,0,0,0,0,7.3259863889990437E-2,0,0.47618911528499258,0,0,0,9.6628021896006544,0,0,0,0,0,0,376.22603100709011]
[4,"SWITCHGEAR","> 11 kv & < = 22 kv ; switch",3.1752461568079391,14.624868252382221,13.254286312849162,3.1752461568079391,83.501864096178707,9.1379354394840586,2,5329,17360.5333411721,27824.287016510101,12703.1309114224,15315.3068427364,5438.1413396649796,3915.9607100034,3152.5731953283798,2925.2392346738002,2597.3670939960002,3379.4092858905801,4575.65828849834,1715.8879276514999,2118.8243731499101,1729.80785668155,1390.1311806509,909.78061630016998,804.18813569412396,1804.5711664426201,1508.41507731398,1289.81622731076,1611.4867219734101,956.00762040939696,1206.8054626991,1602.62603967359,2382.8164640317,2534.4487521105598,2361.8073044499702,3356.1117028920298,4683.1212392961297,14615.7683152269,2575.7834979853101,12182.870046644701,1718.04064184812,1952.09890258466,917.88733669751605,1393.99495987368,1130.1223597401899,1780.02136336481,525.658183391536,824.73114519791795,1338.3654346389999,806.16279178719799,508.81310680029401,311.45052567664698,210.37527090454,1507.4229231802999,137.873997893004,794.86082946951603,343.29828590791499,462.46456689326902,409.07952271672798,477.263825183682,363.04478358454901,309.98374660289898,802.021286633101,227.39967820690501,83.156787572534199,39.051690027467401,55.787623704969803,20.961701219996101,4.7105267751708402,13.446905926242399,58.857814352685402,8.1117821657567699,4.1792260596987099,17.472758302143198,5.6209137453214799,74.259222784108701,38.123861149378598,43.276957124778797,21.051314249845401,2.0896130298493598,0,0,2.0896130298493598,4.1792260596987099,2.7472758302143201,0,11.357292896393099,2.1117821657567699,1,22.6545633504441,2.0896130298493598,0,6.2688390895480701,3.0896130298493598,0,0,0,8973.1350260656509,null,16920.886769629509,55123.966771692802,88348.960415094742,40335.567605922108,48629.869192733087,17267.437388949602,12434.139194649184,10010.195922522162,9288.3546376417817,8247.2798830302054,10730.456347305126,14528.841395420746,5448.3665477885643,6727.7889477952431,5492.5657489442701,4414.0086888206533,2888.7774054454731,2553.4952872133085,5729.957660933349,4789.5891771123652,4095.4840187570062,5116.8670206930947,3035.5595225840407,3831.9044074501439,5088.7321732738947,7566.0288197953378,8047.4986597657316,7499.3195665756857,10656.480786426066,14870.062716940669,46408.662171719465,8178.7466527471661,38683.611294499147,5455.2019452680879,6198.3945381409367,2914.5182382314624,4426.2771389485397,3588.4166794877574,5652.005993060141,1669.0941266086174,2618.7243991894993,4249.6397027420717,2559.7653063838593,1615.606861901141,988.93208469058561,667.99327042706966,4786.4388435124365,437.78388193350685,2523.8787939702515,1090.0565629678601,1468.4388386877006,1298.9281823351166,1515.4301266979423,1152.7565538260092,984.27470007378099,2546.6150080599123,722.0499542858372,264.04327015218342,123.99872867657079,177.13943776665286,66.558561238948911,14.957082039402104,42.69723636325908,186.88804882147949,25.756905146682364,13.270071484489915,55.480308647714203,17.847784767580947,235.7913117527857,121.0526435972439,137.41499178879585,66.843104667577819,6.6350357422449733,0,0,6.6350357422449733,13.270071484489915,8.72327702157936,0,36.062200621014298,6.7054282058347301,3.1752461568079391,71.93381521265961,6.6350357422449733,0,19.905107226734888,9.8102818990529119,0,0,0,28491.912506033663]
[4,"SWITCHGEAR","> 33 kv & < = 66 kv ; circuit breaker",765.99166278535188,158.1055466244774,1357.1198125000001,158.1055466244774,55.8336433568902,7.4721913356718987,2,8,2.01129943502825,5.0282485875706202,5.0282485875706202,5.0282485875706202,10.0564971751412,2.01129943502825,0,6.0338983050847501,11.062146892655401,7.0395480225988702,5.0282485875706202,4.0225988700565001,2.01129943502825,11.0677966101695,2.01129943502825,3.0169491525423702,0,7.0395480225988702,1.0056497175141199,8.0451977401130002,0,0,1.0056497175141199,0,0,0,0,0,0,0,0,1.0056497175141199,2.01129943502825,1.0056497175141199,0,2.01129943502825,12.0677966101695,4.0225988700565001,0,0,2.01129943502825,6.0395480225988702,0,2.01129943502825,0,0,0,0,0,5.0451977401129904,0,7.0395480225988702,11.062146892655401,2.01129943502825,5.6497175141239997E-3,8.0451977401130002,4.0225988700565001,0,1.0169491525423699,0,0,0,0,0,1.0056497175141199,0,0,0,0,0,0,1.0056497175141199,0,0,0,0,0,0,0,0,0,0,0,0,0,0,0,0,0,0,null,1264.8443729958192,317.99759660064404,794.99399150160934,794.99399150160934,794.99399150160934,1589.9879830032121,317.99759660064404,0,953.99278980193208,1748.9867813035462,1112.9915881022534,794.99399150160934,635.99519320128809,317.99759660064404,1749.8800329793869,317.99759660064404,476.9963949009653,0,1112.9915881022534,158.9987983003212,1271.9903864025762,0,0,158.9987983003212,0,0,0,0,0,0,0,0,158.9987983003212,317.99759660064404,158.9987983003212,0,317.99759660064404,1907.9855796038642,635.99519320128809,0,0,317.99759660064404,954.88604147777596,0,317.99759660064404,0,0,0,0,0,797.67374652914236,0,1112.9915881022534,1748.9867813035462,317.99759660064404,0.89325167584445864,1271.9903864025762,635.99519320128809,0,160.78530165201045,0,0,0,0,0,158.9987983003212,0,0,0,0,0,0,158.9987983003212,0,0,0,0,0,0,0,0,0,0,0,0,0,0,0,0,0,0]
[4,"SWITCHGEAR","> 33 kv & < = 66 kv ; switch",1.2058379895656841,40.152781354391195,"",1.2058379895656841,71.570663856209947,8.4599446721719129,2,55,23.4520123839009,23.866873065015501,8.6222910216718294,19.175438596491201,54.558307533539697,6.4148606811145497,6.4148606811145497,33.1434468524252,49.042311661506702,27.7977296181631,15.6914344685242,15.1062951496388,19.7605779153767,27.7977296181631,11.7605779153767,20.4520123839009,3.0691434468524199,62.010319917440697,0,42.765737874096999,3.2074303405572802,0,11.7605779153767,0,0,1,0,0,0,0,5.4148606811145497,9.6222910216718294,3.13828689370485,5.4148606811145497,20.244582043343701,12.829721362229099,29.936016511867901,31.005159958720299,3.0691434468524199,44.042311661506702,22.244582043343701,20.244582043343701,20.037151702786399,0,0,0,0,0,52.425180598555201,9.6222910216718294,24.590299277605801,39.696594427244598,39.558307533539697,11.1062951496388,54.5954592363261,19.659442724458199,0,17.7977296181631,0,2.13828689370485,4.2765737874097001,0,0,0,0,0,0,4.2765737874097001,22.659442724458199,0,5.3457172342621302,1.0691434468524299,0,0,0,0,0,0,0,0,0,6.9143446852425003E-2,0,0,0,0,0,0,0,0,null,66.321089426112621,28.279327464272587,28.779582233937667,10.397086071023008,23.122472326233172,65.788479870349832,7.7352827070591239,7.7352827070591239,39.965627319805506,59.137082497564947,33.519558397256262,18.921327792926899,18.215744573026296,23.828055546133896,33.519558397256262,14.181351629608425,24.661813495575537,3.7008897636412161,74.774399501571594,0,51.568551380394162,3.8676413535295682,0,14.181351629608425,0,0,1.2058379895656841,0,0,0,0,6.5294447174934396,11.602924060588691,3.7842655585853922,6.5294447174934396,24.411686110743119,15.470565414118248,36.097985966275914,37.387199750785733,3.7008897636412161,53.107892549736526,26.823362089874486,24.411686110743119,24.161558725910577,0,0,0,0,0,63.216274375579708,11.602924060588691,29.651917043726673,47.867661616752969,47.700910026864562,13.39239261476356,65.83327880494673,23.706102890842391,0,21.461178501599424,0,2.5784275690197078,5.1568551380394156,0,0,0,0,0,0,5.1568551380394156,27.323616859539442,0,6.4460689225492764,1.2892137845098599,0,0,0,0,0,0,0,0,0,8.3375794944169898E-2,0,0,0,0,0,0,0,0]
["","TRANSFORMERS","ground outdoor / indoor chamber mounted ; ˂ 22 kv ; < = 60 kva ; multiple phase",13.398009945914742,"","","",60.601463663489824,7.7846941920341237,2,0,0,0,0,0,0,0,0,0,0,0,0,0,0,0,0,0,0,0,0,0,1,0,0,0,0,0,0,0,0,0,0,0,0,0,0,0,0,0,0,0,0,0,0,0,0,0,0,0,0,0,0,0,0,0,0,0,1,0,0,0,0,0,0,0,0,0,0,0,0,0,0,0,0,0,0,0,0,0,0,0,0,0,0,0,0,0,0,0,0,0,null,"","","","","","","","","","","","","","","","","","","","","","","","","","","","","","","","","","","","","","","","","","","","","","","","","","","","","","","","","","","","","","","","","","","","","","","","","","","","","","","","","","","","","","","","","","",""]
[5,"TRANSFORMERS","ground outdoor / indoor chamber mounted ; ˂ 22 kv ; > 60 kva and < = 600 kva ; multiple phase",25.900824545891364,76.0141327424314,"",25.900824545891364,60.601463663489824,7.7846941920341237,2,5,7.11320754716981,1.01922999557469,4.07656491907907,4.07692932606769,6.1153939891015296,2.0388290700224601,8.15349424514676,6.1157583960901496,4.0772937330563099,2.0384646630338401,9.1730909836522994,8.15385865213538,10.192323315169199,6.1153939891015296,13.25002030972,6.1153939891015296,6.1153939891015296,6.1150295821129097,7.1346263206184499,6.1153939891015296,18.346546374293201,7.13426191362983,10.191958908180601,8.1730909836522994,11.211920053674801,17.327314042776301,7.1357195415843098,11.211555646686101,21.404607775832599,23.4427080318778,17.326949635787699,12.25002030972,12.2304235712144,10.211555646686101,7.1346263206184499,11.211555646686101,10.192323315169199,23.4427080318778,10.192323315169199,17.326220821810399,13.2692526412369,14.2884849727538,14.268888234248299,3.07692932606769,2.0384646630338401,4.07692932606769,5.0961616575846103,7.1349907276070699,6.1153939891015296,1.0192323315169201,1.0188679245283001,3.0576969945507702,2.0384646630338401,2.0384646630338401,0,0,0,0,0,0,0,0,1.0192323315169201,0,0,0,0,0,1.0192323315169201,0,0,0,0,0,0,1.0192323315169201,0,0,0,0,0,0,0,0,0,0,0,0,0,0,null,129.50412272945681,184.23794063775551,26.398897287289675,105.58639271900282,105.59583116047837,158.3937467407174,52.807354021714595,211.18222387948117,158.40318518219294,105.60526960195391,52.797915580239057,237.59062011107622,211.19166232095674,263.98957790119522,158.3937467407174,343.18645127155486,158.3937467407174,158.3937467407174,158.38430829924187,184.79270453083694,158.3937467407174,475.19067866362752,184.7832660893614,263.98013945972025,211.68979556518488,290.39797413279189,448.79172087350855,184.82101985526356,290.3885356913143,554.39699047546208,607.1854676142251,448.78228243203347,317.28562672566352,316.77805503995825,264.48771114542291,184.79270453083694,290.3885356913143,263.98957790119522,607.1854676142251,263.98957790119522,448.7634055490808,343.68458451578249,370.08354230590152,369.57597062019886,79.695006614587001,52.797915580239057,105.59583116047837,131.99478895059789,184.80214297231248,158.3937467407174,26.398957790119528,26.389519348643987,79.196873370358844,52.797915580239057,52.797915580239057,0,0,0,0,0,0,0,0,26.398957790119528,0,0,0,0,0,26.398957790119528,0,0,0,0,0,0,26.398957790119528,0,0,0,0,0,0,0,0,0,0,0,0,0,0]
[5,"TRANSFORMERS","ground outdoor / indoor chamber mounted ; ˂ 22 kv ; > 600 kva ; multiple phase",49.528268552848793,62.692613163597436,"",49.528268552848793,58.681078980594798,7.660357627460666,2,2,7.2232558139534904,10.3844011538872,5.1874226290110004,15.5732768260978,5.1943032159264897,11.4271918515617,20.771708394173601,16.618742832721999,9.3858541970867897,31.118977171551698,26.0032209124257,25.963259375333902,39.470374301079097,16.655952135047499,16.6173667153389,17.657328252430599,24.9660116101001,17.657328252430599,10.3858541970868,20.774460628939799,33.236109548060803,14.5401958759215,15.5801574130133,18.694537554756199,15.6173667153389,16.620118950105098,7.2728501727269501,4.1543416788347196,11.425815734178601,12.463025036504099,22.8488792335909,13.5016104562128,15.5829096477795,11.425815734178601,8.3100594750525296,5.1929270985434002,9.3858541970867897,5.1929270985434002,7.2700979379607498,6.2342647530182704,10.3872303144699,7.2687218205776603,7.2342647530182704,1.0385854197086799,2.0771708394173598,2.0771708394173598,1.0385854197086799,2.0771708394173598,1.0385854197086799,1.0385854197086799,1.0399615370917801,1.0385854197086799,1.0385854197086799,1.3761173830969999E-3,0,0,4.1283521492929999E-3,0,0,2.7522347661949999E-3,0,0,0,1.3761173830969999E-3,0,0,0,0,1.3761173830969999E-3,0,0,0,0,0,0,0,0,4.1283521492929999E-3,0,0,0,1.3761173830969999E-3,0,1.3761173830969999E-3,0,0,0,0,0,2.7522347661949999E-3,null,99.056537105697586,357.75535377941486,514.32140911023816,256.92406106678175,771.3174368908285,257.26484462333332,565.9690268290733,1028.7867516480937,823.09755802978623,464.86510727119753,1541.2690584425834,1287.8945085896739,1285.9152828488068,1954.8992982653069,824.94047034802782,823.02940131847583,874.53689561218698,1236.5233277185787,874.53689561218698,514.39337582404687,1028.9230650707145,1646.1269593482573,720.15072615366455,771.65822044738059,925.90807648328223,773.50113276562706,823.16571474109662,360.21167649945312,205.7573503296187,565.90087011776291,617.27205098885315,1131.6654268129,668.71138857125891,771.79453387000149,565.90087011776291,411.58285737054734,257.19668791202344,464.86510727119753,257.19668791202344,360.07536307683228,308.77233891704844,514.46153253535726,360.00720636552234,358.30060746989727,51.439337582404676,102.87867516480935,102.87867516480935,51.439337582404676,102.87867516480935,51.439337582404676,51.439337582404676,51.507494293715105,51.439337582404676,51.439337582404676,6.815671131027172E-2,0,0,0.20447013393091421,0,0,0.13631342262059296,0,0,0,6.815671131027172E-2,0,0,0,0,6.815671131027172E-2,0,0,0,0,0,0,0,0,0.20447013393091421,0,0,0,6.815671131027172E-2,0,6.815671131027172E-2,0,0,0,0,0,0.13631342262059296]
[5,"TRANSFORMERS","ground outdoor / indoor chamber mounted ; > = 22 kv & < = 33 kv ; < = 15 mva",49.528268552848793,468.75795655995421,"",49.528268552848793,58.681078980594798,7.660357627460666,2,0,0,0,0,0,0,2,0,0,0,0,0,0,0,0,0,0,0,0,0,0,0,0,0,0,0,0,0,0,0,0,0,0,0,0,0,0,0,0,0,0,0,0,0,0,0,0,0,0,0,0,0,0,0,0,0,0,0,0,0,2,0,0,0,1,0,0,0,0,1,0,0,0,0,0,0,0,0,1,0,0,0,1,0,1,0,0,0,0,0,2,null,0,0,0,0,0,0,99.056537105697586,0,0,0,0,0,0,0,0,0,0,0,0,0,0,0,0,0,0,0,0,0,0,0,0,0,0,0,0,0,0,0,0,0,0,0,0,0,0,0,0,0,0,0,0,0,0,0,0,0,0,0,0,0,99.056537105697586,0,0,0,49.528268552848793,0,0,0,0,49.528268552848793,0,0,0,0,0,0,0,0,49.528268552848793,0,0,0,49.528268552848793,0,49.528268552848793,0,0,0,0,0,99.056537105697586]
[5,"TRANSFORMERS","ground outdoor / indoor chamber mounted ; > = 22 kv & < = 33 kv ; > 15 mva and < = 40 mva",49.528268552848793,2236.0773540817891,"",49.528268552848793,58.681078980594798,7.660357627460666,2,0,0,0,0,0,0,0,0,0,0,0,0,0,0,0,0,0,0,0,0,0,0,0,0,0,0,0,0,0,0,0,0,0,0,0,0,0,0,0,0,0,0,0,0,0,0,0,0,0,0,0,0,0,0,1,0,0,1,0,0,0,0,0,0,0,0,0,0,0,0,0,0,0,0,0,0,0,0,0,0,0,0,0,0,0,0,0,0,0,0,0,null,0,0,0,0,0,0,0,0,0,0,0,0,0,0,0,0,0,0,0,0,0,0,0,0,0,0,0,0,0,0,0,0,0,0,0,0,0,0,0,0,0,0,0,0,0,0,0,0,0,0,0,0,0,0,49.528268552848793,0,0,49.528268552848793,0,0,0,0,0,0,0,0,0,0,0,0,0,0,0,0,0,0,0,0,0,0,0,0,0,0,0,0,0,0,0,0,0]
[5,"TRANSFORMERS","ground outdoor / indoor chamber mounted ; > 33 kv & < = 66 kv ; < = 15 mva",49.528268552848793,596.85601937961042,0,0,58.681078980594798,7.660357627460666,2,6,0,4,0,1,2,0,0,1,2,0,0,0,0,0,0,0,0,0,0,1,1,0,0,0,0,0,0,0,0,0,0,0,0,0,0,3,0,0,0,1,1,2,3,2,0,0,0,0,0,0,3,2,2,1,1,1,7,0,3,0,0,0,0,0,0,0,2,0,3,3,0,1,1,0,0,0,0,0,0,0,0,0,2,0,0,0,0,0,0,0,null,0,0,0,0,0,0,0,0,0,0,0,0,0,0,0,0,0,0,0,0,0,0,0,0,0,0,0,0,0,0,0,0,0,0,0,0,0,0,0,0,0,0,0,0,0,0,0,0,0,0,0,0,0,0,0,0,0,0,0,0,0,0,0,0,0,0,0,0,0,0,0,0,0,0,0,0,0,0,0,0,0,0,0,0,0,0,0,0,0,0,0]
[5,"TRANSFORMERS","ground outdoor / indoor chamber mounted ; > 33 kv & < = 66 kv ; > 15 mva and < = 40 mva",1999.667128890871,726.47902955521761,6017.9828899999993,726.47902955521761,56.776174575474336,7.5349966539789746,2,2,0,0,1,1,4,3,2,1,4,3,1,0,3,4,2,1,2,2,0,1,0,0,1,0,0,0,0,0,0,1,0,0,2,2,2,3,2,6,2,0,3,1,0,0,0,0,0,0,0,3,2,1,2,0,0,0,2,0,0,0,0,1,0,0,0,0,0,0,2,1,1,0,0,0,0,0,0,0,0,0,0,0,0,0,0,0,0,0,0,0,null,1452.9580591104352,0,0,726.47902955521761,726.47902955521761,2905.9161182208704,2179.4370886656529,1452.9580591104352,726.47902955521761,2905.9161182208704,2179.4370886656529,726.47902955521761,0,2179.4370886656529,2905.9161182208704,1452.9580591104352,726.47902955521761,1452.9580591104352,1452.9580591104352,0,726.47902955521761,0,0,726.47902955521761,0,0,0,0,0,0,726.47902955521761,0,0,1452.9580591104352,1452.9580591104352,1452.9580591104352,2179.4370886656529,1452.9580591104352,4358.8741773313059,1452.9580591104352,0,2179.4370886656529,726.47902955521761,0,0,0,0,0,0,0,2179.4370886656529,1452.9580591104352,726.47902955521761,1452.9580591104352,0,0,0,1452.9580591104352,0,0,0,0,726.47902955521761,0,0,0,0,0,0,1452.9580591104352,726.47902955521761,726.47902955521761,0,0,0,0,0,0,0,0,0,0,0,0,0,0,0,0,0,0,0]
[null,"TRANSFORMERS","kiosk mounted ; < = 22 kv ; < = 60 kva ; multiple phase",41.225377908353877,"","","",21.86032267633097,4.6755023982809556,2,0,0,0,0,0,0,0,0,0,1,0,0,0,0,0,1,0,0,1,1,1,3,0,0,0,1,0,0,0,0,0,0,0,0,0,0,0,0,0,0,0,0,0,0,0,0,0,0,0,0,0,0,0,0,0,0,0,0,0,0,0,0,0,0,0,0,0,0,0,0,0,0,0,0,0,0,0,0,0,0,0,0,0,0,0,0,0,0,0,0,0,null,"","","","","","","","","","","","","","","","","","","","","","","","","","","","","","","","","","","","","","","","","","","","","","","","","","","","","","","","","","","","","","","","","","","","","","","","","","","","","","","","","","","","","","","","","","",""]
[5,"TRANSFORMERS","kiosk mounted ; < = 22 kv ; < = 60 kva ; single phase",9.9972903054103028,11.761212536419869,null,9.9972903054103028,21.86032267633097,4.6755023982809556,2,2,1.01538461538462,1.01564102564103,1.01538461538462,1.01564102564103,4.0625641025641004,1.01564102564103,0,1.01564102564103,5.0779487179487202,1.01564102564103,2.0312820512820502,1,6.0938461538461501,3.04692307692308,2.0312820512820502,3.04692307692308,2.0312820512820502,3.04692307692308,5.0782051282051297,6.0935897435897397,6.0941025641025597,4.0625641025641004,1.01564102564103,2.0312820512820502,2.0312820512820502,1.01538461538462,0,0,0,0,0,0,0,0,0,0,0,0,0,0,0,0,0,0,0,0,0,0,0,0,0,0,0,0,0,0,0,0,0,0,0,0,0,0,0,0,0,0,0,0,0,0,0,0,0,0,0,0,0,0,0,0,0,0,0,0,0,0,0,0,null,19.994580610820606,10.151094771647431,10.153658179418047,10.151094771647431,10.153658179418047,40.614632717671988,10.153658179418047,0,10.153658179418047,50.765727489319417,10.153658179418047,20.307316358835994,9.9972903054103028,60.921949076507978,30.460974538254039,20.307316358835994,30.460974538254039,20.307316358835994,30.460974538254039,50.768290897090026,60.919385668737355,60.924512484278587,40.614632717671988,10.153658179418047,20.307316358835994,20.307316358835994,10.151094771647431,0,0,0,0,0,0,0,0,0,0,0,0,0,0,0,0,0,0,0,0,0,0,0,0,0,0,0,0,0,0,0,0,0,0,0,0,0,0,0,0,0,0,0,0,0,0,0,0,0,0,0,0,0,0,0,0,0,0,0,0,0,0,0,0]
[5,"TRANSFORMERS","kiosk mounted ; < = 22 kv ; > 60 kva and < = 600 kva ; multiple phase",43.963666597817671,56.129816879888324,73.925129999999996,43.963666597817671,44.233574976413465,6.6508326528648629,2,166,219.86485623003199,160.552398475692,153.40265033467099,103.653867533728,135.118746228775,112.799806410019,158.48465090376101,177.787670280567,185.963326121769,221.48843521626,182.91344087692801,107.70401826844299,110.73745209158599,106.67244287441601,60.989456809790198,69.162457752254795,34.558808407507399,62.036156176146399,78.2757592750241,50.813535478714201,36.604976794116197,26.4301174225353,22.3510461925306,26.446568844233202,45.716950867516701,25.398011048760601,35.573135910215299,40.638145127385798,44.733136799340798,50.796553077268797,53.859969355196803,29.4776132585128,33.525374584364101,28.477878748386502,17.286833444981401,6.0955226517025602,8.1273635356034095,10.159204419504301,11.191045303405099,18.286567955107699,17.270913003031001,23.366170164859799,11.1751248614547,0,0,0,0,0,1.01592044195043,0,0,0,0,0,0,0,0,0,0,0,0,0,0,0,0,0,0,0,1.01592044195043,0,0,0,0,0,0,0,0,0,0,0,0,0,0,0,0,0,0,0,0,0,null,7297.9686552377334,9666.0652358742409,7058.4721180652932,6744.1429745350788,4557.0040738271755,5940.3155103169975,4959.0930813084524,6967.5663532044719,7816.197861417585,8175.6296690386898,9737.4437211199929,8041.5455309728968,4735.0635503990916,4868.4244236462937,4689.7117137055766,2681.3201451676168,3040.6352337057801,1519.3319308455136,2727.3368871382477,3441.2893834581937,2233.9493324425707,1609.2889955973772,1161.964870505514,982.6339429208374,1162.6881353241006,2009.8847858083157,1116.5896899954007,1563.9254869955607,1786.6018635341179,1966.6327121207876,2233.2027238073947,2367.8817357005491,1295.9439613966665,1473.8983907939335,1251.9919667071413,759.99258210716619,267.98152559889684,357.30870079852895,446.63587599816287,491.99938459997509,803.94457679669131,759.29266110516892,1027.2625147957706,491.29946359797782,0,0,0,0,0,44.663587599816282,0,0,0,0,0,0,0,0,0,0,0,0,0,0,0,0,0,0,0,44.663587599816282,0,0,0,0,0,0,0,0,0,0,0,0,0,0,0,0,0,0,0,0,0]
[null,"TRANSFORMERS","kiosk mounted ; < = 22 kv ; > 60 kva and < = 600 kva ; single phase",43.963666597817671,"","","",44.233574976413465,6.6508326528648629,2,0,0,0,0,0,0,0,0,0,0,0,0,0,0,0,0,0,0,0,0,0,0,0,0,0,0,0,0,0,0,0,0,0,1,0,0,0,0,0,0,0,0,0,0,0,0,0,0,0,0,0,0,0,0,0,0,0,0,0,0,0,0,0,0,0,0,0,0,0,0,0,0,0,0,0,0,0,0,0,0,0,0,0,0,0,0,0,0,0,0,0,null,"","","","","","","","","","","","","","","","","","","","","","","","","","","","","","","","","","","","","","","","","","","","","","","","","","","","","","","","","","","","","","","","","","","","","","","","","","","","","","","","","","","","","","","","","","",""]
[5,"TRANSFORMERS","kiosk mounted ; < = 22 kv ; > 600 kva ; multiple phase",78.980067661691947,65.304312651794547,"",65.304312651794547,33.350762925056678,5.7750119415510026,2,2,27.2507836990596,23.297608347765099,22.280465615888801,26.3199245895171,23.295460025867499,20.256921761624,21.2697678497052,15.2055374092992,19.243768770414501,13.1669991450556,17.218383497380401,13.1669991450556,11.1416138720214,9.1156147927307796,10.128460880812,7.08992261656838,7.08992261656838,7.0902295196966003,10.128460880812,3.0385382642435901,1.0128460880812,1.0128460880812,3.0379244579871498,1.0128460880812,0,3.0385382642435901,0,3.0382313611153702,0,2.0256921761624,0,1.0128460880812,0,0,0,1.0128460880812,0,0,0,0,0,0,0,0,0,0,0,0,0,0,0,0,0,0,0,0,0,0,0,0,0,0,0,0,0,0,0,0,0,0,0,0,0,0,0,0,0,0,0,0,0,0,0,0,0,0,0,0,0,0,null,130.60862530358909,1779.5936986898143,1521.4342995815107,1455.0104926075603,1718.80458436548,1521.2940048966329,1322.8643520840344,1389.0075696882361,992.9871690154331,1256.7010923819885,859.86182885462244,1124.4346992714293,859.86182885462244,727.59543574405677,595.28895843781413,661.4321760420172,463.00252322941077,463.00252322941077,463.02256532724988,661.4321760420172,198.42965281260453,66.143217604201723,66.143217604201723,198.38956861692631,66.143217604201723,0,198.42965281260453,0,198.40961071476542,0,132.28643520840345,0,66.143217604201723,0,0,0,66.143217604201723,0,0,0,0,0,0,0,0,0,0,0,0,0,0,0,0,0,0,0,0,0,0,0,0,0,0,0,0,0,0,0,0,0,0,0,0,0,0,0,0,0,0,0,0,0,0,0,0,0,0,0,0,0,0]
[5,"TRANSFORMERS","pole mounted ; < = 22 kv ; < = 60 kva ; multiple phase",6.0034732841041958,13.2623178896464,12.625600555555557,6.0034732841041958,46.309030541843022,6.8050738821737289,2,41,41.679796696315101,30.573502952808902,42.789958846741101,48.988407994946002,31.615921531190001,36.735912079171797,34.713802894164999,43.857437725584902,54.073006988894598,72.388760262826295,76.526638475128607,69.409718124009601,69.367418627035207,77.530476221206996,82.629892682613402,74.487025400409195,85.687777196261095,146.95769823492901,185.66919848144701,210.12474884072,168.318053653482,154.00867480563599,138.710809196025,142.76946125888799,180.60287092642699,168.322509206528,156.051358077218,160.13173555047999,228.518576940267,259.151234811954,167.35114255986801,142.83502126469301,145.91271231569999,149.89444087677199,131.61638180451999,126.51734911772201,134.61599802991199,169.369030224189,119.418700205531,100.98525903126399,93.843159298276007,70.409718124009601,72.407031701754605,32.634960519334001,35.7126515703415,58.110317415967003,37.736295853779602,39.773606280852,51.032626364959498,33.674573594053498,56.128588854895298,32.714186668772903,24.4959309832083,28.594579895399001,21.415553509945902,15.3184396961866,19.376324209834401,10.198065373597,5.0990326867985196,2.0399968493272498,8.1584522988776307,2.0392293001115598,0,1.0198065373597001,0,0,0,0,5.0990326867985196,0,0,1.0198065373597001,0,0,0,0,0,0,0,0,1.0198065373597001,0,0,0,0,0,0,0,0,1.0198065373597001,null,246.14240464827202,250.22354595322204,183.547208178669,256.8883747643282,294.10059862845469,189.80534026483377,220.5430667345085,208.40338826477847,263.29695569481243,324.6258528490082,434.58398830730107,459.42562960773483,416.69938841469445,416.4454445146776,465.45214269789182,496.06635318846634,447.18086700374721,514.42428117202621,882.25661524684267,1114.6600727644066,1261.4783159943665,1010.4929383410957,924.58696471592657,832.74663722481068,857.11264645368306,1084.2445106393227,1010.5196871347733,936.85015916475572,961.34659631454474,1371.9051715824021,1555.807514736179,1004.6881134224802,857.50623419703925,875.98307019848619,899.88727123943659,790.15543191389338,759.54352540392756,808.16354778559969,1016.8024481055547,716.92697630635359,606.26230468253539,563.38489974313427,422.70286169879864,434.69368040276936,195.92311360561686,214.39994960706696,348.86373813757268,226.54884399921778,238.77978271957383,306.37300899970575,202.16440292550078,336.96648366483242,196.39874567717575,147.06066722695127,171.66679647221085,128.56770336126405,91.963843470217441,116.32524473788217,61.223813019937666,30.61190650996895,12.247066584592876,48.979050415950319,12.242458623382246,0,6.1223813019937667,0,0,0,0,30.61190650996895,0,0,6.1223813019937667,0,0,0,0,0,0,0,0,6.1223813019937667,0,0,0,0,0,0,0,0,6.1223813019937667]
[5,"TRANSFORMERS","pole mounted ; < = 22 kv ; < = 60 kva ; single phase",5.2410068118282505,8.6074161272853633,12.625602319148937,5.2410068118282505,55.251752298459252,7.4331522450747132,2,431,477.33079157588998,432.47674183772602,368.33640021063297,384.01911386822599,422.369552394435,441.25949270155598,445.16111990521199,499.02199519693897,567.32144415281095,610.59558925340605,571.39319114234195,553.79952518524601,520.88993354122397,621.07932280421699,592.21369638192004,672.86147663650104,633.40102829611305,502.01390346997999,570.31219646485795,682.37183599412504,693.70976364388605,552.83886656299399,513.42353940532496,564.33069184076396,752.46066782538003,748.42128774368496,859.15459793707998,815.69761747967402,1042.45696692561,1251.82979965609,1131.5398916653,1224.47234795602,1234.6818091196401,1209.2432354555001,1116.8501648338499,869.601302032131,1003.0509261598399,1400.57685409482,1076.4765296798601,1035.1966047743001,871.79569699888305,820.96957794487503,804.675615516839,356.15691662496499,313.60271933220997,327.12117041679301,366.40340724434702,353.10482097233398,343.822456858186,332.577122199798,407.10803428212898,590.02157463320998,414.32211928972799,366.58971048414003,434.97366070442598,321.94873870893002,282.63062838661102,192.611358909492,135.76323789264799,86.994955592294602,82.8526175742265,67.330698606661201,26.904967800045,25.8690943052794,9.3483312987082599,11.3830488324797,2.0694350675428201,3.10415260131423,31.040370052148202,1.0347175337714101,3.10415260131423,4.1388701350856403,0,1.0370294557597199,0,0,0,0,1.0347175337714101,3.10415260131423,1.0347175337714101,0,2.0694350675428201,0,0,0,0,0,0,3.1041526013142304,null,2258.873935897976,2501.69393014461,2266.6135499288098,1930.4535825482239,2012.646791655621,2213.6417012080828,2312.644007032733,2333.0924617843084,2615.3776760792816,2973.3355533011227,3200.1356425493855,2994.6756070092956,2902.4670838831253,2729.9876899023193,3255.0809615025782,3103.7960167956303,3526.4715824687173,3319.659103918947,2631.0582877186548,2989.0101065410518,3576.3154406449589,3635.7375966893724,2897.4322655000606,2690.8562673762781,2957.6610000611931,3943.6514857056513,3922.4810671819241,4502.835100201798,4275.0767696030462,5463.5240646949396,6560.8485072471622,5930.4082800732385,6417.4679165328325,6470.9757720364614,6337.6520341795085,5853.419321685712,4557.5863475251144,5256.9967366143565,7340.4328327999328,5641.8208248253823,5425.4724572035839,4569.0871864937035,4302.7071503128536,4217.3103822358435,1866.6208261111879,1643.5939882279754,1714.4442824476421,1920.3227532447033,1850.6247720053973,1801.9758384532777,1743.0389629073777,2133.6559808226471,3092.3070917782838,2171.4650494885814,1921.299169793524,2279.6999187177666,1687.3355326330159,1481.2690486055274,1009.4774440801435,711.53605459122741,455.94115485391217,434.2311330843221,352.88065004266628,141.00911951205558,135.58009946979675,48.994668015757227,59.658636470399721,10.845923285628176,16.268884928442262,162.68279088497835,5.4229616428140881,16.268884928442262,21.691846571256352,0,5.4350784417032356,0,0,0,0,5.4229616428140881,16.268884928442262,5.4229616428140881,0,10.845923285628176,0,0,0,0,0,0,16.268884928442265]
[5,"TRANSFORMERS","pole mounted ; < = 22 kv ; > 60 kva and < = 600 kva ; multiple phase",18.434556021236997,20.805681904135078,12.625588500000001,12.625588500000001,53.615496762442092,7.3222603588265072,2,336,370.21152419421298,420.59955416195402,328.14283358058702,280.428118033175,349.54391599808503,364.87610428087601,353.65232376317999,483.68028747103199,669.62556709826197,499.908195388732,407.49995351321002,410.59777574222397,347.57153613275102,343.50675125090902,279.49806216502299,319.07751462660298,269.24253411265499,210.41064914871001,202.25087962535599,188.02632522015799,153.43473944749601,147.35575755457,114.809342440161,122.999827648185,115.905874856674,121.95517291493201,135.16114494654099,119.938654241346,223.57016070956499,254.05101705462999,223.538671137394,196.2041611921,219.55364203597901,204.34741204186901,155.529208164007,177.85081091071899,204.267656261442,269.32435359308403,192.09007825200001,202.269977923944,202.23668261427201,231.749802419009,206.414776548714,85.425792399109696,74.186267095327906,56.898217620789197,64.057729181643495,61.993718187301603,43.721671461348301,37.593391510164203,34.545383264407697,45.736900322433101,33.528348665821298,31.496601131150499,15.240815116283001,19.304826110625001,12.208809619112101,14.239783266282,18.288565399539198,6.09601649151291,10.160027485854901,2.0322634596712201,4.06401099434194,2.03200549717097,2.0480082457564599,0,3.0477502832562098,0,5.0800137429274299,0,0,1.0160027485854899,0,0,1.0160027485854899,0,0,0,0,0,0,1.01574478608524,1.0160027485854899,0,0,0,0,0,0,0,null,4242.1977360000001,4674.1383624339278,5310.3168941322938,4142.9963860124735,3540.570022116297,4413.1976460703891,4606.7755461334291,4465.0687119026825,6106.7482751709558,8454.4168592617953,6311.6351627557278,5144.9267268269195,5184.038555536602,4388.2951895249962,4336.9748882658378,3528.8275194429998,4028.5413992782205,3399.3454424035949,2656.5582721694882,2553.536379912779,2373.9430093968867,1937.2038818688022,1860.4531579897673,1449.5355136050589,1552.9452094569067,1463.3798806728626,1539.7558286702772,1706.4889972838812,1514.2960936950144,2822.7048499978359,3207.5435993382407,2822.3072756175638,2477.1930011991244,2771.9939380225733,2580.0063354805829,1963.6477820095931,2245.4711529500482,2578.9993718164151,3400.3784614947758,2425.2502829425516,2553.7775071718015,2553.3571342929031,2925.9776402987122,2606.1080290235136,1078.5509021175869,936.64528069670052,718.37348206353352,808.76652889187255,782.70717541783597,552.01183240317732,474.6386915267268,436.1557936711983,577.45528273655771,423.31513333918377,397.66312503054075,192.42426006276884,243.73479053680677,154.14340632575113,179.78564384926247,230.90390098992003,76.965795711055748,128.27632618509355,25.658522165395173,51.310530474037165,25.655265237018583,25.857309355527935,0,38.479640927151351,0,64.13816309254652,0,0,12.827632618509353,0,0,12.827632618509353,0,0,0,0,0,0,12.824375690132767,12.827632618509353,0,0,0,0,0,0,0]
[5,"TRANSFORMERS","pole mounted ; < = 22 kv ; > 60 kva and < = 600 kva ; single phase",18.434556021236997,22.573824805391432,"",18.434556021236997,59.442915248687292,7.7099231674957238,2,16,20.963671128107102,8.4465946913365606,5.2811687166514503,12.6667155446571,16.897043434849198,32.745942501674399,17.961366553485799,17.9559736366149,9.50880014840806,18.036475505864299,15.7818794897532,19.073834040146401,15.8515955252607,9.5114966068435098,9.50880014840806,15.840809691518899,11.6640190862217,9.5034072315371603,5.28656163352235,10.5650338917384,11.6266605519395,10.5758197254802,5.3616705859008098,7.4125114123601996,8.4660486972550295,6.3481882937235499,8.4606557803841298,4.2330243486275201,7.4017255786183904,9.5114966068435098,10.5704268086093,12.680197836834401,6.3454918352881,7.4017255786183904,5.2357208070629699,9.50880014840806,3.1848799806035801,8.5704268086092608,14.8488990668253,11.682894295269801,5.28656163352235,7.3963326617474801,15.7845759481886,3.17409414686177,4.2249349733211599,5.6233743330289E-2,2.1124674866605799,0,2.1124674866605799,0,2.1178604035314801,2.1205568619669402,3.1713976884263202,2.6964584354520001E-3,0,3.1687012299908699,2.1687012299908699,4.2249349733211599,6.3374024599817398,2.6964584354520001E-3,1.05623374333029,0,0,0,0,0,0,0,0,0,0,0,0,0,0,0,0,0,0,0,0,2.6964584354520001E-3,0,0,0,0,0,0,0,0,null,294.95289633979195,386.45596982187897,155.70922302612684,97.356000564715458,233.50527731305479,311.48949379300234,603.65691151532224,331.10981794820646,331.010401920032,175.29050903057504,332.49441813852434,290.93194157426649,351.61766215285604,292.21712573640809,175.3402170446623,175.29050903057504,292.01829368005912,215.0210132777315,175.19109300240058,97.455416592889932,194.76170914351906,214.33232528463498,194.960541199868,98.840016783207076,136.64635688921268,156.06784898806833,117.02603273400769,155.96843295989387,78.033924494034267,136.44752483286354,175.3402170446623,194.86112517169354,233.75381738349193,116.97632471992044,136.44752483286354,96.518188529358497,175.29050903057504,58.711848423352897,157.99201312921883,273.73286170108474,215.36896937634125,97.455416592889932,136.34810880468888,290.98164958835281,58.51301636700375,77.884800451772364,1.0366440917060749,38.942400225886182,0,38.942400225886182,0,39.041816254060663,39.091524268148085,58.463308352916513,4.9708014087276958E-2,0,58.413600338829269,39.979044317592269,77.884800451772364,116.82720067765854,4.9708014087276958E-2,19.471200112943091,0,0,0,0,0,0,0,0,0,0,0,0,0,0,0,0,0,0,0,0,4.9708014087276958E-2,0,0,0,0,0,0,0,0]
[5,"TRANSFORMERS","pole mounted ; < = 22 kv ; > 600 kva ; multiple phase",32.842895433441782,71.209772048553475,"",32.842895433441782,59.442915248687292,7.7099231674957238,2,0,0,0,0,0,0,0,0,0,0,0,0,0,0,0,0,0,0,0,0,0,0,0,0,1,0,0,0,0,0,0,0,0,0,0,0,0,0,0,0,0,0,0,0,0,0,0,0,0,0,0,0,0,0,0,0,0,0,0,0,0,0,0,0,0,0,0,0,0,0,0,0,0,0,0,0,0,0,0,0,0,0,0,0,0,0,0,0,0,0,0,null,0,0,0,0,0,0,0,0,0,0,0,0,0,0,0,0,0,0,0,0,0,0,0,0,32.842895433441782,0,0,0,0,0,0,0,0,0,0,0,0,0,0,0,0,0,0,0,0,0,0,0,0,0,0,0,0,0,0,0,0,0,0,0,0,0,0,0,0,0,0,0,0,0,0,0,0,0,0,0,0,0,0,0,0,0,0,0,0,0,0,0,0,0,0]
["","UNDERGROUND CABLES","˂ = 1 kv",0,"","","",0,0,2,263.73,177.23838700001701,185.266847453678,210.41366381008501,146.46195065563401,138.843945413157,119.47205951057001,173.45404825521101,196.327614882798,107.422332782233,85.439456015241007,46.632394115246399,45.776616646682697,58.210553958892802,65.781255809767899,131.65866518544499,148.794693920329,149.76377642182501,124.67878214432,116.926408646518,132.90701827024799,103.09375344511299,77.079771912472907,33.763160052801901,22.395857902982801,17.736970060850101,17.809880533645199,17.330656533049702,8.6597382863853003,11.270849270134301,12.658478765435101,11.015961929127601,13.7196701585277,17.139579147633299,5.6433662959752304,8.6761788831920104,3.5532611529276799,4.6051413276707702,4.6690773101140497,1114.8306439339201,0.32739118028383002,3.0648627912683,6.12328639801654,2.7842915714557699,1.4547959004367299,2.42550198225074,7.1325448818286201,1.78122120304255,1.11430875787441,9.5462968292074404,0.118266355685072,2.2423918569469001E-2,5.7578518460704997E-2,2.0618190066442998E-2,479.85414372169902,0,0,0,0,0,0,0,0,0,0,0,0,0,0,0,0,0,0,0,0,0,0,0,0,0,0,0,0,0,0,0,0,0,0,0,0,null,"","","","","","","","","","","","","","","","","","","","","","","","","","","","","","","","","","","","","","","","","","","","","","","","","","","","","","","","","","","","","","","","","","","","","","","","","","","","","","","","","","","","","","","","","","",""]
["","UNDERGROUND CABLES","> 1 kv & < = 11 kv",0,"","","",0,0,2,0.48000000000000398,1.124539,1.1776063423301899,9.2334135555205101,6.6311229848321995E-2,5.2268544288944001E-2,0,0,0,0,0,0,0,0,0,0,0,0,0,0,0,4.8571407747249997E-3,0,0,0,0,0.89092044348224597,0,0,0,0,0,0,0,0,0,0,0,0,0,0,0,0,0.96862363864513101,1.9276506044888699,0,0,0,0,0.495197162337777,0,0,0,0,1.8612338283280998E-2,0,0,0,0,0,0,0,0,0,0,0,0,0,0,0,0,0,0,0,0,0,0,0,0,0,0,0,0,0,0,0,0,0,0,0,0,null,"","","","","","","","","","","","","","","","","","","","","","","","","","","","","","","","","","","","","","","","","","","","","","","","","","","","","","","","","","","","","","","","","","","","","","","","","","","","","","","","","","","","","","","","","","",""]
[6,"UNDERGROUND CABLES","> 11 kv & < = 22 kv",1180.829944762166,631.06373888415737,"",631.06373888415737,58.425522950854209,7.6436590027848714,2,132.259999999999,155.087253000007,121.64154371657401,106.94894420014001,97.600377351021393,85.666851138041906,62.639791690789203,86.612415955862105,69.374534954060195,49.205263625365497,44.915205697323103,34.274954613218902,36.587043012943603,30.941404802784501,41.310796906054001,44.281144536002699,50.212133634696002,57.419608555050601,47.406166648496999,54.499585632317803,78.813780744913601,61.482855062768898,85.211740917130498,28.0882486677624,12.5523025321224,12.3624927108053,15.3044404226069,6.22316384667816,1.55321492960222,4.8553558918166297,5.4872221622621602,5.4106170537742502,3.9485765243326099,6.1722723269835802,1.9125298216704201,3.2016965650621301,0.77513616432454202,1.12203645612838,4.7372448340922402,211.369104775994,0,1.1344791960193401,1.25233398214433,417.14440855397402,0.23542616601062999,1.19289304089637,1.83968838824039,1.4409719890107999,0.19506690655814199,43.281715447934801,0,1.47250847053721,0,0,1.8514557770929401,0,0,0,0,0,0,0,0,0,0,0,0,0,0,0,0,0,0,0,0,0,0,0,0,0,0,0,0,0,0,0,0,0,0,0,0,null,83464.490104818018,97869.941731457671,76763.567381421875,67491.600596653472,61592.059047640192,54061.243377605257,39529.701147314205,54657.95504689619,43779.753411458893,31051.657636203778,28344.357640103724,21629.681008302719,23088.756158463675,19525.998601173411,26069.745951818517,27944.224632959638,31687.056788862214,36235.432860014982,29916.31277136596,34392.712276767779,49736.519152481385,38799.600393183682,53774.039819992511,17725.475222986093,7921.3029675262378,7801.5208720089349,9658.0773946201443,3927.2130447734348,980.17762076547024,3064.0390427030247,3462.7869338051692,3414.4442276251625,2491.8034647155478,3895.0972520774767,1206.9282199907861,2020.4746051206716,489.16032600297007,708.07652116870531,2989.5034370119088,133387.37754453599,0,715.92868312625762,790.30256510368645,263244.71011669131,148.56891655383049,752.79154247695533,1160.9606326647499,909.34517101249628,123.09965138514764,27313.521175893926,0,929.24670095580382,0,0,1168.3866050709439,0,0,0,0,0,0,0,0,0,0,0,0,0,0,0,0,0,0,0,0,0,0,0,0,0,0,0,0,0,0,0,0,0,0,0,0]
["","UNDERGROUND CABLES","> 33 kv & < = 66 kv",0,"","","",0,0,2,0.47000000000000097,0.250911,0,0,0,0.75741838527685401,0,1.2241582248976799,0,0,0,0,0,0,0.360314888924049,0,0,0,0,0,0,0.70093612879080602,0,0,0,0,0,0,0,0,0,0,0,0,0,0,5.7308697238222299,0,0,0,0,0,0,2.4053916482883899,0,0,0,0,0,0,0,0,0,0,0,0,0,0,0,0,0,0,0,0,0,0,0,0,0,0,0,0,0,0,0,0,0,0,0,0,0,0,0,0,0,0,0,0,0,0,0,null,"","","","","","","","","","","","","","","","","","","","","","","","","","","","","","","","","","","","","","","","","","","","","","","","","","","","","","","","","","","","","","","","","","","","","","","","","","","","","","","","","","","","","","","","","","",""]
["","","","","","","","","","","","","","","","","","","","","","","","","","","","","","","","","","","","","","","","","","","","","","","","","","","","","","","","","","","","","","","","","","","","","","","","","","","","","","","","","","","","","","","","","","","","","","","","","","","","","",null,"","","","","","","","","","","","","","","","","","","","","","","","","","","","","","","","","","","","","","","","","","","","","","","","","","","","","","","","","","","","","","","","","","","","","","","","","","","","","","","","","","","","","","","","","","",""]
["","","","","","","","","","","","","","","","","","","","","","","","","","","","","","","","","","","","","","","","","","","","","","","","","","","","","","","","","","","","","","","","","","","","","","","","","","","","","","","","","","","","","","","","","","","","","","","","","","","","","",null,"","","","","","","","","","","","","","","","","","","","","","","","","","","","","","","","","","","","","","","","","","","","","","","","","","","","","","","","","","","","","","","","","","","","","","","","","","","","","","","","","","","","","","","","","","",""]
["","","","","","","","","","","","","","","","","","","","","","","","","","","","","","","","","","","","","","","","","","","","","","","","","","","","","","","","","","","","","","","","","","","","","","","","","","","","","","","","","","","","","","","","","","","","","","","","","","","","","",null,"","","","","","","","","","","","","","","","","","","","","","","","","","","","","","","","","","","","","","","","","","","","","","","","","","","","","","","","","","","","","","","","","","","","","","","","","","","","","","","","","","","","","","","","","","",""]
["","","","","","","","","","","","","","","","","","","","","","","","","","","","","","","","","","","","","","","","","","","","","","","","","","","","","","","","","","","","","","","","","","","","","","","","","","","","","","","","","","","","","","","","","","","","","","","","","","","","","",null,"","","","","","","","","","","","","","","","","","","","","","","","","","","","","","","","","","","","","","","","","","","","","","","","","","","","","","","","","","","","","","","","","","","","","","","","","","","","","","","","","","","","","","","","","","",""]
["","","","","","","","","","","","","","","","","","","","","","","","","","","","","","","","","","","","","","","","","","","","","","","","","","","","","","","","","","","","","","","","","","","","","","","","","","","","","","","","","","","","","","","","","","","","","","","","","","","","","",null,"","","","","","","","","","","","","","","","","","","","","","","","","","","","","","","","","","","","","","","","","","","","","","","","","","","","","","","","","","","","","","","","","","","","","","","","","","","","","","","","","","","","","","","","","","",""]
["","","","","","","","","","","","","","","","","","","","","","","","","","","","","","","","","","","","","","","","","","","","","","","","","","","","","","","","","","","","","","","","","","","","","","","","","","","","","","","","","","","","","","","","","","","","","","","","","","","","","",null,"","","","","","","","","","","","","","","","","","","","","","","","","","","","","","","","","","","","","","","","","","","","","","","","","","","","","","","","","","","","","","","","","","","","","","","","","","","","","","","","","","","","","","","","","","",""]
["","","","","","","","","","","","","","","","","","","","","","","","","","","","","","","","","","","","","","","","","","","","","","","","","","","","","","","","","","","","","","","","","","","","","","","","","","","","","","","","","","","","","","","","","","","","","","","","","","","","","",null,"","","","","","","","","","","","","","","","","","","","","","","","","","","","","","","","","","","","","","","","","","","","","","","","","","","","","","","","","","","","","","","","","","","","","","","","","","","","","","","","","","","","","","","","","","",""]
["","","","","","","","","","","","","","","","","","","","","","","","","","","","","","","","","","","","","","","","","","","","","","","","","","","","","","","","","","","","","","","","","","","","","","","","","","","","","","","","","","","","","","","","","","","","","","","","","","","","","",null,"","","","","","","","","","","","","","","","","","","","","","","","","","","","","","","","","","","","","","","","","","","","","","","","","","","","","","","","","","","","","","","","","","","","","","","","","","","","","","","","","","","","","","","","","","",""]
["","","","","","","","","","","","","","","","","","","","","","","","","","","","","","","","","","","","","","","","","","","","","","","","","","","","","","","","","","","","","","","","","","","","","","","","","","","","","","","","","","","","","","","","","","","","","","","","","","","","","",null,"","","","","","","","","","","","","","","","","","","","","","","","","","","","","","","","","","","","","","","","","","","","","","","","","","","","","","","","","","","","","","","","","","","","","","","","","","","","","","","","","","","","","","","","","","",""]
["","","","","","","","","","","","","","","","","","","","","","","","","","","","","","","","","","","","","","","","","","","","","","","","","","","","","","","","","","","","","","","","","","","","","","","","","","","","","","","","","","","","","","","","","","","","","","","","","","","","","",null,"","","","","","","","","","","","","","","","","","","","","","","","","","","","","","","","","","","","","","","","","","","","","","","","","","","","","","","","","","","","","","","","","","","","","","","","","","","","","","","","","","","","","","","","","","",""]
["","","","","","","","","","","","","","","","","","","","","","","","","","","","","","","","","","","","","","","","","","","","","","","","","","","","","","","","","","","","","","","","","","","","","","","","","","","","","","","","","","","","","","","","","","","","","","","","","","","","","",null,"","","","","","","","","","","","","","","","","","","","","","","","","","","","","","","","","","","","","","","","","","","","","","","","","","","","","","","","","","","","","","","","","","","","","","","","","","","","","","","","","","","","","","","","","","",""]
["","","","","","","","","","","","","","","","","","","","","","","","","","","","","","","","","","","","","","","","","","","","","","","","","","","","","","","","","","","","","","","","","","","","","","","","","","","","","","","","","","","","","","","","","","","","","","","","","","","","","",null,"","","","","","","","","","","","","","","","","","","","","","","","","","","","","","","","","","","","","","","","","","","","","","","","","","","","","","","","","","","","","","","","","","","","","","","","","","","","","","","","","","","","","","","","","","",""]
["","","","","","","","","","","","","","","","","","","","","","","","","","","","","","","","","","","","","","","","","","","","","","","","","","","","","","","","","","","","","","","","","","","","","","","","","","","","","","","","","","","","","","","","","","","","","","","","","","","","","",null,"","","","","","","","","","","","","","","","","","","","","","","","","","","","","","","","","","","","","","","","","","","","","","","","","","","","","","","","","","","","","","","","","","","","","","","","","","","","","","","","","","","","","","","","","","",""]
["","","","","","","","","","","","","","","","","","","","","","","","","","","","","","","","","","","","","","","","","","","","","","","","","","","","","","","","","","","","","","","","","","","","","","","","","","","","","","","","","","","","","","","","","","","","","","","","","","","","","",null,"","","","","","","","","","","","","","","","","","","","","","","","","","","","","","","","","","","","","","","","","","","","","","","","","","","","","","","","","","","","","","","","","","","","","","","","","","","","","","","","","","","","","","","","","","",""]
["","","","","","","","","","","","","","","","","","","","","","","","","","","","","","","","","","","","","","","","","","","","","","","","","","","","","","","","","","","","","","","","","","","","","","","","","","","","","","","","","","","","","","","","","","","","","","","","","","","","","",null,"","","","","","","","","","","","","","","","","","","","","","","","","","","","","","","","","","","","","","","","","","","","","","","","","","","","","","","","","","","","","","","","","","","","","","","","","","","","","","","","","","","","","","","","","","",""]
["","","","","","","","","","","","","","","","","","","","","","","","","","","","","","","","","","","","","","","","","","","","","","","","","","","","","","","","","","","","","","","","","","","","","","","","","","","","","","","","","","","","","","","","","","","","","","","","","","","","","",null,"","","","","","","","","","","","","","","","","","","","","","","","","","","","","","","","","","","","","","","","","","","","","","","","","","","","","","","","","","","","","","","","","","","","","","","","","","","","","","","","","","","","","","","","","","",""]
["","","","","","","","","","","","","","","","","","","","","","","","","","","","","","","","","","","","","","","","","","","","","","","","","","","","","","","","","","","","","","","","","","","","","","","","","","","","","","","","","","","","","","","","","","","","","","","","","","","","","",null,"","","","","","","","","","","","","","","","","","","","","","","","","","","","","","","","","","","","","","","","","","","","","","","","","","","","","","","","","","","","","","","","","","","","","","","","","","","","","","","","","","","","","","","","","","",""]
["","","","","","","","","","","","","","","","","","","","","","","","","","","","","","","","","","","","","","","","","","","","","","","","","","","","","","","","","","","","","","","","","","","","","","","","","","","","","","","","","","","","","","","","","","","","","","","","","","","","","",null,"","","","","","","","","","","","","","","","","","","","","","","","","","","","","","","","","","","","","","","","","","","","","","","","","","","","","","","","","","","","","","","","","","","","","","","","","","","","","","","","","","","","","","","","","","",""]
["","","","","","","","","","","","","","","","","","","","","","","","","","","","","","","","","","","","","","","","","","","","","","","","","","","","","","","","","","","","","","","","","","","","","","","","","","","","","","","","","","","","","","","","","","","","","","","","","","","","","",null,"","","","","","","","","","","","","","","","","","","","","","","","","","","","","","","","","","","","","","","","","","","","","","","","","","","","","","","","","","","","","","","","","","","","","","","","","","","","","","","","","","","","","","","","","","",""]
["","","","","","","","","","","","","","","","","","","","","","","","","","","","","","","","","","","","","","","","","","","","","","","","","","","","","","","","","","","","","","","","","","","","","","","","","","","","","","","","","","","","","","","","","","","","","","","","","","","","","",null,"","","","","","","","","","","","","","","","","","","","","","","","","","","","","","","","","","","","","","","","","","","","","","","","","","","","","","","","","","","","","","","","","","","","","","","","","","","","","","","","","","","","","","","","","","",""]
["","","","","","","","","","","","","","","","","","","","","","","","","","","","","","","","","","","","","","","","","","","","","","","","","","","","","","","","","","","","","","","","","","","","","","","","","","","","","","","","","","","","","","","","","","","","","","","","","","","","","",null,"","","","","","","","","","","","","","","","","","","","","","","","","","","","","","","","","","","","","","","","","","","","","","","","","","","","","","","","","","","","","","","","","","","","","","","","","","","","","","","","","","","","","","","","","","",""]
["","","","","","","","","","","","","","","","","","","","","","","","","","","","","","","","","","","","","","","","","","","","","","","","","","","","","","","","","","","","","","","","","","","","","","","","","","","","","","","","","","","","","","","","","","","","","","","","","","","","","",null,"","","","","","","","","","","","","","","","","","","","","","","","","","","","","","","","","","","","","","","","","","","","","","","","","","","","","","","","","","","","","","","","","","","","","","","","","","","","","","","","","","","","","","","","","","",""]
["","","","","","","","","","","","","","","","","","","","","","","","","","","","","","","","","","","","","","","","","","","","","","","","","","","","","","","","","","","","","","","","","","","","","","","","","","","","","","","","","","","","","","","","","","","","","","","","","","","","","",null,"","","","","","","","","","","","","","","","","","","","","","","","","","","","","","","","","","","","","","","","","","","","","","","","","","","","","","","","","","","","","","","","","","","","","","","","","","","","","","","","","","","","","","","","","","",""]
["","","","","","","","","","","","","","","","","","","","","","","","","","","","","","","","","","","","","","","","","","","","","","","","","","","","","","","","","","","","","","","","","","","","","","","","","","","","","","","","","","","","","","","","","","","","","","","","","","","","","",null,"","","","","","","","","","","","","","","","","","","","","","","","","","","","","","","","","","","","","","","","","","","","","","","","","","","","","","","","","","","","","","","","","","","","","","","","","","","","","","","","","","","","","","","","","","",""]
["","","","","","","","","","","","","","","","","","","","","","","","","","","","","","","","","","","","","","","","","","","","","","","","","","","","","","","","","","","","","","","","","","","","","","","","","","","","","","","","","","","","","","","","","","","","","","","","","","","","","",null,"","","","","","","","","","","","","","","","","","","","","","","","","","","","","","","","","","","","","","","","","","","","","","","","","","","","","","","","","","","","","","","","","","","","","","","","","","","","","","","","","","","","","","","","","","",""]
["","","","","","","","","","","","","","","","","","","","","","","","","","","","","","","","","","","","","","","","","","","","","","","","","","","","","","","","","","","","","","","","","","","","","","","","","","","","","","","","","","","","","","","","","","","","","","","","","","","","","",null,"","","","","","","","","","","","","","","","","","","","","","","","","","","","","","","","","","","","","","","","","","","","","","","","","","","","","","","","","","","","","","","","","","","","","","","","","","","","","","","","","","","","","","","","","","",""]
["","","","","","","","","","","","","","","","","","","","","","","","","","","","","","","","","","","","","","","","","","","","","","","","","","","","","","","","","","","","","","","","","","","","","","","","","","","","","","","","","","","","","","","","","","","","","","","","","","","","","",null,"","","","","","","","","","","","","","","","","","","","","","","","","","","","","","","","","","","","","","","","","","","","","","","","","","","","","","","","","","","","","","","","","","","","","","","","","","","","","","","","","","","","","","","","","","",""]
["","","","","","","","","","","","","","","","","","","","","","","","","","","","","","","","","","","","","","","","","","","","","","","","","","","","","","","","","","","","","","","","","","","","","","","","","","","","","","","","","","","","","","","","","","","","","","","","","","","","","",null,"","","","","","","","","","","","","","","","","","","","","","","","","","","","","","","","","","","","","","","","","","","","","","","","","","","","","","","","","","","","","","","","","","","","","","","","","","","","","","","","","","","","","","","","","","",""]
["","","","","","","","","","","","","","","","","","","","","","","","","","","","","","","","","","","","","","","","","","","","","","","","","","","","","","","","","","","","","","","","","","","","","","","","","","","","","","","","","","","","","","","","","","","","","","","","","","","","","",null,"","","","","","","","","","","","","","","","","","","","","","","","","","","","","","","","","","","","","","","","","","","","","","","","","","","","","","","","","","","","","","","","","","","","","","","","","","","","","","","","","","","","","","","","","","",""]
["","","","","","","","","","","","","","","","","","","","","","","","","","","","","","","","","","","","","","","","","","","","","","","","","","","","","","","","","","","","","","","","","","","","","","","","","","","","","","","","","","","","","","","","","","","","","","","","","","","","","",null,"","","","","","","","","","","","","","","","","","","","","","","","","","","","","","","","","","","","","","","","","","","","","","","","","","","","","","","","","","","","","","","","","","","","","","","","","","","","","","","","","","","","","","","","","","",""]
["","","","","","","","","","","","","","","","","","","","","","","","","","","","","","","","","","","","","","","","","","","","","","","","","","","","","","","","","","","","","","","","","","","","","","","","","","","","","","","","","","","","","","","","","","","","","","","","","","","","","",null,"","","","","","","","","","","","","","","","","","","","","","","","","","","","","","","","","","","","","","","","","","","","","","","","","","","","","","","","","","","","","","","","","","","","","","","","","","","","","","","","","","","","","","","","","","",""]
["","","","","","","","","","","","","","","","","","","","","","","","","","","","","","","","","","","","","","","","","","","","","","","","","","","","","","","","","","","","","","","","","","","","","","","","","","","","","","","","","","","","","","","","","","","","","","","","","","","","","",null,"","","","","","","","","","","","","","","","","","","","","","","","","","","","","","","","","","","","","","","","","","","","","","","","","","","","","","","","","","","","","","","","","","","","","","","","","","","","","","","","","","","","","","","","","","",""]
["","","","","","","","","","","","","","","","","","","","","","","","","","","","","","","","","","","","","","","","","","","","","","","","","","","","","","","","","","","","","","","","","","","","","","","","","","","","","","","","","","","","","","","","","","","","","","","","","","","","","",null,"","","","","","","","","","","","","","","","","","","","","","","","","","","","","","","","","","","","","","","","","","","","","","","","","","","","","","","","","","","","","","","","","","","","","","","","","","","","","","","","","","","","","","","","","","",""]
["","","","","","","","","","","","","","","","","","","","","","","","","","","","","","","","","","","","","","","","","","","","","","","","","","","","","","","","","","","","","","","","","","","","","","","","","","","","","","","","","","","","","","","","","","","","","","","","","","","","","",null,"","","","","","","","","","","","","","","","","","","","","","","","","","","","","","","","","","","","","","","","","","","","","","","","","","","","","","","","","","","","","","","","","","","","","","","","","","","","","","","","","","","","","","","","","","",""]
["","","","","","","","","","","","","","","","","","","","","","","","","","","","","","","","","","","","","","","","","","","","","","","","","","","","","","","","","","","","","","","","","","","","","","","","","","","","","","","","","","","","","","","","","","","","","","","","","","","","","",null,"","","","","","","","","","","","","","","","","","","","","","","","","","","","","","","","","","","","","","","","","","","","","","","","","","","","","","","","","","","","","","","","","","","","","","","","","","","","","","","","","","","","","","","","","","",""]
["","","","","","","","","","","","","","","","","","","","","","","","","","","","","","","","","","","","","","","","","","","","","","","","","","","","","","","","","","","","","","","","","","","","","","","","","","","","","","","","","","","","","","","","","","","","","","","","","","","","","",null,"","","","","","","","","","","","","","","","","","","","","","","","","","","","","","","","","","","","","","","","","","","","","","","","","","","","","","","","","","","","","","","","","","","","","","","","","","","","","","","","","","","","","","","","","","",""]
["","","","","","","","","","","","","","","","","","","","","","","","","","","","","","","","","","","","","","","","","","","","","","","","","","","","","","","","","","","","","","","","","","","","","","","","","","","","","","","","","","","","","","","","","","","","","","","","","","","","","",null,"","","","","","","","","","","","","","","","","","","","","","","","","","","","","","","","","","","","","","","","","","","","","","","","","","","","","","","","","","","","","","","","","","","","","","","","","","","","","","","","","","","","","","","","","","",""]
["","","","","","","","","","","","","","","","","","","","","","","","","","","","","","","","","","","","","","","","","","","","","","","","","","","","","","","","","","","","","","","","","","","","","","","","","","","","","","","","","","","","","","","","","","","","","","","","","","","","","",null,"","","","","","","","","","","","","","","","","","","","","","","","","","","","","","","","","","","","","","","","","","","","","","","","","","","","","","","","","","","","","","","","","","","","","","","","","","","","","","","","","","","","","","","","","","",""]
["","","","","","","","","","","","","","","","","","","","","","","","","","","","","","","","","","","","","","","","","","","","","","","","","","","","","","","","","","","","","","","","","","","","","","","","","","","","","","","","","","","","","","","","","","","","","","","","","","","","","",null,"","","","","","","","","","","","","","","","","","","","","","","","","","","","","","","","","","","","","","","","","","","","","","","","","","","","","","","","","","","","","","","","","","","","","","","","","","","","","","","","","","","","","","","","","","",""]
["","","","","","","","","","","","","","","","","","","","","","","","","","","","","","","","","","","","","","","","","","","","","","","","","","","","","","","","","","","","","","","","","","","","","","","","","","","","","","","","","","","","","","","","","","","","","","","","","","","","","",null,"","","","","","","","","","","","","","","","","","","","","","","","","","","","","","","","","","","","","","","","","","","","","","","","","","","","","","","","","","","","","","","","","","","","","","","","","","","","","","","","","","","","","","","","","","",""]
["","","","","","","","","","","","","","","","","","","","","","","","","","","","","","","","","","","","","","","","","","","","","","","","","","","","","","","","","","","","","","","","","","","","","","","","","","","","","","","","","","","","","","","","","","","","","","","","","","","","","",null,"","","","","","","","","","","","","","","","","","","","","","","","","","","","","","","","","","","","","","","","","","","","","","","","","","","","","","","","","","","","","","","","","","","","","","","","","","","","","","","","","","","","","","","","","","",""]
["","","","","","","","","","","","","","","","","","","","","","","","","","","","","","","","","","","","","","","","","","","","","","","","","","","","","","","","","","","","","","","","","","","","","","","","","","","","","","","","","","","","","","","","","","","","","","","","","","","","","",null,"","","","","","","","","","","","","","","","","","","","","","","","","","","","","","","","","","","","","","","","","","","","","","","","","","","","","","","","","","","","","","","","","","","","","","","","","","","","","","","","","","","","","","","","","","",""]
["","","","","","","","","","","","","","","","","","","","","","","","","","","","","","","","","","","","","","","","","","","","","","","","","","","","","","","","","","","","","","","","","","","","","","","","","","","","","","","","","","","","","","","","","","","","","","","","","","","","","",null,"","","","","","","","","","","","","","","","","","","","","","","","","","","","","","","","","","","","","","","","","","","","","","","","","","","","","","","","","","","","","","","","","","","","","","","","","","","","","","","","","","","","","","","","","","",""]
["","","","","","","","","","","","","","","","","","","","","","","","","","","","","","","","","","","","","","","","","","","","","","","","","","","","","","","","","","","","","","","","","","","","","","","","","","","","","","","","","","","","","","","","","","","","","","","","","","","","","",null,"","","","","","","","","","","","","","","","","","","","","","","","","","","","","","","","","","","","","","","","","","","","","","","","","","","","","","","","","","","","","","","","","","","","","","","","","","","","","","","","","","","","","","","","","","",""]
["","","","","","","","","","","","","","","","","","","","","","","","","","","","","","","","","","","","","","","","","","","","","","","","","","","","","","","","","","","","","","","","","","","","","","","","","","","","","","","","","","","","","","","","","","","","","","","","","","","","","",null,"","","","","","","","","","","","","","","","","","","","","","","","","","","","","","","","","","","","","","","","","","","","","","","","","","","","","","","","","","","","","","","","","","","","","","","","","","","","","","","","","","","","","","","","","","",""]
["","","","","","","","","","","","","","","","","","","","","","","","","","","","","","","","","","","","","","","","","","","","","","","","","","","","","","","","","","","","","","","","","","","","","","","","","","","","","","","","","","","","","","","","","","","","","","","","","","","","","",null,"","","","","","","","","","","","","","","","","","","","","","","","","","","","","","","","","","","","","","","","","","","","","","","","","","","","","","","","","","","","","","","","","","","","","","","","","","","","","","","","","","","","","","","","","","",""]
["","","","","","","","","","","","","","","","","","","","","","","","","","","","","","","","","","","","","","","","","","","","","","","","","","","","","","","","","","","","","","","","","","","","","","","","","","","","","","","","","","","","","","","","","","","","","","","","","","","","","",null,"","","","","","","","","","","","","","","","","","","","","","","","","","","","","","","","","","","","","","","","","","","","","","","","","","","","","","","","","","","","","","","","","","","","","","","","","","","","","","","","","","","","","","","","","","",""]
["","","","","","","","","","","","","","","","","","","","","","","","","","","","","","","","","","","","","","","","","","","","","","","","","","","","","","","","","","","","","","","","","","","","","","","","","","","","","","","","","","","","","","","","","","","","","","","","","","","","","",null,"","","","","","","","","","","","","","","","","","","","","","","","","","","","","","","","","","","","","","","","","","","","","","","","","","","","","","","","","","","","","","","","","","","","","","","","","","","","","","","","","","","","","","","","","","",""]
["","","","","","","","","","","","","","","","","","","","","","","","","","","","","","","","","","","","","","","","","","","","","","","","","","","","","","","","","","","","","","","","","","","","","","","","","","","","","","","","","","","","","","","","","","","","","","","","","","","","","",null,"","","","","","","","","","","","","","","","","","","","","","","","","","","","","","","","","","","","","","","","","","","","","","","","","","","","","","","","","","","","","","","","","","","","","","","","","","","","","","","","","","","","","","","","","","",""]
["","","","","","","","","","","","","","","","","","","","","","","","","","","","","","","","","","","","","","","","","","","","","","","","","","","","","","","","","","","","","","","","","","","","","","","","","","","","","","","","","","","","","","","","","","","","","","","","","","","","","",null,"","","","","","","","","","","","","","","","","","","","","","","","","","","","","","","","","","","","","","","","","","","","","","","","","","","","","","","","","","","","","","","","","","","","","","","","","","","","","","","","","","","","","","","","","","",""]
["","","","","","","","","","","","","","","","","","","","","","","","","","","","","","","","","","","","","","","","","","","","","","","","","","","","","","","","","","","","","","","","","","","","","","","","","","","","","","","","","","","","","","","","","","","","","","","","","","","","","",null,"","","","","","","","","","","","","","","","","","","","","","","","","","","","","","","","","","","","","","","","","","","","","","","","","","","","","","","","","","","","","","","","","","","","","","","","","","","","","","","","","","","","","","","","","","",""]
["","","","","","","","","","","","","","","","","","","","","","","","","","","","","","","","","","","","","","","","","","","","","","","","","","","","","","","","","","","","","","","","","","","","","","","","","","","","","","","","","","","","","","","","","","","","","","","","","","","","","",null,"","","","","","","","","","","","","","","","","","","","","","","","","","","","","","","","","","","","","","","","","","","","","","","","","","","","","","","","","","","","","","","","","","","","","","","","","","","","","","","","","","","","","","","","","","",""]
["","","","","","","","","","","","","","","","","","","","","","","","","","","","","","","","","","","","","","","","","","","","","","","","","","","","","","","","","","","","","","","","","","","","","","","","","","","","","","","","","","","","","","","","","","","","","","","","","","","","","",null,"","","","","","","","","","","","","","","","","","","","","","","","","","","","","","","","","","","","","","","","","","","","","","","","","","","","","","","","","","","","","","","","","","","","","","","","","","","","","","","","","","","","","","","","","","",""]
["","","","","","","","","","","","","","","","","","","","","","","","","","","","","","","","","","","","","","","","","","","","","","","","","","","","","","","","","","","","","","","","","","","","","","","","","","","","","","","","","","","","","","","","","","","","","","","","","","","","","",null,"","","","","","","","","","","","","","","","","","","","","","","","","","","","","","","","","","","","","","","","","","","","","","","","","","","","","","","","","","","","","","","","","","","","","","","","","","","","","","","","","","","","","","","","","","",""]
["","","","","","","","","","","","","","","","","","","","","","","","","","","","","","","","","","","","","","","","","","","","","","","","","","","","","","","","","","","","","","","","","","","","","","","","","","","","","","","","","","","","","","","","","","","","","","","","","","","","","",null,"","","","","","","","","","","","","","","","","","","","","","","","","","","","","","","","","","","","","","","","","","","","","","","","","","","","","","","","","","","","","","","","","","","","","","","","","","","","","","","","","","","","","","","","","","",""]
["","","","","","","","","","","","","","","","","","","","","","","","","","","","","","","","","","","","","","","","","","","","","","","","","","","","","","","","","","","","","","","","","","","","","","","","","","","","","","","","","","","","","","","","","","","","","","","","","","","","","",null,"","","","","","","","","","","","","","","","","","","","","","","","","","","","","","","","","","","","","","","","","","","","","","","","","","","","","","","","","","","","","","","","","","","","","","","","","","","","","","","","","","","","","","","","","","",""]
["","","","","","","","","","","","","","","","","","","","","","","","","","","","","","","","","","","","","","","","","","","","","","","","","","","","","","","","","","","","","","","","","","","","","","","","","","","","","","","","","","","","","","","","","","","","","","","","","","","","","",null,"","","","","","","","","","","","","","","","","","","","","","","","","","","","","","","","","","","","","","","","","","","","","","","","","","","","","","","","","","","","","","","","","","","","","","","","","","","","","","","","","","","","","","","","","","",""]
["","","","","","","","","","","","","","","","","","","","","","","","","","","","","","","","","","","","","","","","","","","","","","","","","","","","","","","","","","","","","","","","","","","","","","","","","","","","","","","","","","","","","","","","","","","","","","","","","","","","","",null,"","","","","","","","","","","","","","","","","","","","","","","","","","","","","","","","","","","","","","","","","","","","","","","","","","","","","","","","","","","","","","","","","","","","","","","","","","","","","","","","","","","","","","","","","","",""]
["","","","","","","","","","","","","","","","","","","","","","","","","","","","","","","","","","","","","","","","","","","","","","","","","","","","","","","","","","","","","","","","","","","","","","","","","","","","","","","","","","","","","","","","","","","","","","","","","","","","","",null,"","","","","","","","","","","","","","","","","","","","","","","","","","","","","","","","","","","","","","","","","","","","","","","","","","","","","","","","","","","","","","","","","","","","","","","","","","","","","","","","","","","","","","","","","","",""]
["","","","","","","","","","","","","","","","","","","","","","","","","","","","","","","","","","","","","","","","","","","","","","","","","","","","","","","","","","","","","","","","","","","","","","","","","","","","","","","","","","","","","","","","","","","","","","","","","","","","","",null,"","","","","","","","","","","","","","","","","","","","","","","","","","","","","","","","","","","","","","","","","","","","","","","","","","","","","","","","","","","","","","","","","","","","","","","","","","","","","","","","","","","","","","","","","","",""]
["","","","","","","","","","","","","","","","","","","","","","","","","","","","","","","","","","","","","","","","","","","","","","","","","","","","","","","","","","","","","","","","","","","","","","","","","","","","","","","","","","","","","","","","","","","","","","","","","","","","","",null,"","","","","","","","","","","","","","","","","","","","","","","","","","","","","","","","","","","","","","","","","","","","","","","","","","","","","","","","","","","","","","","","","","","","","","","","","","","","","","","","","","","","","","","","","","",""]
["","","","","","","","","","","","","","","","","","","","","","","","","","","","","","","","","","","","","","","","","","","","","","","","","","","","","","","","","","","","","","","","","","","","","","","","","","","","","","","","","","","","","","","","","","","","","","","","","","","","","",null,"","","","","","","","","","","","","","","","","","","","","","","","","","","","","","","","","","","","","","","","","","","","","","","","","","","","","","","","","","","","","","","","","","","","","","","","","","","","","","","","","","","","","","","","","","",""]
["","","","","","","","","","","","","","","","","","","","","","","","","","","","","","","","","","","","","","","","","","","","","","","","","","","","","","","","","","","","","","","","","","","","","","","","","","","","","","","","","","","","","","","","","","","","","","","","","","","","","",null,"","","","","","","","","","","","","","","","","","","","","","","","","","","","","","","","","","","","","","","","","","","","","","","","","","","","","","","","","","","","","","","","","","","","","","","","","","","","","","","","","","","","","","","","","","",""]
["","","","","","","","","","","","","","","","","","","","","","","","","","","","","","","","","","","","","","","","","","","","","","","","","","","","","","","","","","","","","","","","","","","","","","","","","","","","","","","","","","","","","","","","","","","","","","","","","","","","","",null,"","","","","","","","","","","","","","","","","","","","","","","","","","","","","","","","","","","","","","","","","","","","","","","","","","","","","","","","","","","","","","","","","","","","","","","","","","","","","","","","","","","","","","","","","","",""]
["","","","","","","","","","","","","","","","","","","","","","","","","","","","","","","","","","","","","","","","","","","","","","","","","","","","","","","","","","","","","","","","","","","","","","","","","","","","","","","","","","","","","","","","","","","","","","","","","","","","","",null,"","","","","","","","","","","","","","","","","","","","","","","","","","","","","","","","","","","","","","","","","","","","","","","","","","","","","","","","","","","","","","","","","","","","","","","","","","","","","","","","","","","","","","","","","","",""]
["","","","","","","","","","","","","","","","","","","","","","","","","","","","","","","","","","","","","","","","","","","","","","","","","","","","","","","","","","","","","","","","","","","","","","","","","","","","","","","","","","","","","","","","","","","","","","","","","","","","","",null,"","","","","","","","","","","","","","","","","","","","","","","","","","","","","","","","","","","","","","","","","","","","","","","","","","","","","","","","","","","","","","","","","","","","","","","","","","","","","","","","","","","","","","","","","","",""]
["","","","","","","","","","","","","","","","","","","","","","","","","","","","","","","","","","","","","","","","","","","","","","","","","","","","","","","","","","","","","","","","","","","","","","","","","","","","","","","","","","","","","","","","","","","","","","","","","","","","","",null,"","","","","","","","","","","","","","","","","","","","","","","","","","","","","","","","","","","","","","","","","","","","","","","","","","","","","","","","","","","","","","","","","","","","","","","","","","","","","","","","","","","","","","","","","","",""]
["","","","","","","","","","","","","","","","","","","","","","","","","","","","","","","","","","","","","","","","","","","","","","","","","","","","","","","","","","","","","","","","","","","","","","","","","","","","","","","","","","","","","","","","","","","","","","","","","","","","","",null,"","","","","","","","","","","","","","","","","","","","","","","","","","","","","","","","","","","","","","","","","","","","","","","","","","","","","","","","","","","","","","","","","","","","","","","","","","","","","","","","","","","","","","","","","","",""]
["","","","","","","","","","","","","","","","","","","","","","","","","","","","","","","","","","","","","","","","","","","","","","","","","","","","","","","","","","","","","","","","","","","","","","","","","","","","","","","","","","","","","","","","","","","","","","","","","","","","","",null,"","","","","","","","","","","","","","","","","","","","","","","","","","","","","","","","","","","","","","","","","","","","","","","","","","","","","","","","","","","","","","","","","","","","","","","","","","","","","","","","","","","","","","","","","","",""]
["","","","","","","","","","","","","","","","","","","","","","","","","","","","","","","","","","","","","","","","","","","","","","","","","","","","","","","","","","","","","","","","","","","","","","","","","","","","","","","","","","","","","","","","","","","","","","","","","","","","","",null,"","","","","","","","","","","","","","","","","","","","","","","","","","","","","","","","","","","","","","","","","","","","","","","","","","","","","","","","","","","","","","","","","","","","","","","","","","","","","","","","","","","","","","","","","","",""]
["","","","","","","","","","","","","","","","","","","","","","","","","","","","","","","","","","","","","","","","","","","","","","","","","","","","","","","","","","","","","","","","","","","","","","","","","","","","","","","","","","","","","","","","","","","","","","","","","","","","","",null,"","","","","","","","","","","","","","","","","","","","","","","","","","","","","","","","","","","","","","","","","","","","","","","","","","","","","","","","","","","","","","","","","","","","","","","","","","","","","","","","","","","","","","","","","","",""]
["","","","","","","","","","","","","","","","","","","","","","","","","","","","","","","","","","","","","","","","","","","","","","","","","","","","","","","","","","","","","","","","","","","","","","","","","","","","","","","","","","","","","","","","","","","","","","","","","","","","","",null,"","","","","","","","","","","","","","","","","","","","","","","","","","","","","","","","","","","","","","","","","","","","","","","","","","","","","","","","","","","","","","","","","","","","","","","","","","","","","","","","","","","","","","","","","","",""]
["","","","","","","","","","","","","","","","","","","","","","","","","","","","","","","","","","","","","","","","","","","","","","","","","","","","","","","","","","","","","","","","","","","","","","","","","","","","","","","","","","","","","","","","","","","","","","","","","","","","","",null,"","","","","","","","","","","","","","","","","","","","","","","","","","","","","","","","","","","","","","","","","","","","","","","","","","","","","","","","","","","","","","","","","","","","","","","","","","","","","","","","","","","","","","","","","","",""]
["","","","","","","","","","","","","","","","","","","","","","","","","","","","","","","","","","","","","","","","","","","","","","","","","","","","","","","","","","","","","","","","","","","","","","","","","","","","","","","","","","","","","","","","","","","","","","","","","","","","","",null,"","","","","","","","","","","","","","","","","","","","","","","","","","","","","","","","","","","","","","","","","","","","","","","","","","","","","","","","","","","","","","","","","","","","","","","","","","","","","","","","","","","","","","","","","","",""]
["","","","","","","","","","","","","","","","","","","","","","","","","","","","","","","","","","","","","","","","","","","","","","","","","","","","","","","","","","","","","","","","","","","","","","","","","","","","","","","","","","","","","","","","","","","","","","","","","","","","","",null,"","","","","","","","","","","","","","","","","","","","","","","","","","","","","","","","","","","","","","","","","","","","","","","","","","","","","","","","","","","","","","","","","","","","","","","","","","","","","","","","","","","","","","","","","","",""]
["","","","","","","","","","","","","","","","","","","","","","","","","","","","","","","","","","","","","","","","","","","","","","","","","","","","","","","","","","","","","","","","","","","","","","","","","","","","","","","","","","","","","","","","","","","","","","","","","","","","","",null,"","","","","","","","","","","","","","","","","","","","","","","","","","","","","","","","","","","","","","","","","","","","","","","","","","","","","","","","","","","","","","","","","","","","","","","","","","","","","","","","","","","","","","","","","","",""]
["","","","","","","","","","","","","","","","","","","","","","","","","","","","","","","","","","","","","","","","","","","","","","","","","","","","","","","","","","","","","","","","","","","","","","","","","","","","","","","","","","","","","","","","","","","","","","","","","","","","","",null,"","","","","","","","","","","","","","","","","","","","","","","","","","","","","","","","","","","","","","","","","","","","","","","","","","","","","","","","","","","","","","","","","","","","","","","","","","","","","","","","","","","","","","","","","","",""]
["","","","","","","","","","","","","","","","","","","","","","","","","","","","","","","","","","","","","","","","","","","","","","","","","","","","","","","","","","","","","","","","","","","","","","","","","","","","","","","","","","","","","","","","","","","","","","","","","","","","","",null,"","","","","","","","","","","","","","","","","","","","","","","","","","","","","","","","","","","","","","","","","","","","","","","","","","","","","","","","","","","","","","","","","","","","","","","","","","","","","","","","","","","","","","","","","","",""]
["","","","","","","","","","","","","","","","","","","","","","","","","","","","","","","","","","","","","","","","","","","","","","","","","","","","","","","","","","","","","","","","","","","","","","","","","","","","","","","","","","","","","","","","","","","","","","","","","","","","","",null,"","","","","","","","","","","","","","","","","","","","","","","","","","","","","","","","","","","","","","","","","","","","","","","","","","","","","","","","","","","","","","","","","","","","","","","","","","","","","","","","","","","","","","","","","","",""]
["","","","","","","","","","","","","","","","","","","","","","","","","","","","","","","","","","","","","","","","","","","","","","","","","","","","","","","","","","","","","","","","","","","","","","","","","","","","","","","","","","","","","","","","","","","","","","","","","","","","","",null,"","","","","","","","","","","","","","","","","","","","","","","","","","","","","","","","","","","","","","","","","","","","","","","","","","","","","","","","","","","","","","","","","","","","","","","","","","","","","","","","","","","","","","","","","","",""]
["","","","","","","","","","","","","","","","","","","","","","","","","","","","","","","","","","","","","","","","","","","","","","","","","","","","","","","","","","","","","","","","","","","","","","","","","","","","","","","","","","","","","","","","","","","","","","","","","","","","","",null,"","","","","","","","","","","","","","","","","","","","","","","","","","","","","","","","","","","","","","","","","","","","","","","","","","","","","","","","","","","","","","","","","","","","","","","","","","","","","","","","","","","","","","","","","","",""]
["","","","","","","","","","","","","","","","","","","","","","","","","","","","","","","","","","","","","","","","","","","","","","","","","","","","","","","","","","","","","","","","","","","","","","","","","","","","","","","","","","","","","","","","","","","","","","","","","","","","","",null,"","","","","","","","","","","","","","","","","","","","","","","","","","","","","","","","","","","","","","","","","","","","","","","","","","","","","","","","","","","","","","","","","","","","","","","","","","","","","","","","","","","","","","","","","","",""]
["","","","","","","","","","","","","","","","","","","","","","","","","","","","","","","","","","","","","","","","","","","","","","","","","","","","","","","","","","","","","","","","","","","","","","","","","","","","","","","","","","","","","","","","","","","","","","","","","","","","","",null,"","","","","","","","","","","","","","","","","","","","","","","","","","","","","","","","","","","","","","","","","","","","","","","","","","","","","","","","","","","","","","","","","","","","","","","","","","","","","","","","","","","","","","","","","","",""]
["","","","","","","","","","","","","","","","","","","","","","","","","","","","","","","","","","","","","","","","","","","","","","","","","","","","","","","","","","","","","","","","","","","","","","","","","","","","","","","","","","","","","","","","","","","","","","","","","","","","","",null,"","","","","","","","","","","","","","","","","","","","","","","","","","","","","","","","","","","","","","","","","","","","","","","","","","","","","","","","","","","","","","","","","","","","","","","","","","","","","","","","","","","","","","","","","","",""]
["","","","","","","","","","","","","","","","","","","","","","","","","","","","","","","","","","","","","","","","","","","","","","","","","","","","","","","","","","","","","","","","","","","","","","","","","","","","","","","","","","","","","","","","","","","","","","","","","","","","","",null,"","","","","","","","","","","","","","","","","","","","","","","","","","","","","","","","","","","","","","","","","","","","","","","","","","","","","","","","","","","","","","","","","","","","","","","","","","","","","","","","","","","","","","","","","","",""]
["","","","","","","","","","","","","","","","","","","","","","","","","","","","","","","","","","","","","","","","","","","","","","","","","","","","","","","","","","","","","","","","","","","","","","","","","","","","","","","","","","","","","","","","","","","","","","","","","","","","","",null,"","","","","","","","","","","","","","","","","","","","","","","","","","","","","","","","","","","","","","","","","","","","","","","","","","","","","","","","","","","","","","","","","","","","","","","","","","","","","","","","","","","","","","","","","","",""]
["","","","","","","","","","","","","","","","","","","","","","","","","","","","","","","","","","","","","","","","","","","","","","","","","","","","","","","","","","","","","","","","","","","","","","","","","","","","","","","","","","","","","","","","","","","","","","","","","","","","","",null,"","","","","","","","","","","","","","","","","","","","","","","","","","","","","","","","","","","","","","","","","","","","","","","","","","","","","","","","","","","","","","","","","","","","","","","","","","","","","","","","","","","","","","","","","","",""]
["","","","","","","","","","","","","","","","","","","","","","","","","","","","","","","","","","","","","","","","","","","","","","","","","","","","","","","","","","","","","","","","","","","","","","","","","","","","","","","","","","","","","","","","","","","","","","","","","","","","","",null,"","","","","","","","","","","","","","","","","","","","","","","","","","","","","","","","","","","","","","","","","","","","","","","","","","","","","","","","","","","","","","","","","","","","","","","","","","","","","","","","","","","","","","","","","","",""]
["","","","","","","","","","","","","","","","","","","","","","","","","","","","","","","","","","","","","","","","","","","","","","","","","","","","","","","","","","","","","","","","","","","","","","","","","","","","","","","","","","","","","","","","","","","","","","","","","","","","","",null,"","","","","","","","","","","","","","","","","","","","","","","","","","","","","","","","","","","","","","","","","","","","","","","","","","","","","","","","","","","","","","","","","","","","","","","","","","","","","","","","","","","","","","","","","","",""]
["","","","","","","","","","","","","","","","","","","","","","","","","","","","","","","","","","","","","","","","","","","","","","","","","","","","","","","","","","","","","","","","","","","","","","","","","","","","","","","","","","","","","","","","","","","","","","","","","","","","","",null,"","","","","","","","","","","","","","","","","","","","","","","","","","","","","","","","","","","","","","","","","","","","","","","","","","","","","","","","","","","","","","","","","","","","","","","","","","","","","","","","","","","","","","","","","","",""]
["","","","","","","","","","","","","","","","","","","","","","","","","","","","","","","","","","","","","","","","","","","","","","","","","","","","","","","","","","","","","","","","","","","","","","","","","","","","","","","","","","","","","","","","","","","","","","","","","","","","","",null,"","","","","","","","","","","","","","","","","","","","","","","","","","","","","","","","","","","","","","","","","","","","","","","","","","","","","","","","","","","","","","","","","","","","","","","","","","","","","","","","","","","","","","","","","","",""]
["","","","","","","","","","","","","","","","","","","","","","","","","","","","","","","","","","","","","","","","","","","","","","","","","","","","","","","","","","","","","","","","","","","","","","","","","","","","","","","","","","","","","","","","","","","","","","","","","","","","","",null,"","","","","","","","","","","","","","","","","","","","","","","","","","","","","","","","","","","","","","","","","","","","","","","","","","","","","","","","","","","","","","","","","","","","","","","","","","","","","","","","","","","","","","","","","","",""]
["","","","","","","","","","","","","","","","","","","","","","","","","","","","","","","","","","","","","","","","","","","","","","","","","","","","","","","","","","","","","","","","","","","","","","","","","","","","","","","","","","","","","","","","","","","","","","","","","","","","","",null,"","","","","","","","","","","","","","","","","","","","","","","","","","","","","","","","","","","","","","","","","","","","","","","","","","","","","","","","","","","","","","","","","","","","","","","","","","","","","","","","","","","","","","","","","","",""]
["","","","","","","","","","","","","","","","","","","","","","","","","","","","","","","","","","","","","","","","","","","","","","","","","","","","","","","","","","","","","","","","","","","","","","","","","","","","","","","","","","","","","","","","","","","","","","","","","","","","","",null,"","","","","","","","","","","","","","","","","","","","","","","","","","","","","","","","","","","","","","","","","","","","","","","","","","","","","","","","","","","","","","","","","","","","","","","","","","","","","","","","","","","","","","","","","","",""]
["","","","","","","","","","","","","","","","","","","","","","","","","","","","","","","","","","","","","","","","","","","","","","","","","","","","","","","","","","","","","","","","","","","","","","","","","","","","","","","","","","","","","","","","","","","","","","","","","","","","","",null,"","","","","","","","","","","","","","","","","","","","","","","","","","","","","","","","","","","","","","","","","","","","","","","","","","","","","","","","","","","","","","","","","","","","","","","","","","","","","","","","","","","","","","","","","","",""]
["","","","","","","","","","","","","","","","","","","","","","","","","","","","","","","","","","","","","","","","","","","","","","","","","","","","","","","","","","","","","","","","","","","","","","","","","","","","","","","","","","","","","","","","","","","","","","","","","","","","","",null,"","","","","","","","","","","","","","","","","","","","","","","","","","","","","","","","","","","","","","","","","","","","","","","","","","","","","","","","","","","","","","","","","","","","","","","","","","","","","","","","","","","","","","","","","","",""]
["","","","","","","","","","","","","","","","","","","","","","","","","","","","","","","","","","","","","","","","","","","","","","","","","","","","","","","","","","","","","","","","","","","","","","","","","","","","","","","","","","","","","","","","","","","","","","","","","","","","","",null,"","","","","","","","","","","","","","","","","","","","","","","","","","","","","","","","","","","","","","","","","","","","","","","","","","","","","","","","","","","","","","","","","","","","","","","","","","","","","","","","","","","","","","","","","","",""]
["","","","","","","","","","","","","","","","","","","","","","","","","","","","","","","","","","","","","","","","","","","","","","","","","","","","","","","","","","","","","","","","","","","","","","","","","","","","","","","","","","","","","","","","","","","","","","","","","","","","","",null,"","","","","","","","","","","","","","","","","","","","","","","","","","","","","","","","","","","","","","","","","","","","","","","","","","","","","","","","","","","","","","","","","","","","","","","","","","","","","","","","","","","","","","","","","","",""]
["","","","","","","","","","","","","","","","","","","","","","","","","","","","","","","","","","","","","","","","","","","","","","","","","","","","","","","","","","","","","","","","","","","","","","","","","","","","","","","","","","","","","","","","","","","","","","","","","","","","","",null,"","","","","","","","","","","","","","","","","","","","","","","","","","","","","","","","","","","","","","","","","","","","","","","","","","","","","","","","","","","","","","","","","","","","","","","","","","","","","","","","","","","","","","","","","","",""]
["","","","","","","","","","","","","","","","","","","","","","","","","","","","","","","","","","","","","","","","","","","","","","","","","","","","","","","","","","","","","","","","","","","","","","","","","","","","","","","","","","","","","","","","","","","","","","","","","","","","","",null,"","","","","","","","","","","","","","","","","","","","","","","","","","","","","","","","","","","","","","","","","","","","","","","","","","","","","","","","","","","","","","","","","","","","","","","","","","","","","","","","","","","","","","","","","","",""]
["","","","","","","","","","","","","","","","","","","","","","","","","","","","","","","","","","","","","","","","","","","","","","","","","","","","","","","","","","","","","","","","","","","","","","","","","","","","","","","","","","","","","","","","","","","","","","","","","","","","","",null,"","","","","","","","","","","","","","","","","","","","","","","","","","","","","","","","","","","","","","","","","","","","","","","","","","","","","","","","","","","","","","","","","","","","","","","","","","","","","","","","","","","","","","","","","","",""]
["","","","","","","","","","","","","","","","","","","","","","","","","","","","","","","","","","","","","","","","","","","","","","","","","","","","","","","","","","","","","","","","","","","","","","","","","","","","","","","","","","","","","","","","","","","","","","","","","","","","","",null,"","","","","","","","","","","","","","","","","","","","","","","","","","","","","","","","","","","","","","","","","","","","","","","","","","","","","","","","","","","","","","","","","","","","","","","","","","","","","","","","","","","","","","","","","","",""]
["","","","","","","","","","","","","","","","","","","","","","","","","","","","","","","","","","","","","","","","","","","","","","","","","","","","","","","","","","","","","","","","","","","","","","","","","","","","","","","","","","","","","","","","","","","","","","","","","","","","","",null,"","","","","","","","","","","","","","","","","","","","","","","","","","","","","","","","","","","","","","","","","","","","","","","","","","","","","","","","","","","","","","","","","","","","","","","","","","","","","","","","","","","","","","","","","","",""]
["","","","","","","","","","","","","","","","","","","","","","","","","","","","","","","","","","","","","","","","","","","","","","","","","","","","","","","","","","","","","","","","","","","","","","","","","","","","","","","","","","","","","","","","","","","","","","","","","","","","","",null,"","","","","","","","","","","","","","","","","","","","","","","","","","","","","","","","","","","","","","","","","","","","","","","","","","","","","","","","","","","","","","","","","","","","","","","","","","","","","","","","","","","","","","","","","","",""]
["","","","","","","","","","","","","","","","","","","","","","","","","","","","","","","","","","","","","","","","","","","","","","","","","","","","","","","","","","","","","","","","","","","","","","","","","","","","","","","","","","","","","","","","","","","","","","","","","","","","","",null,"","","","","","","","","","","","","","","","","","","","","","","","","","","","","","","","","","","","","","","","","","","","","","","","","","","","","","","","","","","","","","","","","","","","","","","","","","","","","","","","","","","","","","","","","","",""]
["","","","","","","","","","","","","","","","","","","","","","","","","","","","","","","","","","","","","","","","","","","","","","","","","","","","","","","","","","","","","","","","","","","","","","","","","","","","","","","","","","","","","","","","","","","","","","","","","","","","","",null,"","","","","","","","","","","","","","","","","","","","","","","","","","","","","","","","","","","","","","","","","","","","","","","","","","","","","","","","","","","","","","","","","","","","","","","","","","","","","","","","","","","","","","","","","","",""]
["","","","","","","","","","","","","","","","","","","","","","","","","","","","","","","","","","","","","","","","","","","","","","","","","","","","","","","","","","","","","","","","","","","","","","","","","","","","","","","","","","","","","","","","","","","","","","","","","","","","","",null,"","","","","","","","","","","","","","","","","","","","","","","","","","","","","","","","","","","","","","","","","","","","","","","","","","","","","","","","","","","","","","","","","","","","","","","","","","","","","","","","","","","","","","","","","","",""]
["","","","","","","","","","","","","","","","","","","","","","","","","","","","","","","","","","","","","","","","","","","","","","","","","","","","","","","","","","","","","","","","","","","","","","","","","","","","","","","","","","","","","","","","","","","","","","","","","","","","","",null,"","","","","","","","","","","","","","","","","","","","","","","","","","","","","","","","","","","","","","","","","","","","","","","","","","","","","","","","","","","","","","","","","","","","","","","","","","","","","","","","","","","","","","","","","","",""]
["","","","","","","","","","","","","","","","","","","","","","","","","","","","","","","","","","","","","","","","","","","","","","","","","","","","","","","","","","","","","","","","","","","","","","","","","","","","","","","","","","","","","","","","","","","","","","","","","","","","","",null,"","","","","","","","","","","","","","","","","","","","","","","","","","","","","","","","","","","","","","","","","","","","","","","","","","","","","","","","","","","","","","","","","","","","","","","","","","","","","","","","","","","","","","","","","","",""]
["","","","","","","","","","","","","","","","","","","","","","","","","","","","","","","","","","","","","","","","","","","","","","","","","","","","","","","","","","","","","","","","","","","","","","","","","","","","","","","","","","","","","","","","","","","","","","","","","","","","","",null,"","","","","","","","","","","","","","","","","","","","","","","","","","","","","","","","","","","","","","","","","","","","","","","","","","","","","","","","","","","","","","","","","","","","","","","","","","","","","","","","","","","","","","","","","","",""]
["","","","","","","","","","","","","","","","","","","","","","","","","","","","","","","","","","","","","","","","","","","","","","","","","","","","","","","","","","","","","","","","","","","","","","","","","","","","","","","","","","","","","","","","","","","","","","","","","","","","","",null,"","","","","","","","","","","","","","","","","","","","","","","","","","","","","","","","","","","","","","","","","","","","","","","","","","","","","","","","","","","","","","","","","","","","","","","","","","","","","","","","","","","","","","","","","","",""]
["","","","","","","","","","","","","","","","","","","","","","","","","","","","","","","","","","","","","","","","","","","","","","","","","","","","","","","","","","","","","","","","","","","","","","","","","","","","","","","","","","","","","","","","","","","","","","","","","","","","","",null,"","","","","","","","","","","","","","","","","","","","","","","","","","","","","","","","","","","","","","","","","","","","","","","","","","","","","","","","","","","","","","","","","","","","","","","","","","","","","","","","","","","","","","","","","","",""]
["","","","","","","","","","","","","","","","","","","","","","","","","","","","","","","","","","","","","","","","","","","","","","","","","","","","","","","","","","","","","","","","","","","","","","","","","","","","","","","","","","","","","","","","","","","","","","","","","","","","","",null,"","","","","","","","","","","","","","","","","","","","","","","","","","","","","","","","","","","","","","","","","","","","","","","","","","","","","","","","","","","","","","","","","","","","","","","","","","","","","","","","","","","","","","","","","","",""]
["","","","","","","","","","","","","","","","","","","","","","","","","","","","","","","","","","","","","","","","","","","","","","","","","","","","","","","","","","","","","","","","","","","","","","","","","","","","","","","","","","","","","","","","","","","","","","","","","","","","","",null,"","","","","","","","","","","","","","","","","","","","","","","","","","","","","","","","","","","","","","","","","","","","","","","","","","","","","","","","","","","","","","","","","","","","","","","","","","","","","","","","","","","","","","","","","","",""]
["","","","","","","","","","","","","","","","","","","","","","","","","","","","","","","","","","","","","","","","","","","","","","","","","","","","","","","","","","","","","","","","","","","","","","","","","","","","","","","","","","","","","","","","","","","","","","","","","","","","","",null,"","","","","","","","","","","","","","","","","","","","","","","","","","","","","","","","","","","","","","","","","","","","","","","","","","","","","","","","","","","","","","","","","","","","","","","","","","","","","","","","","","","","","","","","","","",""]
["","","","","","","","","","","","","","","","","","","","","","","","","","","","","","","","","","","","","","","","","","","","","","","","","","","","","","","","","","","","","","","","","","","","","","","","","","","","","","","","","","","","","","","","","","","","","","","","","","","","","",null,"","","","","","","","","","","","","","","","","","","","","","","","","","","","","","","","","","","","","","","","","","","","","","","","","","","","","","","","","","","","","","","","","","","","","","","","","","","","","","","","","","","","","","","","","","",""]
["","","","","","","","","","","","","","","","","","","","","","","","","","","","","","","","","","","","","","","","","","","","","","","","","","","","","","","","","","","","","","","","","","","","","","","","","","","","","","","","","","","","","","","","","","","","","","","","","","","","","",null,"","","","","","","","","","","","","","","","","","","","","","","","","","","","","","","","","","","","","","","","","","","","","","","","","","","","","","","","","","","","","","","","","","","","","","","","","","","","","","","","","","","","","","","","","","",""]
["","","","","","","","","","","","","","","","","","","","","","","","","","","","","","","","","","","","","","","","","","","","","","","","","","","","","","","","","","","","","","","","","","","","","","","","","","","","","","","","","","","","","","","","","","","","","","","","","","","","","",null,"","","","","","","","","","","","","","","","","","","","","","","","","","","","","","","","","","","","","","","","","","","","","","","","","","","","","","","","","","","","","","","","","","","","","","","","","","","","","","","","","","","","","","","","","","",""]
["","","","","","","","","","","","","","","","","","","","","","","","","","","","","","","","","","","","","","","","","","","","","","","","","","","","","","","","","","","","","","","","","","","","","","","","","","","","","","","","","","","","","","","","","","","","","","","","","","","","","",null,"","","","","","","","","","","","","","","","","","","","","","","","","","","","","","","","","","","","","","","","","","","","","","","","","","","","","","","","","","","","","","","","","","","","","","","","","","","","","","","","","","","","","","","","","","",""]
["","","","","","","","","","","","","","","","","","","","","","","","","","","","","","","","","","","","","","","","","","","","","","","","","","","","","","","","","","","","","","","","","","","","","","","","","","","","","","","","","","","","","","","","","","","","","","","","","","","","","",null,"","","","","","","","","","","","","","","","","","","","","","","","","","","","","","","","","","","","","","","","","","","","","","","","","","","","","","","","","","","","","","","","","","","","","","","","","","","","","","","","","","","","","","","","","","",""]
["","","","","","","","","","","","","","","","","","","","","","","","","","","","","","","","","","","","","","","","","","","","","","","","","","","","","","","","","","","","","","","","","","","","","","","","","","","","","","","","","","","","","","","","","","","","","","","","","","","","","",null,"","","","","","","","","","","","","","","","","","","","","","","","","","","","","","","","","","","","","","","","","","","","","","","","","","","","","","","","","","","","","","","","","","","","","","","","","","","","","","","","","","","","","","","","","","",""]
["","","","","","","","","","","","","","","","","","","","","","","","","","","","","","","","","","","","","","","","","","","","","","","","","","","","","","","","","","","","","","","","","","","","","","","","","","","","","","","","","","","","","","","","","","","","","","","","","","","","","",null,"","","","","","","","","","","","","","","","","","","","","","","","","","","","","","","","","","","","","","","","","","","","","","","","","","","","","","","","","","","","","","","","","","","","","","","","","","","","","","","","","","","","","","","","","","",""]
["","","","","","","","","","","","","","","","","","","","","","","","","","","","","","","","","","","","","","","","","","","","","","","","","","","","","","","","","","","","","","","","","","","","","","","","","","","","","","","","","","","","","","","","","","","","","","","","","","","","","",null,"","","","","","","","","","","","","","","","","","","","","","","","","","","","","","","","","","","","","","","","","","","","","","","","","","","","","","","","","","","","","","","","","","","","","","","","","","","","","","","","","","","","","","","","","","",""]
["","","","","","","","","","","","","","","","","","","","","","","","","","","","","","","","","","","","","","","","","","","","","","","","","","","","","","","","","","","","","","","","","","","","","","","","","","","","","","","","","","","","","","","","","","","","","","","","","","","","","",null,"","","","","","","","","","","","","","","","","","","","","","","","","","","","","","","","","","","","","","","","","","","","","","","","","","","","","","","","","","","","","","","","","","","","","","","","","","","","","","","","","","","","","","","","","","",""]
["","","","","","","","","","","","","","","","","","","","","","","","","","","","","","","","","","","","","","","","","","","","","","","","","","","","","","","","","","","","","","","","","","","","","","","","","","","","","","","","","","","","","","","","","","","","","","","","","","","","","",null,"","","","","","","","","","","","","","","","","","","","","","","","","","","","","","","","","","","","","","","","","","","","","","","","","","","","","","","","","","","","","","","","","","","","","","","","","","","","","","","","","","","","","","","","","","",""]
["","","","","","","","","","","","","","","","","","","","","","","","","","","","","","","","","","","","","","","","","","","","","","","","","","","","","","","","","","","","","","","","","","","","","","","","","","","","","","","","","","","","","","","","","","","","","","","","","","","","","",null,"","","","","","","","","","","","","","","","","","","","","","","","","","","","","","","","","","","","","","","","","","","","","","","","","","","","","","","","","","","","","","","","","","","","","","","","","","","","","","","","","","","","","","","","","","",""]
["","","","","","","","","","","","","","","","","","","","","","","","","","","","","","","","","","","","","","","","","","","","","","","","","","","","","","","","","","","","","","","","","","","","","","","","","","","","","","","","","","","","","","","","","","","","","","","","","","","","","",null,"","","","","","","","","","","","","","","","","","","","","","","","","","","","","","","","","","","","","","","","","","","","","","","","","","","","","","","","","","","","","","","","","","","","","","","","","","","","","","","","","","","","","","","","","","",""]
["","","","","","","","","","","","","","","","","","","","","","","","","","","","","","","","","","","","","","","","","","","","","","","","","","","","","","","","","","","","","","","","","","","","","","","","","","","","","","","","","","","","","","","","","","","","","","","","","","","","","",null,"","","","","","","","","","","","","","","","","","","","","","","","","","","","","","","","","","","","","","","","","","","","","","","","","","","","","","","","","","","","","","","","","","","","","","","","","","","","","","","","","","","","","","","","","","",""]
["","","","","","","","","","","","","","","","","","","","","","","","","","","","","","","","","","","","","","","","","","","","","","","","","","","","","","","","","","","","","","","","","","","","","","","","","","","","","","","","","","","","","","","","","","","","","","","","","","","","","",null,"","","","","","","","","","","","","","","","","","","","","","","","","","","","","","","","","","","","","","","","","","","","","","","","","","","","","","","","","","","","","","","","","","","","","","","","","","","","","","","","","","","","","","","","","","",""]
["","","","","","","","","","","","","","","","","","","","","","","","","","","","","","","","","","","","","","","","","","","","","","","","","","","","","","","","","","","","","","","","","","","","","","","","","","","","","","","","","","","","","","","","","","","","","","","","","","","","","",null,"","","","","","","","","","","","","","","","","","","","","","","","","","","","","","","","","","","","","","","","","","","","","","","","","","","","","","","","","","","","","","","","","","","","","","","","","","","","","","","","","","","","","","","","","","",""]
["","","","","","","","","","","","","","","","","","","","","","","","","","","","","","","","","","","","","","","","","","","","","","","","","","","","","","","","","","","","","","","","","","","","","","","","","","","","","","","","","","","","","","","","","","","","","","","","","","","","","",null,"","","","","","","","","","","","","","","","","","","","","","","","","","","","","","","","","","","","","","","","","","","","","","","","","","","","","","","","","","","","","","","","","","","","","","","","","","","","","","","","","","","","","","","","","","",""]
["","","","","","","","","","","","","","","","","","","","","","","","","","","","","","","","","","","","","","","","","","","","","","","","","","","","","","","","","","","","","","","","","","","","","","","","","","","","","","","","","","","","","","","","","","","","","","","","","","","","","",null,"","","","","","","","","","","","","","","","","","","","","","","","","","","","","","","","","","","","","","","","","","","","","","","","","","","","","","","","","","","","","","","","","","","","","","","","","","","","","","","","","","","","","","","","","","",""]
["","","","","","","","","","","","","","","","","","","","","","","","","","","","","","","","","","","","","","","","","","","","","","","","","","","","","","","","","","","","","","","","","","","","","","","","","","","","","","","","","","","","","","","","","","","","","","","","","","","","","",null,"","","","","","","","","","","","","","","","","","","","","","","","","","","","","","","","","","","","","","","","","","","","","","","","","","","","","","","","","","","","","","","","","","","","","","","","","","","","","","","","","","","","","","","","","","",""]
["","","","","","","","","","","","","","","","","","","","","","","","","","","","","","","","","","","","","","","","","","","","","","","","","","","","","","","","","","","","","","","","","","","","","","","","","","","","","","","","","","","","","","","","","","","","","","","","","","","","","",null,"","","","","","","","","","","","","","","","","","","","","","","","","","","","","","","","","","","","","","","","","","","","","","","","","","","","","","","","","","","","","","","","","","","","","","","","","","","","","","","","","","","","","","","","","","",""]
["","","","","","","","","","","","","","","","","","","","","","","","","","","","","","","","","","","","","","","","","","","","","","","","","","","","","","","","","","","","","","","","","","","","","","","","","","","","","","","","","","","","","","","","","","","","","","","","","","","","","",null,"","","","","","","","","","","","","","","","","","","","","","","","","","","","","","","","","","","","","","","","","","","","","","","","","","","","","","","","","","","","","","","","","","","","","","","","","","","","","","","","","","","","","","","","","","",""]
["","","","","","","","","","","","","","","","","","","","","","","","","","","","","","","","","","","","","","","","","","","","","","","","","","","","","","","","","","","","","","","","","","","","","","","","","","","","","","","","","","","","","","","","","","","","","","","","","","","","","",null,"","","","","","","","","","","","","","","","","","","","","","","","","","","","","","","","","","","","","","","","","","","","","","","","","","","","","","","","","","","","","","","","","","","","","","","","","","","","","","","","","","","","","","","","","","",""]

{"sheet":"Cost scenario - output","index":3,"n_rows":175,"n_cols":43,"rows_kept":175,"cut":false,"hidden":false,"merged":[]}
[null,null,null,"Replacement expenditure forecast ($,000)",null,null,null,null,null,null,null,null,null,null,null,null,null,null,null,null,null,null,null,"Replacement quantity forecast (#)"]
[null,null,null,1,2,3,4,5,6,7,8,9,10,11,12,13,14,15,16,17,18,19,20,1,2,3,4,5,6,7,8,9,10,11,12,13,14,15,16,17,18,19,20]
[]
[]
["ID","Asset group",null,2020,2021,2022,2023,2024,2025,2026,2027,2028,2029,2030,2031,2032,2033,2034,2035,2036,2037,2038,2039,2020,2021,2022,2023,2024,2025,2026,2027,2028,2029,2030,2031,2032,2033,2034,2035,2036,2037,2038,2039]
[{"$f":"IFERROR(IF('Historical scenario - output'!A6=\"\",\"\",'Historical scenario - output'!A6),\"\")","v":1},{"$f":"IFERROR(IF('Historical scenario - output'!B6=\"\",\"\",'Historical scenario - output'!B6),\"\")","v":"OVERHEAD CONDUCTORS"},null,{"$f":"IFERROR(IF($A6=\"\",\"\",SUMIFS(D$21:D$175,$A$21:$A$175,$A6)),\"\")","v":0},{"$f":"IFERROR(IF($A6=\"\",\"\",SUMIFS(E$21:E$175,$A$21:$A$175,$A6)),\"\")","v":0},0,0,0,0,0,0,0,0,0,0,0,0,0,0,0,{"$f":"IFERROR(IF($A6=\"\",\"\",SUMIFS(U$21:U$175,$A$21:$A$175,$A6)),\"\")","v":0},0,0,{"$f":"IFERROR(IF($A6=\"\",\"\",SUMIFS(X$21:X$175,$A$21:$A$175,$A6)),\"\")","v":0},{"$f":"IFERROR(IF($A6=\"\",\"\",SUMIFS(Y$21:Y$175,$A$21:$A$175,$A6)),\"\")","v":0},0,0,0,0,0,0,0,0,0,0,0,0,0,0,0,{"$f":"IFERROR(IF($A6=\"\",\"\",SUMIFS(AO$21:AO$175,$A$21:$A$175,$A6)),\"\")","v":0},0,0]
[{"$f":"IFERROR(IF('Historical scenario - output'!A7=\"\",\"\",'Historical scenario - output'!A7),\"\")","v":2},{"$f":"IFERROR(IF('Historical scenario - output'!B7=\"\",\"\",'Historical scenario - output'!B7),\"\")","v":"POLES"},null,{"$f":"IFERROR(IF($A7=\"\",\"\",SUMIFS(D$21:D$175,$A$21:$A$175,$A7)),\"\")","v":0},0,0,0,0,0,0,0,0,0,0,0,0,0,0,0,0,0,0,0,0,0,0,0,0,0,0,0,0,0,0,0,0,0,0,0,0,0,0,0]
[{"$f":"IFERROR(IF('Historical scenario - output'!A8=\"\",\"\",'Historical scenario - output'!A8),\"\")","v":3},{"$f":"IFERROR(IF('Historical scenario - output'!B8=\"\",\"\",'Historical scenario - output'!B8),\"\")","v":"SERVICE LINES"},null,0,0,0,0,0,0,0,0,0,0,0,0,0,0,0,0,0,0,0,0,0,0,0,0,0,0,0,0,0,0,0,0,0,0,0,0,0,0,0,0]
[{"$f":"IFERROR(IF('Historical scenario - output'!A9=\"\",\"\",'Historical scenario - output'!A9),\"\")","v":4},{"$f":"IFERROR(IF('Historical scenario - output'!B9=\"\",\"\",'Historical scenario - output'!B9),\"\")","v":"SWITCHGEAR"},null,0,0,0,0,0,0,0,0,0,0,0,0,0,0,0,0,0,0,0,0,0,0,0,0,0,0,0,0,0,0,0,0,0,0,0,0,0,0,0,0]
[{"$f":"IFERROR(IF('Historical scenario - output'!A10=\"\",\"\",'Historical scenario - output'!A10),\"\")","v":5},{"$f":"IFERROR(IF('Historical scenario - output'!B10=\"\",\"\",'Historical scenario - output'!B10),\"\")","v":"TRANSFORMERS"},null,0,0,0,0,0,0,0,0,0,0,0,0,0,0,0,0,0,0,0,0,0,0,0,0,0,0,0,0,0,0,0,0,0,0,0,0,0,0,0,0]
[{"$f":"IFERROR(IF('Historical scenario - output'!A11=\"\",\"\",'Historical scenario - output'!A11),\"\")","v":6},{"$f":"IFERROR(IF('Historical scenario - output'!B11=\"\",\"\",'Historical scenario - output'!B11),\"\")","v":"UNDERGROUND CABLES"},null,0,0,0,0,0,0,0,0,0,0,0,0,0,0,0,0,0,0,0,0,0,0,0,0,0,0,0,0,0,0,0,0,0,0,0,0,0,0,0,0]
[{"$f":"IFERROR(IF('Historical scenario - output'!A12=\"\",\"\",'Historical scenario - output'!A12),\"\")","v":""},{"$f":"IFERROR(IF('Historical scenario - output'!B12=\"\",\"\",'Historical scenario - output'!B12),\"\")","v":""},null,"","","","","","","","","","","","","","","","","","","","","","","","","","","","","","","","","","","","","","","",""]
[{"$f":"IFERROR(IF('Historical scenario - output'!A13=\"\",\"\",'Historical scenario - output'!A13),\"\")","v":""},{"$f":"IFERROR(IF('Historical scenario - output'!B13=\"\",\"\",'Historical scenario - output'!B13),\"\")","v":""},null,"","","","","","","","","","","","","","","","","","","","","","","","","","","","","","","","","","","","","","","",""]
[{"$f":"IFERROR(IF('Historical scenario - output'!A14=\"\",\"\",'Historical scenario - output'!A14),\"\")","v":""},{"$f":"IFERROR(IF('Historical scenario - output'!B14=\"\",\"\",'Historical scenario - output'!B14),\"\")","v":""},null,"","","","","","","","","","","","","","","","","","","","","","","","","","","","","","","","","","","","","","","",""]
[{"$f":"IFERROR(IF('Historical scenario - output'!A15=\"\",\"\",'Historical scenario - output'!A15),\"\")","v":""},{"$f":"IFERROR(IF('Historical scenario - output'!B15=\"\",\"\",'Historical scenario - output'!B15),\"\")","v":""},null,"","","","","","","","","","","","","","","","","","","","","","","","","","","","","","","","","","","","","","","",""]
[{"$f":"IFERROR(IF('Historical scenario - output'!A16=\"\",\"\",'Historical scenario - output'!A16),\"\")","v":""},{"$f":"IFERROR(IF('Historical scenario - output'!B16=\"\",\"\",'Historical scenario - output'!B16),\"\")","v":""},null,"","","","","","","","","","","","","","","","","","","","","","","","","","","","","","","","","","","","","","","",""]
[{"$f":"IFERROR(IF('Historical scenario - output'!A17=\"\",\"\",'Historical scenario - output'!A17),\"\")","v":""},{"$f":"IFERROR(IF('Historical scenario - output'!B17=\"\",\"\",'Historical scenario - output'!B17),\"\")","v":""},null,"","","","","","","","","","","","","","","","","","","","","","","","","","","","","","","","","","","","","","","",""]
[null,null,"Total",{"$f":"IFERROR(SUM(D$6:D$17),\"\")","v":0},{"$f":"IFERROR(SUM(E$6:E$17),\"\")","v":0},0,0,0,0,0,0,0,0,0,0,0,0,0,0,0,0,0,0]
[]
["ID","Asset group","Asset category"]
[{"$f":"IFERROR('Cost scenario - input'!A6,\"\")","v":1},{"$f":"IFERROR('Cost scenario - input'!B6,\"\")","v":"OVERHEAD CONDUCTORS"},{"$f":"IFERROR('Cost scenario - input'!C6,\"\")","v":"˂ = 1 kv"},{"$f":"IFERROR(repcalc('Cost scenario - input'!$CY6:$GK6,'Cost scenario - input'!$J6,'Cost scenario - input'!$H6,'Cost scenario - input'!$I6,20,TRUE,TRUE),\"\")","v":""},"","","","","","","","","","","","","","","","","","","",{"$f":"IFERROR(IF(OR(D21=\"\",'Cost scenario - input'!$G6=\"\"),\"\",D21/'Cost scenario - input'!$G6),\"\")","v":""},{"$f":"IFERROR(IF(OR(E21=\"\",'Cost scenario - input'!$G6=\"\"),\"\",E21/'Cost scenario - input'!$G6),\"\")","v":""},{"$f":"IFERROR(IF(OR(F21=\"\",'Cost scenario - input'!$G6=\"\"),\"\",F21/'Cost scenario - input'!$G6),\"\")","v":""},{"$f":"IFERROR(IF(OR(G21=\"\",'Cost scenario - input'!$G6=\"\"),\"\",G21/'Cost scenario - input'!$G6),\"\")","v":""},{"$f":"IFERROR(IF(OR(H21=\"\",'Cost scenario - input'!$G6=\"\"),\"\",H21/'Cost scenario - input'!$G6),\"\")","v":""},{"$f":"IFERROR(IF(OR(I21=\"\",'Cost scenario - input'!$G6=\"\"),\"\",I21/'Cost scenario - input'!$G6),\"\")","v":""},{"$f":"IFERROR(IF(OR(J21=\"\",'Cost scenario - input'!$G6=\"\"),\"\",J21/'Cost scenario - input'!$G6),\"\")","v":""},{"$f":"IFERROR(IF(OR(K21=\"\",'Cost scenario - input'!$G6=\"\"),\"\",K21/'Cost scenario - input'!$G6),\"\")","v":""},{"$f":"IFERROR(IF(OR(L21=\"\",'Cost scenario - input'!$G6=\"\"),\"\",L21/'Cost scenario - input'!$G6),\"\")","v":""},{"$f":"IFERROR(IF(OR(M21=\"\",'Cost scenario - input'!$G6=\"\"),\"\",M21/'Cost scenario - input'!$G6),\"\")","v":""},{"$f":"IFERROR(IF(OR(N21=\"\",'Cost scenario - input'!$G6=\"\"),\"\",N21/'Cost scenario - input'!$G6),\"\")","v":""},{"$f":"IFERROR(IF(OR(O21=\"\",'Cost scenario - input'!$G6=\"\"),\"\",O21/'Cost scenario - input'!$G6),\"\")","v":""},{"$f":"IFERROR(IF(OR(P21=\"\",'Cost scenario - input'!$G6=\"\"),\"\",P21/'Cost scenario - input'!$G6),\"\")","v":""},{"$f":"IFERROR(IF(OR(Q21=\"\",'Cost scenario - input'!$G6=\"\"),\"\",Q21/'Cost scenario - input'!$G6),\"\")","v":""},{"$f":"IFERROR(IF(OR(R21=\"\",'Cost scenario - input'!$G6=\"\"),\"\",R21/'Cost scenario - input'!$G6),\"\")","v":""},{"$f":"IFERROR(IF(OR(S21=\"\",'Cost scenario - input'!$G6=\"\"),\"\",S21/'Cost scenario - input'!$G6),\"\")","v":""},{"$f":"IFERROR(IF(OR(T21=\"\",'Cost scenario - input'!$G6=\"\"),\"\",T21/'Cost scenario - input'!$G6),\"\")","v":""},{"$f":"IFERROR(IF(OR(U21=\"\",'Cost scenario - input'!$G6=\"\"),\"\",U21/'Cost scenario - input'!$G6),\"\")","v":""},{"$f":"IFERROR(IF(OR(V21=\"\",'Cost scenario - input'!$G6=\"\"),\"\",V21/'Cost scenario - input'!$G6),\"\")","v":""},{"$f":"IFERROR(IF(OR(W21=\"\",'Cost scenario - input'!$G6=\"\"),\"\",W21/'Cost scenario - input'!$G6),\"\")","v":""}]
[{"$f":"IFERROR('Cost scenario - input'!A7,\"\")","v":1},{"$f":"IFERROR('Cost scenario - input'!B7,\"\")","v":"OVERHEAD CONDUCTORS"},{"$f":"IFERROR('Cost scenario - input'!C7,\"\")","v":"˃ 11 kv & < = 22 kv ; multiple-phase"},{"$f":"IFERROR(repcalc('Cost scenario - input'!$CY7:$GK7,'Cost scenario - input'!$J7,'Cost scenario - input'!$H7,'Cost scenario - input'!$I7,20,TRUE,TRUE),\"\")","v":""},"","","","","","","","","","","","","","","","","","","",{"$f":"IFERROR(IF(OR(D22=\"\",'Cost scenario - input'!$G7=\"\"),\"\",D22/'Cost scenario - input'!$G7),\"\")","v":""},{"$f":"IFERROR(IF(OR(E22=\"\",'Cost scenario - input'!$G7=\"\"),\"\",E22/'Cost scenario - input'!$G7),\"\")","v":""},{"$f":"IFERROR(IF(OR(F22=\"\",'Cost scenario - input'!$G7=\"\"),\"\",F22/'Cost scenario - input'!$G7),\"\")","v":""},{"$f":"IFERROR(IF(OR(G22=\"\",'Cost scenario - input'!$G7=\"\"),\"\",G22/'Cost scenario - input'!$G7),\"\")","v":""},{"$f":"IFERROR(IF(OR(H22=\"\",'Cost scenario - input'!$G7=\"\"),\"\",H22/'Cost scenario - input'!$G7),\"\")","v":""},{"$f":"IFERROR(IF(OR(I22=\"\",'Cost scenario - input'!$G7=\"\"),\"\",I22/'Cost scenario - input'!$G7),\"\")","v":""},{"$f":"IFERROR(IF(OR(J22=\"\",'Cost scenario - input'!$G7=\"\"),\"\",J22/'Cost scenario - input'!$G7),\"\")","v":""},{"$f":"IFERROR(IF(OR(K22=\"\",'Cost scenario - input'!$G7=\"\"),\"\",K22/'Cost scenario - input'!$G7),\"\")","v":""},{"$f":"IFERROR(IF(OR(L22=\"\",'Cost scenario - input'!$G7=\"\"),\"\",L22/'Cost scenario - input'!$G7),\"\")","v":""},{"$f":"IFERROR(IF(OR(M22=\"\",'Cost scenario - input'!$G7=\"\"),\"\",M22/'Cost scenario - input'!$G7),\"\")","v":""},{"$f":"IFERROR(IF(OR(N22=\"\",'Cost scenario - input'!$G7=\"\"),\"\",N22/'Cost scenario - input'!$G7),\"\")","v":""},{"$f":"IFERROR(IF(OR(O22=\"\",'Cost scenario - input'!$G7=\"\"),\"\",O22/'Cost scenario - input'!$G7),\"\")","v":""},{"$f":"IFERROR(IF(OR(P22=\"\",'Cost scenario - input'!$G7=\"\"),\"\",P22/'Cost scenario - input'!$G7),\"\")","v":""},{"$f":"IFERROR(IF(OR(Q22=\"\",'Cost scenario - input'!$G7=\"\"),\"\",Q22/'Cost scenario - input'!$G7),\"\")","v":""},{"$f":"IFERROR(IF(OR(R22=\"\",'Cost scenario - input'!$G7=\"\"),\"\",R22/'Cost scenario - input'!$G7),\"\")","v":""},{"$f":"IFERROR(IF(OR(S22=\"\",'Cost scenario - input'!$G7=\"\"),\"\",S22/'Cost scenario - input'!$G7),\"\")","v":""},{"$f":"IFERROR(IF(OR(T22=\"\",'Cost scenario - input'!$G7=\"\"),\"\",T22/'Cost scenario - input'!$G7),\"\")","v":""},{"$f":"IFERROR(IF(OR(U22=\"\",'Cost scenario - input'!$G7=\"\"),\"\",U22/'Cost scenario - input'!$G7),\"\")","v":""},{"$f":"IFERROR(IF(OR(V22=\"\",'Cost scenario - input'!$G7=\"\"),\"\",V22/'Cost scenario - input'!$G7),\"\")","v":""},{"$f":"IFERROR(IF(OR(W22=\"\",'Cost scenario - input'!$G7=\"\"),\"\",W22/'Cost scenario - input'!$G7),\"\")","v":""}]
[{"$f":"IFERROR('Cost scenario - input'!A8,\"\")","v":1},{"$f":"IFERROR('Cost scenario - input'!B8,\"\")","v":"OVERHEAD CONDUCTORS"},{"$f":"IFERROR('Cost scenario - input'!C8,\"\")","v":"˃ 11 kv & < = 22 kv ; single-phase"},{"$f":"IFERROR(repcalc('Cost scenario - input'!$CY8:$GK8,'Cost scenario - input'!$J8,'Cost scenario - input'!$H8,'Cost scenario - input'!$I8,20,TRUE,TRUE),\"\")","v":""},"","","","","","","","","","","","","","","","","","","",{"$f":"IFERROR(IF(OR(D23=\"\",'Cost scenario - input'!$G8=\"\"),\"\",D23/'Cost scenario - input'!$G8),\"\")","v":""},{"$f":"IFERROR(IF(OR(E23=\"\",'Cost scenario - input'!$G8=\"\"),\"\",E23/'Cost scenario - input'!$G8),\"\")","v":""},{"$f":"IFERROR(IF(OR(F23=\"\",'Cost scenario - input'!$G8=\"\"),\"\",F23/'Cost scenario - input'!$G8),\"\")","v":""},{"$f":"IFERROR(IF(OR(G23=\"\",'Cost scenario - input'!$G8=\"\"),\"\",G23/'Cost scenario - input'!$G8),\"\")","v":""},{"$f":"IFERROR(IF(OR(H23=\"\",'Cost scenario - input'!$G8=\"\"),\"\",H23/'Cost scenario - input'!$G8),\"\")","v":""},{"$f":"IFERROR(IF(OR(I23=\"\",'Cost scenario - input'!$G8=\"\"),\"\",I23/'Cost scenario - input'!$G8),\"\")","v":""},{"$f":"IFERROR(IF(OR(J23=\"\",'Cost scenario - input'!$G8=\"\"),\"\",J23/'Cost scenario - input'!$G8),\"\")","v":""},{"$f":"IFERROR(IF(OR(K23=\"\",'Cost scenario - input'!$G8=\"\"),\"\",K23/'Cost scenario - input'!$G8),\"\")","v":""},{"$f":"IFERROR(IF(OR(L23=\"\",'Cost scenario - input'!$G8=\"\"),\"\",L23/'Cost scenario - input'!$G8),\"\")","v":""},{"$f":"IFERROR(IF(OR(M23=\"\",'Cost scenario - input'!$G8=\"\"),\"\",M23/'Cost scenario - input'!$G8),\"\")","v":""},{"$f":"IFERROR(IF(OR(N23=\"\",'Cost scenario - input'!$G8=\"\"),\"\",N23/'Cost scenario - input'!$G8),\"\")","v":""},{"$f":"IFERROR(IF(OR(O23=\"\",'Cost scenario - input'!$G8=\"\"),\"\",O23/'Cost scenario - input'!$G8),\"\")","v":""},{"$f":"IFERROR(IF(OR(P23=\"\",'Cost scenario - input'!$G8=\"\"),\"\",P23/'Cost scenario - input'!$G8),\"\")","v":""},{"$f":"IFERROR(IF(OR(Q23=\"\",'Cost scenario - input'!$G8=\"\"),\"\",Q23/'Cost scenario - input'!$G8),\"\")","v":""},{"$f":"IFERROR(IF(OR(R23=\"\",'Cost scenario - input'!$G8=\"\"),\"\",R23/'Cost scenario - input'!$G8),\"\")","v":""},{"$f":"IFERROR(IF(OR(S23=\"\",'Cost scenario - input'!$G8=\"\"),\"\",S23/'Cost scenario - input'!$G8),\"\")","v":""},{"$f":"IFERROR(IF(OR(T23=\"\",'Cost scenario - input'!$G8=\"\"),\"\",T23/'Cost scenario - input'!$G8),\"\")","v":""},{"$f":"IFERROR(IF(OR(U23=\"\",'Cost scenario - input'!$G8=\"\"),\"\",U23/'Cost scenario - input'!$G8),\"\")","v":""},{"$f":"IFERROR(IF(OR(V23=\"\",'Cost scenario - input'!$G8=\"\"),\"\",V23/'Cost scenario - input'!$G8),\"\")","v":""},{"$f":"IFERROR(IF(OR(W23=\"\",'Cost scenario - input'!$G8=\"\"),\"\",W23/'Cost scenario - input'!$G8),\"\")","v":""}]
[{"$f":"IFERROR('Cost scenario - input'!A9,\"\")","v":1},{"$f":"IFERROR('Cost scenario - input'!B9,\"\")","v":"OVERHEAD CONDUCTORS"},{"$f":"IFERROR('Cost scenario - input'!C9,\"\")","v":"˃ 11 kv & < = 22 kv ; swer"},{"$f":"IFERROR(repcalc('Cost scenario - input'!$CY9:$GK9,'Cost scenario - input'!$J9,'Cost scenario - input'!$H9,'Cost scenario - input'!$I9,20,TRUE,TRUE),\"\")","v":""},"","","","","","","","","","","","","","","","","","","",{"$f":"IFERROR(IF(OR(D24=\"\",'Cost scenario - input'!$G9=\"\"),\"\",D24/'Cost scenario - input'!$G9),\"\")","v":""},{"$f":"IFERROR(IF(OR(E24=\"\",'Cost scenario - input'!$G9=\"\"),\"\",E24/'Cost scenario - input'!$G9),\"\")","v":""},{"$f":"IFERROR(IF(OR(F24=\"\",'Cost scenario - input'!$G9=\"\"),\"\",F24/'Cost scenario - input'!$G9),\"\")","v":""},{"$f":"IFERROR(IF(OR(G24=\"\",'Cost scenario - input'!$G9=\"\"),\"\",G24/'Cost scenario - input'!$G9),\"\")","v":""},{"$f":"IFERROR(IF(OR(H24=\"\",'Cost scenario - input'!$G9=\"\"),\"\",H24/'Cost scenario - input'!$G9),\"\")","v":""},{"$f":"IFERROR(IF(OR(I24=\"\",'Cost scenario - input'!$G9=\"\"),\"\",I24/'Cost scenario - input'!$G9),\"\")","v":""},{"$f":"IFERROR(IF(OR(J24=\"\",'Cost scenario - input'!$G9=\"\"),\"\",J24/'Cost scenario - input'!$G9),\"\")","v":""},{"$f":"IFERROR(IF(OR(K24=\"\",'Cost scenario - input'!$G9=\"\"),\"\",K24/'Cost scenario - input'!$G9),\"\")","v":""},{"$f":"IFERROR(IF(OR(L24=\"\",'Cost scenario - input'!$G9=\"\"),\"\",L24/'Cost scenario - input'!$G9),\"\")","v":""},{"$f":"IFERROR(IF(OR(M24=\"\",'Cost scenario - input'!$G9=\"\"),\"\",M24/'Cost scenario - input'!$G9),\"\")","v":""},{"$f":"IFERROR(IF(OR(N24=\"\",'Cost scenario - input'!$G9=\"\"),\"\",N24/'Cost scenario - input'!$G9),\"\")","v":""},{"$f":"IFERROR(IF(OR(O24=\"\",'Cost scenario - input'!$G9=\"\"),\"\",O24/'Cost scenario - input'!$G9),\"\")","v":""},{"$f":"IFERROR(IF(OR(P24=\"\",'Cost scenario - input'!$G9=\"\"),\"\",P24/'Cost scenario - input'!$G9),\"\")","v":""},{"$f":"IFERROR(IF(OR(Q24=\"\",'Cost scenario - input'!$G9=\"\"),\"\",Q24/'Cost scenario - input'!$G9),\"\")","v":""},{"$f":"IFERROR(IF(OR(R24=\"\",'Cost scenario - input'!$G9=\"\"),\"\",R24/'Cost scenario - input'!$G9),\"\")","v":""},{"$f":"IFERROR(IF(OR(S24=\"\",'Cost scenario - input'!$G9=\"\"),\"\",S24/'Cost scenario - input'!$G9),\"\")","v":""},{"$f":"IFERROR(IF(OR(T24=\"\",'Cost scenario - input'!$G9=\"\"),\"\",T24/'Cost scenario - input'!$G9),\"\")","v":""},{"$f":"IFERROR(IF(OR(U24=\"\",'Cost scenario - input'!$G9=\"\"),\"\",U24/'Cost scenario - input'!$G9),\"\")","v":""},{"$f":"IFERROR(IF(OR(V24=\"\",'Cost scenario - input'!$G9=\"\"),\"\",V24/'Cost scenario - input'!$G9),\"\")","v":""},{"$f":"IFERROR(IF(OR(W24=\"\",'Cost scenario - input'!$G9=\"\"),\"\",W24/'Cost scenario - input'!$G9),\"\")","v":""}]
[{"$f":"IFERROR('Cost scenario - input'!A10,\"\")","v":1},{"$f":"IFERROR('Cost scenario - input'!B10,\"\")","v":"OVERHEAD CONDUCTORS"},{"$f":"IFERROR('Cost scenario - input'!C10,\"\")","v":"> 1 kv & < = 11 kv"},{"$f":"IFERROR(repcalc('Cost scenario - input'!$CY10:$GK10,'Cost scenario - input'!$J10,'Cost scenario - input'!$H10,'Cost scenario - input'!$I10,20,TRUE,TRUE),\"\")","v":""},"","","","","","","","","","","","","","","","","","","",{"$f":"IFERROR(IF(OR(D25=\"\",'Cost scenario - input'!$G10=\"\"),\"\",D25/'Cost scenario - input'!$G10),\"\")","v":""},{"$f":"IFERROR(IF(OR(E25=\"\",'Cost scenario - input'!$G10=\"\"),\"\",E25/'Cost scenario - input'!$G10),\"\")","v":""},{"$f":"IFERROR(IF(OR(F25=\"\",'Cost scenario - input'!$G10=\"\"),\"\",F25/'Cost scenario - input'!$G10),\"\")","v":""},{"$f":"IFERROR(IF(OR(G25=\"\",'Cost scenario - input'!$G10=\"\"),\"\",G25/'Cost scenario - input'!$G10),\"\")","v":""},{"$f":"IFERROR(IF(OR(H25=\"\",'Cost scenario - input'!$G10=\"\"),\"\",H25/'Cost scenario - input'!$G10),\"\")","v":""},{"$f":"IFERROR(IF(OR(I25=\"\",'Cost scenario - input'!$G10=\"\"),\"\",I25/'Cost scenario - input'!$G10),\"\")","v":""},{"$f":"IFERROR(IF(OR(J25=\"\",'Cost scenario - input'!$G10=\"\"),\"\",J25/'Cost scenario - input'!$G10),\"\")","v":""},{"$f":"IFERROR(IF(OR(K25=\"\",'Cost scenario - input'!$G10=\"\"),\"\",K25/'Cost scenario - input'!$G10),\"\")","v":""},{"$f":"IFERROR(IF(OR(L25=\"\",'Cost scenario - input'!$G10=\"\"),\"\",L25/'Cost scenario - input'!$G10),\"\")","v":""},{"$f":"IFERROR(IF(OR(M25=\"\",'Cost scenario - input'!$G10=\"\"),\"\",M25/'Cost scenario - input'!$G10),\"\")","v":""},{"$f":"IFERROR(IF(OR(N25=\"\",'Cost scenario - input'!$G10=\"\"),\"\",N25/'Cost scenario - input'!$G10),\"\")","v":""},{"$f":"IFERROR(IF(OR(O25=\"\",'Cost scenario - input'!$G10=\"\"),\"\",O25/'Cost scenario - input'!$G10),\"\")","v":""},{"$f":"IFERROR(IF(OR(P25=\"\",'Cost scenario - input'!$G10=\"\"),\"\",P25/'Cost scenario - input'!$G10),\"\")","v":""},{"$f":"IFERROR(IF(OR(Q25=\"\",'Cost scenario - input'!$G10=\"\"),\"\",Q25/'Cost scenario - input'!$G10),\"\")","v":""},{"$f":"IFERROR(IF(OR(R25=\"\",'Cost scenario - input'!$G10=\"\"),\"\",R25/'Cost scenario - input'!$G10),\"\")","v":""},{"$f":"IFERROR(IF(OR(S25=\"\",'Cost scenario - input'!$G10=\"\"),\"\",S25/'Cost scenario - input'!$G10),\"\")","v":""},{"$f":"IFERROR(IF(OR(T25=\"\",'Cost scenario - input'!$G10=\"\"),\"\",T25/'Cost scenario - input'!$G10),\"\")","v":""},{"$f":"IFERROR(IF(OR(U25=\"\",'Cost scenario - input'!$G10=\"\"),\"\",U25/'Cost scenario - input'!$G10),\"\")","v":""},{"$f":"IFERROR(IF(OR(V25=\"\",'Cost scenario - input'!$G10=\"\"),\"\",V25/'Cost scenario - input'!$G10),\"\")","v":""},{"$f":"IFERROR(IF(OR(W25=\"\",'Cost scenario - input'!$G10=\"\"),\"\",W25/'Cost scenario - input'!$G10),\"\")","v":""}]
[{"$f":"IFERROR('Cost scenario - input'!A11,\"\")","v":1},{"$f":"IFERROR('Cost scenario - input'!B11,\"\")","v":"OVERHEAD CONDUCTORS"},{"$f":"IFERROR('Cost scenario - input'!C11,\"\")","v":"> 22 kv & < = 66 kv"},{"$f":"IFERROR(repcalc('Cost scenario - input'!$CY11:$GK11,'Cost scenario - input'!$J11,'Cost scenario - input'!$H11,'Cost scenario - input'!$I11,20,TRUE,TRUE),\"\")","v":""},"","","","","","","","","","","","","","","","","","","",{"$f":"IFERROR(IF(OR(D26=\"\",'Cost scenario - input'!$G11=\"\"),\"\",D26/'Cost scenario - input'!$G11),\"\")","v":""},{"$f":"IFERROR(IF(OR(E26=\"\",'Cost scenario - input'!$G11=\"\"),\"\",E26/'Cost scenario - input'!$G11),\"\")","v":""},{"$f":"IFERROR(IF(OR(F26=\"\",'Cost scenario - input'!$G11=\"\"),\"\",F26/'Cost scenario - input'!$G11),\"\")","v":""},{"$f":"IFERROR(IF(OR(G26=\"\",'Cost scenario - input'!$G11=\"\"),\"\",G26/'Cost scenario - input'!$G11),\"\")","v":""},{"$f":"IFERROR(IF(OR(H26=\"\",'Cost scenario - input'!$G11=\"\"),\"\",H26/'Cost scenario - input'!$G11),\"\")","v":""},{"$f":"IFERROR(IF(OR(I26=\"\",'Cost scenario - input'!$G11=\"\"),\"\",I26/'Cost scenario - input'!$G11),\"\")","v":""},{"$f":"IFERROR(IF(OR(J26=\"\",'Cost scenario - input'!$G11=\"\"),\"\",J26/'Cost scenario - input'!$G11),\"\")","v":""},{"$f":"IFERROR(IF(OR(K26=\"\",'Cost scenario - input'!$G11=\"\"),\"\",K26/'Cost scenario - input'!$G11),\"\")","v":""},{"$f":"IFERROR(IF(OR(L26=\"\",'Cost scenario - input'!$G11=\"\"),\"\",L26/'Cost scenario - input'!$G11),\"\")","v":""},{"$f":"IFERROR(IF(OR(M26=\"\",'Cost scenario - input'!$G11=\"\"),\"\",M26/'Cost scenario - input'!$G11),\"\")","v":""},{"$f":"IFERROR(IF(OR(N26=\"\",'Cost scenario - input'!$G11=\"\"),\"\",N26/'Cost scenario - input'!$G11),\"\")","v":""},{"$f":"IFERROR(IF(OR(O26=\"\",'Cost scenario - input'!$G11=\"\"),\"\",O26/'Cost scenario - input'!$G11),\"\")","v":""},{"$f":"IFERROR(IF(OR(P26=\"\",'Cost scenario - input'!$G11=\"\"),\"\",P26/'Cost scenario - input'!$G11),\"\")","v":""},{"$f":"IFERROR(IF(OR(Q26=\"\",'Cost scenario - input'!$G11=\"\"),\"\",Q26/'Cost scenario - input'!$G11),\"\")","v":""},{"$f":"IFERROR(IF(OR(R26=\"\",'Cost scenario - input'!$G11=\"\"),\"\",R26/'Cost scenario - input'!$G11),\"\")","v":""},{"$f":"IFERROR(IF(OR(S26=\"\",'Cost scenario - input'!$G11=\"\"),\"\",S26/'Cost scenario - input'!$G11),\"\")","v":""},{"$f":"IFERROR(IF(OR(T26=\"\",'Cost scenario - input'!$G11=\"\"),\"\",T26/'Cost scenario - input'!$G11),\"\")","v":""},{"$f":"IFERROR(IF(OR(U26=\"\",'Cost scenario - input'!$G11=\"\"),\"\",U26/'Cost scenario - input'!$G11),\"\")","v":""},{"$f":"IFERROR(IF(OR(V26=\"\",'Cost scenario - input'!$G11=\"\"),\"\",V26/'Cost scenario - input'!$G11),\"\")","v":""},{"$f":"IFERROR(IF(OR(W26=\"\",'Cost scenario - input'!$G11=\"\"),\"\",W26/'Cost scenario - input'!$G11),\"\")","v":""}]
[{"$f":"IFERROR('Cost scenario - input'!A12,\"\")","v":""},{"$f":"IFERROR('Cost scenario - input'!B12,\"\")","v":"POLES"},{"$f":"IFERROR('Cost scenario - input'!C12,\"\")","v":"˂ = 1 kv ; concrete"},{"$f":"IFERROR(repcalc('Cost scenario - input'!$CY12:$GK12,'Cost scenario - input'!$J12,'Cost scenario - input'!$H12,'Cost scenario - input'!$I12,20,TRUE,TRUE),\"\")","v":""},"","","","","","","","","","","","","","","","","","","",{"$f":"IFERROR(IF(OR(D27=\"\",'Cost scenario - input'!$G12=\"\"),\"\",D27/'Cost scenario - input'!$G12),\"\")","v":""},{"$f":"IFERROR(IF(OR(E27=\"\",'Cost scenario - input'!$G12=\"\"),\"\",E27/'Cost scenario - input'!$G12),\"\")","v":""},{"$f":"IFERROR(IF(OR(F27=\"\",'Cost scenario - input'!$G12=\"\"),\"\",F27/'Cost scenario - input'!$G12),\"\")","v":""},{"$f":"IFERROR(IF(OR(G27=\"\",'Cost scenario - input'!$G12=\"\"),\"\",G27/'Cost scenario - input'!$G12),\"\")","v":""},{"$f":"IFERROR(IF(OR(H27=\"\",'Cost scenario - input'!$G12=\"\"),\"\",H27/'Cost scenario - input'!$G12),\"\")","v":""},{"$f":"IFERROR(IF(OR(I27=\"\",'Cost scenario - input'!$G12=\"\"),\"\",I27/'Cost scenario - input'!$G12),\"\")","v":""},{"$f":"IFERROR(IF(OR(J27=\"\",'Cost scenario - input'!$G12=\"\"),\"\",J27/'Cost scenario - input'!$G12),\"\")","v":""},{"$f":"IFERROR(IF(OR(K27=\"\",'Cost scenario - input'!$G12=\"\"),\"\",K27/'Cost scenario - input'!$G12),\"\")","v":""},{"$f":"IFERROR(IF(OR(L27=\"\",'Cost scenario - input'!$G12=\"\"),\"\",L27/'Cost scenario - input'!$G12),\"\")","v":""},{"$f":"IFERROR(IF(OR(M27=\"\",'Cost scenario - input'!$G12=\"\"),\"\",M27/'Cost scenario - input'!$G12),\"\")","v":""},{"$f":"IFERROR(IF(OR(N27=\"\",'Cost scenario - input'!$G12=\"\"),\"\",N27/'Cost scenario - input'!$G12),\"\")","v":""},{"$f":"IFERROR(IF(OR(O27=\"\",'Cost scenario - input'!$G12=\"\"),\"\",O27/'Cost scenario - input'!$G12),\"\")","v":""},{"$f":"IFERROR(IF(OR(P27=\"\",'Cost scenario - input'!$G12=\"\"),\"\",P27/'Cost scenario - input'!$G12),\"\")","v":""},{"$f":"IFERROR(IF(OR(Q27=\"\",'Cost scenario - input'!$G12=\"\"),\"\",Q27/'Cost scenario - input'!$G12),\"\")","v":""},{"$f":"IFERROR(IF(OR(R27=\"\",'Cost scenario - input'!$G12=\"\"),\"\",R27/'Cost scenario - input'!$G12),\"\")","v":""},{"$f":"IFERROR(IF(OR(S27=\"\",'Cost scenario - input'!$G12=\"\"),\"\",S27/'Cost scenario - input'!$G12),\"\")","v":""},{"$f":"IFERROR(IF(OR(T27=\"\",'Cost scenario - input'!$G12=\"\"),\"\",T27/'Cost scenario - input'!$G12),\"\")","v":""},{"$f":"IFERROR(IF(OR(U27=\"\",'Cost scenario - input'!$G12=\"\"),\"\",U27/'Cost scenario - input'!$G12),\"\")","v":""},{"$f":"IFERROR(IF(OR(V27=\"\",'Cost scenario - input'!$G12=\"\"),\"\",V27/'Cost scenario - input'!$G12),\"\")","v":""},{"$f":"IFERROR(IF(OR(W27=\"\",'Cost scenario - input'!$G12=\"\"),\"\",W27/'Cost scenario - input'!$G12),\"\")","v":""}]
[{"$f":"IFERROR('Cost scenario - input'!A13,\"\")","v":2},{"$f":"IFERROR('Cost scenario - input'!B13,\"\")","v":"POLES"},{"$f":"IFERROR('Cost scenario - input'!C13,\"\")","v":"˂ = 1 kv ; steel"},{"$f":"IFERROR(repcalc('Cost scenario - input'!$CY13:$GK13,'Cost scenario - input'!$J13,'Cost scenario - input'!$H13,'Cost scenario - input'!$I13,20,TRUE,TRUE),\"\")","v":""},"","","","","","","","","","","","","","","","","","","",{"$f":"IFERROR(IF(OR(D28=\"\",'Cost scenario - input'!$G13=\"\"),\"\",D28/'Cost scenario - input'!$G13),\"\")","v":""},{"$f":"IFERROR(IF(OR(E28=\"\",'Cost scenario - input'!$G13=\"\"),\"\",E28/'Cost scenario - input'!$G13),\"\")","v":""},{"$f":"IFERROR(IF(OR(F28=\"\",'Cost scenario - input'!$G13=\"\"),\"\",F28/'Cost scenario - input'!$G13),\"\")","v":""},{"$f":"IFERROR(IF(OR(G28=\"\",'Cost scenario - input'!$G13=\"\"),\"\",G28/'Cost scenario - input'!$G13),\"\")","v":""},{"$f":"IFERROR(IF(OR(H28=\"\",'Cost scenario - input'!$G13=\"\"),\"\",H28/'Cost scenario - input'!$G13),\"\")","v":""},{"$f":"IFERROR(IF(OR(I28=\"\",'Cost scenario - input'!$G13=\"\"),\"\",I28/'Cost scenario - input'!$G13),\"\")","v":""},{"$f":"IFERROR(IF(OR(J28=\"\",'Cost scenario - input'!$G13=\"\"),\"\",J28/'Cost scenario - input'!$G13),\"\")","v":""},{"$f":"IFERROR(IF(OR(K28=\"\",'Cost scenario - input'!$G13=\"\"),\"\",K28/'Cost scenario - input'!$G13),\"\")","v":""},{"$f":"IFERROR(IF(OR(L28=\"\",'Cost scenario - input'!$G13=\"\"),\"\",L28/'Cost scenario - input'!$G13),\"\")","v":""},{"$f":"IFERROR(IF(OR(M28=\"\",'Cost scenario - input'!$G13=\"\"),\"\",M28/'Cost scenario - input'!$G13),\"\")","v":""},{"$f":"IFERROR(IF(OR(N28=\"\",'Cost scenario - input'!$G13=\"\"),\"\",N28/'Cost scenario - input'!$G13),\"\")","v":""},{"$f":"IFERROR(IF(OR(O28=\"\",'Cost scenario - input'!$G13=\"\"),\"\",O28/'Cost scenario - input'!$G13),\"\")","v":""},{"$f":"IFERROR(IF(OR(P28=\"\",'Cost scenario - input'!$G13=\"\"),\"\",P28/'Cost scenario - input'!$G13),\"\")","v":""},{"$f":"IFERROR(IF(OR(Q28=\"\",'Cost scenario - input'!$G13=\"\"),\"\",Q28/'Cost scenario - input'!$G13),\"\")","v":""},{"$f":"IFERROR(IF(OR(R28=\"\",'Cost scenario - input'!$G13=\"\"),\"\",R28/'Cost scenario - input'!$G13),\"\")","v":""},{"$f":"IFERROR(IF(OR(S28=\"\",'Cost scenario - input'!$G13=\"\"),\"\",S28/'Cost scenario - input'!$G13),\"\")","v":""},{"$f":"IFERROR(IF(OR(T28=\"\",'Cost scenario - input'!$G13=\"\"),\"\",T28/'Cost scenario - input'!$G13),\"\")","v":""},{"$f":"IFERROR(IF(OR(U28=\"\",'Cost scenario - input'!$G13=\"\"),\"\",U28/'Cost scenario - input'!$G13),\"\")","v":""},{"$f":"IFERROR(IF(OR(V28=\"\",'Cost scenario - input'!$G13=\"\"),\"\",V28/'Cost scenario - input'!$G13),\"\")","v":""},{"$f":"IFERROR(IF(OR(W28=\"\",'Cost scenario - input'!$G13=\"\"),\"\",W28/'Cost scenario - input'!$G13),\"\")","v":""}]
[{"$f":"IFERROR('Cost scenario - input'!A14,\"\")","v":2},{"$f":"IFERROR('Cost scenario - input'!B14,\"\")","v":"POLES"},{"$f":"IFERROR('Cost scenario - input'!C14,\"\")","v":"˂ = 1 kv ; wood"},{"$f":"IFERROR(repcalc('Cost scenario - input'!$CY14:$GK14,'Cost scenario - input'!$J14,'Cost scenario - input'!$H14,'Cost scenario - input'!$I14,20,TRUE,TRUE),\"\")","v":""},"","","","","","","","","","","","","","","","","","","",{"$f":"IFERROR(IF(OR(D29=\"\",'Cost scenario - input'!$G14=\"\"),\"\",D29/'Cost scenario - input'!$G14),\"\")","v":""},{"$f":"IFERROR(IF(OR(E29=\"\",'Cost scenario - input'!$G14=\"\"),\"\",E29/'Cost scenario - input'!$G14),\"\")","v":""},{"$f":"IFERROR(IF(OR(F29=\"\",'Cost scenario - input'!$G14=\"\"),\"\",F29/'Cost scenario - input'!$G14),\"\")","v":""},{"$f":"IFERROR(IF(OR(G29=\"\",'Cost scenario - input'!$G14=\"\"),\"\",G29/'Cost scenario - input'!$G14),\"\")","v":""},{"$f":"IFERROR(IF(OR(H29=\"\",'Cost scenario - input'!$G14=\"\"),\"\",H29/'Cost scenario - input'!$G14),\"\")","v":""},{"$f":"IFERROR(IF(OR(I29=\"\",'Cost scenario - input'!$G14=\"\"),\"\",I29/'Cost scenario - input'!$G14),\"\")","v":""},{"$f":"IFERROR(IF(OR(J29=\"\",'Cost scenario - input'!$G14=\"\"),\"\",J29/'Cost scenario - input'!$G14),\"\")","v":""},{"$f":"IFERROR(IF(OR(K29=\"\",'Cost scenario - input'!$G14=\"\"),\"\",K29/'Cost scenario - input'!$G14),\"\")","v":""},{"$f":"IFERROR(IF(OR(L29=\"\",'Cost scenario - input'!$G14=\"\"),\"\",L29/'Cost scenario - input'!$G14),\"\")","v":""},{"$f":"IFERROR(IF(OR(M29=\"\",'Cost scenario - input'!$G14=\"\"),\"\",M29/'Cost scenario - input'!$G14),\"\")","v":""},{"$f":"IFERROR(IF(OR(N29=\"\",'Cost scenario - input'!$G14=\"\"),\"\",N29/'Cost scenario - input'!$G14),\"\")","v":""},{"$f":"IFERROR(IF(OR(O29=\"\",'Cost scenario - input'!$G14=\"\"),\"\",O29/'Cost scenario - input'!$G14),\"\")","v":""},{"$f":"IFERROR(IF(OR(P29=\"\",'Cost scenario - input'!$G14=\"\"),\"\",P29/'Cost scenario - input'!$G14),\"\")","v":""},{"$f":"IFERROR(IF(OR(Q29=\"\",'Cost scenario - input'!$G14=\"\"),\"\",Q29/'Cost scenario - input'!$G14),\"\")","v":""},{"$f":"IFERROR(IF(OR(R29=\"\",'Cost scenario - input'!$G14=\"\"),\"\",R29/'Cost scenario - input'!$G14),\"\")","v":""},{"$f":"IFERROR(IF(OR(S29=\"\",'Cost scenario - input'!$G14=\"\"),\"\",S29/'Cost scenario - input'!$G14),\"\")","v":""},{"$f":"IFERROR(IF(OR(T29=\"\",'Cost scenario - input'!$G14=\"\"),\"\",T29/'Cost scenario - input'!$G14),\"\")","v":""},{"$f":"IFERROR(IF(OR(U29=\"\",'Cost scenario - input'!$G14=\"\"),\"\",U29/'Cost scenario - input'!$G14),\"\")","v":""},{"$f":"IFERROR(IF(OR(V29=\"\",'Cost scenario - input'!$G14=\"\"),\"\",V29/'Cost scenario - input'!$G14),\"\")","v":""},{"$f":"IFERROR(IF(OR(W29=\"\",'Cost scenario - input'!$G14=\"\"),\"\",W29/'Cost scenario - input'!$G14),\"\")","v":""}]
[{"$f":"IFERROR('Cost scenario - input'!A15,\"\")","v":""},{"$f":"IFERROR('Cost scenario - input'!B15,\"\")","v":"POLES"},{"$f":"IFERROR('Cost scenario - input'!C15,\"\")","v":"˃ 11 kv & < = 22 kv ; concrete"},{"$f":"IFERROR(repcalc('Cost scenario - input'!$CY15:$GK15,'Cost scenario - input'!$J15,'Cost scenario - input'!$H15,'Cost scenario - input'!$I15,20,TRUE,TRUE),\"\")","v":""},"","","","","","","","","","","","","","","","","","","",{"$f":"IFERROR(IF(OR(D30=\"\",'Cost scenario - input'!$G15=\"\"),\"\",D30/'Cost scenario - input'!$G15),\"\")","v":""},{"$f":"IFERROR(IF(OR(E30=\"\",'Cost scenario - input'!$G15=\"\"),\"\",E30/'Cost scenario - input'!$G15),\"\")","v":""},{"$f":"IFERROR(IF(OR(F30=\"\",'Cost scenario - input'!$G15=\"\"),\"\",F30/'Cost scenario - input'!$G15),\"\")","v":""},{"$f":"IFERROR(IF(OR(G30=\"\",'Cost scenario - input'!$G15=\"\"),\"\",G30/'Cost scenario - input'!$G15),\"\")","v":""},{"$f":"IFERROR(IF(OR(H30=\"\",'Cost scenario - input'!$G15=\"\"),\"\",H30/'Cost scenario - input'!$G15),\"\")","v":""},{"$f":"IFERROR(IF(OR(I30=\"\",'Cost scenario - input'!$G15=\"\"),\"\",I30/'Cost scenario - input'!$G15),\"\")","v":""},{"$f":"IFERROR(IF(OR(J30=\"\",'Cost scenario - input'!$G15=\"\"),\"\",J30/'Cost scenario - input'!$G15),\"\")","v":""},{"$f":"IFERROR(IF(OR(K30=\"\",'Cost scenario - input'!$G15=\"\"),\"\",K30/'Cost scenario - input'!$G15),\"\")","v":""},{"$f":"IFERROR(IF(OR(L30=\"\",'Cost scenario - input'!$G15=\"\"),\"\",L30/'Cost scenario - input'!$G15),\"\")","v":""},{"$f":"IFERROR(IF(OR(M30=\"\",'Cost scenario - input'!$G15=\"\"),\"\",M30/'Cost scenario - input'!$G15),\"\")","v":""},{"$f":"IFERROR(IF(OR(N30=\"\",'Cost scenario - input'!$G15=\"\"),\"\",N30/'Cost scenario - input'!$G15),\"\")","v":""},{"$f":"IFERROR(IF(OR(O30=\"\",'Cost scenario - input'!$G15=\"\"),\"\",O30/'Cost scenario - input'!$G15),\"\")","v":""},{"$f":"IFERROR(IF(OR(P30=\"\",'Cost scenario - input'!$G15=\"\"),\"\",P30/'Cost scenario - input'!$G15),\"\")","v":""},{"$f":"IFERROR(IF(OR(Q30=\"\",'Cost scenario - input'!$G15=\"\"),\"\",Q30/'Cost scenario - input'!$G15),\"\")","v":""},{"$f":"IFERROR(IF(OR(R30=\"\",'Cost scenario - input'!$G15=\"\"),\"\",R30/'Cost scenario - input'!$G15),\"\")","v":""},{"$f":"IFERROR(IF(OR(S30=\"\",'Cost scenario - input'!$G15=\"\"),\"\",S30/'Cost scenario - input'!$G15),\"\")","v":""},{"$f":"IFERROR(IF(OR(T30=\"\",'Cost scenario - input'!$G15=\"\"),\"\",T30/'Cost scenario - input'!$G15),\"\")","v":""},{"$f":"IFERROR(IF(OR(U30=\"\",'Cost scenario - input'!$G15=\"\"),\"\",U30/'Cost scenario - input'!$G15),\"\")","v":""},{"$f":"IFERROR(IF(OR(V30=\"\",'Cost scenario - input'!$G15=\"\"),\"\",V30/'Cost scenario - input'!$G15),\"\")","v":""},{"$f":"IFERROR(IF(OR(W30=\"\",'Cost scenario - input'!$G15=\"\"),\"\",W30/'Cost scenario - input'!$G15),\"\")","v":""}]
[{"$f":"IFERROR('Cost scenario - input'!A16,\"\")","v":2},{"$f":"IFERROR('Cost scenario - input'!B16,\"\")","v":"POLES"},{"$f":"IFERROR('Cost scenario - input'!C16,\"\")","v":"˃ 11 kv & < = 22 kv ; steel"},{"$f":"IFERROR(repcalc('Cost scenario - input'!$CY16:$GK16,'Cost scenario - input'!$J16,'Cost scenario - input'!$H16,'Cost scenario - input'!$I16,20,TRUE,TRUE),\"\")","v":""},"","","","","","","","","","","","","","","","","","","",{"$f":"IFERROR(IF(OR(D31=\"\",'Cost scenario - input'!$G16=\"\"),\"\",D31/'Cost scenario - input'!$G16),\"\")","v":""},{"$f":"IFERROR(IF(OR(E31=\"\",'Cost scenario - input'!$G16=\"\"),\"\",E31/'Cost scenario - input'!$G16),\"\")","v":""},{"$f":"IFERROR(IF(OR(F31=\"\",'Cost scenario - input'!$G16=\"\"),\"\",F31/'Cost scenario - input'!$G16),\"\")","v":""},{"$f":"IFERROR(IF(OR(G31=\"\",'Cost scenario - input'!$G16=\"\"),\"\",G31/'Cost scenario - input'!$G16),\"\")","v":""},{"$f":"IFERROR(IF(OR(H31=\"\",'Cost scenario - input'!$G16=\"\"),\"\",H31/'Cost scenario - input'!$G16),\"\")","v":""},{"$f":"IFERROR(IF(OR(I31=\"\",'Cost scenario - input'!$G16=\"\"),\"\",I31/'Cost scenario - input'!$G16),\"\")","v":""},{"$f":"IFERROR(IF(OR(J31=\"\",'Cost scenario - input'!$G16=\"\"),\"\",J31/'Cost scenario - input'!$G16),\"\")","v":""},{"$f":"IFERROR(IF(OR(K31=\"\",'Cost scenario - input'!$G16=\"\"),\"\",K31/'Cost scenario - input'!$G16),\"\")","v":""},{"$f":"IFERROR(IF(OR(L31=\"\",'Cost scenario - input'!$G16=\"\"),\"\",L31/'Cost scenario - input'!$G16),\"\")","v":""},{"$f":"IFERROR(IF(OR(M31=\"\",'Cost scenario - input'!$G16=\"\"),\"\",M31/'Cost scenario - input'!$G16),\"\")","v":""},{"$f":"IFERROR(IF(OR(N31=\"\",'Cost scenario - input'!$G16=\"\"),\"\",N31/'Cost scenario - input'!$G16),\"\")","v":""},{"$f":"IFERROR(IF(OR(O31=\"\",'Cost scenario - input'!$G16=\"\"),\"\",O31/'Cost scenario - input'!$G16),\"\")","v":""},{"$f":"IFERROR(IF(OR(P31=\"\",'Cost scenario - input'!$G16=\"\"),\"\",P31/'Cost scenario - input'!$G16),\"\")","v":""},{"$f":"IFERROR(IF(OR(Q31=\"\",'Cost scenario - input'!$G16=\"\"),\"\",Q31/'Cost scenario - input'!$G16),\"\")","v":""},{"$f":"IFERROR(IF(OR(R31=\"\",'Cost scenario - input'!$G16=\"\"),\"\",R31/'Cost scenario - input'!$G16),\"\")","v":""},{"$f":"IFERROR(IF(OR(S31=\"\",'Cost scenario - input'!$G16=\"\"),\"\",S31/'Cost scenario - input'!$G16),\"\")","v":""},{"$f":"IFERROR(IF(OR(T31=\"\",'Cost scenario - input'!$G16=\"\"),\"\",T31/'Cost scenario - input'!$G16),\"\")","v":""},{"$f":"IFERROR(IF(OR(U31=\"\",'Cost scenario - input'!$G16=\"\"),\"\",U31/'Cost scenario - input'!$G16),\"\")","v":""},{"$f":"IFERROR(IF(OR(V31=\"\",'Cost scenario - input'!$G16=\"\"),\"\",V31/'Cost scenario - input'!$G16),\"\")","v":""},{"$f":"IFERROR(IF(OR(W31=\"\",'Cost scenario - input'!$G16=\"\"),\"\",W31/'Cost scenario - input'!$G16),\"\")","v":""}]
[{"$f":"IFERROR('Cost scenario - input'!A17,\"\")","v":2},{"$f":"IFERROR('Cost scenario - input'!B17,\"\")","v":"POLES"},{"$f":"IFERROR('Cost scenario - input'!C17,\"\")","v":"˃ 11 kv & < = 22 kv ; wood"},{"$f":"IFERROR(repcalc('Cost scenario - input'!$CY17:$GK17,'Cost scenario - input'!$J17,'Cost scenario - input'!$H17,'Cost scenario - input'!$I17,20,TRUE,TRUE),\"\")","v":""},"","","","","","","","","","","","","","","","","","","",{"$f":"IFERROR(IF(OR(D32=\"\",'Cost scenario - input'!$G17=\"\"),\"\",D32/'Cost scenario - input'!$G17),\"\")","v":""},{"$f":"IFERROR(IF(OR(E32=\"\",'Cost scenario - input'!$G17=\"\"),\"\",E32/'Cost scenario - input'!$G17),\"\")","v":""},{"$f":"IFERROR(IF(OR(F32=\"\",'Cost scenario - input'!$G17=\"\"),\"\",F32/'Cost scenario - input'!$G17),\"\")","v":""},{"$f":"IFERROR(IF(OR(G32=\"\",'Cost scenario - input'!$G17=\"\"),\"\",G32/'Cost scenario - input'!$G17),\"\")","v":""},{"$f":"IFERROR(IF(OR(H32=\"\",'Cost scenario - input'!$G17=\"\"),\"\",H32/'Cost scenario - input'!$G17),\"\")","v":""},{"$f":"IFERROR(IF(OR(I32=\"\",'Cost scenario - input'!$G17=\"\"),\"\",I32/'Cost scenario - input'!$G17),\"\")","v":""},{"$f":"IFERROR(IF(OR(J32=\"\",'Cost scenario - input'!$G17=\"\"),\"\",J32/'Cost scenario - input'!$G17),\"\")","v":""},{"$f":"IFERROR(IF(OR(K32=\"\",'Cost scenario - input'!$G17=\"\"),\"\",K32/'Cost scenario - input'!$G17),\"\")","v":""},{"$f":"IFERROR(IF(OR(L32=\"\",'Cost scenario - input'!$G17=\"\"),\"\",L32/'Cost scenario - input'!$G17),\"\")","v":""},{"$f":"IFERROR(IF(OR(M32=\"\",'Cost scenario - input'!$G17=\"\"),\"\",M32/'Cost scenario - input'!$G17),\"\")","v":""},{"$f":"IFERROR(IF(OR(N32=\"\",'Cost scenario - input'!$G17=\"\"),\"\",N32/'Cost scenario - input'!$G17),\"\")","v":""},{"$f":"IFERROR(IF(OR(O32=\"\",'Cost scenario - input'!$G17=\"\"),\"\",O32/'Cost scenario - input'!$G17),\"\")","v":""},{"$f":"IFERROR(IF(OR(P32=\"\",'Cost scenario - input'!$G17=\"\"),\"\",P32/'Cost scenario - input'!$G17),\"\")","v":""},{"$f":"IFERROR(IF(OR(Q32=\"\",'Cost scenario - input'!$G17=\"\"),\"\",Q32/'Cost scenario - input'!$G17),\"\")","v":""},{"$f":"IFERROR(IF(OR(R32=\"\",'Cost scenario - input'!$G17=\"\"),\"\",R32/'Cost scenario - input'!$G17),\"\")","v":""},{"$f":"IFERROR(IF(OR(S32=\"\",'Cost scenario - input'!$G17=\"\"),\"\",S32/'Cost scenario - input'!$G17),\"\")","v":""},{"$f":"IFERROR(IF(OR(T32=\"\",'Cost scenario - input'!$G17=\"\"),\"\",T32/'Cost scenario - input'!$G17),\"\")","v":""},{"$f":"IFERROR(IF(OR(U32=\"\",'Cost scenario - input'!$G17=\"\"),\"\",U32/'Cost scenario - input'!$G17),\"\")","v":""},{"$f":"IFERROR(IF(OR(V32=\"\",'Cost scenario - input'!$G17=\"\"),\"\",V32/'Cost scenario - input'!$G17),\"\")","v":""},{"$f":"IFERROR(IF(OR(W32=\"\",'Cost scenario - input'!$G17=\"\"),\"\",W32/'Cost scenario - input'!$G17),\"\")","v":""}]
[{"$f":"IFERROR('Cost scenario - input'!A18,\"\")","v":""},{"$f":"IFERROR('Cost scenario - input'!B18,\"\")","v":"POLES"},{"$f":"IFERROR('Cost scenario - input'!C18,\"\")","v":"> 1 kv & < = 11 kv ; concrete"},{"$f":"IFERROR(repcalc('Cost scenario - input'!$CY18:$GK18,'Cost scenario - input'!$J18,'Cost scenario - input'!$H18,'Cost scenario - input'!$I18,20,TRUE,TRUE),\"\")","v":""},"","","","","","","","","","","","","","","","","","","",{"$f":"IFERROR(IF(OR(D33=\"\",'Cost scenario - input'!$G18=\"\"),\"\",D33/'Cost scenario - input'!$G18),\"\")","v":""},{"$f":"IFERROR(IF(OR(E33=\"\",'Cost scenario - input'!$G18=\"\"),\"\",E33/'Cost scenario - input'!$G18),\"\")","v":""},{"$f":"IFERROR(IF(OR(F33=\"\",'Cost scenario - input'!$G18=\"\"),\"\",F33/'Cost scenario - input'!$G18),\"\")","v":""},{"$f":"IFERROR(IF(OR(G33=\"\",'Cost scenario - input'!$G18=\"\"),\"\",G33/'Cost scenario - input'!$G18),\"\")","v":""},{"$f":"IFERROR(IF(OR(H33=\"\",'Cost scenario - input'!$G18=\"\"),\"\",H33/'Cost scenario - input'!$G18),\"\")","v":""},{"$f":"IFERROR(IF(OR(I33=\"\",'Cost scenario - input'!$G18=\"\"),\"\",I33/'Cost scenario - input'!$G18),\"\")","v":""},{"$f":"IFERROR(IF(OR(J33=\"\",'Cost scenario - input'!$G18=\"\"),\"\",J33/'Cost scenario - input'!$G18),\"\")","v":""},{"$f":"IFERROR(IF(OR(K33=\"\",'Cost scenario - input'!$G18=\"\"),\"\",K33/'Cost scenario - input'!$G18),\"\")","v":""},{"$f":"IFERROR(IF(OR(L33=\"\",'Cost scenario - input'!$G18=\"\"),\"\",L33/'Cost scenario - input'!$G18),\"\")","v":""},{"$f":"IFERROR(IF(OR(M33=\"\",'Cost scenario - input'!$G18=\"\"),\"\",M33/'Cost scenario - input'!$G18),\"\")","v":""},{"$f":"IFERROR(IF(OR(N33=\"\",'Cost scenario - input'!$G18=\"\"),\"\",N33/'Cost scenario - input'!$G18),\"\")","v":""},{"$f":"IFERROR(IF(OR(O33=\"\",'Cost scenario - input'!$G18=\"\"),\"\",O33/'Cost scenario - input'!$G18),\"\")","v":""},{"$f":"IFERROR(IF(OR(P33=\"\",'Cost scenario - input'!$G18=\"\"),\"\",P33/'Cost scenario - input'!$G18),\"\")","v":""},{"$f":"IFERROR(IF(OR(Q33=\"\",'Cost scenario - input'!$G18=\"\"),\"\",Q33/'Cost scenario - input'!$G18),\"\")","v":""},{"$f":"IFERROR(IF(OR(R33=\"\",'Cost scenario - input'!$G18=\"\"),\"\",R33/'Cost scenario - input'!$G18),\"\")","v":""},{"$f":"IFERROR(IF(OR(S33=\"\",'Cost scenario - input'!$G18=\"\"),\"\",S33/'Cost scenario - input'!$G18),\"\")","v":""},{"$f":"IFERROR(IF(OR(T33=\"\",'Cost scenario - input'!$G18=\"\"),\"\",T33/'Cost scenario - input'!$G18),\"\")","v":""},{"$f":"IFERROR(IF(OR(U33=\"\",'Cost scenario - input'!$G18=\"\"),\"\",U33/'Cost scenario - input'!$G18),\"\")","v":""},{"$f":"IFERROR(IF(OR(V33=\"\",'Cost scenario - input'!$G18=\"\"),\"\",V33/'Cost scenario - input'!$G18),\"\")","v":""},{"$f":"IFERROR(IF(OR(W33=\"\",'Cost scenario - input'!$G18=\"\"),\"\",W33/'Cost scenario - input'!$G18),\"\")","v":""}]
[{"$f":"IFERROR('Cost scenario - input'!A19,\"\")","v":2},{"$f":"IFERROR('Cost scenario - input'!B19,\"\")","v":"POLES"},{"$f":"IFERROR('Cost scenario - input'!C19,\"\")","v":"> 1 kv & < = 11 kv ; steel"},{"$f":"IFERROR(repcalc('Cost scenario - input'!$CY19:$GK19,'Cost scenario - input'!$J19,'Cost scenario - input'!$H19,'Cost scenario - input'!$I19,20,TRUE,TRUE),\"\")","v":""},"","","","","","","","","","","","","","","","","","","",{"$f":"IFERROR(IF(OR(D34=\"\",'Cost scenario - input'!$G19=\"\"),\"\",D34/'Cost scenario - input'!$G19),\"\")","v":""},{"$f":"IFERROR(IF(OR(E34=\"\",'Cost scenario - input'!$G19=\"\"),\"\",E34/'Cost scenario - input'!$G19),\"\")","v":""},{"$f":"IFERROR(IF(OR(F34=\"\",'Cost scenario - input'!$G19=\"\"),\"\",F34/'Cost scenario - input'!$G19),\"\")","v":""},{"$f":"IFERROR(IF(OR(G34=\"\",'Cost scenario - input'!$G19=\"\"),\"\",G34/'Cost scenario - input'!$G19),\"\")","v":""},{"$f":"IFERROR(IF(OR(H34=\"\",'Cost scenario - input'!$G19=\"\"),\"\",H34/'Cost scenario - input'!$G19),\"\")","v":""},{"$f":"IFERROR(IF(OR(I34=\"\",'Cost scenario - input'!$G19=\"\"),\"\",I34/'Cost scenario - input'!$G19),\"\")","v":""},{"$f":"IFERROR(IF(OR(J34=\"\",'Cost scenario - input'!$G19=\"\"),\"\",J34/'Cost scenario - input'!$G19),\"\")","v":""},{"$f":"IFERROR(IF(OR(K34=\"\",'Cost scenario - input'!$G19=\"\"),\"\",K34/'Cost scenario - input'!$G19),\"\")","v":""},{"$f":"IFERROR(IF(OR(L34=\"\",'Cost scenario - input'!$G19=\"\"),\"\",L34/'Cost scenario - input'!$G19),\"\")","v":""},{"$f":"IFERROR(IF(OR(M34=\"\",'Cost scenario - input'!$G19=\"\"),\"\",M34/'Cost scenario - input'!$G19),\"\")","v":""},{"$f":"IFERROR(IF(OR(N34=\"\",'Cost scenario - input'!$G19=\"\"),\"\",N34/'Cost scenario - input'!$G19),\"\")","v":""},{"$f":"IFERROR(IF(OR(O34=\"\",'Cost scenario - input'!$G19=\"\"),\"\",O34/'Cost scenario - input'!$G19),\"\")","v":""},{"$f":"IFERROR(IF(OR(P34=\"\",'Cost scenario - input'!$G19=\"\"),\"\",P34/'Cost scenario - input'!$G19),\"\")","v":""},{"$f":"IFERROR(IF(OR(Q34=\"\",'Cost scenario - input'!$G19=\"\"),\"\",Q34/'Cost scenario - input'!$G19),\"\")","v":""},{"$f":"IFERROR(IF(OR(R34=\"\",'Cost scenario - input'!$G19=\"\"),\"\",R34/'Cost scenario - input'!$G19),\"\")","v":""},{"$f":"IFERROR(IF(OR(S34=\"\",'Cost scenario - input'!$G19=\"\"),\"\",S34/'Cost scenario - input'!$G19),\"\")","v":""},{"$f":"IFERROR(IF(OR(T34=\"\",'Cost scenario - input'!$G19=\"\"),\"\",T34/'Cost scenario - input'!$G19),\"\")","v":""},{"$f":"IFERROR(IF(OR(U34=\"\",'Cost scenario - input'!$G19=\"\"),\"\",U34/'Cost scenario - input'!$G19),\"\")","v":""},{"$f":"IFERROR(IF(OR(V34=\"\",'Cost scenario - input'!$G19=\"\"),\"\",V34/'Cost scenario - input'!$G19),\"\")","v":""},{"$f":"IFERROR(IF(OR(W34=\"\",'Cost scenario - input'!$G19=\"\"),\"\",W34/'Cost scenario - input'!$G19),\"\")","v":""}]
[{"$f":"IFERROR('Cost scenario - input'!A20,\"\")","v":2},{"$f":"IFERROR('Cost scenario - input'!B20,\"\")","v":"POLES"},{"$f":"IFERROR('Cost scenario - input'!C20,\"\")","v":"> 1 kv & < = 11 kv ; wood"},{"$f":"IFERROR(repcalc('Cost scenario - input'!$CY20:$GK20,'Cost scenario - input'!$J20,'Cost scenario - input'!$H20,'Cost scenario - input'!$I20,20,TRUE,TRUE),\"\")","v":""},"","","","","","","","","","","","","","","","","","","",{"$f":"IFERROR(IF(OR(D35=\"\",'Cost scenario - input'!$G20=\"\"),\"\",D35/'Cost scenario - input'!$G20),\"\")","v":""},{"$f":"IFERROR(IF(OR(E35=\"\",'Cost scenario - input'!$G20=\"\"),\"\",E35/'Cost scenario - input'!$G20),\"\")","v":""},{"$f":"IFERROR(IF(OR(F35=\"\",'Cost scenario - input'!$G20=\"\"),\"\",F35/'Cost scenario - input'!$G20),\"\")","v":""},{"$f":"IFERROR(IF(OR(G35=\"\",'Cost scenario - input'!$G20=\"\"),\"\",G35/'Cost scenario - input'!$G20),\"\")","v":""},{"$f":"IFERROR(IF(OR(H35=\"\",'Cost scenario - input'!$G20=\"\"),\"\",H35/'Cost scenario - input'!$G20),\"\")","v":""},{"$f":"IFERROR(IF(OR(I35=\"\",'Cost scenario - input'!$G20=\"\"),\"\",I35/'Cost scenario - input'!$G20),\"\")","v":""},{"$f":"IFERROR(IF(OR(J35=\"\",'Cost scenario - input'!$G20=\"\"),\"\",J35/'Cost scenario - input'!$G20),\"\")","v":""},{"$f":"IFERROR(IF(OR(K35=\"\",'Cost scenario - input'!$G20=\"\"),\"\",K35/'Cost scenario - input'!$G20),\"\")","v":""},{"$f":"IFERROR(IF(OR(L35=\"\",'Cost scenario - input'!$G20=\"\"),\"\",L35/'Cost scenario - input'!$G20),\"\")","v":""},{"$f":"IFERROR(IF(OR(M35=\"\",'Cost scenario - input'!$G20=\"\"),\"\",M35/'Cost scenario - input'!$G20),\"\")","v":""},{"$f":"IFERROR(IF(OR(N35=\"\",'Cost scenario - input'!$G20=\"\"),\"\",N35/'Cost scenario - input'!$G20),\"\")","v":""},{"$f":"IFERROR(IF(OR(O35=\"\",'Cost scenario - input'!$G20=\"\"),\"\",O35/'Cost scenario - input'!$G20),\"\")","v":""},{"$f":"IFERROR(IF(OR(P35=\"\",'Cost scenario - input'!$G20=\"\"),\"\",P35/'Cost scenario - input'!$G20),\"\")","v":""},{"$f":"IFERROR(IF(OR(Q35=\"\",'Cost scenario - input'!$G20=\"\"),\"\",Q35/'Cost scenario - input'!$G20),\"\")","v":""},{"$f":"IFERROR(IF(OR(R35=\"\",'Cost scenario - input'!$G20=\"\"),\"\",R35/'Cost scenario - input'!$G20),\"\")","v":""},{"$f":"IFERROR(IF(OR(S35=\"\",'Cost scenario - input'!$G20=\"\"),\"\",S35/'Cost scenario - input'!$G20),\"\")","v":""},{"$f":"IFERROR(IF(OR(T35=\"\",'Cost scenario - input'!$G20=\"\"),\"\",T35/'Cost scenario - input'!$G20),\"\")","v":""},{"$f":"IFERROR(IF(OR(U35=\"\",'Cost scenario - input'!$G20=\"\"),\"\",U35/'Cost scenario - input'!$G20),\"\")","v":""},{"$f":"IFERROR(IF(OR(V35=\"\",'Cost scenario - input'!$G20=\"\"),\"\",V35/'Cost scenario - input'!$G20),\"\")","v":""},{"$f":"IFERROR(IF(OR(W35=\"\",'Cost scenario - input'!$G20=\"\"),\"\",W35/'Cost scenario - input'!$G20),\"\")","v":""}]
[{"$f":"IFERROR('Cost scenario - input'!A21,\"\")","v":""},{"$f":"IFERROR('Cost scenario - input'!B21,\"\")","v":"POLES"},{"$f":"IFERROR('Cost scenario - input'!C21,\"\")","v":"> 22 kv & < = 66 kv ; concrete"},{"$f":"IFERROR(repcalc('Cost scenario - input'!$CY21:$GK21,'Cost scenario - input'!$J21,'Cost scenario - input'!$H21,'Cost scenario - input'!$I21,20,TRUE,TRUE),\"\")","v":""},"","","","","","","","","","","","","","","","","","","",{"$f":"IFERROR(IF(OR(D36=\"\",'Cost scenario - input'!$G21=\"\"),\"\",D36/'Cost scenario - input'!$G21),\"\")","v":""},{"$f":"IFERROR(IF(OR(E36=\"\",'Cost scenario - input'!$G21=\"\"),\"\",E36/'Cost scenario - input'!$G21),\"\")","v":""},{"$f":"IFERROR(IF(OR(F36=\"\",'Cost scenario - input'!$G21=\"\"),\"\",F36/'Cost scenario - input'!$G21),\"\")","v":""},{"$f":"IFERROR(IF(OR(G36=\"\",'Cost scenario - input'!$G21=\"\"),\"\",G36/'Cost scenario - input'!$G21),\"\")","v":""},{"$f":"IFERROR(IF(OR(H36=\"\",'Cost scenario - input'!$G21=\"\"),\"\",H36/'Cost scenario - input'!$G21),\"\")","v":""},{"$f":"IFERROR(IF(OR(I36=\"\",'Cost scenario - input'!$G21=\"\"),\"\",I36/'Cost scenario - input'!$G21),\"\")","v":""},{"$f":"IFERROR(IF(OR(J36=\"\",'Cost scenario - input'!$G21=\"\"),\"\",J36/'Cost scenario - input'!$G21),\"\")","v":""},{"$f":"IFERROR(IF(OR(K36=\"\",'Cost scenario - input'!$G21=\"\"),\"\",K36/'Cost scenario - input'!$G21),\"\")","v":""},{"$f":"IFERROR(IF(OR(L36=\"\",'Cost scenario - input'!$G21=\"\"),\"\",L36/'Cost scenario - input'!$G21),\"\")","v":""},{"$f":"IFERROR(IF(OR(M36=\"\",'Cost scenario - input'!$G21=\"\"),\"\",M36/'Cost scenario - input'!$G21),\"\")","v":""},{"$f":"IFERROR(IF(OR(N36=\"\",'Cost scenario - input'!$G21=\"\"),\"\",N36/'Cost scenario - input'!$G21),\"\")","v":""},{"$f":"IFERROR(IF(OR(O36=\"\",'Cost scenario - input'!$G21=\"\"),\"\",O36/'Cost scenario - input'!$G21),\"\")","v":""},{"$f":"IFERROR(IF(OR(P36=\"\",'Cost scenario - input'!$G21=\"\"),\"\",P36/'Cost scenario - input'!$G21),\"\")","v":""},{"$f":"IFERROR(IF(OR(Q36=\"\",'Cost scenario - input'!$G21=\"\"),\"\",Q36/'Cost scenario - input'!$G21),\"\")","v":""},{"$f":"IFERROR(IF(OR(R36=\"\",'Cost scenario - input'!$G21=\"\"),\"\",R36/'Cost scenario - input'!$G21),\"\")","v":""},{"$f":"IFERROR(IF(OR(S36=\"\",'Cost scenario - input'!$G21=\"\"),\"\",S36/'Cost scenario - input'!$G21),\"\")","v":""},{"$f":"IFERROR(IF(OR(T36=\"\",'Cost scenario - input'!$G21=\"\"),\"\",T36/'Cost scenario - input'!$G21),\"\")","v":""},{"$f":"IFERROR(IF(OR(U36=\"\",'Cost scenario - input'!$G21=\"\"),\"\",U36/'Cost scenario - input'!$G21),\"\")","v":""},{"$f":"IFERROR(IF(OR(V36=\"\",'Cost scenario - input'!$G21=\"\"),\"\",V36/'Cost scenario - input'!$G21),\"\")","v":""},{"$f":"IFERROR(IF(OR(W36=\"\",'Cost scenario - input'!$G21=\"\"),\"\",W36/'Cost scenario - input'!$G21),\"\")","v":""}]
[{"$f":"IFERROR('Cost scenario - input'!A22,\"\")","v":2},{"$f":"IFERROR('Cost scenario - input'!B22,\"\")","v":"POLES"},{"$f":"IFERROR('Cost scenario - input'!C22,\"\")","v":"> 22 kv & < = 66 kv ; steel"},{"$f":"IFERROR(repcalc('Cost scenario - input'!$CY22:$GK22,'Cost scenario - input'!$J22,'Cost scenario - input'!$H22,'Cost scenario - input'!$I22,20,TRUE,TRUE),\"\")","v":""},"","","","","","","","","","","","","","","","","","","",{"$f":"IFERROR(IF(OR(D37=\"\",'Cost scenario - input'!$G22=\"\"),\"\",D37/'Cost scenario - input'!$G22),\"\")","v":""},{"$f":"IFERROR(IF(OR(E37=\"\",'Cost scenario - input'!$G22=\"\"),\"\",E37/'Cost scenario - input'!$G22),\"\")","v":""},{"$f":"IFERROR(IF(OR(F37=\"\",'Cost scenario - input'!$G22=\"\"),\"\",F37/'Cost scenario - input'!$G22),\"\")","v":""},{"$f":"IFERROR(IF(OR(G37=\"\",'Cost scenario - input'!$G22=\"\"),\"\",G37/'Cost scenario - input'!$G22),\"\")","v":""},{"$f":"IFERROR(IF(OR(H37=\"\",'Cost scenario - input'!$G22=\"\"),\"\",H37/'Cost scenario - input'!$G22),\"\")","v":""},{"$f":"IFERROR(IF(OR(I37=\"\",'Cost scenario - input'!$G22=\"\"),\"\",I37/'Cost scenario - input'!$G22),\"\")","v":""},{"$f":"IFERROR(IF(OR(J37=\"\",'Cost scenario - input'!$G22=\"\"),\"\",J37/'Cost scenario - input'!$G22),\"\")","v":""},{"$f":"IFERROR(IF(OR(K37=\"\",'Cost scenario - input'!$G22=\"\"),\"\",K37/'Cost scenario - input'!$G22),\"\")","v":""},{"$f":"IFERROR(IF(OR(L37=\"\",'Cost scenario - input'!$G22=\"\"),\"\",L37/'Cost scenario - input'!$G22),\"\")","v":""},{"$f":"IFERROR(IF(OR(M37=\"\",'Cost scenario - input'!$G22=\"\"),\"\",M37/'Cost scenario - input'!$G22),\"\")","v":""},{"$f":"IFERROR(IF(OR(N37=\"\",'Cost scenario - input'!$G22=\"\"),\"\",N37/'Cost scenario - input'!$G22),\"\")","v":""},{"$f":"IFERROR(IF(OR(O37=\"\",'Cost scenario - input'!$G22=\"\"),\"\",O37/'Cost scenario - input'!$G22),\"\")","v":""},{"$f":"IFERROR(IF(OR(P37=\"\",'Cost scenario - input'!$G22=\"\"),\"\",P37/'Cost scenario - input'!$G22),\"\")","v":""},{"$f":"IFERROR(IF(OR(Q37=\"\",'Cost scenario - input'!$G22=\"\"),\"\",Q37/'Cost scenario - input'!$G22),\"\")","v":""},{"$f":"IFERROR(IF(OR(R37=\"\",'Cost scenario - input'!$G22=\"\"),\"\",R37/'Cost scenario - input'!$G22),\"\")","v":""},{"$f":"IFERROR(IF(OR(S37=\"\",'Cost scenario - input'!$G22=\"\"),\"\",S37/'Cost scenario - input'!$G22),\"\")","v":""},{"$f":"IFERROR(IF(OR(T37=\"\",'Cost scenario - input'!$G22=\"\"),\"\",T37/'Cost scenario - input'!$G22),\"\")","v":""},{"$f":"IFERROR(IF(OR(U37=\"\",'Cost scenario - input'!$G22=\"\"),\"\",U37/'Cost scenario - input'!$G22),\"\")","v":""},{"$f":"IFERROR(IF(OR(V37=\"\",'Cost scenario - input'!$G22=\"\"),\"\",V37/'Cost scenario - input'!$G22),\"\")","v":""},{"$f":"IFERROR(IF(OR(W37=\"\",'Cost scenario - input'!$G22=\"\"),\"\",W37/'Cost scenario - input'!$G22),\"\")","v":""}]
[{"$f":"IFERROR('Cost scenario - input'!A23,\"\")","v":2},{"$f":"IFERROR('Cost scenario - input'!B23,\"\")","v":"POLES"},{"$f":"IFERROR('Cost scenario - input'!C23,\"\")","v":"> 22 kv & < = 66 kv ; wood"},{"$f":"IFERROR(repcalc('Cost scenario - input'!$CY23:$GK23,'Cost scenario - input'!$J23,'Cost scenario - input'!$H23,'Cost scenario - input'!$I23,20,TRUE,TRUE),\"\")","v":""},"","","","","","","","","","","","","","","","","","","",{"$f":"IFERROR(IF(OR(D38=\"\",'Cost scenario - input'!$G23=\"\"),\"\",D38/'Cost scenario - input'!$G23),\"\")","v":""},{"$f":"IFERROR(IF(OR(E38=\"\",'Cost scenario - input'!$G23=\"\"),\"\",E38/'Cost scenario - input'!$G23),\"\")","v":""},{"$f":"IFERROR(IF(OR(F38=\"\",'Cost scenario - input'!$G23=\"\"),\"\",F38/'Cost scenario - input'!$G23),\"\")","v":""},{"$f":"IFERROR(IF(OR(G38=\"\",'Cost scenario - input'!$G23=\"\"),\"\",G38/'Cost scenario - input'!$G23),\"\")","v":""},{"$f":"IFERROR(IF(OR(H38=\"\",'Cost scenario - input'!$G23=\"\"),\"\",H38/'Cost scenario - input'!$G23),\"\")","v":""},{"$f":"IFERROR(IF(OR(I38=\"\",'Cost scenario - input'!$G23=\"\"),\"\",I38/'Cost scenario - input'!$G23),\"\")","v":""},{"$f":"IFERROR(IF(OR(J38=\"\",'Cost scenario - input'!$G23=\"\"),\"\",J38/'Cost scenario - input'!$G23),\"\")","v":""},{"$f":"IFERROR(IF(OR(K38=\"\",'Cost scenario - input'!$G23=\"\"),\"\",K38/'Cost scenario - input'!$G23),\"\")","v":""},{"$f":"IFERROR(IF(OR(L38=\"\",'Cost scenario - input'!$G23=\"\"),\"\",L38/'Cost scenario - input'!$G23),\"\")","v":""},{"$f":"IFERROR(IF(OR(M38=\"\",'Cost scenario - input'!$G23=\"\"),\"\",M38/'Cost scenario - input'!$G23),\"\")","v":""},{"$f":"IFERROR(IF(OR(N38=\"\",'Cost scenario - input'!$G23=\"\"),\"\",N38/'Cost scenario - input'!$G23),\"\")","v":""},{"$f":"IFERROR(IF(OR(O38=\"\",'Cost scenario - input'!$G23=\"\"),\"\",O38/'Cost scenario - input'!$G23),\"\")","v":""},{"$f":"IFERROR(IF(OR(P38=\"\",'Cost scenario - input'!$G23=\"\"),\"\",P38/'Cost scenario - input'!$G23),\"\")","v":""},{"$f":"IFERROR(IF(OR(Q38=\"\",'Cost scenario - input'!$G23=\"\"),\"\",Q38/'Cost scenario - input'!$G23),\"\")","v":""},{"$f":"IFERROR(IF(OR(R38=\"\",'Cost scenario - input'!$G23=\"\"),\"\",R38/'Cost scenario - input'!$G23),\"\")","v":""},{"$f":"IFERROR(IF(OR(S38=\"\",'Cost scenario - input'!$G23=\"\"),\"\",S38/'Cost scenario - input'!$G23),\"\")","v":""},{"$f":"IFERROR(IF(OR(T38=\"\",'Cost scenario - input'!$G23=\"\"),\"\",T38/'Cost scenario - input'!$G23),\"\")","v":""},{"$f":"IFERROR(IF(OR(U38=\"\",'Cost scenario - input'!$G23=\"\"),\"\",U38/'Cost scenario - input'!$G23),\"\")","v":""},{"$f":"IFERROR(IF(OR(V38=\"\",'Cost scenario - input'!$G23=\"\"),\"\",V38/'Cost scenario - input'!$G23),\"\")","v":""},{"$f":"IFERROR(IF(OR(W38=\"\",'Cost scenario - input'!$G23=\"\"),\"\",W38/'Cost scenario - input'!$G23),\"\")","v":""}]
[{"$f":"IFERROR('Cost scenario - input'!A24,\"\")","v":2},{"$f":"IFERROR('Cost scenario - input'!B24,\"\")","v":"POLES"},{"$f":"IFERROR('Cost scenario - input'!C24,\"\")","v":"staking of a wooden pole"},{"$f":"IFERROR(repcalc('Cost scenario - input'!$CY24:$GK24,'Cost scenario - input'!$J24,'Cost scenario - input'!$H24,'Cost scenario - input'!$I24,20,TRUE,TRUE),\"\")","v":""},"","","","","","","","","","","","","","","","","","","",{"$f":"IFERROR(IF(OR(D39=\"\",'Cost scenario - input'!$G24=\"\"),\"\",D39/'Cost scenario - input'!$G24),\"\")","v":""},{"$f":"IFERROR(IF(OR(E39=\"\",'Cost scenario - input'!$G24=\"\"),\"\",E39/'Cost scenario - input'!$G24),\"\")","v":""},{"$f":"IFERROR(IF(OR(F39=\"\",'Cost scenario - input'!$G24=\"\"),\"\",F39/'Cost scenario - input'!$G24),\"\")","v":""},{"$f":"IFERROR(IF(OR(G39=\"\",'Cost scenario - input'!$G24=\"\"),\"\",G39/'Cost scenario - input'!$G24),\"\")","v":""},{"$f":"IFERROR(IF(OR(H39=\"\",'Cost scenario - input'!$G24=\"\"),\"\",H39/'Cost scenario - input'!$G24),\"\")","v":""},{"$f":"IFERROR(IF(OR(I39=\"\",'Cost scenario - input'!$G24=\"\"),\"\",I39/'Cost scenario - input'!$G24),\"\")","v":""},{"$f":"IFERROR(IF(OR(J39=\"\",'Cost scenario - input'!$G24=\"\"),\"\",J39/'Cost scenario - input'!$G24),\"\")","v":""},{"$f":"IFERROR(IF(OR(K39=\"\",'Cost scenario - input'!$G24=\"\"),\"\",K39/'Cost scenario - input'!$G24),\"\")","v":""},{"$f":"IFERROR(IF(OR(L39=\"\",'Cost scenario - input'!$G24=\"\"),\"\",L39/'Cost scenario - input'!$G24),\"\")","v":""},{"$f":"IFERROR(IF(OR(M39=\"\",'Cost scenario - input'!$G24=\"\"),\"\",M39/'Cost scenario - input'!$G24),\"\")","v":""},{"$f":"IFERROR(IF(OR(N39=\"\",'Cost scenario - input'!$G24=\"\"),\"\",N39/'Cost scenario - input'!$G24),\"\")","v":""},{"$f":"IFERROR(IF(OR(O39=\"\",'Cost scenario - input'!$G24=\"\"),\"\",O39/'Cost scenario - input'!$G24),\"\")","v":""},{"$f":"IFERROR(IF(OR(P39=\"\",'Cost scenario - input'!$G24=\"\"),\"\",P39/'Cost scenario - input'!$G24),\"\")","v":""},{"$f":"IFERROR(IF(OR(Q39=\"\",'Cost scenario - input'!$G24=\"\"),\"\",Q39/'Cost scenario - input'!$G24),\"\")","v":""},{"$f":"IFERROR(IF(OR(R39=\"\",'Cost scenario - input'!$G24=\"\"),\"\",R39/'Cost scenario - input'!$G24),\"\")","v":""},{"$f":"IFERROR(IF(OR(S39=\"\",'Cost scenario - input'!$G24=\"\"),\"\",S39/'Cost scenario - input'!$G24),\"\")","v":""},{"$f":"IFERROR(IF(OR(T39=\"\",'Cost scenario - input'!$G24=\"\"),\"\",T39/'Cost scenario - input'!$G24),\"\")","v":""},{"$f":"IFERROR(IF(OR(U39=\"\",'Cost scenario - input'!$G24=\"\"),\"\",U39/'Cost scenario - input'!$G24),\"\")","v":""},{"$f":"IFERROR(IF(OR(V39=\"\",'Cost scenario - input'!$G24=\"\"),\"\",V39/'Cost scenario - input'!$G24),\"\")","v":""},{"$f":"IFERROR(IF(OR(W39=\"\",'Cost scenario - input'!$G24=\"\"),\"\",W39/'Cost scenario - input'!$G24),\"\")","v":""}]
[{"$f":"IFERROR('Cost scenario - input'!A25,\"\")","v":3},{"$f":"IFERROR('Cost scenario - input'!B25,\"\")","v":"SERVICE LINES"},{"$f":"IFERROR('Cost scenario - input'!C25,\"\")","v":"˂ = 11 kv ; commercial and industrial ; simple type"},{"$f":"IFERROR(repcalc('Cost scenario - input'!$CY25:$GK25,'Cost scenario - input'!$J25,'Cost scenario - input'!$H25,'Cost scenario - input'!$I25,20,TRUE,TRUE),\"\")","v":""},"","","","","","","","","","","","","","","","","","","",{"$f":"IFERROR(IF(OR(D40=\"\",'Cost scenario - input'!$G25=\"\"),\"\",D40/'Cost scenario - input'!$G25),\"\")","v":""},{"$f":"IFERROR(IF(OR(E40=\"\",'Cost scenario - input'!$G25=\"\"),\"\",E40/'Cost scenario - input'!$G25),\"\")","v":""},{"$f":"IFERROR(IF(OR(F40=\"\",'Cost scenario - input'!$G25=\"\"),\"\",F40/'Cost scenario - input'!$G25),\"\")","v":""},{"$f":"IFERROR(IF(OR(G40=\"\",'Cost scenario - input'!$G25=\"\"),\"\",G40/'Cost scenario - input'!$G25),\"\")","v":""},{"$f":"IFERROR(IF(OR(H40=\"\",'Cost scenario - input'!$G25=\"\"),\"\",H40/'Cost scenario - input'!$G25),\"\")","v":""},{"$f":"IFERROR(IF(OR(I40=\"\",'Cost scenario - input'!$G25=\"\"),\"\",I40/'Cost scenario - input'!$G25),\"\")","v":""},{"$f":"IFERROR(IF(OR(J40=\"\",'Cost scenario - input'!$G25=\"\"),\"\",J40/'Cost scenario - input'!$G25),\"\")","v":""},{"$f":"IFERROR(IF(OR(K40=\"\",'Cost scenario - input'!$G25=\"\"),\"\",K40/'Cost scenario - input'!$G25),\"\")","v":""},{"$f":"IFERROR(IF(OR(L40=\"\",'Cost scenario - input'!$G25=\"\"),\"\",L40/'Cost scenario - input'!$G25),\"\")","v":""},{"$f":"IFERROR(IF(OR(M40=\"\",'Cost scenario - input'!$G25=\"\"),\"\",M40/'Cost scenario - input'!$G25),\"\")","v":""},{"$f":"IFERROR(IF(OR(N40=\"\",'Cost scenario - input'!$G25=\"\"),\"\",N40/'Cost scenario - input'!$G25),\"\")","v":""},{"$f":"IFERROR(IF(OR(O40=\"\",'Cost scenario - input'!$G25=\"\"),\"\",O40/'Cost scenario - input'!$G25),\"\")","v":""},{"$f":"IFERROR(IF(OR(P40=\"\",'Cost scenario - input'!$G25=\"\"),\"\",P40/'Cost scenario - input'!$G25),\"\")","v":""},{"$f":"IFERROR(IF(OR(Q40=\"\",'Cost scenario - input'!$G25=\"\"),\"\",Q40/'Cost scenario - input'!$G25),\"\")","v":""},{"$f":"IFERROR(IF(OR(R40=\"\",'Cost scenario - input'!$G25=\"\"),\"\",R40/'Cost scenario - input'!$G25),\"\")","v":""},{"$f":"IFERROR(IF(OR(S40=\"\",'Cost scenario - input'!$G25=\"\"),\"\",S40/'Cost scenario - input'!$G25),\"\")","v":""},{"$f":"IFERROR(IF(OR(T40=\"\",'Cost scenario - input'!$G25=\"\"),\"\",T40/'Cost scenario - input'!$G25),\"\")","v":""},{"$f":"IFERROR(IF(OR(U40=\"\",'Cost scenario - input'!$G25=\"\"),\"\",U40/'Cost scenario - input'!$G25),\"\")","v":""},{"$f":"IFERROR(IF(OR(V40=\"\",'Cost scenario - input'!$G25=\"\"),\"\",V40/'Cost scenario - input'!$G25),\"\")","v":""},{"$f":"IFERROR(IF(OR(W40=\"\",'Cost scenario - input'!$G25=\"\"),\"\",W40/'Cost scenario - input'!$G25),\"\")","v":""}]
[{"$f":"IFERROR('Cost scenario - input'!A26,\"\")","v":3},{"$f":"IFERROR('Cost scenario - input'!B26,\"\")","v":"SERVICE LINES"},{"$f":"IFERROR('Cost scenario - input'!C26,\"\")","v":"˂ = 11 kv ; residential ; simple type"},{"$f":"IFERROR(repcalc('Cost scenario - input'!$CY26:$GK26,'Cost scenario - input'!$J26,'Cost scenario - input'!$H26,'Cost scenario - input'!$I26,20,TRUE,TRUE),\"\")","v":""},"","","","","","","","","","","","","","","","","","","",{"$f":"IFERROR(IF(OR(D41=\"\",'Cost scenario - input'!$G26=\"\"),\"\",D41/'Cost scenario - input'!$G26),\"\")","v":""},{"$f":"IFERROR(IF(OR(E41=\"\",'Cost scenario - input'!$G26=\"\"),\"\",E41/'Cost scenario - input'!$G26),\"\")","v":""},{"$f":"IFERROR(IF(OR(F41=\"\",'Cost scenario - input'!$G26=\"\"),\"\",F41/'Cost scenario - input'!$G26),\"\")","v":""},{"$f":"IFERROR(IF(OR(G41=\"\",'Cost scenario - input'!$G26=\"\"),\"\",G41/'Cost scenario - input'!$G26),\"\")","v":""},{"$f":"IFERROR(IF(OR(H41=\"\",'Cost scenario - input'!$G26=\"\"),\"\",H41/'Cost scenario - input'!$G26),\"\")","v":""},{"$f":"IFERROR(IF(OR(I41=\"\",'Cost scenario - input'!$G26=\"\"),\"\",I41/'Cost scenario - input'!$G26),\"\")","v":""},{"$f":"IFERROR(IF(OR(J41=\"\",'Cost scenario - input'!$G26=\"\"),\"\",J41/'Cost scenario - input'!$G26),\"\")","v":""},{"$f":"IFERROR(IF(OR(K41=\"\",'Cost scenario - input'!$G26=\"\"),\"\",K41/'Cost scenario - input'!$G26),\"\")","v":""},{"$f":"IFERROR(IF(OR(L41=\"\",'Cost scenario - input'!$G26=\"\"),\"\",L41/'Cost scenario - input'!$G26),\"\")","v":""},{"$f":"IFERROR(IF(OR(M41=\"\",'Cost scenario - input'!$G26=\"\"),\"\",M41/'Cost scenario - input'!$G26),\"\")","v":""},{"$f":"IFERROR(IF(OR(N41=\"\",'Cost scenario - input'!$G26=\"\"),\"\",N41/'Cost scenario - input'!$G26),\"\")","v":""},{"$f":"IFERROR(IF(OR(O41=\"\",'Cost scenario - input'!$G26=\"\"),\"\",O41/'Cost scenario - input'!$G26),\"\")","v":""},{"$f":"IFERROR(IF(OR(P41=\"\",'Cost scenario - input'!$G26=\"\"),\"\",P41/'Cost scenario - input'!$G26),\"\")","v":""},{"$f":"IFERROR(IF(OR(Q41=\"\",'Cost scenario - input'!$G26=\"\"),\"\",Q41/'Cost scenario - input'!$G26),\"\")","v":""},{"$f":"IFERROR(IF(OR(R41=\"\",'Cost scenario - input'!$G26=\"\"),\"\",R41/'Cost scenario - input'!$G26),\"\")","v":""},{"$f":"IFERROR(IF(OR(S41=\"\",'Cost scenario - input'!$G26=\"\"),\"\",S41/'Cost scenario - input'!$G26),\"\")","v":""},{"$f":"IFERROR(IF(OR(T41=\"\",'Cost scenario - input'!$G26=\"\"),\"\",T41/'Cost scenario - input'!$G26),\"\")","v":""},{"$f":"IFERROR(IF(OR(U41=\"\",'Cost scenario - input'!$G26=\"\"),\"\",U41/'Cost scenario - input'!$G26),\"\")","v":""},{"$f":"IFERROR(IF(OR(V41=\"\",'Cost scenario - input'!$G26=\"\"),\"\",V41/'Cost scenario - input'!$G26),\"\")","v":""},{"$f":"IFERROR(IF(OR(W41=\"\",'Cost scenario - input'!$G26=\"\"),\"\",W41/'Cost scenario - input'!$G26),\"\")","v":""}]
[{"$f":"IFERROR('Cost scenario - input'!A27,\"\")","v":4},{"$f":"IFERROR('Cost scenario - input'!B27,\"\")","v":"SWITCHGEAR"},{"$f":"IFERROR('Cost scenario - input'!C27,\"\")","v":"˂ = 11 kv ; circuit breaker"},{"$f":"IFERROR(repcalc('Cost scenario - input'!$CY27:$GK27,'Cost scenario - input'!$J27,'Cost scenario - input'!$H27,'Cost scenario - input'!$I27,20,TRUE,TRUE),\"\")","v":""},"","","","","","","","","","","","","","","","","","","",{"$f":"IFERROR(IF(OR(D42=\"\",'Cost scenario - input'!$G27=\"\"),\"\",D42/'Cost scenario - input'!$G27),\"\")","v":""},{"$f":"IFERROR(IF(OR(E42=\"\",'Cost scenario - input'!$G27=\"\"),\"\",E42/'Cost scenario - input'!$G27),\"\")","v":""},{"$f":"IFERROR(IF(OR(F42=\"\",'Cost scenario - input'!$G27=\"\"),\"\",F42/'Cost scenario - input'!$G27),\"\")","v":""},{"$f":"IFERROR(IF(OR(G42=\"\",'Cost scenario - input'!$G27=\"\"),\"\",G42/'Cost scenario - input'!$G27),\"\")","v":""},{"$f":"IFERROR(IF(OR(H42=\"\",'Cost scenario - input'!$G27=\"\"),\"\",H42/'Cost scenario - input'!$G27),\"\")","v":""},{"$f":"IFERROR(IF(OR(I42=\"\",'Cost scenario - input'!$G27=\"\"),\"\",I42/'Cost scenario - input'!$G27),\"\")","v":""},{"$f":"IFERROR(IF(OR(J42=\"\",'Cost scenario - input'!$G27=\"\"),\"\",J42/'Cost scenario - input'!$G27),\"\")","v":""},{"$f":"IFERROR(IF(OR(K42=\"\",'Cost scenario - input'!$G27=\"\"),\"\",K42/'Cost scenario - input'!$G27),\"\")","v":""},{"$f":"IFERROR(IF(OR(L42=\"\",'Cost scenario - input'!$G27=\"\"),\"\",L42/'Cost scenario - input'!$G27),\"\")","v":""},{"$f":"IFERROR(IF(OR(M42=\"\",'Cost scenario - input'!$G27=\"\"),\"\",M42/'Cost scenario - input'!$G27),\"\")","v":""},{"$f":"IFERROR(IF(OR(N42=\"\",'Cost scenario - input'!$G27=\"\"),\"\",N42/'Cost scenario - input'!$G27),\"\")","v":""},{"$f":"IFERROR(IF(OR(O42=\"\",'Cost scenario - input'!$G27=\"\"),\"\",O42/'Cost scenario - input'!$G27),\"\")","v":""},{"$f":"IFERROR(IF(OR(P42=\"\",'Cost scenario - input'!$G27=\"\"),\"\",P42/'Cost scenario - input'!$G27),\"\")","v":""},{"$f":"IFERROR(IF(OR(Q42=\"\",'Cost scenario - input'!$G27=\"\"),\"\",Q42/'Cost scenario - input'!$G27),\"\")","v":""},{"$f":"IFERROR(IF(OR(R42=\"\",'Cost scenario - input'!$G27=\"\"),\"\",R42/'Cost scenario - input'!$G27),\"\")","v":""},{"$f":"IFERROR(IF(OR(S42=\"\",'Cost scenario - input'!$G27=\"\"),\"\",S42/'Cost scenario - input'!$G27),\"\")","v":""},{"$f":"IFERROR(IF(OR(T42=\"\",'Cost scenario - input'!$G27=\"\"),\"\",T42/'Cost scenario - input'!$G27),\"\")","v":""},{"$f":"IFERROR(IF(OR(U42=\"\",'Cost scenario - input'!$G27=\"\"),\"\",U42/'Cost scenario - input'!$G27),\"\")","v":""},{"$f":"IFERROR(IF(OR(V42=\"\",'Cost scenario - input'!$G27=\"\"),\"\",V42/'Cost scenario - input'!$G27),\"\")","v":""},{"$f":"IFERROR(IF(OR(W42=\"\",'Cost scenario - input'!$G27=\"\"),\"\",W42/'Cost scenario - input'!$G27),\"\")","v":""}]
[{"$f":"IFERROR('Cost scenario - input'!A28,\"\")","v":4},{"$f":"IFERROR('Cost scenario - input'!B28,\"\")","v":"SWITCHGEAR"},{"$f":"IFERROR('Cost scenario - input'!C28,\"\")","v":"˂ = 11 kv ; fuse"},{"$f":"IFERROR(repcalc('Cost scenario - input'!$CY28:$GK28,'Cost scenario - input'!$J28,'Cost scenario - input'!$H28,'Cost scenario - input'!$I28,20,TRUE,TRUE),\"\")","v":""},"","","","","","","","","","","","","","","","","","","",{"$f":"IFERROR(IF(OR(D43=\"\",'Cost scenario - input'!$G28=\"\"),\"\",D43/'Cost scenario - input'!$G28),\"\")","v":""},{"$f":"IFERROR(IF(OR(E43=\"\",'Cost scenario - input'!$G28=\"\"),\"\",E43/'Cost scenario - input'!$G28),\"\")","v":""},{"$f":"IFERROR(IF(OR(F43=\"\",'Cost scenario - input'!$G28=\"\"),\"\",F43/'Cost scenario - input'!$G28),\"\")","v":""},{"$f":"IFERROR(IF(OR(G43=\"\",'Cost scenario - input'!$G28=\"\"),\"\",G43/'Cost scenario - input'!$G28),\"\")","v":""},{"$f":"IFERROR(IF(OR(H43=\"\",'Cost scenario - input'!$G28=\"\"),\"\",H43/'Cost scenario - input'!$G28),\"\")","v":""},{"$f":"IFERROR(IF(OR(I43=\"\",'Cost scenario - input'!$G28=\"\"),\"\",I43/'Cost scenario - input'!$G28),\"\")","v":""},{"$f":"IFERROR(IF(OR(J43=\"\",'Cost scenario - input'!$G28=\"\"),\"\",J43/'Cost scenario - input'!$G28),\"\")","v":""},{"$f":"IFERROR(IF(OR(K43=\"\",'Cost scenario - input'!$G28=\"\"),\"\",K43/'Cost scenario - input'!$G28),\"\")","v":""},{"$f":"IFERROR(IF(OR(L43=\"\",'Cost scenario - input'!$G28=\"\"),\"\",L43/'Cost scenario - input'!$G28),\"\")","v":""},{"$f":"IFERROR(IF(OR(M43=\"\",'Cost scenario - input'!$G28=\"\"),\"\",M43/'Cost scenario - input'!$G28),\"\")","v":""},{"$f":"IFERROR(IF(OR(N43=\"\",'Cost scenario - input'!$G28=\"\"),\"\",N43/'Cost scenario - input'!$G28),\"\")","v":""},{"$f":"IFERROR(IF(OR(O43=\"\",'Cost scenario - input'!$G28=\"\"),\"\",O43/'Cost scenario - input'!$G28),\"\")","v":""},{"$f":"IFERROR(IF(OR(P43=\"\",'Cost scenario - input'!$G28=\"\"),\"\",P43/'Cost scenario - input'!$G28),\"\")","v":""},{"$f":"IFERROR(IF(OR(Q43=\"\",'Cost scenario - input'!$G28=\"\"),\"\",Q43/'Cost scenario - input'!$G28),\"\")","v":""},{"$f":"IFERROR(IF(OR(R43=\"\",'Cost scenario - input'!$G28=\"\"),\"\",R43/'Cost scenario - input'!$G28),\"\")","v":""},{"$f":"IFERROR(IF(OR(S43=\"\",'Cost scenario - input'!$G28=\"\"),\"\",S43/'Cost scenario - input'!$G28),\"\")","v":""},{"$f":"IFERROR(IF(OR(T43=\"\",'Cost scenario - input'!$G28=\"\"),\"\",T43/'Cost scenario - input'!$G28),\"\")","v":""},{"$f":"IFERROR(IF(OR(U43=\"\",'Cost scenario - input'!$G28=\"\"),\"\",U43/'Cost scenario - input'!$G28),\"\")","v":""},{"$f":"IFERROR(IF(OR(V43=\"\",'Cost scenario - input'!$G28=\"\"),\"\",V43/'Cost scenario - input'!$G28),\"\")","v":""},{"$f":"IFERROR(IF(OR(W43=\"\",'Cost scenario - input'!$G28=\"\"),\"\",W43/'Cost scenario - input'!$G28),\"\")","v":""}]
[{"$f":"IFERROR('Cost scenario - input'!A29,\"\")","v":4},{"$f":"IFERROR('Cost scenario - input'!B29,\"\")","v":"SWITCHGEAR"},{"$f":"IFERROR('Cost scenario - input'!C29,\"\")","v":"˂ = 11 kv ; switch"},{"$f":"IFERROR(repcalc('Cost scenario - input'!$CY29:$GK29,'Cost scenario - input'!$J29,'Cost scenario - input'!$H29,'Cost scenario - input'!$I29,20,TRUE,TRUE),\"\")","v":""},"","","","","","","","","","","","","","","","","","","",{"$f":"IFERROR(IF(OR(D44=\"\",'Cost scenario - input'!$G29=\"\"),\"\",D44/'Cost scenario - input'!$G29),\"\")","v":""},{"$f":"IFERROR(IF(OR(E44=\"\",'Cost scenario - input'!$G29=\"\"),\"\",E44/'Cost scenario - input'!$G29),\"\")","v":""},{"$f":"IFERROR(IF(OR(F44=\"\",'Cost scenario - input'!$G29=\"\"),\"\",F44/'Cost scenario - input'!$G29),\"\")","v":""},{"$f":"IFERROR(IF(OR(G44=\"\",'Cost scenario - input'!$G29=\"\"),\"\",G44/'Cost scenario - input'!$G29),\"\")","v":""},{"$f":"IFERROR(IF(OR(H44=\"\",'Cost scenario - input'!$G29=\"\"),\"\",H44/'Cost scenario - input'!$G29),\"\")","v":""},{"$f":"IFERROR(IF(OR(I44=\"\",'Cost scenario - input'!$G29=\"\"),\"\",I44/'Cost scenario - input'!$G29),\"\")","v":""},{"$f":"IFERROR(IF(OR(J44=\"\",'Cost scenario - input'!$G29=\"\"),\"\",J44/'Cost scenario - input'!$G29),\"\")","v":""},{"$f":"IFERROR(IF(OR(K44=\"\",'Cost scenario - input'!$G29=\"\"),\"\",K44/'Cost scenario - input'!$G29),\"\")","v":""},{"$f":"IFERROR(IF(OR(L44=\"\",'Cost scenario - input'!$G29=\"\"),\"\",L44/'Cost scenario - input'!$G29),\"\")","v":""},{"$f":"IFERROR(IF(OR(M44=\"\",'Cost scenario - input'!$G29=\"\"),\"\",M44/'Cost scenario - input'!$G29),\"\")","v":""},{"$f":"IFERROR(IF(OR(N44=\"\",'Cost scenario - input'!$G29=\"\"),\"\",N44/'Cost scenario - input'!$G29),\"\")","v":""},{"$f":"IFERROR(IF(OR(O44=\"\",'Cost scenario - input'!$G29=\"\"),\"\",O44/'Cost scenario - input'!$G29),\"\")","v":""},{"$f":"IFERROR(IF(OR(P44=\"\",'Cost scenario - input'!$G29=\"\"),\"\",P44/'Cost scenario - input'!$G29),\"\")","v":""},{"$f":"IFERROR(IF(OR(Q44=\"\",'Cost scenario - input'!$G29=\"\"),\"\",Q44/'Cost scenario - input'!$G29),\"\")","v":""},{"$f":"IFERROR(IF(OR(R44=\"\",'Cost scenario - input'!$G29=\"\"),\"\",R44/'Cost scenario - input'!$G29),\"\")","v":""},{"$f":"IFERROR(IF(OR(S44=\"\",'Cost scenario - input'!$G29=\"\"),\"\",S44/'Cost scenario - input'!$G29),\"\")","v":""},{"$f":"IFERROR(IF(OR(T44=\"\",'Cost scenario - input'!$G29=\"\"),\"\",T44/'Cost scenario - input'!$G29),\"\")","v":""},{"$f":"IFERROR(IF(OR(U44=\"\",'Cost scenario - input'!$G29=\"\"),\"\",U44/'Cost scenario - input'!$G29),\"\")","v":""},{"$f":"IFERROR(IF(OR(V44=\"\",'Cost scenario - input'!$G29=\"\"),\"\",V44/'Cost scenario - input'!$G29),\"\")","v":""},{"$f":"IFERROR(IF(OR(W44=\"\",'Cost scenario - input'!$G29=\"\"),\"\",W44/'Cost scenario - input'!$G29),\"\")","v":""}]
[{"$f":"IFERROR('Cost scenario - input'!A30,\"\")","v":4},{"$f":"IFERROR('Cost scenario - input'!B30,\"\")","v":"SWITCHGEAR"},{"$f":"IFERROR('Cost scenario - input'!C30,\"\")","v":"> 11 kv & < = 22 kv ; circuit breaker"},{"$f":"IFERROR(repcalc('Cost scenario - input'!$CY30:$GK30,'Cost scenario - input'!$J30,'Cost scenario - input'!$H30,'Cost scenario - input'!$I30,20,TRUE,TRUE),\"\")","v":""},"","","","","","","","","","","","","","","","","","","",{"$f":"IFERROR(IF(OR(D45=\"\",'Cost scenario - input'!$G30=\"\"),\"\",D45/'Cost scenario - input'!$G30),\"\")","v":""},{"$f":"IFERROR(IF(OR(E45=\"\",'Cost scenario - input'!$G30=\"\"),\"\",E45/'Cost scenario - input'!$G30),\"\")","v":""},{"$f":"IFERROR(IF(OR(F45=\"\",'Cost scenario - input'!$G30=\"\"),\"\",F45/'Cost scenario - input'!$G30),\"\")","v":""},{"$f":"IFERROR(IF(OR(G45=\"\",'Cost scenario - input'!$G30=\"\"),\"\",G45/'Cost scenario - input'!$G30),\"\")","v":""},{"$f":"IFERROR(IF(OR(H45=\"\",'Cost scenario - input'!$G30=\"\"),\"\",H45/'Cost scenario - input'!$G30),\"\")","v":""},{"$f":"IFERROR(IF(OR(I45=\"\",'Cost scenario - input'!$G30=\"\"),\"\",I45/'Cost scenario - input'!$G30),\"\")","v":""},{"$f":"IFERROR(IF(OR(J45=\"\",'Cost scenario - input'!$G30=\"\"),\"\",J45/'Cost scenario - input'!$G30),\"\")","v":""},{"$f":"IFERROR(IF(OR(K45=\"\",'Cost scenario - input'!$G30=\"\"),\"\",K45/'Cost scenario - input'!$G30),\"\")","v":""},{"$f":"IFERROR(IF(OR(L45=\"\",'Cost scenario - input'!$G30=\"\"),\"\",L45/'Cost scenario - input'!$G30),\"\")","v":""},{"$f":"IFERROR(IF(OR(M45=\"\",'Cost scenario - input'!$G30=\"\"),\"\",M45/'Cost scenario - input'!$G30),\"\")","v":""},{"$f":"IFERROR(IF(OR(N45=\"\",'Cost scenario - input'!$G30=\"\"),\"\",N45/'Cost scenario - input'!$G30),\"\")","v":""},{"$f":"IFERROR(IF(OR(O45=\"\",'Cost scenario - input'!$G30=\"\"),\"\",O45/'Cost scenario - input'!$G30),\"\")","v":""},{"$f":"IFERROR(IF(OR(P45=\"\",'Cost scenario - input'!$G30=\"\"),\"\",P45/'Cost scenario - input'!$G30),\"\")","v":""},{"$f":"IFERROR(IF(OR(Q45=\"\",'Cost scenario - input'!$G30=\"\"),\"\",Q45/'Cost scenario - input'!$G30),\"\")","v":""},{"$f":"IFERROR(IF(OR(R45=\"\",'Cost scenario - input'!$G30=\"\"),\"\",R45/'Cost scenario - input'!$G30),\"\")","v":""},{"$f":"IFERROR(IF(OR(S45=\"\",'Cost scenario - input'!$G30=\"\"),\"\",S45/'Cost scenario - input'!$G30),\"\")","v":""},{"$f":"IFERROR(IF(OR(T45=\"\",'Cost scenario - input'!$G30=\"\"),\"\",T45/'Cost scenario - input'!$G30),\"\")","v":""},{"$f":"IFERROR(IF(OR(U45=\"\",'Cost scenario - input'!$G30=\"\"),\"\",U45/'Cost scenario - input'!$G30),\"\")","v":""},{"$f":"IFERROR(IF(OR(V45=\"\",'Cost scenario - input'!$G30=\"\"),\"\",V45/'Cost scenario - input'!$G30),\"\")","v":""},{"$f":"IFERROR(IF(OR(W45=\"\",'Cost scenario - input'!$G30=\"\"),\"\",W45/'Cost scenario - input'!$G30),\"\")","v":""}]
[{"$f":"IFERROR('Cost scenario - input'!A31,\"\")","v":4},{"$f":"IFERROR('Cost scenario - input'!B31,\"\")","v":"SWITCHGEAR"},{"$f":"IFERROR('Cost scenario - input'!C31,\"\")","v":"> 11 kv & < = 22 kv ; switch"},{"$f":"IFERROR(repcalc('Cost scenario - input'!$CY31:$GK31,'Cost scenario - input'!$J31,'Cost scenario - input'!$H31,'Cost scenario - input'!$I31,20,TRUE,TRUE),\"\")","v":""},"","","","","","","","","","","","","","","","","","","",{"$f":"IFERROR(IF(OR(D46=\"\",'Cost scenario - input'!$G31=\"\"),\"\",D46/'Cost scenario - input'!$G31),\"\")","v":""},{"$f":"IFERROR(IF(OR(E46=\"\",'Cost scenario - input'!$G31=\"\"),\"\",E46/'Cost scenario - input'!$G31),\"\")","v":""},{"$f":"IFERROR(IF(OR(F46=\"\",'Cost scenario - input'!$G31=\"\"),\"\",F46/'Cost scenario - input'!$G31),\"\")","v":""},{"$f":"IFERROR(IF(OR(G46=\"\",'Cost scenario - input'!$G31=\"\"),\"\",G46/'Cost scenario - input'!$G31),\"\")","v":""},{"$f":"IFERROR(IF(OR(H46=\"\",'Cost scenario - input'!$G31=\"\"),\"\",H46/'Cost scenario - input'!$G31),\"\")","v":""},{"$f":"IFERROR(IF(OR(I46=\"\",'Cost scenario - input'!$G31=\"\"),\"\",I46/'Cost scenario - input'!$G31),\"\")","v":""},{"$f":"IFERROR(IF(OR(J46=\"\",'Cost scenario - input'!$G31=\"\"),\"\",J46/'Cost scenario - input'!$G31),\"\")","v":""},{"$f":"IFERROR(IF(OR(K46=\"\",'Cost scenario - input'!$G31=\"\"),\"\",K46/'Cost scenario - input'!$G31),\"\")","v":""},{"$f":"IFERROR(IF(OR(L46=\"\",'Cost scenario - input'!$G31=\"\"),\"\",L46/'Cost scenario - input'!$G31),\"\")","v":""},{"$f":"IFERROR(IF(OR(M46=\"\",'Cost scenario - input'!$G31=\"\"),\"\",M46/'Cost scenario - input'!$G31),\"\")","v":""},{"$f":"IFERROR(IF(OR(N46=\"\",'Cost scenario - input'!$G31=\"\"),\"\",N46/'Cost scenario - input'!$G31),\"\")","v":""},{"$f":"IFERROR(IF(OR(O46=\"\",'Cost scenario - input'!$G31=\"\"),\"\",O46/'Cost scenario - input'!$G31),\"\")","v":""},{"$f":"IFERROR(IF(OR(P46=\"\",'Cost scenario - input'!$G31=\"\"),\"\",P46/'Cost scenario - input'!$G31),\"\")","v":""},{"$f":"IFERROR(IF(OR(Q46=\"\",'Cost scenario - input'!$G31=\"\"),\"\",Q46/'Cost scenario - input'!$G31),\"\")","v":""},{"$f":"IFERROR(IF(OR(R46=\"\",'Cost scenario - input'!$G31=\"\"),\"\",R46/'Cost scenario - input'!$G31),\"\")","v":""},{"$f":"IFERROR(IF(OR(S46=\"\",'Cost scenario - input'!$G31=\"\"),\"\",S46/'Cost scenario - input'!$G31),\"\")","v":""},{"$f":"IFERROR(IF(OR(T46=\"\",'Cost scenario - input'!$G31=\"\"),\"\",T46/'Cost scenario - input'!$G31),\"\")","v":""},{"$f":"IFERROR(IF(OR(U46=\"\",'Cost scenario - input'!$G31=\"\"),\"\",U46/'Cost scenario - input'!$G31),\"\")","v":""},{"$f":"IFERROR(IF(OR(V46=\"\",'Cost scenario - input'!$G31=\"\"),\"\",V46/'Cost scenario - input'!$G31),\"\")","v":""},{"$f":"IFERROR(IF(OR(W46=\"\",'Cost scenario - input'!$G31=\"\"),\"\",W46/'Cost scenario - input'!$G31),\"\")","v":""}]
[{"$f":"IFERROR('Cost scenario - input'!A32,\"\")","v":4},{"$f":"IFERROR('Cost scenario - input'!B32,\"\")","v":"SWITCHGEAR"},{"$f":"IFERROR('Cost scenario - input'!C32,\"\")","v":"> 33 kv & < = 66 kv ; circuit breaker"},{"$f":"IFERROR(repcalc('Cost scenario - input'!$CY32:$GK32,'Cost scenario - input'!$J32,'Cost scenario - input'!$H32,'Cost scenario - input'!$I32,20,TRUE,TRUE),\"\")","v":""},"","","","","","","","","","","","","","","","","","","",{"$f":"IFERROR(IF(OR(D47=\"\",'Cost scenario - input'!$G32=\"\"),\"\",D47/'Cost scenario - input'!$G32),\"\")","v":""},{"$f":"IFERROR(IF(OR(E47=\"\",'Cost scenario - input'!$G32=\"\"),\"\",E47/'Cost scenario - input'!$G32),\"\")","v":""},{"$f":"IFERROR(IF(OR(F47=\"\",'Cost scenario - input'!$G32=\"\"),\"\",F47/'Cost scenario - input'!$G32),\"\")","v":""},{"$f":"IFERROR(IF(OR(G47=\"\",'Cost scenario - input'!$G32=\"\"),\"\",G47/'Cost scenario - input'!$G32),\"\")","v":""},{"$f":"IFERROR(IF(OR(H47=\"\",'Cost scenario - input'!$G32=\"\"),\"\",H47/'Cost scenario - input'!$G32),\"\")","v":""},{"$f":"IFERROR(IF(OR(I47=\"\",'Cost scenario - input'!$G32=\"\"),\"\",I47/'Cost scenario - input'!$G32),\"\")","v":""},{"$f":"IFERROR(IF(OR(J47=\"\",'Cost scenario - input'!$G32=\"\"),\"\",J47/'Cost scenario - input'!$G32),\"\")","v":""},{"$f":"IFERROR(IF(OR(K47=\"\",'Cost scenario - input'!$G32=\"\"),\"\",K47/'Cost scenario - input'!$G32),\"\")","v":""},{"$f":"IFERROR(IF(OR(L47=\"\",'Cost scenario - input'!$G32=\"\"),\"\",L47/'Cost scenario - input'!$G32),\"\")","v":""},{"$f":"IFERROR(IF(OR(M47=\"\",'Cost scenario - input'!$G32=\"\"),\"\",M47/'Cost scenario - input'!$G32),\"\")","v":""},{"$f":"IFERROR(IF(OR(N47=\"\",'Cost scenario - input'!$G32=\"\"),\"\",N47/'Cost scenario - input'!$G32),\"\")","v":""},{"$f":"IFERROR(IF(OR(O47=\"\",'Cost scenario - input'!$G32=\"\"),\"\",O47/'Cost scenario - input'!$G32),\"\")","v":""},{"$f":"IFERROR(IF(OR(P47=\"\",'Cost scenario - input'!$G32=\"\"),\"\",P47/'Cost scenario - input'!$G32),\"\")","v":""},{"$f":"IFERROR(IF(OR(Q47=\"\",'Cost scenario - input'!$G32=\"\"),\"\",Q47/'Cost scenario - input'!$G32),\"\")","v":""},{"$f":"IFERROR(IF(OR(R47=\"\",'Cost scenario - input'!$G32=\"\"),\"\",R47/'Cost scenario - input'!$G32),\"\")","v":""},{"$f":"IFERROR(IF(OR(S47=\"\",'Cost scenario - input'!$G32=\"\"),\"\",S47/'Cost scenario - input'!$G32),\"\")","v":""},{"$f":"IFERROR(IF(OR(T47=\"\",'Cost scenario - input'!$G32=\"\"),\"\",T47/'Cost scenario - input'!$G32),\"\")","v":""},{"$f":"IFERROR(IF(OR(U47=\"\",'Cost scenario - input'!$G32=\"\"),\"\",U47/'Cost scenario - input'!$G32),\"\")","v":""},{"$f":"IFERROR(IF(OR(V47=\"\",'Cost scenario - input'!$G32=\"\"),\"\",V47/'Cost scenario - input'!$G32),\"\")","v":""},{"$f":"IFERROR(IF(OR(W47=\"\",'Cost scenario - input'!$G32=\"\"),\"\",W47/'Cost scenario - input'!$G32),\"\")","v":""}]
[{"$f":"IFERROR('Cost scenario - input'!A33,\"\")","v":4},{"$f":"IFERROR('Cost scenario - input'!B33,\"\")","v":"SWITCHGEAR"},{"$f":"IFERROR('Cost scenario - input'!C33,\"\")","v":"> 33 kv & < = 66 kv ; switch"},{"$f":"IFERROR(repcalc('Cost scenario - input'!$CY33:$GK33,'Cost scenario - input'!$J33,'Cost scenario - input'!$H33,'Cost scenario - input'!$I33,20,TRUE,TRUE),\"\")","v":""},"","","","","","","","","","","","","","","","","","","",{"$f":"IFERROR(IF(OR(D48=\"\",'Cost scenario - input'!$G33=\"\"),\"\",D48/'Cost scenario - input'!$G33),\"\")","v":""},{"$f":"IFERROR(IF(OR(E48=\"\",'Cost scenario - input'!$G33=\"\"),\"\",E48/'Cost scenario - input'!$G33),\"\")","v":""},{"$f":"IFERROR(IF(OR(F48=\"\",'Cost scenario - input'!$G33=\"\"),\"\",F48/'Cost scenario - input'!$G33),\"\")","v":""},{"$f":"IFERROR(IF(OR(G48=\"\",'Cost scenario - input'!$G33=\"\"),\"\",G48/'Cost scenario - input'!$G33),\"\")","v":""},{"$f":"IFERROR(IF(OR(H48=\"\",'Cost scenario - input'!$G33=\"\"),\"\",H48/'Cost scenario - input'!$G33),\"\")","v":""},{"$f":"IFERROR(IF(OR(I48=\"\",'Cost scenario - input'!$G33=\"\"),\"\",I48/'Cost scenario - input'!$G33),\"\")","v":""},{"$f":"IFERROR(IF(OR(J48=\"\",'Cost scenario - input'!$G33=\"\"),\"\",J48/'Cost scenario - input'!$G33),\"\")","v":""},{"$f":"IFERROR(IF(OR(K48=\"\",'Cost scenario - input'!$G33=\"\"),\"\",K48/'Cost scenario - input'!$G33),\"\")","v":""},{"$f":"IFERROR(IF(OR(L48=\"\",'Cost scenario - input'!$G33=\"\"),\"\",L48/'Cost scenario - input'!$G33),\"\")","v":""},{"$f":"IFERROR(IF(OR(M48=\"\",'Cost scenario - input'!$G33=\"\"),\"\",M48/'Cost scenario - input'!$G33),\"\")","v":""},{"$f":"IFERROR(IF(OR(N48=\"\",'Cost scenario - input'!$G33=\"\"),\"\",N48/'Cost scenario - input'!$G33),\"\")","v":""},{"$f":"IFERROR(IF(OR(O48=\"\",'Cost scenario - input'!$G33=\"\"),\"\",O48/'Cost scenario - input'!$G33),\"\")","v":""},{"$f":"IFERROR(IF(OR(P48=\"\",'Cost scenario - input'!$G33=\"\"),\"\",P48/'Cost scenario - input'!$G33),\"\")","v":""},{"$f":"IFERROR(IF(OR(Q48=\"\",'Cost scenario - input'!$G33=\"\"),\"\",Q48/'Cost scenario - input'!$G33),\"\")","v":""},{"$f":"IFERROR(IF(OR(R48=\"\",'Cost scenario - input'!$G33=\"\"),\"\",R48/'Cost scenario - input'!$G33),\"\")","v":""},{"$f":"IFERROR(IF(OR(S48=\"\",'Cost scenario - input'!$G33=\"\"),\"\",S48/'Cost scenario - input'!$G33),\"\")","v":""},{"$f":"IFERROR(IF(OR(T48=\"\",'Cost scenario - input'!$G33=\"\"),\"\",T48/'Cost scenario - input'!$G33),\"\")","v":""},{"$f":"IFERROR(IF(OR(U48=\"\",'Cost scenario - input'!$G33=\"\"),\"\",U48/'Cost scenario - input'!$G33),\"\")","v":""},{"$f":"IFERROR(IF(OR(V48=\"\",'Cost scenario - input'!$G33=\"\"),\"\",V48/'Cost scenario - input'!$G33),\"\")","v":""},{"$f":"IFERROR(IF(OR(W48=\"\",'Cost scenario - input'!$G33=\"\"),\"\",W48/'Cost scenario - input'!$G33),\"\")","v":""}]
[{"$f":"IFERROR('Cost scenario - input'!A34,\"\")","v":""},{"$f":"IFERROR('Cost scenario - input'!B34,\"\")","v":"TRANSFORMERS"},{"$f":"IFERROR('Cost scenario - input'!C34,\"\")","v":"ground outdoor / indoor chamber mounted ; ˂ 22 kv ; < = 60 kva ; multiple phase"},{"$f":"IFERROR(repcalc('Cost scenario - input'!$CY34:$GK34,'Cost scenario - input'!$J34,'Cost scenario - input'!$H34,'Cost scenario - input'!$I34,20,TRUE,TRUE),\"\")","v":""},"","","","","","","","","","","","","","","","","","","",{"$f":"IFERROR(IF(OR(D49=\"\",'Cost scenario - input'!$G34=\"\"),\"\",D49/'Cost scenario - input'!$G34),\"\")","v":""},{"$f":"IFERROR(IF(OR(E49=\"\",'Cost scenario - input'!$G34=\"\"),\"\",E49/'Cost scenario - input'!$G34),\"\")","v":""},{"$f":"IFERROR(IF(OR(F49=\"\",'Cost scenario - input'!$G34=\"\"),\"\",F49/'Cost scenario - input'!$G34),\"\")","v":""},{"$f":"IFERROR(IF(OR(G49=\"\",'Cost scenario - input'!$G34=\"\"),\"\",G49/'Cost scenario - input'!$G34),\"\")","v":""},{"$f":"IFERROR(IF(OR(H49=\"\",'Cost scenario - input'!$G34=\"\"),\"\",H49/'Cost scenario - input'!$G34),\"\")","v":""},{"$f":"IFERROR(IF(OR(I49=\"\",'Cost scenario - input'!$G34=\"\"),\"\",I49/'Cost scenario - input'!$G34),\"\")","v":""},{"$f":"IFERROR(IF(OR(J49=\"\",'Cost scenario - input'!$G34=\"\"),\"\",J49/'Cost scenario - input'!$G34),\"\")","v":""},{"$f":"IFERROR(IF(OR(K49=\"\",'Cost scenario - input'!$G34=\"\"),\"\",K49/'Cost scenario - input'!$G34),\"\")","v":""},{"$f":"IFERROR(IF(OR(L49=\"\",'Cost scenario - input'!$G34=\"\"),\"\",L49/'Cost scenario - input'!$G34),\"\")","v":""},{"$f":"IFERROR(IF(OR(M49=\"\",'Cost scenario - input'!$G34=\"\"),\"\",M49/'Cost scenario - input'!$G34),\"\")","v":""},{"$f":"IFERROR(IF(OR(N49=\"\",'Cost scenario - input'!$G34=\"\"),\"\",N49/'Cost scenario - input'!$G34),\"\")","v":""},{"$f":"IFERROR(IF(OR(O49=\"\",'Cost scenario - input'!$G34=\"\"),\"\",O49/'Cost scenario - input'!$G34),\"\")","v":""},{"$f":"IFERROR(IF(OR(P49=\"\",'Cost scenario - input'!$G34=\"\"),\"\",P49/'Cost scenario - input'!$G34),\"\")","v":""},{"$f":"IFERROR(IF(OR(Q49=\"\",'Cost scenario - input'!$G34=\"\"),\"\",Q49/'Cost scenario - input'!$G34),\"\")","v":""},{"$f":"IFERROR(IF(OR(R49=\"\",'Cost scenario - input'!$G34=\"\"),\"\",R49/'Cost scenario - input'!$G34),\"\")","v":""},{"$f":"IFERROR(IF(OR(S49=\"\",'Cost scenario - input'!$G34=\"\"),\"\",S49/'Cost scenario - input'!$G34),\"\")","v":""},{"$f":"IFERROR(IF(OR(T49=\"\",'Cost scenario - input'!$G34=\"\"),\"\",T49/'Cost scenario - input'!$G34),\"\")","v":""},{"$f":"IFERROR(IF(OR(U49=\"\",'Cost scenario - input'!$G34=\"\"),\"\",U49/'Cost scenario - input'!$G34),\"\")","v":""},{"$f":"IFERROR(IF(OR(V49=\"\",'Cost scenario - input'!$G34=\"\"),\"\",V49/'Cost scenario - input'!$G34),\"\")","v":""},{"$f":"IFERROR(IF(OR(W49=\"\",'Cost scenario - input'!$G34=\"\"),\"\",W49/'Cost scenario - input'!$G34),\"\")","v":""}]
[{"$f":"IFERROR('Cost scenario - input'!A35,\"\")","v":5},{"$f":"IFERROR('Cost scenario - input'!B35,\"\")","v":"TRANSFORMERS"},{"$f":"IFERROR('Cost scenario - input'!C35,\"\")","v":"ground outdoor / indoor chamber mounted ; ˂ 22 kv ; > 60 kva and < = 600 kva ; multiple phase"},{"$f":"IFERROR(repcalc('Cost scenario - input'!$CY35:$GK35,'Cost scenario - input'!$J35,'Cost scenario - input'!$H35,'Cost scenario - input'!$I35,20,TRUE,TRUE),\"\")","v":""},"","","","","","","","","","","","","","","","","","","",{"$f":"IFERROR(IF(OR(D50=\"\",'Cost scenario - input'!$G35=\"\"),\"\",D50/'Cost scenario - input'!$G35),\"\")","v":""},{"$f":"IFERROR(IF(OR(E50=\"\",'Cost scenario - input'!$G35=\"\"),\"\",E50/'Cost scenario - input'!$G35),\"\")","v":""},{"$f":"IFERROR(IF(OR(F50=\"\",'Cost scenario - input'!$G35=\"\"),\"\",F50/'Cost scenario - input'!$G35),\"\")","v":""},{"$f":"IFERROR(IF(OR(G50=\"\",'Cost scenario - input'!$G35=\"\"),\"\",G50/'Cost scenario - input'!$G35),\"\")","v":""},{"$f":"IFERROR(IF(OR(H50=\"\",'Cost scenario - input'!$G35=\"\"),\"\",H50/'Cost scenario - input'!$G35),\"\")","v":""},{"$f":"IFERROR(IF(OR(I50=\"\",'Cost scenario - input'!$G35=\"\"),\"\",I50/'Cost scenario - input'!$G35),\"\")","v":""},{"$f":"IFERROR(IF(OR(J50=\"\",'Cost scenario - input'!$G35=\"\"),\"\",J50/'Cost scenario - input'!$G35),\"\")","v":""},{"$f":"IFERROR(IF(OR(K50=\"\",'Cost scenario - input'!$G35=\"\"),\"\",K50/'Cost scenario - input'!$G35),\"\")","v":""},{"$f":"IFERROR(IF(OR(L50=\"\",'Cost scenario - input'!$G35=\"\"),\"\",L50/'Cost scenario - input'!$G35),\"\")","v":""},{"$f":"IFERROR(IF(OR(M50=\"\",'Cost scenario - input'!$G35=\"\"),\"\",M50/'Cost scenario - input'!$G35),\"\")","v":""},{"$f":"IFERROR(IF(OR(N50=\"\",'Cost scenario - input'!$G35=\"\"),\"\",N50/'Cost scenario - input'!$G35),\"\")","v":""},{"$f":"IFERROR(IF(OR(O50=\"\",'Cost scenario - input'!$G35=\"\"),\"\",O50/'Cost scenario - input'!$G35),\"\")","v":""},{"$f":"IFERROR(IF(OR(P50=\"\",'Cost scenario - input'!$G35=\"\"),\"\",P50/'Cost scenario - input'!$G35),\"\")","v":""},{"$f":"IFERROR(IF(OR(Q50=\"\",'Cost scenario - input'!$G35=\"\"),\"\",Q50/'Cost scenario - input'!$G35),\"\")","v":""},{"$f":"IFERROR(IF(OR(R50=\"\",'Cost scenario - input'!$G35=\"\"),\"\",R50/'Cost scenario - input'!$G35),\"\")","v":""},{"$f":"IFERROR(IF(OR(S50=\"\",'Cost scenario - input'!$G35=\"\"),\"\",S50/'Cost scenario - input'!$G35),\"\")","v":""},{"$f":"IFERROR(IF(OR(T50=\"\",'Cost scenario - input'!$G35=\"\"),\"\",T50/'Cost scenario - input'!$G35),\"\")","v":""},{"$f":"IFERROR(IF(OR(U50=\"\",'Cost scenario - input'!$G35=\"\"),\"\",U50/'Cost scenario - input'!$G35),\"\")","v":""},{"$f":"IFERROR(IF(OR(V50=\"\",'Cost scenario - input'!$G35=\"\"),\"\",V50/'Cost scenario - input'!$G35),\"\")","v":""},{"$f":"IFERROR(IF(OR(W50=\"\",'Cost scenario - input'!$G35=\"\"),\"\",W50/'Cost scenario - input'!$G35),\"\")","v":""}]
[{"$f":"IFERROR('Cost scenario - input'!A36,\"\")","v":5},{"$f":"IFERROR('Cost scenario - input'!B36,\"\")","v":"TRANSFORMERS"},{"$f":"IFERROR('Cost scenario - input'!C36,\"\")","v":"ground outdoor / indoor chamber mounted ; ˂ 22 kv ; > 600 kva ; multiple phase"},{"$f":"IFERROR(repcalc('Cost scenario - input'!$CY36:$GK36,'Cost scenario - input'!$J36,'Cost scenario - input'!$H36,'Cost scenario - input'!$I36,20,TRUE,TRUE),\"\")","v":""},"","","","","","","","","","","","","","","","","","","",{"$f":"IFERROR(IF(OR(D51=\"\",'Cost scenario - input'!$G36=\"\"),\"\",D51/'Cost scenario - input'!$G36),\"\")","v":""},{"$f":"IFERROR(IF(OR(E51=\"\",'Cost scenario - input'!$G36=\"\"),\"\",E51/'Cost scenario - input'!$G36),\"\")","v":""},{"$f":"IFERROR(IF(OR(F51=\"\",'Cost scenario - input'!$G36=\"\"),\"\",F51/'Cost scenario - input'!$G36),\"\")","v":""},{"$f":"IFERROR(IF(OR(G51=\"\",'Cost scenario - input'!$G36=\"\"),\"\",G51/'Cost scenario - input'!$G36),\"\")","v":""},{"$f":"IFERROR(IF(OR(H51=\"\",'Cost scenario - input'!$G36=\"\"),\"\",H51/'Cost scenario - input'!$G36),\"\")","v":""},{"$f":"IFERROR(IF(OR(I51=\"\",'Cost scenario - input'!$G36=\"\"),\"\",I51/'Cost scenario - input'!$G36),\"\")","v":""},{"$f":"IFERROR(IF(OR(J51=\"\",'Cost scenario - input'!$G36=\"\"),\"\",J51/'Cost scenario - input'!$G36),\"\")","v":""},{"$f":"IFERROR(IF(OR(K51=\"\",'Cost scenario - input'!$G36=\"\"),\"\",K51/'Cost scenario - input'!$G36),\"\")","v":""},{"$f":"IFERROR(IF(OR(L51=\"\",'Cost scenario - input'!$G36=\"\"),\"\",L51/'Cost scenario - input'!$G36),\"\")","v":""},{"$f":"IFERROR(IF(OR(M51=\"\",'Cost scenario - input'!$G36=\"\"),\"\",M51/'Cost scenario - input'!$G36),\"\")","v":""},{"$f":"IFERROR(IF(OR(N51=\"\",'Cost scenario - input'!$G36=\"\"),\"\",N51/'Cost scenario - input'!$G36),\"\")","v":""},{"$f":"IFERROR(IF(OR(O51=\"\",'Cost scenario - input'!$G36=\"\"),\"\",O51/'Cost scenario - input'!$G36),\"\")","v":""},{"$f":"IFERROR(IF(OR(P51=\"\",'Cost scenario - input'!$G36=\"\"),\"\",P51/'Cost scenario - input'!$G36),\"\")","v":""},{"$f":"IFERROR(IF(OR(Q51=\"\",'Cost scenario - input'!$G36=\"\"),\"\",Q51/'Cost scenario - input'!$G36),\"\")","v":""},{"$f":"IFERROR(IF(OR(R51=\"\",'Cost scenario - input'!$G36=\"\"),\"\",R51/'Cost scenario - input'!$G36),\"\")","v":""},{"$f":"IFERROR(IF(OR(S51=\"\",'Cost scenario - input'!$G36=\"\"),\"\",S51/'Cost scenario - input'!$G36),\"\")","v":""},{"$f":"IFERROR(IF(OR(T51=\"\",'Cost scenario - input'!$G36=\"\"),\"\",T51/'Cost scenario - input'!$G36),\"\")","v":""},{"$f":"IFERROR(IF(OR(U51=\"\",'Cost scenario - input'!$G36=\"\"),\"\",U51/'Cost scenario - input'!$G36),\"\")","v":""},{"$f":"IFERROR(IF(OR(V51=\"\",'Cost scenario - input'!$G36=\"\"),\"\",V51/'Cost scenario - input'!$G36),\"\")","v":""},{"$f":"IFERROR(IF(OR(W51=\"\",'Cost scenario - input'!$G36=\"\"),\"\",W51/'Cost scenario - input'!$G36),\"\")","v":""}]
[{"$f":"IFERROR('Cost scenario - input'!A37,\"\")","v":5},{"$f":"IFERROR('Cost scenario - input'!B37,\"\")","v":"TRANSFORMERS"},{"$f":"IFERROR('Cost scenario - input'!C37,\"\")","v":"ground outdoor / indoor chamber mounted ; > = 22 kv & < = 33 kv ; < = 15 mva"},{"$f":"IFERROR(repcalc('Cost scenario - input'!$CY37:$GK37,'Cost scenario - input'!$J37,'Cost scenario - input'!$H37,'Cost scenario - input'!$I37,20,TRUE,TRUE),\"\")","v":""},"","","","","","","","","","","","","","","","","","","",{"$f":"IFERROR(IF(OR(D52=\"\",'Cost scenario - input'!$G37=\"\"),\"\",D52/'Cost scenario - input'!$G37),\"\")","v":""},{"$f":"IFERROR(IF(OR(E52=\"\",'Cost scenario - input'!$G37=\"\"),\"\",E52/'Cost scenario - input'!$G37),\"\")","v":""},{"$f":"IFERROR(IF(OR(F52=\"\",'Cost scenario - input'!$G37=\"\"),\"\",F52/'Cost scenario - input'!$G37),\"\")","v":""},{"$f":"IFERROR(IF(OR(G52=\"\",'Cost scenario - input'!$G37=\"\"),\"\",G52/'Cost scenario - input'!$G37),\"\")","v":""},{"$f":"IFERROR(IF(OR(H52=\"\",'Cost scenario - input'!$G37=\"\"),\"\",H52/'Cost scenario - input'!$G37),\"\")","v":""},{"$f":"IFERROR(IF(OR(I52=\"\",'Cost scenario - input'!$G37=\"\"),\"\",I52/'Cost scenario - input'!$G37),\"\")","v":""},{"$f":"IFERROR(IF(OR(J52=\"\",'Cost scenario - input'!$G37=\"\"),\"\",J52/'Cost scenario - input'!$G37),\"\")","v":""},{"$f":"IFERROR(IF(OR(K52=\"\",'Cost scenario - input'!$G37=\"\"),\"\",K52/'Cost scenario - input'!$G37),\"\")","v":""},{"$f":"IFERROR(IF(OR(L52=\"\",'Cost scenario - input'!$G37=\"\"),\"\",L52/'Cost scenario - input'!$G37),\"\")","v":""},{"$f":"IFERROR(IF(OR(M52=\"\",'Cost scenario - input'!$G37=\"\"),\"\",M52/'Cost scenario - input'!$G37),\"\")","v":""},{"$f":"IFERROR(IF(OR(N52=\"\",'Cost scenario - input'!$G37=\"\"),\"\",N52/'Cost scenario - input'!$G37),\"\")","v":""},{"$f":"IFERROR(IF(OR(O52=\"\",'Cost scenario - input'!$G37=\"\"),\"\",O52/'Cost scenario - input'!$G37),\"\")","v":""},{"$f":"IFERROR(IF(OR(P52=\"\",'Cost scenario - input'!$G37=\"\"),\"\",P52/'Cost scenario - input'!$G37),\"\")","v":""},{"$f":"IFERROR(IF(OR(Q52=\"\",'Cost scenario - input'!$G37=\"\"),\"\",Q52/'Cost scenario - input'!$G37),\"\")","v":""},{"$f":"IFERROR(IF(OR(R52=\"\",'Cost scenario - input'!$G37=\"\"),\"\",R52/'Cost scenario - input'!$G37),\"\")","v":""},{"$f":"IFERROR(IF(OR(S52=\"\",'Cost scenario - input'!$G37=\"\"),\"\",S52/'Cost scenario - input'!$G37),\"\")","v":""},{"$f":"IFERROR(IF(OR(T52=\"\",'Cost scenario - input'!$G37=\"\"),\"\",T52/'Cost scenario - input'!$G37),\"\")","v":""},{"$f":"IFERROR(IF(OR(U52=\"\",'Cost scenario - input'!$G37=\"\"),\"\",U52/'Cost scenario - input'!$G37),\"\")","v":""},{"$f":"IFERROR(IF(OR(V52=\"\",'Cost scenario - input'!$G37=\"\"),\"\",V52/'Cost scenario - input'!$G37),\"\")","v":""},{"$f":"IFERROR(IF(OR(W52=\"\",'Cost scenario - input'!$G37=\"\"),\"\",W52/'Cost scenario - input'!$G37),\"\")","v":""}]
[{"$f":"IFERROR('Cost scenario - input'!A38,\"\")","v":5},{"$f":"IFERROR('Cost scenario - input'!B38,\"\")","v":"TRANSFORMERS"},{"$f":"IFERROR('Cost scenario - input'!C38,\"\")","v":"ground outdoor / indoor chamber mounted ; > = 22 kv & < = 33 kv ; > 15 mva and < = 40 mva"},{"$f":"IFERROR(repcalc('Cost scenario - input'!$CY38:$GK38,'Cost scenario - input'!$J38,'Cost scenario - input'!$H38,'Cost scenario - input'!$I38,20,TRUE,TRUE),\"\")","v":""},"","","","","","","","","","","","","","","","","","","",{"$f":"IFERROR(IF(OR(D53=\"\",'Cost scenario - input'!$G38=\"\"),\"\",D53/'Cost scenario - input'!$G38),\"\")","v":""},{"$f":"IFERROR(IF(OR(E53=\"\",'Cost scenario - input'!$G38=\"\"),\"\",E53/'Cost scenario - input'!$G38),\"\")","v":""},{"$f":"IFERROR(IF(OR(F53=\"\",'Cost scenario - input'!$G38=\"\"),\"\",F53/'Cost scenario - input'!$G38),\"\")","v":""},{"$f":"IFERROR(IF(OR(G53=\"\",'Cost scenario - input'!$G38=\"\"),\"\",G53/'Cost scenario - input'!$G38),\"\")","v":""},{"$f":"IFERROR(IF(OR(H53=\"\",'Cost scenario - input'!$G38=\"\"),\"\",H53/'Cost scenario - input'!$G38),\"\")","v":""},{"$f":"IFERROR(IF(OR(I53=\"\",'Cost scenario - input'!$G38=\"\"),\"\",I53/'Cost scenario - input'!$G38),\"\")","v":""},{"$f":"IFERROR(IF(OR(J53=\"\",'Cost scenario - input'!$G38=\"\"),\"\",J53/'Cost scenario - input'!$G38),\"\")","v":""},{"$f":"IFERROR(IF(OR(K53=\"\",'Cost scenario - input'!$G38=\"\"),\"\",K53/'Cost scenario - input'!$G38),\"\")","v":""},{"$f":"IFERROR(IF(OR(L53=\"\",'Cost scenario - input'!$G38=\"\"),\"\",L53/'Cost scenario - input'!$G38),\"\")","v":""},{"$f":"IFERROR(IF(OR(M53=\"\",'Cost scenario - input'!$G38=\"\"),\"\",M53/'Cost scenario - input'!$G38),\"\")","v":""},{"$f":"IFERROR(IF(OR(N53=\"\",'Cost scenario - input'!$G38=\"\"),\"\",N53/'Cost scenario - input'!$G38),\"\")","v":""},{"$f":"IFERROR(IF(OR(O53=\"\",'Cost scenario - input'!$G38=\"\"),\"\",O53/'Cost scenario - input'!$G38),\"\")","v":""},{"$f":"IFERROR(IF(OR(P53=\"\",'Cost scenario - input'!$G38=\"\"),\"\",P53/'Cost scenario - input'!$G38),\"\")","v":""},{"$f":"IFERROR(IF(OR(Q53=\"\",'Cost scenario - input'!$G38=\"\"),\"\",Q53/'Cost scenario - input'!$G38),\"\")","v":""},{"$f":"IFERROR(IF(OR(R53=\"\",'Cost scenario - input'!$G38=\"\"),\"\",R53/'Cost scenario - input'!$G38),\"\")","v":""},{"$f":"IFERROR(IF(OR(S53=\"\",'Cost scenario - input'!$G38=\"\"),\"\",S53/'Cost scenario - input'!$G38),\"\")","v":""},{"$f":"IFERROR(IF(OR(T53=\"\",'Cost scenario - input'!$G38=\"\"),\"\",T53/'Cost scenario - input'!$G38),\"\")","v":""},{"$f":"IFERROR(IF(OR(U53=\"\",'Cost scenario - input'!$G38=\"\"),\"\",U53/'Cost scenario - input'!$G38),\"\")","v":""},{"$f":"IFERROR(IF(OR(V53=\"\",'Cost scenario - input'!$G38=\"\"),\"\",V53/'Cost scenario - input'!$G38),\"\")","v":""},{"$f":"IFERROR(IF(OR(W53=\"\",'Cost scenario - input'!$G38=\"\"),\"\",W53/'Cost scenario - input'!$G38),\"\")","v":""}]
[{"$f":"IFERROR('Cost scenario - input'!A39,\"\")","v":5},{"$f":"IFERROR('Cost scenario - input'!B39,\"\")","v":"TRANSFORMERS"},{"$f":"IFERROR('Cost scenario - input'!C39,\"\")","v":"ground outdoor / indoor chamber mounted ; > 33 kv & < = 66 kv ; < = 15 mva"},{"$f":"IFERROR(repcalc('Cost scenario - input'!$CY39:$GK39,'Cost scenario - input'!$J39,'Cost scenario - input'!$H39,'Cost scenario - input'!$I39,20,TRUE,TRUE),\"\")","v":""},"","","","","","","","","","","","","","","","","","","",{"$f":"IFERROR(IF(OR(D54=\"\",'Cost scenario - input'!$G39=\"\"),\"\",D54/'Cost scenario - input'!$G39),\"\")","v":""},{"$f":"IFERROR(IF(OR(E54=\"\",'Cost scenario - input'!$G39=\"\"),\"\",E54/'Cost scenario - input'!$G39),\"\")","v":""},{"$f":"IFERROR(IF(OR(F54=\"\",'Cost scenario - input'!$G39=\"\"),\"\",F54/'Cost scenario - input'!$G39),\"\")","v":""},{"$f":"IFERROR(IF(OR(G54=\"\",'Cost scenario - input'!$G39=\"\"),\"\",G54/'Cost scenario - input'!$G39),\"\")","v":""},{"$f":"IFERROR(IF(OR(H54=\"\",'Cost scenario - input'!$G39=\"\"),\"\",H54/'Cost scenario - input'!$G39),\"\")","v":""},{"$f":"IFERROR(IF(OR(I54=\"\",'Cost scenario - input'!$G39=\"\"),\"\",I54/'Cost scenario - input'!$G39),\"\")","v":""},{"$f":"IFERROR(IF(OR(J54=\"\",'Cost scenario - input'!$G39=\"\"),\"\",J54/'Cost scenario - input'!$G39),\"\")","v":""},{"$f":"IFERROR(IF(OR(K54=\"\",'Cost scenario - input'!$G39=\"\"),\"\",K54/'Cost scenario - input'!$G39),\"\")","v":""},{"$f":"IFERROR(IF(OR(L54=\"\",'Cost scenario - input'!$G39=\"\"),\"\",L54/'Cost scenario - input'!$G39),\"\")","v":""},{"$f":"IFERROR(IF(OR(M54=\"\",'Cost scenario - input'!$G39=\"\"),\"\",M54/'Cost scenario - input'!$G39),\"\")","v":""},{"$f":"IFERROR(IF(OR(N54=\"\",'Cost scenario - input'!$G39=\"\"),\"\",N54/'Cost scenario - input'!$G39),\"\")","v":""},{"$f":"IFERROR(IF(OR(O54=\"\",'Cost scenario - input'!$G39=\"\"),\"\",O54/'Cost scenario - input'!$G39),\"\")","v":""},{"$f":"IFERROR(IF(OR(P54=\"\",'Cost scenario - input'!$G39=\"\"),\"\",P54/'Cost scenario - input'!$G39),\"\")","v":""},{"$f":"IFERROR(IF(OR(Q54=\"\",'Cost scenario - input'!$G39=\"\"),\"\",Q54/'Cost scenario - input'!$G39),\"\")","v":""},{"$f":"IFERROR(IF(OR(R54=\"\",'Cost scenario - input'!$G39=\"\"),\"\",R54/'Cost scenario - input'!$G39),\"\")","v":""},{"$f":"IFERROR(IF(OR(S54=\"\",'Cost scenario - input'!$G39=\"\"),\"\",S54/'Cost scenario - input'!$G39),\"\")","v":""},{"$f":"IFERROR(IF(OR(T54=\"\",'Cost scenario - input'!$G39=\"\"),\"\",T54/'Cost scenario - input'!$G39),\"\")","v":""},{"$f":"IFERROR(IF(OR(U54=\"\",'Cost scenario - input'!$G39=\"\"),\"\",U54/'Cost scenario - input'!$G39),\"\")","v":""},{"$f":"IFERROR(IF(OR(V54=\"\",'Cost scenario - input'!$G39=\"\"),\"\",V54/'Cost scenario - input'!$G39),\"\")","v":""},{"$f":"IFERROR(IF(OR(W54=\"\",'Cost scenario - input'!$G39=\"\"),\"\",W54/'Cost scenario - input'!$G39),\"\")","v":""}]
[{"$f":"IFERROR('Cost scenario - input'!A40,\"\")","v":5},{"$f":"IFERROR('Cost scenario - input'!B40,\"\")","v":"TRANSFORMERS"},{"$f":"IFERROR('Cost scenario - input'!C40,\"\")","v":"ground outdoor / indoor chamber mounted ; > 33 kv & < = 66 kv ; > 15 mva and < = 40 mva"},{"$f":"IFERROR(repcalc('Cost scenario - input'!$CY40:$GK40,'Cost scenario - input'!$J40,'Cost scenario - input'!$H40,'Cost scenario - input'!$I40,20,TRUE,TRUE),\"\")","v":""},"","","","","","","","","","","","","","","","","","","",{"$f":"IFERROR(IF(OR(D55=\"\",'Cost scenario - input'!$G40=\"\"),\"\",D55/'Cost scenario - input'!$G40),\"\")","v":""},{"$f":"IFERROR(IF(OR(E55=\"\",'Cost scenario - input'!$G40=\"\"),\"\",E55/'Cost scenario - input'!$G40),\"\")","v":""},{"$f":"IFERROR(IF(OR(F55=\"\",'Cost scenario - input'!$G40=\"\"),\"\",F55/'Cost scenario - input'!$G40),\"\")","v":""},{"$f":"IFERROR(IF(OR(G55=\"\",'Cost scenario - input'!$G40=\"\"),\"\",G55/'Cost scenario - input'!$G40),\"\")","v":""},{"$f":"IFERROR(IF(OR(H55=\"\",'Cost scenario - input'!$G40=\"\"),\"\",H55/'Cost scenario - input'!$G40),\"\")","v":""},{"$f":"IFERROR(IF(OR(I55=\"\",'Cost scenario - input'!$G40=\"\"),\"\",I55/'Cost scenario - input'!$G40),\"\")","v":""},{"$f":"IFERROR(IF(OR(J55=\"\",'Cost scenario - input'!$G40=\"\"),\"\",J55/'Cost scenario - input'!$G40),\"\")","v":""},{"$f":"IFERROR(IF(OR(K55=\"\",'Cost scenario - input'!$G40=\"\"),\"\",K55/'Cost scenario - input'!$G40),\"\")","v":""},{"$f":"IFERROR(IF(OR(L55=\"\",'Cost scenario - input'!$G40=\"\"),\"\",L55/'Cost scenario - input'!$G40),\"\")","v":""},{"$f":"IFERROR(IF(OR(M55=\"\",'Cost scenario - input'!$G40=\"\"),\"\",M55/'Cost scenario - input'!$G40),\"\")","v":""},{"$f":"IFERROR(IF(OR(N55=\"\",'Cost scenario - input'!$G40=\"\"),\"\",N55/'Cost scenario - input'!$G40),\"\")","v":""},{"$f":"IFERROR(IF(OR(O55=\"\",'Cost scenario - input'!$G40=\"\"),\"\",O55/'Cost scenario - input'!$G40),\"\")","v":""},{"$f":"IFERROR(IF(OR(P55=\"\",'Cost scenario - input'!$G40=\"\"),\"\",P55/'Cost scenario - input'!$G40),\"\")","v":""},{"$f":"IFERROR(IF(OR(Q55=\"\",'Cost scenario - input'!$G40=\"\"),\"\",Q55/'Cost scenario - input'!$G40),\"\")","v":""},{"$f":"IFERROR(IF(OR(R55=\"\",'Cost scenario - input'!$G40=\"\"),\"\",R55/'Cost scenario - input'!$G40),\"\")","v":""},{"$f":"IFERROR(IF(OR(S55=\"\",'Cost scenario - input'!$G40=\"\"),\"\",S55/'Cost scenario - input'!$G40),\"\")","v":""},{"$f":"IFERROR(IF(OR(T55=\"\",'Cost scenario - input'!$G40=\"\"),\"\",T55/'Cost scenario - input'!$G40),\"\")","v":""},{"$f":"IFERROR(IF(OR(U55=\"\",'Cost scenario - input'!$G40=\"\"),\"\",U55/'Cost scenario - input'!$G40),\"\")","v":""},{"$f":"IFERROR(IF(OR(V55=\"\",'Cost scenario - input'!$G40=\"\"),\"\",V55/'Cost scenario - input'!$G40),\"\")","v":""},{"$f":"IFERROR(IF(OR(W55=\"\",'Cost scenario - input'!$G40=\"\"),\"\",W55/'Cost scenario - input'!$G40),\"\")","v":""}]
[{"$f":"IFERROR('Cost scenario - input'!A41,\"\")","v":0},{"$f":"IFERROR('Cost scenario - input'!B41,\"\")","v":"TRANSFORMERS"},{"$f":"IFERROR('Cost scenario - input'!C41,\"\")","v":"kiosk mounted ; < = 22 kv ; < = 60 kva ; multiple phase"},{"$f":"IFERROR(repcalc('Cost scenario - input'!$CY41:$GK41,'Cost scenario - input'!$J41,'Cost scenario - input'!$H41,'Cost scenario - input'!$I41,20,TRUE,TRUE),\"\")","v":""},"","","","","","","","","","","","","","","","","","","",{"$f":"IFERROR(IF(OR(D56=\"\",'Cost scenario - input'!$G41=\"\"),\"\",D56/'Cost scenario - input'!$G41),\"\")","v":""},{"$f":"IFERROR(IF(OR(E56=\"\",'Cost scenario - input'!$G41=\"\"),\"\",E56/'Cost scenario - input'!$G41),\"\")","v":""},{"$f":"IFERROR(IF(OR(F56=\"\",'Cost scenario - input'!$G41=\"\"),\"\",F56/'Cost scenario - input'!$G41),\"\")","v":""},{"$f":"IFERROR(IF(OR(G56=\"\",'Cost scenario - input'!$G41=\"\"),\"\",G56/'Cost scenario - input'!$G41),\"\")","v":""},{"$f":"IFERROR(IF(OR(H56=\"\",'Cost scenario - input'!$G41=\"\"),\"\",H56/'Cost scenario - input'!$G41),\"\")","v":""},{"$f":"IFERROR(IF(OR(I56=\"\",'Cost scenario - input'!$G41=\"\"),\"\",I56/'Cost scenario - input'!$G41),\"\")","v":""},{"$f":"IFERROR(IF(OR(J56=\"\",'Cost scenario - input'!$G41=\"\"),\"\",J56/'Cost scenario - input'!$G41),\"\")","v":""},{"$f":"IFERROR(IF(OR(K56=\"\",'Cost scenario - input'!$G41=\"\"),\"\",K56/'Cost scenario - input'!$G41),\"\")","v":""},{"$f":"IFERROR(IF(OR(L56=\"\",'Cost scenario - input'!$G41=\"\"),\"\",L56/'Cost scenario - input'!$G41),\"\")","v":""},{"$f":"IFERROR(IF(OR(M56=\"\",'Cost scenario - input'!$G41=\"\"),\"\",M56/'Cost scenario - input'!$G41),\"\")","v":""},{"$f":"IFERROR(IF(OR(N56=\"\",'Cost scenario - input'!$G41=\"\"),\"\",N56/'Cost scenario - input'!$G41),\"\")","v":""},{"$f":"IFERROR(IF(OR(O56=\"\",'Cost scenario - input'!$G41=\"\"),\"\",O56/'Cost scenario - input'!$G41),\"\")","v":""},{"$f":"IFERROR(IF(OR(P56=\"\",'Cost scenario - input'!$G41=\"\"),\"\",P56/'Cost scenario - input'!$G41),\"\")","v":""},{"$f":"IFERROR(IF(OR(Q56=\"\",'Cost scenario - input'!$G41=\"\"),\"\",Q56/'Cost scenario - input'!$G41),\"\")","v":""},{"$f":"IFERROR(IF(OR(R56=\"\",'Cost scenario - input'!$G41=\"\"),\"\",R56/'Cost scenario - input'!$G41),\"\")","v":""},{"$f":"IFERROR(IF(OR(S56=\"\",'Cost scenario - input'!$G41=\"\"),\"\",S56/'Cost scenario - input'!$G41),\"\")","v":""},{"$f":"IFERROR(IF(OR(T56=\"\",'Cost scenario - input'!$G41=\"\"),\"\",T56/'Cost scenario - input'!$G41),\"\")","v":""},{"$f":"IFERROR(IF(OR(U56=\"\",'Cost scenario - input'!$G41=\"\"),\"\",U56/'Cost scenario - input'!$G41),\"\")","v":""},{"$f":"IFERROR(IF(OR(V56=\"\",'Cost scenario - input'!$G41=\"\"),\"\",V56/'Cost scenario - input'!$G41),\"\")","v":""},{"$f":"IFERROR(IF(OR(W56=\"\",'Cost scenario - input'!$G41=\"\"),\"\",W56/'Cost scenario - input'!$G41),\"\")","v":""}]
[{"$f":"IFERROR('Cost scenario - input'!A42,\"\")","v":5},{"$f":"IFERROR('Cost scenario - input'!B42,\"\")","v":"TRANSFORMERS"},{"$f":"IFERROR('Cost scenario - input'!C42,\"\")","v":"kiosk mounted ; < = 22 kv ; < = 60 kva ; single phase"},{"$f":"IFERROR(repcalc('Cost scenario - input'!$CY42:$GK42,'Cost scenario - input'!$J42,'Cost scenario - input'!$H42,'Cost scenario - input'!$I42,20,TRUE,TRUE),\"\")","v":""},"","","","","","","","","","","","","","","","","","","",{"$f":"IFERROR(IF(OR(D57=\"\",'Cost scenario - input'!$G42=\"\"),\"\",D57/'Cost scenario - input'!$G42),\"\")","v":""},{"$f":"IFERROR(IF(OR(E57=\"\",'Cost scenario - input'!$G42=\"\"),\"\",E57/'Cost scenario - input'!$G42),\"\")","v":""},{"$f":"IFERROR(IF(OR(F57=\"\",'Cost scenario - input'!$G42=\"\"),\"\",F57/'Cost scenario - input'!$G42),\"\")","v":""},{"$f":"IFERROR(IF(OR(G57=\"\",'Cost scenario - input'!$G42=\"\"),\"\",G57/'Cost scenario - input'!$G42),\"\")","v":""},{"$f":"IFERROR(IF(OR(H57=\"\",'Cost scenario - input'!$G42=\"\"),\"\",H57/'Cost scenario - input'!$G42),\"\")","v":""},{"$f":"IFERROR(IF(OR(I57=\"\",'Cost scenario - input'!$G42=\"\"),\"\",I57/'Cost scenario - input'!$G42),\"\")","v":""},{"$f":"IFERROR(IF(OR(J57=\"\",'Cost scenario - input'!$G42=\"\"),\"\",J57/'Cost scenario - input'!$G42),\"\")","v":""},{"$f":"IFERROR(IF(OR(K57=\"\",'Cost scenario - input'!$G42=\"\"),\"\",K57/'Cost scenario - input'!$G42),\"\")","v":""},{"$f":"IFERROR(IF(OR(L57=\"\",'Cost scenario - input'!$G42=\"\"),\"\",L57/'Cost scenario - input'!$G42),\"\")","v":""},{"$f":"IFERROR(IF(OR(M57=\"\",'Cost scenario - input'!$G42=\"\"),\"\",M57/'Cost scenario - input'!$G42),\"\")","v":""},{"$f":"IFERROR(IF(OR(N57=\"\",'Cost scenario - input'!$G42=\"\"),\"\",N57/'Cost scenario - input'!$G42),\"\")","v":""},{"$f":"IFERROR(IF(OR(O57=\"\",'Cost scenario - input'!$G42=\"\"),\"\",O57/'Cost scenario - input'!$G42),\"\")","v":""},{"$f":"IFERROR(IF(OR(P57=\"\",'Cost scenario - input'!$G42=\"\"),\"\",P57/'Cost scenario - input'!$G42),\"\")","v":""},{"$f":"IFERROR(IF(OR(Q57=\"\",'Cost scenario - input'!$G42=\"\"),\"\",Q57/'Cost scenario - input'!$G42),\"\")","v":""},{"$f":"IFERROR(IF(OR(R57=\"\",'Cost scenario - input'!$G42=\"\"),\"\",R57/'Cost scenario - input'!$G42),\"\")","v":""},{"$f":"IFERROR(IF(OR(S57=\"\",'Cost scenario - input'!$G42=\"\"),\"\",S57/'Cost scenario - input'!$G42),\"\")","v":""},{"$f":"IFERROR(IF(OR(T57=\"\",'Cost scenario - input'!$G42=\"\"),\"\",T57/'Cost scenario - input'!$G42),\"\")","v":""},{"$f":"IFERROR(IF(OR(U57=\"\",'Cost scenario - input'!$G42=\"\"),\"\",U57/'Cost scenario - input'!$G42),\"\")","v":""},{"$f":"IFERROR(IF(OR(V57=\"\",'Cost scenario - input'!$G42=\"\"),\"\",V57/'Cost scenario - input'!$G42),\"\")","v":""},{"$f":"IFERROR(IF(OR(W57=\"\",'Cost scenario - input'!$G42=\"\"),\"\",W57/'Cost scenario - input'!$G42),\"\")","v":""}]
[{"$f":"IFERROR('Cost scenario - input'!A43,\"\")","v":5},{"$f":"IFERROR('Cost scenario - input'!B43,\"\")","v":"TRANSFORMERS"},{"$f":"IFERROR('Cost scenario - input'!C43,\"\")","v":"kiosk mounted ; < = 22 kv ; > 60 kva and < = 600 kva ; multiple phase"},{"$f":"IFERROR(repcalc('Cost scenario - input'!$CY43:$GK43,'Cost scenario - input'!$J43,'Cost scenario - input'!$H43,'Cost scenario - input'!$I43,20,TRUE,TRUE),\"\")","v":""},"","","","","","","","","","","","","","","","","","","",{"$f":"IFERROR(IF(OR(D58=\"\",'Cost scenario - input'!$G43=\"\"),\"\",D58/'Cost scenario - input'!$G43),\"\")","v":""},{"$f":"IFERROR(IF(OR(E58=\"\",'Cost scenario - input'!$G43=\"\"),\"\",E58/'Cost scenario - input'!$G43),\"\")","v":""},{"$f":"IFERROR(IF(OR(F58=\"\",'Cost scenario - input'!$G43=\"\"),\"\",F58/'Cost scenario - input'!$G43),\"\")","v":""},{"$f":"IFERROR(IF(OR(G58=\"\",'Cost scenario - input'!$G43=\"\"),\"\",G58/'Cost scenario - input'!$G43),\"\")","v":""},{"$f":"IFERROR(IF(OR(H58=\"\",'Cost scenario - input'!$G43=\"\"),\"\",H58/'Cost scenario - input'!$G43),\"\")","v":""},{"$f":"IFERROR(IF(OR(I58=\"\",'Cost scenario - input'!$G43=\"\"),\"\",I58/'Cost scenario - input'!$G43),\"\")","v":""},{"$f":"IFERROR(IF(OR(J58=\"\",'Cost scenario - input'!$G43=\"\"),\"\",J58/'Cost scenario - input'!$G43),\"\")","v":""},{"$f":"IFERROR(IF(OR(K58=\"\",'Cost scenario - input'!$G43=\"\"),\"\",K58/'Cost scenario - input'!$G43),\"\")","v":""},{"$f":"IFERROR(IF(OR(L58=\"\",'Cost scenario - input'!$G43=\"\"),\"\",L58/'Cost scenario - input'!$G43),\"\")","v":""},{"$f":"IFERROR(IF(OR(M58=\"\",'Cost scenario - input'!$G43=\"\"),\"\",M58/'Cost scenario - input'!$G43),\"\")","v":""},{"$f":"IFERROR(IF(OR(N58=\"\",'Cost scenario - input'!$G43=\"\"),\"\",N58/'Cost scenario - input'!$G43),\"\")","v":""},{"$f":"IFERROR(IF(OR(O58=\"\",'Cost scenario - input'!$G43=\"\"),\"\",O58/'Cost scenario - input'!$G43),\"\")","v":""},{"$f":"IFERROR(IF(OR(P58=\"\",'Cost scenario - input'!$G43=\"\"),\"\",P58/'Cost scenario - input'!$G43),\"\")","v":""},{"$f":"IFERROR(IF(OR(Q58=\"\",'Cost scenario - input'!$G43=\"\"),\"\",Q58/'Cost scenario - input'!$G43),\"\")","v":""},{"$f":"IFERROR(IF(OR(R58=\"\",'Cost scenario - input'!$G43=\"\"),\"\",R58/'Cost scenario - input'!$G43),\"\")","v":""},{"$f":"IFERROR(IF(OR(S58=\"\",'Cost scenario - input'!$G43=\"\"),\"\",S58/'Cost scenario - input'!$G43),\"\")","v":""},{"$f":"IFERROR(IF(OR(T58=\"\",'Cost scenario - input'!$G43=\"\"),\"\",T58/'Cost scenario - input'!$G43),\"\")","v":""},{"$f":"IFERROR(IF(OR(U58=\"\",'Cost scenario - input'!$G43=\"\"),\"\",U58/'Cost scenario - input'!$G43),\"\")","v":""},{"$f":"IFERROR(IF(OR(V58=\"\",'Cost scenario - input'!$G43=\"\"),\"\",V58/'Cost scenario - input'!$G43),\"\")","v":""},{"$f":"IFERROR(IF(OR(W58=\"\",'Cost scenario - input'!$G43=\"\"),\"\",W58/'Cost scenario - input'!$G43),\"\")","v":""}]
[{"$f":"IFERROR('Cost scenario - input'!A44,\"\")","v":0},{"$f":"IFERROR('Cost scenario - input'!B44,\"\")","v":"TRANSFORMERS"},{"$f":"IFERROR('Cost scenario - input'!C44,\"\")","v":"kiosk mounted ; < = 22 kv ; > 60 kva and < = 600 kva ; single phase"},{"$f":"IFERROR(repcalc('Cost scenario - input'!$CY44:$GK44,'Cost scenario - input'!$J44,'Cost scenario - input'!$H44,'Cost scenario - input'!$I44,20,TRUE,TRUE),\"\")","v":""},"","","","","","","","","","","","","","","","","","","",{"$f":"IFERROR(IF(OR(D59=\"\",'Cost scenario - input'!$G44=\"\"),\"\",D59/'Cost scenario - input'!$G44),\"\")","v":""},{"$f":"IFERROR(IF(OR(E59=\"\",'Cost scenario - input'!$G44=\"\"),\"\",E59/'Cost scenario - input'!$G44),\"\")","v":""},{"$f":"IFERROR(IF(OR(F59=\"\",'Cost scenario - input'!$G44=\"\"),\"\",F59/'Cost scenario - input'!$G44),\"\")","v":""},{"$f":"IFERROR(IF(OR(G59=\"\",'Cost scenario - input'!$G44=\"\"),\"\",G59/'Cost scenario - input'!$G44),\"\")","v":""},{"$f":"IFERROR(IF(OR(H59=\"\",'Cost scenario - input'!$G44=\"\"),\"\",H59/'Cost scenario - input'!$G44),\"\")","v":""},{"$f":"IFERROR(IF(OR(I59=\"\",'Cost scenario - input'!$G44=\"\"),\"\",I59/'Cost scenario - input'!$G44),\"\")","v":""},{"$f":"IFERROR(IF(OR(J59=\"\",'Cost scenario - input'!$G44=\"\"),\"\",J59/'Cost scenario - input'!$G44),\"\")","v":""},{"$f":"IFERROR(IF(OR(K59=\"\",'Cost scenario - input'!$G44=\"\"),\"\",K59/'Cost scenario - input'!$G44),\"\")","v":""},{"$f":"IFERROR(IF(OR(L59=\"\",'Cost scenario - input'!$G44=\"\"),\"\",L59/'Cost scenario - input'!$G44),\"\")","v":""},{"$f":"IFERROR(IF(OR(M59=\"\",'Cost scenario - input'!$G44=\"\"),\"\",M59/'Cost scenario - input'!$G44),\"\")","v":""},{"$f":"IFERROR(IF(OR(N59=\"\",'Cost scenario - input'!$G44=\"\"),\"\",N59/'Cost scenario - input'!$G44),\"\")","v":""},{"$f":"IFERROR(IF(OR(O59=\"\",'Cost scenario - input'!$G44=\"\"),\"\",O59/'Cost scenario - input'!$G44),\"\")","v":""},{"$f":"IFERROR(IF(OR(P59=\"\",'Cost scenario - input'!$G44=\"\"),\"\",P59/'Cost scenario - input'!$G44),\"\")","v":""},{"$f":"IFERROR(IF(OR(Q59=\"\",'Cost scenario - input'!$G44=\"\"),\"\",Q59/'Cost scenario - input'!$G44),\"\")","v":""},{"$f":"IFERROR(IF(OR(R59=\"\",'Cost scenario - input'!$G44=\"\"),\"\",R59/'Cost scenario - input'!$G44),\"\")","v":""},{"$f":"IFERROR(IF(OR(S59=\"\",'Cost scenario - input'!$G44=\"\"),\"\",S59/'Cost scenario - input'!$G44),\"\")","v":""},{"$f":"IFERROR(IF(OR(T59=\"\",'Cost scenario - input'!$G44=\"\"),\"\",T59/'Cost scenario - input'!$G44),\"\")","v":""},{"$f":"IFERROR(IF(OR(U59=\"\",'Cost scenario - input'!$G44=\"\"),\"\",U59/'Cost scenario - input'!$G44),\"\")","v":""},{"$f":"IFERROR(IF(OR(V59=\"\",'Cost scenario - input'!$G44=\"\"),\"\",V59/'Cost scenario - input'!$G44),\"\")","v":""},{"$f":"IFERROR(IF(OR(W59=\"\",'Cost scenario - input'!$G44=\"\"),\"\",W59/'Cost scenario - input'!$G44),\"\")","v":""}]
[{"$f":"IFERROR('Cost scenario - input'!A45,\"\")","v":5},{"$f":"IFERROR('Cost scenario - input'!B45,\"\")","v":"TRANSFORMERS"},{"$f":"IFERROR('Cost scenario - input'!C45,\"\")","v":"kiosk mounted ; < = 22 kv ; > 600 kva ; multiple phase"},{"$f":"IFERROR(repcalc('Cost scenario - input'!$CY45:$GK45,'Cost scenario - input'!$J45,'Cost scenario - input'!$H45,'Cost scenario - input'!$I45,20,TRUE,TRUE),\"\")","v":""},"","","","","","","","","","","","","","","","","","","",{"$f":"IFERROR(IF(OR(D60=\"\",'Cost scenario - input'!$G45=\"\"),\"\",D60/'Cost scenario - input'!$G45),\"\")","v":""},{"$f":"IFERROR(IF(OR(E60=\"\",'Cost scenario - input'!$G45=\"\"),\"\",E60/'Cost scenario - input'!$G45),\"\")","v":""},{"$f":"IFERROR(IF(OR(F60=\"\",'Cost scenario - input'!$G45=\"\"),\"\",F60/'Cost scenario - input'!$G45),\"\")","v":""},{"$f":"IFERROR(IF(OR(G60=\"\",'Cost scenario - input'!$G45=\"\"),\"\",G60/'Cost scenario - input'!$G45),\"\")","v":""},{"$f":"IFERROR(IF(OR(H60=\"\",'Cost scenario - input'!$G45=\"\"),\"\",H60/'Cost scenario - input'!$G45),\"\")","v":""},{"$f":"IFERROR(IF(OR(I60=\"\",'Cost scenario - input'!$G45=\"\"),\"\",I60/'Cost scenario - input'!$G45),\"\")","v":""},{"$f":"IFERROR(IF(OR(J60=\"\",'Cost scenario - input'!$G45=\"\"),\"\",J60/'Cost scenario - input'!$G45),\"\")","v":""},{"$f":"IFERROR(IF(OR(K60=\"\",'Cost scenario - input'!$G45=\"\"),\"\",K60/'Cost scenario - input'!$G45),\"\")","v":""},{"$f":"IFERROR(IF(OR(L60=\"\",'Cost scenario - input'!$G45=\"\"),\"\",L60/'Cost scenario - input'!$G45),\"\")","v":""},{"$f":"IFERROR(IF(OR(M60=\"\",'Cost scenario - input'!$G45=\"\"),\"\",M60/'Cost scenario - input'!$G45),\"\")","v":""},{"$f":"IFERROR(IF(OR(N60=\"\",'Cost scenario - input'!$G45=\"\"),\"\",N60/'Cost scenario - input'!$G45),\"\")","v":""},{"$f":"IFERROR(IF(OR(O60=\"\",'Cost scenario - input'!$G45=\"\"),\"\",O60/'Cost scenario - input'!$G45),\"\")","v":""},{"$f":"IFERROR(IF(OR(P60=\"\",'Cost scenario - input'!$G45=\"\"),\"\",P60/'Cost scenario - input'!$G45),\"\")","v":""},{"$f":"IFERROR(IF(OR(Q60=\"\",'Cost scenario - input'!$G45=\"\"),\"\",Q60/'Cost scenario - input'!$G45),\"\")","v":""},{"$f":"IFERROR(IF(OR(R60=\"\",'Cost scenario - input'!$G45=\"\"),\"\",R60/'Cost scenario - input'!$G45),\"\")","v":""},{"$f":"IFERROR(IF(OR(S60=\"\",'Cost scenario - input'!$G45=\"\"),\"\",S60/'Cost scenario - input'!$G45),\"\")","v":""},{"$f":"IFERROR(IF(OR(T60=\"\",'Cost scenario - input'!$G45=\"\"),\"\",T60/'Cost scenario - input'!$G45),\"\")","v":""},{"$f":"IFERROR(IF(OR(U60=\"\",'Cost scenario - input'!$G45=\"\"),\"\",U60/'Cost scenario - input'!$G45),\"\")","v":""},{"$f":"IFERROR(IF(OR(V60=\"\",'Cost scenario - input'!$G45=\"\"),\"\",V60/'Cost scenario - input'!$G45),\"\")","v":""},{"$f":"IFERROR(IF(OR(W60=\"\",'Cost scenario - input'!$G45=\"\"),\"\",W60/'Cost scenario - input'!$G45),\"\")","v":""}]
[{"$f":"IFERROR('Cost scenario - input'!A46,\"\")","v":5},{"$f":"IFERROR('Cost scenario - input'!B46,\"\")","v":"TRANSFORMERS"},{"$f":"IFERROR('Cost scenario - input'!C46,\"\")","v":"pole mounted ; < = 22 kv ; < = 60 kva ; multiple phase"},{"$f":"IFERROR(repcalc('Cost scenario - input'!$CY46:$GK46,'Cost scenario - input'!$J46,'Cost scenario - input'!$H46,'Cost scenario - input'!$I46,20,TRUE,TRUE),\"\")","v":""},"","","","","","","","","","","","","","","","","","","",{"$f":"IFERROR(IF(OR(D61=\"\",'Cost scenario - input'!$G46=\"\"),\"\",D61/'Cost scenario - input'!$G46),\"\")","v":""},{"$f":"IFERROR(IF(OR(E61=\"\",'Cost scenario - input'!$G46=\"\"),\"\",E61/'Cost scenario - input'!$G46),\"\")","v":""},{"$f":"IFERROR(IF(OR(F61=\"\",'Cost scenario - input'!$G46=\"\"),\"\",F61/'Cost scenario - input'!$G46),\"\")","v":""},{"$f":"IFERROR(IF(OR(G61=\"\",'Cost scenario - input'!$G46=\"\"),\"\",G61/'Cost scenario - input'!$G46),\"\")","v":""},{"$f":"IFERROR(IF(OR(H61=\"\",'Cost scenario - input'!$G46=\"\"),\"\",H61/'Cost scenario - input'!$G46),\"\")","v":""},{"$f":"IFERROR(IF(OR(I61=\"\",'Cost scenario - input'!$G46=\"\"),\"\",I61/'Cost scenario - input'!$G46),\"\")","v":""},{"$f":"IFERROR(IF(OR(J61=\"\",'Cost scenario - input'!$G46=\"\"),\"\",J61/'Cost scenario - input'!$G46),\"\")","v":""},{"$f":"IFERROR(IF(OR(K61=\"\",'Cost scenario - input'!$G46=\"\"),\"\",K61/'Cost scenario - input'!$G46),\"\")","v":""},{"$f":"IFERROR(IF(OR(L61=\"\",'Cost scenario - input'!$G46=\"\"),\"\",L61/'Cost scenario - input'!$G46),\"\")","v":""},{"$f":"IFERROR(IF(OR(M61=\"\",'Cost scenario - input'!$G46=\"\"),\"\",M61/'Cost scenario - input'!$G46),\"\")","v":""},{"$f":"IFERROR(IF(OR(N61=\"\",'Cost scenario - input'!$G46=\"\"),\"\",N61/'Cost scenario - input'!$G46),\"\")","v":""},{"$f":"IFERROR(IF(OR(O61=\"\",'Cost scenario - input'!$G46=\"\"),\"\",O61/'Cost scenario - input'!$G46),\"\")","v":""},{"$f":"IFERROR(IF(OR(P61=\"\",'Cost scenario - input'!$G46=\"\"),\"\",P61/'Cost scenario - input'!$G46),\"\")","v":""},{"$f":"IFERROR(IF(OR(Q61=\"\",'Cost scenario - input'!$G46=\"\"),\"\",Q61/'Cost scenario - input'!$G46),\"\")","v":""},{"$f":"IFERROR(IF(OR(R61=\"\",'Cost scenario - input'!$G46=\"\"),\"\",R61/'Cost scenario - input'!$G46),\"\")","v":""},{"$f":"IFERROR(IF(OR(S61=\"\",'Cost scenario - input'!$G46=\"\"),\"\",S61/'Cost scenario - input'!$G46),\"\")","v":""},{"$f":"IFERROR(IF(OR(T61=\"\",'Cost scenario - input'!$G46=\"\"),\"\",T61/'Cost scenario - input'!$G46),\"\")","v":""},{"$f":"IFERROR(IF(OR(U61=\"\",'Cost scenario - input'!$G46=\"\"),\"\",U61/'Cost scenario - input'!$G46),\"\")","v":""},{"$f":"IFERROR(IF(OR(V61=\"\",'Cost scenario - input'!$G46=\"\"),\"\",V61/'Cost scenario - input'!$G46),\"\")","v":""},{"$f":"IFERROR(IF(OR(W61=\"\",'Cost scenario - input'!$G46=\"\"),\"\",W61/'Cost scenario - input'!$G46),\"\")","v":""}]
[{"$f":"IFERROR('Cost scenario - input'!A47,\"\")","v":5},{"$f":"IFERROR('Cost scenario - input'!B47,\"\")","v":"TRANSFORMERS"},{"$f":"IFERROR('Cost scenario - input'!C47,\"\")","v":"pole mounted ; < = 22 kv ; < = 60 kva ; single phase"},{"$f":"IFERROR(repcalc('Cost scenario - input'!$CY47:$GK47,'Cost scenario - input'!$J47,'Cost scenario - input'!$H47,'Cost scenario - input'!$I47,20,TRUE,TRUE),\"\")","v":""},"","","","","","","","","","","","","","","","","","","",{"$f":"IFERROR(IF(OR(D62=\"\",'Cost scenario - input'!$G47=\"\"),\"\",D62/'Cost scenario - input'!$G47),\"\")","v":""},{"$f":"IFERROR(IF(OR(E62=\"\",'Cost scenario - input'!$G47=\"\"),\"\",E62/'Cost scenario - input'!$G47),\"\")","v":""},{"$f":"IFERROR(IF(OR(F62=\"\",'Cost scenario - input'!$G47=\"\"),\"\",F62/'Cost scenario - input'!$G47),\"\")","v":""},{"$f":"IFERROR(IF(OR(G62=\"\",'Cost scenario - input'!$G47=\"\"),\"\",G62/'Cost scenario - input'!$G47),\"\")","v":""},{"$f":"IFERROR(IF(OR(H62=\"\",'Cost scenario - input'!$G47=\"\"),\"\",H62/'Cost scenario - input'!$G47),\"\")","v":""},{"$f":"IFERROR(IF(OR(I62=\"\",'Cost scenario - input'!$G47=\"\"),\"\",I62/'Cost scenario - input'!$G47),\"\")","v":""},{"$f":"IFERROR(IF(OR(J62=\"\",'Cost scenario - input'!$G47=\"\"),\"\",J62/'Cost scenario - input'!$G47),\"\")","v":""},{"$f":"IFERROR(IF(OR(K62=\"\",'Cost scenario - input'!$G47=\"\"),\"\",K62/'Cost scenario - input'!$G47),\"\")","v":""},{"$f":"IFERROR(IF(OR(L62=\"\",'Cost scenario - input'!$G47=\"\"),\"\",L62/'Cost scenario - input'!$G47),\"\")","v":""},{"$f":"IFERROR(IF(OR(M62=\"\",'Cost scenario - input'!$G47=\"\"),\"\",M62/'Cost scenario - input'!$G47),\"\")","v":""},{"$f":"IFERROR(IF(OR(N62=\"\",'Cost scenario - input'!$G47=\"\"),\"\",N62/'Cost scenario - input'!$G47),\"\")","v":""},{"$f":"IFERROR(IF(OR(O62=\"\",'Cost scenario - input'!$G47=\"\"),\"\",O62/'Cost scenario - input'!$G47),\"\")","v":""},{"$f":"IFERROR(IF(OR(P62=\"\",'Cost scenario - input'!$G47=\"\"),\"\",P62/'Cost scenario - input'!$G47),\"\")","v":""},{"$f":"IFERROR(IF(OR(Q62=\"\",'Cost scenario - input'!$G47=\"\"),\"\",Q62/'Cost scenario - input'!$G47),\"\")","v":""},{"$f":"IFERROR(IF(OR(R62=\"\",'Cost scenario - input'!$G47=\"\"),\"\",R62/'Cost scenario - input'!$G47),\"\")","v":""},{"$f":"IFERROR(IF(OR(S62=\"\",'Cost scenario - input'!$G47=\"\"),\"\",S62/'Cost scenario - input'!$G47),\"\")","v":""},{"$f":"IFERROR(IF(OR(T62=\"\",'Cost scenario - input'!$G47=\"\"),\"\",T62/'Cost scenario - input'!$G47),\"\")","v":""},{"$f":"IFERROR(IF(OR(U62=\"\",'Cost scenario - input'!$G47=\"\"),\"\",U62/'Cost scenario - input'!$G47),\"\")","v":""},{"$f":"IFERROR(IF(OR(V62=\"\",'Cost scenario - input'!$G47=\"\"),\"\",V62/'Cost scenario - input'!$G47),\"\")","v":""},{"$f":"IFERROR(IF(OR(W62=\"\",'Cost scenario - input'!$G47=\"\"),\"\",W62/'Cost scenario - input'!$G47),\"\")","v":""}]
[{"$f":"IFERROR('Cost scenario - input'!A48,\"\")","v":5},{"$f":"IFERROR('Cost scenario - input'!B48,\"\")","v":"TRANSFORMERS"},{"$f":"IFERROR('Cost scenario - input'!C48,\"\")","v":"pole mounted ; < = 22 kv ; > 60 kva and < = 600 kva ; multiple phase"},{"$f":"IFERROR(repcalc('Cost scenario - input'!$CY48:$GK48,'Cost scenario - input'!$J48,'Cost scenario - input'!$H48,'Cost scenario - input'!$I48,20,TRUE,TRUE),\"\")","v":""},"","","","","","","","","","","","","","","","","","","",{"$f":"IFERROR(IF(OR(D63=\"\",'Cost scenario - input'!$G48=\"\"),\"\",D63/'Cost scenario - input'!$G48),\"\")","v":""},{"$f":"IFERROR(IF(OR(E63=\"\",'Cost scenario - input'!$G48=\"\"),\"\",E63/'Cost scenario - input'!$G48),\"\")","v":""},{"$f":"IFERROR(IF(OR(F63=\"\",'Cost scenario - input'!$G48=\"\"),\"\",F63/'Cost scenario - input'!$G48),\"\")","v":""},{"$f":"IFERROR(IF(OR(G63=\"\",'Cost scenario - input'!$G48=\"\"),\"\",G63/'Cost scenario - input'!$G48),\"\")","v":""},{"$f":"IFERROR(IF(OR(H63=\"\",'Cost scenario - input'!$G48=\"\"),\"\",H63/'Cost scenario - input'!$G48),\"\")","v":""},{"$f":"IFERROR(IF(OR(I63=\"\",'Cost scenario - input'!$G48=\"\"),\"\",I63/'Cost scenario - input'!$G48),\"\")","v":""},{"$f":"IFERROR(IF(OR(J63=\"\",'Cost scenario - input'!$G48=\"\"),\"\",J63/'Cost scenario - input'!$G48),\"\")","v":""},{"$f":"IFERROR(IF(OR(K63=\"\",'Cost scenario - input'!$G48=\"\"),\"\",K63/'Cost scenario - input'!$G48),\"\")","v":""},{"$f":"IFERROR(IF(OR(L63=\"\",'Cost scenario - input'!$G48=\"\"),\"\",L63/'Cost scenario - input'!$G48),\"\")","v":""},{"$f":"IFERROR(IF(OR(M63=\"\",'Cost scenario - input'!$G48=\"\"),\"\",M63/'Cost scenario - input'!$G48),\"\")","v":""},{"$f":"IFERROR(IF(OR(N63=\"\",'Cost scenario - input'!$G48=\"\"),\"\",N63/'Cost scenario - input'!$G48),\"\")","v":""},{"$f":"IFERROR(IF(OR(O63=\"\",'Cost scenario - input'!$G48=\"\"),\"\",O63/'Cost scenario - input'!$G48),\"\")","v":""},{"$f":"IFERROR(IF(OR(P63=\"\",'Cost scenario - input'!$G48=\"\"),\"\",P63/'Cost scenario - input'!$G48),\"\")","v":""},{"$f":"IFERROR(IF(OR(Q63=\"\",'Cost scenario - input'!$G48=\"\"),\"\",Q63/'Cost scenario - input'!$G48),\"\")","v":""},{"$f":"IFERROR(IF(OR(R63=\"\",'Cost scenario - input'!$G48=\"\"),\"\",R63/'Cost scenario - input'!$G48),\"\")","v":""},{"$f":"IFERROR(IF(OR(S63=\"\",'Cost scenario - input'!$G48=\"\"),\"\",S63/'Cost scenario - input'!$G48),\"\")","v":""},{"$f":"IFERROR(IF(OR(T63=\"\",'Cost scenario - input'!$G48=\"\"),\"\",T63/'Cost scenario - input'!$G48),\"\")","v":""},{"$f":"IFERROR(IF(OR(U63=\"\",'Cost scenario - input'!$G48=\"\"),\"\",U63/'Cost scenario - input'!$G48),\"\")","v":""},{"$f":"IFERROR(IF(OR(V63=\"\",'Cost scenario - input'!$G48=\"\"),\"\",V63/'Cost scenario - input'!$G48),\"\")","v":""},{"$f":"IFERROR(IF(OR(W63=\"\",'Cost scenario - input'!$G48=\"\"),\"\",W63/'Cost scenario - input'!$G48),\"\")","v":""}]
[{"$f":"IFERROR('Cost scenario - input'!A49,\"\")","v":5},{"$f":"IFERROR('Cost scenario - input'!B49,\"\")","v":"TRANSFORMERS"},{"$f":"IFERROR('Cost scenario - input'!C49,\"\")","v":"pole mounted ; < = 22 kv ; > 60 kva and < = 600 kva ; single phase"},{"$f":"IFERROR(repcalc('Cost scenario - input'!$CY49:$GK49,'Cost scenario - input'!$J49,'Cost scenario - input'!$H49,'Cost scenario - input'!$I49,20,TRUE,TRUE),\"\")","v":""},"","","","","","","","","","","","","","","","","","","",{"$f":"IFERROR(IF(OR(D64=\"\",'Cost scenario - input'!$G49=\"\"),\"\",D64/'Cost scenario - input'!$G49),\"\")","v":""},{"$f":"IFERROR(IF(OR(E64=\"\",'Cost scenario - input'!$G49=\"\"),\"\",E64/'Cost scenario - input'!$G49),\"\")","v":""},{"$f":"IFERROR(IF(OR(F64=\"\",'Cost scenario - input'!$G49=\"\"),\"\",F64/'Cost scenario - input'!$G49),\"\")","v":""},{"$f":"IFERROR(IF(OR(G64=\"\",'Cost scenario - input'!$G49=\"\"),\"\",G64/'Cost scenario - input'!$G49),\"\")","v":""},{"$f":"IFERROR(IF(OR(H64=\"\",'Cost scenario - input'!$G49=\"\"),\"\",H64/'Cost scenario - input'!$G49),\"\")","v":""},{"$f":"IFERROR(IF(OR(I64=\"\",'Cost scenario - input'!$G49=\"\"),\"\",I64/'Cost scenario - input'!$G49),\"\")","v":""},{"$f":"IFERROR(IF(OR(J64=\"\",'Cost scenario - input'!$G49=\"\"),\"\",J64/'Cost scenario - input'!$G49),\"\")","v":""},{"$f":"IFERROR(IF(OR(K64=\"\",'Cost scenario - input'!$G49=\"\"),\"\",K64/'Cost scenario - input'!$G49),\"\")","v":""},{"$f":"IFERROR(IF(OR(L64=\"\",'Cost scenario - input'!$G49=\"\"),\"\",L64/'Cost scenario - input'!$G49),\"\")","v":""},{"$f":"IFERROR(IF(OR(M64=\"\",'Cost scenario - input'!$G49=\"\"),\"\",M64/'Cost scenario - input'!$G49),\"\")","v":""},{"$f":"IFERROR(IF(OR(N64=\"\",'Cost scenario - input'!$G49=\"\"),\"\",N64/'Cost scenario - input'!$G49),\"\")","v":""},{"$f":"IFERROR(IF(OR(O64=\"\",'Cost scenario - input'!$G49=\"\"),\"\",O64/'Cost scenario - input'!$G49),\"\")","v":""},{"$f":"IFERROR(IF(OR(P64=\"\",'Cost scenario - input'!$G49=\"\"),\"\",P64/'Cost scenario - input'!$G49),\"\")","v":""},{"$f":"IFERROR(IF(OR(Q64=\"\",'Cost scenario - input'!$G49=\"\"),\"\",Q64/'Cost scenario - input'!$G49),\"\")","v":""},{"$f":"IFERROR(IF(OR(R64=\"\",'Cost scenario - input'!$G49=\"\"),\"\",R64/'Cost scenario - input'!$G49),\"\")","v":""},{"$f":"IFERROR(IF(OR(S64=\"\",'Cost scenario - input'!$G49=\"\"),\"\",S64/'Cost scenario - input'!$G49),\"\")","v":""},{"$f":"IFERROR(IF(OR(T64=\"\",'Cost scenario - input'!$G49=\"\"),\"\",T64/'Cost scenario - input'!$G49),\"\")","v":""},{"$f":"IFERROR(IF(OR(U64=\"\",'Cost scenario - input'!$G49=\"\"),\"\",U64/'Cost scenario - input'!$G49),\"\")","v":""},{"$f":"IFERROR(IF(OR(V64=\"\",'Cost scenario - input'!$G49=\"\"),\"\",V64/'Cost scenario - input'!$G49),\"\")","v":""},{"$f":"IFERROR(IF(OR(W64=\"\",'Cost scenario - input'!$G49=\"\"),\"\",W64/'Cost scenario - input'!$G49),\"\")","v":""}]
[{"$f":"IFERROR('Cost scenario - input'!A50,\"\")","v":5},{"$f":"IFERROR('Cost scenario - input'!B50,\"\")","v":"TRANSFORMERS"},{"$f":"IFERROR('Cost scenario - input'!C50,\"\")","v":"pole mounted ; < = 22 kv ; > 600 kva ; multiple phase"},{"$f":"IFERROR(repcalc('Cost scenario - input'!$CY50:$GK50,'Cost scenario - input'!$J50,'Cost scenario - input'!$H50,'Cost scenario - input'!$I50,20,TRUE,TRUE),\"\")","v":""},"","","","","","","","","","","","","","","","","","","",{"$f":"IFERROR(IF(OR(D65=\"\",'Cost scenario - input'!$G50=\"\"),\"\",D65/'Cost scenario - input'!$G50),\"\")","v":""},{"$f":"IFERROR(IF(OR(E65=\"\",'Cost scenario - input'!$G50=\"\"),\"\",E65/'Cost scenario - input'!$G50),\"\")","v":""},{"$f":"IFERROR(IF(OR(F65=\"\",'Cost scenario - input'!$G50=\"\"),\"\",F65/'Cost scenario - input'!$G50),\"\")","v":""},{"$f":"IFERROR(IF(OR(G65=\"\",'Cost scenario - input'!$G50=\"\"),\"\",G65/'Cost scenario - input'!$G50),\"\")","v":""},{"$f":"IFERROR(IF(OR(H65=\"\",'Cost scenario - input'!$G50=\"\"),\"\",H65/'Cost scenario - input'!$G50),\"\")","v":""},{"$f":"IFERROR(IF(OR(I65=\"\",'Cost scenario - input'!$G50=\"\"),\"\",I65/'Cost scenario - input'!$G50),\"\")","v":""},{"$f":"IFERROR(IF(OR(J65=\"\",'Cost scenario - input'!$G50=\"\"),\"\",J65/'Cost scenario - input'!$G50),\"\")","v":""},{"$f":"IFERROR(IF(OR(K65=\"\",'Cost scenario - input'!$G50=\"\"),\"\",K65/'Cost scenario - input'!$G50),\"\")","v":""},{"$f":"IFERROR(IF(OR(L65=\"\",'Cost scenario - input'!$G50=\"\"),\"\",L65/'Cost scenario - input'!$G50),\"\")","v":""},{"$f":"IFERROR(IF(OR(M65=\"\",'Cost scenario - input'!$G50=\"\"),\"\",M65/'Cost scenario - input'!$G50),\"\")","v":""},{"$f":"IFERROR(IF(OR(N65=\"\",'Cost scenario - input'!$G50=\"\"),\"\",N65/'Cost scenario - input'!$G50),\"\")","v":""},{"$f":"IFERROR(IF(OR(O65=\"\",'Cost scenario - input'!$G50=\"\"),\"\",O65/'Cost scenario - input'!$G50),\"\")","v":""},{"$f":"IFERROR(IF(OR(P65=\"\",'Cost scenario - input'!$G50=\"\"),\"\",P65/'Cost scenario - input'!$G50),\"\")","v":""},{"$f":"IFERROR(IF(OR(Q65=\"\",'Cost scenario - input'!$G50=\"\"),\"\",Q65/'Cost scenario - input'!$G50),\"\")","v":""},{"$f":"IFERROR(IF(OR(R65=\"\",'Cost scenario - input'!$G50=\"\"),\"\",R65/'Cost scenario - input'!$G50),\"\")","v":""},{"$f":"IFERROR(IF(OR(S65=\"\",'Cost scenario - input'!$G50=\"\"),\"\",S65/'Cost scenario - input'!$G50),\"\")","v":""},{"$f":"IFERROR(IF(OR(T65=\"\",'Cost scenario - input'!$G50=\"\"),\"\",T65/'Cost scenario - input'!$G50),\"\")","v":""},{"$f":"IFERROR(IF(OR(U65=\"\",'Cost scenario - input'!$G50=\"\"),\"\",U65/'Cost scenario - input'!$G50),\"\")","v":""},{"$f":"IFERROR(IF(OR(V65=\"\",'Cost scenario - input'!$G50=\"\"),\"\",V65/'Cost scenario - input'!$G50),\"\")","v":""},{"$f":"IFERROR(IF(OR(W65=\"\",'Cost scenario - input'!$G50=\"\"),\"\",W65/'Cost scenario - input'!$G50),\"\")","v":""}]
[{"$f":"IFERROR('Cost scenario - input'!A51,\"\")","v":""},{"$f":"IFERROR('Cost scenario - input'!B51,\"\")","v":"UNDERGROUND CABLES"},{"$f":"IFERROR('Cost scenario - input'!C51,\"\")","v":"˂ = 1 kv"},{"$f":"IFERROR(repcalc('Cost scenario - input'!$CY51:$GK51,'Cost scenario - input'!$J51,'Cost scenario - input'!$H51,'Cost scenario - input'!$I51,20,TRUE,TRUE),\"\")","v":""},"","","","","","","","","","","","","","","","","","","",{"$f":"IFERROR(IF(OR(D66=\"\",'Cost scenario - input'!$G51=\"\"),\"\",D66/'Cost scenario - input'!$G51),\"\")","v":""},{"$f":"IFERROR(IF(OR(E66=\"\",'Cost scenario - input'!$G51=\"\"),\"\",E66/'Cost scenario - input'!$G51),\"\")","v":""},{"$f":"IFERROR(IF(OR(F66=\"\",'Cost scenario - input'!$G51=\"\"),\"\",F66/'Cost scenario - input'!$G51),\"\")","v":""},{"$f":"IFERROR(IF(OR(G66=\"\",'Cost scenario - input'!$G51=\"\"),\"\",G66/'Cost scenario - input'!$G51),\"\")","v":""},{"$f":"IFERROR(IF(OR(H66=\"\",'Cost scenario - input'!$G51=\"\"),\"\",H66/'Cost scenario - input'!$G51),\"\")","v":""},{"$f":"IFERROR(IF(OR(I66=\"\",'Cost scenario - input'!$G51=\"\"),\"\",I66/'Cost scenario - input'!$G51),\"\")","v":""},{"$f":"IFERROR(IF(OR(J66=\"\",'Cost scenario - input'!$G51=\"\"),\"\",J66/'Cost scenario - input'!$G51),\"\")","v":""},{"$f":"IFERROR(IF(OR(K66=\"\",'Cost scenario - input'!$G51=\"\"),\"\",K66/'Cost scenario - input'!$G51),\"\")","v":""},{"$f":"IFERROR(IF(OR(L66=\"\",'Cost scenario - input'!$G51=\"\"),\"\",L66/'Cost scenario - input'!$G51),\"\")","v":""},{"$f":"IFERROR(IF(OR(M66=\"\",'Cost scenario - input'!$G51=\"\"),\"\",M66/'Cost scenario - input'!$G51),\"\")","v":""},{"$f":"IFERROR(IF(OR(N66=\"\",'Cost scenario - input'!$G51=\"\"),\"\",N66/'Cost scenario - input'!$G51),\"\")","v":""},{"$f":"IFERROR(IF(OR(O66=\"\",'Cost scenario - input'!$G51=\"\"),\"\",O66/'Cost scenario - input'!$G51),\"\")","v":""},{"$f":"IFERROR(IF(OR(P66=\"\",'Cost scenario - input'!$G51=\"\"),\"\",P66/'Cost scenario - input'!$G51),\"\")","v":""},{"$f":"IFERROR(IF(OR(Q66=\"\",'Cost scenario - input'!$G51=\"\"),\"\",Q66/'Cost scenario - input'!$G51),\"\")","v":""},{"$f":"IFERROR(IF(OR(R66=\"\",'Cost scenario - input'!$G51=\"\"),\"\",R66/'Cost scenario - input'!$G51),\"\")","v":""},{"$f":"IFERROR(IF(OR(S66=\"\",'Cost scenario - input'!$G51=\"\"),\"\",S66/'Cost scenario - input'!$G51),\"\")","v":""},{"$f":"IFERROR(IF(OR(T66=\"\",'Cost scenario - input'!$G51=\"\"),\"\",T66/'Cost scenario - input'!$G51),\"\")","v":""},{"$f":"IFERROR(IF(OR(U66=\"\",'Cost scenario - input'!$G51=\"\"),\"\",U66/'Cost scenario - input'!$G51),\"\")","v":""},{"$f":"IFERROR(IF(OR(V66=\"\",'Cost scenario - input'!$G51=\"\"),\"\",V66/'Cost scenario - input'!$G51),\"\")","v":""},{"$f":"IFERROR(IF(OR(W66=\"\",'Cost scenario - input'!$G51=\"\"),\"\",W66/'Cost scenario - input'!$G51),\"\")","v":""}]
[{"$f":"IFERROR('Cost scenario - input'!A52,\"\")","v":""},{"$f":"IFERROR('Cost scenario - input'!B52,\"\")","v":"UNDERGROUND CABLES"},{"$f":"IFERROR('Cost scenario - input'!C52,\"\")","v":"> 1 kv & < = 11 kv"},{"$f":"IFERROR(repcalc('Cost scenario - input'!$CY52:$GK52,'Cost scenario - input'!$J52,'Cost scenario - input'!$H52,'Cost scenario - input'!$I52,20,TRUE,TRUE),\"\")","v":""},"","","","","","","","","","","","","","","","","","","",{"$f":"IFERROR(IF(OR(D67=\"\",'Cost scenario - input'!$G52=\"\"),\"\",D67/'Cost scenario - input'!$G52),\"\")","v":""},{"$f":"IFERROR(IF(OR(E67=\"\",'Cost scenario - input'!$G52=\"\"),\"\",E67/'Cost scenario - input'!$G52),\"\")","v":""},{"$f":"IFERROR(IF(OR(F67=\"\",'Cost scenario - input'!$G52=\"\"),\"\",F67/'Cost scenario - input'!$G52),\"\")","v":""},{"$f":"IFERROR(IF(OR(G67=\"\",'Cost scenario - input'!$G52=\"\"),\"\",G67/'Cost scenario - input'!$G52),\"\")","v":""},{"$f":"IFERROR(IF(OR(H67=\"\",'Cost scenario - input'!$G52=\"\"),\"\",H67/'Cost scenario - input'!$G52),\"\")","v":""},{"$f":"IFERROR(IF(OR(I67=\"\",'Cost scenario - input'!$G52=\"\"),\"\",I67/'Cost scenario - input'!$G52),\"\")","v":""},{"$f":"IFERROR(IF(OR(J67=\"\",'Cost scenario - input'!$G52=\"\"),\"\",J67/'Cost scenario - input'!$G52),\"\")","v":""},{"$f":"IFERROR(IF(OR(K67=\"\",'Cost scenario - input'!$G52=\"\"),\"\",K67/'Cost scenario - input'!$G52),\"\")","v":""},{"$f":"IFERROR(IF(OR(L67=\"\",'Cost scenario - input'!$G52=\"\"),\"\",L67/'Cost scenario - input'!$G52),\"\")","v":""},{"$f":"IFERROR(IF(OR(M67=\"\",'Cost scenario - input'!$G52=\"\"),\"\",M67/'Cost scenario - input'!$G52),\"\")","v":""},{"$f":"IFERROR(IF(OR(N67=\"\",'Cost scenario - input'!$G52=\"\"),\"\",N67/'Cost scenario - input'!$G52),\"\")","v":""},{"$f":"IFERROR(IF(OR(O67=\"\",'Cost scenario - input'!$G52=\"\"),\"\",O67/'Cost scenario - input'!$G52),\"\")","v":""},{"$f":"IFERROR(IF(OR(P67=\"\",'Cost scenario - input'!$G52=\"\"),\"\",P67/'Cost scenario - input'!$G52),\"\")","v":""},{"$f":"IFERROR(IF(OR(Q67=\"\",'Cost scenario - input'!$G52=\"\"),\"\",Q67/'Cost scenario - input'!$G52),\"\")","v":""},{"$f":"IFERROR(IF(OR(R67=\"\",'Cost scenario - input'!$G52=\"\"),\"\",R67/'Cost scenario - input'!$G52),\"\")","v":""},{"$f":"IFERROR(IF(OR(S67=\"\",'Cost scenario - input'!$G52=\"\"),\"\",S67/'Cost scenario - input'!$G52),\"\")","v":""},{"$f":"IFERROR(IF(OR(T67=\"\",'Cost scenario - input'!$G52=\"\"),\"\",T67/'Cost scenario - input'!$G52),\"\")","v":""},{"$f":"IFERROR(IF(OR(U67=\"\",'Cost scenario - input'!$G52=\"\"),\"\",U67/'Cost scenario - input'!$G52),\"\")","v":""},{"$f":"IFERROR(IF(OR(V67=\"\",'Cost scenario - input'!$G52=\"\"),\"\",V67/'Cost scenario - input'!$G52),\"\")","v":""},{"$f":"IFERROR(IF(OR(W67=\"\",'Cost scenario - input'!$G52=\"\"),\"\",W67/'Cost scenario - input'!$G52),\"\")","v":""}]
[{"$f":"IFERROR('Cost scenario - input'!A53,\"\")","v":6},{"$f":"IFERROR('Cost scenario - input'!B53,\"\")","v":"UNDERGROUND CABLES"},{"$f":"IFERROR('Cost scenario - input'!C53,\"\")","v":"> 11 kv & < = 22 kv"},{"$f":"IFERROR(repcalc('Cost scenario - input'!$CY53:$GK53,'Cost scenario - input'!$J53,'Cost scenario - input'!$H53,'Cost scenario - input'!$I53,20,TRUE,TRUE),\"\")","v":""},"","","","","","","","","","","","","","","","","","","",{"$f":"IFERROR(IF(OR(D68=\"\",'Cost scenario - input'!$G53=\"\"),\"\",D68/'Cost scenario - input'!$G53),\"\")","v":""},{"$f":"IFERROR(IF(OR(E68=\"\",'Cost scenario - input'!$G53=\"\"),\"\",E68/'Cost scenario - input'!$G53),\"\")","v":""},{"$f":"IFERROR(IF(OR(F68=\"\",'Cost scenario - input'!$G53=\"\"),\"\",F68/'Cost scenario - input'!$G53),\"\")","v":""},{"$f":"IFERROR(IF(OR(G68=\"\",'Cost scenario - input'!$G53=\"\"),\"\",G68/'Cost scenario - input'!$G53),\"\")","v":""},{"$f":"IFERROR(IF(OR(H68=\"\",'Cost scenario - input'!$G53=\"\"),\"\",H68/'Cost scenario - input'!$G53),\"\")","v":""},{"$f":"IFERROR(IF(OR(I68=\"\",'Cost scenario - input'!$G53=\"\"),\"\",I68/'Cost scenario - input'!$G53),\"\")","v":""},{"$f":"IFERROR(IF(OR(J68=\"\",'Cost scenario - input'!$G53=\"\"),\"\",J68/'Cost scenario - input'!$G53),\"\")","v":""},{"$f":"IFERROR(IF(OR(K68=\"\",'Cost scenario - input'!$G53=\"\"),\"\",K68/'Cost scenario - input'!$G53),\"\")","v":""},{"$f":"IFERROR(IF(OR(L68=\"\",'Cost scenario - input'!$G53=\"\"),\"\",L68/'Cost scenario - input'!$G53),\"\")","v":""},{"$f":"IFERROR(IF(OR(M68=\"\",'Cost scenario - input'!$G53=\"\"),\"\",M68/'Cost scenario - input'!$G53),\"\")","v":""},{"$f":"IFERROR(IF(OR(N68=\"\",'Cost scenario - input'!$G53=\"\"),\"\",N68/'Cost scenario - input'!$G53),\"\")","v":""},{"$f":"IFERROR(IF(OR(O68=\"\",'Cost scenario - input'!$G53=\"\"),\"\",O68/'Cost scenario - input'!$G53),\"\")","v":""},{"$f":"IFERROR(IF(OR(P68=\"\",'Cost scenario - input'!$G53=\"\"),\"\",P68/'Cost scenario - input'!$G53),\"\")","v":""},{"$f":"IFERROR(IF(OR(Q68=\"\",'Cost scenario - input'!$G53=\"\"),\"\",Q68/'Cost scenario - input'!$G53),\"\")","v":""},{"$f":"IFERROR(IF(OR(R68=\"\",'Cost scenario - input'!$G53=\"\"),\"\",R68/'Cost scenario - input'!$G53),\"\")","v":""},{"$f":"IFERROR(IF(OR(S68=\"\",'Cost scenario - input'!$G53=\"\"),\"\",S68/'Cost scenario - input'!$G53),\"\")","v":""},{"$f":"IFERROR(IF(OR(T68=\"\",'Cost scenario - input'!$G53=\"\"),\"\",T68/'Cost scenario - input'!$G53),\"\")","v":""},{"$f":"IFERROR(IF(OR(U68=\"\",'Cost scenario - input'!$G53=\"\"),\"\",U68/'Cost scenario - input'!$G53),\"\")","v":""},{"$f":"IFERROR(IF(OR(V68=\"\",'Cost scenario - input'!$G53=\"\"),\"\",V68/'Cost scenario - input'!$G53),\"\")","v":""},{"$f":"IFERROR(IF(OR(W68=\"\",'Cost scenario - input'!$G53=\"\"),\"\",W68/'Cost scenario - input'!$G53),\"\")","v":""}]
[{"$f":"IFERROR('Cost scenario - input'!A54,\"\")","v":""},{"$f":"IFERROR('Cost scenario - input'!B54,\"\")","v":"UNDERGROUND CABLES"},{"$f":"IFERROR('Cost scenario - input'!C54,\"\")","v":"> 33 kv & < = 66 kv"},{"$f":"IFERROR(repcalc('Cost scenario - input'!$CY54:$GK54,'Cost scenario - input'!$J54,'Cost scenario - input'!$H54,'Cost scenario - input'!$I54,20,TRUE,TRUE),\"\")","v":""},"","","","","","","","","","","","","","","","","","","",{"$f":"IFERROR(IF(OR(D69=\"\",'Cost scenario - input'!$G54=\"\"),\"\",D69/'Cost scenario - input'!$G54),\"\")","v":""},{"$f":"IFERROR(IF(OR(E69=\"\",'Cost scenario - input'!$G54=\"\"),\"\",E69/'Cost scenario - input'!$G54),\"\")","v":""},{"$f":"IFERROR(IF(OR(F69=\"\",'Cost scenario - input'!$G54=\"\"),\"\",F69/'Cost scenario - input'!$G54),\"\")","v":""},{"$f":"IFERROR(IF(OR(G69=\"\",'Cost scenario - input'!$G54=\"\"),\"\",G69/'Cost scenario - input'!$G54),\"\")","v":""},{"$f":"IFERROR(IF(OR(H69=\"\",'Cost scenario - input'!$G54=\"\"),\"\",H69/'Cost scenario - input'!$G54),\"\")","v":""},{"$f":"IFERROR(IF(OR(I69=\"\",'Cost scenario - input'!$G54=\"\"),\"\",I69/'Cost scenario - input'!$G54),\"\")","v":""},{"$f":"IFERROR(IF(OR(J69=\"\",'Cost scenario - input'!$G54=\"\"),\"\",J69/'Cost scenario - input'!$G54),\"\")","v":""},{"$f":"IFERROR(IF(OR(K69=\"\",'Cost scenario - input'!$G54=\"\"),\"\",K69/'Cost scenario - input'!$G54),\"\")","v":""},{"$f":"IFERROR(IF(OR(L69=\"\",'Cost scenario - input'!$G54=\"\"),\"\",L69/'Cost scenario - input'!$G54),\"\")","v":""},{"$f":"IFERROR(IF(OR(M69=\"\",'Cost scenario - input'!$G54=\"\"),\"\",M69/'Cost scenario - input'!$G54),\"\")","v":""},{"$f":"IFERROR(IF(OR(N69=\"\",'Cost scenario - input'!$G54=\"\"),\"\",N69/'Cost scenario - input'!$G54),\"\")","v":""},{"$f":"IFERROR(IF(OR(O69=\"\",'Cost scenario - input'!$G54=\"\"),\"\",O69/'Cost scenario - input'!$G54),\"\")","v":""},{"$f":"IFERROR(IF(OR(P69=\"\",'Cost scenario - input'!$G54=\"\"),\"\",P69/'Cost scenario - input'!$G54),\"\")","v":""},{"$f":"IFERROR(IF(OR(Q69=\"\",'Cost scenario - input'!$G54=\"\"),\"\",Q69/'Cost scenario - input'!$G54),\"\")","v":""},{"$f":"IFERROR(IF(OR(R69=\"\",'Cost scenario - input'!$G54=\"\"),\"\",R69/'Cost scenario - input'!$G54),\"\")","v":""},{"$f":"IFERROR(IF(OR(S69=\"\",'Cost scenario - input'!$G54=\"\"),\"\",S69/'Cost scenario - input'!$G54),\"\")","v":""},{"$f":"IFERROR(IF(OR(T69=\"\",'Cost scenario - input'!$G54=\"\"),\"\",T69/'Cost scenario - input'!$G54),\"\")","v":""},{"$f":"IFERROR(IF(OR(U69=\"\",'Cost scenario - input'!$G54=\"\"),\"\",U69/'Cost scenario - input'!$G54),\"\")","v":""},{"$f":"IFERROR(IF(OR(V69=\"\",'Cost scenario - input'!$G54=\"\"),\"\",V69/'Cost scenario - input'!$G54),\"\")","v":""},{"$f":"IFERROR(IF(OR(W69=\"\",'Cost scenario - input'!$G54=\"\"),\"\",W69/'Cost scenario - input'!$G54),\"\")","v":""}]
[{"$f":"IFERROR('Cost scenario - input'!A55,\"\")","v":""},{"$f":"IFERROR('Cost scenario - input'!B55,\"\")","v":""},{"$f":"IFERROR('Cost scenario - input'!C55,\"\")","v":""},{"$f":"IFERROR(repcalc('Cost scenario - input'!$CY55:$GK55,'Cost scenario - input'!$J55,'Cost scenario - input'!$H55,'Cost scenario - input'!$I55,20,TRUE,TRUE),\"\")","v":""},"","","","","","","","","","","","","","","","","","","",{"$f":"IFERROR(IF(OR(D70=\"\",'Cost scenario - input'!$G55=\"\"),\"\",D70/'Cost scenario - input'!$G55),\"\")","v":""},{"$f":"IFERROR(IF(OR(E70=\"\",'Cost scenario - input'!$G55=\"\"),\"\",E70/'Cost scenario - input'!$G55),\"\")","v":""},{"$f":"IFERROR(IF(OR(F70=\"\",'Cost scenario - input'!$G55=\"\"),\"\",F70/'Cost scenario - input'!$G55),\"\")","v":""},{"$f":"IFERROR(IF(OR(G70=\"\",'Cost scenario - input'!$G55=\"\"),\"\",G70/'Cost scenario - input'!$G55),\"\")","v":""},{"$f":"IFERROR(IF(OR(H70=\"\",'Cost scenario - input'!$G55=\"\"),\"\",H70/'Cost scenario - input'!$G55),\"\")","v":""},{"$f":"IFERROR(IF(OR(I70=\"\",'Cost scenario - input'!$G55=\"\"),\"\",I70/'Cost scenario - input'!$G55),\"\")","v":""},{"$f":"IFERROR(IF(OR(J70=\"\",'Cost scenario - input'!$G55=\"\"),\"\",J70/'Cost scenario - input'!$G55),\"\")","v":""},{"$f":"IFERROR(IF(OR(K70=\"\",'Cost scenario - input'!$G55=\"\"),\"\",K70/'Cost scenario - input'!$G55),\"\")","v":""},{"$f":"IFERROR(IF(OR(L70=\"\",'Cost scenario - input'!$G55=\"\"),\"\",L70/'Cost scenario - input'!$G55),\"\")","v":""},{"$f":"IFERROR(IF(OR(M70=\"\",'Cost scenario - input'!$G55=\"\"),\"\",M70/'Cost scenario - input'!$G55),\"\")","v":""},{"$f":"IFERROR(IF(OR(N70=\"\",'Cost scenario - input'!$G55=\"\"),\"\",N70/'Cost scenario - input'!$G55),\"\")","v":""},{"$f":"IFERROR(IF(OR(O70=\"\",'Cost scenario - input'!$G55=\"\"),\"\",O70/'Cost scenario - input'!$G55),\"\")","v":""},{"$f":"IFERROR(IF(OR(P70=\"\",'Cost scenario - input'!$G55=\"\"),\"\",P70/'Cost scenario - input'!$G55),\"\")","v":""},{"$f":"IFERROR(IF(OR(Q70=\"\",'Cost scenario - input'!$G55=\"\"),\"\",Q70/'Cost scenario - input'!$G55),\"\")","v":""},{"$f":"IFERROR(IF(OR(R70=\"\",'Cost scenario - input'!$G55=\"\"),\"\",R70/'Cost scenario - input'!$G55),\"\")","v":""},{"$f":"IFERROR(IF(OR(S70=\"\",'Cost scenario - input'!$G55=\"\"),\"\",S70/'Cost scenario - input'!$G55),\"\")","v":""},{"$f":"IFERROR(IF(OR(T70=\"\",'Cost scenario - input'!$G55=\"\"),\"\",T70/'Cost scenario - input'!$G55),\"\")","v":""},{"$f":"IFERROR(IF(OR(U70=\"\",'Cost scenario - input'!$G55=\"\"),\"\",U70/'Cost scenario - input'!$G55),\"\")","v":""},{"$f":"IFERROR(IF(OR(V70=\"\",'Cost scenario - input'!$G55=\"\"),\"\",V70/'Cost scenario - input'!$G55),\"\")","v":""},{"$f":"IFERROR(IF(OR(W70=\"\",'Cost scenario - input'!$G55=\"\"),\"\",W70/'Cost scenario - input'!$G55),\"\")","v":""}]
[{"$f":"IFERROR('Cost scenario - input'!A56,\"\")","v":""},{"$f":"IFERROR('Cost scenario - input'!B56,\"\")","v":""},{"$f":"IFERROR('Cost scenario - input'!C56,\"\")","v":""},{"$f":"IFERROR(repcalc('Cost scenario - input'!$CY56:$GK56,'Cost scenario - input'!$J56,'Cost scenario - input'!$H56,'Cost scenario - input'!$I56,20,TRUE,TRUE),\"\")","v":""},"","","","","","","","","","","","","","","","","","","",{"$f":"IFERROR(IF(OR(D71=\"\",'Cost scenario - input'!$G56=\"\"),\"\",D71/'Cost scenario - input'!$G56),\"\")","v":""},{"$f":"IFERROR(IF(OR(E71=\"\",'Cost scenario - input'!$G56=\"\"),\"\",E71/'Cost scenario - input'!$G56),\"\")","v":""},{"$f":"IFERROR(IF(OR(F71=\"\",'Cost scenario - input'!$G56=\"\"),\"\",F71/'Cost scenario - input'!$G56),\"\")","v":""},{"$f":"IFERROR(IF(OR(G71=\"\",'Cost scenario - input'!$G56=\"\"),\"\",G71/'Cost scenario - input'!$G56),\"\")","v":""},{"$f":"IFERROR(IF(OR(H71=\"\",'Cost scenario - input'!$G56=\"\"),\"\",H71/'Cost scenario - input'!$G56),\"\")","v":""},{"$f":"IFERROR(IF(OR(I71=\"\",'Cost scenario - input'!$G56=\"\"),\"\",I71/'Cost scenario - input'!$G56),\"\")","v":""},{"$f":"IFERROR(IF(OR(J71=\"\",'Cost scenario - input'!$G56=\"\"),\"\",J71/'Cost scenario - input'!$G56),\"\")","v":""},{"$f":"IFERROR(IF(OR(K71=\"\",'Cost scenario - input'!$G56=\"\"),\"\",K71/'Cost scenario - input'!$G56),\"\")","v":""},{"$f":"IFERROR(IF(OR(L71=\"\",'Cost scenario - input'!$G56=\"\"),\"\",L71/'Cost scenario - input'!$G56),\"\")","v":""},{"$f":"IFERROR(IF(OR(M71=\"\",'Cost scenario - input'!$G56=\"\"),\"\",M71/'Cost scenario - input'!$G56),\"\")","v":""},{"$f":"IFERROR(IF(OR(N71=\"\",'Cost scenario - input'!$G56=\"\"),\"\",N71/'Cost scenario - input'!$G56),\"\")","v":""},{"$f":"IFERROR(IF(OR(O71=\"\",'Cost scenario - input'!$G56=\"\"),\"\",O71/'Cost scenario - input'!$G56),\"\")","v":""},{"$f":"IFERROR(IF(OR(P71=\"\",'Cost scenario - input'!$G56=\"\"),\"\",P71/'Cost scenario - input'!$G56),\"\")","v":""},{"$f":"IFERROR(IF(OR(Q71=\"\",'Cost scenario - input'!$G56=\"\"),\"\",Q71/'Cost scenario - input'!$G56),\"\")","v":""},{"$f":"IFERROR(IF(OR(R71=\"\",'Cost scenario - input'!$G56=\"\"),\"\",R71/'Cost scenario - input'!$G56),\"\")","v":""},{"$f":"IFERROR(IF(OR(S71=\"\",'Cost scenario - input'!$G56=\"\"),\"\",S71/'Cost scenario - input'!$G56),\"\")","v":""},{"$f":"IFERROR(IF(OR(T71=\"\",'Cost scenario - input'!$G56=\"\"),\"\",T71/'Cost scenario - input'!$G56),\"\")","v":""},{"$f":"IFERROR(IF(OR(U71=\"\",'Cost scenario - input'!$G56=\"\"),\"\",U71/'Cost scenario - input'!$G56),\"\")","v":""},{"$f":"IFERROR(IF(OR(V71=\"\",'Cost scenario - input'!$G56=\"\"),\"\",V71/'Cost scenario - input'!$G56),\"\")","v":""},{"$f":"IFERROR(IF(OR(W71=\"\",'Cost scenario - input'!$G56=\"\"),\"\",W71/'Cost scenario - input'!$G56),\"\")","v":""}]
[{"$f":"IFERROR('Cost scenario - input'!A57,\"\")","v":""},{"$f":"IFERROR('Cost scenario - input'!B57,\"\")","v":""},{"$f":"IFERROR('Cost scenario - input'!C57,\"\")","v":""},{"$f":"IFERROR(repcalc('Cost scenario - input'!$CY57:$GK57,'Cost scenario - input'!$J57,'Cost scenario - input'!$H57,'Cost scenario - input'!$I57,20,TRUE,TRUE),\"\")","v":""},"","","","","","","","","","","","","","","","","","","",{"$f":"IFERROR(IF(OR(D72=\"\",'Cost scenario - input'!$G57=\"\"),\"\",D72/'Cost scenario - input'!$G57),\"\")","v":""},{"$f":"IFERROR(IF(OR(E72=\"\",'Cost scenario - input'!$G57=\"\"),\"\",E72/'Cost scenario - input'!$G57),\"\")","v":""},{"$f":"IFERROR(IF(OR(F72=\"\",'Cost scenario - input'!$G57=\"\"),\"\",F72/'Cost scenario - input'!$G57),\"\")","v":""},{"$f":"IFERROR(IF(OR(G72=\"\",'Cost scenario - input'!$G57=\"\"),\"\",G72/'Cost scenario - input'!$G57),\"\")","v":""},{"$f":"IFERROR(IF(OR(H72=\"\",'Cost scenario - input'!$G57=\"\"),\"\",H72/'Cost scenario - input'!$G57),\"\")","v":""},{"$f":"IFERROR(IF(OR(I72=\"\",'Cost scenario - input'!$G57=\"\"),\"\",I72/'Cost scenario - input'!$G57),\"\")","v":""},{"$f":"IFERROR(IF(OR(J72=\"\",'Cost scenario - input'!$G57=\"\"),\"\",J72/'Cost scenario - input'!$G57),\"\")","v":""},{"$f":"IFERROR(IF(OR(K72=\"\",'Cost scenario - input'!$G57=\"\"),\"\",K72/'Cost scenario - input'!$G57),\"\")","v":""},{"$f":"IFERROR(IF(OR(L72=\"\",'Cost scenario - input'!$G57=\"\"),\"\",L72/'Cost scenario - input'!$G57),\"\")","v":""},{"$f":"IFERROR(IF(OR(M72=\"\",'Cost scenario - input'!$G57=\"\"),\"\",M72/'Cost scenario - input'!$G57),\"\")","v":""},{"$f":"IFERROR(IF(OR(N72=\"\",'Cost scenario - input'!$G57=\"\"),\"\",N72/'Cost scenario - input'!$G57),\"\")","v":""},{"$f":"IFERROR(IF(OR(O72=\"\",'Cost scenario - input'!$G57=\"\"),\"\",O72/'Cost scenario - input'!$G57),\"\")","v":""},{"$f":"IFERROR(IF(OR(P72=\"\",'Cost scenario - input'!$G57=\"\"),\"\",P72/'Cost scenario - input'!$G57),\"\")","v":""},{"$f":"IFERROR(IF(OR(Q72=\"\",'Cost scenario - input'!$G57=\"\"),\"\",Q72/'Cost scenario - input'!$G57),\"\")","v":""},{"$f":"IFERROR(IF(OR(R72=\"\",'Cost scenario - input'!$G57=\"\"),\"\",R72/'Cost scenario - input'!$G57),\"\")","v":""},{"$f":"IFERROR(IF(OR(S72=\"\",'Cost scenario - input'!$G57=\"\"),\"\",S72/'Cost scenario - input'!$G57),\"\")","v":""},{"$f":"IFERROR(IF(OR(T72=\"\",'Cost scenario - input'!$G57=\"\"),\"\",T72/'Cost scenario - input'!$G57),\"\")","v":""},{"$f":"IFERROR(IF(OR(U72=\"\",'Cost scenario - input'!$G57=\"\"),\"\",U72/'Cost scenario - input'!$G57),\"\")","v":""},{"$f":"IFERROR(IF(OR(V72=\"\",'Cost scenario - input'!$G57=\"\"),\"\",V72/'Cost scenario - input'!$G57),\"\")","v":""},{"$f":"IFERROR(IF(OR(W72=\"\",'Cost scenario - input'!$G57=\"\"),\"\",W72/'Cost scenario - input'!$G57),\"\")","v":""}]
[{"$f":"IFERROR('Cost scenario - input'!A58,\"\")","v":""},{"$f":"IFERROR('Cost scenario - input'!B58,\"\")","v":""},{"$f":"IFERROR('Cost scenario - input'!C58,\"\")","v":""},{"$f":"IFERROR(repcalc('Cost scenario - input'!$CY58:$GK58,'Cost scenario - input'!$J58,'Cost scenario - input'!$H58,'Cost scenario - input'!$I58,20,TRUE,TRUE),\"\")","v":""},"","","","","","","","","","","","","","","","","","","",{"$f":"IFERROR(IF(OR(D73=\"\",'Cost scenario - input'!$G58=\"\"),\"\",D73/'Cost scenario - input'!$G58),\"\")","v":""},{"$f":"IFERROR(IF(OR(E73=\"\",'Cost scenario - input'!$G58=\"\"),\"\",E73/'Cost scenario - input'!$G58),\"\")","v":""},{"$f":"IFERROR(IF(OR(F73=\"\",'Cost scenario - input'!$G58=\"\"),\"\",F73/'Cost scenario - input'!$G58),\"\")","v":""},{"$f":"IFERROR(IF(OR(G73=\"\",'Cost scenario - input'!$G58=\"\"),\"\",G73/'Cost scenario - input'!$G58),\"\")","v":""},{"$f":"IFERROR(IF(OR(H73=\"\",'Cost scenario - input'!$G58=\"\"),\"\",H73/'Cost scenario - input'!$G58),\"\")","v":""},{"$f":"IFERROR(IF(OR(I73=\"\",'Cost scenario - input'!$G58=\"\"),\"\",I73/'Cost scenario - input'!$G58),\"\")","v":""},{"$f":"IFERROR(IF(OR(J73=\"\",'Cost scenario - input'!$G58=\"\"),\"\",J73/'Cost scenario - input'!$G58),\"\")","v":""},{"$f":"IFERROR(IF(OR(K73=\"\",'Cost scenario - input'!$G58=\"\"),\"\",K73/'Cost scenario - input'!$G58),\"\")","v":""},{"$f":"IFERROR(IF(OR(L73=\"\",'Cost scenario - input'!$G58=\"\"),\"\",L73/'Cost scenario - input'!$G58),\"\")","v":""},{"$f":"IFERROR(IF(OR(M73=\"\",'Cost scenario - input'!$G58=\"\"),\"\",M73/'Cost scenario - input'!$G58),\"\")","v":""},{"$f":"IFERROR(IF(OR(N73=\"\",'Cost scenario - input'!$G58=\"\"),\"\",N73/'Cost scenario - input'!$G58),\"\")","v":""},{"$f":"IFERROR(IF(OR(O73=\"\",'Cost scenario - input'!$G58=\"\"),\"\",O73/'Cost scenario - input'!$G58),\"\")","v":""},{"$f":"IFERROR(IF(OR(P73=\"\",'Cost scenario - input'!$G58=\"\"),\"\",P73/'Cost scenario - input'!$G58),\"\")","v":""},{"$f":"IFERROR(IF(OR(Q73=\"\",'Cost scenario - input'!$G58=\"\"),\"\",Q73/'Cost scenario - input'!$G58),\"\")","v":""},{"$f":"IFERROR(IF(OR(R73=\"\",'Cost scenario - input'!$G58=\"\"),\"\",R73/'Cost scenario - input'!$G58),\"\")","v":""},{"$f":"IFERROR(IF(OR(S73=\"\",'Cost scenario - input'!$G58=\"\"),\"\",S73/'Cost scenario - input'!$G58),\"\")","v":""},{"$f":"IFERROR(IF(OR(T73=\"\",'Cost scenario - input'!$G58=\"\"),\"\",T73/'Cost scenario - input'!$G58),\"\")","v":""},{"$f":"IFERROR(IF(OR(U73=\"\",'Cost scenario - input'!$G58=\"\"),\"\",U73/'Cost scenario - input'!$G58),\"\")","v":""},{"$f":"IFERROR(IF(OR(V73=\"\",'Cost scenario - input'!$G58=\"\"),\"\",V73/'Cost scenario - input'!$G58),\"\")","v":""},{"$f":"IFERROR(IF(OR(W73=\"\",'Cost scenario - input'!$G58=\"\"),\"\",W73/'Cost scenario - input'!$G58),\"\")","v":""}]
[{"$f":"IFERROR('Cost scenario - input'!A59,\"\")","v":""},{"$f":"IFERROR('Cost scenario - input'!B59,\"\")","v":""},{"$f":"IFERROR('Cost scenario - input'!C59,\"\")","v":""},{"$f":"IFERROR(repcalc('Cost scenario - input'!$CY59:$GK59,'Cost scenario - input'!$J59,'Cost scenario - input'!$H59,'Cost scenario - input'!$I59,20,TRUE,TRUE),\"\")","v":""},"","","","","","","","","","","","","","","","","","","",{"$f":"IFERROR(IF(OR(D74=\"\",'Cost scenario - input'!$G59=\"\"),\"\",D74/'Cost scenario - input'!$G59),\"\")","v":""},{"$f":"IFERROR(IF(OR(E74=\"\",'Cost scenario - input'!$G59=\"\"),\"\",E74/'Cost scenario - input'!$G59),\"\")","v":""},{"$f":"IFERROR(IF(OR(F74=\"\",'Cost scenario - input'!$G59=\"\"),\"\",F74/'Cost scenario - input'!$G59),\"\")","v":""},{"$f":"IFERROR(IF(OR(G74=\"\",'Cost scenario - input'!$G59=\"\"),\"\",G74/'Cost scenario - input'!$G59),\"\")","v":""},{"$f":"IFERROR(IF(OR(H74=\"\",'Cost scenario - input'!$G59=\"\"),\"\",H74/'Cost scenario - input'!$G59),\"\")","v":""},{"$f":"IFERROR(IF(OR(I74=\"\",'Cost scenario - input'!$G59=\"\"),\"\",I74/'Cost scenario - input'!$G59),\"\")","v":""},{"$f":"IFERROR(IF(OR(J74=\"\",'Cost scenario - input'!$G59=\"\"),\"\",J74/'Cost scenario - input'!$G59),\"\")","v":""},{"$f":"IFERROR(IF(OR(K74=\"\",'Cost scenario - input'!$G59=\"\"),\"\",K74/'Cost scenario - input'!$G59),\"\")","v":""},{"$f":"IFERROR(IF(OR(L74=\"\",'Cost scenario - input'!$G59=\"\"),\"\",L74/'Cost scenario - input'!$G59),\"\")","v":""},{"$f":"IFERROR(IF(OR(M74=\"\",'Cost scenario - input'!$G59=\"\"),\"\",M74/'Cost scenario - input'!$G59),\"\")","v":""},{"$f":"IFERROR(IF(OR(N74=\"\",'Cost scenario - input'!$G59=\"\"),\"\",N74/'Cost scenario - input'!$G59),\"\")","v":""},{"$f":"IFERROR(IF(OR(O74=\"\",'Cost scenario - input'!$G59=\"\"),\"\",O74/'Cost scenario - input'!$G59),\"\")","v":""},{"$f":"IFERROR(IF(OR(P74=\"\",'Cost scenario - input'!$G59=\"\"),\"\",P74/'Cost scenario - input'!$G59),\"\")","v":""},{"$f":"IFERROR(IF(OR(Q74=\"\",'Cost scenario - input'!$G59=\"\"),\"\",Q74/'Cost scenario - input'!$G59),\"\")","v":""},{"$f":"IFERROR(IF(OR(R74=\"\",'Cost scenario - input'!$G59=\"\"),\"\",R74/'Cost scenario - input'!$G59),\"\")","v":""},{"$f":"IFERROR(IF(OR(S74=\"\",'Cost scenario - input'!$G59=\"\"),\"\",S74/'Cost scenario - input'!$G59),\"\")","v":""},{"$f":"IFERROR(IF(OR(T74=\"\",'Cost scenario - input'!$G59=\"\"),\"\",T74/'Cost scenario - input'!$G59),\"\")","v":""},{"$f":"IFERROR(IF(OR(U74=\"\",'Cost scenario - input'!$G59=\"\"),\"\",U74/'Cost scenario - input'!$G59),\"\")","v":""},{"$f":"IFERROR(IF(OR(V74=\"\",'Cost scenario - input'!$G59=\"\"),\"\",V74/'Cost scenario - input'!$G59),\"\")","v":""},{"$f":"IFERROR(IF(OR(W74=\"\",'Cost scenario - input'!$G59=\"\"),\"\",W74/'Cost scenario - input'!$G59),\"\")","v":""}]
[{"$f":"IFERROR('Cost scenario - input'!A60,\"\")","v":""},{"$f":"IFERROR('Cost scenario - input'!B60,\"\")","v":""},{"$f":"IFERROR('Cost scenario - input'!C60,\"\")","v":""},{"$f":"IFERROR(repcalc('Cost scenario - input'!$CY60:$GK60,'Cost scenario - input'!$J60,'Cost scenario - input'!$H60,'Cost scenario - input'!$I60,20,TRUE,TRUE),\"\")","v":""},"","","","","","","","","","","","","","","","","","","",{"$f":"IFERROR(IF(OR(D75=\"\",'Cost scenario - input'!$G60=\"\"),\"\",D75/'Cost scenario - input'!$G60),\"\")","v":""},{"$f":"IFERROR(IF(OR(E75=\"\",'Cost scenario - input'!$G60=\"\"),\"\",E75/'Cost scenario - input'!$G60),\"\")","v":""},{"$f":"IFERROR(IF(OR(F75=\"\",'Cost scenario - input'!$G60=\"\"),\"\",F75/'Cost scenario - input'!$G60),\"\")","v":""},{"$f":"IFERROR(IF(OR(G75=\"\",'Cost scenario - input'!$G60=\"\"),\"\",G75/'Cost scenario - input'!$G60),\"\")","v":""},{"$f":"IFERROR(IF(OR(H75=\"\",'Cost scenario - input'!$G60=\"\"),\"\",H75/'Cost scenario - input'!$G60),\"\")","v":""},{"$f":"IFERROR(IF(OR(I75=\"\",'Cost scenario - input'!$G60=\"\"),\"\",I75/'Cost scenario - input'!$G60),\"\")","v":""},{"$f":"IFERROR(IF(OR(J75=\"\",'Cost scenario - input'!$G60=\"\"),\"\",J75/'Cost scenario - input'!$G60),\"\")","v":""},{"$f":"IFERROR(IF(OR(K75=\"\",'Cost scenario - input'!$G60=\"\"),\"\",K75/'Cost scenario - input'!$G60),\"\")","v":""},{"$f":"IFERROR(IF(OR(L75=\"\",'Cost scenario - input'!$G60=\"\"),\"\",L75/'Cost scenario - input'!$G60),\"\")","v":""},{"$f":"IFERROR(IF(OR(M75=\"\",'Cost scenario - input'!$G60=\"\"),\"\",M75/'Cost scenario - input'!$G60),\"\")","v":""},{"$f":"IFERROR(IF(OR(N75=\"\",'Cost scenario - input'!$G60=\"\"),\"\",N75/'Cost scenario - input'!$G60),\"\")","v":""},{"$f":"IFERROR(IF(OR(O75=\"\",'Cost scenario - input'!$G60=\"\"),\"\",O75/'Cost scenario - input'!$G60),\"\")","v":""},{"$f":"IFERROR(IF(OR(P75=\"\",'Cost scenario - input'!$G60=\"\"),\"\",P75/'Cost scenario - input'!$G60),\"\")","v":""},{"$f":"IFERROR(IF(OR(Q75=\"\",'Cost scenario - input'!$G60=\"\"),\"\",Q75/'Cost scenario - input'!$G60),\"\")","v":""},{"$f":"IFERROR(IF(OR(R75=\"\",'Cost scenario - input'!$G60=\"\"),\"\",R75/'Cost scenario - input'!$G60),\"\")","v":""},{"$f":"IFERROR(IF(OR(S75=\"\",'Cost scenario - input'!$G60=\"\"),\"\",S75/'Cost scenario - input'!$G60),\"\")","v":""},{"$f":"IFERROR(IF(OR(T75=\"\",'Cost scenario - input'!$G60=\"\"),\"\",T75/'Cost scenario - input'!$G60),\"\")","v":""},{"$f":"IFERROR(IF(OR(U75=\"\",'Cost scenario - input'!$G60=\"\"),\"\",U75/'Cost scenario - input'!$G60),\"\")","v":""},{"$f":"IFERROR(IF(OR(V75=\"\",'Cost scenario - input'!$G60=\"\"),\"\",V75/'Cost scenario - input'!$G60),\"\")","v":""},{"$f":"IFERROR(IF(OR(W75=\"\",'Cost scenario - input'!$G60=\"\"),\"\",W75/'Cost scenario - input'!$G60),\"\")","v":""}]
[{"$f":"IFERROR('Cost scenario - input'!A61,\"\")","v":""},{"$f":"IFERROR('Cost scenario - input'!B61,\"\")","v":""},{"$f":"IFERROR('Cost scenario - input'!C61,\"\")","v":""},{"$f":"IFERROR(repcalc('Cost scenario - input'!$CY61:$GK61,'Cost scenario - input'!$J61,'Cost scenario - input'!$H61,'Cost scenario - input'!$I61,20,TRUE,TRUE),\"\")","v":""},"","","","","","","","","","","","","","","","","","","",{"$f":"IFERROR(IF(OR(D76=\"\",'Cost scenario - input'!$G61=\"\"),\"\",D76/'Cost scenario - input'!$G61),\"\")","v":""},{"$f":"IFERROR(IF(OR(E76=\"\",'Cost scenario - input'!$G61=\"\"),\"\",E76/'Cost scenario - input'!$G61),\"\")","v":""},{"$f":"IFERROR(IF(OR(F76=\"\",'Cost scenario - input'!$G61=\"\"),\"\",F76/'Cost scenario - input'!$G61),\"\")","v":""},{"$f":"IFERROR(IF(OR(G76=\"\",'Cost scenario - input'!$G61=\"\"),\"\",G76/'Cost scenario - input'!$G61),\"\")","v":""},{"$f":"IFERROR(IF(OR(H76=\"\",'Cost scenario - input'!$G61=\"\"),\"\",H76/'Cost scenario - input'!$G61),\"\")","v":""},{"$f":"IFERROR(IF(OR(I76=\"\",'Cost scenario - input'!$G61=\"\"),\"\",I76/'Cost scenario - input'!$G61),\"\")","v":""},{"$f":"IFERROR(IF(OR(J76=\"\",'Cost scenario - input'!$G61=\"\"),\"\",J76/'Cost scenario - input'!$G61),\"\")","v":""},{"$f":"IFERROR(IF(OR(K76=\"\",'Cost scenario - input'!$G61=\"\"),\"\",K76/'Cost scenario - input'!$G61),\"\")","v":""},{"$f":"IFERROR(IF(OR(L76=\"\",'Cost scenario - input'!$G61=\"\"),\"\",L76/'Cost scenario - input'!$G61),\"\")","v":""},{"$f":"IFERROR(IF(OR(M76=\"\",'Cost scenario - input'!$G61=\"\"),\"\",M76/'Cost scenario - input'!$G61),\"\")","v":""},{"$f":"IFERROR(IF(OR(N76=\"\",'Cost scenario - input'!$G61=\"\"),\"\",N76/'Cost scenario - input'!$G61),\"\")","v":""},{"$f":"IFERROR(IF(OR(O76=\"\",'Cost scenario - input'!$G61=\"\"),\"\",O76/'Cost scenario - input'!$G61),\"\")","v":""},{"$f":"IFERROR(IF(OR(P76=\"\",'Cost scenario - input'!$G61=\"\"),\"\",P76/'Cost scenario - input'!$G61),\"\")","v":""},{"$f":"IFERROR(IF(OR(Q76=\"\",'Cost scenario - input'!$G61=\"\"),\"\",Q76/'Cost scenario - input'!$G61),\"\")","v":""},{"$f":"IFERROR(IF(OR(R76=\"\",'Cost scenario - input'!$G61=\"\"),\"\",R76/'Cost scenario - input'!$G61),\"\")","v":""},{"$f":"IFERROR(IF(OR(S76=\"\",'Cost scenario - input'!$G61=\"\"),\"\",S76/'Cost scenario - input'!$G61),\"\")","v":""},{"$f":"IFERROR(IF(OR(T76=\"\",'Cost scenario - input'!$G61=\"\"),\"\",T76/'Cost scenario - input'!$G61),\"\")","v":""},{"$f":"IFERROR(IF(OR(U76=\"\",'Cost scenario - input'!$G61=\"\"),\"\",U76/'Cost scenario - input'!$G61),\"\")","v":""},{"$f":"IFERROR(IF(OR(V76=\"\",'Cost scenario - input'!$G61=\"\"),\"\",V76/'Cost scenario - input'!$G61),\"\")","v":""},{"$f":"IFERROR(IF(OR(W76=\"\",'Cost scenario - input'!$G61=\"\"),\"\",W76/'Cost scenario - input'!$G61),\"\")","v":""}]
[{"$f":"IFERROR('Cost scenario - input'!A62,\"\")","v":""},{"$f":"IFERROR('Cost scenario - input'!B62,\"\")","v":""},{"$f":"IFERROR('Cost scenario - input'!C62,\"\")","v":""},{"$f":"IFERROR(repcalc('Cost scenario - input'!$CY62:$GK62,'Cost scenario - input'!$J62,'Cost scenario - input'!$H62,'Cost scenario - input'!$I62,20,TRUE,TRUE),\"\")","v":""},"","","","","","","","","","","","","","","","","","","",{"$f":"IFERROR(IF(OR(D77=\"\",'Cost scenario - input'!$G62=\"\"),\"\",D77/'Cost scenario - input'!$G62),\"\")","v":""},{"$f":"IFERROR(IF(OR(E77=\"\",'Cost scenario - input'!$G62=\"\"),\"\",E77/'Cost scenario - input'!$G62),\"\")","v":""},{"$f":"IFERROR(IF(OR(F77=\"\",'Cost scenario - input'!$G62=\"\"),\"\",F77/'Cost scenario - input'!$G62),\"\")","v":""},{"$f":"IFERROR(IF(OR(G77=\"\",'Cost scenario - input'!$G62=\"\"),\"\",G77/'Cost scenario - input'!$G62),\"\")","v":""},{"$f":"IFERROR(IF(OR(H77=\"\",'Cost scenario - input'!$G62=\"\"),\"\",H77/'Cost scenario - input'!$G62),\"\")","v":""},{"$f":"IFERROR(IF(OR(I77=\"\",'Cost scenario - input'!$G62=\"\"),\"\",I77/'Cost scenario - input'!$G62),\"\")","v":""},{"$f":"IFERROR(IF(OR(J77=\"\",'Cost scenario - input'!$G62=\"\"),\"\",J77/'Cost scenario - input'!$G62),\"\")","v":""},{"$f":"IFERROR(IF(OR(K77=\"\",'Cost scenario - input'!$G62=\"\"),\"\",K77/'Cost scenario - input'!$G62),\"\")","v":""},{"$f":"IFERROR(IF(OR(L77=\"\",'Cost scenario - input'!$G62=\"\"),\"\",L77/'Cost scenario - input'!$G62),\"\")","v":""},{"$f":"IFERROR(IF(OR(M77=\"\",'Cost scenario - input'!$G62=\"\"),\"\",M77/'Cost scenario - input'!$G62),\"\")","v":""},{"$f":"IFERROR(IF(OR(N77=\"\",'Cost scenario - input'!$G62=\"\"),\"\",N77/'Cost scenario - input'!$G62),\"\")","v":""},{"$f":"IFERROR(IF(OR(O77=\"\",'Cost scenario - input'!$G62=\"\"),\"\",O77/'Cost scenario - input'!$G62),\"\")","v":""},{"$f":"IFERROR(IF(OR(P77=\"\",'Cost scenario - input'!$G62=\"\"),\"\",P77/'Cost scenario - input'!$G62),\"\")","v":""},{"$f":"IFERROR(IF(OR(Q77=\"\",'Cost scenario - input'!$G62=\"\"),\"\",Q77/'Cost scenario - input'!$G62),\"\")","v":""},{"$f":"IFERROR(IF(OR(R77=\"\",'Cost scenario - input'!$G62=\"\"),\"\",R77/'Cost scenario - input'!$G62),\"\")","v":""},{"$f":"IFERROR(IF(OR(S77=\"\",'Cost scenario - input'!$G62=\"\"),\"\",S77/'Cost scenario - input'!$G62),\"\")","v":""},{"$f":"IFERROR(IF(OR(T77=\"\",'Cost scenario - input'!$G62=\"\"),\"\",T77/'Cost scenario - input'!$G62),\"\")","v":""},{"$f":"IFERROR(IF(OR(U77=\"\",'Cost scenario - input'!$G62=\"\"),\"\",U77/'Cost scenario - input'!$G62),\"\")","v":""},{"$f":"IFERROR(IF(OR(V77=\"\",'Cost scenario - input'!$G62=\"\"),\"\",V77/'Cost scenario - input'!$G62),\"\")","v":""},{"$f":"IFERROR(IF(OR(W77=\"\",'Cost scenario - input'!$G62=\"\"),\"\",W77/'Cost scenario - input'!$G62),\"\")","v":""}]
[{"$f":"IFERROR('Cost scenario - input'!A63,\"\")","v":""},{"$f":"IFERROR('Cost scenario - input'!B63,\"\")","v":""},{"$f":"IFERROR('Cost scenario - input'!C63,\"\")","v":""},{"$f":"IFERROR(repcalc('Cost scenario - input'!$CY63:$GK63,'Cost scenario - input'!$J63,'Cost scenario - input'!$H63,'Cost scenario - input'!$I63,20,TRUE,TRUE),\"\")","v":""},"","","","","","","","","","","","","","","","","","","",{"$f":"IFERROR(IF(OR(D78=\"\",'Cost scenario - input'!$G63=\"\"),\"\",D78/'Cost scenario - input'!$G63),\"\")","v":""},{"$f":"IFERROR(IF(OR(E78=\"\",'Cost scenario - input'!$G63=\"\"),\"\",E78/'Cost scenario - input'!$G63),\"\")","v":""},{"$f":"IFERROR(IF(OR(F78=\"\",'Cost scenario - input'!$G63=\"\"),\"\",F78/'Cost scenario - input'!$G63),\"\")","v":""},{"$f":"IFERROR(IF(OR(G78=\"\",'Cost scenario - input'!$G63=\"\"),\"\",G78/'Cost scenario - input'!$G63),\"\")","v":""},{"$f":"IFERROR(IF(OR(H78=\"\",'Cost scenario - input'!$G63=\"\"),\"\",H78/'Cost scenario - input'!$G63),\"\")","v":""},{"$f":"IFERROR(IF(OR(I78=\"\",'Cost scenario - input'!$G63=\"\"),\"\",I78/'Cost scenario - input'!$G63),\"\")","v":""},{"$f":"IFERROR(IF(OR(J78=\"\",'Cost scenario - input'!$G63=\"\"),\"\",J78/'Cost scenario - input'!$G63),\"\")","v":""},{"$f":"IFERROR(IF(OR(K78=\"\",'Cost scenario - input'!$G63=\"\"),\"\",K78/'Cost scenario - input'!$G63),\"\")","v":""},{"$f":"IFERROR(IF(OR(L78=\"\",'Cost scenario - input'!$G63=\"\"),\"\",L78/'Cost scenario - input'!$G63),\"\")","v":""},{"$f":"IFERROR(IF(OR(M78=\"\",'Cost scenario - input'!$G63=\"\"),\"\",M78/'Cost scenario - input'!$G63),\"\")","v":""},{"$f":"IFERROR(IF(OR(N78=\"\",'Cost scenario - input'!$G63=\"\"),\"\",N78/'Cost scenario - input'!$G63),\"\")","v":""},{"$f":"IFERROR(IF(OR(O78=\"\",'Cost scenario - input'!$G63=\"\"),\"\",O78/'Cost scenario - input'!$G63),\"\")","v":""},{"$f":"IFERROR(IF(OR(P78=\"\",'Cost scenario - input'!$G63=\"\"),\"\",P78/'Cost scenario - input'!$G63),\"\")","v":""},{"$f":"IFERROR(IF(OR(Q78=\"\",'Cost scenario - input'!$G63=\"\"),\"\",Q78/'Cost scenario - input'!$G63),\"\")","v":""},{"$f":"IFERROR(IF(OR(R78=\"\",'Cost scenario - input'!$G63=\"\"),\"\",R78/'Cost scenario - input'!$G63),\"\")","v":""},{"$f":"IFERROR(IF(OR(S78=\"\",'Cost scenario - input'!$G63=\"\"),\"\",S78/'Cost scenario - input'!$G63),\"\")","v":""},{"$f":"IFERROR(IF(OR(T78=\"\",'Cost scenario - input'!$G63=\"\"),\"\",T78/'Cost scenario - input'!$G63),\"\")","v":""},{"$f":"IFERROR(IF(OR(U78=\"\",'Cost scenario - input'!$G63=\"\"),\"\",U78/'Cost scenario - input'!$G63),\"\")","v":""},{"$f":"IFERROR(IF(OR(V78=\"\",'Cost scenario - input'!$G63=\"\"),\"\",V78/'Cost scenario - input'!$G63),\"\")","v":""},{"$f":"IFERROR(IF(OR(W78=\"\",'Cost scenario - input'!$G63=\"\"),\"\",W78/'Cost scenario - input'!$G63),\"\")","v":""}]
[{"$f":"IFERROR('Cost scenario - input'!A64,\"\")","v":""},{"$f":"IFERROR('Cost scenario - input'!B64,\"\")","v":""},{"$f":"IFERROR('Cost scenario - input'!C64,\"\")","v":""},{"$f":"IFERROR(repcalc('Cost scenario - input'!$CY64:$GK64,'Cost scenario - input'!$J64,'Cost scenario - input'!$H64,'Cost scenario - input'!$I64,20,TRUE,TRUE),\"\")","v":""},"","","","","","","","","","","","","","","","","","","",{"$f":"IFERROR(IF(OR(D79=\"\",'Cost scenario - input'!$G64=\"\"),\"\",D79/'Cost scenario - input'!$G64),\"\")","v":""},{"$f":"IFERROR(IF(OR(E79=\"\",'Cost scenario - input'!$G64=\"\"),\"\",E79/'Cost scenario - input'!$G64),\"\")","v":""},{"$f":"IFERROR(IF(OR(F79=\"\",'Cost scenario - input'!$G64=\"\"),\"\",F79/'Cost scenario - input'!$G64),\"\")","v":""},{"$f":"IFERROR(IF(OR(G79=\"\",'Cost scenario - input'!$G64=\"\"),\"\",G79/'Cost scenario - input'!$G64),\"\")","v":""},{"$f":"IFERROR(IF(OR(H79=\"\",'Cost scenario - input'!$G64=\"\"),\"\",H79/'Cost scenario - input'!$G64),\"\")","v":""},{"$f":"IFERROR(IF(OR(I79=\"\",'Cost scenario - input'!$G64=\"\"),\"\",I79/'Cost scenario - input'!$G64),\"\")","v":""},{"$f":"IFERROR(IF(OR(J79=\"\",'Cost scenario - input'!$G64=\"\"),\"\",J79/'Cost scenario - input'!$G64),\"\")","v":""},{"$f":"IFERROR(IF(OR(K79=\"\",'Cost scenario - input'!$G64=\"\"),\"\",K79/'Cost scenario - input'!$G64),\"\")","v":""},{"$f":"IFERROR(IF(OR(L79=\"\",'Cost scenario - input'!$G64=\"\"),\"\",L79/'Cost scenario - input'!$G64),\"\")","v":""},{"$f":"IFERROR(IF(OR(M79=\"\",'Cost scenario - input'!$G64=\"\"),\"\",M79/'Cost scenario - input'!$G64),\"\")","v":""},{"$f":"IFERROR(IF(OR(N79=\"\",'Cost scenario - input'!$G64=\"\"),\"\",N79/'Cost scenario - input'!$G64),\"\")","v":""},{"$f":"IFERROR(IF(OR(O79=\"\",'Cost scenario - input'!$G64=\"\"),\"\",O79/'Cost scenario - input'!$G64),\"\")","v":""},{"$f":"IFERROR(IF(OR(P79=\"\",'Cost scenario - input'!$G64=\"\"),\"\",P79/'Cost scenario - input'!$G64),\"\")","v":""},{"$f":"IFERROR(IF(OR(Q79=\"\",'Cost scenario - input'!$G64=\"\"),\"\",Q79/'Cost scenario - input'!$G64),\"\")","v":""},{"$f":"IFERROR(IF(OR(R79=\"\",'Cost scenario - input'!$G64=\"\"),\"\",R79/'Cost scenario - input'!$G64),\"\")","v":""},{"$f":"IFERROR(IF(OR(S79=\"\",'Cost scenario - input'!$G64=\"\"),\"\",S79/'Cost scenario - input'!$G64),\"\")","v":""},{"$f":"IFERROR(IF(OR(T79=\"\",'Cost scenario - input'!$G64=\"\"),\"\",T79/'Cost scenario - input'!$G64),\"\")","v":""},{"$f":"IFERROR(IF(OR(U79=\"\",'Cost scenario - input'!$G64=\"\"),\"\",U79/'Cost scenario - input'!$G64),\"\")","v":""},{"$f":"IFERROR(IF(OR(V79=\"\",'Cost scenario - input'!$G64=\"\"),\"\",V79/'Cost scenario - input'!$G64),\"\")","v":""},{"$f":"IFERROR(IF(OR(W79=\"\",'Cost scenario - input'!$G64=\"\"),\"\",W79/'Cost scenario - input'!$G64),\"\")","v":""}]
[{"$f":"IFERROR('Cost scenario - input'!A65,\"\")","v":""},{"$f":"IFERROR('Cost scenario - input'!B65,\"\")","v":""},{"$f":"IFERROR('Cost scenario - input'!C65,\"\")","v":""},{"$f":"IFERROR(repcalc('Cost scenario - input'!$CY65:$GK65,'Cost scenario - input'!$J65,'Cost scenario - input'!$H65,'Cost scenario - input'!$I65,20,TRUE,TRUE),\"\")","v":""},"","","","","","","","","","","","","","","","","","","",{"$f":"IFERROR(IF(OR(D80=\"\",'Cost scenario - input'!$G65=\"\"),\"\",D80/'Cost scenario - input'!$G65),\"\")","v":""},{"$f":"IFERROR(IF(OR(E80=\"\",'Cost scenario - input'!$G65=\"\"),\"\",E80/'Cost scenario - input'!$G65),\"\")","v":""},{"$f":"IFERROR(IF(OR(F80=\"\",'Cost scenario - input'!$G65=\"\"),\"\",F80/'Cost scenario - input'!$G65),\"\")","v":""},{"$f":"IFERROR(IF(OR(G80=\"\",'Cost scenario - input'!$G65=\"\"),\"\",G80/'Cost scenario - input'!$G65),\"\")","v":""},{"$f":"IFERROR(IF(OR(H80=\"\",'Cost scenario - input'!$G65=\"\"),\"\",H80/'Cost scenario - input'!$G65),\"\")","v":""},{"$f":"IFERROR(IF(OR(I80=\"\",'Cost scenario - input'!$G65=\"\"),\"\",I80/'Cost scenario - input'!$G65),\"\")","v":""},{"$f":"IFERROR(IF(OR(J80=\"\",'Cost scenario - input'!$G65=\"\"),\"\",J80/'Cost scenario - input'!$G65),\"\")","v":""},{"$f":"IFERROR(IF(OR(K80=\"\",'Cost scenario - input'!$G65=\"\"),\"\",K80/'Cost scenario - input'!$G65),\"\")","v":""},{"$f":"IFERROR(IF(OR(L80=\"\",'Cost scenario - input'!$G65=\"\"),\"\",L80/'Cost scenario - input'!$G65),\"\")","v":""},{"$f":"IFERROR(IF(OR(M80=\"\",'Cost scenario - input'!$G65=\"\"),\"\",M80/'Cost scenario - input'!$G65),\"\")","v":""},{"$f":"IFERROR(IF(OR(N80=\"\",'Cost scenario - input'!$G65=\"\"),\"\",N80/'Cost scenario - input'!$G65),\"\")","v":""},{"$f":"IFERROR(IF(OR(O80=\"\",'Cost scenario - input'!$G65=\"\"),\"\",O80/'Cost scenario - input'!$G65),\"\")","v":""},{"$f":"IFERROR(IF(OR(P80=\"\",'Cost scenario - input'!$G65=\"\"),\"\",P80/'Cost scenario - input'!$G65),\"\")","v":""},{"$f":"IFERROR(IF(OR(Q80=\"\",'Cost scenario - input'!$G65=\"\"),\"\",Q80/'Cost scenario - input'!$G65),\"\")","v":""},{"$f":"IFERROR(IF(OR(R80=\"\",'Cost scenario - input'!$G65=\"\"),\"\",R80/'Cost scenario - input'!$G65),\"\")","v":""},{"$f":"IFERROR(IF(OR(S80=\"\",'Cost scenario - input'!$G65=\"\"),\"\",S80/'Cost scenario - input'!$G65),\"\")","v":""},{"$f":"IFERROR(IF(OR(T80=\"\",'Cost scenario - input'!$G65=\"\"),\"\",T80/'Cost scenario - input'!$G65),\"\")","v":""},{"$f":"IFERROR(IF(OR(U80=\"\",'Cost scenario - input'!$G65=\"\"),\"\",U80/'Cost scenario - input'!$G65),\"\")","v":""},{"$f":"IFERROR(IF(OR(V80=\"\",'Cost scenario - input'!$G65=\"\"),\"\",V80/'Cost scenario - input'!$G65),\"\")","v":""},{"$f":"IFERROR(IF(OR(W80=\"\",'Cost scenario - input'!$G65=\"\"),\"\",W80/'Cost scenario - input'!$G65),\"\")","v":""}]
[{"$f":"IFERROR('Cost scenario - input'!A66,\"\")","v":""},{"$f":"IFERROR('Cost scenario - input'!B66,\"\")","v":""},{"$f":"IFERROR('Cost scenario - input'!C66,\"\")","v":""},{"$f":"IFERROR(repcalc('Cost scenario - input'!$CY66:$GK66,'Cost scenario - input'!$J66,'Cost scenario - input'!$H66,'Cost scenario - input'!$I66,20,TRUE,TRUE),\"\")","v":""},"","","","","","","","","","","","","","","","","","","",{"$f":"IFERROR(IF(OR(D81=\"\",'Cost scenario - input'!$G66=\"\"),\"\",D81/'Cost scenario - input'!$G66),\"\")","v":""},{"$f":"IFERROR(IF(OR(E81=\"\",'Cost scenario - input'!$G66=\"\"),\"\",E81/'Cost scenario - input'!$G66),\"\")","v":""},{"$f":"IFERROR(IF(OR(F81=\"\",'Cost scenario - input'!$G66=\"\"),\"\",F81/'Cost scenario - input'!$G66),\"\")","v":""},{"$f":"IFERROR(IF(OR(G81=\"\",'Cost scenario - input'!$G66=\"\"),\"\",G81/'Cost scenario - input'!$G66),\"\")","v":""},{"$f":"IFERROR(IF(OR(H81=\"\",'Cost scenario - input'!$G66=\"\"),\"\",H81/'Cost scenario - input'!$G66),\"\")","v":""},{"$f":"IFERROR(IF(OR(I81=\"\",'Cost scenario - input'!$G66=\"\"),\"\",I81/'Cost scenario - input'!$G66),\"\")","v":""},{"$f":"IFERROR(IF(OR(J81=\"\",'Cost scenario - input'!$G66=\"\"),\"\",J81/'Cost scenario - input'!$G66),\"\")","v":""},{"$f":"IFERROR(IF(OR(K81=\"\",'Cost scenario - input'!$G66=\"\"),\"\",K81/'Cost scenario - input'!$G66),\"\")","v":""},{"$f":"IFERROR(IF(OR(L81=\"\",'Cost scenario - input'!$G66=\"\"),\"\",L81/'Cost scenario - input'!$G66),\"\")","v":""},{"$f":"IFERROR(IF(OR(M81=\"\",'Cost scenario - input'!$G66=\"\"),\"\",M81/'Cost scenario - input'!$G66),\"\")","v":""},{"$f":"IFERROR(IF(OR(N81=\"\",'Cost scenario - input'!$G66=\"\"),\"\",N81/'Cost scenario - input'!$G66),\"\")","v":""},{"$f":"IFERROR(IF(OR(O81=\"\",'Cost scenario - input'!$G66=\"\"),\"\",O81/'Cost scenario - input'!$G66),\"\")","v":""},{"$f":"IFERROR(IF(OR(P81=\"\",'Cost scenario - input'!$G66=\"\"),\"\",P81/'Cost scenario - input'!$G66),\"\")","v":""},{"$f":"IFERROR(IF(OR(Q81=\"\",'Cost scenario - input'!$G66=\"\"),\"\",Q81/'Cost scenario - input'!$G66),\"\")","v":""},{"$f":"IFERROR(IF(OR(R81=\"\",'Cost scenario - input'!$G66=\"\"),\"\",R81/'Cost scenario - input'!$G66),\"\")","v":""},{"$f":"IFERROR(IF(OR(S81=\"\",'Cost scenario - input'!$G66=\"\"),\"\",S81/'Cost scenario - input'!$G66),\"\")","v":""},{"$f":"IFERROR(IF(OR(T81=\"\",'Cost scenario - input'!$G66=\"\"),\"\",T81/'Cost scenario - input'!$G66),\"\")","v":""},{"$f":"IFERROR(IF(OR(U81=\"\",'Cost scenario - input'!$G66=\"\"),\"\",U81/'Cost scenario - input'!$G66),\"\")","v":""},{"$f":"IFERROR(IF(OR(V81=\"\",'Cost scenario - input'!$G66=\"\"),\"\",V81/'Cost scenario - input'!$G66),\"\")","v":""},{"$f":"IFERROR(IF(OR(W81=\"\",'Cost scenario - input'!$G66=\"\"),\"\",W81/'Cost scenario - input'!$G66),\"\")","v":""}]
[{"$f":"IFERROR('Cost scenario - input'!A67,\"\")","v":""},{"$f":"IFERROR('Cost scenario - input'!B67,\"\")","v":""},{"$f":"IFERROR('Cost scenario - input'!C67,\"\")","v":""},{"$f":"IFERROR(repcalc('Cost scenario - input'!$CY67:$GK67,'Cost scenario - input'!$J67,'Cost scenario - input'!$H67,'Cost scenario - input'!$I67,20,TRUE,TRUE),\"\")","v":""},"","","","","","","","","","","","","","","","","","","",{"$f":"IFERROR(IF(OR(D82=\"\",'Cost scenario - input'!$G67=\"\"),\"\",D82/'Cost scenario - input'!$G67),\"\")","v":""},{"$f":"IFERROR(IF(OR(E82=\"\",'Cost scenario - input'!$G67=\"\"),\"\",E82/'Cost scenario - input'!$G67),\"\")","v":""},{"$f":"IFERROR(IF(OR(F82=\"\",'Cost scenario - input'!$G67=\"\"),\"\",F82/'Cost scenario - input'!$G67),\"\")","v":""},{"$f":"IFERROR(IF(OR(G82=\"\",'Cost scenario - input'!$G67=\"\"),\"\",G82/'Cost scenario - input'!$G67),\"\")","v":""},{"$f":"IFERROR(IF(OR(H82=\"\",'Cost scenario - input'!$G67=\"\"),\"\",H82/'Cost scenario - input'!$G67),\"\")","v":""},{"$f":"IFERROR(IF(OR(I82=\"\",'Cost scenario - input'!$G67=\"\"),\"\",I82/'Cost scenario - input'!$G67),\"\")","v":""},{"$f":"IFERROR(IF(OR(J82=\"\",'Cost scenario - input'!$G67=\"\"),\"\",J82/'Cost scenario - input'!$G67),\"\")","v":""},{"$f":"IFERROR(IF(OR(K82=\"\",'Cost scenario - input'!$G67=\"\"),\"\",K82/'Cost scenario - input'!$G67),\"\")","v":""},{"$f":"IFERROR(IF(OR(L82=\"\",'Cost scenario - input'!$G67=\"\"),\"\",L82/'Cost scenario - input'!$G67),\"\")","v":""},{"$f":"IFERROR(IF(OR(M82=\"\",'Cost scenario - input'!$G67=\"\"),\"\",M82/'Cost scenario - input'!$G67),\"\")","v":""},{"$f":"IFERROR(IF(OR(N82=\"\",'Cost scenario - input'!$G67=\"\"),\"\",N82/'Cost scenario - input'!$G67),\"\")","v":""},{"$f":"IFERROR(IF(OR(O82=\"\",'Cost scenario - input'!$G67=\"\"),\"\",O82/'Cost scenario - input'!$G67),\"\")","v":""},{"$f":"IFERROR(IF(OR(P82=\"\",'Cost scenario - input'!$G67=\"\"),\"\",P82/'Cost scenario - input'!$G67),\"\")","v":""},{"$f":"IFERROR(IF(OR(Q82=\"\",'Cost scenario - input'!$G67=\"\"),\"\",Q82/'Cost scenario - input'!$G67),\"\")","v":""},{"$f":"IFERROR(IF(OR(R82=\"\",'Cost scenario - input'!$G67=\"\"),\"\",R82/'Cost scenario - input'!$G67),\"\")","v":""},{"$f":"IFERROR(IF(OR(S82=\"\",'Cost scenario - input'!$G67=\"\"),\"\",S82/'Cost scenario - input'!$G67),\"\")","v":""},{"$f":"IFERROR(IF(OR(T82=\"\",'Cost scenario - input'!$G67=\"\"),\"\",T82/'Cost scenario - input'!$G67),\"\")","v":""},{"$f":"IFERROR(IF(OR(U82=\"\",'Cost scenario - input'!$G67=\"\"),\"\",U82/'Cost scenario - input'!$G67),\"\")","v":""},{"$f":"IFERROR(IF(OR(V82=\"\",'Cost scenario - input'!$G67=\"\"),\"\",V82/'Cost scenario - input'!$G67),\"\")","v":""},{"$f":"IFERROR(IF(OR(W82=\"\",'Cost scenario - input'!$G67=\"\"),\"\",W82/'Cost scenario - input'!$G67),\"\")","v":""}]
[{"$f":"IFERROR('Cost scenario - input'!A68,\"\")","v":""},{"$f":"IFERROR('Cost scenario - input'!B68,\"\")","v":""},{"$f":"IFERROR('Cost scenario - input'!C68,\"\")","v":""},{"$f":"IFERROR(repcalc('Cost scenario - input'!$CY68:$GK68,'Cost scenario - input'!$J68,'Cost scenario - input'!$H68,'Cost scenario - input'!$I68,20,TRUE,TRUE),\"\")","v":""},"","","","","","","","","","","","","","","","","","","",{"$f":"IFERROR(IF(OR(D83=\"\",'Cost scenario - input'!$G68=\"\"),\"\",D83/'Cost scenario - input'!$G68),\"\")","v":""},{"$f":"IFERROR(IF(OR(E83=\"\",'Cost scenario - input'!$G68=\"\"),\"\",E83/'Cost scenario - input'!$G68),\"\")","v":""},{"$f":"IFERROR(IF(OR(F83=\"\",'Cost scenario - input'!$G68=\"\"),\"\",F83/'Cost scenario - input'!$G68),\"\")","v":""},{"$f":"IFERROR(IF(OR(G83=\"\",'Cost scenario - input'!$G68=\"\"),\"\",G83/'Cost scenario - input'!$G68),\"\")","v":""},{"$f":"IFERROR(IF(OR(H83=\"\",'Cost scenario - input'!$G68=\"\"),\"\",H83/'Cost scenario - input'!$G68),\"\")","v":""},{"$f":"IFERROR(IF(OR(I83=\"\",'Cost scenario - input'!$G68=\"\"),\"\",I83/'Cost scenario - input'!$G68),\"\")","v":""},{"$f":"IFERROR(IF(OR(J83=\"\",'Cost scenario - input'!$G68=\"\"),\"\",J83/'Cost scenario - input'!$G68),\"\")","v":""},{"$f":"IFERROR(IF(OR(K83=\"\",'Cost scenario - input'!$G68=\"\"),\"\",K83/'Cost scenario - input'!$G68),\"\")","v":""},{"$f":"IFERROR(IF(OR(L83=\"\",'Cost scenario - input'!$G68=\"\"),\"\",L83/'Cost scenario - input'!$G68),\"\")","v":""},{"$f":"IFERROR(IF(OR(M83=\"\",'Cost scenario - input'!$G68=\"\"),\"\",M83/'Cost scenario - input'!$G68),\"\")","v":""},{"$f":"IFERROR(IF(OR(N83=\"\",'Cost scenario - input'!$G68=\"\"),\"\",N83/'Cost scenario - input'!$G68),\"\")","v":""},{"$f":"IFERROR(IF(OR(O83=\"\",'Cost scenario - input'!$G68=\"\"),\"\",O83/'Cost scenario - input'!$G68),\"\")","v":""},{"$f":"IFERROR(IF(OR(P83=\"\",'Cost scenario - input'!$G68=\"\"),\"\",P83/'Cost scenario - input'!$G68),\"\")","v":""},{"$f":"IFERROR(IF(OR(Q83=\"\",'Cost scenario - input'!$G68=\"\"),\"\",Q83/'Cost scenario - input'!$G68),\"\")","v":""},{"$f":"IFERROR(IF(OR(R83=\"\",'Cost scenario - input'!$G68=\"\"),\"\",R83/'Cost scenario - input'!$G68),\"\")","v":""},{"$f":"IFERROR(IF(OR(S83=\"\",'Cost scenario - input'!$G68=\"\"),\"\",S83/'Cost scenario - input'!$G68),\"\")","v":""},{"$f":"IFERROR(IF(OR(T83=\"\",'Cost scenario - input'!$G68=\"\"),\"\",T83/'Cost scenario - input'!$G68),\"\")","v":""},{"$f":"IFERROR(IF(OR(U83=\"\",'Cost scenario - input'!$G68=\"\"),\"\",U83/'Cost scenario - input'!$G68),\"\")","v":""},{"$f":"IFERROR(IF(OR(V83=\"\",'Cost scenario - input'!$G68=\"\"),\"\",V83/'Cost scenario - input'!$G68),\"\")","v":""},{"$f":"IFERROR(IF(OR(W83=\"\",'Cost scenario - input'!$G68=\"\"),\"\",W83/'Cost scenario - input'!$G68),\"\")","v":""}]
[{"$f":"IFERROR('Cost scenario - input'!A69,\"\")","v":""},{"$f":"IFERROR('Cost scenario - input'!B69,\"\")","v":""},{"$f":"IFERROR('Cost scenario - input'!C69,\"\")","v":""},{"$f":"IFERROR(repcalc('Cost scenario - input'!$CY69:$GK69,'Cost scenario - input'!$J69,'Cost scenario - input'!$H69,'Cost scenario - input'!$I69,20,TRUE,TRUE),\"\")","v":""},"","","","","","","","","","","","","","","","","","","",{"$f":"IFERROR(IF(OR(D84=\"\",'Cost scenario - input'!$G69=\"\"),\"\",D84/'Cost scenario - input'!$G69),\"\")","v":""},{"$f":"IFERROR(IF(OR(E84=\"\",'Cost scenario - input'!$G69=\"\"),\"\",E84/'Cost scenario - input'!$G69),\"\")","v":""},{"$f":"IFERROR(IF(OR(F84=\"\",'Cost scenario - input'!$G69=\"\"),\"\",F84/'Cost scenario - input'!$G69),\"\")","v":""},{"$f":"IFERROR(IF(OR(G84=\"\",'Cost scenario - input'!$G69=\"\"),\"\",G84/'Cost scenario - input'!$G69),\"\")","v":""},{"$f":"IFERROR(IF(OR(H84=\"\",'Cost scenario - input'!$G69=\"\"),\"\",H84/'Cost scenario - input'!$G69),\"\")","v":""},{"$f":"IFERROR(IF(OR(I84=\"\",'Cost scenario - input'!$G69=\"\"),\"\",I84/'Cost scenario - input'!$G69),\"\")","v":""},{"$f":"IFERROR(IF(OR(J84=\"\",'Cost scenario - input'!$G69=\"\"),\"\",J84/'Cost scenario - input'!$G69),\"\")","v":""},{"$f":"IFERROR(IF(OR(K84=\"\",'Cost scenario - input'!$G69=\"\"),\"\",K84/'Cost scenario - input'!$G69),\"\")","v":""},{"$f":"IFERROR(IF(OR(L84=\"\",'Cost scenario - input'!$G69=\"\"),\"\",L84/'Cost scenario - input'!$G69),\"\")","v":""},{"$f":"IFERROR(IF(OR(M84=\"\",'Cost scenario - input'!$G69=\"\"),\"\",M84/'Cost scenario - input'!$G69),\"\")","v":""},{"$f":"IFERROR(IF(OR(N84=\"\",'Cost scenario - input'!$G69=\"\"),\"\",N84/'Cost scenario - input'!$G69),\"\")","v":""},{"$f":"IFERROR(IF(OR(O84=\"\",'Cost scenario - input'!$G69=\"\"),\"\",O84/'Cost scenario - input'!$G69),\"\")","v":""},{"$f":"IFERROR(IF(OR(P84=\"\",'Cost scenario - input'!$G69=\"\"),\"\",P84/'Cost scenario - input'!$G69),\"\")","v":""},{"$f":"IFERROR(IF(OR(Q84=\"\",'Cost scenario - input'!$G69=\"\"),\"\",Q84/'Cost scenario - input'!$G69),\"\")","v":""},{"$f":"IFERROR(IF(OR(R84=\"\",'Cost scenario - input'!$G69=\"\"),\"\",R84/'Cost scenario - input'!$G69),\"\")","v":""},{"$f":"IFERROR(IF(OR(S84=\"\",'Cost scenario - input'!$G69=\"\"),\"\",S84/'Cost scenario - input'!$G69),\"\")","v":""},{"$f":"IFERROR(IF(OR(T84=\"\",'Cost scenario - input'!$G69=\"\"),\"\",T84/'Cost scenario - input'!$G69),\"\")","v":""},{"$f":"IFERROR(IF(OR(U84=\"\",'Cost scenario - input'!$G69=\"\"),\"\",U84/'Cost scenario - input'!$G69),\"\")","v":""},{"$f":"IFERROR(IF(OR(V84=\"\",'Cost scenario - input'!$G69=\"\"),\"\",V84/'Cost scenario - input'!$G69),\"\")","v":""},{"$f":"IFERROR(IF(OR(W84=\"\",'Cost scenario - input'!$G69=\"\"),\"\",W84/'Cost scenario - input'!$G69),\"\")","v":""}]
[{"$f":"IFERROR('Cost scenario - input'!A70,\"\")","v":""},{"$f":"IFERROR('Cost scenario - input'!B70,\"\")","v":""},{"$f":"IFERROR('Cost scenario - input'!C70,\"\")","v":""},{"$f":"IFERROR(repcalc('Cost scenario - input'!$CY70:$GK70,'Cost scenario - input'!$J70,'Cost scenario - input'!$H70,'Cost scenario - input'!$I70,20,TRUE,TRUE),\"\")","v":""},"","","","","","","","","","","","","","","","","","","",{"$f":"IFERROR(IF(OR(D85=\"\",'Cost scenario - input'!$G70=\"\"),\"\",D85/'Cost scenario - input'!$G70),\"\")","v":""},{"$f":"IFERROR(IF(OR(E85=\"\",'Cost scenario - input'!$G70=\"\"),\"\",E85/'Cost scenario - input'!$G70),\"\")","v":""},{"$f":"IFERROR(IF(OR(F85=\"\",'Cost scenario - input'!$G70=\"\"),\"\",F85/'Cost scenario - input'!$G70),\"\")","v":""},{"$f":"IFERROR(IF(OR(G85=\"\",'Cost scenario - input'!$G70=\"\"),\"\",G85/'Cost scenario - input'!$G70),\"\")","v":""},{"$f":"IFERROR(IF(OR(H85=\"\",'Cost scenario - input'!$G70=\"\"),\"\",H85/'Cost scenario - input'!$G70),\"\")","v":""},{"$f":"IFERROR(IF(OR(I85=\"\",'Cost scenario - input'!$G70=\"\"),\"\",I85/'Cost scenario - input'!$G70),\"\")","v":""},{"$f":"IFERROR(IF(OR(J85=\"\",'Cost scenario - input'!$G70=\"\"),\"\",J85/'Cost scenario - input'!$G70),\"\")","v":""},{"$f":"IFERROR(IF(OR(K85=\"\",'Cost scenario - input'!$G70=\"\"),\"\",K85/'Cost scenario - input'!$G70),\"\")","v":""},{"$f":"IFERROR(IF(OR(L85=\"\",'Cost scenario - input'!$G70=\"\"),\"\",L85/'Cost scenario - input'!$G70),\"\")","v":""},{"$f":"IFERROR(IF(OR(M85=\"\",'Cost scenario - input'!$G70=\"\"),\"\",M85/'Cost scenario - input'!$G70),\"\")","v":""},{"$f":"IFERROR(IF(OR(N85=\"\",'Cost scenario - input'!$G70=\"\"),\"\",N85/'Cost scenario - input'!$G70),\"\")","v":""},{"$f":"IFERROR(IF(OR(O85=\"\",'Cost scenario - input'!$G70=\"\"),\"\",O85/'Cost scenario - input'!$G70),\"\")","v":""},{"$f":"IFERROR(IF(OR(P85=\"\",'Cost scenario - input'!$G70=\"\"),\"\",P85/'Cost scenario - input'!$G70),\"\")","v":""},{"$f":"IFERROR(IF(OR(Q85=\"\",'Cost scenario - input'!$G70=\"\"),\"\",Q85/'Cost scenario - input'!$G70),\"\")","v":""},{"$f":"IFERROR(IF(OR(R85=\"\",'Cost scenario - input'!$G70=\"\"),\"\",R85/'Cost scenario - input'!$G70),\"\")","v":""},{"$f":"IFERROR(IF(OR(S85=\"\",'Cost scenario - input'!$G70=\"\"),\"\",S85/'Cost scenario - input'!$G70),\"\")","v":""},{"$f":"IFERROR(IF(OR(T85=\"\",'Cost scenario - input'!$G70=\"\"),\"\",T85/'Cost scenario - input'!$G70),\"\")","v":""},{"$f":"IFERROR(IF(OR(U85=\"\",'Cost scenario - input'!$G70=\"\"),\"\",U85/'Cost scenario - input'!$G70),\"\")","v":""},{"$f":"IFERROR(IF(OR(V85=\"\",'Cost scenario - input'!$G70=\"\"),\"\",V85/'Cost scenario - input'!$G70),\"\")","v":""},{"$f":"IFERROR(IF(OR(W85=\"\",'Cost scenario - input'!$G70=\"\"),\"\",W85/'Cost scenario - input'!$G70),\"\")","v":""}]
[{"$f":"IFERROR('Cost scenario - input'!A71,\"\")","v":""},{"$f":"IFERROR('Cost scenario - input'!B71,\"\")","v":""},{"$f":"IFERROR('Cost scenario - input'!C71,\"\")","v":""},{"$f":"IFERROR(repcalc('Cost scenario - input'!$CY71:$GK71,'Cost scenario - input'!$J71,'Cost scenario - input'!$H71,'Cost scenario - input'!$I71,20,TRUE,TRUE),\"\")","v":""},"","","","","","","","","","","","","","","","","","","",{"$f":"IFERROR(IF(OR(D86=\"\",'Cost scenario - input'!$G71=\"\"),\"\",D86/'Cost scenario - input'!$G71),\"\")","v":""},{"$f":"IFERROR(IF(OR(E86=\"\",'Cost scenario - input'!$G71=\"\"),\"\",E86/'Cost scenario - input'!$G71),\"\")","v":""},{"$f":"IFERROR(IF(OR(F86=\"\",'Cost scenario - input'!$G71=\"\"),\"\",F86/'Cost scenario - input'!$G71),\"\")","v":""},{"$f":"IFERROR(IF(OR(G86=\"\",'Cost scenario - input'!$G71=\"\"),\"\",G86/'Cost scenario - input'!$G71),\"\")","v":""},{"$f":"IFERROR(IF(OR(H86=\"\",'Cost scenario - input'!$G71=\"\"),\"\",H86/'Cost scenario - input'!$G71),\"\")","v":""},{"$f":"IFERROR(IF(OR(I86=\"\",'Cost scenario - input'!$G71=\"\"),\"\",I86/'Cost scenario - input'!$G71),\"\")","v":""},{"$f":"IFERROR(IF(OR(J86=\"\",'Cost scenario - input'!$G71=\"\"),\"\",J86/'Cost scenario - input'!$G71),\"\")","v":""},{"$f":"IFERROR(IF(OR(K86=\"\",'Cost scenario - input'!$G71=\"\"),\"\",K86/'Cost scenario - input'!$G71),\"\")","v":""},{"$f":"IFERROR(IF(OR(L86=\"\",'Cost scenario - input'!$G71=\"\"),\"\",L86/'Cost scenario - input'!$G71),\"\")","v":""},{"$f":"IFERROR(IF(OR(M86=\"\",'Cost scenario - input'!$G71=\"\"),\"\",M86/'Cost scenario - input'!$G71),\"\")","v":""},{"$f":"IFERROR(IF(OR(N86=\"\",'Cost scenario - input'!$G71=\"\"),\"\",N86/'Cost scenario - input'!$G71),\"\")","v":""},{"$f":"IFERROR(IF(OR(O86=\"\",'Cost scenario - input'!$G71=\"\"),\"\",O86/'Cost scenario - input'!$G71),\"\")","v":""},{"$f":"IFERROR(IF(OR(P86=\"\",'Cost scenario - input'!$G71=\"\"),\"\",P86/'Cost scenario - input'!$G71),\"\")","v":""},{"$f":"IFERROR(IF(OR(Q86=\"\",'Cost scenario - input'!$G71=\"\"),\"\",Q86/'Cost scenario - input'!$G71),\"\")","v":""},{"$f":"IFERROR(IF(OR(R86=\"\",'Cost scenario - input'!$G71=\"\"),\"\",R86/'Cost scenario - input'!$G71),\"\")","v":""},{"$f":"IFERROR(IF(OR(S86=\"\",'Cost scenario - input'!$G71=\"\"),\"\",S86/'Cost scenario - input'!$G71),\"\")","v":""},{"$f":"IFERROR(IF(OR(T86=\"\",'Cost scenario - input'!$G71=\"\"),\"\",T86/'Cost scenario - input'!$G71),\"\")","v":""},{"$f":"IFERROR(IF(OR(U86=\"\",'Cost scenario - input'!$G71=\"\"),\"\",U86/'Cost scenario - input'!$G71),\"\")","v":""},{"$f":"IFERROR(IF(OR(V86=\"\",'Cost scenario - input'!$G71=\"\"),\"\",V86/'Cost scenario - input'!$G71),\"\")","v":""},{"$f":"IFERROR(IF(OR(W86=\"\",'Cost scenario - input'!$G71=\"\"),\"\",W86/'Cost scenario - input'!$G71),\"\")","v":""}]
[{"$f":"IFERROR('Cost scenario - input'!A72,\"\")","v":""},{"$f":"IFERROR('Cost scenario - input'!B72,\"\")","v":""},{"$f":"IFERROR('Cost scenario - input'!C72,\"\")","v":""},{"$f":"IFERROR(repcalc('Cost scenario - input'!$CY72:$GK72,'Cost scenario - input'!$J72,'Cost scenario - input'!$H72,'Cost scenario - input'!$I72,20,TRUE,TRUE),\"\")","v":""},"","","","","","","","","","","","","","","","","","","",{"$f":"IFERROR(IF(OR(D87=\"\",'Cost scenario - input'!$G72=\"\"),\"\",D87/'Cost scenario - input'!$G72),\"\")","v":""},{"$f":"IFERROR(IF(OR(E87=\"\",'Cost scenario - input'!$G72=\"\"),\"\",E87/'Cost scenario - input'!$G72),\"\")","v":""},{"$f":"IFERROR(IF(OR(F87=\"\",'Cost scenario - input'!$G72=\"\"),\"\",F87/'Cost scenario - input'!$G72),\"\")","v":""},{"$f":"IFERROR(IF(OR(G87=\"\",'Cost scenario - input'!$G72=\"\"),\"\",G87/'Cost scenario - input'!$G72),\"\")","v":""},{"$f":"IFERROR(IF(OR(H87=\"\",'Cost scenario - input'!$G72=\"\"),\"\",H87/'Cost scenario - input'!$G72),\"\")","v":""},{"$f":"IFERROR(IF(OR(I87=\"\",'Cost scenario - input'!$G72=\"\"),\"\",I87/'Cost scenario - input'!$G72),\"\")","v":""},{"$f":"IFERROR(IF(OR(J87=\"\",'Cost scenario - input'!$G72=\"\"),\"\",J87/'Cost scenario - input'!$G72),\"\")","v":""},{"$f":"IFERROR(IF(OR(K87=\"\",'Cost scenario - input'!$G72=\"\"),\"\",K87/'Cost scenario - input'!$G72),\"\")","v":""},{"$f":"IFERROR(IF(OR(L87=\"\",'Cost scenario - input'!$G72=\"\"),\"\",L87/'Cost scenario - input'!$G72),\"\")","v":""},{"$f":"IFERROR(IF(OR(M87=\"\",'Cost scenario - input'!$G72=\"\"),\"\",M87/'Cost scenario - input'!$G72),\"\")","v":""},{"$f":"IFERROR(IF(OR(N87=\"\",'Cost scenario - input'!$G72=\"\"),\"\",N87/'Cost scenario - input'!$G72),\"\")","v":""},{"$f":"IFERROR(IF(OR(O87=\"\",'Cost scenario - input'!$G72=\"\"),\"\",O87/'Cost scenario - input'!$G72),\"\")","v":""},{"$f":"IFERROR(IF(OR(P87=\"\",'Cost scenario - input'!$G72=\"\"),\"\",P87/'Cost scenario - input'!$G72),\"\")","v":""},{"$f":"IFERROR(IF(OR(Q87=\"\",'Cost scenario - input'!$G72=\"\"),\"\",Q87/'Cost scenario - input'!$G72),\"\")","v":""},{"$f":"IFERROR(IF(OR(R87=\"\",'Cost scenario - input'!$G72=\"\"),\"\",R87/'Cost scenario - input'!$G72),\"\")","v":""},{"$f":"IFERROR(IF(OR(S87=\"\",'Cost scenario - input'!$G72=\"\"),\"\",S87/'Cost scenario - input'!$G72),\"\")","v":""},{"$f":"IFERROR(IF(OR(T87=\"\",'Cost scenario - input'!$G72=\"\"),\"\",T87/'Cost scenario - input'!$G72),\"\")","v":""},{"$f":"IFERROR(IF(OR(U87=\"\",'Cost scenario - input'!$G72=\"\"),\"\",U87/'Cost scenario - input'!$G72),\"\")","v":""},{"$f":"IFERROR(IF(OR(V87=\"\",'Cost scenario - input'!$G72=\"\"),\"\",V87/'Cost scenario - input'!$G72),\"\")","v":""},{"$f":"IFERROR(IF(OR(W87=\"\",'Cost scenario - input'!$G72=\"\"),\"\",W87/'Cost scenario - input'!$G72),\"\")","v":""}]
[{"$f":"IFERROR('Cost scenario - input'!A73,\"\")","v":""},{"$f":"IFERROR('Cost scenario - input'!B73,\"\")","v":""},{"$f":"IFERROR('Cost scenario - input'!C73,\"\")","v":""},{"$f":"IFERROR(repcalc('Cost scenario - input'!$CY73:$GK73,'Cost scenario - input'!$J73,'Cost scenario - input'!$H73,'Cost scenario - input'!$I73,20,TRUE,TRUE),\"\")","v":""},"","","","","","","","","","","","","","","","","","","",{"$f":"IFERROR(IF(OR(D88=\"\",'Cost scenario - input'!$G73=\"\"),\"\",D88/'Cost scenario - input'!$G73),\"\")","v":""},{"$f":"IFERROR(IF(OR(E88=\"\",'Cost scenario - input'!$G73=\"\"),\"\",E88/'Cost scenario - input'!$G73),\"\")","v":""},{"$f":"IFERROR(IF(OR(F88=\"\",'Cost scenario - input'!$G73=\"\"),\"\",F88/'Cost scenario - input'!$G73),\"\")","v":""},{"$f":"IFERROR(IF(OR(G88=\"\",'Cost scenario - input'!$G73=\"\"),\"\",G88/'Cost scenario - input'!$G73),\"\")","v":""},{"$f":"IFERROR(IF(OR(H88=\"\",'Cost scenario - input'!$G73=\"\"),\"\",H88/'Cost scenario - input'!$G73),\"\")","v":""},{"$f":"IFERROR(IF(OR(I88=\"\",'Cost scenario - input'!$G73=\"\"),\"\",I88/'Cost scenario - input'!$G73),\"\")","v":""},{"$f":"IFERROR(IF(OR(J88=\"\",'Cost scenario - input'!$G73=\"\"),\"\",J88/'Cost scenario - input'!$G73),\"\")","v":""},{"$f":"IFERROR(IF(OR(K88=\"\",'Cost scenario - input'!$G73=\"\"),\"\",K88/'Cost scenario - input'!$G73),\"\")","v":""},{"$f":"IFERROR(IF(OR(L88=\"\",'Cost scenario - input'!$G73=\"\"),\"\",L88/'Cost scenario - input'!$G73),\"\")","v":""},{"$f":"IFERROR(IF(OR(M88=\"\",'Cost scenario - input'!$G73=\"\"),\"\",M88/'Cost scenario - input'!$G73),\"\")","v":""},{"$f":"IFERROR(IF(OR(N88=\"\",'Cost scenario - input'!$G73=\"\"),\"\",N88/'Cost scenario - input'!$G73),\"\")","v":""},{"$f":"IFERROR(IF(OR(O88=\"\",'Cost scenario - input'!$G73=\"\"),\"\",O88/'Cost scenario - input'!$G73),\"\")","v":""},{"$f":"IFERROR(IF(OR(P88=\"\",'Cost scenario - input'!$G73=\"\"),\"\",P88/'Cost scenario - input'!$G73),\"\")","v":""},{"$f":"IFERROR(IF(OR(Q88=\"\",'Cost scenario - input'!$G73=\"\"),\"\",Q88/'Cost scenario - input'!$G73),\"\")","v":""},{"$f":"IFERROR(IF(OR(R88=\"\",'Cost scenario - input'!$G73=\"\"),\"\",R88/'Cost scenario - input'!$G73),\"\")","v":""},{"$f":"IFERROR(IF(OR(S88=\"\",'Cost scenario - input'!$G73=\"\"),\"\",S88/'Cost scenario - input'!$G73),\"\")","v":""},{"$f":"IFERROR(IF(OR(T88=\"\",'Cost scenario - input'!$G73=\"\"),\"\",T88/'Cost scenario - input'!$G73),\"\")","v":""},{"$f":"IFERROR(IF(OR(U88=\"\",'Cost scenario - input'!$G73=\"\"),\"\",U88/'Cost scenario - input'!$G73),\"\")","v":""},{"$f":"IFERROR(IF(OR(V88=\"\",'Cost scenario - input'!$G73=\"\"),\"\",V88/'Cost scenario - input'!$G73),\"\")","v":""},{"$f":"IFERROR(IF(OR(W88=\"\",'Cost scenario - input'!$G73=\"\"),\"\",W88/'Cost scenario - input'!$G73),\"\")","v":""}]
[{"$f":"IFERROR('Cost scenario - input'!A74,\"\")","v":""},{"$f":"IFERROR('Cost scenario - input'!B74,\"\")","v":""},{"$f":"IFERROR('Cost scenario - input'!C74,\"\")","v":""},{"$f":"IFERROR(repcalc('Cost scenario - input'!$CY74:$GK74,'Cost scenario - input'!$J74,'Cost scenario - input'!$H74,'Cost scenario - input'!$I74,20,TRUE,TRUE),\"\")","v":""},"","","","","","","","","","","","","","","","","","","",{"$f":"IFERROR(IF(OR(D89=\"\",'Cost scenario - input'!$G74=\"\"),\"\",D89/'Cost scenario - input'!$G74),\"\")","v":""},{"$f":"IFERROR(IF(OR(E89=\"\",'Cost scenario - input'!$G74=\"\"),\"\",E89/'Cost scenario - input'!$G74),\"\")","v":""},{"$f":"IFERROR(IF(OR(F89=\"\",'Cost scenario - input'!$G74=\"\"),\"\",F89/'Cost scenario - input'!$G74),\"\")","v":""},{"$f":"IFERROR(IF(OR(G89=\"\",'Cost scenario - input'!$G74=\"\"),\"\",G89/'Cost scenario - input'!$G74),\"\")","v":""},{"$f":"IFERROR(IF(OR(H89=\"\",'Cost scenario - input'!$G74=\"\"),\"\",H89/'Cost scenario - input'!$G74),\"\")","v":""},{"$f":"IFERROR(IF(OR(I89=\"\",'Cost scenario - input'!$G74=\"\"),\"\",I89/'Cost scenario - input'!$G74),\"\")","v":""},{"$f":"IFERROR(IF(OR(J89=\"\",'Cost scenario - input'!$G74=\"\"),\"\",J89/'Cost scenario - input'!$G74),\"\")","v":""},{"$f":"IFERROR(IF(OR(K89=\"\",'Cost scenario - input'!$G74=\"\"),\"\",K89/'Cost scenario - input'!$G74),\"\")","v":""},{"$f":"IFERROR(IF(OR(L89=\"\",'Cost scenario - input'!$G74=\"\"),\"\",L89/'Cost scenario - input'!$G74),\"\")","v":""},{"$f":"IFERROR(IF(OR(M89=\"\",'Cost scenario - input'!$G74=\"\"),\"\",M89/'Cost scenario - input'!$G74),\"\")","v":""},{"$f":"IFERROR(IF(OR(N89=\"\",'Cost scenario - input'!$G74=\"\"),\"\",N89/'Cost scenario - input'!$G74),\"\")","v":""},{"$f":"IFERROR(IF(OR(O89=\"\",'Cost scenario - input'!$G74=\"\"),\"\",O89/'Cost scenario - input'!$G74),\"\")","v":""},{"$f":"IFERROR(IF(OR(P89=\"\",'Cost scenario - input'!$G74=\"\"),\"\",P89/'Cost scenario - input'!$G74),\"\")","v":""},{"$f":"IFERROR(IF(OR(Q89=\"\",'Cost scenario - input'!$G74=\"\"),\"\",Q89/'Cost scenario - input'!$G74),\"\")","v":""},{"$f":"IFERROR(IF(OR(R89=\"\",'Cost scenario - input'!$G74=\"\"),\"\",R89/'Cost scenario - input'!$G74),\"\")","v":""},{"$f":"IFERROR(IF(OR(S89=\"\",'Cost scenario - input'!$G74=\"\"),\"\",S89/'Cost scenario - input'!$G74),\"\")","v":""},{"$f":"IFERROR(IF(OR(T89=\"\",'Cost scenario - input'!$G74=\"\"),\"\",T89/'Cost scenario - input'!$G74),\"\")","v":""},{"$f":"IFERROR(IF(OR(U89=\"\",'Cost scenario - input'!$G74=\"\"),\"\",U89/'Cost scenario - input'!$G74),\"\")","v":""},{"$f":"IFERROR(IF(OR(V89=\"\",'Cost scenario - input'!$G74=\"\"),\"\",V89/'Cost scenario - input'!$G74),\"\")","v":""},{"$f":"IFERROR(IF(OR(W89=\"\",'Cost scenario - input'!$G74=\"\"),\"\",W89/'Cost scenario - input'!$G74),\"\")","v":""}]
[{"$f":"IFERROR('Cost scenario - input'!A75,\"\")","v":""},{"$f":"IFERROR('Cost scenario - input'!B75,\"\")","v":""},{"$f":"IFERROR('Cost scenario - input'!C75,\"\")","v":""},{"$f":"IFERROR(repcalc('Cost scenario - input'!$CY75:$GK75,'Cost scenario - input'!$J75,'Cost scenario - input'!$H75,'Cost scenario - input'!$I75,20,TRUE,TRUE),\"\")","v":""},"","","","","","","","","","","","","","","","","","","",{"$f":"IFERROR(IF(OR(D90=\"\",'Cost scenario - input'!$G75=\"\"),\"\",D90/'Cost scenario - input'!$G75),\"\")","v":""},{"$f":"IFERROR(IF(OR(E90=\"\",'Cost scenario - input'!$G75=\"\"),\"\",E90/'Cost scenario - input'!$G75),\"\")","v":""},{"$f":"IFERROR(IF(OR(F90=\"\",'Cost scenario - input'!$G75=\"\"),\"\",F90/'Cost scenario - input'!$G75),\"\")","v":""},{"$f":"IFERROR(IF(OR(G90=\"\",'Cost scenario - input'!$G75=\"\"),\"\",G90/'Cost scenario - input'!$G75),\"\")","v":""},{"$f":"IFERROR(IF(OR(H90=\"\",'Cost scenario - input'!$G75=\"\"),\"\",H90/'Cost scenario - input'!$G75),\"\")","v":""},{"$f":"IFERROR(IF(OR(I90=\"\",'Cost scenario - input'!$G75=\"\"),\"\",I90/'Cost scenario - input'!$G75),\"\")","v":""},{"$f":"IFERROR(IF(OR(J90=\"\",'Cost scenario - input'!$G75=\"\"),\"\",J90/'Cost scenario - input'!$G75),\"\")","v":""},{"$f":"IFERROR(IF(OR(K90=\"\",'Cost scenario - input'!$G75=\"\"),\"\",K90/'Cost scenario - input'!$G75),\"\")","v":""},{"$f":"IFERROR(IF(OR(L90=\"\",'Cost scenario - input'!$G75=\"\"),\"\",L90/'Cost scenario - input'!$G75),\"\")","v":""},{"$f":"IFERROR(IF(OR(M90=\"\",'Cost scenario - input'!$G75=\"\"),\"\",M90/'Cost scenario - input'!$G75),\"\")","v":""},{"$f":"IFERROR(IF(OR(N90=\"\",'Cost scenario - input'!$G75=\"\"),\"\",N90/'Cost scenario - input'!$G75),\"\")","v":""},{"$f":"IFERROR(IF(OR(O90=\"\",'Cost scenario - input'!$G75=\"\"),\"\",O90/'Cost scenario - input'!$G75),\"\")","v":""},{"$f":"IFERROR(IF(OR(P90=\"\",'Cost scenario - input'!$G75=\"\"),\"\",P90/'Cost scenario - input'!$G75),\"\")","v":""},{"$f":"IFERROR(IF(OR(Q90=\"\",'Cost scenario - input'!$G75=\"\"),\"\",Q90/'Cost scenario - input'!$G75),\"\")","v":""},{"$f":"IFERROR(IF(OR(R90=\"\",'Cost scenario - input'!$G75=\"\"),\"\",R90/'Cost scenario - input'!$G75),\"\")","v":""},{"$f":"IFERROR(IF(OR(S90=\"\",'Cost scenario - input'!$G75=\"\"),\"\",S90/'Cost scenario - input'!$G75),\"\")","v":""},{"$f":"IFERROR(IF(OR(T90=\"\",'Cost scenario - input'!$G75=\"\"),\"\",T90/'Cost scenario - input'!$G75),\"\")","v":""},{"$f":"IFERROR(IF(OR(U90=\"\",'Cost scenario - input'!$G75=\"\"),\"\",U90/'Cost scenario - input'!$G75),\"\")","v":""},{"$f":"IFERROR(IF(OR(V90=\"\",'Cost scenario - input'!$G75=\"\"),\"\",V90/'Cost scenario - input'!$G75),\"\")","v":""},{"$f":"IFERROR(IF(OR(W90=\"\",'Cost scenario - input'!$G75=\"\"),\"\",W90/'Cost scenario - input'!$G75),\"\")","v":""}]
[{"$f":"IFERROR('Cost scenario - input'!A76,\"\")","v":""},{"$f":"IFERROR('Cost scenario - input'!B76,\"\")","v":""},{"$f":"IFERROR('Cost scenario - input'!C76,\"\")","v":""},{"$f":"IFERROR(repcalc('Cost scenario - input'!$CY76:$GK76,'Cost scenario - input'!$J76,'Cost scenario - input'!$H76,'Cost scenario - input'!$I76,20,TRUE,TRUE),\"\")","v":""},"","","","","","","","","","","","","","","","","","","",{"$f":"IFERROR(IF(OR(D91=\"\",'Cost scenario - input'!$G76=\"\"),\"\",D91/'Cost scenario - input'!$G76),\"\")","v":""},{"$f":"IFERROR(IF(OR(E91=\"\",'Cost scenario - input'!$G76=\"\"),\"\",E91/'Cost scenario - input'!$G76),\"\")","v":""},{"$f":"IFERROR(IF(OR(F91=\"\",'Cost scenario - input'!$G76=\"\"),\"\",F91/'Cost scenario - input'!$G76),\"\")","v":""},{"$f":"IFERROR(IF(OR(G91=\"\",'Cost scenario - input'!$G76=\"\"),\"\",G91/'Cost scenario - input'!$G76),\"\")","v":""},{"$f":"IFERROR(IF(OR(H91=\"\",'Cost scenario - input'!$G76=\"\"),\"\",H91/'Cost scenario - input'!$G76),\"\")","v":""},{"$f":"IFERROR(IF(OR(I91=\"\",'Cost scenario - input'!$G76=\"\"),\"\",I91/'Cost scenario - input'!$G76),\"\")","v":""},{"$f":"IFERROR(IF(OR(J91=\"\",'Cost scenario - input'!$G76=\"\"),\"\",J91/'Cost scenario - input'!$G76),\"\")","v":""},{"$f":"IFERROR(IF(OR(K91=\"\",'Cost scenario - input'!$G76=\"\"),\"\",K91/'Cost scenario - input'!$G76),\"\")","v":""},{"$f":"IFERROR(IF(OR(L91=\"\",'Cost scenario - input'!$G76=\"\"),\"\",L91/'Cost scenario - input'!$G76),\"\")","v":""},{"$f":"IFERROR(IF(OR(M91=\"\",'Cost scenario - input'!$G76=\"\"),\"\",M91/'Cost scenario - input'!$G76),\"\")","v":""},{"$f":"IFERROR(IF(OR(N91=\"\",'Cost scenario - input'!$G76=\"\"),\"\",N91/'Cost scenario - input'!$G76),\"\")","v":""},{"$f":"IFERROR(IF(OR(O91=\"\",'Cost scenario - input'!$G76=\"\"),\"\",O91/'Cost scenario - input'!$G76),\"\")","v":""},{"$f":"IFERROR(IF(OR(P91=\"\",'Cost scenario - input'!$G76=\"\"),\"\",P91/'Cost scenario - input'!$G76),\"\")","v":""},{"$f":"IFERROR(IF(OR(Q91=\"\",'Cost scenario - input'!$G76=\"\"),\"\",Q91/'Cost scenario - input'!$G76),\"\")","v":""},{"$f":"IFERROR(IF(OR(R91=\"\",'Cost scenario - input'!$G76=\"\"),\"\",R91/'Cost scenario - input'!$G76),\"\")","v":""},{"$f":"IFERROR(IF(OR(S91=\"\",'Cost scenario - input'!$G76=\"\"),\"\",S91/'Cost scenario - input'!$G76),\"\")","v":""},{"$f":"IFERROR(IF(OR(T91=\"\",'Cost scenario - input'!$G76=\"\"),\"\",T91/'Cost scenario - input'!$G76),\"\")","v":""},{"$f":"IFERROR(IF(OR(U91=\"\",'Cost scenario - input'!$G76=\"\"),\"\",U91/'Cost scenario - input'!$G76),\"\")","v":""},{"$f":"IFERROR(IF(OR(V91=\"\",'Cost scenario - input'!$G76=\"\"),\"\",V91/'Cost scenario - input'!$G76),\"\")","v":""},{"$f":"IFERROR(IF(OR(W91=\"\",'Cost scenario - input'!$G76=\"\"),\"\",W91/'Cost scenario - input'!$G76),\"\")","v":""}]
[{"$f":"IFERROR('Cost scenario - input'!A77,\"\")","v":""},{"$f":"IFERROR('Cost scenario - input'!B77,\"\")","v":""},{"$f":"IFERROR('Cost scenario - input'!C77,\"\")","v":""},{"$f":"IFERROR(repcalc('Cost scenario - input'!$CY77:$GK77,'Cost scenario - input'!$J77,'Cost scenario - input'!$H77,'Cost scenario - input'!$I77,20,TRUE,TRUE),\"\")","v":""},"","","","","","","","","","","","","","","","","","","",{"$f":"IFERROR(IF(OR(D92=\"\",'Cost scenario - input'!$G77=\"\"),\"\",D92/'Cost scenario - input'!$G77),\"\")","v":""},{"$f":"IFERROR(IF(OR(E92=\"\",'Cost scenario - input'!$G77=\"\"),\"\",E92/'Cost scenario - input'!$G77),\"\")","v":""},{"$f":"IFERROR(IF(OR(F92=\"\",'Cost scenario - input'!$G77=\"\"),\"\",F92/'Cost scenario - input'!$G77),\"\")","v":""},{"$f":"IFERROR(IF(OR(G92=\"\",'Cost scenario - input'!$G77=\"\"),\"\",G92/'Cost scenario - input'!$G77),\"\")","v":""},{"$f":"IFERROR(IF(OR(H92=\"\",'Cost scenario - input'!$G77=\"\"),\"\",H92/'Cost scenario - input'!$G77),\"\")","v":""},{"$f":"IFERROR(IF(OR(I92=\"\",'Cost scenario - input'!$G77=\"\"),\"\",I92/'Cost scenario - input'!$G77),\"\")","v":""},{"$f":"IFERROR(IF(OR(J92=\"\",'Cost scenario - input'!$G77=\"\"),\"\",J92/'Cost scenario - input'!$G77),\"\")","v":""},{"$f":"IFERROR(IF(OR(K92=\"\",'Cost scenario - input'!$G77=\"\"),\"\",K92/'Cost scenario - input'!$G77),\"\")","v":""},{"$f":"IFERROR(IF(OR(L92=\"\",'Cost scenario - input'!$G77=\"\"),\"\",L92/'Cost scenario - input'!$G77),\"\")","v":""},{"$f":"IFERROR(IF(OR(M92=\"\",'Cost scenario - input'!$G77=\"\"),\"\",M92/'Cost scenario - input'!$G77),\"\")","v":""},{"$f":"IFERROR(IF(OR(N92=\"\",'Cost scenario - input'!$G77=\"\"),\"\",N92/'Cost scenario - input'!$G77),\"\")","v":""},{"$f":"IFERROR(IF(OR(O92=\"\",'Cost scenario - input'!$G77=\"\"),\"\",O92/'Cost scenario - input'!$G77),\"\")","v":""},{"$f":"IFERROR(IF(OR(P92=\"\",'Cost scenario - input'!$G77=\"\"),\"\",P92/'Cost scenario - input'!$G77),\"\")","v":""},{"$f":"IFERROR(IF(OR(Q92=\"\",'Cost scenario - input'!$G77=\"\"),\"\",Q92/'Cost scenario - input'!$G77),\"\")","v":""},{"$f":"IFERROR(IF(OR(R92=\"\",'Cost scenario - input'!$G77=\"\"),\"\",R92/'Cost scenario - input'!$G77),\"\")","v":""},{"$f":"IFERROR(IF(OR(S92=\"\",'Cost scenario - input'!$G77=\"\"),\"\",S92/'Cost scenario - input'!$G77),\"\")","v":""},{"$f":"IFERROR(IF(OR(T92=\"\",'Cost scenario - input'!$G77=\"\"),\"\",T92/'Cost scenario - input'!$G77),\"\")","v":""},{"$f":"IFERROR(IF(OR(U92=\"\",'Cost scenario - input'!$G77=\"\"),\"\",U92/'Cost scenario - input'!$G77),\"\")","v":""},{"$f":"IFERROR(IF(OR(V92=\"\",'Cost scenario - input'!$G77=\"\"),\"\",V92/'Cost scenario - input'!$G77),\"\")","v":""},{"$f":"IFERROR(IF(OR(W92=\"\",'Cost scenario - input'!$G77=\"\"),\"\",W92/'Cost scenario - input'!$G77),\"\")","v":""}]
[{"$f":"IFERROR('Cost scenario - input'!A78,\"\")","v":""},{"$f":"IFERROR('Cost scenario - input'!B78,\"\")","v":""},{"$f":"IFERROR('Cost scenario - input'!C78,\"\")","v":""},{"$f":"IFERROR(repcalc('Cost scenario - input'!$CY78:$GK78,'Cost scenario - input'!$J78,'Cost scenario - input'!$H78,'Cost scenario - input'!$I78,20,TRUE,TRUE),\"\")","v":""},"","","","","","","","","","","","","","","","","","","",{"$f":"IFERROR(IF(OR(D93=\"\",'Cost scenario - input'!$G78=\"\"),\"\",D93/'Cost scenario - input'!$G78),\"\")","v":""},{"$f":"IFERROR(IF(OR(E93=\"\",'Cost scenario - input'!$G78=\"\"),\"\",E93/'Cost scenario - input'!$G78),\"\")","v":""},{"$f":"IFERROR(IF(OR(F93=\"\",'Cost scenario - input'!$G78=\"\"),\"\",F93/'Cost scenario - input'!$G78),\"\")","v":""},{"$f":"IFERROR(IF(OR(G93=\"\",'Cost scenario - input'!$G78=\"\"),\"\",G93/'Cost scenario - input'!$G78),\"\")","v":""},{"$f":"IFERROR(IF(OR(H93=\"\",'Cost scenario - input'!$G78=\"\"),\"\",H93/'Cost scenario - input'!$G78),\"\")","v":""},{"$f":"IFERROR(IF(OR(I93=\"\",'Cost scenario - input'!$G78=\"\"),\"\",I93/'Cost scenario - input'!$G78),\"\")","v":""},{"$f":"IFERROR(IF(OR(J93=\"\",'Cost scenario - input'!$G78=\"\"),\"\",J93/'Cost scenario - input'!$G78),\"\")","v":""},{"$f":"IFERROR(IF(OR(K93=\"\",'Cost scenario - input'!$G78=\"\"),\"\",K93/'Cost scenario - input'!$G78),\"\")","v":""},{"$f":"IFERROR(IF(OR(L93=\"\",'Cost scenario - input'!$G78=\"\"),\"\",L93/'Cost scenario - input'!$G78),\"\")","v":""},{"$f":"IFERROR(IF(OR(M93=\"\",'Cost scenario - input'!$G78=\"\"),\"\",M93/'Cost scenario - input'!$G78),\"\")","v":""},{"$f":"IFERROR(IF(OR(N93=\"\",'Cost scenario - input'!$G78=\"\"),\"\",N93/'Cost scenario - input'!$G78),\"\")","v":""},{"$f":"IFERROR(IF(OR(O93=\"\",'Cost scenario - input'!$G78=\"\"),\"\",O93/'Cost scenario - input'!$G78),\"\")","v":""},{"$f":"IFERROR(IF(OR(P93=\"\",'Cost scenario - input'!$G78=\"\"),\"\",P93/'Cost scenario - input'!$G78),\"\")","v":""},{"$f":"IFERROR(IF(OR(Q93=\"\",'Cost scenario - input'!$G78=\"\"),\"\",Q93/'Cost scenario - input'!$G78),\"\")","v":""},{"$f":"IFERROR(IF(OR(R93=\"\",'Cost scenario - input'!$G78=\"\"),\"\",R93/'Cost scenario - input'!$G78),\"\")","v":""},{"$f":"IFERROR(IF(OR(S93=\"\",'Cost scenario - input'!$G78=\"\"),\"\",S93/'Cost scenario - input'!$G78),\"\")","v":""},{"$f":"IFERROR(IF(OR(T93=\"\",'Cost scenario - input'!$G78=\"\"),\"\",T93/'Cost scenario - input'!$G78),\"\")","v":""},{"$f":"IFERROR(IF(OR(U93=\"\",'Cost scenario - input'!$G78=\"\"),\"\",U93/'Cost scenario - input'!$G78),\"\")","v":""},{"$f":"IFERROR(IF(OR(V93=\"\",'Cost scenario - input'!$G78=\"\"),\"\",V93/'Cost scenario - input'!$G78),\"\")","v":""},{"$f":"IFERROR(IF(OR(W93=\"\",'Cost scenario - input'!$G78=\"\"),\"\",W93/'Cost scenario - input'!$G78),\"\")","v":""}]
[{"$f":"IFERROR('Cost scenario - input'!A79,\"\")","v":""},{"$f":"IFERROR('Cost scenario - input'!B79,\"\")","v":""},{"$f":"IFERROR('Cost scenario - input'!C79,\"\")","v":""},{"$f":"IFERROR(repcalc('Cost scenario - input'!$CY79:$GK79,'Cost scenario - input'!$J79,'Cost scenario - input'!$H79,'Cost scenario - input'!$I79,20,TRUE,TRUE),\"\")","v":""},"","","","","","","","","","","","","","","","","","","",{"$f":"IFERROR(IF(OR(D94=\"\",'Cost scenario - input'!$G79=\"\"),\"\",D94/'Cost scenario - input'!$G79),\"\")","v":""},{"$f":"IFERROR(IF(OR(E94=\"\",'Cost scenario - input'!$G79=\"\"),\"\",E94/'Cost scenario - input'!$G79),\"\")","v":""},{"$f":"IFERROR(IF(OR(F94=\"\",'Cost scenario - input'!$G79=\"\"),\"\",F94/'Cost scenario - input'!$G79),\"\")","v":""},{"$f":"IFERROR(IF(OR(G94=\"\",'Cost scenario - input'!$G79=\"\"),\"\",G94/'Cost scenario - input'!$G79),\"\")","v":""},{"$f":"IFERROR(IF(OR(H94=\"\",'Cost scenario - input'!$G79=\"\"),\"\",H94/'Cost scenario - input'!$G79),\"\")","v":""},{"$f":"IFERROR(IF(OR(I94=\"\",'Cost scenario - input'!$G79=\"\"),\"\",I94/'Cost scenario - input'!$G79),\"\")","v":""},{"$f":"IFERROR(IF(OR(J94=\"\",'Cost scenario - input'!$G79=\"\"),\"\",J94/'Cost scenario - input'!$G79),\"\")","v":""},{"$f":"IFERROR(IF(OR(K94=\"\",'Cost scenario - input'!$G79=\"\"),\"\",K94/'Cost scenario - input'!$G79),\"\")","v":""},{"$f":"IFERROR(IF(OR(L94=\"\",'Cost scenario - input'!$G79=\"\"),\"\",L94/'Cost scenario - input'!$G79),\"\")","v":""},{"$f":"IFERROR(IF(OR(M94=\"\",'Cost scenario - input'!$G79=\"\"),\"\",M94/'Cost scenario - input'!$G79),\"\")","v":""},{"$f":"IFERROR(IF(OR(N94=\"\",'Cost scenario - input'!$G79=\"\"),\"\",N94/'Cost scenario - input'!$G79),\"\")","v":""},{"$f":"IFERROR(IF(OR(O94=\"\",'Cost scenario - input'!$G79=\"\"),\"\",O94/'Cost scenario - input'!$G79),\"\")","v":""},{"$f":"IFERROR(IF(OR(P94=\"\",'Cost scenario - input'!$G79=\"\"),\"\",P94/'Cost scenario - input'!$G79),\"\")","v":""},{"$f":"IFERROR(IF(OR(Q94=\"\",'Cost scenario - input'!$G79=\"\"),\"\",Q94/'Cost scenario - input'!$G79),\"\")","v":""},{"$f":"IFERROR(IF(OR(R94=\"\",'Cost scenario - input'!$G79=\"\"),\"\",R94/'Cost scenario - input'!$G79),\"\")","v":""},{"$f":"IFERROR(IF(OR(S94=\"\",'Cost scenario - input'!$G79=\"\"),\"\",S94/'Cost scenario - input'!$G79),\"\")","v":""},{"$f":"IFERROR(IF(OR(T94=\"\",'Cost scenario - input'!$G79=\"\"),\"\",T94/'Cost scenario - input'!$G79),\"\")","v":""},{"$f":"IFERROR(IF(OR(U94=\"\",'Cost scenario - input'!$G79=\"\"),\"\",U94/'Cost scenario - input'!$G79),\"\")","v":""},{"$f":"IFERROR(IF(OR(V94=\"\",'Cost scenario - input'!$G79=\"\"),\"\",V94/'Cost scenario - input'!$G79),\"\")","v":""},{"$f":"IFERROR(IF(OR(W94=\"\",'Cost scenario - input'!$G79=\"\"),\"\",W94/'Cost scenario - input'!$G79),\"\")","v":""}]
[{"$f":"IFERROR('Cost scenario - input'!A80,\"\")","v":""},{"$f":"IFERROR('Cost scenario - input'!B80,\"\")","v":""},{"$f":"IFERROR('Cost scenario - input'!C80,\"\")","v":""},{"$f":"IFERROR(repcalc('Cost scenario - input'!$CY80:$GK80,'Cost scenario - input'!$J80,'Cost scenario - input'!$H80,'Cost scenario - input'!$I80,20,TRUE,TRUE),\"\")","v":""},"","","","","","","","","","","","","","","","","","","",{"$f":"IFERROR(IF(OR(D95=\"\",'Cost scenario - input'!$G80=\"\"),\"\",D95/'Cost scenario - input'!$G80),\"\")","v":""},{"$f":"IFERROR(IF(OR(E95=\"\",'Cost scenario - input'!$G80=\"\"),\"\",E95/'Cost scenario - input'!$G80),\"\")","v":""},{"$f":"IFERROR(IF(OR(F95=\"\",'Cost scenario - input'!$G80=\"\"),\"\",F95/'Cost scenario - input'!$G80),\"\")","v":""},{"$f":"IFERROR(IF(OR(G95=\"\",'Cost scenario - input'!$G80=\"\"),\"\",G95/'Cost scenario - input'!$G80),\"\")","v":""},{"$f":"IFERROR(IF(OR(H95=\"\",'Cost scenario - input'!$G80=\"\"),\"\",H95/'Cost scenario - input'!$G80),\"\")","v":""},{"$f":"IFERROR(IF(OR(I95=\"\",'Cost scenario - input'!$G80=\"\"),\"\",I95/'Cost scenario - input'!$G80),\"\")","v":""},{"$f":"IFERROR(IF(OR(J95=\"\",'Cost scenario - input'!$G80=\"\"),\"\",J95/'Cost scenario - input'!$G80),\"\")","v":""},{"$f":"IFERROR(IF(OR(K95=\"\",'Cost scenario - input'!$G80=\"\"),\"\",K95/'Cost scenario - input'!$G80),\"\")","v":""},{"$f":"IFERROR(IF(OR(L95=\"\",'Cost scenario - input'!$G80=\"\"),\"\",L95/'Cost scenario - input'!$G80),\"\")","v":""},{"$f":"IFERROR(IF(OR(M95=\"\",'Cost scenario - input'!$G80=\"\"),\"\",M95/'Cost scenario - input'!$G80),\"\")","v":""},{"$f":"IFERROR(IF(OR(N95=\"\",'Cost scenario - input'!$G80=\"\"),\"\",N95/'Cost scenario - input'!$G80),\"\")","v":""},{"$f":"IFERROR(IF(OR(O95=\"\",'Cost scenario - input'!$G80=\"\"),\"\",O95/'Cost scenario - input'!$G80),\"\")","v":""},{"$f":"IFERROR(IF(OR(P95=\"\",'Cost scenario - input'!$G80=\"\"),\"\",P95/'Cost scenario - input'!$G80),\"\")","v":""},{"$f":"IFERROR(IF(OR(Q95=\"\",'Cost scenario - input'!$G80=\"\"),\"\",Q95/'Cost scenario - input'!$G80),\"\")","v":""},{"$f":"IFERROR(IF(OR(R95=\"\",'Cost scenario - input'!$G80=\"\"),\"\",R95/'Cost scenario - input'!$G80),\"\")","v":""},{"$f":"IFERROR(IF(OR(S95=\"\",'Cost scenario - input'!$G80=\"\"),\"\",S95/'Cost scenario - input'!$G80),\"\")","v":""},{"$f":"IFERROR(IF(OR(T95=\"\",'Cost scenario - input'!$G80=\"\"),\"\",T95/'Cost scenario - input'!$G80),\"\")","v":""},{"$f":"IFERROR(IF(OR(U95=\"\",'Cost scenario - input'!$G80=\"\"),\"\",U95/'Cost scenario - input'!$G80),\"\")","v":""},{"$f":"IFERROR(IF(OR(V95=\"\",'Cost scenario - input'!$G80=\"\"),\"\",V95/'Cost scenario - input'!$G80),\"\")","v":""},{"$f":"IFERROR(IF(OR(W95=\"\",'Cost scenario - input'!$G80=\"\"),\"\",W95/'Cost scenario - input'!$G80),\"\")","v":""}]
[{"$f":"IFERROR('Cost scenario - input'!A81,\"\")","v":""},{"$f":"IFERROR('Cost scenario - input'!B81,\"\")","v":""},{"$f":"IFERROR('Cost scenario - input'!C81,\"\")","v":""},{"$f":"IFERROR(repcalc('Cost scenario - input'!$CY81:$GK81,'Cost scenario - input'!$J81,'Cost scenario - input'!$H81,'Cost scenario - input'!$I81,20,TRUE,TRUE),\"\")","v":""},"","","","","","","","","","","","","","","","","","","",{"$f":"IFERROR(IF(OR(D96=\"\",'Cost scenario - input'!$G81=\"\"),\"\",D96/'Cost scenario - input'!$G81),\"\")","v":""},{"$f":"IFERROR(IF(OR(E96=\"\",'Cost scenario - input'!$G81=\"\"),\"\",E96/'Cost scenario - input'!$G81),\"\")","v":""},{"$f":"IFERROR(IF(OR(F96=\"\",'Cost scenario - input'!$G81=\"\"),\"\",F96/'Cost scenario - input'!$G81),\"\")","v":""},{"$f":"IFERROR(IF(OR(G96=\"\",'Cost scenario - input'!$G81=\"\"),\"\",G96/'Cost scenario - input'!$G81),\"\")","v":""},{"$f":"IFERROR(IF(OR(H96=\"\",'Cost scenario - input'!$G81=\"\"),\"\",H96/'Cost scenario - input'!$G81),\"\")","v":""},{"$f":"IFERROR(IF(OR(I96=\"\",'Cost scenario - input'!$G81=\"\"),\"\",I96/'Cost scenario - input'!$G81),\"\")","v":""},{"$f":"IFERROR(IF(OR(J96=\"\",'Cost scenario - input'!$G81=\"\"),\"\",J96/'Cost scenario - input'!$G81),\"\")","v":""},{"$f":"IFERROR(IF(OR(K96=\"\",'Cost scenario - input'!$G81=\"\"),\"\",K96/'Cost scenario - input'!$G81),\"\")","v":""},{"$f":"IFERROR(IF(OR(L96=\"\",'Cost scenario - input'!$G81=\"\"),\"\",L96/'Cost scenario - input'!$G81),\"\")","v":""},{"$f":"IFERROR(IF(OR(M96=\"\",'Cost scenario - input'!$G81=\"\"),\"\",M96/'Cost scenario - input'!$G81),\"\")","v":""},{"$f":"IFERROR(IF(OR(N96=\"\",'Cost scenario - input'!$G81=\"\"),\"\",N96/'Cost scenario - input'!$G81),\"\")","v":""},{"$f":"IFERROR(IF(OR(O96=\"\",'Cost scenario - input'!$G81=\"\"),\"\",O96/'Cost scenario - input'!$G81),\"\")","v":""},{"$f":"IFERROR(IF(OR(P96=\"\",'Cost scenario - input'!$G81=\"\"),\"\",P96/'Cost scenario - input'!$G81),\"\")","v":""},{"$f":"IFERROR(IF(OR(Q96=\"\",'Cost scenario - input'!$G81=\"\"),\"\",Q96/'Cost scenario - input'!$G81),\"\")","v":""},{"$f":"IFERROR(IF(OR(R96=\"\",'Cost scenario - input'!$G81=\"\"),\"\",R96/'Cost scenario - input'!$G81),\"\")","v":""},{"$f":"IFERROR(IF(OR(S96=\"\",'Cost scenario - input'!$G81=\"\"),\"\",S96/'Cost scenario - input'!$G81),\"\")","v":""},{"$f":"IFERROR(IF(OR(T96=\"\",'Cost scenario - input'!$G81=\"\"),\"\",T96/'Cost scenario - input'!$G81),\"\")","v":""},{"$f":"IFERROR(IF(OR(U96=\"\",'Cost scenario - input'!$G81=\"\"),\"\",U96/'Cost scenario - input'!$G81),\"\")","v":""},{"$f":"IFERROR(IF(OR(V96=\"\",'Cost scenario - input'!$G81=\"\"),\"\",V96/'Cost scenario - input'!$G81),\"\")","v":""},{"$f":"IFERROR(IF(OR(W96=\"\",'Cost scenario - input'!$G81=\"\"),\"\",W96/'Cost scenario - input'!$G81),\"\")","v":""}]
[{"$f":"IFERROR('Cost scenario - input'!A82,\"\")","v":""},{"$f":"IFERROR('Cost scenario - input'!B82,\"\")","v":""},{"$f":"IFERROR('Cost scenario - input'!C82,\"\")","v":""},{"$f":"IFERROR(repcalc('Cost scenario - input'!$CY82:$GK82,'Cost scenario - input'!$J82,'Cost scenario - input'!$H82,'Cost scenario - input'!$I82,20,TRUE,TRUE),\"\")","v":""},"","","","","","","","","","","","","","","","","","","",{"$f":"IFERROR(IF(OR(D97=\"\",'Cost scenario - input'!$G82=\"\"),\"\",D97/'Cost scenario - input'!$G82),\"\")","v":""},{"$f":"IFERROR(IF(OR(E97=\"\",'Cost scenario - input'!$G82=\"\"),\"\",E97/'Cost scenario - input'!$G82),\"\")","v":""},{"$f":"IFERROR(IF(OR(F97=\"\",'Cost scenario - input'!$G82=\"\"),\"\",F97/'Cost scenario - input'!$G82),\"\")","v":""},{"$f":"IFERROR(IF(OR(G97=\"\",'Cost scenario - input'!$G82=\"\"),\"\",G97/'Cost scenario - input'!$G82),\"\")","v":""},{"$f":"IFERROR(IF(OR(H97=\"\",'Cost scenario - input'!$G82=\"\"),\"\",H97/'Cost scenario - input'!$G82),\"\")","v":""},{"$f":"IFERROR(IF(OR(I97=\"\",'Cost scenario - input'!$G82=\"\"),\"\",I97/'Cost scenario - input'!$G82),\"\")","v":""},{"$f":"IFERROR(IF(OR(J97=\"\",'Cost scenario - input'!$G82=\"\"),\"\",J97/'Cost scenario - input'!$G82),\"\")","v":""},{"$f":"IFERROR(IF(OR(K97=\"\",'Cost scenario - input'!$G82=\"\"),\"\",K97/'Cost scenario - input'!$G82),\"\")","v":""},{"$f":"IFERROR(IF(OR(L97=\"\",'Cost scenario - input'!$G82=\"\"),\"\",L97/'Cost scenario - input'!$G82),\"\")","v":""},{"$f":"IFERROR(IF(OR(M97=\"\",'Cost scenario - input'!$G82=\"\"),\"\",M97/'Cost scenario - input'!$G82),\"\")","v":""},{"$f":"IFERROR(IF(OR(N97=\"\",'Cost scenario - input'!$G82=\"\"),\"\",N97/'Cost scenario - input'!$G82),\"\")","v":""},{"$f":"IFERROR(IF(OR(O97=\"\",'Cost scenario - input'!$G82=\"\"),\"\",O97/'Cost scenario - input'!$G82),\"\")","v":""},{"$f":"IFERROR(IF(OR(P97=\"\",'Cost scenario - input'!$G82=\"\"),\"\",P97/'Cost scenario - input'!$G82),\"\")","v":""},{"$f":"IFERROR(IF(OR(Q97=\"\",'Cost scenario - input'!$G82=\"\"),\"\",Q97/'Cost scenario - input'!$G82),\"\")","v":""},{"$f":"IFERROR(IF(OR(R97=\"\",'Cost scenario - input'!$G82=\"\"),\"\",R97/'Cost scenario - input'!$G82),\"\")","v":""},{"$f":"IFERROR(IF(OR(S97=\"\",'Cost scenario - input'!$G82=\"\"),\"\",S97/'Cost scenario - input'!$G82),\"\")","v":""},{"$f":"IFERROR(IF(OR(T97=\"\",'Cost scenario - input'!$G82=\"\"),\"\",T97/'Cost scenario - input'!$G82),\"\")","v":""},{"$f":"IFERROR(IF(OR(U97=\"\",'Cost scenario - input'!$G82=\"\"),\"\",U97/'Cost scenario - input'!$G82),\"\")","v":""},{"$f":"IFERROR(IF(OR(V97=\"\",'Cost scenario - input'!$G82=\"\"),\"\",V97/'Cost scenario - input'!$G82),\"\")","v":""},{"$f":"IFERROR(IF(OR(W97=\"\",'Cost scenario - input'!$G82=\"\"),\"\",W97/'Cost scenario - input'!$G82),\"\")","v":""}]
[{"$f":"IFERROR('Cost scenario - input'!A83,\"\")","v":""},{"$f":"IFERROR('Cost scenario - input'!B83,\"\")","v":""},{"$f":"IFERROR('Cost scenario - input'!C83,\"\")","v":""},{"$f":"IFERROR(repcalc('Cost scenario - input'!$CY83:$GK83,'Cost scenario - input'!$J83,'Cost scenario - input'!$H83,'Cost scenario - input'!$I83,20,TRUE,TRUE),\"\")","v":""},"","","","","","","","","","","","","","","","","","","",{"$f":"IFERROR(IF(OR(D98=\"\",'Cost scenario - input'!$G83=\"\"),\"\",D98/'Cost scenario - input'!$G83),\"\")","v":""},{"$f":"IFERROR(IF(OR(E98=\"\",'Cost scenario - input'!$G83=\"\"),\"\",E98/'Cost scenario - input'!$G83),\"\")","v":""},{"$f":"IFERROR(IF(OR(F98=\"\",'Cost scenario - input'!$G83=\"\"),\"\",F98/'Cost scenario - input'!$G83),\"\")","v":""},{"$f":"IFERROR(IF(OR(G98=\"\",'Cost scenario - input'!$G83=\"\"),\"\",G98/'Cost scenario - input'!$G83),\"\")","v":""},{"$f":"IFERROR(IF(OR(H98=\"\",'Cost scenario - input'!$G83=\"\"),\"\",H98/'Cost scenario - input'!$G83),\"\")","v":""},{"$f":"IFERROR(IF(OR(I98=\"\",'Cost scenario - input'!$G83=\"\"),\"\",I98/'Cost scenario - input'!$G83),\"\")","v":""},{"$f":"IFERROR(IF(OR(J98=\"\",'Cost scenario - input'!$G83=\"\"),\"\",J98/'Cost scenario - input'!$G83),\"\")","v":""},{"$f":"IFERROR(IF(OR(K98=\"\",'Cost scenario - input'!$G83=\"\"),\"\",K98/'Cost scenario - input'!$G83),\"\")","v":""},{"$f":"IFERROR(IF(OR(L98=\"\",'Cost scenario - input'!$G83=\"\"),\"\",L98/'Cost scenario - input'!$G83),\"\")","v":""},{"$f":"IFERROR(IF(OR(M98=\"\",'Cost scenario - input'!$G83=\"\"),\"\",M98/'Cost scenario - input'!$G83),\"\")","v":""},{"$f":"IFERROR(IF(OR(N98=\"\",'Cost scenario - input'!$G83=\"\"),\"\",N98/'Cost scenario - input'!$G83),\"\")","v":""},{"$f":"IFERROR(IF(OR(O98=\"\",'Cost scenario - input'!$G83=\"\"),\"\",O98/'Cost scenario - input'!$G83),\"\")","v":""},{"$f":"IFERROR(IF(OR(P98=\"\",'Cost scenario - input'!$G83=\"\"),\"\",P98/'Cost scenario - input'!$G83),\"\")","v":""},{"$f":"IFERROR(IF(OR(Q98=\"\",'Cost scenario - input'!$G83=\"\"),\"\",Q98/'Cost scenario - input'!$G83),\"\")","v":""},{"$f":"IFERROR(IF(OR(R98=\"\",'Cost scenario - input'!$G83=\"\"),\"\",R98/'Cost scenario - input'!$G83),\"\")","v":""},{"$f":"IFERROR(IF(OR(S98=\"\",'Cost scenario - input'!$G83=\"\"),\"\",S98/'Cost scenario - input'!$G83),\"\")","v":""},{"$f":"IFERROR(IF(OR(T98=\"\",'Cost scenario - input'!$G83=\"\"),\"\",T98/'Cost scenario - input'!$G83),\"\")","v":""},{"$f":"IFERROR(IF(OR(U98=\"\",'Cost scenario - input'!$G83=\"\"),\"\",U98/'Cost scenario - input'!$G83),\"\")","v":""},{"$f":"IFERROR(IF(OR(V98=\"\",'Cost scenario - input'!$G83=\"\"),\"\",V98/'Cost scenario - input'!$G83),\"\")","v":""},{"$f":"IFERROR(IF(OR(W98=\"\",'Cost scenario - input'!$G83=\"\"),\"\",W98/'Cost scenario - input'!$G83),\"\")","v":""}]
[{"$f":"IFERROR('Cost scenario - input'!A84,\"\")","v":""},{"$f":"IFERROR('Cost scenario - input'!B84,\"\")","v":""},{"$f":"IFERROR('Cost scenario - input'!C84,\"\")","v":""},{"$f":"IFERROR(repcalc('Cost scenario - input'!$CY84:$GK84,'Cost scenario - input'!$J84,'Cost scenario - input'!$H84,'Cost scenario - input'!$I84,20,TRUE,TRUE),\"\")","v":""},"","","","","","","","","","","","","","","","","","","",{"$f":"IFERROR(IF(OR(D99=\"\",'Cost scenario - input'!$G84=\"\"),\"\",D99/'Cost scenario - input'!$G84),\"\")","v":""},{"$f":"IFERROR(IF(OR(E99=\"\",'Cost scenario - input'!$G84=\"\"),\"\",E99/'Cost scenario - input'!$G84),\"\")","v":""},{"$f":"IFERROR(IF(OR(F99=\"\",'Cost scenario - input'!$G84=\"\"),\"\",F99/'Cost scenario - input'!$G84),\"\")","v":""},{"$f":"IFERROR(IF(OR(G99=\"\",'Cost scenario - input'!$G84=\"\"),\"\",G99/'Cost scenario - input'!$G84),\"\")","v":""},{"$f":"IFERROR(IF(OR(H99=\"\",'Cost scenario - input'!$G84=\"\"),\"\",H99/'Cost scenario - input'!$G84),\"\")","v":""},{"$f":"IFERROR(IF(OR(I99=\"\",'Cost scenario - input'!$G84=\"\"),\"\",I99/'Cost scenario - input'!$G84),\"\")","v":""},{"$f":"IFERROR(IF(OR(J99=\"\",'Cost scenario - input'!$G84=\"\"),\"\",J99/'Cost scenario - input'!$G84),\"\")","v":""},{"$f":"IFERROR(IF(OR(K99=\"\",'Cost scenario - input'!$G84=\"\"),\"\",K99/'Cost scenario - input'!$G84),\"\")","v":""},{"$f":"IFERROR(IF(OR(L99=\"\",'Cost scenario - input'!$G84=\"\"),\"\",L99/'Cost scenario - input'!$G84),\"\")","v":""},{"$f":"IFERROR(IF(OR(M99=\"\",'Cost scenario - input'!$G84=\"\"),\"\",M99/'Cost scenario - input'!$G84),\"\")","v":""},{"$f":"IFERROR(IF(OR(N99=\"\",'Cost scenario - input'!$G84=\"\"),\"\",N99/'Cost scenario - input'!$G84),\"\")","v":""},{"$f":"IFERROR(IF(OR(O99=\"\",'Cost scenario - input'!$G84=\"\"),\"\",O99/'Cost scenario - input'!$G84),\"\")","v":""},{"$f":"IFERROR(IF(OR(P99=\"\",'Cost scenario - input'!$G84=\"\"),\"\",P99/'Cost scenario - input'!$G84),\"\")","v":""},{"$f":"IFERROR(IF(OR(Q99=\"\",'Cost scenario - input'!$G84=\"\"),\"\",Q99/'Cost scenario - input'!$G84),\"\")","v":""},{"$f":"IFERROR(IF(OR(R99=\"\",'Cost scenario - input'!$G84=\"\"),\"\",R99/'Cost scenario - input'!$G84),\"\")","v":""},{"$f":"IFERROR(IF(OR(S99=\"\",'Cost scenario - input'!$G84=\"\"),\"\",S99/'Cost scenario - input'!$G84),\"\")","v":""},{"$f":"IFERROR(IF(OR(T99=\"\",'Cost scenario - input'!$G84=\"\"),\"\",T99/'Cost scenario - input'!$G84),\"\")","v":""},{"$f":"IFERROR(IF(OR(U99=\"\",'Cost scenario - input'!$G84=\"\"),\"\",U99/'Cost scenario - input'!$G84),\"\")","v":""},{"$f":"IFERROR(IF(OR(V99=\"\",'Cost scenario - input'!$G84=\"\"),\"\",V99/'Cost scenario - input'!$G84),\"\")","v":""},{"$f":"IFERROR(IF(OR(W99=\"\",'Cost scenario - input'!$G84=\"\"),\"\",W99/'Cost scenario - input'!$G84),\"\")","v":""}]
[{"$f":"IFERROR('Cost scenario - input'!A85,\"\")","v":""},{"$f":"IFERROR('Cost scenario - input'!B85,\"\")","v":""},{"$f":"IFERROR('Cost scenario - input'!C85,\"\")","v":""},{"$f":"IFERROR(repcalc('Cost scenario - input'!$CY85:$GK85,'Cost scenario - input'!$J85,'Cost scenario - input'!$H85,'Cost scenario - input'!$I85,20,TRUE,TRUE),\"\")","v":""},"","","","","","","","","","","","","","","","","","","",{"$f":"IFERROR(IF(OR(D100=\"\",'Cost scenario - input'!$G85=\"\"),\"\",D100/'Cost scenario - input'!$G85),\"\")","v":""},{"$f":"IFERROR(IF(OR(E100=\"\",'Cost scenario - input'!$G85=\"\"),\"\",E100/'Cost scenario - input'!$G85),\"\")","v":""},{"$f":"IFERROR(IF(OR(F100=\"\",'Cost scenario - input'!$G85=\"\"),\"\",F100/'Cost scenario - input'!$G85),\"\")","v":""},{"$f":"IFERROR(IF(OR(G100=\"\",'Cost scenario - input'!$G85=\"\"),\"\",G100/'Cost scenario - input'!$G85),\"\")","v":""},{"$f":"IFERROR(IF(OR(H100=\"\",'Cost scenario - input'!$G85=\"\"),\"\",H100/'Cost scenario - input'!$G85),\"\")","v":""},{"$f":"IFERROR(IF(OR(I100=\"\",'Cost scenario - input'!$G85=\"\"),\"\",I100/'Cost scenario - input'!$G85),\"\")","v":""},{"$f":"IFERROR(IF(OR(J100=\"\",'Cost scenario - input'!$G85=\"\"),\"\",J100/'Cost scenario - input'!$G85),\"\")","v":""},{"$f":"IFERROR(IF(OR(K100=\"\",'Cost scenario - input'!$G85=\"\"),\"\",K100/'Cost scenario - input'!$G85),\"\")","v":""},{"$f":"IFERROR(IF(OR(L100=\"\",'Cost scenario - input'!$G85=\"\"),\"\",L100/'Cost scenario - input'!$G85),\"\")","v":""},{"$f":"IFERROR(IF(OR(M100=\"\",'Cost scenario - input'!$G85=\"\"),\"\",M100/'Cost scenario - input'!$G85),\"\")","v":""},{"$f":"IFERROR(IF(OR(N100=\"\",'Cost scenario - input'!$G85=\"\"),\"\",N100/'Cost scenario - input'!$G85),\"\")","v":""},{"$f":"IFERROR(IF(OR(O100=\"\",'Cost scenario - input'!$G85=\"\"),\"\",O100/'Cost scenario - input'!$G85),\"\")","v":""},{"$f":"IFERROR(IF(OR(P100=\"\",'Cost scenario - input'!$G85=\"\"),\"\",P100/'Cost scenario - input'!$G85),\"\")","v":""},{"$f":"IFERROR(IF(OR(Q100=\"\",'Cost scenario - input'!$G85=\"\"),\"\",Q100/'Cost scenario - input'!$G85),\"\")","v":""},{"$f":"IFERROR(IF(OR(R100=\"\",'Cost scenario - input'!$G85=\"\"),\"\",R100/'Cost scenario - input'!$G85),\"\")","v":""},{"$f":"IFERROR(IF(OR(S100=\"\",'Cost scenario - input'!$G85=\"\"),\"\",S100/'Cost scenario - input'!$G85),\"\")","v":""},{"$f":"IFERROR(IF(OR(T100=\"\",'Cost scenario - input'!$G85=\"\"),\"\",T100/'Cost scenario - input'!$G85),\"\")","v":""},{"$f":"IFERROR(IF(OR(U100=\"\",'Cost scenario - input'!$G85=\"\"),\"\",U100/'Cost scenario - input'!$G85),\"\")","v":""},{"$f":"IFERROR(IF(OR(V100=\"\",'Cost scenario - input'!$G85=\"\"),\"\",V100/'Cost scenario - input'!$G85),\"\")","v":""},{"$f":"IFERROR(IF(OR(W100=\"\",'Cost scenario - input'!$G85=\"\"),\"\",W100/'Cost scenario - input'!$G85),\"\")","v":""}]
[{"$f":"IFERROR('Cost scenario - input'!A86,\"\")","v":""},{"$f":"IFERROR('Cost scenario - input'!B86,\"\")","v":""},{"$f":"IFERROR('Cost scenario - input'!C86,\"\")","v":""},{"$f":"IFERROR(repcalc('Cost scenario - input'!$CY86:$GK86,'Cost scenario - input'!$J86,'Cost scenario - input'!$H86,'Cost scenario - input'!$I86,20,TRUE,TRUE),\"\")","v":""},"","","","","","","","","","","","","","","","","","","",{"$f":"IFERROR(IF(OR(D101=\"\",'Cost scenario - input'!$G86=\"\"),\"\",D101/'Cost scenario - input'!$G86),\"\")","v":""},{"$f":"IFERROR(IF(OR(E101=\"\",'Cost scenario - input'!$G86=\"\"),\"\",E101/'Cost scenario - input'!$G86),\"\")","v":""},{"$f":"IFERROR(IF(OR(F101=\"\",'Cost scenario - input'!$G86=\"\"),\"\",F101/'Cost scenario - input'!$G86),\"\")","v":""},{"$f":"IFERROR(IF(OR(G101=\"\",'Cost scenario - input'!$G86=\"\"),\"\",G101/'Cost scenario - input'!$G86),\"\")","v":""},{"$f":"IFERROR(IF(OR(H101=\"\",'Cost scenario - input'!$G86=\"\"),\"\",H101/'Cost scenario - input'!$G86),\"\")","v":""},{"$f":"IFERROR(IF(OR(I101=\"\",'Cost scenario - input'!$G86=\"\"),\"\",I101/'Cost scenario - input'!$G86),\"\")","v":""},{"$f":"IFERROR(IF(OR(J101=\"\",'Cost scenario - input'!$G86=\"\"),\"\",J101/'Cost scenario - input'!$G86),\"\")","v":""},{"$f":"IFERROR(IF(OR(K101=\"\",'Cost scenario - input'!$G86=\"\"),\"\",K101/'Cost scenario - input'!$G86),\"\")","v":""},{"$f":"IFERROR(IF(OR(L101=\"\",'Cost scenario - input'!$G86=\"\"),\"\",L101/'Cost scenario - input'!$G86),\"\")","v":""},{"$f":"IFERROR(IF(OR(M101=\"\",'Cost scenario - input'!$G86=\"\"),\"\",M101/'Cost scenario - input'!$G86),\"\")","v":""},{"$f":"IFERROR(IF(OR(N101=\"\",'Cost scenario - input'!$G86=\"\"),\"\",N101/'Cost scenario - input'!$G86),\"\")","v":""},{"$f":"IFERROR(IF(OR(O101=\"\",'Cost scenario - input'!$G86=\"\"),\"\",O101/'Cost scenario - input'!$G86),\"\")","v":""},{"$f":"IFERROR(IF(OR(P101=\"\",'Cost scenario - input'!$G86=\"\"),\"\",P101/'Cost scenario - input'!$G86),\"\")","v":""},{"$f":"IFERROR(IF(OR(Q101=\"\",'Cost scenario - input'!$G86=\"\"),\"\",Q101/'Cost scenario - input'!$G86),\"\")","v":""},{"$f":"IFERROR(IF(OR(R101=\"\",'Cost scenario - input'!$G86=\"\"),\"\",R101/'Cost scenario - input'!$G86),\"\")","v":""},{"$f":"IFERROR(IF(OR(S101=\"\",'Cost scenario - input'!$G86=\"\"),\"\",S101/'Cost scenario - input'!$G86),\"\")","v":""},{"$f":"IFERROR(IF(OR(T101=\"\",'Cost scenario - input'!$G86=\"\"),\"\",T101/'Cost scenario - input'!$G86),\"\")","v":""},{"$f":"IFERROR(IF(OR(U101=\"\",'Cost scenario - input'!$G86=\"\"),\"\",U101/'Cost scenario - input'!$G86),\"\")","v":""},{"$f":"IFERROR(IF(OR(V101=\"\",'Cost scenario - input'!$G86=\"\"),\"\",V101/'Cost scenario - input'!$G86),\"\")","v":""},{"$f":"IFERROR(IF(OR(W101=\"\",'Cost scenario - input'!$G86=\"\"),\"\",W101/'Cost scenario - input'!$G86),\"\")","v":""}]
[{"$f":"IFERROR('Cost scenario - input'!A87,\"\")","v":""},{"$f":"IFERROR('Cost scenario - input'!B87,\"\")","v":""},{"$f":"IFERROR('Cost scenario - input'!C87,\"\")","v":""},{"$f":"IFERROR(repcalc('Cost scenario - input'!$CY87:$GK87,'Cost scenario - input'!$J87,'Cost scenario - input'!$H87,'Cost scenario - input'!$I87,20,TRUE,TRUE),\"\")","v":""},"","","","","","","","","","","","","","","","","","","",{"$f":"IFERROR(IF(OR(D102=\"\",'Cost scenario - input'!$G87=\"\"),\"\",D102/'Cost scenario - input'!$G87),\"\")","v":""},{"$f":"IFERROR(IF(OR(E102=\"\",'Cost scenario - input'!$G87=\"\"),\"\",E102/'Cost scenario - input'!$G87),\"\")","v":""},{"$f":"IFERROR(IF(OR(F102=\"\",'Cost scenario - input'!$G87=\"\"),\"\",F102/'Cost scenario - input'!$G87),\"\")","v":""},{"$f":"IFERROR(IF(OR(G102=\"\",'Cost scenario - input'!$G87=\"\"),\"\",G102/'Cost scenario - input'!$G87),\"\")","v":""},{"$f":"IFERROR(IF(OR(H102=\"\",'Cost scenario - input'!$G87=\"\"),\"\",H102/'Cost scenario - input'!$G87),\"\")","v":""},{"$f":"IFERROR(IF(OR(I102=\"\",'Cost scenario - input'!$G87=\"\"),\"\",I102/'Cost scenario - input'!$G87),\"\")","v":""},{"$f":"IFERROR(IF(OR(J102=\"\",'Cost scenario - input'!$G87=\"\"),\"\",J102/'Cost scenario - input'!$G87),\"\")","v":""},{"$f":"IFERROR(IF(OR(K102=\"\",'Cost scenario - input'!$G87=\"\"),\"\",K102/'Cost scenario - input'!$G87),\"\")","v":""},{"$f":"IFERROR(IF(OR(L102=\"\",'Cost scenario - input'!$G87=\"\"),\"\",L102/'Cost scenario - input'!$G87),\"\")","v":""},{"$f":"IFERROR(IF(OR(M102=\"\",'Cost scenario - input'!$G87=\"\"),\"\",M102/'Cost scenario - input'!$G87),\"\")","v":""},{"$f":"IFERROR(IF(OR(N102=\"\",'Cost scenario - input'!$G87=\"\"),\"\",N102/'Cost scenario - input'!$G87),\"\")","v":""},{"$f":"IFERROR(IF(OR(O102=\"\",'Cost scenario - input'!$G87=\"\"),\"\",O102/'Cost scenario - input'!$G87),\"\")","v":""},{"$f":"IFERROR(IF(OR(P102=\"\",'Cost scenario - input'!$G87=\"\"),\"\",P102/'Cost scenario - input'!$G87),\"\")","v":""},{"$f":"IFERROR(IF(OR(Q102=\"\",'Cost scenario - input'!$G87=\"\"),\"\",Q102/'Cost scenario - input'!$G87),\"\")","v":""},{"$f":"IFERROR(IF(OR(R102=\"\",'Cost scenario - input'!$G87=\"\"),\"\",R102/'Cost scenario - input'!$G87),\"\")","v":""},{"$f":"IFERROR(IF(OR(S102=\"\",'Cost scenario - input'!$G87=\"\"),\"\",S102/'Cost scenario - input'!$G87),\"\")","v":""},{"$f":"IFERROR(IF(OR(T102=\"\",'Cost scenario - input'!$G87=\"\"),\"\",T102/'Cost scenario - input'!$G87),\"\")","v":""},{"$f":"IFERROR(IF(OR(U102=\"\",'Cost scenario - input'!$G87=\"\"),\"\",U102/'Cost scenario - input'!$G87),\"\")","v":""},{"$f":"IFERROR(IF(OR(V102=\"\",'Cost scenario - input'!$G87=\"\"),\"\",V102/'Cost scenario - input'!$G87),\"\")","v":""},{"$f":"IFERROR(IF(OR(W102=\"\",'Cost scenario - input'!$G87=\"\"),\"\",W102/'Cost scenario - input'!$G87),\"\")","v":""}]
[{"$f":"IFERROR('Cost scenario - input'!A88,\"\")","v":""},{"$f":"IFERROR('Cost scenario - input'!B88,\"\")","v":""},{"$f":"IFERROR('Cost scenario - input'!C88,\"\")","v":""},{"$f":"IFERROR(repcalc('Cost scenario - input'!$CY88:$GK88,'Cost scenario - input'!$J88,'Cost scenario - input'!$H88,'Cost scenario - input'!$I88,20,TRUE,TRUE),\"\")","v":""},"","","","","","","","","","","","","","","","","","","",{"$f":"IFERROR(IF(OR(D103=\"\",'Cost scenario - input'!$G88=\"\"),\"\",D103/'Cost scenario - input'!$G88),\"\")","v":""},{"$f":"IFERROR(IF(OR(E103=\"\",'Cost scenario - input'!$G88=\"\"),\"\",E103/'Cost scenario - input'!$G88),\"\")","v":""},{"$f":"IFERROR(IF(OR(F103=\"\",'Cost scenario - input'!$G88=\"\"),\"\",F103/'Cost scenario - input'!$G88),\"\")","v":""},{"$f":"IFERROR(IF(OR(G103=\"\",'Cost scenario - input'!$G88=\"\"),\"\",G103/'Cost scenario - input'!$G88),\"\")","v":""},{"$f":"IFERROR(IF(OR(H103=\"\",'Cost scenario - input'!$G88=\"\"),\"\",H103/'Cost scenario - input'!$G88),\"\")","v":""},{"$f":"IFERROR(IF(OR(I103=\"\",'Cost scenario - input'!$G88=\"\"),\"\",I103/'Cost scenario - input'!$G88),\"\")","v":""},{"$f":"IFERROR(IF(OR(J103=\"\",'Cost scenario - input'!$G88=\"\"),\"\",J103/'Cost scenario - input'!$G88),\"\")","v":""},{"$f":"IFERROR(IF(OR(K103=\"\",'Cost scenario - input'!$G88=\"\"),\"\",K103/'Cost scenario - input'!$G88),\"\")","v":""},{"$f":"IFERROR(IF(OR(L103=\"\",'Cost scenario - input'!$G88=\"\"),\"\",L103/'Cost scenario - input'!$G88),\"\")","v":""},{"$f":"IFERROR(IF(OR(M103=\"\",'Cost scenario - input'!$G88=\"\"),\"\",M103/'Cost scenario - input'!$G88),\"\")","v":""},{"$f":"IFERROR(IF(OR(N103=\"\",'Cost scenario - input'!$G88=\"\"),\"\",N103/'Cost scenario - input'!$G88),\"\")","v":""},{"$f":"IFERROR(IF(OR(O103=\"\",'Cost scenario - input'!$G88=\"\"),\"\",O103/'Cost scenario - input'!$G88),\"\")","v":""},{"$f":"IFERROR(IF(OR(P103=\"\",'Cost scenario - input'!$G88=\"\"),\"\",P103/'Cost scenario - input'!$G88),\"\")","v":""},{"$f":"IFERROR(IF(OR(Q103=\"\",'Cost scenario - input'!$G88=\"\"),\"\",Q103/'Cost scenario - input'!$G88),\"\")","v":""},{"$f":"IFERROR(IF(OR(R103=\"\",'Cost scenario - input'!$G88=\"\"),\"\",R103/'Cost scenario - input'!$G88),\"\")","v":""},{"$f":"IFERROR(IF(OR(S103=\"\",'Cost scenario - input'!$G88=\"\"),\"\",S103/'Cost scenario - input'!$G88),\"\")","v":""},{"$f":"IFERROR(IF(OR(T103=\"\",'Cost scenario - input'!$G88=\"\"),\"\",T103/'Cost scenario - input'!$G88),\"\")","v":""},{"$f":"IFERROR(IF(OR(U103=\"\",'Cost scenario - input'!$G88=\"\"),\"\",U103/'Cost scenario - input'!$G88),\"\")","v":""},{"$f":"IFERROR(IF(OR(V103=\"\",'Cost scenario - input'!$G88=\"\"),\"\",V103/'Cost scenario - input'!$G88),\"\")","v":""},{"$f":"IFERROR(IF(OR(W103=\"\",'Cost scenario - input'!$G88=\"\"),\"\",W103/'Cost scenario - input'!$G88),\"\")","v":""}]
[{"$f":"IFERROR('Cost scenario - input'!A89,\"\")","v":""},{"$f":"IFERROR('Cost scenario - input'!B89,\"\")","v":""},{"$f":"IFERROR('Cost scenario - input'!C89,\"\")","v":""},{"$f":"IFERROR(repcalc('Cost scenario - input'!$CY89:$GK89,'Cost scenario - input'!$J89,'Cost scenario - input'!$H89,'Cost scenario - input'!$I89,20,TRUE,TRUE),\"\")","v":""},"","","","","","","","","","","","","","","","","","","",{"$f":"IFERROR(IF(OR(D104=\"\",'Cost scenario - input'!$G89=\"\"),\"\",D104/'Cost scenario - input'!$G89),\"\")","v":""},{"$f":"IFERROR(IF(OR(E104=\"\",'Cost scenario - input'!$G89=\"\"),\"\",E104/'Cost scenario - input'!$G89),\"\")","v":""},{"$f":"IFERROR(IF(OR(F104=\"\",'Cost scenario - input'!$G89=\"\"),\"\",F104/'Cost scenario - input'!$G89),\"\")","v":""},{"$f":"IFERROR(IF(OR(G104=\"\",'Cost scenario - input'!$G89=\"\"),\"\",G104/'Cost scenario - input'!$G89),\"\")","v":""},{"$f":"IFERROR(IF(OR(H104=\"\",'Cost scenario - input'!$G89=\"\"),\"\",H104/'Cost scenario - input'!$G89),\"\")","v":""},{"$f":"IFERROR(IF(OR(I104=\"\",'Cost scenario - input'!$G89=\"\"),\"\",I104/'Cost scenario - input'!$G89),\"\")","v":""},{"$f":"IFERROR(IF(OR(J104=\"\",'Cost scenario - input'!$G89=\"\"),\"\",J104/'Cost scenario - input'!$G89),\"\")","v":""},{"$f":"IFERROR(IF(OR(K104=\"\",'Cost scenario - input'!$G89=\"\"),\"\",K104/'Cost scenario - input'!$G89),\"\")","v":""},{"$f":"IFERROR(IF(OR(L104=\"\",'Cost scenario - input'!$G89=\"\"),\"\",L104/'Cost scenario - input'!$G89),\"\")","v":""},{"$f":"IFERROR(IF(OR(M104=\"\",'Cost scenario - input'!$G89=\"\"),\"\",M104/'Cost scenario - input'!$G89),\"\")","v":""},{"$f":"IFERROR(IF(OR(N104=\"\",'Cost scenario - input'!$G89=\"\"),\"\",N104/'Cost scenario - input'!$G89),\"\")","v":""},{"$f":"IFERROR(IF(OR(O104=\"\",'Cost scenario - input'!$G89=\"\"),\"\",O104/'Cost scenario - input'!$G89),\"\")","v":""},{"$f":"IFERROR(IF(OR(P104=\"\",'Cost scenario - input'!$G89=\"\"),\"\",P104/'Cost scenario - input'!$G89),\"\")","v":""},{"$f":"IFERROR(IF(OR(Q104=\"\",'Cost scenario - input'!$G89=\"\"),\"\",Q104/'Cost scenario - input'!$G89),\"\")","v":""},{"$f":"IFERROR(IF(OR(R104=\"\",'Cost scenario - input'!$G89=\"\"),\"\",R104/'Cost scenario - input'!$G89),\"\")","v":""},{"$f":"IFERROR(IF(OR(S104=\"\",'Cost scenario - input'!$G89=\"\"),\"\",S104/'Cost scenario - input'!$G89),\"\")","v":""},{"$f":"IFERROR(IF(OR(T104=\"\",'Cost scenario - input'!$G89=\"\"),\"\",T104/'Cost scenario - input'!$G89),\"\")","v":""},{"$f":"IFERROR(IF(OR(U104=\"\",'Cost scenario - input'!$G89=\"\"),\"\",U104/'Cost scenario - input'!$G89),\"\")","v":""},{"$f":"IFERROR(IF(OR(V104=\"\",'Cost scenario - input'!$G89=\"\"),\"\",V104/'Cost scenario - input'!$G89),\"\")","v":""},{"$f":"IFERROR(IF(OR(W104=\"\",'Cost scenario - input'!$G89=\"\"),\"\",W104/'Cost scenario - input'!$G89),\"\")","v":""}]
[{"$f":"IFERROR('Cost scenario - input'!A90,\"\")","v":""},{"$f":"IFERROR('Cost scenario - input'!B90,\"\")","v":""},{"$f":"IFERROR('Cost scenario - input'!C90,\"\")","v":""},{"$f":"IFERROR(repcalc('Cost scenario - input'!$CY90:$GK90,'Cost scenario - input'!$J90,'Cost scenario - input'!$H90,'Cost scenario - input'!$I90,20,TRUE,TRUE),\"\")","v":""},"","","","","","","","","","","","","","","","","","","",{"$f":"IFERROR(IF(OR(D105=\"\",'Cost scenario - input'!$G90=\"\"),\"\",D105/'Cost scenario - input'!$G90),\"\")","v":""},{"$f":"IFERROR(IF(OR(E105=\"\",'Cost scenario - input'!$G90=\"\"),\"\",E105/'Cost scenario - input'!$G90),\"\")","v":""},{"$f":"IFERROR(IF(OR(F105=\"\",'Cost scenario - input'!$G90=\"\"),\"\",F105/'Cost scenario - input'!$G90),\"\")","v":""},{"$f":"IFERROR(IF(OR(G105=\"\",'Cost scenario - input'!$G90=\"\"),\"\",G105/'Cost scenario - input'!$G90),\"\")","v":""},{"$f":"IFERROR(IF(OR(H105=\"\",'Cost scenario - input'!$G90=\"\"),\"\",H105/'Cost scenario - input'!$G90),\"\")","v":""},{"$f":"IFERROR(IF(OR(I105=\"\",'Cost scenario - input'!$G90=\"\"),\"\",I105/'Cost scenario - input'!$G90),\"\")","v":""},{"$f":"IFERROR(IF(OR(J105=\"\",'Cost scenario - input'!$G90=\"\"),\"\",J105/'Cost scenario - input'!$G90),\"\")","v":""},{"$f":"IFERROR(IF(OR(K105=\"\",'Cost scenario - input'!$G90=\"\"),\"\",K105/'Cost scenario - input'!$G90),\"\")","v":""},{"$f":"IFERROR(IF(OR(L105=\"\",'Cost scenario - input'!$G90=\"\"),\"\",L105/'Cost scenario - input'!$G90),\"\")","v":""},{"$f":"IFERROR(IF(OR(M105=\"\",'Cost scenario - input'!$G90=\"\"),\"\",M105/'Cost scenario - input'!$G90),\"\")","v":""},{"$f":"IFERROR(IF(OR(N105=\"\",'Cost scenario - input'!$G90=\"\"),\"\",N105/'Cost scenario - input'!$G90),\"\")","v":""},{"$f":"IFERROR(IF(OR(O105=\"\",'Cost scenario - input'!$G90=\"\"),\"\",O105/'Cost scenario - input'!$G90),\"\")","v":""},{"$f":"IFERROR(IF(OR(P105=\"\",'Cost scenario - input'!$G90=\"\"),\"\",P105/'Cost scenario - input'!$G90),\"\")","v":""},{"$f":"IFERROR(IF(OR(Q105=\"\",'Cost scenario - input'!$G90=\"\"),\"\",Q105/'Cost scenario - input'!$G90),\"\")","v":""},{"$f":"IFERROR(IF(OR(R105=\"\",'Cost scenario - input'!$G90=\"\"),\"\",R105/'Cost scenario - input'!$G90),\"\")","v":""},{"$f":"IFERROR(IF(OR(S105=\"\",'Cost scenario - input'!$G90=\"\"),\"\",S105/'Cost scenario - input'!$G90),\"\")","v":""},{"$f":"IFERROR(IF(OR(T105=\"\",'Cost scenario - input'!$G90=\"\"),\"\",T105/'Cost scenario - input'!$G90),\"\")","v":""},{"$f":"IFERROR(IF(OR(U105=\"\",'Cost scenario - input'!$G90=\"\"),\"\",U105/'Cost scenario - input'!$G90),\"\")","v":""},{"$f":"IFERROR(IF(OR(V105=\"\",'Cost scenario - input'!$G90=\"\"),\"\",V105/'Cost scenario - input'!$G90),\"\")","v":""},{"$f":"IFERROR(IF(OR(W105=\"\",'Cost scenario - input'!$G90=\"\"),\"\",W105/'Cost scenario - input'!$G90),\"\")","v":""}]
[{"$f":"IFERROR('Cost scenario - input'!A91,\"\")","v":""},{"$f":"IFERROR('Cost scenario - input'!B91,\"\")","v":""},{"$f":"IFERROR('Cost scenario - input'!C91,\"\")","v":""},{"$f":"IFERROR(repcalc('Cost scenario - input'!$CY91:$GK91,'Cost scenario - input'!$J91,'Cost scenario - input'!$H91,'Cost scenario - input'!$I91,20,TRUE,TRUE),\"\")","v":""},"","","","","","","","","","","","","","","","","","","",{"$f":"IFERROR(IF(OR(D106=\"\",'Cost scenario - input'!$G91=\"\"),\"\",D106/'Cost scenario - input'!$G91),\"\")","v":""},{"$f":"IFERROR(IF(OR(E106=\"\",'Cost scenario - input'!$G91=\"\"),\"\",E106/'Cost scenario - input'!$G91),\"\")","v":""},{"$f":"IFERROR(IF(OR(F106=\"\",'Cost scenario - input'!$G91=\"\"),\"\",F106/'Cost scenario - input'!$G91),\"\")","v":""},{"$f":"IFERROR(IF(OR(G106=\"\",'Cost scenario - input'!$G91=\"\"),\"\",G106/'Cost scenario - input'!$G91),\"\")","v":""},{"$f":"IFERROR(IF(OR(H106=\"\",'Cost scenario - input'!$G91=\"\"),\"\",H106/'Cost scenario - input'!$G91),\"\")","v":""},{"$f":"IFERROR(IF(OR(I106=\"\",'Cost scenario - input'!$G91=\"\"),\"\",I106/'Cost scenario - input'!$G91),\"\")","v":""},{"$f":"IFERROR(IF(OR(J106=\"\",'Cost scenario - input'!$G91=\"\"),\"\",J106/'Cost scenario - input'!$G91),\"\")","v":""},{"$f":"IFERROR(IF(OR(K106=\"\",'Cost scenario - input'!$G91=\"\"),\"\",K106/'Cost scenario - input'!$G91),\"\")","v":""},{"$f":"IFERROR(IF(OR(L106=\"\",'Cost scenario - input'!$G91=\"\"),\"\",L106/'Cost scenario - input'!$G91),\"\")","v":""},{"$f":"IFERROR(IF(OR(M106=\"\",'Cost scenario - input'!$G91=\"\"),\"\",M106/'Cost scenario - input'!$G91),\"\")","v":""},{"$f":"IFERROR(IF(OR(N106=\"\",'Cost scenario - input'!$G91=\"\"),\"\",N106/'Cost scenario - input'!$G91),\"\")","v":""},{"$f":"IFERROR(IF(OR(O106=\"\",'Cost scenario - input'!$G91=\"\"),\"\",O106/'Cost scenario - input'!$G91),\"\")","v":""},{"$f":"IFERROR(IF(OR(P106=\"\",'Cost scenario - input'!$G91=\"\"),\"\",P106/'Cost scenario - input'!$G91),\"\")","v":""},{"$f":"IFERROR(IF(OR(Q106=\"\",'Cost scenario - input'!$G91=\"\"),\"\",Q106/'Cost scenario - input'!$G91),\"\")","v":""},{"$f":"IFERROR(IF(OR(R106=\"\",'Cost scenario - input'!$G91=\"\"),\"\",R106/'Cost scenario - input'!$G91),\"\")","v":""},{"$f":"IFERROR(IF(OR(S106=\"\",'Cost scenario - input'!$G91=\"\"),\"\",S106/'Cost scenario - input'!$G91),\"\")","v":""},{"$f":"IFERROR(IF(OR(T106=\"\",'Cost scenario - input'!$G91=\"\"),\"\",T106/'Cost scenario - input'!$G91),\"\")","v":""},{"$f":"IFERROR(IF(OR(U106=\"\",'Cost scenario - input'!$G91=\"\"),\"\",U106/'Cost scenario - input'!$G91),\"\")","v":""},{"$f":"IFERROR(IF(OR(V106=\"\",'Cost scenario - input'!$G91=\"\"),\"\",V106/'Cost scenario - input'!$G91),\"\")","v":""},{"$f":"IFERROR(IF(OR(W106=\"\",'Cost scenario - input'!$G91=\"\"),\"\",W106/'Cost scenario - input'!$G91),\"\")","v":""}]
[{"$f":"IFERROR('Cost scenario - input'!A92,\"\")","v":""},{"$f":"IFERROR('Cost scenario - input'!B92,\"\")","v":""},{"$f":"IFERROR('Cost scenario - input'!C92,\"\")","v":""},{"$f":"IFERROR(repcalc('Cost scenario - input'!$CY92:$GK92,'Cost scenario - input'!$J92,'Cost scenario - input'!$H92,'Cost scenario - input'!$I92,20,TRUE,TRUE),\"\")","v":""},"","","","","","","","","","","","","","","","","","","",{"$f":"IFERROR(IF(OR(D107=\"\",'Cost scenario - input'!$G92=\"\"),\"\",D107/'Cost scenario - input'!$G92),\"\")","v":""},{"$f":"IFERROR(IF(OR(E107=\"\",'Cost scenario - input'!$G92=\"\"),\"\",E107/'Cost scenario - input'!$G92),\"\")","v":""},{"$f":"IFERROR(IF(OR(F107=\"\",'Cost scenario - input'!$G92=\"\"),\"\",F107/'Cost scenario - input'!$G92),\"\")","v":""},{"$f":"IFERROR(IF(OR(G107=\"\",'Cost scenario - input'!$G92=\"\"),\"\",G107/'Cost scenario - input'!$G92),\"\")","v":""},{"$f":"IFERROR(IF(OR(H107=\"\",'Cost scenario - input'!$G92=\"\"),\"\",H107/'Cost scenario - input'!$G92),\"\")","v":""},{"$f":"IFERROR(IF(OR(I107=\"\",'Cost scenario - input'!$G92=\"\"),\"\",I107/'Cost scenario - input'!$G92),\"\")","v":""},{"$f":"IFERROR(IF(OR(J107=\"\",'Cost scenario - input'!$G92=\"\"),\"\",J107/'Cost scenario - input'!$G92),\"\")","v":""},{"$f":"IFERROR(IF(OR(K107=\"\",'Cost scenario - input'!$G92=\"\"),\"\",K107/'Cost scenario - input'!$G92),\"\")","v":""},{"$f":"IFERROR(IF(OR(L107=\"\",'Cost scenario - input'!$G92=\"\"),\"\",L107/'Cost scenario - input'!$G92),\"\")","v":""},{"$f":"IFERROR(IF(OR(M107=\"\",'Cost scenario - input'!$G92=\"\"),\"\",M107/'Cost scenario - input'!$G92),\"\")","v":""},{"$f":"IFERROR(IF(OR(N107=\"\",'Cost scenario - input'!$G92=\"\"),\"\",N107/'Cost scenario - input'!$G92),\"\")","v":""},{"$f":"IFERROR(IF(OR(O107=\"\",'Cost scenario - input'!$G92=\"\"),\"\",O107/'Cost scenario - input'!$G92),\"\")","v":""},{"$f":"IFERROR(IF(OR(P107=\"\",'Cost scenario - input'!$G92=\"\"),\"\",P107/'Cost scenario - input'!$G92),\"\")","v":""},{"$f":"IFERROR(IF(OR(Q107=\"\",'Cost scenario - input'!$G92=\"\"),\"\",Q107/'Cost scenario - input'!$G92),\"\")","v":""},{"$f":"IFERROR(IF(OR(R107=\"\",'Cost scenario - input'!$G92=\"\"),\"\",R107/'Cost scenario - input'!$G92),\"\")","v":""},{"$f":"IFERROR(IF(OR(S107=\"\",'Cost scenario - input'!$G92=\"\"),\"\",S107/'Cost scenario - input'!$G92),\"\")","v":""},{"$f":"IFERROR(IF(OR(T107=\"\",'Cost scenario - input'!$G92=\"\"),\"\",T107/'Cost scenario - input'!$G92),\"\")","v":""},{"$f":"IFERROR(IF(OR(U107=\"\",'Cost scenario - input'!$G92=\"\"),\"\",U107/'Cost scenario - input'!$G92),\"\")","v":""},{"$f":"IFERROR(IF(OR(V107=\"\",'Cost scenario - input'!$G92=\"\"),\"\",V107/'Cost scenario - input'!$G92),\"\")","v":""},{"$f":"IFERROR(IF(OR(W107=\"\",'Cost scenario - input'!$G92=\"\"),\"\",W107/'Cost scenario - input'!$G92),\"\")","v":""}]
[{"$f":"IFERROR('Cost scenario - input'!A93,\"\")","v":""},{"$f":"IFERROR('Cost scenario - input'!B93,\"\")","v":""},{"$f":"IFERROR('Cost scenario - input'!C93,\"\")","v":""},{"$f":"IFERROR(repcalc('Cost scenario - input'!$CY93:$GK93,'Cost scenario - input'!$J93,'Cost scenario - input'!$H93,'Cost scenario - input'!$I93,20,TRUE,TRUE),\"\")","v":""},"","","","","","","","","","","","","","","","","","","",{"$f":"IFERROR(IF(OR(D108=\"\",'Cost scenario - input'!$G93=\"\"),\"\",D108/'Cost scenario - input'!$G93),\"\")","v":""},{"$f":"IFERROR(IF(OR(E108=\"\",'Cost scenario - input'!$G93=\"\"),\"\",E108/'Cost scenario - input'!$G93),\"\")","v":""},{"$f":"IFERROR(IF(OR(F108=\"\",'Cost scenario - input'!$G93=\"\"),\"\",F108/'Cost scenario - input'!$G93),\"\")","v":""},{"$f":"IFERROR(IF(OR(G108=\"\",'Cost scenario - input'!$G93=\"\"),\"\",G108/'Cost scenario - input'!$G93),\"\")","v":""},{"$f":"IFERROR(IF(OR(H108=\"\",'Cost scenario - input'!$G93=\"\"),\"\",H108/'Cost scenario - input'!$G93),\"\")","v":""},{"$f":"IFERROR(IF(OR(I108=\"\",'Cost scenario - input'!$G93=\"\"),\"\",I108/'Cost scenario - input'!$G93),\"\")","v":""},{"$f":"IFERROR(IF(OR(J108=\"\",'Cost scenario - input'!$G93=\"\"),\"\",J108/'Cost scenario - input'!$G93),\"\")","v":""},{"$f":"IFERROR(IF(OR(K108=\"\",'Cost scenario - input'!$G93=\"\"),\"\",K108/'Cost scenario - input'!$G93),\"\")","v":""},{"$f":"IFERROR(IF(OR(L108=\"\",'Cost scenario - input'!$G93=\"\"),\"\",L108/'Cost scenario - input'!$G93),\"\")","v":""},{"$f":"IFERROR(IF(OR(M108=\"\",'Cost scenario - input'!$G93=\"\"),\"\",M108/'Cost scenario - input'!$G93),\"\")","v":""},{"$f":"IFERROR(IF(OR(N108=\"\",'Cost scenario - input'!$G93=\"\"),\"\",N108/'Cost scenario - input'!$G93),\"\")","v":""},{"$f":"IFERROR(IF(OR(O108=\"\",'Cost scenario - input'!$G93=\"\"),\"\",O108/'Cost scenario - input'!$G93),\"\")","v":""},{"$f":"IFERROR(IF(OR(P108=\"\",'Cost scenario - input'!$G93=\"\"),\"\",P108/'Cost scenario - input'!$G93),\"\")","v":""},{"$f":"IFERROR(IF(OR(Q108=\"\",'Cost scenario - input'!$G93=\"\"),\"\",Q108/'Cost scenario - input'!$G93),\"\")","v":""},{"$f":"IFERROR(IF(OR(R108=\"\",'Cost scenario - input'!$G93=\"\"),\"\",R108/'Cost scenario - input'!$G93),\"\")","v":""},{"$f":"IFERROR(IF(OR(S108=\"\",'Cost scenario - input'!$G93=\"\"),\"\",S108/'Cost scenario - input'!$G93),\"\")","v":""},{"$f":"IFERROR(IF(OR(T108=\"\",'Cost scenario - input'!$G93=\"\"),\"\",T108/'Cost scenario - input'!$G93),\"\")","v":""},{"$f":"IFERROR(IF(OR(U108=\"\",'Cost scenario - input'!$G93=\"\"),\"\",U108/'Cost scenario - input'!$G93),\"\")","v":""},{"$f":"IFERROR(IF(OR(V108=\"\",'Cost scenario - input'!$G93=\"\"),\"\",V108/'Cost scenario - input'!$G93),\"\")","v":""},{"$f":"IFERROR(IF(OR(W108=\"\",'Cost scenario - input'!$G93=\"\"),\"\",W108/'Cost scenario - input'!$G93),\"\")","v":""}]
[{"$f":"IFERROR('Cost scenario - input'!A94,\"\")","v":""},{"$f":"IFERROR('Cost scenario - input'!B94,\"\")","v":""},{"$f":"IFERROR('Cost scenario - input'!C94,\"\")","v":""},{"$f":"IFERROR(repcalc('Cost scenario - input'!$CY94:$GK94,'Cost scenario - input'!$J94,'Cost scenario - input'!$H94,'Cost scenario - input'!$I94,20,TRUE,TRUE),\"\")","v":""},"","","","","","","","","","","","","","","","","","","",{"$f":"IFERROR(IF(OR(D109=\"\",'Cost scenario - input'!$G94=\"\"),\"\",D109/'Cost scenario - input'!$G94),\"\")","v":""},{"$f":"IFERROR(IF(OR(E109=\"\",'Cost scenario - input'!$G94=\"\"),\"\",E109/'Cost scenario - input'!$G94),\"\")","v":""},{"$f":"IFERROR(IF(OR(F109=\"\",'Cost scenario - input'!$G94=\"\"),\"\",F109/'Cost scenario - input'!$G94),\"\")","v":""},{"$f":"IFERROR(IF(OR(G109=\"\",'Cost scenario - input'!$G94=\"\"),\"\",G109/'Cost scenario - input'!$G94),\"\")","v":""},{"$f":"IFERROR(IF(OR(H109=\"\",'Cost scenario - input'!$G94=\"\"),\"\",H109/'Cost scenario - input'!$G94),\"\")","v":""},{"$f":"IFERROR(IF(OR(I109=\"\",'Cost scenario - input'!$G94=\"\"),\"\",I109/'Cost scenario - input'!$G94),\"\")","v":""},{"$f":"IFERROR(IF(OR(J109=\"\",'Cost scenario - input'!$G94=\"\"),\"\",J109/'Cost scenario - input'!$G94),\"\")","v":""},{"$f":"IFERROR(IF(OR(K109=\"\",'Cost scenario - input'!$G94=\"\"),\"\",K109/'Cost scenario - input'!$G94),\"\")","v":""},{"$f":"IFERROR(IF(OR(L109=\"\",'Cost scenario - input'!$G94=\"\"),\"\",L109/'Cost scenario - input'!$G94),\"\")","v":""},{"$f":"IFERROR(IF(OR(M109=\"\",'Cost scenario - input'!$G94=\"\"),\"\",M109/'Cost scenario - input'!$G94),\"\")","v":""},{"$f":"IFERROR(IF(OR(N109=\"\",'Cost scenario - input'!$G94=\"\"),\"\",N109/'Cost scenario - input'!$G94),\"\")","v":""},{"$f":"IFERROR(IF(OR(O109=\"\",'Cost scenario - input'!$G94=\"\"),\"\",O109/'Cost scenario - input'!$G94),\"\")","v":""},{"$f":"IFERROR(IF(OR(P109=\"\",'Cost scenario - input'!$G94=\"\"),\"\",P109/'Cost scenario - input'!$G94),\"\")","v":""},{"$f":"IFERROR(IF(OR(Q109=\"\",'Cost scenario - input'!$G94=\"\"),\"\",Q109/'Cost scenario - input'!$G94),\"\")","v":""},{"$f":"IFERROR(IF(OR(R109=\"\",'Cost scenario - input'!$G94=\"\"),\"\",R109/'Cost scenario - input'!$G94),\"\")","v":""},{"$f":"IFERROR(IF(OR(S109=\"\",'Cost scenario - input'!$G94=\"\"),\"\",S109/'Cost scenario - input'!$G94),\"\")","v":""},{"$f":"IFERROR(IF(OR(T109=\"\",'Cost scenario - input'!$G94=\"\"),\"\",T109/'Cost scenario - input'!$G94),\"\")","v":""},{"$f":"IFERROR(IF(OR(U109=\"\",'Cost scenario - input'!$G94=\"\"),\"\",U109/'Cost scenario - input'!$G94),\"\")","v":""},{"$f":"IFERROR(IF(OR(V109=\"\",'Cost scenario - input'!$G94=\"\"),\"\",V109/'Cost scenario - input'!$G94),\"\")","v":""},{"$f":"IFERROR(IF(OR(W109=\"\",'Cost scenario - input'!$G94=\"\"),\"\",W109/'Cost scenario - input'!$G94),\"\")","v":""}]
[{"$f":"IFERROR('Cost scenario - input'!A95,\"\")","v":""},{"$f":"IFERROR('Cost scenario - input'!B95,\"\")","v":""},{"$f":"IFERROR('Cost scenario - input'!C95,\"\")","v":""},{"$f":"IFERROR(repcalc('Cost scenario - input'!$CY95:$GK95,'Cost scenario - input'!$J95,'Cost scenario - input'!$H95,'Cost scenario - input'!$I95,20,TRUE,TRUE),\"\")","v":""},"","","","","","","","","","","","","","","","","","","",{"$f":"IFERROR(IF(OR(D110=\"\",'Cost scenario - input'!$G95=\"\"),\"\",D110/'Cost scenario - input'!$G95),\"\")","v":""},{"$f":"IFERROR(IF(OR(E110=\"\",'Cost scenario - input'!$G95=\"\"),\"\",E110/'Cost scenario - input'!$G95),\"\")","v":""},{"$f":"IFERROR(IF(OR(F110=\"\",'Cost scenario - input'!$G95=\"\"),\"\",F110/'Cost scenario - input'!$G95),\"\")","v":""},{"$f":"IFERROR(IF(OR(G110=\"\",'Cost scenario - input'!$G95=\"\"),\"\",G110/'Cost scenario - input'!$G95),\"\")","v":""},{"$f":"IFERROR(IF(OR(H110=\"\",'Cost scenario - input'!$G95=\"\"),\"\",H110/'Cost scenario - input'!$G95),\"\")","v":""},{"$f":"IFERROR(IF(OR(I110=\"\",'Cost scenario - input'!$G95=\"\"),\"\",I110/'Cost scenario - input'!$G95),\"\")","v":""},{"$f":"IFERROR(IF(OR(J110=\"\",'Cost scenario - input'!$G95=\"\"),\"\",J110/'Cost scenario - input'!$G95),\"\")","v":""},{"$f":"IFERROR(IF(OR(K110=\"\",'Cost scenario - input'!$G95=\"\"),\"\",K110/'Cost scenario - input'!$G95),\"\")","v":""},{"$f":"IFERROR(IF(OR(L110=\"\",'Cost scenario - input'!$G95=\"\"),\"\",L110/'Cost scenario - input'!$G95),\"\")","v":""},{"$f":"IFERROR(IF(OR(M110=\"\",'Cost scenario - input'!$G95=\"\"),\"\",M110/'Cost scenario - input'!$G95),\"\")","v":""},{"$f":"IFERROR(IF(OR(N110=\"\",'Cost scenario - input'!$G95=\"\"),\"\",N110/'Cost scenario - input'!$G95),\"\")","v":""},{"$f":"IFERROR(IF(OR(O110=\"\",'Cost scenario - input'!$G95=\"\"),\"\",O110/'Cost scenario - input'!$G95),\"\")","v":""},{"$f":"IFERROR(IF(OR(P110=\"\",'Cost scenario - input'!$G95=\"\"),\"\",P110/'Cost scenario - input'!$G95),\"\")","v":""},{"$f":"IFERROR(IF(OR(Q110=\"\",'Cost scenario - input'!$G95=\"\"),\"\",Q110/'Cost scenario - input'!$G95),\"\")","v":""},{"$f":"IFERROR(IF(OR(R110=\"\",'Cost scenario - input'!$G95=\"\"),\"\",R110/'Cost scenario - input'!$G95),\"\")","v":""},{"$f":"IFERROR(IF(OR(S110=\"\",'Cost scenario - input'!$G95=\"\"),\"\",S110/'Cost scenario - input'!$G95),\"\")","v":""},{"$f":"IFERROR(IF(OR(T110=\"\",'Cost scenario - input'!$G95=\"\"),\"\",T110/'Cost scenario - input'!$G95),\"\")","v":""},{"$f":"IFERROR(IF(OR(U110=\"\",'Cost scenario - input'!$G95=\"\"),\"\",U110/'Cost scenario - input'!$G95),\"\")","v":""},{"$f":"IFERROR(IF(OR(V110=\"\",'Cost scenario - input'!$G95=\"\"),\"\",V110/'Cost scenario - input'!$G95),\"\")","v":""},{"$f":"IFERROR(IF(OR(W110=\"\",'Cost scenario - input'!$G95=\"\"),\"\",W110/'Cost scenario - input'!$G95),\"\")","v":""}]
[{"$f":"IFERROR('Cost scenario - input'!A96,\"\")","v":""},{"$f":"IFERROR('Cost scenario - input'!B96,\"\")","v":""},{"$f":"IFERROR('Cost scenario - input'!C96,\"\")","v":""},{"$f":"IFERROR(repcalc('Cost scenario - input'!$CY96:$GK96,'Cost scenario - input'!$J96,'Cost scenario - input'!$H96,'Cost scenario - input'!$I96,20,TRUE,TRUE),\"\")","v":""},"","","","","","","","","","","","","","","","","","","",{"$f":"IFERROR(IF(OR(D111=\"\",'Cost scenario - input'!$G96=\"\"),\"\",D111/'Cost scenario - input'!$G96),\"\")","v":""},{"$f":"IFERROR(IF(OR(E111=\"\",'Cost scenario - input'!$G96=\"\"),\"\",E111/'Cost scenario - input'!$G96),\"\")","v":""},{"$f":"IFERROR(IF(OR(F111=\"\",'Cost scenario - input'!$G96=\"\"),\"\",F111/'Cost scenario - input'!$G96),\"\")","v":""},{"$f":"IFERROR(IF(OR(G111=\"\",'Cost scenario - input'!$G96=\"\"),\"\",G111/'Cost scenario - input'!$G96),\"\")","v":""},{"$f":"IFERROR(IF(OR(H111=\"\",'Cost scenario - input'!$G96=\"\"),\"\",H111/'Cost scenario - input'!$G96),\"\")","v":""},{"$f":"IFERROR(IF(OR(I111=\"\",'Cost scenario - input'!$G96=\"\"),\"\",I111/'Cost scenario - input'!$G96),\"\")","v":""},{"$f":"IFERROR(IF(OR(J111=\"\",'Cost scenario - input'!$G96=\"\"),\"\",J111/'Cost scenario - input'!$G96),\"\")","v":""},{"$f":"IFERROR(IF(OR(K111=\"\",'Cost scenario - input'!$G96=\"\"),\"\",K111/'Cost scenario - input'!$G96),\"\")","v":""},{"$f":"IFERROR(IF(OR(L111=\"\",'Cost scenario - input'!$G96=\"\"),\"\",L111/'Cost scenario - input'!$G96),\"\")","v":""},{"$f":"IFERROR(IF(OR(M111=\"\",'Cost scenario - input'!$G96=\"\"),\"\",M111/'Cost scenario - input'!$G96),\"\")","v":""},{"$f":"IFERROR(IF(OR(N111=\"\",'Cost scenario - input'!$G96=\"\"),\"\",N111/'Cost scenario - input'!$G96),\"\")","v":""},{"$f":"IFERROR(IF(OR(O111=\"\",'Cost scenario - input'!$G96=\"\"),\"\",O111/'Cost scenario - input'!$G96),\"\")","v":""},{"$f":"IFERROR(IF(OR(P111=\"\",'Cost scenario - input'!$G96=\"\"),\"\",P111/'Cost scenario - input'!$G96),\"\")","v":""},{"$f":"IFERROR(IF(OR(Q111=\"\",'Cost scenario - input'!$G96=\"\"),\"\",Q111/'Cost scenario - input'!$G96),\"\")","v":""},{"$f":"IFERROR(IF(OR(R111=\"\",'Cost scenario - input'!$G96=\"\"),\"\",R111/'Cost scenario - input'!$G96),\"\")","v":""},{"$f":"IFERROR(IF(OR(S111=\"\",'Cost scenario - input'!$G96=\"\"),\"\",S111/'Cost scenario - input'!$G96),\"\")","v":""},{"$f":"IFERROR(IF(OR(T111=\"\",'Cost scenario - input'!$G96=\"\"),\"\",T111/'Cost scenario - input'!$G96),\"\")","v":""},{"$f":"IFERROR(IF(OR(U111=\"\",'Cost scenario - input'!$G96=\"\"),\"\",U111/'Cost scenario - input'!$G96),\"\")","v":""},{"$f":"IFERROR(IF(OR(V111=\"\",'Cost scenario - input'!$G96=\"\"),\"\",V111/'Cost scenario - input'!$G96),\"\")","v":""},{"$f":"IFERROR(IF(OR(W111=\"\",'Cost scenario - input'!$G96=\"\"),\"\",W111/'Cost scenario - input'!$G96),\"\")","v":""}]
[{"$f":"IFERROR('Cost scenario - input'!A97,\"\")","v":""},{"$f":"IFERROR('Cost scenario - input'!B97,\"\")","v":""},{"$f":"IFERROR('Cost scenario - input'!C97,\"\")","v":""},{"$f":"IFERROR(repcalc('Cost scenario - input'!$CY97:$GK97,'Cost scenario - input'!$J97,'Cost scenario - input'!$H97,'Cost scenario - input'!$I97,20,TRUE,TRUE),\"\")","v":""},"","","","","","","","","","","","","","","","","","","",{"$f":"IFERROR(IF(OR(D112=\"\",'Cost scenario - input'!$G97=\"\"),\"\",D112/'Cost scenario - input'!$G97),\"\")","v":""},{"$f":"IFERROR(IF(OR(E112=\"\",'Cost scenario - input'!$G97=\"\"),\"\",E112/'Cost scenario - input'!$G97),\"\")","v":""},{"$f":"IFERROR(IF(OR(F112=\"\",'Cost scenario - input'!$G97=\"\"),\"\",F112/'Cost scenario - input'!$G97),\"\")","v":""},{"$f":"IFERROR(IF(OR(G112=\"\",'Cost scenario - input'!$G97=\"\"),\"\",G112/'Cost scenario - input'!$G97),\"\")","v":""},{"$f":"IFERROR(IF(OR(H112=\"\",'Cost scenario - input'!$G97=\"\"),\"\",H112/'Cost scenario - input'!$G97),\"\")","v":""},{"$f":"IFERROR(IF(OR(I112=\"\",'Cost scenario - input'!$G97=\"\"),\"\",I112/'Cost scenario - input'!$G97),\"\")","v":""},{"$f":"IFERROR(IF(OR(J112=\"\",'Cost scenario - input'!$G97=\"\"),\"\",J112/'Cost scenario - input'!$G97),\"\")","v":""},{"$f":"IFERROR(IF(OR(K112=\"\",'Cost scenario - input'!$G97=\"\"),\"\",K112/'Cost scenario - input'!$G97),\"\")","v":""},{"$f":"IFERROR(IF(OR(L112=\"\",'Cost scenario - input'!$G97=\"\"),\"\",L112/'Cost scenario - input'!$G97),\"\")","v":""},{"$f":"IFERROR(IF(OR(M112=\"\",'Cost scenario - input'!$G97=\"\"),\"\",M112/'Cost scenario - input'!$G97),\"\")","v":""},{"$f":"IFERROR(IF(OR(N112=\"\",'Cost scenario - input'!$G97=\"\"),\"\",N112/'Cost scenario - input'!$G97),\"\")","v":""},{"$f":"IFERROR(IF(OR(O112=\"\",'Cost scenario - input'!$G97=\"\"),\"\",O112/'Cost scenario - input'!$G97),\"\")","v":""},{"$f":"IFERROR(IF(OR(P112=\"\",'Cost scenario - input'!$G97=\"\"),\"\",P112/'Cost scenario - input'!$G97),\"\")","v":""},{"$f":"IFERROR(IF(OR(Q112=\"\",'Cost scenario - input'!$G97=\"\"),\"\",Q112/'Cost scenario - input'!$G97),\"\")","v":""},{"$f":"IFERROR(IF(OR(R112=\"\",'Cost scenario - input'!$G97=\"\"),\"\",R112/'Cost scenario - input'!$G97),\"\")","v":""},{"$f":"IFERROR(IF(OR(S112=\"\",'Cost scenario - input'!$G97=\"\"),\"\",S112/'Cost scenario - input'!$G97),\"\")","v":""},{"$f":"IFERROR(IF(OR(T112=\"\",'Cost scenario - input'!$G97=\"\"),\"\",T112/'Cost scenario - input'!$G97),\"\")","v":""},{"$f":"IFERROR(IF(OR(U112=\"\",'Cost scenario - input'!$G97=\"\"),\"\",U112/'Cost scenario - input'!$G97),\"\")","v":""},{"$f":"IFERROR(IF(OR(V112=\"\",'Cost scenario - input'!$G97=\"\"),\"\",V112/'Cost scenario - input'!$G97),\"\")","v":""},{"$f":"IFERROR(IF(OR(W112=\"\",'Cost scenario - input'!$G97=\"\"),\"\",W112/'Cost scenario - input'!$G97),\"\")","v":""}]
[{"$f":"IFERROR('Cost scenario - input'!A98,\"\")","v":""},{"$f":"IFERROR('Cost scenario - input'!B98,\"\")","v":""},{"$f":"IFERROR('Cost scenario - input'!C98,\"\")","v":""},{"$f":"IFERROR(repcalc('Cost scenario - input'!$CY98:$GK98,'Cost scenario - input'!$J98,'Cost scenario - input'!$H98,'Cost scenario - input'!$I98,20,TRUE,TRUE),\"\")","v":""},"","","","","","","","","","","","","","","","","","","",{"$f":"IFERROR(IF(OR(D113=\"\",'Cost scenario - input'!$G98=\"\"),\"\",D113/'Cost scenario - input'!$G98),\"\")","v":""},{"$f":"IFERROR(IF(OR(E113=\"\",'Cost scenario - input'!$G98=\"\"),\"\",E113/'Cost scenario - input'!$G98),\"\")","v":""},{"$f":"IFERROR(IF(OR(F113=\"\",'Cost scenario - input'!$G98=\"\"),\"\",F113/'Cost scenario - input'!$G98),\"\")","v":""},{"$f":"IFERROR(IF(OR(G113=\"\",'Cost scenario - input'!$G98=\"\"),\"\",G113/'Cost scenario - input'!$G98),\"\")","v":""},{"$f":"IFERROR(IF(OR(H113=\"\",'Cost scenario - input'!$G98=\"\"),\"\",H113/'Cost scenario - input'!$G98),\"\")","v":""},{"$f":"IFERROR(IF(OR(I113=\"\",'Cost scenario - input'!$G98=\"\"),\"\",I113/'Cost scenario - input'!$G98),\"\")","v":""},{"$f":"IFERROR(IF(OR(J113=\"\",'Cost scenario - input'!$G98=\"\"),\"\",J113/'Cost scenario - input'!$G98),\"\")","v":""},{"$f":"IFERROR(IF(OR(K113=\"\",'Cost scenario - input'!$G98=\"\"),\"\",K113/'Cost scenario - input'!$G98),\"\")","v":""},{"$f":"IFERROR(IF(OR(L113=\"\",'Cost scenario - input'!$G98=\"\"),\"\",L113/'Cost scenario - input'!$G98),\"\")","v":""},{"$f":"IFERROR(IF(OR(M113=\"\",'Cost scenario - input'!$G98=\"\"),\"\",M113/'Cost scenario - input'!$G98),\"\")","v":""},{"$f":"IFERROR(IF(OR(N113=\"\",'Cost scenario - input'!$G98=\"\"),\"\",N113/'Cost scenario - input'!$G98),\"\")","v":""},{"$f":"IFERROR(IF(OR(O113=\"\",'Cost scenario - input'!$G98=\"\"),\"\",O113/'Cost scenario - input'!$G98),\"\")","v":""},{"$f":"IFERROR(IF(OR(P113=\"\",'Cost scenario - input'!$G98=\"\"),\"\",P113/'Cost scenario - input'!$G98),\"\")","v":""},{"$f":"IFERROR(IF(OR(Q113=\"\",'Cost scenario - input'!$G98=\"\"),\"\",Q113/'Cost scenario - input'!$G98),\"\")","v":""},{"$f":"IFERROR(IF(OR(R113=\"\",'Cost scenario - input'!$G98=\"\"),\"\",R113/'Cost scenario - input'!$G98),\"\")","v":""},{"$f":"IFERROR(IF(OR(S113=\"\",'Cost scenario - input'!$G98=\"\"),\"\",S113/'Cost scenario - input'!$G98),\"\")","v":""},{"$f":"IFERROR(IF(OR(T113=\"\",'Cost scenario - input'!$G98=\"\"),\"\",T113/'Cost scenario - input'!$G98),\"\")","v":""},{"$f":"IFERROR(IF(OR(U113=\"\",'Cost scenario - input'!$G98=\"\"),\"\",U113/'Cost scenario - input'!$G98),\"\")","v":""},{"$f":"IFERROR(IF(OR(V113=\"\",'Cost scenario - input'!$G98=\"\"),\"\",V113/'Cost scenario - input'!$G98),\"\")","v":""},{"$f":"IFERROR(IF(OR(W113=\"\",'Cost scenario - input'!$G98=\"\"),\"\",W113/'Cost scenario - input'!$G98),\"\")","v":""}]
[{"$f":"IFERROR('Cost scenario - input'!A99,\"\")","v":""},{"$f":"IFERROR('Cost scenario - input'!B99,\"\")","v":""},{"$f":"IFERROR('Cost scenario - input'!C99,\"\")","v":""},{"$f":"IFERROR(repcalc('Cost scenario - input'!$CY99:$GK99,'Cost scenario - input'!$J99,'Cost scenario - input'!$H99,'Cost scenario - input'!$I99,20,TRUE,TRUE),\"\")","v":""},"","","","","","","","","","","","","","","","","","","",{"$f":"IFERROR(IF(OR(D114=\"\",'Cost scenario - input'!$G99=\"\"),\"\",D114/'Cost scenario - input'!$G99),\"\")","v":""},{"$f":"IFERROR(IF(OR(E114=\"\",'Cost scenario - input'!$G99=\"\"),\"\",E114/'Cost scenario - input'!$G99),\"\")","v":""},{"$f":"IFERROR(IF(OR(F114=\"\",'Cost scenario - input'!$G99=\"\"),\"\",F114/'Cost scenario - input'!$G99),\"\")","v":""},{"$f":"IFERROR(IF(OR(G114=\"\",'Cost scenario - input'!$G99=\"\"),\"\",G114/'Cost scenario - input'!$G99),\"\")","v":""},{"$f":"IFERROR(IF(OR(H114=\"\",'Cost scenario - input'!$G99=\"\"),\"\",H114/'Cost scenario - input'!$G99),\"\")","v":""},{"$f":"IFERROR(IF(OR(I114=\"\",'Cost scenario - input'!$G99=\"\"),\"\",I114/'Cost scenario - input'!$G99),\"\")","v":""},{"$f":"IFERROR(IF(OR(J114=\"\",'Cost scenario - input'!$G99=\"\"),\"\",J114/'Cost scenario - input'!$G99),\"\")","v":""},{"$f":"IFERROR(IF(OR(K114=\"\",'Cost scenario - input'!$G99=\"\"),\"\",K114/'Cost scenario - input'!$G99),\"\")","v":""},{"$f":"IFERROR(IF(OR(L114=\"\",'Cost scenario - input'!$G99=\"\"),\"\",L114/'Cost scenario - input'!$G99),\"\")","v":""},{"$f":"IFERROR(IF(OR(M114=\"\",'Cost scenario - input'!$G99=\"\"),\"\",M114/'Cost scenario - input'!$G99),\"\")","v":""},{"$f":"IFERROR(IF(OR(N114=\"\",'Cost scenario - input'!$G99=\"\"),\"\",N114/'Cost scenario - input'!$G99),\"\")","v":""},{"$f":"IFERROR(IF(OR(O114=\"\",'Cost scenario - input'!$G99=\"\"),\"\",O114/'Cost scenario - input'!$G99),\"\")","v":""},{"$f":"IFERROR(IF(OR(P114=\"\",'Cost scenario - input'!$G99=\"\"),\"\",P114/'Cost scenario - input'!$G99),\"\")","v":""},{"$f":"IFERROR(IF(OR(Q114=\"\",'Cost scenario - input'!$G99=\"\"),\"\",Q114/'Cost scenario - input'!$G99),\"\")","v":""},{"$f":"IFERROR(IF(OR(R114=\"\",'Cost scenario - input'!$G99=\"\"),\"\",R114/'Cost scenario - input'!$G99),\"\")","v":""},{"$f":"IFERROR(IF(OR(S114=\"\",'Cost scenario - input'!$G99=\"\"),\"\",S114/'Cost scenario - input'!$G99),\"\")","v":""},{"$f":"IFERROR(IF(OR(T114=\"\",'Cost scenario - input'!$G99=\"\"),\"\",T114/'Cost scenario - input'!$G99),\"\")","v":""},{"$f":"IFERROR(IF(OR(U114=\"\",'Cost scenario - input'!$G99=\"\"),\"\",U114/'Cost scenario - input'!$G99),\"\")","v":""},{"$f":"IFERROR(IF(OR(V114=\"\",'Cost scenario - input'!$G99=\"\"),\"\",V114/'Cost scenario - input'!$G99),\"\")","v":""},{"$f":"IFERROR(IF(OR(W114=\"\",'Cost scenario - input'!$G99=\"\"),\"\",W114/'Cost scenario - input'!$G99),\"\")","v":""}]
[{"$f":"IFERROR('Cost scenario - input'!A100,\"\")","v":""},{"$f":"IFERROR('Cost scenario - input'!B100,\"\")","v":""},{"$f":"IFERROR('Cost scenario - input'!C100,\"\")","v":""},{"$f":"IFERROR(repcalc('Cost scenario - input'!$CY100:$GK100,'Cost scenario - input'!$J100,'Cost scenario - input'!$H100,'Cost scenario - input'!$I100,20,TRUE,TRUE),\"\")","v":""},"","","","","","","","","","","","","","","","","","","",{"$f":"IFERROR(IF(OR(D115=\"\",'Cost scenario - input'!$G100=\"\"),\"\",D115/'Cost scenario - input'!$G100),\"\")","v":""},{"$f":"IFERROR(IF(OR(E115=\"\",'Cost scenario - input'!$G100=\"\"),\"\",E115/'Cost scenario - input'!$G100),\"\")","v":""},{"$f":"IFERROR(IF(OR(F115=\"\",'Cost scenario - input'!$G100=\"\"),\"\",F115/'Cost scenario - input'!$G100),\"\")","v":""},{"$f":"IFERROR(IF(OR(G115=\"\",'Cost scenario - input'!$G100=\"\"),\"\",G115/'Cost scenario - input'!$G100),\"\")","v":""},{"$f":"IFERROR(IF(OR(H115=\"\",'Cost scenario - input'!$G100=\"\"),\"\",H115/'Cost scenario - input'!$G100),\"\")","v":""},{"$f":"IFERROR(IF(OR(I115=\"\",'Cost scenario - input'!$G100=\"\"),\"\",I115/'Cost scenario - input'!$G100),\"\")","v":""},{"$f":"IFERROR(IF(OR(J115=\"\",'Cost scenario - input'!$G100=\"\"),\"\",J115/'Cost scenario - input'!$G100),\"\")","v":""},{"$f":"IFERROR(IF(OR(K115=\"\",'Cost scenario - input'!$G100=\"\"),\"\",K115/'Cost scenario - input'!$G100),\"\")","v":""},{"$f":"IFERROR(IF(OR(L115=\"\",'Cost scenario - input'!$G100=\"\"),\"\",L115/'Cost scenario - input'!$G100),\"\")","v":""},{"$f":"IFERROR(IF(OR(M115=\"\",'Cost scenario - input'!$G100=\"\"),\"\",M115/'Cost scenario - input'!$G100),\"\")","v":""},{"$f":"IFERROR(IF(OR(N115=\"\",'Cost scenario - input'!$G100=\"\"),\"\",N115/'Cost scenario - input'!$G100),\"\")","v":""},{"$f":"IFERROR(IF(OR(O115=\"\",'Cost scenario - input'!$G100=\"\"),\"\",O115/'Cost scenario - input'!$G100),\"\")","v":""},{"$f":"IFERROR(IF(OR(P115=\"\",'Cost scenario - input'!$G100=\"\"),\"\",P115/'Cost scenario - input'!$G100),\"\")","v":""},{"$f":"IFERROR(IF(OR(Q115=\"\",'Cost scenario - input'!$G100=\"\"),\"\",Q115/'Cost scenario - input'!$G100),\"\")","v":""},{"$f":"IFERROR(IF(OR(R115=\"\",'Cost scenario - input'!$G100=\"\"),\"\",R115/'Cost scenario - input'!$G100),\"\")","v":""},{"$f":"IFERROR(IF(OR(S115=\"\",'Cost scenario - input'!$G100=\"\"),\"\",S115/'Cost scenario - input'!$G100),\"\")","v":""},{"$f":"IFERROR(IF(OR(T115=\"\",'Cost scenario - input'!$G100=\"\"),\"\",T115/'Cost scenario - input'!$G100),\"\")","v":""},{"$f":"IFERROR(IF(OR(U115=\"\",'Cost scenario - input'!$G100=\"\"),\"\",U115/'Cost scenario - input'!$G100),\"\")","v":""},{"$f":"IFERROR(IF(OR(V115=\"\",'Cost scenario - input'!$G100=\"\"),\"\",V115/'Cost scenario - input'!$G100),\"\")","v":""},{"$f":"IFERROR(IF(OR(W115=\"\",'Cost scenario - input'!$G100=\"\"),\"\",W115/'Cost scenario - input'!$G100),\"\")","v":""}]
[{"$f":"IFERROR('Cost scenario - input'!A101,\"\")","v":""},{"$f":"IFERROR('Cost scenario - input'!B101,\"\")","v":""},{"$f":"IFERROR('Cost scenario - input'!C101,\"\")","v":""},{"$f":"IFERROR(repcalc('Cost scenario - input'!$CY101:$GK101,'Cost scenario - input'!$J101,'Cost scenario - input'!$H101,'Cost scenario - input'!$I101,20,TRUE,TRUE),\"\")","v":""},"","","","","","","","","","","","","","","","","","","",{"$f":"IFERROR(IF(OR(D116=\"\",'Cost scenario - input'!$G101=\"\"),\"\",D116/'Cost scenario - input'!$G101),\"\")","v":""},{"$f":"IFERROR(IF(OR(E116=\"\",'Cost scenario - input'!$G101=\"\"),\"\",E116/'Cost scenario - input'!$G101),\"\")","v":""},{"$f":"IFERROR(IF(OR(F116=\"\",'Cost scenario - input'!$G101=\"\"),\"\",F116/'Cost scenario - input'!$G101),\"\")","v":""},{"$f":"IFERROR(IF(OR(G116=\"\",'Cost scenario - input'!$G101=\"\"),\"\",G116/'Cost scenario - input'!$G101),\"\")","v":""},{"$f":"IFERROR(IF(OR(H116=\"\",'Cost scenario - input'!$G101=\"\"),\"\",H116/'Cost scenario - input'!$G101),\"\")","v":""},{"$f":"IFERROR(IF(OR(I116=\"\",'Cost scenario - input'!$G101=\"\"),\"\",I116/'Cost scenario - input'!$G101),\"\")","v":""},{"$f":"IFERROR(IF(OR(J116=\"\",'Cost scenario - input'!$G101=\"\"),\"\",J116/'Cost scenario - input'!$G101),\"\")","v":""},{"$f":"IFERROR(IF(OR(K116=\"\",'Cost scenario - input'!$G101=\"\"),\"\",K116/'Cost scenario - input'!$G101),\"\")","v":""},{"$f":"IFERROR(IF(OR(L116=\"\",'Cost scenario - input'!$G101=\"\"),\"\",L116/'Cost scenario - input'!$G101),\"\")","v":""},{"$f":"IFERROR(IF(OR(M116=\"\",'Cost scenario - input'!$G101=\"\"),\"\",M116/'Cost scenario - input'!$G101),\"\")","v":""},{"$f":"IFERROR(IF(OR(N116=\"\",'Cost scenario - input'!$G101=\"\"),\"\",N116/'Cost scenario - input'!$G101),\"\")","v":""},{"$f":"IFERROR(IF(OR(O116=\"\",'Cost scenario - input'!$G101=\"\"),\"\",O116/'Cost scenario - input'!$G101),\"\")","v":""},{"$f":"IFERROR(IF(OR(P116=\"\",'Cost scenario - input'!$G101=\"\"),\"\",P116/'Cost scenario - input'!$G101),\"\")","v":""},{"$f":"IFERROR(IF(OR(Q116=\"\",'Cost scenario - input'!$G101=\"\"),\"\",Q116/'Cost scenario - input'!$G101),\"\")","v":""},{"$f":"IFERROR(IF(OR(R116=\"\",'Cost scenario - input'!$G101=\"\"),\"\",R116/'Cost scenario - input'!$G101),\"\")","v":""},{"$f":"IFERROR(IF(OR(S116=\"\",'Cost scenario - input'!$G101=\"\"),\"\",S116/'Cost scenario - input'!$G101),\"\")","v":""},{"$f":"IFERROR(IF(OR(T116=\"\",'Cost scenario - input'!$G101=\"\"),\"\",T116/'Cost scenario - input'!$G101),\"\")","v":""},{"$f":"IFERROR(IF(OR(U116=\"\",'Cost scenario - input'!$G101=\"\"),\"\",U116/'Cost scenario - input'!$G101),\"\")","v":""},{"$f":"IFERROR(IF(OR(V116=\"\",'Cost scenario - input'!$G101=\"\"),\"\",V116/'Cost scenario - input'!$G101),\"\")","v":""},{"$f":"IFERROR(IF(OR(W116=\"\",'Cost scenario - input'!$G101=\"\"),\"\",W116/'Cost scenario - input'!$G101),\"\")","v":""}]
[{"$f":"IFERROR('Cost scenario - input'!A102,\"\")","v":""},{"$f":"IFERROR('Cost scenario - input'!B102,\"\")","v":""},{"$f":"IFERROR('Cost scenario - input'!C102,\"\")","v":""},{"$f":"IFERROR(repcalc('Cost scenario - input'!$CY102:$GK102,'Cost scenario - input'!$J102,'Cost scenario - input'!$H102,'Cost scenario - input'!$I102,20,TRUE,TRUE),\"\")","v":""},"","","","","","","","","","","","","","","","","","","",{"$f":"IFERROR(IF(OR(D117=\"\",'Cost scenario - input'!$G102=\"\"),\"\",D117/'Cost scenario - input'!$G102),\"\")","v":""},{"$f":"IFERROR(IF(OR(E117=\"\",'Cost scenario - input'!$G102=\"\"),\"\",E117/'Cost scenario - input'!$G102),\"\")","v":""},{"$f":"IFERROR(IF(OR(F117=\"\",'Cost scenario - input'!$G102=\"\"),\"\",F117/'Cost scenario - input'!$G102),\"\")","v":""},{"$f":"IFERROR(IF(OR(G117=\"\",'Cost scenario - input'!$G102=\"\"),\"\",G117/'Cost scenario - input'!$G102),\"\")","v":""},{"$f":"IFERROR(IF(OR(H117=\"\",'Cost scenario - input'!$G102=\"\"),\"\",H117/'Cost scenario - input'!$G102),\"\")","v":""},{"$f":"IFERROR(IF(OR(I117=\"\",'Cost scenario - input'!$G102=\"\"),\"\",I117/'Cost scenario - input'!$G102),\"\")","v":""},{"$f":"IFERROR(IF(OR(J117=\"\",'Cost scenario - input'!$G102=\"\"),\"\",J117/'Cost scenario - input'!$G102),\"\")","v":""},{"$f":"IFERROR(IF(OR(K117=\"\",'Cost scenario - input'!$G102=\"\"),\"\",K117/'Cost scenario - input'!$G102),\"\")","v":""},{"$f":"IFERROR(IF(OR(L117=\"\",'Cost scenario - input'!$G102=\"\"),\"\",L117/'Cost scenario - input'!$G102),\"\")","v":""},{"$f":"IFERROR(IF(OR(M117=\"\",'Cost scenario - input'!$G102=\"\"),\"\",M117/'Cost scenario - input'!$G102),\"\")","v":""},{"$f":"IFERROR(IF(OR(N117=\"\",'Cost scenario - input'!$G102=\"\"),\"\",N117/'Cost scenario - input'!$G102),\"\")","v":""},{"$f":"IFERROR(IF(OR(O117=\"\",'Cost scenario - input'!$G102=\"\"),\"\",O117/'Cost scenario - input'!$G102),\"\")","v":""},{"$f":"IFERROR(IF(OR(P117=\"\",'Cost scenario - input'!$G102=\"\"),\"\",P117/'Cost scenario - input'!$G102),\"\")","v":""},{"$f":"IFERROR(IF(OR(Q117=\"\",'Cost scenario - input'!$G102=\"\"),\"\",Q117/'Cost scenario - input'!$G102),\"\")","v":""},{"$f":"IFERROR(IF(OR(R117=\"\",'Cost scenario - input'!$G102=\"\"),\"\",R117/'Cost scenario - input'!$G102),\"\")","v":""},{"$f":"IFERROR(IF(OR(S117=\"\",'Cost scenario - input'!$G102=\"\"),\"\",S117/'Cost scenario - input'!$G102),\"\")","v":""},{"$f":"IFERROR(IF(OR(T117=\"\",'Cost scenario - input'!$G102=\"\"),\"\",T117/'Cost scenario - input'!$G102),\"\")","v":""},{"$f":"IFERROR(IF(OR(U117=\"\",'Cost scenario - input'!$G102=\"\"),\"\",U117/'Cost scenario - input'!$G102),\"\")","v":""},{"$f":"IFERROR(IF(OR(V117=\"\",'Cost scenario - input'!$G102=\"\"),\"\",V117/'Cost scenario - input'!$G102),\"\")","v":""},{"$f":"IFERROR(IF(OR(W117=\"\",'Cost scenario - input'!$G102=\"\"),\"\",W117/'Cost scenario - input'!$G102),\"\")","v":""}]
[{"$f":"IFERROR('Cost scenario - input'!A103,\"\")","v":""},{"$f":"IFERROR('Cost scenario - input'!B103,\"\")","v":""},{"$f":"IFERROR('Cost scenario - input'!C103,\"\")","v":""},{"$f":"IFERROR(repcalc('Cost scenario - input'!$CY103:$GK103,'Cost scenario - input'!$J103,'Cost scenario - input'!$H103,'Cost scenario - input'!$I103,20,TRUE,TRUE),\"\")","v":""},"","","","","","","","","","","","","","","","","","","",{"$f":"IFERROR(IF(OR(D118=\"\",'Cost scenario - input'!$G103=\"\"),\"\",D118/'Cost scenario - input'!$G103),\"\")","v":""},{"$f":"IFERROR(IF(OR(E118=\"\",'Cost scenario - input'!$G103=\"\"),\"\",E118/'Cost scenario - input'!$G103),\"\")","v":""},{"$f":"IFERROR(IF(OR(F118=\"\",'Cost scenario - input'!$G103=\"\"),\"\",F118/'Cost scenario - input'!$G103),\"\")","v":""},{"$f":"IFERROR(IF(OR(G118=\"\",'Cost scenario - input'!$G103=\"\"),\"\",G118/'Cost scenario - input'!$G103),\"\")","v":""},{"$f":"IFERROR(IF(OR(H118=\"\",'Cost scenario - input'!$G103=\"\"),\"\",H118/'Cost scenario - input'!$G103),\"\")","v":""},{"$f":"IFERROR(IF(OR(I118=\"\",'Cost scenario - input'!$G103=\"\"),\"\",I118/'Cost scenario - input'!$G103),\"\")","v":""},{"$f":"IFERROR(IF(OR(J118=\"\",'Cost scenario - input'!$G103=\"\"),\"\",J118/'Cost scenario - input'!$G103),\"\")","v":""},{"$f":"IFERROR(IF(OR(K118=\"\",'Cost scenario - input'!$G103=\"\"),\"\",K118/'Cost scenario - input'!$G103),\"\")","v":""},{"$f":"IFERROR(IF(OR(L118=\"\",'Cost scenario - input'!$G103=\"\"),\"\",L118/'Cost scenario - input'!$G103),\"\")","v":""},{"$f":"IFERROR(IF(OR(M118=\"\",'Cost scenario - input'!$G103=\"\"),\"\",M118/'Cost scenario - input'!$G103),\"\")","v":""},{"$f":"IFERROR(IF(OR(N118=\"\",'Cost scenario - input'!$G103=\"\"),\"\",N118/'Cost scenario - input'!$G103),\"\")","v":""},{"$f":"IFERROR(IF(OR(O118=\"\",'Cost scenario - input'!$G103=\"\"),\"\",O118/'Cost scenario - input'!$G103),\"\")","v":""},{"$f":"IFERROR(IF(OR(P118=\"\",'Cost scenario - input'!$G103=\"\"),\"\",P118/'Cost scenario - input'!$G103),\"\")","v":""},{"$f":"IFERROR(IF(OR(Q118=\"\",'Cost scenario - input'!$G103=\"\"),\"\",Q118/'Cost scenario - input'!$G103),\"\")","v":""},{"$f":"IFERROR(IF(OR(R118=\"\",'Cost scenario - input'!$G103=\"\"),\"\",R118/'Cost scenario - input'!$G103),\"\")","v":""},{"$f":"IFERROR(IF(OR(S118=\"\",'Cost scenario - input'!$G103=\"\"),\"\",S118/'Cost scenario - input'!$G103),\"\")","v":""},{"$f":"IFERROR(IF(OR(T118=\"\",'Cost scenario - input'!$G103=\"\"),\"\",T118/'Cost scenario - input'!$G103),\"\")","v":""},{"$f":"IFERROR(IF(OR(U118=\"\",'Cost scenario - input'!$G103=\"\"),\"\",U118/'Cost scenario - input'!$G103),\"\")","v":""},{"$f":"IFERROR(IF(OR(V118=\"\",'Cost scenario - input'!$G103=\"\"),\"\",V118/'Cost scenario - input'!$G103),\"\")","v":""},{"$f":"IFERROR(IF(OR(W118=\"\",'Cost scenario - input'!$G103=\"\"),\"\",W118/'Cost scenario - input'!$G103),\"\")","v":""}]
[{"$f":"IFERROR('Cost scenario - input'!A104,\"\")","v":""},{"$f":"IFERROR('Cost scenario - input'!B104,\"\")","v":""},{"$f":"IFERROR('Cost scenario - input'!C104,\"\")","v":""},{"$f":"IFERROR(repcalc('Cost scenario - input'!$CY104:$GK104,'Cost scenario - input'!$J104,'Cost scenario - input'!$H104,'Cost scenario - input'!$I104,20,TRUE,TRUE),\"\")","v":""},"","","","","","","","","","","","","","","","","","","",{"$f":"IFERROR(IF(OR(D119=\"\",'Cost scenario - input'!$G104=\"\"),\"\",D119/'Cost scenario - input'!$G104),\"\")","v":""},{"$f":"IFERROR(IF(OR(E119=\"\",'Cost scenario - input'!$G104=\"\"),\"\",E119/'Cost scenario - input'!$G104),\"\")","v":""},{"$f":"IFERROR(IF(OR(F119=\"\",'Cost scenario - input'!$G104=\"\"),\"\",F119/'Cost scenario - input'!$G104),\"\")","v":""},{"$f":"IFERROR(IF(OR(G119=\"\",'Cost scenario - input'!$G104=\"\"),\"\",G119/'Cost scenario - input'!$G104),\"\")","v":""},{"$f":"IFERROR(IF(OR(H119=\"\",'Cost scenario - input'!$G104=\"\"),\"\",H119/'Cost scenario - input'!$G104),\"\")","v":""},{"$f":"IFERROR(IF(OR(I119=\"\",'Cost scenario - input'!$G104=\"\"),\"\",I119/'Cost scenario - input'!$G104),\"\")","v":""},{"$f":"IFERROR(IF(OR(J119=\"\",'Cost scenario - input'!$G104=\"\"),\"\",J119/'Cost scenario - input'!$G104),\"\")","v":""},{"$f":"IFERROR(IF(OR(K119=\"\",'Cost scenario - input'!$G104=\"\"),\"\",K119/'Cost scenario - input'!$G104),\"\")","v":""},{"$f":"IFERROR(IF(OR(L119=\"\",'Cost scenario - input'!$G104=\"\"),\"\",L119/'Cost scenario - input'!$G104),\"\")","v":""},{"$f":"IFERROR(IF(OR(M119=\"\",'Cost scenario - input'!$G104=\"\"),\"\",M119/'Cost scenario - input'!$G104),\"\")","v":""},{"$f":"IFERROR(IF(OR(N119=\"\",'Cost scenario - input'!$G104=\"\"),\"\",N119/'Cost scenario - input'!$G104),\"\")","v":""},{"$f":"IFERROR(IF(OR(O119=\"\",'Cost scenario - input'!$G104=\"\"),\"\",O119/'Cost scenario - input'!$G104),\"\")","v":""},{"$f":"IFERROR(IF(OR(P119=\"\",'Cost scenario - input'!$G104=\"\"),\"\",P119/'Cost scenario - input'!$G104),\"\")","v":""},{"$f":"IFERROR(IF(OR(Q119=\"\",'Cost scenario - input'!$G104=\"\"),\"\",Q119/'Cost scenario - input'!$G104),\"\")","v":""},{"$f":"IFERROR(IF(OR(R119=\"\",'Cost scenario - input'!$G104=\"\"),\"\",R119/'Cost scenario - input'!$G104),\"\")","v":""},{"$f":"IFERROR(IF(OR(S119=\"\",'Cost scenario - input'!$G104=\"\"),\"\",S119/'Cost scenario - input'!$G104),\"\")","v":""},{"$f":"IFERROR(IF(OR(T119=\"\",'Cost scenario - input'!$G104=\"\"),\"\",T119/'Cost scenario - input'!$G104),\"\")","v":""},{"$f":"IFERROR(IF(OR(U119=\"\",'Cost scenario - input'!$G104=\"\"),\"\",U119/'Cost scenario - input'!$G104),\"\")","v":""},{"$f":"IFERROR(IF(OR(V119=\"\",'Cost scenario - input'!$G104=\"\"),\"\",V119/'Cost scenario - input'!$G104),\"\")","v":""},{"$f":"IFERROR(IF(OR(W119=\"\",'Cost scenario - input'!$G104=\"\"),\"\",W119/'Cost scenario - input'!$G104),\"\")","v":""}]
[{"$f":"IFERROR('Cost scenario - input'!A105,\"\")","v":""},{"$f":"IFERROR('Cost scenario - input'!B105,\"\")","v":""},{"$f":"IFERROR('Cost scenario - input'!C105,\"\")","v":""},{"$f":"IFERROR(repcalc('Cost scenario - input'!$CY105:$GK105,'Cost scenario - input'!$J105,'Cost scenario - input'!$H105,'Cost scenario - input'!$I105,20,TRUE,TRUE),\"\")","v":""},"","","","","","","","","","","","","","","","","","","",{"$f":"IFERROR(IF(OR(D120=\"\",'Cost scenario - input'!$G105=\"\"),\"\",D120/'Cost scenario - input'!$G105),\"\")","v":""},{"$f":"IFERROR(IF(OR(E120=\"\",'Cost scenario - input'!$G105=\"\"),\"\",E120/'Cost scenario - input'!$G105),\"\")","v":""},{"$f":"IFERROR(IF(OR(F120=\"\",'Cost scenario - input'!$G105=\"\"),\"\",F120/'Cost scenario - input'!$G105),\"\")","v":""},{"$f":"IFERROR(IF(OR(G120=\"\",'Cost scenario - input'!$G105=\"\"),\"\",G120/'Cost scenario - input'!$G105),\"\")","v":""},{"$f":"IFERROR(IF(OR(H120=\"\",'Cost scenario - input'!$G105=\"\"),\"\",H120/'Cost scenario - input'!$G105),\"\")","v":""},{"$f":"IFERROR(IF(OR(I120=\"\",'Cost scenario - input'!$G105=\"\"),\"\",I120/'Cost scenario - input'!$G105),\"\")","v":""},{"$f":"IFERROR(IF(OR(J120=\"\",'Cost scenario - input'!$G105=\"\"),\"\",J120/'Cost scenario - input'!$G105),\"\")","v":""},{"$f":"IFERROR(IF(OR(K120=\"\",'Cost scenario - input'!$G105=\"\"),\"\",K120/'Cost scenario - input'!$G105),\"\")","v":""},{"$f":"IFERROR(IF(OR(L120=\"\",'Cost scenario - input'!$G105=\"\"),\"\",L120/'Cost scenario - input'!$G105),\"\")","v":""},{"$f":"IFERROR(IF(OR(M120=\"\",'Cost scenario - input'!$G105=\"\"),\"\",M120/'Cost scenario - input'!$G105),\"\")","v":""},{"$f":"IFERROR(IF(OR(N120=\"\",'Cost scenario - input'!$G105=\"\"),\"\",N120/'Cost scenario - input'!$G105),\"\")","v":""},{"$f":"IFERROR(IF(OR(O120=\"\",'Cost scenario - input'!$G105=\"\"),\"\",O120/'Cost scenario - input'!$G105),\"\")","v":""},{"$f":"IFERROR(IF(OR(P120=\"\",'Cost scenario - input'!$G105=\"\"),\"\",P120/'Cost scenario - input'!$G105),\"\")","v":""},{"$f":"IFERROR(IF(OR(Q120=\"\",'Cost scenario - input'!$G105=\"\"),\"\",Q120/'Cost scenario - input'!$G105),\"\")","v":""},{"$f":"IFERROR(IF(OR(R120=\"\",'Cost scenario - input'!$G105=\"\"),\"\",R120/'Cost scenario - input'!$G105),\"\")","v":""},{"$f":"IFERROR(IF(OR(S120=\"\",'Cost scenario - input'!$G105=\"\"),\"\",S120/'Cost scenario - input'!$G105),\"\")","v":""},{"$f":"IFERROR(IF(OR(T120=\"\",'Cost scenario - input'!$G105=\"\"),\"\",T120/'Cost scenario - input'!$G105),\"\")","v":""},{"$f":"IFERROR(IF(OR(U120=\"\",'Cost scenario - input'!$G105=\"\"),\"\",U120/'Cost scenario - input'!$G105),\"\")","v":""},{"$f":"IFERROR(IF(OR(V120=\"\",'Cost scenario - input'!$G105=\"\"),\"\",V120/'Cost scenario - input'!$G105),\"\")","v":""},{"$f":"IFERROR(IF(OR(W120=\"\",'Cost scenario - input'!$G105=\"\"),\"\",W120/'Cost scenario - input'!$G105),\"\")","v":""}]
[{"$f":"IFERROR('Cost scenario - input'!A106,\"\")","v":""},{"$f":"IFERROR('Cost scenario - input'!B106,\"\")","v":""},{"$f":"IFERROR('Cost scenario - input'!C106,\"\")","v":""},{"$f":"IFERROR(repcalc('Cost scenario - input'!$CY106:$GK106,'Cost scenario - input'!$J106,'Cost scenario - input'!$H106,'Cost scenario - input'!$I106,20,TRUE,TRUE),\"\")","v":""},"","","","","","","","","","","","","","","","","","","",{"$f":"IFERROR(IF(OR(D121=\"\",'Cost scenario - input'!$G106=\"\"),\"\",D121/'Cost scenario - input'!$G106),\"\")","v":""},{"$f":"IFERROR(IF(OR(E121=\"\",'Cost scenario - input'!$G106=\"\"),\"\",E121/'Cost scenario - input'!$G106),\"\")","v":""},{"$f":"IFERROR(IF(OR(F121=\"\",'Cost scenario - input'!$G106=\"\"),\"\",F121/'Cost scenario - input'!$G106),\"\")","v":""},{"$f":"IFERROR(IF(OR(G121=\"\",'Cost scenario - input'!$G106=\"\"),\"\",G121/'Cost scenario - input'!$G106),\"\")","v":""},{"$f":"IFERROR(IF(OR(H121=\"\",'Cost scenario - input'!$G106=\"\"),\"\",H121/'Cost scenario - input'!$G106),\"\")","v":""},{"$f":"IFERROR(IF(OR(I121=\"\",'Cost scenario - input'!$G106=\"\"),\"\",I121/'Cost scenario - input'!$G106),\"\")","v":""},{"$f":"IFERROR(IF(OR(J121=\"\",'Cost scenario - input'!$G106=\"\"),\"\",J121/'Cost scenario - input'!$G106),\"\")","v":""},{"$f":"IFERROR(IF(OR(K121=\"\",'Cost scenario - input'!$G106=\"\"),\"\",K121/'Cost scenario - input'!$G106),\"\")","v":""},{"$f":"IFERROR(IF(OR(L121=\"\",'Cost scenario - input'!$G106=\"\"),\"\",L121/'Cost scenario - input'!$G106),\"\")","v":""},{"$f":"IFERROR(IF(OR(M121=\"\",'Cost scenario - input'!$G106=\"\"),\"\",M121/'Cost scenario - input'!$G106),\"\")","v":""},{"$f":"IFERROR(IF(OR(N121=\"\",'Cost scenario - input'!$G106=\"\"),\"\",N121/'Cost scenario - input'!$G106),\"\")","v":""},{"$f":"IFERROR(IF(OR(O121=\"\",'Cost scenario - input'!$G106=\"\"),\"\",O121/'Cost scenario - input'!$G106),\"\")","v":""},{"$f":"IFERROR(IF(OR(P121=\"\",'Cost scenario - input'!$G106=\"\"),\"\",P121/'Cost scenario - input'!$G106),\"\")","v":""},{"$f":"IFERROR(IF(OR(Q121=\"\",'Cost scenario - input'!$G106=\"\"),\"\",Q121/'Cost scenario - input'!$G106),\"\")","v":""},{"$f":"IFERROR(IF(OR(R121=\"\",'Cost scenario - input'!$G106=\"\"),\"\",R121/'Cost scenario - input'!$G106),\"\")","v":""},{"$f":"IFERROR(IF(OR(S121=\"\",'Cost scenario - input'!$G106=\"\"),\"\",S121/'Cost scenario - input'!$G106),\"\")","v":""},{"$f":"IFERROR(IF(OR(T121=\"\",'Cost scenario - input'!$G106=\"\"),\"\",T121/'Cost scenario - input'!$G106),\"\")","v":""},{"$f":"IFERROR(IF(OR(U121=\"\",'Cost scenario - input'!$G106=\"\"),\"\",U121/'Cost scenario - input'!$G106),\"\")","v":""},{"$f":"IFERROR(IF(OR(V121=\"\",'Cost scenario - input'!$G106=\"\"),\"\",V121/'Cost scenario - input'!$G106),\"\")","v":""},{"$f":"IFERROR(IF(OR(W121=\"\",'Cost scenario - input'!$G106=\"\"),\"\",W121/'Cost scenario - input'!$G106),\"\")","v":""}]
[{"$f":"IFERROR('Cost scenario - input'!A107,\"\")","v":""},{"$f":"IFERROR('Cost scenario - input'!B107,\"\")","v":""},{"$f":"IFERROR('Cost scenario - input'!C107,\"\")","v":""},{"$f":"IFERROR(repcalc('Cost scenario - input'!$CY107:$GK107,'Cost scenario - input'!$J107,'Cost scenario - input'!$H107,'Cost scenario - input'!$I107,20,TRUE,TRUE),\"\")","v":""},"","","","","","","","","","","","","","","","","","","",{"$f":"IFERROR(IF(OR(D122=\"\",'Cost scenario - input'!$G107=\"\"),\"\",D122/'Cost scenario - input'!$G107),\"\")","v":""},{"$f":"IFERROR(IF(OR(E122=\"\",'Cost scenario - input'!$G107=\"\"),\"\",E122/'Cost scenario - input'!$G107),\"\")","v":""},{"$f":"IFERROR(IF(OR(F122=\"\",'Cost scenario - input'!$G107=\"\"),\"\",F122/'Cost scenario - input'!$G107),\"\")","v":""},{"$f":"IFERROR(IF(OR(G122=\"\",'Cost scenario - input'!$G107=\"\"),\"\",G122/'Cost scenario - input'!$G107),\"\")","v":""},{"$f":"IFERROR(IF(OR(H122=\"\",'Cost scenario - input'!$G107=\"\"),\"\",H122/'Cost scenario - input'!$G107),\"\")","v":""},{"$f":"IFERROR(IF(OR(I122=\"\",'Cost scenario - input'!$G107=\"\"),\"\",I122/'Cost scenario - input'!$G107),\"\")","v":""},{"$f":"IFERROR(IF(OR(J122=\"\",'Cost scenario - input'!$G107=\"\"),\"\",J122/'Cost scenario - input'!$G107),\"\")","v":""},{"$f":"IFERROR(IF(OR(K122=\"\",'Cost scenario - input'!$G107=\"\"),\"\",K122/'Cost scenario - input'!$G107),\"\")","v":""},{"$f":"IFERROR(IF(OR(L122=\"\",'Cost scenario - input'!$G107=\"\"),\"\",L122/'Cost scenario - input'!$G107),\"\")","v":""},{"$f":"IFERROR(IF(OR(M122=\"\",'Cost scenario - input'!$G107=\"\"),\"\",M122/'Cost scenario - input'!$G107),\"\")","v":""},{"$f":"IFERROR(IF(OR(N122=\"\",'Cost scenario - input'!$G107=\"\"),\"\",N122/'Cost scenario - input'!$G107),\"\")","v":""},{"$f":"IFERROR(IF(OR(O122=\"\",'Cost scenario - input'!$G107=\"\"),\"\",O122/'Cost scenario - input'!$G107),\"\")","v":""},{"$f":"IFERROR(IF(OR(P122=\"\",'Cost scenario - input'!$G107=\"\"),\"\",P122/'Cost scenario - input'!$G107),\"\")","v":""},{"$f":"IFERROR(IF(OR(Q122=\"\",'Cost scenario - input'!$G107=\"\"),\"\",Q122/'Cost scenario - input'!$G107),\"\")","v":""},{"$f":"IFERROR(IF(OR(R122=\"\",'Cost scenario - input'!$G107=\"\"),\"\",R122/'Cost scenario - input'!$G107),\"\")","v":""},{"$f":"IFERROR(IF(OR(S122=\"\",'Cost scenario - input'!$G107=\"\"),\"\",S122/'Cost scenario - input'!$G107),\"\")","v":""},{"$f":"IFERROR(IF(OR(T122=\"\",'Cost scenario - input'!$G107=\"\"),\"\",T122/'Cost scenario - input'!$G107),\"\")","v":""},{"$f":"IFERROR(IF(OR(U122=\"\",'Cost scenario - input'!$G107=\"\"),\"\",U122/'Cost scenario - input'!$G107),\"\")","v":""},{"$f":"IFERROR(IF(OR(V122=\"\",'Cost scenario - input'!$G107=\"\"),\"\",V122/'Cost scenario - input'!$G107),\"\")","v":""},{"$f":"IFERROR(IF(OR(W122=\"\",'Cost scenario - input'!$G107=\"\"),\"\",W122/'Cost scenario - input'!$G107),\"\")","v":""}]
[{"$f":"IFERROR('Cost scenario - input'!A108,\"\")","v":""},{"$f":"IFERROR('Cost scenario - input'!B108,\"\")","v":""},{"$f":"IFERROR('Cost scenario - input'!C108,\"\")","v":""},{"$f":"IFERROR(repcalc('Cost scenario - input'!$CY108:$GK108,'Cost scenario - input'!$J108,'Cost scenario - input'!$H108,'Cost scenario - input'!$I108,20,TRUE,TRUE),\"\")","v":""},"","","","","","","","","","","","","","","","","","","",{"$f":"IFERROR(IF(OR(D123=\"\",'Cost scenario - input'!$G108=\"\"),\"\",D123/'Cost scenario - input'!$G108),\"\")","v":""},{"$f":"IFERROR(IF(OR(E123=\"\",'Cost scenario - input'!$G108=\"\"),\"\",E123/'Cost scenario - input'!$G108),\"\")","v":""},{"$f":"IFERROR(IF(OR(F123=\"\",'Cost scenario - input'!$G108=\"\"),\"\",F123/'Cost scenario - input'!$G108),\"\")","v":""},{"$f":"IFERROR(IF(OR(G123=\"\",'Cost scenario - input'!$G108=\"\"),\"\",G123/'Cost scenario - input'!$G108),\"\")","v":""},{"$f":"IFERROR(IF(OR(H123=\"\",'Cost scenario - input'!$G108=\"\"),\"\",H123/'Cost scenario - input'!$G108),\"\")","v":""},{"$f":"IFERROR(IF(OR(I123=\"\",'Cost scenario - input'!$G108=\"\"),\"\",I123/'Cost scenario - input'!$G108),\"\")","v":""},{"$f":"IFERROR(IF(OR(J123=\"\",'Cost scenario - input'!$G108=\"\"),\"\",J123/'Cost scenario - input'!$G108),\"\")","v":""},{"$f":"IFERROR(IF(OR(K123=\"\",'Cost scenario - input'!$G108=\"\"),\"\",K123/'Cost scenario - input'!$G108),\"\")","v":""},{"$f":"IFERROR(IF(OR(L123=\"\",'Cost scenario - input'!$G108=\"\"),\"\",L123/'Cost scenario - input'!$G108),\"\")","v":""},{"$f":"IFERROR(IF(OR(M123=\"\",'Cost scenario - input'!$G108=\"\"),\"\",M123/'Cost scenario - input'!$G108),\"\")","v":""},{"$f":"IFERROR(IF(OR(N123=\"\",'Cost scenario - input'!$G108=\"\"),\"\",N123/'Cost scenario - input'!$G108),\"\")","v":""},{"$f":"IFERROR(IF(OR(O123=\"\",'Cost scenario - input'!$G108=\"\"),\"\",O123/'Cost scenario - input'!$G108),\"\")","v":""},{"$f":"IFERROR(IF(OR(P123=\"\",'Cost scenario - input'!$G108=\"\"),\"\",P123/'Cost scenario - input'!$G108),\"\")","v":""},{"$f":"IFERROR(IF(OR(Q123=\"\",'Cost scenario - input'!$G108=\"\"),\"\",Q123/'Cost scenario - input'!$G108),\"\")","v":""},{"$f":"IFERROR(IF(OR(R123=\"\",'Cost scenario - input'!$G108=\"\"),\"\",R123/'Cost scenario - input'!$G108),\"\")","v":""},{"$f":"IFERROR(IF(OR(S123=\"\",'Cost scenario - input'!$G108=\"\"),\"\",S123/'Cost scenario - input'!$G108),\"\")","v":""},{"$f":"IFERROR(IF(OR(T123=\"\",'Cost scenario - input'!$G108=\"\"),\"\",T123/'Cost scenario - input'!$G108),\"\")","v":""},{"$f":"IFERROR(IF(OR(U123=\"\",'Cost scenario - input'!$G108=\"\"),\"\",U123/'Cost scenario - input'!$G108),\"\")","v":""},{"$f":"IFERROR(IF(OR(V123=\"\",'Cost scenario - input'!$G108=\"\"),\"\",V123/'Cost scenario - input'!$G108),\"\")","v":""},{"$f":"IFERROR(IF(OR(W123=\"\",'Cost scenario - input'!$G108=\"\"),\"\",W123/'Cost scenario - input'!$G108),\"\")","v":""}]
[{"$f":"IFERROR('Cost scenario - input'!A109,\"\")","v":""},{"$f":"IFERROR('Cost scenario - input'!B109,\"\")","v":""},{"$f":"IFERROR('Cost scenario - input'!C109,\"\")","v":""},{"$f":"IFERROR(repcalc('Cost scenario - input'!$CY109:$GK109,'Cost scenario - input'!$J109,'Cost scenario - input'!$H109,'Cost scenario - input'!$I109,20,TRUE,TRUE),\"\")","v":""},"","","","","","","","","","","","","","","","","","","",{"$f":"IFERROR(IF(OR(D124=\"\",'Cost scenario - input'!$G109=\"\"),\"\",D124/'Cost scenario - input'!$G109),\"\")","v":""},{"$f":"IFERROR(IF(OR(E124=\"\",'Cost scenario - input'!$G109=\"\"),\"\",E124/'Cost scenario - input'!$G109),\"\")","v":""},{"$f":"IFERROR(IF(OR(F124=\"\",'Cost scenario - input'!$G109=\"\"),\"\",F124/'Cost scenario - input'!$G109),\"\")","v":""},{"$f":"IFERROR(IF(OR(G124=\"\",'Cost scenario - input'!$G109=\"\"),\"\",G124/'Cost scenario - input'!$G109),\"\")","v":""},{"$f":"IFERROR(IF(OR(H124=\"\",'Cost scenario - input'!$G109=\"\"),\"\",H124/'Cost scenario - input'!$G109),\"\")","v":""},{"$f":"IFERROR(IF(OR(I124=\"\",'Cost scenario - input'!$G109=\"\"),\"\",I124/'Cost scenario - input'!$G109),\"\")","v":""},{"$f":"IFERROR(IF(OR(J124=\"\",'Cost scenario - input'!$G109=\"\"),\"\",J124/'Cost scenario - input'!$G109),\"\")","v":""},{"$f":"IFERROR(IF(OR(K124=\"\",'Cost scenario - input'!$G109=\"\"),\"\",K124/'Cost scenario - input'!$G109),\"\")","v":""},{"$f":"IFERROR(IF(OR(L124=\"\",'Cost scenario - input'!$G109=\"\"),\"\",L124/'Cost scenario - input'!$G109),\"\")","v":""},{"$f":"IFERROR(IF(OR(M124=\"\",'Cost scenario - input'!$G109=\"\"),\"\",M124/'Cost scenario - input'!$G109),\"\")","v":""},{"$f":"IFERROR(IF(OR(N124=\"\",'Cost scenario - input'!$G109=\"\"),\"\",N124/'Cost scenario - input'!$G109),\"\")","v":""},{"$f":"IFERROR(IF(OR(O124=\"\",'Cost scenario - input'!$G109=\"\"),\"\",O124/'Cost scenario - input'!$G109),\"\")","v":""},{"$f":"IFERROR(IF(OR(P124=\"\",'Cost scenario - input'!$G109=\"\"),\"\",P124/'Cost scenario - input'!$G109),\"\")","v":""},{"$f":"IFERROR(IF(OR(Q124=\"\",'Cost scenario - input'!$G109=\"\"),\"\",Q124/'Cost scenario - input'!$G109),\"\")","v":""},{"$f":"IFERROR(IF(OR(R124=\"\",'Cost scenario - input'!$G109=\"\"),\"\",R124/'Cost scenario - input'!$G109),\"\")","v":""},{"$f":"IFERROR(IF(OR(S124=\"\",'Cost scenario - input'!$G109=\"\"),\"\",S124/'Cost scenario - input'!$G109),\"\")","v":""},{"$f":"IFERROR(IF(OR(T124=\"\",'Cost scenario - input'!$G109=\"\"),\"\",T124/'Cost scenario - input'!$G109),\"\")","v":""},{"$f":"IFERROR(IF(OR(U124=\"\",'Cost scenario - input'!$G109=\"\"),\"\",U124/'Cost scenario - input'!$G109),\"\")","v":""},{"$f":"IFERROR(IF(OR(V124=\"\",'Cost scenario - input'!$G109=\"\"),\"\",V124/'Cost scenario - input'!$G109),\"\")","v":""},{"$f":"IFERROR(IF(OR(W124=\"\",'Cost scenario - input'!$G109=\"\"),\"\",W124/'Cost scenario - input'!$G109),\"\")","v":""}]
[{"$f":"IFERROR('Cost scenario - input'!A110,\"\")","v":""},{"$f":"IFERROR('Cost scenario - input'!B110,\"\")","v":""},{"$f":"IFERROR('Cost scenario - input'!C110,\"\")","v":""},{"$f":"IFERROR(repcalc('Cost scenario - input'!$CY110:$GK110,'Cost scenario - input'!$J110,'Cost scenario - input'!$H110,'Cost scenario - input'!$I110,20,TRUE,TRUE),\"\")","v":""},"","","","","","","","","","","","","","","","","","","",{"$f":"IFERROR(IF(OR(D125=\"\",'Cost scenario - input'!$G110=\"\"),\"\",D125/'Cost scenario - input'!$G110),\"\")","v":""},{"$f":"IFERROR(IF(OR(E125=\"\",'Cost scenario - input'!$G110=\"\"),\"\",E125/'Cost scenario - input'!$G110),\"\")","v":""},{"$f":"IFERROR(IF(OR(F125=\"\",'Cost scenario - input'!$G110=\"\"),\"\",F125/'Cost scenario - input'!$G110),\"\")","v":""},{"$f":"IFERROR(IF(OR(G125=\"\",'Cost scenario - input'!$G110=\"\"),\"\",G125/'Cost scenario - input'!$G110),\"\")","v":""},{"$f":"IFERROR(IF(OR(H125=\"\",'Cost scenario - input'!$G110=\"\"),\"\",H125/'Cost scenario - input'!$G110),\"\")","v":""},{"$f":"IFERROR(IF(OR(I125=\"\",'Cost scenario - input'!$G110=\"\"),\"\",I125/'Cost scenario - input'!$G110),\"\")","v":""},{"$f":"IFERROR(IF(OR(J125=\"\",'Cost scenario - input'!$G110=\"\"),\"\",J125/'Cost scenario - input'!$G110),\"\")","v":""},{"$f":"IFERROR(IF(OR(K125=\"\",'Cost scenario - input'!$G110=\"\"),\"\",K125/'Cost scenario - input'!$G110),\"\")","v":""},{"$f":"IFERROR(IF(OR(L125=\"\",'Cost scenario - input'!$G110=\"\"),\"\",L125/'Cost scenario - input'!$G110),\"\")","v":""},{"$f":"IFERROR(IF(OR(M125=\"\",'Cost scenario - input'!$G110=\"\"),\"\",M125/'Cost scenario - input'!$G110),\"\")","v":""},{"$f":"IFERROR(IF(OR(N125=\"\",'Cost scenario - input'!$G110=\"\"),\"\",N125/'Cost scenario - input'!$G110),\"\")","v":""},{"$f":"IFERROR(IF(OR(O125=\"\",'Cost scenario - input'!$G110=\"\"),\"\",O125/'Cost scenario - input'!$G110),\"\")","v":""},{"$f":"IFERROR(IF(OR(P125=\"\",'Cost scenario - input'!$G110=\"\"),\"\",P125/'Cost scenario - input'!$G110),\"\")","v":""},{"$f":"IFERROR(IF(OR(Q125=\"\",'Cost scenario - input'!$G110=\"\"),\"\",Q125/'Cost scenario - input'!$G110),\"\")","v":""},{"$f":"IFERROR(IF(OR(R125=\"\",'Cost scenario - input'!$G110=\"\"),\"\",R125/'Cost scenario - input'!$G110),\"\")","v":""},{"$f":"IFERROR(IF(OR(S125=\"\",'Cost scenario - input'!$G110=\"\"),\"\",S125/'Cost scenario - input'!$G110),\"\")","v":""},{"$f":"IFERROR(IF(OR(T125=\"\",'Cost scenario - input'!$G110=\"\"),\"\",T125/'Cost scenario - input'!$G110),\"\")","v":""},{"$f":"IFERROR(IF(OR(U125=\"\",'Cost scenario - input'!$G110=\"\"),\"\",U125/'Cost scenario - input'!$G110),\"\")","v":""},{"$f":"IFERROR(IF(OR(V125=\"\",'Cost scenario - input'!$G110=\"\"),\"\",V125/'Cost scenario - input'!$G110),\"\")","v":""},{"$f":"IFERROR(IF(OR(W125=\"\",'Cost scenario - input'!$G110=\"\"),\"\",W125/'Cost scenario - input'!$G110),\"\")","v":""}]
[{"$f":"IFERROR('Cost scenario - input'!A111,\"\")","v":""},{"$f":"IFERROR('Cost scenario - input'!B111,\"\")","v":""},{"$f":"IFERROR('Cost scenario - input'!C111,\"\")","v":""},{"$f":"IFERROR(repcalc('Cost scenario - input'!$CY111:$GK111,'Cost scenario - input'!$J111,'Cost scenario - input'!$H111,'Cost scenario - input'!$I111,20,TRUE,TRUE),\"\")","v":""},"","","","","","","","","","","","","","","","","","","",{"$f":"IFERROR(IF(OR(D126=\"\",'Cost scenario - input'!$G111=\"\"),\"\",D126/'Cost scenario - input'!$G111),\"\")","v":""},{"$f":"IFERROR(IF(OR(E126=\"\",'Cost scenario - input'!$G111=\"\"),\"\",E126/'Cost scenario - input'!$G111),\"\")","v":""},{"$f":"IFERROR(IF(OR(F126=\"\",'Cost scenario - input'!$G111=\"\"),\"\",F126/'Cost scenario - input'!$G111),\"\")","v":""},{"$f":"IFERROR(IF(OR(G126=\"\",'Cost scenario - input'!$G111=\"\"),\"\",G126/'Cost scenario - input'!$G111),\"\")","v":""},{"$f":"IFERROR(IF(OR(H126=\"\",'Cost scenario - input'!$G111=\"\"),\"\",H126/'Cost scenario - input'!$G111),\"\")","v":""},{"$f":"IFERROR(IF(OR(I126=\"\",'Cost scenario - input'!$G111=\"\"),\"\",I126/'Cost scenario - input'!$G111),\"\")","v":""},{"$f":"IFERROR(IF(OR(J126=\"\",'Cost scenario - input'!$G111=\"\"),\"\",J126/'Cost scenario - input'!$G111),\"\")","v":""},{"$f":"IFERROR(IF(OR(K126=\"\",'Cost scenario - input'!$G111=\"\"),\"\",K126/'Cost scenario - input'!$G111),\"\")","v":""},{"$f":"IFERROR(IF(OR(L126=\"\",'Cost scenario - input'!$G111=\"\"),\"\",L126/'Cost scenario - input'!$G111),\"\")","v":""},{"$f":"IFERROR(IF(OR(M126=\"\",'Cost scenario - input'!$G111=\"\"),\"\",M126/'Cost scenario - input'!$G111),\"\")","v":""},{"$f":"IFERROR(IF(OR(N126=\"\",'Cost scenario - input'!$G111=\"\"),\"\",N126/'Cost scenario - input'!$G111),\"\")","v":""},{"$f":"IFERROR(IF(OR(O126=\"\",'Cost scenario - input'!$G111=\"\"),\"\",O126/'Cost scenario - input'!$G111),\"\")","v":""},{"$f":"IFERROR(IF(OR(P126=\"\",'Cost scenario - input'!$G111=\"\"),\"\",P126/'Cost scenario - input'!$G111),\"\")","v":""},{"$f":"IFERROR(IF(OR(Q126=\"\",'Cost scenario - input'!$G111=\"\"),\"\",Q126/'Cost scenario - input'!$G111),\"\")","v":""},{"$f":"IFERROR(IF(OR(R126=\"\",'Cost scenario - input'!$G111=\"\"),\"\",R126/'Cost scenario - input'!$G111),\"\")","v":""},{"$f":"IFERROR(IF(OR(S126=\"\",'Cost scenario - input'!$G111=\"\"),\"\",S126/'Cost scenario - input'!$G111),\"\")","v":""},{"$f":"IFERROR(IF(OR(T126=\"\",'Cost scenario - input'!$G111=\"\"),\"\",T126/'Cost scenario - input'!$G111),\"\")","v":""},{"$f":"IFERROR(IF(OR(U126=\"\",'Cost scenario - input'!$G111=\"\"),\"\",U126/'Cost scenario - input'!$G111),\"\")","v":""},{"$f":"IFERROR(IF(OR(V126=\"\",'Cost scenario - input'!$G111=\"\"),\"\",V126/'Cost scenario - input'!$G111),\"\")","v":""},{"$f":"IFERROR(IF(OR(W126=\"\",'Cost scenario - input'!$G111=\"\"),\"\",W126/'Cost scenario - input'!$G111),\"\")","v":""}]
[{"$f":"IFERROR('Cost scenario - input'!A112,\"\")","v":""},{"$f":"IFERROR('Cost scenario - input'!B112,\"\")","v":""},{"$f":"IFERROR('Cost scenario - input'!C112,\"\")","v":""},{"$f":"IFERROR(repcalc('Cost scenario - input'!$CY112:$GK112,'Cost scenario - input'!$J112,'Cost scenario - input'!$H112,'Cost scenario - input'!$I112,20,TRUE,TRUE),\"\")","v":""},"","","","","","","","","","","","","","","","","","","",{"$f":"IFERROR(IF(OR(D127=\"\",'Cost scenario - input'!$G112=\"\"),\"\",D127/'Cost scenario - input'!$G112),\"\")","v":""},{"$f":"IFERROR(IF(OR(E127=\"\",'Cost scenario - input'!$G112=\"\"),\"\",E127/'Cost scenario - input'!$G112),\"\")","v":""},{"$f":"IFERROR(IF(OR(F127=\"\",'Cost scenario - input'!$G112=\"\"),\"\",F127/'Cost scenario - input'!$G112),\"\")","v":""},{"$f":"IFERROR(IF(OR(G127=\"\",'Cost scenario - input'!$G112=\"\"),\"\",G127/'Cost scenario - input'!$G112),\"\")","v":""},{"$f":"IFERROR(IF(OR(H127=\"\",'Cost scenario - input'!$G112=\"\"),\"\",H127/'Cost scenario - input'!$G112),\"\")","v":""},{"$f":"IFERROR(IF(OR(I127=\"\",'Cost scenario - input'!$G112=\"\"),\"\",I127/'Cost scenario - input'!$G112),\"\")","v":""},{"$f":"IFERROR(IF(OR(J127=\"\",'Cost scenario - input'!$G112=\"\"),\"\",J127/'Cost scenario - input'!$G112),\"\")","v":""},{"$f":"IFERROR(IF(OR(K127=\"\",'Cost scenario - input'!$G112=\"\"),\"\",K127/'Cost scenario - input'!$G112),\"\")","v":""},{"$f":"IFERROR(IF(OR(L127=\"\",'Cost scenario - input'!$G112=\"\"),\"\",L127/'Cost scenario - input'!$G112),\"\")","v":""},{"$f":"IFERROR(IF(OR(M127=\"\",'Cost scenario - input'!$G112=\"\"),\"\",M127/'Cost scenario - input'!$G112),\"\")","v":""},{"$f":"IFERROR(IF(OR(N127=\"\",'Cost scenario - input'!$G112=\"\"),\"\",N127/'Cost scenario - input'!$G112),\"\")","v":""},{"$f":"IFERROR(IF(OR(O127=\"\",'Cost scenario - input'!$G112=\"\"),\"\",O127/'Cost scenario - input'!$G112),\"\")","v":""},{"$f":"IFERROR(IF(OR(P127=\"\",'Cost scenario - input'!$G112=\"\"),\"\",P127/'Cost scenario - input'!$G112),\"\")","v":""},{"$f":"IFERROR(IF(OR(Q127=\"\",'Cost scenario - input'!$G112=\"\"),\"\",Q127/'Cost scenario - input'!$G112),\"\")","v":""},{"$f":"IFERROR(IF(OR(R127=\"\",'Cost scenario - input'!$G112=\"\"),\"\",R127/'Cost scenario - input'!$G112),\"\")","v":""},{"$f":"IFERROR(IF(OR(S127=\"\",'Cost scenario - input'!$G112=\"\"),\"\",S127/'Cost scenario - input'!$G112),\"\")","v":""},{"$f":"IFERROR(IF(OR(T127=\"\",'Cost scenario - input'!$G112=\"\"),\"\",T127/'Cost scenario - input'!$G112),\"\")","v":""},{"$f":"IFERROR(IF(OR(U127=\"\",'Cost scenario - input'!$G112=\"\"),\"\",U127/'Cost scenario - input'!$G112),\"\")","v":""},{"$f":"IFERROR(IF(OR(V127=\"\",'Cost scenario - input'!$G112=\"\"),\"\",V127/'Cost scenario - input'!$G112),\"\")","v":""},{"$f":"IFERROR(IF(OR(W127=\"\",'Cost scenario - input'!$G112=\"\"),\"\",W127/'Cost scenario - input'!$G112),\"\")","v":""}]
[{"$f":"IFERROR('Cost scenario - input'!A113,\"\")","v":""},{"$f":"IFERROR('Cost scenario - input'!B113,\"\")","v":""},{"$f":"IFERROR('Cost scenario - input'!C113,\"\")","v":""},{"$f":"IFERROR(repcalc('Cost scenario - input'!$CY113:$GK113,'Cost scenario - input'!$J113,'Cost scenario - input'!$H113,'Cost scenario - input'!$I113,20,TRUE,TRUE),\"\")","v":""},"","","","","","","","","","","","","","","","","","","",{"$f":"IFERROR(IF(OR(D128=\"\",'Cost scenario - input'!$G113=\"\"),\"\",D128/'Cost scenario - input'!$G113),\"\")","v":""},{"$f":"IFERROR(IF(OR(E128=\"\",'Cost scenario - input'!$G113=\"\"),\"\",E128/'Cost scenario - input'!$G113),\"\")","v":""},{"$f":"IFERROR(IF(OR(F128=\"\",'Cost scenario - input'!$G113=\"\"),\"\",F128/'Cost scenario - input'!$G113),\"\")","v":""},{"$f":"IFERROR(IF(OR(G128=\"\",'Cost scenario - input'!$G113=\"\"),\"\",G128/'Cost scenario - input'!$G113),\"\")","v":""},{"$f":"IFERROR(IF(OR(H128=\"\",'Cost scenario - input'!$G113=\"\"),\"\",H128/'Cost scenario - input'!$G113),\"\")","v":""},{"$f":"IFERROR(IF(OR(I128=\"\",'Cost scenario - input'!$G113=\"\"),\"\",I128/'Cost scenario - input'!$G113),\"\")","v":""},{"$f":"IFERROR(IF(OR(J128=\"\",'Cost scenario - input'!$G113=\"\"),\"\",J128/'Cost scenario - input'!$G113),\"\")","v":""},{"$f":"IFERROR(IF(OR(K128=\"\",'Cost scenario - input'!$G113=\"\"),\"\",K128/'Cost scenario - input'!$G113),\"\")","v":""},{"$f":"IFERROR(IF(OR(L128=\"\",'Cost scenario - input'!$G113=\"\"),\"\",L128/'Cost scenario - input'!$G113),\"\")","v":""},{"$f":"IFERROR(IF(OR(M128=\"\",'Cost scenario - input'!$G113=\"\"),\"\",M128/'Cost scenario - input'!$G113),\"\")","v":""},{"$f":"IFERROR(IF(OR(N128=\"\",'Cost scenario - input'!$G113=\"\"),\"\",N128/'Cost scenario - input'!$G113),\"\")","v":""},{"$f":"IFERROR(IF(OR(O128=\"\",'Cost scenario - input'!$G113=\"\"),\"\",O128/'Cost scenario - input'!$G113),\"\")","v":""},{"$f":"IFERROR(IF(OR(P128=\"\",'Cost scenario - input'!$G113=\"\"),\"\",P128/'Cost scenario - input'!$G113),\"\")","v":""},{"$f":"IFERROR(IF(OR(Q128=\"\",'Cost scenario - input'!$G113=\"\"),\"\",Q128/'Cost scenario - input'!$G113),\"\")","v":""},{"$f":"IFERROR(IF(OR(R128=\"\",'Cost scenario - input'!$G113=\"\"),\"\",R128/'Cost scenario - input'!$G113),\"\")","v":""},{"$f":"IFERROR(IF(OR(S128=\"\",'Cost scenario - input'!$G113=\"\"),\"\",S128/'Cost scenario - input'!$G113),\"\")","v":""},{"$f":"IFERROR(IF(OR(T128=\"\",'Cost scenario - input'!$G113=\"\"),\"\",T128/'Cost scenario - input'!$G113),\"\")","v":""},{"$f":"IFERROR(IF(OR(U128=\"\",'Cost scenario - input'!$G113=\"\"),\"\",U128/'Cost scenario - input'!$G113),\"\")","v":""},{"$f":"IFERROR(IF(OR(V128=\"\",'Cost scenario - input'!$G113=\"\"),\"\",V128/'Cost scenario - input'!$G113),\"\")","v":""},{"$f":"IFERROR(IF(OR(W128=\"\",'Cost scenario - input'!$G113=\"\"),\"\",W128/'Cost scenario - input'!$G113),\"\")","v":""}]
[{"$f":"IFERROR('Cost scenario - input'!A114,\"\")","v":""},{"$f":"IFERROR('Cost scenario - input'!B114,\"\")","v":""},{"$f":"IFERROR('Cost scenario - input'!C114,\"\")","v":""},{"$f":"IFERROR(repcalc('Cost scenario - input'!$CY114:$GK114,'Cost scenario - input'!$J114,'Cost scenario - input'!$H114,'Cost scenario - input'!$I114,20,TRUE,TRUE),\"\")","v":""},"","","","","","","","","","","","","","","","","","","",{"$f":"IFERROR(IF(OR(D129=\"\",'Cost scenario - input'!$G114=\"\"),\"\",D129/'Cost scenario - input'!$G114),\"\")","v":""},{"$f":"IFERROR(IF(OR(E129=\"\",'Cost scenario - input'!$G114=\"\"),\"\",E129/'Cost scenario - input'!$G114),\"\")","v":""},{"$f":"IFERROR(IF(OR(F129=\"\",'Cost scenario - input'!$G114=\"\"),\"\",F129/'Cost scenario - input'!$G114),\"\")","v":""},{"$f":"IFERROR(IF(OR(G129=\"\",'Cost scenario - input'!$G114=\"\"),\"\",G129/'Cost scenario - input'!$G114),\"\")","v":""},{"$f":"IFERROR(IF(OR(H129=\"\",'Cost scenario - input'!$G114=\"\"),\"\",H129/'Cost scenario - input'!$G114),\"\")","v":""},{"$f":"IFERROR(IF(OR(I129=\"\",'Cost scenario - input'!$G114=\"\"),\"\",I129/'Cost scenario - input'!$G114),\"\")","v":""},{"$f":"IFERROR(IF(OR(J129=\"\",'Cost scenario - input'!$G114=\"\"),\"\",J129/'Cost scenario - input'!$G114),\"\")","v":""},{"$f":"IFERROR(IF(OR(K129=\"\",'Cost scenario - input'!$G114=\"\"),\"\",K129/'Cost scenario - input'!$G114),\"\")","v":""},{"$f":"IFERROR(IF(OR(L129=\"\",'Cost scenario - input'!$G114=\"\"),\"\",L129/'Cost scenario - input'!$G114),\"\")","v":""},{"$f":"IFERROR(IF(OR(M129=\"\",'Cost scenario - input'!$G114=\"\"),\"\",M129/'Cost scenario - input'!$G114),\"\")","v":""},{"$f":"IFERROR(IF(OR(N129=\"\",'Cost scenario - input'!$G114=\"\"),\"\",N129/'Cost scenario - input'!$G114),\"\")","v":""},{"$f":"IFERROR(IF(OR(O129=\"\",'Cost scenario - input'!$G114=\"\"),\"\",O129/'Cost scenario - input'!$G114),\"\")","v":""},{"$f":"IFERROR(IF(OR(P129=\"\",'Cost scenario - input'!$G114=\"\"),\"\",P129/'Cost scenario - input'!$G114),\"\")","v":""},{"$f":"IFERROR(IF(OR(Q129=\"\",'Cost scenario - input'!$G114=\"\"),\"\",Q129/'Cost scenario - input'!$G114),\"\")","v":""},{"$f":"IFERROR(IF(OR(R129=\"\",'Cost scenario - input'!$G114=\"\"),\"\",R129/'Cost scenario - input'!$G114),\"\")","v":""},{"$f":"IFERROR(IF(OR(S129=\"\",'Cost scenario - input'!$G114=\"\"),\"\",S129/'Cost scenario - input'!$G114),\"\")","v":""},{"$f":"IFERROR(IF(OR(T129=\"\",'Cost scenario - input'!$G114=\"\"),\"\",T129/'Cost scenario - input'!$G114),\"\")","v":""},{"$f":"IFERROR(IF(OR(U129=\"\",'Cost scenario - input'!$G114=\"\"),\"\",U129/'Cost scenario - input'!$G114),\"\")","v":""},{"$f":"IFERROR(IF(OR(V129=\"\",'Cost scenario - input'!$G114=\"\"),\"\",V129/'Cost scenario - input'!$G114),\"\")","v":""},{"$f":"IFERROR(IF(OR(W129=\"\",'Cost scenario - input'!$G114=\"\"),\"\",W129/'Cost scenario - input'!$G114),\"\")","v":""}]
[{"$f":"IFERROR('Cost scenario - input'!A115,\"\")","v":""},{"$f":"IFERROR('Cost scenario - input'!B115,\"\")","v":""},{"$f":"IFERROR('Cost scenario - input'!C115,\"\")","v":""},{"$f":"IFERROR(repcalc('Cost scenario - input'!$CY115:$GK115,'Cost scenario - input'!$J115,'Cost scenario - input'!$H115,'Cost scenario - input'!$I115,20,TRUE,TRUE),\"\")","v":""},"","","","","","","","","","","","","","","","","","","",{"$f":"IFERROR(IF(OR(D130=\"\",'Cost scenario - input'!$G115=\"\"),\"\",D130/'Cost scenario - input'!$G115),\"\")","v":""},{"$f":"IFERROR(IF(OR(E130=\"\",'Cost scenario - input'!$G115=\"\"),\"\",E130/'Cost scenario - input'!$G115),\"\")","v":""},{"$f":"IFERROR(IF(OR(F130=\"\",'Cost scenario - input'!$G115=\"\"),\"\",F130/'Cost scenario - input'!$G115),\"\")","v":""},{"$f":"IFERROR(IF(OR(G130=\"\",'Cost scenario - input'!$G115=\"\"),\"\",G130/'Cost scenario - input'!$G115),\"\")","v":""},{"$f":"IFERROR(IF(OR(H130=\"\",'Cost scenario - input'!$G115=\"\"),\"\",H130/'Cost scenario - input'!$G115),\"\")","v":""},{"$f":"IFERROR(IF(OR(I130=\"\",'Cost scenario - input'!$G115=\"\"),\"\",I130/'Cost scenario - input'!$G115),\"\")","v":""},{"$f":"IFERROR(IF(OR(J130=\"\",'Cost scenario - input'!$G115=\"\"),\"\",J130/'Cost scenario - input'!$G115),\"\")","v":""},{"$f":"IFERROR(IF(OR(K130=\"\",'Cost scenario - input'!$G115=\"\"),\"\",K130/'Cost scenario - input'!$G115),\"\")","v":""},{"$f":"IFERROR(IF(OR(L130=\"\",'Cost scenario - input'!$G115=\"\"),\"\",L130/'Cost scenario - input'!$G115),\"\")","v":""},{"$f":"IFERROR(IF(OR(M130=\"\",'Cost scenario - input'!$G115=\"\"),\"\",M130/'Cost scenario - input'!$G115),\"\")","v":""},{"$f":"IFERROR(IF(OR(N130=\"\",'Cost scenario - input'!$G115=\"\"),\"\",N130/'Cost scenario - input'!$G115),\"\")","v":""},{"$f":"IFERROR(IF(OR(O130=\"\",'Cost scenario - input'!$G115=\"\"),\"\",O130/'Cost scenario - input'!$G115),\"\")","v":""},{"$f":"IFERROR(IF(OR(P130=\"\",'Cost scenario - input'!$G115=\"\"),\"\",P130/'Cost scenario - input'!$G115),\"\")","v":""},{"$f":"IFERROR(IF(OR(Q130=\"\",'Cost scenario - input'!$G115=\"\"),\"\",Q130/'Cost scenario - input'!$G115),\"\")","v":""},{"$f":"IFERROR(IF(OR(R130=\"\",'Cost scenario - input'!$G115=\"\"),\"\",R130/'Cost scenario - input'!$G115),\"\")","v":""},{"$f":"IFERROR(IF(OR(S130=\"\",'Cost scenario - input'!$G115=\"\"),\"\",S130/'Cost scenario - input'!$G115),\"\")","v":""},{"$f":"IFERROR(IF(OR(T130=\"\",'Cost scenario - input'!$G115=\"\"),\"\",T130/'Cost scenario - input'!$G115),\"\")","v":""},{"$f":"IFERROR(IF(OR(U130=\"\",'Cost scenario - input'!$G115=\"\"),\"\",U130/'Cost scenario - input'!$G115),\"\")","v":""},{"$f":"IFERROR(IF(OR(V130=\"\",'Cost scenario - input'!$G115=\"\"),\"\",V130/'Cost scenario - input'!$G115),\"\")","v":""},{"$f":"IFERROR(IF(OR(W130=\"\",'Cost scenario - input'!$G115=\"\"),\"\",W130/'Cost scenario - input'!$G115),\"\")","v":""}]
[{"$f":"IFERROR('Cost scenario - input'!A116,\"\")","v":""},{"$f":"IFERROR('Cost scenario - input'!B116,\"\")","v":""},{"$f":"IFERROR('Cost scenario - input'!C116,\"\")","v":""},{"$f":"IFERROR(repcalc('Cost scenario - input'!$CY116:$GK116,'Cost scenario - input'!$J116,'Cost scenario - input'!$H116,'Cost scenario - input'!$I116,20,TRUE,TRUE),\"\")","v":""},"","","","","","","","","","","","","","","","","","","",{"$f":"IFERROR(IF(OR(D131=\"\",'Cost scenario - input'!$G116=\"\"),\"\",D131/'Cost scenario - input'!$G116),\"\")","v":""},{"$f":"IFERROR(IF(OR(E131=\"\",'Cost scenario - input'!$G116=\"\"),\"\",E131/'Cost scenario - input'!$G116),\"\")","v":""},{"$f":"IFERROR(IF(OR(F131=\"\",'Cost scenario - input'!$G116=\"\"),\"\",F131/'Cost scenario - input'!$G116),\"\")","v":""},{"$f":"IFERROR(IF(OR(G131=\"\",'Cost scenario - input'!$G116=\"\"),\"\",G131/'Cost scenario - input'!$G116),\"\")","v":""},{"$f":"IFERROR(IF(OR(H131=\"\",'Cost scenario - input'!$G116=\"\"),\"\",H131/'Cost scenario - input'!$G116),\"\")","v":""},{"$f":"IFERROR(IF(OR(I131=\"\",'Cost scenario - input'!$G116=\"\"),\"\",I131/'Cost scenario - input'!$G116),\"\")","v":""},{"$f":"IFERROR(IF(OR(J131=\"\",'Cost scenario - input'!$G116=\"\"),\"\",J131/'Cost scenario - input'!$G116),\"\")","v":""},{"$f":"IFERROR(IF(OR(K131=\"\",'Cost scenario - input'!$G116=\"\"),\"\",K131/'Cost scenario - input'!$G116),\"\")","v":""},{"$f":"IFERROR(IF(OR(L131=\"\",'Cost scenario - input'!$G116=\"\"),\"\",L131/'Cost scenario - input'!$G116),\"\")","v":""},{"$f":"IFERROR(IF(OR(M131=\"\",'Cost scenario - input'!$G116=\"\"),\"\",M131/'Cost scenario - input'!$G116),\"\")","v":""},{"$f":"IFERROR(IF(OR(N131=\"\",'Cost scenario - input'!$G116=\"\"),\"\",N131/'Cost scenario - input'!$G116),\"\")","v":""},{"$f":"IFERROR(IF(OR(O131=\"\",'Cost scenario - input'!$G116=\"\"),\"\",O131/'Cost scenario - input'!$G116),\"\")","v":""},{"$f":"IFERROR(IF(OR(P131=\"\",'Cost scenario - input'!$G116=\"\"),\"\",P131/'Cost scenario - input'!$G116),\"\")","v":""},{"$f":"IFERROR(IF(OR(Q131=\"\",'Cost scenario - input'!$G116=\"\"),\"\",Q131/'Cost scenario - input'!$G116),\"\")","v":""},{"$f":"IFERROR(IF(OR(R131=\"\",'Cost scenario - input'!$G116=\"\"),\"\",R131/'Cost scenario - input'!$G116),\"\")","v":""},{"$f":"IFERROR(IF(OR(S131=\"\",'Cost scenario - input'!$G116=\"\"),\"\",S131/'Cost scenario - input'!$G116),\"\")","v":""},{"$f":"IFERROR(IF(OR(T131=\"\",'Cost scenario - input'!$G116=\"\"),\"\",T131/'Cost scenario - input'!$G116),\"\")","v":""},{"$f":"IFERROR(IF(OR(U131=\"\",'Cost scenario - input'!$G116=\"\"),\"\",U131/'Cost scenario - input'!$G116),\"\")","v":""},{"$f":"IFERROR(IF(OR(V131=\"\",'Cost scenario - input'!$G116=\"\"),\"\",V131/'Cost scenario - input'!$G116),\"\")","v":""},{"$f":"IFERROR(IF(OR(W131=\"\",'Cost scenario - input'!$G116=\"\"),\"\",W131/'Cost scenario - input'!$G116),\"\")","v":""}]
[{"$f":"IFERROR('Cost scenario - input'!A117,\"\")","v":""},{"$f":"IFERROR('Cost scenario - input'!B117,\"\")","v":""},{"$f":"IFERROR('Cost scenario - input'!C117,\"\")","v":""},{"$f":"IFERROR(repcalc('Cost scenario - input'!$CY117:$GK117,'Cost scenario - input'!$J117,'Cost scenario - input'!$H117,'Cost scenario - input'!$I117,20,TRUE,TRUE),\"\")","v":""},"","","","","","","","","","","","","","","","","","","",{"$f":"IFERROR(IF(OR(D132=\"\",'Cost scenario - input'!$G117=\"\"),\"\",D132/'Cost scenario - input'!$G117),\"\")","v":""},{"$f":"IFERROR(IF(OR(E132=\"\",'Cost scenario - input'!$G117=\"\"),\"\",E132/'Cost scenario - input'!$G117),\"\")","v":""},{"$f":"IFERROR(IF(OR(F132=\"\",'Cost scenario - input'!$G117=\"\"),\"\",F132/'Cost scenario - input'!$G117),\"\")","v":""},{"$f":"IFERROR(IF(OR(G132=\"\",'Cost scenario - input'!$G117=\"\"),\"\",G132/'Cost scenario - input'!$G117),\"\")","v":""},{"$f":"IFERROR(IF(OR(H132=\"\",'Cost scenario - input'!$G117=\"\"),\"\",H132/'Cost scenario - input'!$G117),\"\")","v":""},{"$f":"IFERROR(IF(OR(I132=\"\",'Cost scenario - input'!$G117=\"\"),\"\",I132/'Cost scenario - input'!$G117),\"\")","v":""},{"$f":"IFERROR(IF(OR(J132=\"\",'Cost scenario - input'!$G117=\"\"),\"\",J132/'Cost scenario - input'!$G117),\"\")","v":""},{"$f":"IFERROR(IF(OR(K132=\"\",'Cost scenario - input'!$G117=\"\"),\"\",K132/'Cost scenario - input'!$G117),\"\")","v":""},{"$f":"IFERROR(IF(OR(L132=\"\",'Cost scenario - input'!$G117=\"\"),\"\",L132/'Cost scenario - input'!$G117),\"\")","v":""},{"$f":"IFERROR(IF(OR(M132=\"\",'Cost scenario - input'!$G117=\"\"),\"\",M132/'Cost scenario - input'!$G117),\"\")","v":""},{"$f":"IFERROR(IF(OR(N132=\"\",'Cost scenario - input'!$G117=\"\"),\"\",N132/'Cost scenario - input'!$G117),\"\")","v":""},{"$f":"IFERROR(IF(OR(O132=\"\",'Cost scenario - input'!$G117=\"\"),\"\",O132/'Cost scenario - input'!$G117),\"\")","v":""},{"$f":"IFERROR(IF(OR(P132=\"\",'Cost scenario - input'!$G117=\"\"),\"\",P132/'Cost scenario - input'!$G117),\"\")","v":""},{"$f":"IFERROR(IF(OR(Q132=\"\",'Cost scenario - input'!$G117=\"\"),\"\",Q132/'Cost scenario - input'!$G117),\"\")","v":""},{"$f":"IFERROR(IF(OR(R132=\"\",'Cost scenario - input'!$G117=\"\"),\"\",R132/'Cost scenario - input'!$G117),\"\")","v":""},{"$f":"IFERROR(IF(OR(S132=\"\",'Cost scenario - input'!$G117=\"\"),\"\",S132/'Cost scenario - input'!$G117),\"\")","v":""},{"$f":"IFERROR(IF(OR(T132=\"\",'Cost scenario - input'!$G117=\"\"),\"\",T132/'Cost scenario - input'!$G117),\"\")","v":""},{"$f":"IFERROR(IF(OR(U132=\"\",'Cost scenario - input'!$G117=\"\"),\"\",U132/'Cost scenario - input'!$G117),\"\")","v":""},{"$f":"IFERROR(IF(OR(V132=\"\",'Cost scenario - input'!$G117=\"\"),\"\",V132/'Cost scenario - input'!$G117),\"\")","v":""},{"$f":"IFERROR(IF(OR(W132=\"\",'Cost scenario - input'!$G117=\"\"),\"\",W132/'Cost scenario - input'!$G117),\"\")","v":""}]
[{"$f":"IFERROR('Cost scenario - input'!A118,\"\")","v":""},{"$f":"IFERROR('Cost scenario - input'!B118,\"\")","v":""},{"$f":"IFERROR('Cost scenario - input'!C118,\"\")","v":""},{"$f":"IFERROR(repcalc('Cost scenario - input'!$CY118:$GK118,'Cost scenario - input'!$J118,'Cost scenario - input'!$H118,'Cost scenario - input'!$I118,20,TRUE,TRUE),\"\")","v":""},"","","","","","","","","","","","","","","","","","","",{"$f":"IFERROR(IF(OR(D133=\"\",'Cost scenario - input'!$G118=\"\"),\"\",D133/'Cost scenario - input'!$G118),\"\")","v":""},{"$f":"IFERROR(IF(OR(E133=\"\",'Cost scenario - input'!$G118=\"\"),\"\",E133/'Cost scenario - input'!$G118),\"\")","v":""},{"$f":"IFERROR(IF(OR(F133=\"\",'Cost scenario - input'!$G118=\"\"),\"\",F133/'Cost scenario - input'!$G118),\"\")","v":""},{"$f":"IFERROR(IF(OR(G133=\"\",'Cost scenario - input'!$G118=\"\"),\"\",G133/'Cost scenario - input'!$G118),\"\")","v":""},{"$f":"IFERROR(IF(OR(H133=\"\",'Cost scenario - input'!$G118=\"\"),\"\",H133/'Cost scenario - input'!$G118),\"\")","v":""},{"$f":"IFERROR(IF(OR(I133=\"\",'Cost scenario - input'!$G118=\"\"),\"\",I133/'Cost scenario - input'!$G118),\"\")","v":""},{"$f":"IFERROR(IF(OR(J133=\"\",'Cost scenario - input'!$G118=\"\"),\"\",J133/'Cost scenario - input'!$G118),\"\")","v":""},{"$f":"IFERROR(IF(OR(K133=\"\",'Cost scenario - input'!$G118=\"\"),\"\",K133/'Cost scenario - input'!$G118),\"\")","v":""},{"$f":"IFERROR(IF(OR(L133=\"\",'Cost scenario - input'!$G118=\"\"),\"\",L133/'Cost scenario - input'!$G118),\"\")","v":""},{"$f":"IFERROR(IF(OR(M133=\"\",'Cost scenario - input'!$G118=\"\"),\"\",M133/'Cost scenario - input'!$G118),\"\")","v":""},{"$f":"IFERROR(IF(OR(N133=\"\",'Cost scenario - input'!$G118=\"\"),\"\",N133/'Cost scenario - input'!$G118),\"\")","v":""},{"$f":"IFERROR(IF(OR(O133=\"\",'Cost scenario - input'!$G118=\"\"),\"\",O133/'Cost scenario - input'!$G118),\"\")","v":""},{"$f":"IFERROR(IF(OR(P133=\"\",'Cost scenario - input'!$G118=\"\"),\"\",P133/'Cost scenario - input'!$G118),\"\")","v":""},{"$f":"IFERROR(IF(OR(Q133=\"\",'Cost scenario - input'!$G118=\"\"),\"\",Q133/'Cost scenario - input'!$G118),\"\")","v":""},{"$f":"IFERROR(IF(OR(R133=\"\",'Cost scenario - input'!$G118=\"\"),\"\",R133/'Cost scenario - input'!$G118),\"\")","v":""},{"$f":"IFERROR(IF(OR(S133=\"\",'Cost scenario - input'!$G118=\"\"),\"\",S133/'Cost scenario - input'!$G118),\"\")","v":""},{"$f":"IFERROR(IF(OR(T133=\"\",'Cost scenario - input'!$G118=\"\"),\"\",T133/'Cost scenario - input'!$G118),\"\")","v":""},{"$f":"IFERROR(IF(OR(U133=\"\",'Cost scenario - input'!$G118=\"\"),\"\",U133/'Cost scenario - input'!$G118),\"\")","v":""},{"$f":"IFERROR(IF(OR(V133=\"\",'Cost scenario - input'!$G118=\"\"),\"\",V133/'Cost scenario - input'!$G118),\"\")","v":""},{"$f":"IFERROR(IF(OR(W133=\"\",'Cost scenario - input'!$G118=\"\"),\"\",W133/'Cost scenario - input'!$G118),\"\")","v":""}]
[{"$f":"IFERROR('Cost scenario - input'!A119,\"\")","v":""},{"$f":"IFERROR('Cost scenario - input'!B119,\"\")","v":""},{"$f":"IFERROR('Cost scenario - input'!C119,\"\")","v":""},{"$f":"IFERROR(repcalc('Cost scenario - input'!$CY119:$GK119,'Cost scenario - input'!$J119,'Cost scenario - input'!$H119,'Cost scenario - input'!$I119,20,TRUE,TRUE),\"\")","v":""},"","","","","","","","","","","","","","","","","","","",{"$f":"IFERROR(IF(OR(D134=\"\",'Cost scenario - input'!$G119=\"\"),\"\",D134/'Cost scenario - input'!$G119),\"\")","v":""},{"$f":"IFERROR(IF(OR(E134=\"\",'Cost scenario - input'!$G119=\"\"),\"\",E134/'Cost scenario - input'!$G119),\"\")","v":""},{"$f":"IFERROR(IF(OR(F134=\"\",'Cost scenario - input'!$G119=\"\"),\"\",F134/'Cost scenario - input'!$G119),\"\")","v":""},{"$f":"IFERROR(IF(OR(G134=\"\",'Cost scenario - input'!$G119=\"\"),\"\",G134/'Cost scenario - input'!$G119),\"\")","v":""},{"$f":"IFERROR(IF(OR(H134=\"\",'Cost scenario - input'!$G119=\"\"),\"\",H134/'Cost scenario - input'!$G119),\"\")","v":""},{"$f":"IFERROR(IF(OR(I134=\"\",'Cost scenario - input'!$G119=\"\"),\"\",I134/'Cost scenario - input'!$G119),\"\")","v":""},{"$f":"IFERROR(IF(OR(J134=\"\",'Cost scenario - input'!$G119=\"\"),\"\",J134/'Cost scenario - input'!$G119),\"\")","v":""},{"$f":"IFERROR(IF(OR(K134=\"\",'Cost scenario - input'!$G119=\"\"),\"\",K134/'Cost scenario - input'!$G119),\"\")","v":""},{"$f":"IFERROR(IF(OR(L134=\"\",'Cost scenario - input'!$G119=\"\"),\"\",L134/'Cost scenario - input'!$G119),\"\")","v":""},{"$f":"IFERROR(IF(OR(M134=\"\",'Cost scenario - input'!$G119=\"\"),\"\",M134/'Cost scenario - input'!$G119),\"\")","v":""},{"$f":"IFERROR(IF(OR(N134=\"\",'Cost scenario - input'!$G119=\"\"),\"\",N134/'Cost scenario - input'!$G119),\"\")","v":""},{"$f":"IFERROR(IF(OR(O134=\"\",'Cost scenario - input'!$G119=\"\"),\"\",O134/'Cost scenario - input'!$G119),\"\")","v":""},{"$f":"IFERROR(IF(OR(P134=\"\",'Cost scenario - input'!$G119=\"\"),\"\",P134/'Cost scenario - input'!$G119),\"\")","v":""},{"$f":"IFERROR(IF(OR(Q134=\"\",'Cost scenario - input'!$G119=\"\"),\"\",Q134/'Cost scenario - input'!$G119),\"\")","v":""},{"$f":"IFERROR(IF(OR(R134=\"\",'Cost scenario - input'!$G119=\"\"),\"\",R134/'Cost scenario - input'!$G119),\"\")","v":""},{"$f":"IFERROR(IF(OR(S134=\"\",'Cost scenario - input'!$G119=\"\"),\"\",S134/'Cost scenario - input'!$G119),\"\")","v":""},{"$f":"IFERROR(IF(OR(T134=\"\",'Cost scenario - input'!$G119=\"\"),\"\",T134/'Cost scenario - input'!$G119),\"\")","v":""},{"$f":"IFERROR(IF(OR(U134=\"\",'Cost scenario - input'!$G119=\"\"),\"\",U134/'Cost scenario - input'!$G119),\"\")","v":""},{"$f":"IFERROR(IF(OR(V134=\"\",'Cost scenario - input'!$G119=\"\"),\"\",V134/'Cost scenario - input'!$G119),\"\")","v":""},{"$f":"IFERROR(IF(OR(W134=\"\",'Cost scenario - input'!$G119=\"\"),\"\",W134/'Cost scenario - input'!$G119),\"\")","v":""}]
[{"$f":"IFERROR('Cost scenario - input'!A120,\"\")","v":""},{"$f":"IFERROR('Cost scenario - input'!B120,\"\")","v":""},{"$f":"IFERROR('Cost scenario - input'!C120,\"\")","v":""},{"$f":"IFERROR(repcalc('Cost scenario - input'!$CY120:$GK120,'Cost scenario - input'!$J120,'Cost scenario - input'!$H120,'Cost scenario - input'!$I120,20,TRUE,TRUE),\"\")","v":""},"","","","","","","","","","","","","","","","","","","",{"$f":"IFERROR(IF(OR(D135=\"\",'Cost scenario - input'!$G120=\"\"),\"\",D135/'Cost scenario - input'!$G120),\"\")","v":""},{"$f":"IFERROR(IF(OR(E135=\"\",'Cost scenario - input'!$G120=\"\"),\"\",E135/'Cost scenario - input'!$G120),\"\")","v":""},{"$f":"IFERROR(IF(OR(F135=\"\",'Cost scenario - input'!$G120=\"\"),\"\",F135/'Cost scenario - input'!$G120),\"\")","v":""},{"$f":"IFERROR(IF(OR(G135=\"\",'Cost scenario - input'!$G120=\"\"),\"\",G135/'Cost scenario - input'!$G120),\"\")","v":""},{"$f":"IFERROR(IF(OR(H135=\"\",'Cost scenario - input'!$G120=\"\"),\"\",H135/'Cost scenario - input'!$G120),\"\")","v":""},{"$f":"IFERROR(IF(OR(I135=\"\",'Cost scenario - input'!$G120=\"\"),\"\",I135/'Cost scenario - input'!$G120),\"\")","v":""},{"$f":"IFERROR(IF(OR(J135=\"\",'Cost scenario - input'!$G120=\"\"),\"\",J135/'Cost scenario - input'!$G120),\"\")","v":""},{"$f":"IFERROR(IF(OR(K135=\"\",'Cost scenario - input'!$G120=\"\"),\"\",K135/'Cost scenario - input'!$G120),\"\")","v":""},{"$f":"IFERROR(IF(OR(L135=\"\",'Cost scenario - input'!$G120=\"\"),\"\",L135/'Cost scenario - input'!$G120),\"\")","v":""},{"$f":"IFERROR(IF(OR(M135=\"\",'Cost scenario - input'!$G120=\"\"),\"\",M135/'Cost scenario - input'!$G120),\"\")","v":""},{"$f":"IFERROR(IF(OR(N135=\"\",'Cost scenario - input'!$G120=\"\"),\"\",N135/'Cost scenario - input'!$G120),\"\")","v":""},{"$f":"IFERROR(IF(OR(O135=\"\",'Cost scenario - input'!$G120=\"\"),\"\",O135/'Cost scenario - input'!$G120),\"\")","v":""},{"$f":"IFERROR(IF(OR(P135=\"\",'Cost scenario - input'!$G120=\"\"),\"\",P135/'Cost scenario - input'!$G120),\"\")","v":""},{"$f":"IFERROR(IF(OR(Q135=\"\",'Cost scenario - input'!$G120=\"\"),\"\",Q135/'Cost scenario - input'!$G120),\"\")","v":""},{"$f":"IFERROR(IF(OR(R135=\"\",'Cost scenario - input'!$G120=\"\"),\"\",R135/'Cost scenario - input'!$G120),\"\")","v":""},{"$f":"IFERROR(IF(OR(S135=\"\",'Cost scenario - input'!$G120=\"\"),\"\",S135/'Cost scenario - input'!$G120),\"\")","v":""},{"$f":"IFERROR(IF(OR(T135=\"\",'Cost scenario - input'!$G120=\"\"),\"\",T135/'Cost scenario - input'!$G120),\"\")","v":""},{"$f":"IFERROR(IF(OR(U135=\"\",'Cost scenario - input'!$G120=\"\"),\"\",U135/'Cost scenario - input'!$G120),\"\")","v":""},{"$f":"IFERROR(IF(OR(V135=\"\",'Cost scenario - input'!$G120=\"\"),\"\",V135/'Cost scenario - input'!$G120),\"\")","v":""},{"$f":"IFERROR(IF(OR(W135=\"\",'Cost scenario - input'!$G120=\"\"),\"\",W135/'Cost scenario - input'!$G120),\"\")","v":""}]
[{"$f":"IFERROR('Cost scenario - input'!A121,\"\")","v":""},{"$f":"IFERROR('Cost scenario - input'!B121,\"\")","v":""},{"$f":"IFERROR('Cost scenario - input'!C121,\"\")","v":""},{"$f":"IFERROR(repcalc('Cost scenario - input'!$CY121:$GK121,'Cost scenario - input'!$J121,'Cost scenario - input'!$H121,'Cost scenario - input'!$I121,20,TRUE,TRUE),\"\")","v":""},"","","","","","","","","","","","","","","","","","","",{"$f":"IFERROR(IF(OR(D136=\"\",'Cost scenario - input'!$G121=\"\"),\"\",D136/'Cost scenario - input'!$G121),\"\")","v":""},{"$f":"IFERROR(IF(OR(E136=\"\",'Cost scenario - input'!$G121=\"\"),\"\",E136/'Cost scenario - input'!$G121),\"\")","v":""},{"$f":"IFERROR(IF(OR(F136=\"\",'Cost scenario - input'!$G121=\"\"),\"\",F136/'Cost scenario - input'!$G121),\"\")","v":""},{"$f":"IFERROR(IF(OR(G136=\"\",'Cost scenario - input'!$G121=\"\"),\"\",G136/'Cost scenario - input'!$G121),\"\")","v":""},{"$f":"IFERROR(IF(OR(H136=\"\",'Cost scenario - input'!$G121=\"\"),\"\",H136/'Cost scenario - input'!$G121),\"\")","v":""},{"$f":"IFERROR(IF(OR(I136=\"\",'Cost scenario - input'!$G121=\"\"),\"\",I136/'Cost scenario - input'!$G121),\"\")","v":""},{"$f":"IFERROR(IF(OR(J136=\"\",'Cost scenario - input'!$G121=\"\"),\"\",J136/'Cost scenario - input'!$G121),\"\")","v":""},{"$f":"IFERROR(IF(OR(K136=\"\",'Cost scenario - input'!$G121=\"\"),\"\",K136/'Cost scenario - input'!$G121),\"\")","v":""},{"$f":"IFERROR(IF(OR(L136=\"\",'Cost scenario - input'!$G121=\"\"),\"\",L136/'Cost scenario - input'!$G121),\"\")","v":""},{"$f":"IFERROR(IF(OR(M136=\"\",'Cost scenario - input'!$G121=\"\"),\"\",M136/'Cost scenario - input'!$G121),\"\")","v":""},{"$f":"IFERROR(IF(OR(N136=\"\",'Cost scenario - input'!$G121=\"\"),\"\",N136/'Cost scenario - input'!$G121),\"\")","v":""},{"$f":"IFERROR(IF(OR(O136=\"\",'Cost scenario - input'!$G121=\"\"),\"\",O136/'Cost scenario - input'!$G121),\"\")","v":""},{"$f":"IFERROR(IF(OR(P136=\"\",'Cost scenario - input'!$G121=\"\"),\"\",P136/'Cost scenario - input'!$G121),\"\")","v":""},{"$f":"IFERROR(IF(OR(Q136=\"\",'Cost scenario - input'!$G121=\"\"),\"\",Q136/'Cost scenario - input'!$G121),\"\")","v":""},{"$f":"IFERROR(IF(OR(R136=\"\",'Cost scenario - input'!$G121=\"\"),\"\",R136/'Cost scenario - input'!$G121),\"\")","v":""},{"$f":"IFERROR(IF(OR(S136=\"\",'Cost scenario - input'!$G121=\"\"),\"\",S136/'Cost scenario - input'!$G121),\"\")","v":""},{"$f":"IFERROR(IF(OR(T136=\"\",'Cost scenario - input'!$G121=\"\"),\"\",T136/'Cost scenario - input'!$G121),\"\")","v":""},{"$f":"IFERROR(IF(OR(U136=\"\",'Cost scenario - input'!$G121=\"\"),\"\",U136/'Cost scenario - input'!$G121),\"\")","v":""},{"$f":"IFERROR(IF(OR(V136=\"\",'Cost scenario - input'!$G121=\"\"),\"\",V136/'Cost scenario - input'!$G121),\"\")","v":""},{"$f":"IFERROR(IF(OR(W136=\"\",'Cost scenario - input'!$G121=\"\"),\"\",W136/'Cost scenario - input'!$G121),\"\")","v":""}]
[{"$f":"IFERROR('Cost scenario - input'!A122,\"\")","v":""},{"$f":"IFERROR('Cost scenario - input'!B122,\"\")","v":""},{"$f":"IFERROR('Cost scenario - input'!C122,\"\")","v":""},{"$f":"IFERROR(repcalc('Cost scenario - input'!$CY122:$GK122,'Cost scenario - input'!$J122,'Cost scenario - input'!$H122,'Cost scenario - input'!$I122,20,TRUE,TRUE),\"\")","v":""},"","","","","","","","","","","","","","","","","","","",{"$f":"IFERROR(IF(OR(D137=\"\",'Cost scenario - input'!$G122=\"\"),\"\",D137/'Cost scenario - input'!$G122),\"\")","v":""},{"$f":"IFERROR(IF(OR(E137=\"\",'Cost scenario - input'!$G122=\"\"),\"\",E137/'Cost scenario - input'!$G122),\"\")","v":""},{"$f":"IFERROR(IF(OR(F137=\"\",'Cost scenario - input'!$G122=\"\"),\"\",F137/'Cost scenario - input'!$G122),\"\")","v":""},{"$f":"IFERROR(IF(OR(G137=\"\",'Cost scenario - input'!$G122=\"\"),\"\",G137/'Cost scenario - input'!$G122),\"\")","v":""},{"$f":"IFERROR(IF(OR(H137=\"\",'Cost scenario - input'!$G122=\"\"),\"\",H137/'Cost scenario - input'!$G122),\"\")","v":""},{"$f":"IFERROR(IF(OR(I137=\"\",'Cost scenario - input'!$G122=\"\"),\"\",I137/'Cost scenario - input'!$G122),\"\")","v":""},{"$f":"IFERROR(IF(OR(J137=\"\",'Cost scenario - input'!$G122=\"\"),\"\",J137/'Cost scenario - input'!$G122),\"\")","v":""},{"$f":"IFERROR(IF(OR(K137=\"\",'Cost scenario - input'!$G122=\"\"),\"\",K137/'Cost scenario - input'!$G122),\"\")","v":""},{"$f":"IFERROR(IF(OR(L137=\"\",'Cost scenario - input'!$G122=\"\"),\"\",L137/'Cost scenario - input'!$G122),\"\")","v":""},{"$f":"IFERROR(IF(OR(M137=\"\",'Cost scenario - input'!$G122=\"\"),\"\",M137/'Cost scenario - input'!$G122),\"\")","v":""},{"$f":"IFERROR(IF(OR(N137=\"\",'Cost scenario - input'!$G122=\"\"),\"\",N137/'Cost scenario - input'!$G122),\"\")","v":""},{"$f":"IFERROR(IF(OR(O137=\"\",'Cost scenario - input'!$G122=\"\"),\"\",O137/'Cost scenario - input'!$G122),\"\")","v":""},{"$f":"IFERROR(IF(OR(P137=\"\",'Cost scenario - input'!$G122=\"\"),\"\",P137/'Cost scenario - input'!$G122),\"\")","v":""},{"$f":"IFERROR(IF(OR(Q137=\"\",'Cost scenario - input'!$G122=\"\"),\"\",Q137/'Cost scenario - input'!$G122),\"\")","v":""},{"$f":"IFERROR(IF(OR(R137=\"\",'Cost scenario - input'!$G122=\"\"),\"\",R137/'Cost scenario - input'!$G122),\"\")","v":""},{"$f":"IFERROR(IF(OR(S137=\"\",'Cost scenario - input'!$G122=\"\"),\"\",S137/'Cost scenario - input'!$G122),\"\")","v":""},{"$f":"IFERROR(IF(OR(T137=\"\",'Cost scenario - input'!$G122=\"\"),\"\",T137/'Cost scenario - input'!$G122),\"\")","v":""},{"$f":"IFERROR(IF(OR(U137=\"\",'Cost scenario - input'!$G122=\"\"),\"\",U137/'Cost scenario - input'!$G122),\"\")","v":""},{"$f":"IFERROR(IF(OR(V137=\"\",'Cost scenario - input'!$G122=\"\"),\"\",V137/'Cost scenario - input'!$G122),\"\")","v":""},{"$f":"IFERROR(IF(OR(W137=\"\",'Cost scenario - input'!$G122=\"\"),\"\",W137/'Cost scenario - input'!$G122),\"\")","v":""}]
[{"$f":"IFERROR('Cost scenario - input'!A123,\"\")","v":""},{"$f":"IFERROR('Cost scenario - input'!B123,\"\")","v":""},{"$f":"IFERROR('Cost scenario - input'!C123,\"\")","v":""},{"$f":"IFERROR(repcalc('Cost scenario - input'!$CY123:$GK123,'Cost scenario - input'!$J123,'Cost scenario - input'!$H123,'Cost scenario - input'!$I123,20,TRUE,TRUE),\"\")","v":""},"","","","","","","","","","","","","","","","","","","",{"$f":"IFERROR(IF(OR(D138=\"\",'Cost scenario - input'!$G123=\"\"),\"\",D138/'Cost scenario - input'!$G123),\"\")","v":""},{"$f":"IFERROR(IF(OR(E138=\"\",'Cost scenario - input'!$G123=\"\"),\"\",E138/'Cost scenario - input'!$G123),\"\")","v":""},{"$f":"IFERROR(IF(OR(F138=\"\",'Cost scenario - input'!$G123=\"\"),\"\",F138/'Cost scenario - input'!$G123),\"\")","v":""},{"$f":"IFERROR(IF(OR(G138=\"\",'Cost scenario - input'!$G123=\"\"),\"\",G138/'Cost scenario - input'!$G123),\"\")","v":""},{"$f":"IFERROR(IF(OR(H138=\"\",'Cost scenario - input'!$G123=\"\"),\"\",H138/'Cost scenario - input'!$G123),\"\")","v":""},{"$f":"IFERROR(IF(OR(I138=\"\",'Cost scenario - input'!$G123=\"\"),\"\",I138/'Cost scenario - input'!$G123),\"\")","v":""},{"$f":"IFERROR(IF(OR(J138=\"\",'Cost scenario - input'!$G123=\"\"),\"\",J138/'Cost scenario - input'!$G123),\"\")","v":""},{"$f":"IFERROR(IF(OR(K138=\"\",'Cost scenario - input'!$G123=\"\"),\"\",K138/'Cost scenario - input'!$G123),\"\")","v":""},{"$f":"IFERROR(IF(OR(L138=\"\",'Cost scenario - input'!$G123=\"\"),\"\",L138/'Cost scenario - input'!$G123),\"\")","v":""},{"$f":"IFERROR(IF(OR(M138=\"\",'Cost scenario - input'!$G123=\"\"),\"\",M138/'Cost scenario - input'!$G123),\"\")","v":""},{"$f":"IFERROR(IF(OR(N138=\"\",'Cost scenario - input'!$G123=\"\"),\"\",N138/'Cost scenario - input'!$G123),\"\")","v":""},{"$f":"IFERROR(IF(OR(O138=\"\",'Cost scenario - input'!$G123=\"\"),\"\",O138/'Cost scenario - input'!$G123),\"\")","v":""},{"$f":"IFERROR(IF(OR(P138=\"\",'Cost scenario - input'!$G123=\"\"),\"\",P138/'Cost scenario - input'!$G123),\"\")","v":""},{"$f":"IFERROR(IF(OR(Q138=\"\",'Cost scenario - input'!$G123=\"\"),\"\",Q138/'Cost scenario - input'!$G123),\"\")","v":""},{"$f":"IFERROR(IF(OR(R138=\"\",'Cost scenario - input'!$G123=\"\"),\"\",R138/'Cost scenario - input'!$G123),\"\")","v":""},{"$f":"IFERROR(IF(OR(S138=\"\",'Cost scenario - input'!$G123=\"\"),\"\",S138/'Cost scenario - input'!$G123),\"\")","v":""},{"$f":"IFERROR(IF(OR(T138=\"\",'Cost scenario - input'!$G123=\"\"),\"\",T138/'Cost scenario - input'!$G123),\"\")","v":""},{"$f":"IFERROR(IF(OR(U138=\"\",'Cost scenario - input'!$G123=\"\"),\"\",U138/'Cost scenario - input'!$G123),\"\")","v":""},{"$f":"IFERROR(IF(OR(V138=\"\",'Cost scenario - input'!$G123=\"\"),\"\",V138/'Cost scenario - input'!$G123),\"\")","v":""},{"$f":"IFERROR(IF(OR(W138=\"\",'Cost scenario - input'!$G123=\"\"),\"\",W138/'Cost scenario - input'!$G123),\"\")","v":""}]
[{"$f":"IFERROR('Cost scenario - input'!A124,\"\")","v":""},{"$f":"IFERROR('Cost scenario - input'!B124,\"\")","v":""},{"$f":"IFERROR('Cost scenario - input'!C124,\"\")","v":""},{"$f":"IFERROR(repcalc('Cost scenario - input'!$CY124:$GK124,'Cost scenario - input'!$J124,'Cost scenario - input'!$H124,'Cost scenario - input'!$I124,20,TRUE,TRUE),\"\")","v":""},"","","","","","","","","","","","","","","","","","","",{"$f":"IFERROR(IF(OR(D139=\"\",'Cost scenario - input'!$G124=\"\"),\"\",D139/'Cost scenario - input'!$G124),\"\")","v":""},{"$f":"IFERROR(IF(OR(E139=\"\",'Cost scenario - input'!$G124=\"\"),\"\",E139/'Cost scenario - input'!$G124),\"\")","v":""},{"$f":"IFERROR(IF(OR(F139=\"\",'Cost scenario - input'!$G124=\"\"),\"\",F139/'Cost scenario - input'!$G124),\"\")","v":""},{"$f":"IFERROR(IF(OR(G139=\"\",'Cost scenario - input'!$G124=\"\"),\"\",G139/'Cost scenario - input'!$G124),\"\")","v":""},{"$f":"IFERROR(IF(OR(H139=\"\",'Cost scenario - input'!$G124=\"\"),\"\",H139/'Cost scenario - input'!$G124),\"\")","v":""},{"$f":"IFERROR(IF(OR(I139=\"\",'Cost scenario - input'!$G124=\"\"),\"\",I139/'Cost scenario - input'!$G124),\"\")","v":""},{"$f":"IFERROR(IF(OR(J139=\"\",'Cost scenario - input'!$G124=\"\"),\"\",J139/'Cost scenario - input'!$G124),\"\")","v":""},{"$f":"IFERROR(IF(OR(K139=\"\",'Cost scenario - input'!$G124=\"\"),\"\",K139/'Cost scenario - input'!$G124),\"\")","v":""},{"$f":"IFERROR(IF(OR(L139=\"\",'Cost scenario - input'!$G124=\"\"),\"\",L139/'Cost scenario - input'!$G124),\"\")","v":""},{"$f":"IFERROR(IF(OR(M139=\"\",'Cost scenario - input'!$G124=\"\"),\"\",M139/'Cost scenario - input'!$G124),\"\")","v":""},{"$f":"IFERROR(IF(OR(N139=\"\",'Cost scenario - input'!$G124=\"\"),\"\",N139/'Cost scenario - input'!$G124),\"\")","v":""},{"$f":"IFERROR(IF(OR(O139=\"\",'Cost scenario - input'!$G124=\"\"),\"\",O139/'Cost scenario - input'!$G124),\"\")","v":""},{"$f":"IFERROR(IF(OR(P139=\"\",'Cost scenario - input'!$G124=\"\"),\"\",P139/'Cost scenario - input'!$G124),\"\")","v":""},{"$f":"IFERROR(IF(OR(Q139=\"\",'Cost scenario - input'!$G124=\"\"),\"\",Q139/'Cost scenario - input'!$G124),\"\")","v":""},{"$f":"IFERROR(IF(OR(R139=\"\",'Cost scenario - input'!$G124=\"\"),\"\",R139/'Cost scenario - input'!$G124),\"\")","v":""},{"$f":"IFERROR(IF(OR(S139=\"\",'Cost scenario - input'!$G124=\"\"),\"\",S139/'Cost scenario - input'!$G124),\"\")","v":""},{"$f":"IFERROR(IF(OR(T139=\"\",'Cost scenario - input'!$G124=\"\"),\"\",T139/'Cost scenario - input'!$G124),\"\")","v":""},{"$f":"IFERROR(IF(OR(U139=\"\",'Cost scenario - input'!$G124=\"\"),\"\",U139/'Cost scenario - input'!$G124),\"\")","v":""},{"$f":"IFERROR(IF(OR(V139=\"\",'Cost scenario - input'!$G124=\"\"),\"\",V139/'Cost scenario - input'!$G124),\"\")","v":""},{"$f":"IFERROR(IF(OR(W139=\"\",'Cost scenario - input'!$G124=\"\"),\"\",W139/'Cost scenario - input'!$G124),\"\")","v":""}]
[{"$f":"IFERROR('Cost scenario - input'!A125,\"\")","v":""},{"$f":"IFERROR('Cost scenario - input'!B125,\"\")","v":""},{"$f":"IFERROR('Cost scenario - input'!C125,\"\")","v":""},{"$f":"IFERROR(repcalc('Cost scenario - input'!$CY125:$GK125,'Cost scenario - input'!$J125,'Cost scenario - input'!$H125,'Cost scenario - input'!$I125,20,TRUE,TRUE),\"\")","v":""},"","","","","","","","","","","","","","","","","","","",{"$f":"IFERROR(IF(OR(D140=\"\",'Cost scenario - input'!$G125=\"\"),\"\",D140/'Cost scenario - input'!$G125),\"\")","v":""},{"$f":"IFERROR(IF(OR(E140=\"\",'Cost scenario - input'!$G125=\"\"),\"\",E140/'Cost scenario - input'!$G125),\"\")","v":""},{"$f":"IFERROR(IF(OR(F140=\"\",'Cost scenario - input'!$G125=\"\"),\"\",F140/'Cost scenario - input'!$G125),\"\")","v":""},{"$f":"IFERROR(IF(OR(G140=\"\",'Cost scenario - input'!$G125=\"\"),\"\",G140/'Cost scenario - input'!$G125),\"\")","v":""},{"$f":"IFERROR(IF(OR(H140=\"\",'Cost scenario - input'!$G125=\"\"),\"\",H140/'Cost scenario - input'!$G125),\"\")","v":""},{"$f":"IFERROR(IF(OR(I140=\"\",'Cost scenario - input'!$G125=\"\"),\"\",I140/'Cost scenario - input'!$G125),\"\")","v":""},{"$f":"IFERROR(IF(OR(J140=\"\",'Cost scenario - input'!$G125=\"\"),\"\",J140/'Cost scenario - input'!$G125),\"\")","v":""},{"$f":"IFERROR(IF(OR(K140=\"\",'Cost scenario - input'!$G125=\"\"),\"\",K140/'Cost scenario - input'!$G125),\"\")","v":""},{"$f":"IFERROR(IF(OR(L140=\"\",'Cost scenario - input'!$G125=\"\"),\"\",L140/'Cost scenario - input'!$G125),\"\")","v":""},{"$f":"IFERROR(IF(OR(M140=\"\",'Cost scenario - input'!$G125=\"\"),\"\",M140/'Cost scenario - input'!$G125),\"\")","v":""},{"$f":"IFERROR(IF(OR(N140=\"\",'Cost scenario - input'!$G125=\"\"),\"\",N140/'Cost scenario - input'!$G125),\"\")","v":""},{"$f":"IFERROR(IF(OR(O140=\"\",'Cost scenario - input'!$G125=\"\"),\"\",O140/'Cost scenario - input'!$G125),\"\")","v":""},{"$f":"IFERROR(IF(OR(P140=\"\",'Cost scenario - input'!$G125=\"\"),\"\",P140/'Cost scenario - input'!$G125),\"\")","v":""},{"$f":"IFERROR(IF(OR(Q140=\"\",'Cost scenario - input'!$G125=\"\"),\"\",Q140/'Cost scenario - input'!$G125),\"\")","v":""},{"$f":"IFERROR(IF(OR(R140=\"\",'Cost scenario - input'!$G125=\"\"),\"\",R140/'Cost scenario - input'!$G125),\"\")","v":""},{"$f":"IFERROR(IF(OR(S140=\"\",'Cost scenario - input'!$G125=\"\"),\"\",S140/'Cost scenario - input'!$G125),\"\")","v":""},{"$f":"IFERROR(IF(OR(T140=\"\",'Cost scenario - input'!$G125=\"\"),\"\",T140/'Cost scenario - input'!$G125),\"\")","v":""},{"$f":"IFERROR(IF(OR(U140=\"\",'Cost scenario - input'!$G125=\"\"),\"\",U140/'Cost scenario - input'!$G125),\"\")","v":""},{"$f":"IFERROR(IF(OR(V140=\"\",'Cost scenario - input'!$G125=\"\"),\"\",V140/'Cost scenario - input'!$G125),\"\")","v":""},{"$f":"IFERROR(IF(OR(W140=\"\",'Cost scenario - input'!$G125=\"\"),\"\",W140/'Cost scenario - input'!$G125),\"\")","v":""}]
[{"$f":"IFERROR('Cost scenario - input'!A126,\"\")","v":""},{"$f":"IFERROR('Cost scenario - input'!B126,\"\")","v":""},{"$f":"IFERROR('Cost scenario - input'!C126,\"\")","v":""},{"$f":"IFERROR(repcalc('Cost scenario - input'!$CY126:$GK126,'Cost scenario - input'!$J126,'Cost scenario - input'!$H126,'Cost scenario - input'!$I126,20,TRUE,TRUE),\"\")","v":""},"","","","","","","","","","","","","","","","","","","",{"$f":"IFERROR(IF(OR(D141=\"\",'Cost scenario - input'!$G126=\"\"),\"\",D141/'Cost scenario - input'!$G126),\"\")","v":""},{"$f":"IFERROR(IF(OR(E141=\"\",'Cost scenario - input'!$G126=\"\"),\"\",E141/'Cost scenario - input'!$G126),\"\")","v":""},{"$f":"IFERROR(IF(OR(F141=\"\",'Cost scenario - input'!$G126=\"\"),\"\",F141/'Cost scenario - input'!$G126),\"\")","v":""},{"$f":"IFERROR(IF(OR(G141=\"\",'Cost scenario - input'!$G126=\"\"),\"\",G141/'Cost scenario - input'!$G126),\"\")","v":""},{"$f":"IFERROR(IF(OR(H141=\"\",'Cost scenario - input'!$G126=\"\"),\"\",H141/'Cost scenario - input'!$G126),\"\")","v":""},{"$f":"IFERROR(IF(OR(I141=\"\",'Cost scenario - input'!$G126=\"\"),\"\",I141/'Cost scenario - input'!$G126),\"\")","v":""},{"$f":"IFERROR(IF(OR(J141=\"\",'Cost scenario - input'!$G126=\"\"),\"\",J141/'Cost scenario - input'!$G126),\"\")","v":""},{"$f":"IFERROR(IF(OR(K141=\"\",'Cost scenario - input'!$G126=\"\"),\"\",K141/'Cost scenario - input'!$G126),\"\")","v":""},{"$f":"IFERROR(IF(OR(L141=\"\",'Cost scenario - input'!$G126=\"\"),\"\",L141/'Cost scenario - input'!$G126),\"\")","v":""},{"$f":"IFERROR(IF(OR(M141=\"\",'Cost scenario - input'!$G126=\"\"),\"\",M141/'Cost scenario - input'!$G126),\"\")","v":""},{"$f":"IFERROR(IF(OR(N141=\"\",'Cost scenario - input'!$G126=\"\"),\"\",N141/'Cost scenario - input'!$G126),\"\")","v":""},{"$f":"IFERROR(IF(OR(O141=\"\",'Cost scenario - input'!$G126=\"\"),\"\",O141/'Cost scenario - input'!$G126),\"\")","v":""},{"$f":"IFERROR(IF(OR(P141=\"\",'Cost scenario - input'!$G126=\"\"),\"\",P141/'Cost scenario - input'!$G126),\"\")","v":""},{"$f":"IFERROR(IF(OR(Q141=\"\",'Cost scenario - input'!$G126=\"\"),\"\",Q141/'Cost scenario - input'!$G126),\"\")","v":""},{"$f":"IFERROR(IF(OR(R141=\"\",'Cost scenario - input'!$G126=\"\"),\"\",R141/'Cost scenario - input'!$G126),\"\")","v":""},{"$f":"IFERROR(IF(OR(S141=\"\",'Cost scenario - input'!$G126=\"\"),\"\",S141/'Cost scenario - input'!$G126),\"\")","v":""},{"$f":"IFERROR(IF(OR(T141=\"\",'Cost scenario - input'!$G126=\"\"),\"\",T141/'Cost scenario - input'!$G126),\"\")","v":""},{"$f":"IFERROR(IF(OR(U141=\"\",'Cost scenario - input'!$G126=\"\"),\"\",U141/'Cost scenario - input'!$G126),\"\")","v":""},{"$f":"IFERROR(IF(OR(V141=\"\",'Cost scenario - input'!$G126=\"\"),\"\",V141/'Cost scenario - input'!$G126),\"\")","v":""},{"$f":"IFERROR(IF(OR(W141=\"\",'Cost scenario - input'!$G126=\"\"),\"\",W141/'Cost scenario - input'!$G126),\"\")","v":""}]
[{"$f":"IFERROR('Cost scenario - input'!A127,\"\")","v":""},{"$f":"IFERROR('Cost scenario - input'!B127,\"\")","v":""},{"$f":"IFERROR('Cost scenario - input'!C127,\"\")","v":""},{"$f":"IFERROR(repcalc('Cost scenario - input'!$CY127:$GK127,'Cost scenario - input'!$J127,'Cost scenario - input'!$H127,'Cost scenario - input'!$I127,20,TRUE,TRUE),\"\")","v":""},"","","","","","","","","","","","","","","","","","","",{"$f":"IFERROR(IF(OR(D142=\"\",'Cost scenario - input'!$G127=\"\"),\"\",D142/'Cost scenario - input'!$G127),\"\")","v":""},{"$f":"IFERROR(IF(OR(E142=\"\",'Cost scenario - input'!$G127=\"\"),\"\",E142/'Cost scenario - input'!$G127),\"\")","v":""},{"$f":"IFERROR(IF(OR(F142=\"\",'Cost scenario - input'!$G127=\"\"),\"\",F142/'Cost scenario - input'!$G127),\"\")","v":""},{"$f":"IFERROR(IF(OR(G142=\"\",'Cost scenario - input'!$G127=\"\"),\"\",G142/'Cost scenario - input'!$G127),\"\")","v":""},{"$f":"IFERROR(IF(OR(H142=\"\",'Cost scenario - input'!$G127=\"\"),\"\",H142/'Cost scenario - input'!$G127),\"\")","v":""},{"$f":"IFERROR(IF(OR(I142=\"\",'Cost scenario - input'!$G127=\"\"),\"\",I142/'Cost scenario - input'!$G127),\"\")","v":""},{"$f":"IFERROR(IF(OR(J142=\"\",'Cost scenario - input'!$G127=\"\"),\"\",J142/'Cost scenario - input'!$G127),\"\")","v":""},{"$f":"IFERROR(IF(OR(K142=\"\",'Cost scenario - input'!$G127=\"\"),\"\",K142/'Cost scenario - input'!$G127),\"\")","v":""},{"$f":"IFERROR(IF(OR(L142=\"\",'Cost scenario - input'!$G127=\"\"),\"\",L142/'Cost scenario - input'!$G127),\"\")","v":""},{"$f":"IFERROR(IF(OR(M142=\"\",'Cost scenario - input'!$G127=\"\"),\"\",M142/'Cost scenario - input'!$G127),\"\")","v":""},{"$f":"IFERROR(IF(OR(N142=\"\",'Cost scenario - input'!$G127=\"\"),\"\",N142/'Cost scenario - input'!$G127),\"\")","v":""},{"$f":"IFERROR(IF(OR(O142=\"\",'Cost scenario - input'!$G127=\"\"),\"\",O142/'Cost scenario - input'!$G127),\"\")","v":""},{"$f":"IFERROR(IF(OR(P142=\"\",'Cost scenario - input'!$G127=\"\"),\"\",P142/'Cost scenario - input'!$G127),\"\")","v":""},{"$f":"IFERROR(IF(OR(Q142=\"\",'Cost scenario - input'!$G127=\"\"),\"\",Q142/'Cost scenario - input'!$G127),\"\")","v":""},{"$f":"IFERROR(IF(OR(R142=\"\",'Cost scenario - input'!$G127=\"\"),\"\",R142/'Cost scenario - input'!$G127),\"\")","v":""},{"$f":"IFERROR(IF(OR(S142=\"\",'Cost scenario - input'!$G127=\"\"),\"\",S142/'Cost scenario - input'!$G127),\"\")","v":""},{"$f":"IFERROR(IF(OR(T142=\"\",'Cost scenario - input'!$G127=\"\"),\"\",T142/'Cost scenario - input'!$G127),\"\")","v":""},{"$f":"IFERROR(IF(OR(U142=\"\",'Cost scenario - input'!$G127=\"\"),\"\",U142/'Cost scenario - input'!$G127),\"\")","v":""},{"$f":"IFERROR(IF(OR(V142=\"\",'Cost scenario - input'!$G127=\"\"),\"\",V142/'Cost scenario - input'!$G127),\"\")","v":""},{"$f":"IFERROR(IF(OR(W142=\"\",'Cost scenario - input'!$G127=\"\"),\"\",W142/'Cost scenario - input'!$G127),\"\")","v":""}]
[{"$f":"IFERROR('Cost scenario - input'!A128,\"\")","v":""},{"$f":"IFERROR('Cost scenario - input'!B128,\"\")","v":""},{"$f":"IFERROR('Cost scenario - input'!C128,\"\")","v":""},{"$f":"IFERROR(repcalc('Cost scenario - input'!$CY128:$GK128,'Cost scenario - input'!$J128,'Cost scenario - input'!$H128,'Cost scenario - input'!$I128,20,TRUE,TRUE),\"\")","v":""},"","","","","","","","","","","","","","","","","","","",{"$f":"IFERROR(IF(OR(D143=\"\",'Cost scenario - input'!$G128=\"\"),\"\",D143/'Cost scenario - input'!$G128),\"\")","v":""},{"$f":"IFERROR(IF(OR(E143=\"\",'Cost scenario - input'!$G128=\"\"),\"\",E143/'Cost scenario - input'!$G128),\"\")","v":""},{"$f":"IFERROR(IF(OR(F143=\"\",'Cost scenario - input'!$G128=\"\"),\"\",F143/'Cost scenario - input'!$G128),\"\")","v":""},{"$f":"IFERROR(IF(OR(G143=\"\",'Cost scenario - input'!$G128=\"\"),\"\",G143/'Cost scenario - input'!$G128),\"\")","v":""},{"$f":"IFERROR(IF(OR(H143=\"\",'Cost scenario - input'!$G128=\"\"),\"\",H143/'Cost scenario - input'!$G128),\"\")","v":""},{"$f":"IFERROR(IF(OR(I143=\"\",'Cost scenario - input'!$G128=\"\"),\"\",I143/'Cost scenario - input'!$G128),\"\")","v":""},{"$f":"IFERROR(IF(OR(J143=\"\",'Cost scenario - input'!$G128=\"\"),\"\",J143/'Cost scenario - input'!$G128),\"\")","v":""},{"$f":"IFERROR(IF(OR(K143=\"\",'Cost scenario - input'!$G128=\"\"),\"\",K143/'Cost scenario - input'!$G128),\"\")","v":""},{"$f":"IFERROR(IF(OR(L143=\"\",'Cost scenario - input'!$G128=\"\"),\"\",L143/'Cost scenario - input'!$G128),\"\")","v":""},{"$f":"IFERROR(IF(OR(M143=\"\",'Cost scenario - input'!$G128=\"\"),\"\",M143/'Cost scenario - input'!$G128),\"\")","v":""},{"$f":"IFERROR(IF(OR(N143=\"\",'Cost scenario - input'!$G128=\"\"),\"\",N143/'Cost scenario - input'!$G128),\"\")","v":""},{"$f":"IFERROR(IF(OR(O143=\"\",'Cost scenario - input'!$G128=\"\"),\"\",O143/'Cost scenario - input'!$G128),\"\")","v":""},{"$f":"IFERROR(IF(OR(P143=\"\",'Cost scenario - input'!$G128=\"\"),\"\",P143/'Cost scenario - input'!$G128),\"\")","v":""},{"$f":"IFERROR(IF(OR(Q143=\"\",'Cost scenario - input'!$G128=\"\"),\"\",Q143/'Cost scenario - input'!$G128),\"\")","v":""},{"$f":"IFERROR(IF(OR(R143=\"\",'Cost scenario - input'!$G128=\"\"),\"\",R143/'Cost scenario - input'!$G128),\"\")","v":""},{"$f":"IFERROR(IF(OR(S143=\"\",'Cost scenario - input'!$G128=\"\"),\"\",S143/'Cost scenario - input'!$G128),\"\")","v":""},{"$f":"IFERROR(IF(OR(T143=\"\",'Cost scenario - input'!$G128=\"\"),\"\",T143/'Cost scenario - input'!$G128),\"\")","v":""},{"$f":"IFERROR(IF(OR(U143=\"\",'Cost scenario - input'!$G128=\"\"),\"\",U143/'Cost scenario - input'!$G128),\"\")","v":""},{"$f":"IFERROR(IF(OR(V143=\"\",'Cost scenario - input'!$G128=\"\"),\"\",V143/'Cost scenario - input'!$G128),\"\")","v":""},{"$f":"IFERROR(IF(OR(W143=\"\",'Cost scenario - input'!$G128=\"\"),\"\",W143/'Cost scenario - input'!$G128),\"\")","v":""}]
[{"$f":"IFERROR('Cost scenario - input'!A129,\"\")","v":""},{"$f":"IFERROR('Cost scenario - input'!B129,\"\")","v":""},{"$f":"IFERROR('Cost scenario - input'!C129,\"\")","v":""},{"$f":"IFERROR(repcalc('Cost scenario - input'!$CY129:$GK129,'Cost scenario - input'!$J129,'Cost scenario - input'!$H129,'Cost scenario - input'!$I129,20,TRUE,TRUE),\"\")","v":""},"","","","","","","","","","","","","","","","","","","",{"$f":"IFERROR(IF(OR(D144=\"\",'Cost scenario - input'!$G129=\"\"),\"\",D144/'Cost scenario - input'!$G129),\"\")","v":""},{"$f":"IFERROR(IF(OR(E144=\"\",'Cost scenario - input'!$G129=\"\"),\"\",E144/'Cost scenario - input'!$G129),\"\")","v":""},{"$f":"IFERROR(IF(OR(F144=\"\",'Cost scenario - input'!$G129=\"\"),\"\",F144/'Cost scenario - input'!$G129),\"\")","v":""},{"$f":"IFERROR(IF(OR(G144=\"\",'Cost scenario - input'!$G129=\"\"),\"\",G144/'Cost scenario - input'!$G129),\"\")","v":""},{"$f":"IFERROR(IF(OR(H144=\"\",'Cost scenario - input'!$G129=\"\"),\"\",H144/'Cost scenario - input'!$G129),\"\")","v":""},{"$f":"IFERROR(IF(OR(I144=\"\",'Cost scenario - input'!$G129=\"\"),\"\",I144/'Cost scenario - input'!$G129),\"\")","v":""},{"$f":"IFERROR(IF(OR(J144=\"\",'Cost scenario - input'!$G129=\"\"),\"\",J144/'Cost scenario - input'!$G129),\"\")","v":""},{"$f":"IFERROR(IF(OR(K144=\"\",'Cost scenario - input'!$G129=\"\"),\"\",K144/'Cost scenario - input'!$G129),\"\")","v":""},{"$f":"IFERROR(IF(OR(L144=\"\",'Cost scenario - input'!$G129=\"\"),\"\",L144/'Cost scenario - input'!$G129),\"\")","v":""},{"$f":"IFERROR(IF(OR(M144=\"\",'Cost scenario - input'!$G129=\"\"),\"\",M144/'Cost scenario - input'!$G129),\"\")","v":""},{"$f":"IFERROR(IF(OR(N144=\"\",'Cost scenario - input'!$G129=\"\"),\"\",N144/'Cost scenario - input'!$G129),\"\")","v":""},{"$f":"IFERROR(IF(OR(O144=\"\",'Cost scenario - input'!$G129=\"\"),\"\",O144/'Cost scenario - input'!$G129),\"\")","v":""},{"$f":"IFERROR(IF(OR(P144=\"\",'Cost scenario - input'!$G129=\"\"),\"\",P144/'Cost scenario - input'!$G129),\"\")","v":""},{"$f":"IFERROR(IF(OR(Q144=\"\",'Cost scenario - input'!$G129=\"\"),\"\",Q144/'Cost scenario - input'!$G129),\"\")","v":""},{"$f":"IFERROR(IF(OR(R144=\"\",'Cost scenario - input'!$G129=\"\"),\"\",R144/'Cost scenario - input'!$G129),\"\")","v":""},{"$f":"IFERROR(IF(OR(S144=\"\",'Cost scenario - input'!$G129=\"\"),\"\",S144/'Cost scenario - input'!$G129),\"\")","v":""},{"$f":"IFERROR(IF(OR(T144=\"\",'Cost scenario - input'!$G129=\"\"),\"\",T144/'Cost scenario - input'!$G129),\"\")","v":""},{"$f":"IFERROR(IF(OR(U144=\"\",'Cost scenario - input'!$G129=\"\"),\"\",U144/'Cost scenario - input'!$G129),\"\")","v":""},{"$f":"IFERROR(IF(OR(V144=\"\",'Cost scenario - input'!$G129=\"\"),\"\",V144/'Cost scenario - input'!$G129),\"\")","v":""},{"$f":"IFERROR(IF(OR(W144=\"\",'Cost scenario - input'!$G129=\"\"),\"\",W144/'Cost scenario - input'!$G129),\"\")","v":""}]
[{"$f":"IFERROR('Cost scenario - input'!A130,\"\")","v":""},{"$f":"IFERROR('Cost scenario - input'!B130,\"\")","v":""},{"$f":"IFERROR('Cost scenario - input'!C130,\"\")","v":""},{"$f":"IFERROR(repcalc('Cost scenario - input'!$CY130:$GK130,'Cost scenario - input'!$J130,'Cost scenario - input'!$H130,'Cost scenario - input'!$I130,20,TRUE,TRUE),\"\")","v":""},"","","","","","","","","","","","","","","","","","","",{"$f":"IFERROR(IF(OR(D145=\"\",'Cost scenario - input'!$G130=\"\"),\"\",D145/'Cost scenario - input'!$G130),\"\")","v":""},{"$f":"IFERROR(IF(OR(E145=\"\",'Cost scenario - input'!$G130=\"\"),\"\",E145/'Cost scenario - input'!$G130),\"\")","v":""},{"$f":"IFERROR(IF(OR(F145=\"\",'Cost scenario - input'!$G130=\"\"),\"\",F145/'Cost scenario - input'!$G130),\"\")","v":""},{"$f":"IFERROR(IF(OR(G145=\"\",'Cost scenario - input'!$G130=\"\"),\"\",G145/'Cost scenario - input'!$G130),\"\")","v":""},{"$f":"IFERROR(IF(OR(H145=\"\",'Cost scenario - input'!$G130=\"\"),\"\",H145/'Cost scenario - input'!$G130),\"\")","v":""},{"$f":"IFERROR(IF(OR(I145=\"\",'Cost scenario - input'!$G130=\"\"),\"\",I145/'Cost scenario - input'!$G130),\"\")","v":""},{"$f":"IFERROR(IF(OR(J145=\"\",'Cost scenario - input'!$G130=\"\"),\"\",J145/'Cost scenario - input'!$G130),\"\")","v":""},{"$f":"IFERROR(IF(OR(K145=\"\",'Cost scenario - input'!$G130=\"\"),\"\",K145/'Cost scenario - input'!$G130),\"\")","v":""},{"$f":"IFERROR(IF(OR(L145=\"\",'Cost scenario - input'!$G130=\"\"),\"\",L145/'Cost scenario - input'!$G130),\"\")","v":""},{"$f":"IFERROR(IF(OR(M145=\"\",'Cost scenario - input'!$G130=\"\"),\"\",M145/'Cost scenario - input'!$G130),\"\")","v":""},{"$f":"IFERROR(IF(OR(N145=\"\",'Cost scenario - input'!$G130=\"\"),\"\",N145/'Cost scenario - input'!$G130),\"\")","v":""},{"$f":"IFERROR(IF(OR(O145=\"\",'Cost scenario - input'!$G130=\"\"),\"\",O145/'Cost scenario - input'!$G130),\"\")","v":""},{"$f":"IFERROR(IF(OR(P145=\"\",'Cost scenario - input'!$G130=\"\"),\"\",P145/'Cost scenario - input'!$G130),\"\")","v":""},{"$f":"IFERROR(IF(OR(Q145=\"\",'Cost scenario - input'!$G130=\"\"),\"\",Q145/'Cost scenario - input'!$G130),\"\")","v":""},{"$f":"IFERROR(IF(OR(R145=\"\",'Cost scenario - input'!$G130=\"\"),\"\",R145/'Cost scenario - input'!$G130),\"\")","v":""},{"$f":"IFERROR(IF(OR(S145=\"\",'Cost scenario - input'!$G130=\"\"),\"\",S145/'Cost scenario - input'!$G130),\"\")","v":""},{"$f":"IFERROR(IF(OR(T145=\"\",'Cost scenario - input'!$G130=\"\"),\"\",T145/'Cost scenario - input'!$G130),\"\")","v":""},{"$f":"IFERROR(IF(OR(U145=\"\",'Cost scenario - input'!$G130=\"\"),\"\",U145/'Cost scenario - input'!$G130),\"\")","v":""},{"$f":"IFERROR(IF(OR(V145=\"\",'Cost scenario - input'!$G130=\"\"),\"\",V145/'Cost scenario - input'!$G130),\"\")","v":""},{"$f":"IFERROR(IF(OR(W145=\"\",'Cost scenario - input'!$G130=\"\"),\"\",W145/'Cost scenario - input'!$G130),\"\")","v":""}]
[{"$f":"IFERROR('Cost scenario - input'!A131,\"\")","v":""},{"$f":"IFERROR('Cost scenario - input'!B131,\"\")","v":""},{"$f":"IFERROR('Cost scenario - input'!C131,\"\")","v":""},{"$f":"IFERROR(repcalc('Cost scenario - input'!$CY131:$GK131,'Cost scenario - input'!$J131,'Cost scenario - input'!$H131,'Cost scenario - input'!$I131,20,TRUE,TRUE),\"\")","v":""},"","","","","","","","","","","","","","","","","","","",{"$f":"IFERROR(IF(OR(D146=\"\",'Cost scenario - input'!$G131=\"\"),\"\",D146/'Cost scenario - input'!$G131),\"\")","v":""},{"$f":"IFERROR(IF(OR(E146=\"\",'Cost scenario - input'!$G131=\"\"),\"\",E146/'Cost scenario - input'!$G131),\"\")","v":""},{"$f":"IFERROR(IF(OR(F146=\"\",'Cost scenario - input'!$G131=\"\"),\"\",F146/'Cost scenario - input'!$G131),\"\")","v":""},{"$f":"IFERROR(IF(OR(G146=\"\",'Cost scenario - input'!$G131=\"\"),\"\",G146/'Cost scenario - input'!$G131),\"\")","v":""},{"$f":"IFERROR(IF(OR(H146=\"\",'Cost scenario - input'!$G131=\"\"),\"\",H146/'Cost scenario - input'!$G131),\"\")","v":""},{"$f":"IFERROR(IF(OR(I146=\"\",'Cost scenario - input'!$G131=\"\"),\"\",I146/'Cost scenario - input'!$G131),\"\")","v":""},{"$f":"IFERROR(IF(OR(J146=\"\",'Cost scenario - input'!$G131=\"\"),\"\",J146/'Cost scenario - input'!$G131),\"\")","v":""},{"$f":"IFERROR(IF(OR(K146=\"\",'Cost scenario - input'!$G131=\"\"),\"\",K146/'Cost scenario - input'!$G131),\"\")","v":""},{"$f":"IFERROR(IF(OR(L146=\"\",'Cost scenario - input'!$G131=\"\"),\"\",L146/'Cost scenario - input'!$G131),\"\")","v":""},{"$f":"IFERROR(IF(OR(M146=\"\",'Cost scenario - input'!$G131=\"\"),\"\",M146/'Cost scenario - input'!$G131),\"\")","v":""},{"$f":"IFERROR(IF(OR(N146=\"\",'Cost scenario - input'!$G131=\"\"),\"\",N146/'Cost scenario - input'!$G131),\"\")","v":""},{"$f":"IFERROR(IF(OR(O146=\"\",'Cost scenario - input'!$G131=\"\"),\"\",O146/'Cost scenario - input'!$G131),\"\")","v":""},{"$f":"IFERROR(IF(OR(P146=\"\",'Cost scenario - input'!$G131=\"\"),\"\",P146/'Cost scenario - input'!$G131),\"\")","v":""},{"$f":"IFERROR(IF(OR(Q146=\"\",'Cost scenario - input'!$G131=\"\"),\"\",Q146/'Cost scenario - input'!$G131),\"\")","v":""},{"$f":"IFERROR(IF(OR(R146=\"\",'Cost scenario - input'!$G131=\"\"),\"\",R146/'Cost scenario - input'!$G131),\"\")","v":""},{"$f":"IFERROR(IF(OR(S146=\"\",'Cost scenario - input'!$G131=\"\"),\"\",S146/'Cost scenario - input'!$G131),\"\")","v":""},{"$f":"IFERROR(IF(OR(T146=\"\",'Cost scenario - input'!$G131=\"\"),\"\",T146/'Cost scenario - input'!$G131),\"\")","v":""},{"$f":"IFERROR(IF(OR(U146=\"\",'Cost scenario - input'!$G131=\"\"),\"\",U146/'Cost scenario - input'!$G131),\"\")","v":""},{"$f":"IFERROR(IF(OR(V146=\"\",'Cost scenario - input'!$G131=\"\"),\"\",V146/'Cost scenario - input'!$G131),\"\")","v":""},{"$f":"IFERROR(IF(OR(W146=\"\",'Cost scenario - input'!$G131=\"\"),\"\",W146/'Cost scenario - input'!$G131),\"\")","v":""}]
[{"$f":"IFERROR('Cost scenario - input'!A132,\"\")","v":""},{"$f":"IFERROR('Cost scenario - input'!B132,\"\")","v":""},{"$f":"IFERROR('Cost scenario - input'!C132,\"\")","v":""},{"$f":"IFERROR(repcalc('Cost scenario - input'!$CY132:$GK132,'Cost scenario - input'!$J132,'Cost scenario - input'!$H132,'Cost scenario - input'!$I132,20,TRUE,TRUE),\"\")","v":""},"","","","","","","","","","","","","","","","","","","",{"$f":"IFERROR(IF(OR(D147=\"\",'Cost scenario - input'!$G132=\"\"),\"\",D147/'Cost scenario - input'!$G132),\"\")","v":""},{"$f":"IFERROR(IF(OR(E147=\"\",'Cost scenario - input'!$G132=\"\"),\"\",E147/'Cost scenario - input'!$G132),\"\")","v":""},{"$f":"IFERROR(IF(OR(F147=\"\",'Cost scenario - input'!$G132=\"\"),\"\",F147/'Cost scenario - input'!$G132),\"\")","v":""},{"$f":"IFERROR(IF(OR(G147=\"\",'Cost scenario - input'!$G132=\"\"),\"\",G147/'Cost scenario - input'!$G132),\"\")","v":""},{"$f":"IFERROR(IF(OR(H147=\"\",'Cost scenario - input'!$G132=\"\"),\"\",H147/'Cost scenario - input'!$G132),\"\")","v":""},{"$f":"IFERROR(IF(OR(I147=\"\",'Cost scenario - input'!$G132=\"\"),\"\",I147/'Cost scenario - input'!$G132),\"\")","v":""},{"$f":"IFERROR(IF(OR(J147=\"\",'Cost scenario - input'!$G132=\"\"),\"\",J147/'Cost scenario - input'!$G132),\"\")","v":""},{"$f":"IFERROR(IF(OR(K147=\"\",'Cost scenario - input'!$G132=\"\"),\"\",K147/'Cost scenario - input'!$G132),\"\")","v":""},{"$f":"IFERROR(IF(OR(L147=\"\",'Cost scenario - input'!$G132=\"\"),\"\",L147/'Cost scenario - input'!$G132),\"\")","v":""},{"$f":"IFERROR(IF(OR(M147=\"\",'Cost scenario - input'!$G132=\"\"),\"\",M147/'Cost scenario - input'!$G132),\"\")","v":""},{"$f":"IFERROR(IF(OR(N147=\"\",'Cost scenario - input'!$G132=\"\"),\"\",N147/'Cost scenario - input'!$G132),\"\")","v":""},{"$f":"IFERROR(IF(OR(O147=\"\",'Cost scenario - input'!$G132=\"\"),\"\",O147/'Cost scenario - input'!$G132),\"\")","v":""},{"$f":"IFERROR(IF(OR(P147=\"\",'Cost scenario - input'!$G132=\"\"),\"\",P147/'Cost scenario - input'!$G132),\"\")","v":""},{"$f":"IFERROR(IF(OR(Q147=\"\",'Cost scenario - input'!$G132=\"\"),\"\",Q147/'Cost scenario - input'!$G132),\"\")","v":""},{"$f":"IFERROR(IF(OR(R147=\"\",'Cost scenario - input'!$G132=\"\"),\"\",R147/'Cost scenario - input'!$G132),\"\")","v":""},{"$f":"IFERROR(IF(OR(S147=\"\",'Cost scenario - input'!$G132=\"\"),\"\",S147/'Cost scenario - input'!$G132),\"\")","v":""},{"$f":"IFERROR(IF(OR(T147=\"\",'Cost scenario - input'!$G132=\"\"),\"\",T147/'Cost scenario - input'!$G132),\"\")","v":""},{"$f":"IFERROR(IF(OR(U147=\"\",'Cost scenario - input'!$G132=\"\"),\"\",U147/'Cost scenario - input'!$G132),\"\")","v":""},{"$f":"IFERROR(IF(OR(V147=\"\",'Cost scenario - input'!$G132=\"\"),\"\",V147/'Cost scenario - input'!$G132),\"\")","v":""},{"$f":"IFERROR(IF(OR(W147=\"\",'Cost scenario - input'!$G132=\"\"),\"\",W147/'Cost scenario - input'!$G132),\"\")","v":""}]
[{"$f":"IFERROR('Cost scenario - input'!A133,\"\")","v":""},{"$f":"IFERROR('Cost scenario - input'!B133,\"\")","v":""},{"$f":"IFERROR('Cost scenario - input'!C133,\"\")","v":""},{"$f":"IFERROR(repcalc('Cost scenario - input'!$CY133:$GK133,'Cost scenario - input'!$J133,'Cost scenario - input'!$H133,'Cost scenario - input'!$I133,20,TRUE,TRUE),\"\")","v":""},"","","","","","","","","","","","","","","","","","","",{"$f":"IFERROR(IF(OR(D148=\"\",'Cost scenario - input'!$G133=\"\"),\"\",D148/'Cost scenario - input'!$G133),\"\")","v":""},{"$f":"IFERROR(IF(OR(E148=\"\",'Cost scenario - input'!$G133=\"\"),\"\",E148/'Cost scenario - input'!$G133),\"\")","v":""},{"$f":"IFERROR(IF(OR(F148=\"\",'Cost scenario - input'!$G133=\"\"),\"\",F148/'Cost scenario - input'!$G133),\"\")","v":""},{"$f":"IFERROR(IF(OR(G148=\"\",'Cost scenario - input'!$G133=\"\"),\"\",G148/'Cost scenario - input'!$G133),\"\")","v":""},{"$f":"IFERROR(IF(OR(H148=\"\",'Cost scenario - input'!$G133=\"\"),\"\",H148/'Cost scenario - input'!$G133),\"\")","v":""},{"$f":"IFERROR(IF(OR(I148=\"\",'Cost scenario - input'!$G133=\"\"),\"\",I148/'Cost scenario - input'!$G133),\"\")","v":""},{"$f":"IFERROR(IF(OR(J148=\"\",'Cost scenario - input'!$G133=\"\"),\"\",J148/'Cost scenario - input'!$G133),\"\")","v":""},{"$f":"IFERROR(IF(OR(K148=\"\",'Cost scenario - input'!$G133=\"\"),\"\",K148/'Cost scenario - input'!$G133),\"\")","v":""},{"$f":"IFERROR(IF(OR(L148=\"\",'Cost scenario - input'!$G133=\"\"),\"\",L148/'Cost scenario - input'!$G133),\"\")","v":""},{"$f":"IFERROR(IF(OR(M148=\"\",'Cost scenario - input'!$G133=\"\"),\"\",M148/'Cost scenario - input'!$G133),\"\")","v":""},{"$f":"IFERROR(IF(OR(N148=\"\",'Cost scenario - input'!$G133=\"\"),\"\",N148/'Cost scenario - input'!$G133),\"\")","v":""},{"$f":"IFERROR(IF(OR(O148=\"\",'Cost scenario - input'!$G133=\"\"),\"\",O148/'Cost scenario - input'!$G133),\"\")","v":""},{"$f":"IFERROR(IF(OR(P148=\"\",'Cost scenario - input'!$G133=\"\"),\"\",P148/'Cost scenario - input'!$G133),\"\")","v":""},{"$f":"IFERROR(IF(OR(Q148=\"\",'Cost scenario - input'!$G133=\"\"),\"\",Q148/'Cost scenario - input'!$G133),\"\")","v":""},{"$f":"IFERROR(IF(OR(R148=\"\",'Cost scenario - input'!$G133=\"\"),\"\",R148/'Cost scenario - input'!$G133),\"\")","v":""},{"$f":"IFERROR(IF(OR(S148=\"\",'Cost scenario - input'!$G133=\"\"),\"\",S148/'Cost scenario - input'!$G133),\"\")","v":""},{"$f":"IFERROR(IF(OR(T148=\"\",'Cost scenario - input'!$G133=\"\"),\"\",T148/'Cost scenario - input'!$G133),\"\")","v":""},{"$f":"IFERROR(IF(OR(U148=\"\",'Cost scenario - input'!$G133=\"\"),\"\",U148/'Cost scenario - input'!$G133),\"\")","v":""},{"$f":"IFERROR(IF(OR(V148=\"\",'Cost scenario - input'!$G133=\"\"),\"\",V148/'Cost scenario - input'!$G133),\"\")","v":""},{"$f":"IFERROR(IF(OR(W148=\"\",'Cost scenario - input'!$G133=\"\"),\"\",W148/'Cost scenario - input'!$G133),\"\")","v":""}]
[{"$f":"IFERROR('Cost scenario - input'!A134,\"\")","v":""},{"$f":"IFERROR('Cost scenario - input'!B134,\"\")","v":""},{"$f":"IFERROR('Cost scenario - input'!C134,\"\")","v":""},{"$f":"IFERROR(repcalc('Cost scenario - input'!$CY134:$GK134,'Cost scenario - input'!$J134,'Cost scenario - input'!$H134,'Cost scenario - input'!$I134,20,TRUE,TRUE),\"\")","v":""},"","","","","","","","","","","","","","","","","","","",{"$f":"IFERROR(IF(OR(D149=\"\",'Cost scenario - input'!$G134=\"\"),\"\",D149/'Cost scenario - input'!$G134),\"\")","v":""},{"$f":"IFERROR(IF(OR(E149=\"\",'Cost scenario - input'!$G134=\"\"),\"\",E149/'Cost scenario - input'!$G134),\"\")","v":""},{"$f":"IFERROR(IF(OR(F149=\"\",'Cost scenario - input'!$G134=\"\"),\"\",F149/'Cost scenario - input'!$G134),\"\")","v":""},{"$f":"IFERROR(IF(OR(G149=\"\",'Cost scenario - input'!$G134=\"\"),\"\",G149/'Cost scenario - input'!$G134),\"\")","v":""},{"$f":"IFERROR(IF(OR(H149=\"\",'Cost scenario - input'!$G134=\"\"),\"\",H149/'Cost scenario - input'!$G134),\"\")","v":""},{"$f":"IFERROR(IF(OR(I149=\"\",'Cost scenario - input'!$G134=\"\"),\"\",I149/'Cost scenario - input'!$G134),\"\")","v":""},{"$f":"IFERROR(IF(OR(J149=\"\",'Cost scenario - input'!$G134=\"\"),\"\",J149/'Cost scenario - input'!$G134),\"\")","v":""},{"$f":"IFERROR(IF(OR(K149=\"\",'Cost scenario - input'!$G134=\"\"),\"\",K149/'Cost scenario - input'!$G134),\"\")","v":""},{"$f":"IFERROR(IF(OR(L149=\"\",'Cost scenario - input'!$G134=\"\"),\"\",L149/'Cost scenario - input'!$G134),\"\")","v":""},{"$f":"IFERROR(IF(OR(M149=\"\",'Cost scenario - input'!$G134=\"\"),\"\",M149/'Cost scenario - input'!$G134),\"\")","v":""},{"$f":"IFERROR(IF(OR(N149=\"\",'Cost scenario - input'!$G134=\"\"),\"\",N149/'Cost scenario - input'!$G134),\"\")","v":""},{"$f":"IFERROR(IF(OR(O149=\"\",'Cost scenario - input'!$G134=\"\"),\"\",O149/'Cost scenario - input'!$G134),\"\")","v":""},{"$f":"IFERROR(IF(OR(P149=\"\",'Cost scenario - input'!$G134=\"\"),\"\",P149/'Cost scenario - input'!$G134),\"\")","v":""},{"$f":"IFERROR(IF(OR(Q149=\"\",'Cost scenario - input'!$G134=\"\"),\"\",Q149/'Cost scenario - input'!$G134),\"\")","v":""},{"$f":"IFERROR(IF(OR(R149=\"\",'Cost scenario - input'!$G134=\"\"),\"\",R149/'Cost scenario - input'!$G134),\"\")","v":""},{"$f":"IFERROR(IF(OR(S149=\"\",'Cost scenario - input'!$G134=\"\"),\"\",S149/'Cost scenario - input'!$G134),\"\")","v":""},{"$f":"IFERROR(IF(OR(T149=\"\",'Cost scenario - input'!$G134=\"\"),\"\",T149/'Cost scenario - input'!$G134),\"\")","v":""},{"$f":"IFERROR(IF(OR(U149=\"\",'Cost scenario - input'!$G134=\"\"),\"\",U149/'Cost scenario - input'!$G134),\"\")","v":""},{"$f":"IFERROR(IF(OR(V149=\"\",'Cost scenario - input'!$G134=\"\"),\"\",V149/'Cost scenario - input'!$G134),\"\")","v":""},{"$f":"IFERROR(IF(OR(W149=\"\",'Cost scenario - input'!$G134=\"\"),\"\",W149/'Cost scenario - input'!$G134),\"\")","v":""}]
[{"$f":"IFERROR('Cost scenario - input'!A135,\"\")","v":""},{"$f":"IFERROR('Cost scenario - input'!B135,\"\")","v":""},{"$f":"IFERROR('Cost scenario - input'!C135,\"\")","v":""},{"$f":"IFERROR(repcalc('Cost scenario - input'!$CY135:$GK135,'Cost scenario - input'!$J135,'Cost scenario - input'!$H135,'Cost scenario - input'!$I135,20,TRUE,TRUE),\"\")","v":""},"","","","","","","","","","","","","","","","","","","",{"$f":"IFERROR(IF(OR(D150=\"\",'Cost scenario - input'!$G135=\"\"),\"\",D150/'Cost scenario - input'!$G135),\"\")","v":""},{"$f":"IFERROR(IF(OR(E150=\"\",'Cost scenario - input'!$G135=\"\"),\"\",E150/'Cost scenario - input'!$G135),\"\")","v":""},{"$f":"IFERROR(IF(OR(F150=\"\",'Cost scenario - input'!$G135=\"\"),\"\",F150/'Cost scenario - input'!$G135),\"\")","v":""},{"$f":"IFERROR(IF(OR(G150=\"\",'Cost scenario - input'!$G135=\"\"),\"\",G150/'Cost scenario - input'!$G135),\"\")","v":""},{"$f":"IFERROR(IF(OR(H150=\"\",'Cost scenario - input'!$G135=\"\"),\"\",H150/'Cost scenario - input'!$G135),\"\")","v":""},{"$f":"IFERROR(IF(OR(I150=\"\",'Cost scenario - input'!$G135=\"\"),\"\",I150/'Cost scenario - input'!$G135),\"\")","v":""},{"$f":"IFERROR(IF(OR(J150=\"\",'Cost scenario - input'!$G135=\"\"),\"\",J150/'Cost scenario - input'!$G135),\"\")","v":""},{"$f":"IFERROR(IF(OR(K150=\"\",'Cost scenario - input'!$G135=\"\"),\"\",K150/'Cost scenario - input'!$G135),\"\")","v":""},{"$f":"IFERROR(IF(OR(L150=\"\",'Cost scenario - input'!$G135=\"\"),\"\",L150/'Cost scenario - input'!$G135),\"\")","v":""},{"$f":"IFERROR(IF(OR(M150=\"\",'Cost scenario - input'!$G135=\"\"),\"\",M150/'Cost scenario - input'!$G135),\"\")","v":""},{"$f":"IFERROR(IF(OR(N150=\"\",'Cost scenario - input'!$G135=\"\"),\"\",N150/'Cost scenario - input'!$G135),\"\")","v":""},{"$f":"IFERROR(IF(OR(O150=\"\",'Cost scenario - input'!$G135=\"\"),\"\",O150/'Cost scenario - input'!$G135),\"\")","v":""},{"$f":"IFERROR(IF(OR(P150=\"\",'Cost scenario - input'!$G135=\"\"),\"\",P150/'Cost scenario - input'!$G135),\"\")","v":""},{"$f":"IFERROR(IF(OR(Q150=\"\",'Cost scenario - input'!$G135=\"\"),\"\",Q150/'Cost scenario - input'!$G135),\"\")","v":""},{"$f":"IFERROR(IF(OR(R150=\"\",'Cost scenario - input'!$G135=\"\"),\"\",R150/'Cost scenario - input'!$G135),\"\")","v":""},{"$f":"IFERROR(IF(OR(S150=\"\",'Cost scenario - input'!$G135=\"\"),\"\",S150/'Cost scenario - input'!$G135),\"\")","v":""},{"$f":"IFERROR(IF(OR(T150=\"\",'Cost scenario - input'!$G135=\"\"),\"\",T150/'Cost scenario - input'!$G135),\"\")","v":""},{"$f":"IFERROR(IF(OR(U150=\"\",'Cost scenario - input'!$G135=\"\"),\"\",U150/'Cost scenario - input'!$G135),\"\")","v":""},{"$f":"IFERROR(IF(OR(V150=\"\",'Cost scenario - input'!$G135=\"\"),\"\",V150/'Cost scenario - input'!$G135),\"\")","v":""},{"$f":"IFERROR(IF(OR(W150=\"\",'Cost scenario - input'!$G135=\"\"),\"\",W150/'Cost scenario - input'!$G135),\"\")","v":""}]
[{"$f":"IFERROR('Cost scenario - input'!A136,\"\")","v":""},{"$f":"IFERROR('Cost scenario - input'!B136,\"\")","v":""},{"$f":"IFERROR('Cost scenario - input'!C136,\"\")","v":""},{"$f":"IFERROR(repcalc('Cost scenario - input'!$CY136:$GK136,'Cost scenario - input'!$J136,'Cost scenario - input'!$H136,'Cost scenario - input'!$I136,20,TRUE,TRUE),\"\")","v":""},"","","","","","","","","","","","","","","","","","","",{"$f":"IFERROR(IF(OR(D151=\"\",'Cost scenario - input'!$G136=\"\"),\"\",D151/'Cost scenario - input'!$G136),\"\")","v":""},{"$f":"IFERROR(IF(OR(E151=\"\",'Cost scenario - input'!$G136=\"\"),\"\",E151/'Cost scenario - input'!$G136),\"\")","v":""},{"$f":"IFERROR(IF(OR(F151=\"\",'Cost scenario - input'!$G136=\"\"),\"\",F151/'Cost scenario - input'!$G136),\"\")","v":""},{"$f":"IFERROR(IF(OR(G151=\"\",'Cost scenario - input'!$G136=\"\"),\"\",G151/'Cost scenario - input'!$G136),\"\")","v":""},{"$f":"IFERROR(IF(OR(H151=\"\",'Cost scenario - input'!$G136=\"\"),\"\",H151/'Cost scenario - input'!$G136),\"\")","v":""},{"$f":"IFERROR(IF(OR(I151=\"\",'Cost scenario - input'!$G136=\"\"),\"\",I151/'Cost scenario - input'!$G136),\"\")","v":""},{"$f":"IFERROR(IF(OR(J151=\"\",'Cost scenario - input'!$G136=\"\"),\"\",J151/'Cost scenario - input'!$G136),\"\")","v":""},{"$f":"IFERROR(IF(OR(K151=\"\",'Cost scenario - input'!$G136=\"\"),\"\",K151/'Cost scenario - input'!$G136),\"\")","v":""},{"$f":"IFERROR(IF(OR(L151=\"\",'Cost scenario - input'!$G136=\"\"),\"\",L151/'Cost scenario - input'!$G136),\"\")","v":""},{"$f":"IFERROR(IF(OR(M151=\"\",'Cost scenario - input'!$G136=\"\"),\"\",M151/'Cost scenario - input'!$G136),\"\")","v":""},{"$f":"IFERROR(IF(OR(N151=\"\",'Cost scenario - input'!$G136=\"\"),\"\",N151/'Cost scenario - input'!$G136),\"\")","v":""},{"$f":"IFERROR(IF(OR(O151=\"\",'Cost scenario - input'!$G136=\"\"),\"\",O151/'Cost scenario - input'!$G136),\"\")","v":""},{"$f":"IFERROR(IF(OR(P151=\"\",'Cost scenario - input'!$G136=\"\"),\"\",P151/'Cost scenario - input'!$G136),\"\")","v":""},{"$f":"IFERROR(IF(OR(Q151=\"\",'Cost scenario - input'!$G136=\"\"),\"\",Q151/'Cost scenario - input'!$G136),\"\")","v":""},{"$f":"IFERROR(IF(OR(R151=\"\",'Cost scenario - input'!$G136=\"\"),\"\",R151/'Cost scenario - input'!$G136),\"\")","v":""},{"$f":"IFERROR(IF(OR(S151=\"\",'Cost scenario - input'!$G136=\"\"),\"\",S151/'Cost scenario - input'!$G136),\"\")","v":""},{"$f":"IFERROR(IF(OR(T151=\"\",'Cost scenario - input'!$G136=\"\"),\"\",T151/'Cost scenario - input'!$G136),\"\")","v":""},{"$f":"IFERROR(IF(OR(U151=\"\",'Cost scenario - input'!$G136=\"\"),\"\",U151/'Cost scenario - input'!$G136),\"\")","v":""},{"$f":"IFERROR(IF(OR(V151=\"\",'Cost scenario - input'!$G136=\"\"),\"\",V151/'Cost scenario - input'!$G136),\"\")","v":""},{"$f":"IFERROR(IF(OR(W151=\"\",'Cost scenario - input'!$G136=\"\"),\"\",W151/'Cost scenario - input'!$G136),\"\")","v":""}]
[{"$f":"IFERROR('Cost scenario - input'!A137,\"\")","v":""},{"$f":"IFERROR('Cost scenario - input'!B137,\"\")","v":""},{"$f":"IFERROR('Cost scenario - input'!C137,\"\")","v":""},{"$f":"IFERROR(repcalc('Cost scenario - input'!$CY137:$GK137,'Cost scenario - input'!$J137,'Cost scenario - input'!$H137,'Cost scenario - input'!$I137,20,TRUE,TRUE),\"\")","v":""},"","","","","","","","","","","","","","","","","","","",{"$f":"IFERROR(IF(OR(D152=\"\",'Cost scenario - input'!$G137=\"\"),\"\",D152/'Cost scenario - input'!$G137),\"\")","v":""},{"$f":"IFERROR(IF(OR(E152=\"\",'Cost scenario - input'!$G137=\"\"),\"\",E152/'Cost scenario - input'!$G137),\"\")","v":""},{"$f":"IFERROR(IF(OR(F152=\"\",'Cost scenario - input'!$G137=\"\"),\"\",F152/'Cost scenario - input'!$G137),\"\")","v":""},{"$f":"IFERROR(IF(OR(G152=\"\",'Cost scenario - input'!$G137=\"\"),\"\",G152/'Cost scenario - input'!$G137),\"\")","v":""},{"$f":"IFERROR(IF(OR(H152=\"\",'Cost scenario - input'!$G137=\"\"),\"\",H152/'Cost scenario - input'!$G137),\"\")","v":""},{"$f":"IFERROR(IF(OR(I152=\"\",'Cost scenario - input'!$G137=\"\"),\"\",I152/'Cost scenario - input'!$G137),\"\")","v":""},{"$f":"IFERROR(IF(OR(J152=\"\",'Cost scenario - input'!$G137=\"\"),\"\",J152/'Cost scenario - input'!$G137),\"\")","v":""},{"$f":"IFERROR(IF(OR(K152=\"\",'Cost scenario - input'!$G137=\"\"),\"\",K152/'Cost scenario - input'!$G137),\"\")","v":""},{"$f":"IFERROR(IF(OR(L152=\"\",'Cost scenario - input'!$G137=\"\"),\"\",L152/'Cost scenario - input'!$G137),\"\")","v":""},{"$f":"IFERROR(IF(OR(M152=\"\",'Cost scenario - input'!$G137=\"\"),\"\",M152/'Cost scenario - input'!$G137),\"\")","v":""},{"$f":"IFERROR(IF(OR(N152=\"\",'Cost scenario - input'!$G137=\"\"),\"\",N152/'Cost scenario - input'!$G137),\"\")","v":""},{"$f":"IFERROR(IF(OR(O152=\"\",'Cost scenario - input'!$G137=\"\"),\"\",O152/'Cost scenario - input'!$G137),\"\")","v":""},{"$f":"IFERROR(IF(OR(P152=\"\",'Cost scenario - input'!$G137=\"\"),\"\",P152/'Cost scenario - input'!$G137),\"\")","v":""},{"$f":"IFERROR(IF(OR(Q152=\"\",'Cost scenario - input'!$G137=\"\"),\"\",Q152/'Cost scenario - input'!$G137),\"\")","v":""},{"$f":"IFERROR(IF(OR(R152=\"\",'Cost scenario - input'!$G137=\"\"),\"\",R152/'Cost scenario - input'!$G137),\"\")","v":""},{"$f":"IFERROR(IF(OR(S152=\"\",'Cost scenario - input'!$G137=\"\"),\"\",S152/'Cost scenario - input'!$G137),\"\")","v":""},{"$f":"IFERROR(IF(OR(T152=\"\",'Cost scenario - input'!$G137=\"\"),\"\",T152/'Cost scenario - input'!$G137),\"\")","v":""},{"$f":"IFERROR(IF(OR(U152=\"\",'Cost scenario - input'!$G137=\"\"),\"\",U152/'Cost scenario - input'!$G137),\"\")","v":""},{"$f":"IFERROR(IF(OR(V152=\"\",'Cost scenario - input'!$G137=\"\"),\"\",V152/'Cost scenario - input'!$G137),\"\")","v":""},{"$f":"IFERROR(IF(OR(W152=\"\",'Cost scenario - input'!$G137=\"\"),\"\",W152/'Cost scenario - input'!$G137),\"\")","v":""}]
[{"$f":"IFERROR('Cost scenario - input'!A138,\"\")","v":""},{"$f":"IFERROR('Cost scenario - input'!B138,\"\")","v":""},{"$f":"IFERROR('Cost scenario - input'!C138,\"\")","v":""},{"$f":"IFERROR(repcalc('Cost scenario - input'!$CY138:$GK138,'Cost scenario - input'!$J138,'Cost scenario - input'!$H138,'Cost scenario - input'!$I138,20,TRUE,TRUE),\"\")","v":""},"","","","","","","","","","","","","","","","","","","",{"$f":"IFERROR(IF(OR(D153=\"\",'Cost scenario - input'!$G138=\"\"),\"\",D153/'Cost scenario - input'!$G138),\"\")","v":""},{"$f":"IFERROR(IF(OR(E153=\"\",'Cost scenario - input'!$G138=\"\"),\"\",E153/'Cost scenario - input'!$G138),\"\")","v":""},{"$f":"IFERROR(IF(OR(F153=\"\",'Cost scenario - input'!$G138=\"\"),\"\",F153/'Cost scenario - input'!$G138),\"\")","v":""},{"$f":"IFERROR(IF(OR(G153=\"\",'Cost scenario - input'!$G138=\"\"),\"\",G153/'Cost scenario - input'!$G138),\"\")","v":""},{"$f":"IFERROR(IF(OR(H153=\"\",'Cost scenario - input'!$G138=\"\"),\"\",H153/'Cost scenario - input'!$G138),\"\")","v":""},{"$f":"IFERROR(IF(OR(I153=\"\",'Cost scenario - input'!$G138=\"\"),\"\",I153/'Cost scenario - input'!$G138),\"\")","v":""},{"$f":"IFERROR(IF(OR(J153=\"\",'Cost scenario - input'!$G138=\"\"),\"\",J153/'Cost scenario - input'!$G138),\"\")","v":""},{"$f":"IFERROR(IF(OR(K153=\"\",'Cost scenario - input'!$G138=\"\"),\"\",K153/'Cost scenario - input'!$G138),\"\")","v":""},{"$f":"IFERROR(IF(OR(L153=\"\",'Cost scenario - input'!$G138=\"\"),\"\",L153/'Cost scenario - input'!$G138),\"\")","v":""},{"$f":"IFERROR(IF(OR(M153=\"\",'Cost scenario - input'!$G138=\"\"),\"\",M153/'Cost scenario - input'!$G138),\"\")","v":""},{"$f":"IFERROR(IF(OR(N153=\"\",'Cost scenario - input'!$G138=\"\"),\"\",N153/'Cost scenario - input'!$G138),\"\")","v":""},{"$f":"IFERROR(IF(OR(O153=\"\",'Cost scenario - input'!$G138=\"\"),\"\",O153/'Cost scenario - input'!$G138),\"\")","v":""},{"$f":"IFERROR(IF(OR(P153=\"\",'Cost scenario - input'!$G138=\"\"),\"\",P153/'Cost scenario - input'!$G138),\"\")","v":""},{"$f":"IFERROR(IF(OR(Q153=\"\",'Cost scenario - input'!$G138=\"\"),\"\",Q153/'Cost scenario - input'!$G138),\"\")","v":""},{"$f":"IFERROR(IF(OR(R153=\"\",'Cost scenario - input'!$G138=\"\"),\"\",R153/'Cost scenario - input'!$G138),\"\")","v":""},{"$f":"IFERROR(IF(OR(S153=\"\",'Cost scenario - input'!$G138=\"\"),\"\",S153/'Cost scenario - input'!$G138),\"\")","v":""},{"$f":"IFERROR(IF(OR(T153=\"\",'Cost scenario - input'!$G138=\"\"),\"\",T153/'Cost scenario - input'!$G138),\"\")","v":""},{"$f":"IFERROR(IF(OR(U153=\"\",'Cost scenario - input'!$G138=\"\"),\"\",U153/'Cost scenario - input'!$G138),\"\")","v":""},{"$f":"IFERROR(IF(OR(V153=\"\",'Cost scenario - input'!$G138=\"\"),\"\",V153/'Cost scenario - input'!$G138),\"\")","v":""},{"$f":"IFERROR(IF(OR(W153=\"\",'Cost scenario - input'!$G138=\"\"),\"\",W153/'Cost scenario - input'!$G138),\"\")","v":""}]
[{"$f":"IFERROR('Cost scenario - input'!A139,\"\")","v":""},{"$f":"IFERROR('Cost scenario - input'!B139,\"\")","v":""},{"$f":"IFERROR('Cost scenario - input'!C139,\"\")","v":""},{"$f":"IFERROR(repcalc('Cost scenario - input'!$CY139:$GK139,'Cost scenario - input'!$J139,'Cost scenario - input'!$H139,'Cost scenario - input'!$I139,20,TRUE,TRUE),\"\")","v":""},"","","","","","","","","","","","","","","","","","","",{"$f":"IFERROR(IF(OR(D154=\"\",'Cost scenario - input'!$G139=\"\"),\"\",D154/'Cost scenario - input'!$G139),\"\")","v":""},{"$f":"IFERROR(IF(OR(E154=\"\",'Cost scenario - input'!$G139=\"\"),\"\",E154/'Cost scenario - input'!$G139),\"\")","v":""},{"$f":"IFERROR(IF(OR(F154=\"\",'Cost scenario - input'!$G139=\"\"),\"\",F154/'Cost scenario - input'!$G139),\"\")","v":""},{"$f":"IFERROR(IF(OR(G154=\"\",'Cost scenario - input'!$G139=\"\"),\"\",G154/'Cost scenario - input'!$G139),\"\")","v":""},{"$f":"IFERROR(IF(OR(H154=\"\",'Cost scenario - input'!$G139=\"\"),\"\",H154/'Cost scenario - input'!$G139),\"\")","v":""},{"$f":"IFERROR(IF(OR(I154=\"\",'Cost scenario - input'!$G139=\"\"),\"\",I154/'Cost scenario - input'!$G139),\"\")","v":""},{"$f":"IFERROR(IF(OR(J154=\"\",'Cost scenario - input'!$G139=\"\"),\"\",J154/'Cost scenario - input'!$G139),\"\")","v":""},{"$f":"IFERROR(IF(OR(K154=\"\",'Cost scenario - input'!$G139=\"\"),\"\",K154/'Cost scenario - input'!$G139),\"\")","v":""},{"$f":"IFERROR(IF(OR(L154=\"\",'Cost scenario - input'!$G139=\"\"),\"\",L154/'Cost scenario - input'!$G139),\"\")","v":""},{"$f":"IFERROR(IF(OR(M154=\"\",'Cost scenario - input'!$G139=\"\"),\"\",M154/'Cost scenario - input'!$G139),\"\")","v":""},{"$f":"IFERROR(IF(OR(N154=\"\",'Cost scenario - input'!$G139=\"\"),\"\",N154/'Cost scenario - input'!$G139),\"\")","v":""},{"$f":"IFERROR(IF(OR(O154=\"\",'Cost scenario - input'!$G139=\"\"),\"\",O154/'Cost scenario - input'!$G139),\"\")","v":""},{"$f":"IFERROR(IF(OR(P154=\"\",'Cost scenario - input'!$G139=\"\"),\"\",P154/'Cost scenario - input'!$G139),\"\")","v":""},{"$f":"IFERROR(IF(OR(Q154=\"\",'Cost scenario - input'!$G139=\"\"),\"\",Q154/'Cost scenario - input'!$G139),\"\")","v":""},{"$f":"IFERROR(IF(OR(R154=\"\",'Cost scenario - input'!$G139=\"\"),\"\",R154/'Cost scenario - input'!$G139),\"\")","v":""},{"$f":"IFERROR(IF(OR(S154=\"\",'Cost scenario - input'!$G139=\"\"),\"\",S154/'Cost scenario - input'!$G139),\"\")","v":""},{"$f":"IFERROR(IF(OR(T154=\"\",'Cost scenario - input'!$G139=\"\"),\"\",T154/'Cost scenario - input'!$G139),\"\")","v":""},{"$f":"IFERROR(IF(OR(U154=\"\",'Cost scenario - input'!$G139=\"\"),\"\",U154/'Cost scenario - input'!$G139),\"\")","v":""},{"$f":"IFERROR(IF(OR(V154=\"\",'Cost scenario - input'!$G139=\"\"),\"\",V154/'Cost scenario - input'!$G139),\"\")","v":""},{"$f":"IFERROR(IF(OR(W154=\"\",'Cost scenario - input'!$G139=\"\"),\"\",W154/'Cost scenario - input'!$G139),\"\")","v":""}]
[{"$f":"IFERROR('Cost scenario - input'!A140,\"\")","v":""},{"$f":"IFERROR('Cost scenario - input'!B140,\"\")","v":""},{"$f":"IFERROR('Cost scenario - input'!C140,\"\")","v":""},{"$f":"IFERROR(repcalc('Cost scenario - input'!$CY140:$GK140,'Cost scenario - input'!$J140,'Cost scenario - input'!$H140,'Cost scenario - input'!$I140,20,TRUE,TRUE),\"\")","v":""},"","","","","","","","","","","","","","","","","","","",{"$f":"IFERROR(IF(OR(D155=\"\",'Cost scenario - input'!$G140=\"\"),\"\",D155/'Cost scenario - input'!$G140),\"\")","v":""},{"$f":"IFERROR(IF(OR(E155=\"\",'Cost scenario - input'!$G140=\"\"),\"\",E155/'Cost scenario - input'!$G140),\"\")","v":""},{"$f":"IFERROR(IF(OR(F155=\"\",'Cost scenario - input'!$G140=\"\"),\"\",F155/'Cost scenario - input'!$G140),\"\")","v":""},{"$f":"IFERROR(IF(OR(G155=\"\",'Cost scenario - input'!$G140=\"\"),\"\",G155/'Cost scenario - input'!$G140),\"\")","v":""},{"$f":"IFERROR(IF(OR(H155=\"\",'Cost scenario - input'!$G140=\"\"),\"\",H155/'Cost scenario - input'!$G140),\"\")","v":""},{"$f":"IFERROR(IF(OR(I155=\"\",'Cost scenario - input'!$G140=\"\"),\"\",I155/'Cost scenario - input'!$G140),\"\")","v":""},{"$f":"IFERROR(IF(OR(J155=\"\",'Cost scenario - input'!$G140=\"\"),\"\",J155/'Cost scenario - input'!$G140),\"\")","v":""},{"$f":"IFERROR(IF(OR(K155=\"\",'Cost scenario - input'!$G140=\"\"),\"\",K155/'Cost scenario - input'!$G140),\"\")","v":""},{"$f":"IFERROR(IF(OR(L155=\"\",'Cost scenario - input'!$G140=\"\"),\"\",L155/'Cost scenario - input'!$G140),\"\")","v":""},{"$f":"IFERROR(IF(OR(M155=\"\",'Cost scenario - input'!$G140=\"\"),\"\",M155/'Cost scenario - input'!$G140),\"\")","v":""},{"$f":"IFERROR(IF(OR(N155=\"\",'Cost scenario - input'!$G140=\"\"),\"\",N155/'Cost scenario - input'!$G140),\"\")","v":""},{"$f":"IFERROR(IF(OR(O155=\"\",'Cost scenario - input'!$G140=\"\"),\"\",O155/'Cost scenario - input'!$G140),\"\")","v":""},{"$f":"IFERROR(IF(OR(P155=\"\",'Cost scenario - input'!$G140=\"\"),\"\",P155/'Cost scenario - input'!$G140),\"\")","v":""},{"$f":"IFERROR(IF(OR(Q155=\"\",'Cost scenario - input'!$G140=\"\"),\"\",Q155/'Cost scenario - input'!$G140),\"\")","v":""},{"$f":"IFERROR(IF(OR(R155=\"\",'Cost scenario - input'!$G140=\"\"),\"\",R155/'Cost scenario - input'!$G140),\"\")","v":""},{"$f":"IFERROR(IF(OR(S155=\"\",'Cost scenario - input'!$G140=\"\"),\"\",S155/'Cost scenario - input'!$G140),\"\")","v":""},{"$f":"IFERROR(IF(OR(T155=\"\",'Cost scenario - input'!$G140=\"\"),\"\",T155/'Cost scenario - input'!$G140),\"\")","v":""},{"$f":"IFERROR(IF(OR(U155=\"\",'Cost scenario - input'!$G140=\"\"),\"\",U155/'Cost scenario - input'!$G140),\"\")","v":""},{"$f":"IFERROR(IF(OR(V155=\"\",'Cost scenario - input'!$G140=\"\"),\"\",V155/'Cost scenario - input'!$G140),\"\")","v":""},{"$f":"IFERROR(IF(OR(W155=\"\",'Cost scenario - input'!$G140=\"\"),\"\",W155/'Cost scenario - input'!$G140),\"\")","v":""}]
[{"$f":"IFERROR('Cost scenario - input'!A141,\"\")","v":""},{"$f":"IFERROR('Cost scenario - input'!B141,\"\")","v":""},{"$f":"IFERROR('Cost scenario - input'!C141,\"\")","v":""},{"$f":"IFERROR(repcalc('Cost scenario - input'!$CY141:$GK141,'Cost scenario - input'!$J141,'Cost scenario - input'!$H141,'Cost scenario - input'!$I141,20,TRUE,TRUE),\"\")","v":""},"","","","","","","","","","","","","","","","","","","",{"$f":"IFERROR(IF(OR(D156=\"\",'Cost scenario - input'!$G141=\"\"),\"\",D156/'Cost scenario - input'!$G141),\"\")","v":""},{"$f":"IFERROR(IF(OR(E156=\"\",'Cost scenario - input'!$G141=\"\"),\"\",E156/'Cost scenario - input'!$G141),\"\")","v":""},{"$f":"IFERROR(IF(OR(F156=\"\",'Cost scenario - input'!$G141=\"\"),\"\",F156/'Cost scenario - input'!$G141),\"\")","v":""},{"$f":"IFERROR(IF(OR(G156=\"\",'Cost scenario - input'!$G141=\"\"),\"\",G156/'Cost scenario - input'!$G141),\"\")","v":""},{"$f":"IFERROR(IF(OR(H156=\"\",'Cost scenario - input'!$G141=\"\"),\"\",H156/'Cost scenario - input'!$G141),\"\")","v":""},{"$f":"IFERROR(IF(OR(I156=\"\",'Cost scenario - input'!$G141=\"\"),\"\",I156/'Cost scenario - input'!$G141),\"\")","v":""},{"$f":"IFERROR(IF(OR(J156=\"\",'Cost scenario - input'!$G141=\"\"),\"\",J156/'Cost scenario - input'!$G141),\"\")","v":""},{"$f":"IFERROR(IF(OR(K156=\"\",'Cost scenario - input'!$G141=\"\"),\"\",K156/'Cost scenario - input'!$G141),\"\")","v":""},{"$f":"IFERROR(IF(OR(L156=\"\",'Cost scenario - input'!$G141=\"\"),\"\",L156/'Cost scenario - input'!$G141),\"\")","v":""},{"$f":"IFERROR(IF(OR(M156=\"\",'Cost scenario - input'!$G141=\"\"),\"\",M156/'Cost scenario - input'!$G141),\"\")","v":""},{"$f":"IFERROR(IF(OR(N156=\"\",'Cost scenario - input'!$G141=\"\"),\"\",N156/'Cost scenario - input'!$G141),\"\")","v":""},{"$f":"IFERROR(IF(OR(O156=\"\",'Cost scenario - input'!$G141=\"\"),\"\",O156/'Cost scenario - input'!$G141),\"\")","v":""},{"$f":"IFERROR(IF(OR(P156=\"\",'Cost scenario - input'!$G141=\"\"),\"\",P156/'Cost scenario - input'!$G141),\"\")","v":""},{"$f":"IFERROR(IF(OR(Q156=\"\",'Cost scenario - input'!$G141=\"\"),\"\",Q156/'Cost scenario - input'!$G141),\"\")","v":""},{"$f":"IFERROR(IF(OR(R156=\"\",'Cost scenario - input'!$G141=\"\"),\"\",R156/'Cost scenario - input'!$G141),\"\")","v":""},{"$f":"IFERROR(IF(OR(S156=\"\",'Cost scenario - input'!$G141=\"\"),\"\",S156/'Cost scenario - input'!$G141),\"\")","v":""},{"$f":"IFERROR(IF(OR(T156=\"\",'Cost scenario - input'!$G141=\"\"),\"\",T156/'Cost scenario - input'!$G141),\"\")","v":""},{"$f":"IFERROR(IF(OR(U156=\"\",'Cost scenario - input'!$G141=\"\"),\"\",U156/'Cost scenario - input'!$G141),\"\")","v":""},{"$f":"IFERROR(IF(OR(V156=\"\",'Cost scenario - input'!$G141=\"\"),\"\",V156/'Cost scenario - input'!$G141),\"\")","v":""},{"$f":"IFERROR(IF(OR(W156=\"\",'Cost scenario - input'!$G141=\"\"),\"\",W156/'Cost scenario - input'!$G141),\"\")","v":""}]
[{"$f":"IFERROR('Cost scenario - input'!A142,\"\")","v":""},{"$f":"IFERROR('Cost scenario - input'!B142,\"\")","v":""},{"$f":"IFERROR('Cost scenario - input'!C142,\"\")","v":""},{"$f":"IFERROR(repcalc('Cost scenario - input'!$CY142:$GK142,'Cost scenario - input'!$J142,'Cost scenario - input'!$H142,'Cost scenario - input'!$I142,20,TRUE,TRUE),\"\")","v":""},"","","","","","","","","","","","","","","","","","","",{"$f":"IFERROR(IF(OR(D157=\"\",'Cost scenario - input'!$G142=\"\"),\"\",D157/'Cost scenario - input'!$G142),\"\")","v":""},{"$f":"IFERROR(IF(OR(E157=\"\",'Cost scenario - input'!$G142=\"\"),\"\",E157/'Cost scenario - input'!$G142),\"\")","v":""},{"$f":"IFERROR(IF(OR(F157=\"\",'Cost scenario - input'!$G142=\"\"),\"\",F157/'Cost scenario - input'!$G142),\"\")","v":""},{"$f":"IFERROR(IF(OR(G157=\"\",'Cost scenario - input'!$G142=\"\"),\"\",G157/'Cost scenario - input'!$G142),\"\")","v":""},{"$f":"IFERROR(IF(OR(H157=\"\",'Cost scenario - input'!$G142=\"\"),\"\",H157/'Cost scenario - input'!$G142),\"\")","v":""},{"$f":"IFERROR(IF(OR(I157=\"\",'Cost scenario - input'!$G142=\"\"),\"\",I157/'Cost scenario - input'!$G142),\"\")","v":""},{"$f":"IFERROR(IF(OR(J157=\"\",'Cost scenario - input'!$G142=\"\"),\"\",J157/'Cost scenario - input'!$G142),\"\")","v":""},{"$f":"IFERROR(IF(OR(K157=\"\",'Cost scenario - input'!$G142=\"\"),\"\",K157/'Cost scenario - input'!$G142),\"\")","v":""},{"$f":"IFERROR(IF(OR(L157=\"\",'Cost scenario - input'!$G142=\"\"),\"\",L157/'Cost scenario - input'!$G142),\"\")","v":""},{"$f":"IFERROR(IF(OR(M157=\"\",'Cost scenario - input'!$G142=\"\"),\"\",M157/'Cost scenario - input'!$G142),\"\")","v":""},{"$f":"IFERROR(IF(OR(N157=\"\",'Cost scenario - input'!$G142=\"\"),\"\",N157/'Cost scenario - input'!$G142),\"\")","v":""},{"$f":"IFERROR(IF(OR(O157=\"\",'Cost scenario - input'!$G142=\"\"),\"\",O157/'Cost scenario - input'!$G142),\"\")","v":""},{"$f":"IFERROR(IF(OR(P157=\"\",'Cost scenario - input'!$G142=\"\"),\"\",P157/'Cost scenario - input'!$G142),\"\")","v":""},{"$f":"IFERROR(IF(OR(Q157=\"\",'Cost scenario - input'!$G142=\"\"),\"\",Q157/'Cost scenario - input'!$G142),\"\")","v":""},{"$f":"IFERROR(IF(OR(R157=\"\",'Cost scenario - input'!$G142=\"\"),\"\",R157/'Cost scenario - input'!$G142),\"\")","v":""},{"$f":"IFERROR(IF(OR(S157=\"\",'Cost scenario - input'!$G142=\"\"),\"\",S157/'Cost scenario - input'!$G142),\"\")","v":""},{"$f":"IFERROR(IF(OR(T157=\"\",'Cost scenario - input'!$G142=\"\"),\"\",T157/'Cost scenario - input'!$G142),\"\")","v":""},{"$f":"IFERROR(IF(OR(U157=\"\",'Cost scenario - input'!$G142=\"\"),\"\",U157/'Cost scenario - input'!$G142),\"\")","v":""},{"$f":"IFERROR(IF(OR(V157=\"\",'Cost scenario - input'!$G142=\"\"),\"\",V157/'Cost scenario - input'!$G142),\"\")","v":""},{"$f":"IFERROR(IF(OR(W157=\"\",'Cost scenario - input'!$G142=\"\"),\"\",W157/'Cost scenario - input'!$G142),\"\")","v":""}]
[{"$f":"IFERROR('Cost scenario - input'!A143,\"\")","v":""},{"$f":"IFERROR('Cost scenario - input'!B143,\"\")","v":""},{"$f":"IFERROR('Cost scenario - input'!C143,\"\")","v":""},{"$f":"IFERROR(repcalc('Cost scenario - input'!$CY143:$GK143,'Cost scenario - input'!$J143,'Cost scenario - input'!$H143,'Cost scenario - input'!$I143,20,TRUE,TRUE),\"\")","v":""},"","","","","","","","","","","","","","","","","","","",{"$f":"IFERROR(IF(OR(D158=\"\",'Cost scenario - input'!$G143=\"\"),\"\",D158/'Cost scenario - input'!$G143),\"\")","v":""},{"$f":"IFERROR(IF(OR(E158=\"\",'Cost scenario - input'!$G143=\"\"),\"\",E158/'Cost scenario - input'!$G143),\"\")","v":""},{"$f":"IFERROR(IF(OR(F158=\"\",'Cost scenario - input'!$G143=\"\"),\"\",F158/'Cost scenario - input'!$G143),\"\")","v":""},{"$f":"IFERROR(IF(OR(G158=\"\",'Cost scenario - input'!$G143=\"\"),\"\",G158/'Cost scenario - input'!$G143),\"\")","v":""},{"$f":"IFERROR(IF(OR(H158=\"\",'Cost scenario - input'!$G143=\"\"),\"\",H158/'Cost scenario - input'!$G143),\"\")","v":""},{"$f":"IFERROR(IF(OR(I158=\"\",'Cost scenario - input'!$G143=\"\"),\"\",I158/'Cost scenario - input'!$G143),\"\")","v":""},{"$f":"IFERROR(IF(OR(J158=\"\",'Cost scenario - input'!$G143=\"\"),\"\",J158/'Cost scenario - input'!$G143),\"\")","v":""},{"$f":"IFERROR(IF(OR(K158=\"\",'Cost scenario - input'!$G143=\"\"),\"\",K158/'Cost scenario - input'!$G143),\"\")","v":""},{"$f":"IFERROR(IF(OR(L158=\"\",'Cost scenario - input'!$G143=\"\"),\"\",L158/'Cost scenario - input'!$G143),\"\")","v":""},{"$f":"IFERROR(IF(OR(M158=\"\",'Cost scenario - input'!$G143=\"\"),\"\",M158/'Cost scenario - input'!$G143),\"\")","v":""},{"$f":"IFERROR(IF(OR(N158=\"\",'Cost scenario - input'!$G143=\"\"),\"\",N158/'Cost scenario - input'!$G143),\"\")","v":""},{"$f":"IFERROR(IF(OR(O158=\"\",'Cost scenario - input'!$G143=\"\"),\"\",O158/'Cost scenario - input'!$G143),\"\")","v":""},{"$f":"IFERROR(IF(OR(P158=\"\",'Cost scenario - input'!$G143=\"\"),\"\",P158/'Cost scenario - input'!$G143),\"\")","v":""},{"$f":"IFERROR(IF(OR(Q158=\"\",'Cost scenario - input'!$G143=\"\"),\"\",Q158/'Cost scenario - input'!$G143),\"\")","v":""},{"$f":"IFERROR(IF(OR(R158=\"\",'Cost scenario - input'!$G143=\"\"),\"\",R158/'Cost scenario - input'!$G143),\"\")","v":""},{"$f":"IFERROR(IF(OR(S158=\"\",'Cost scenario - input'!$G143=\"\"),\"\",S158/'Cost scenario - input'!$G143),\"\")","v":""},{"$f":"IFERROR(IF(OR(T158=\"\",'Cost scenario - input'!$G143=\"\"),\"\",T158/'Cost scenario - input'!$G143),\"\")","v":""},{"$f":"IFERROR(IF(OR(U158=\"\",'Cost scenario - input'!$G143=\"\"),\"\",U158/'Cost scenario - input'!$G143),\"\")","v":""},{"$f":"IFERROR(IF(OR(V158=\"\",'Cost scenario - input'!$G143=\"\"),\"\",V158/'Cost scenario - input'!$G143),\"\")","v":""},{"$f":"IFERROR(IF(OR(W158=\"\",'Cost scenario - input'!$G143=\"\"),\"\",W158/'Cost scenario - input'!$G143),\"\")","v":""}]
[{"$f":"IFERROR('Cost scenario - input'!A144,\"\")","v":""},{"$f":"IFERROR('Cost scenario - input'!B144,\"\")","v":""},{"$f":"IFERROR('Cost scenario - input'!C144,\"\")","v":""},{"$f":"IFERROR(repcalc('Cost scenario - input'!$CY144:$GK144,'Cost scenario - input'!$J144,'Cost scenario - input'!$H144,'Cost scenario - input'!$I144,20,TRUE,TRUE),\"\")","v":""},"","","","","","","","","","","","","","","","","","","",{"$f":"IFERROR(IF(OR(D159=\"\",'Cost scenario - input'!$G144=\"\"),\"\",D159/'Cost scenario - input'!$G144),\"\")","v":""},{"$f":"IFERROR(IF(OR(E159=\"\",'Cost scenario - input'!$G144=\"\"),\"\",E159/'Cost scenario - input'!$G144),\"\")","v":""},{"$f":"IFERROR(IF(OR(F159=\"\",'Cost scenario - input'!$G144=\"\"),\"\",F159/'Cost scenario - input'!$G144),\"\")","v":""},{"$f":"IFERROR(IF(OR(G159=\"\",'Cost scenario - input'!$G144=\"\"),\"\",G159/'Cost scenario - input'!$G144),\"\")","v":""},{"$f":"IFERROR(IF(OR(H159=\"\",'Cost scenario - input'!$G144=\"\"),\"\",H159/'Cost scenario - input'!$G144),\"\")","v":""},{"$f":"IFERROR(IF(OR(I159=\"\",'Cost scenario - input'!$G144=\"\"),\"\",I159/'Cost scenario - input'!$G144),\"\")","v":""},{"$f":"IFERROR(IF(OR(J159=\"\",'Cost scenario - input'!$G144=\"\"),\"\",J159/'Cost scenario - input'!$G144),\"\")","v":""},{"$f":"IFERROR(IF(OR(K159=\"\",'Cost scenario - input'!$G144=\"\"),\"\",K159/'Cost scenario - input'!$G144),\"\")","v":""},{"$f":"IFERROR(IF(OR(L159=\"\",'Cost scenario - input'!$G144=\"\"),\"\",L159/'Cost scenario - input'!$G144),\"\")","v":""},{"$f":"IFERROR(IF(OR(M159=\"\",'Cost scenario - input'!$G144=\"\"),\"\",M159/'Cost scenario - input'!$G144),\"\")","v":""},{"$f":"IFERROR(IF(OR(N159=\"\",'Cost scenario - input'!$G144=\"\"),\"\",N159/'Cost scenario - input'!$G144),\"\")","v":""},{"$f":"IFERROR(IF(OR(O159=\"\",'Cost scenario - input'!$G144=\"\"),\"\",O159/'Cost scenario - input'!$G144),\"\")","v":""},{"$f":"IFERROR(IF(OR(P159=\"\",'Cost scenario - input'!$G144=\"\"),\"\",P159/'Cost scenario - input'!$G144),\"\")","v":""},{"$f":"IFERROR(IF(OR(Q159=\"\",'Cost scenario - input'!$G144=\"\"),\"\",Q159/'Cost scenario - input'!$G144),\"\")","v":""},{"$f":"IFERROR(IF(OR(R159=\"\",'Cost scenario - input'!$G144=\"\"),\"\",R159/'Cost scenario - input'!$G144),\"\")","v":""},{"$f":"IFERROR(IF(OR(S159=\"\",'Cost scenario - input'!$G144=\"\"),\"\",S159/'Cost scenario - input'!$G144),\"\")","v":""},{"$f":"IFERROR(IF(OR(T159=\"\",'Cost scenario - input'!$G144=\"\"),\"\",T159/'Cost scenario - input'!$G144),\"\")","v":""},{"$f":"IFERROR(IF(OR(U159=\"\",'Cost scenario - input'!$G144=\"\"),\"\",U159/'Cost scenario - input'!$G144),\"\")","v":""},{"$f":"IFERROR(IF(OR(V159=\"\",'Cost scenario - input'!$G144=\"\"),\"\",V159/'Cost scenario - input'!$G144),\"\")","v":""},{"$f":"IFERROR(IF(OR(W159=\"\",'Cost scenario - input'!$G144=\"\"),\"\",W159/'Cost scenario - input'!$G144),\"\")","v":""}]
[{"$f":"IFERROR('Cost scenario - input'!A145,\"\")","v":""},{"$f":"IFERROR('Cost scenario - input'!B145,\"\")","v":""},{"$f":"IFERROR('Cost scenario - input'!C145,\"\")","v":""},{"$f":"IFERROR(repcalc('Cost scenario - input'!$CY145:$GK145,'Cost scenario - input'!$J145,'Cost scenario - input'!$H145,'Cost scenario - input'!$I145,20,TRUE,TRUE),\"\")","v":""},"","","","","","","","","","","","","","","","","","","",{"$f":"IFERROR(IF(OR(D160=\"\",'Cost scenario - input'!$G145=\"\"),\"\",D160/'Cost scenario - input'!$G145),\"\")","v":""},{"$f":"IFERROR(IF(OR(E160=\"\",'Cost scenario - input'!$G145=\"\"),\"\",E160/'Cost scenario - input'!$G145),\"\")","v":""},{"$f":"IFERROR(IF(OR(F160=\"\",'Cost scenario - input'!$G145=\"\"),\"\",F160/'Cost scenario - input'!$G145),\"\")","v":""},{"$f":"IFERROR(IF(OR(G160=\"\",'Cost scenario - input'!$G145=\"\"),\"\",G160/'Cost scenario - input'!$G145),\"\")","v":""},{"$f":"IFERROR(IF(OR(H160=\"\",'Cost scenario - input'!$G145=\"\"),\"\",H160/'Cost scenario - input'!$G145),\"\")","v":""},{"$f":"IFERROR(IF(OR(I160=\"\",'Cost scenario - input'!$G145=\"\"),\"\",I160/'Cost scenario - input'!$G145),\"\")","v":""},{"$f":"IFERROR(IF(OR(J160=\"\",'Cost scenario - input'!$G145=\"\"),\"\",J160/'Cost scenario - input'!$G145),\"\")","v":""},{"$f":"IFERROR(IF(OR(K160=\"\",'Cost scenario - input'!$G145=\"\"),\"\",K160/'Cost scenario - input'!$G145),\"\")","v":""},{"$f":"IFERROR(IF(OR(L160=\"\",'Cost scenario - input'!$G145=\"\"),\"\",L160/'Cost scenario - input'!$G145),\"\")","v":""},{"$f":"IFERROR(IF(OR(M160=\"\",'Cost scenario - input'!$G145=\"\"),\"\",M160/'Cost scenario - input'!$G145),\"\")","v":""},{"$f":"IFERROR(IF(OR(N160=\"\",'Cost scenario - input'!$G145=\"\"),\"\",N160/'Cost scenario - input'!$G145),\"\")","v":""},{"$f":"IFERROR(IF(OR(O160=\"\",'Cost scenario - input'!$G145=\"\"),\"\",O160/'Cost scenario - input'!$G145),\"\")","v":""},{"$f":"IFERROR(IF(OR(P160=\"\",'Cost scenario - input'!$G145=\"\"),\"\",P160/'Cost scenario - input'!$G145),\"\")","v":""},{"$f":"IFERROR(IF(OR(Q160=\"\",'Cost scenario - input'!$G145=\"\"),\"\",Q160/'Cost scenario - input'!$G145),\"\")","v":""},{"$f":"IFERROR(IF(OR(R160=\"\",'Cost scenario - input'!$G145=\"\"),\"\",R160/'Cost scenario - input'!$G145),\"\")","v":""},{"$f":"IFERROR(IF(OR(S160=\"\",'Cost scenario - input'!$G145=\"\"),\"\",S160/'Cost scenario - input'!$G145),\"\")","v":""},{"$f":"IFERROR(IF(OR(T160=\"\",'Cost scenario - input'!$G145=\"\"),\"\",T160/'Cost scenario - input'!$G145),\"\")","v":""},{"$f":"IFERROR(IF(OR(U160=\"\",'Cost scenario - input'!$G145=\"\"),\"\",U160/'Cost scenario - input'!$G145),\"\")","v":""},{"$f":"IFERROR(IF(OR(V160=\"\",'Cost scenario - input'!$G145=\"\"),\"\",V160/'Cost scenario - input'!$G145),\"\")","v":""},{"$f":"IFERROR(IF(OR(W160=\"\",'Cost scenario - input'!$G145=\"\"),\"\",W160/'Cost scenario - input'!$G145),\"\")","v":""}]
[{"$f":"IFERROR('Cost scenario - input'!A146,\"\")","v":""},{"$f":"IFERROR('Cost scenario - input'!B146,\"\")","v":""},{"$f":"IFERROR('Cost scenario - input'!C146,\"\")","v":""},{"$f":"IFERROR(repcalc('Cost scenario - input'!$CY146:$GK146,'Cost scenario - input'!$J146,'Cost scenario - input'!$H146,'Cost scenario - input'!$I146,20,TRUE,TRUE),\"\")","v":""},"","","","","","","","","","","","","","","","","","","",{"$f":"IFERROR(IF(OR(D161=\"\",'Cost scenario - input'!$G146=\"\"),\"\",D161/'Cost scenario - input'!$G146),\"\")","v":""},{"$f":"IFERROR(IF(OR(E161=\"\",'Cost scenario - input'!$G146=\"\"),\"\",E161/'Cost scenario - input'!$G146),\"\")","v":""},{"$f":"IFERROR(IF(OR(F161=\"\",'Cost scenario - input'!$G146=\"\"),\"\",F161/'Cost scenario - input'!$G146),\"\")","v":""},{"$f":"IFERROR(IF(OR(G161=\"\",'Cost scenario - input'!$G146=\"\"),\"\",G161/'Cost scenario - input'!$G146),\"\")","v":""},{"$f":"IFERROR(IF(OR(H161=\"\",'Cost scenario - input'!$G146=\"\"),\"\",H161/'Cost scenario - input'!$G146),\"\")","v":""},{"$f":"IFERROR(IF(OR(I161=\"\",'Cost scenario - input'!$G146=\"\"),\"\",I161/'Cost scenario - input'!$G146),\"\")","v":""},{"$f":"IFERROR(IF(OR(J161=\"\",'Cost scenario - input'!$G146=\"\"),\"\",J161/'Cost scenario - input'!$G146),\"\")","v":""},{"$f":"IFERROR(IF(OR(K161=\"\",'Cost scenario - input'!$G146=\"\"),\"\",K161/'Cost scenario - input'!$G146),\"\")","v":""},{"$f":"IFERROR(IF(OR(L161=\"\",'Cost scenario - input'!$G146=\"\"),\"\",L161/'Cost scenario - input'!$G146),\"\")","v":""},{"$f":"IFERROR(IF(OR(M161=\"\",'Cost scenario - input'!$G146=\"\"),\"\",M161/'Cost scenario - input'!$G146),\"\")","v":""},{"$f":"IFERROR(IF(OR(N161=\"\",'Cost scenario - input'!$G146=\"\"),\"\",N161/'Cost scenario - input'!$G146),\"\")","v":""},{"$f":"IFERROR(IF(OR(O161=\"\",'Cost scenario - input'!$G146=\"\"),\"\",O161/'Cost scenario - input'!$G146),\"\")","v":""},{"$f":"IFERROR(IF(OR(P161=\"\",'Cost scenario - input'!$G146=\"\"),\"\",P161/'Cost scenario - input'!$G146),\"\")","v":""},{"$f":"IFERROR(IF(OR(Q161=\"\",'Cost scenario - input'!$G146=\"\"),\"\",Q161/'Cost scenario - input'!$G146),\"\")","v":""},{"$f":"IFERROR(IF(OR(R161=\"\",'Cost scenario - input'!$G146=\"\"),\"\",R161/'Cost scenario - input'!$G146),\"\")","v":""},{"$f":"IFERROR(IF(OR(S161=\"\",'Cost scenario - input'!$G146=\"\"),\"\",S161/'Cost scenario - input'!$G146),\"\")","v":""},{"$f":"IFERROR(IF(OR(T161=\"\",'Cost scenario - input'!$G146=\"\"),\"\",T161/'Cost scenario - input'!$G146),\"\")","v":""},{"$f":"IFERROR(IF(OR(U161=\"\",'Cost scenario - input'!$G146=\"\"),\"\",U161/'Cost scenario - input'!$G146),\"\")","v":""},{"$f":"IFERROR(IF(OR(V161=\"\",'Cost scenario - input'!$G146=\"\"),\"\",V161/'Cost scenario - input'!$G146),\"\")","v":""},{"$f":"IFERROR(IF(OR(W161=\"\",'Cost scenario - input'!$G146=\"\"),\"\",W161/'Cost scenario - input'!$G146),\"\")","v":""}]
[{"$f":"IFERROR('Cost scenario - input'!A147,\"\")","v":""},{"$f":"IFERROR('Cost scenario - input'!B147,\"\")","v":""},{"$f":"IFERROR('Cost scenario - input'!C147,\"\")","v":""},{"$f":"IFERROR(repcalc('Cost scenario - input'!$CY147:$GK147,'Cost scenario - input'!$J147,'Cost scenario - input'!$H147,'Cost scenario - input'!$I147,20,TRUE,TRUE),\"\")","v":""},"","","","","","","","","","","","","","","","","","","",{"$f":"IFERROR(IF(OR(D162=\"\",'Cost scenario - input'!$G147=\"\"),\"\",D162/'Cost scenario - input'!$G147),\"\")","v":""},{"$f":"IFERROR(IF(OR(E162=\"\",'Cost scenario - input'!$G147=\"\"),\"\",E162/'Cost scenario - input'!$G147),\"\")","v":""},{"$f":"IFERROR(IF(OR(F162=\"\",'Cost scenario - input'!$G147=\"\"),\"\",F162/'Cost scenario - input'!$G147),\"\")","v":""},{"$f":"IFERROR(IF(OR(G162=\"\",'Cost scenario - input'!$G147=\"\"),\"\",G162/'Cost scenario - input'!$G147),\"\")","v":""},{"$f":"IFERROR(IF(OR(H162=\"\",'Cost scenario - input'!$G147=\"\"),\"\",H162/'Cost scenario - input'!$G147),\"\")","v":""},{"$f":"IFERROR(IF(OR(I162=\"\",'Cost scenario - input'!$G147=\"\"),\"\",I162/'Cost scenario - input'!$G147),\"\")","v":""},{"$f":"IFERROR(IF(OR(J162=\"\",'Cost scenario - input'!$G147=\"\"),\"\",J162/'Cost scenario - input'!$G147),\"\")","v":""},{"$f":"IFERROR(IF(OR(K162=\"\",'Cost scenario - input'!$G147=\"\"),\"\",K162/'Cost scenario - input'!$G147),\"\")","v":""},{"$f":"IFERROR(IF(OR(L162=\"\",'Cost scenario - input'!$G147=\"\"),\"\",L162/'Cost scenario - input'!$G147),\"\")","v":""},{"$f":"IFERROR(IF(OR(M162=\"\",'Cost scenario - input'!$G147=\"\"),\"\",M162/'Cost scenario - input'!$G147),\"\")","v":""},{"$f":"IFERROR(IF(OR(N162=\"\",'Cost scenario - input'!$G147=\"\"),\"\",N162/'Cost scenario - input'!$G147),\"\")","v":""},{"$f":"IFERROR(IF(OR(O162=\"\",'Cost scenario - input'!$G147=\"\"),\"\",O162/'Cost scenario - input'!$G147),\"\")","v":""},{"$f":"IFERROR(IF(OR(P162=\"\",'Cost scenario - input'!$G147=\"\"),\"\",P162/'Cost scenario - input'!$G147),\"\")","v":""},{"$f":"IFERROR(IF(OR(Q162=\"\",'Cost scenario - input'!$G147=\"\"),\"\",Q162/'Cost scenario - input'!$G147),\"\")","v":""},{"$f":"IFERROR(IF(OR(R162=\"\",'Cost scenario - input'!$G147=\"\"),\"\",R162/'Cost scenario - input'!$G147),\"\")","v":""},{"$f":"IFERROR(IF(OR(S162=\"\",'Cost scenario - input'!$G147=\"\"),\"\",S162/'Cost scenario - input'!$G147),\"\")","v":""},{"$f":"IFERROR(IF(OR(T162=\"\",'Cost scenario - input'!$G147=\"\"),\"\",T162/'Cost scenario - input'!$G147),\"\")","v":""},{"$f":"IFERROR(IF(OR(U162=\"\",'Cost scenario - input'!$G147=\"\"),\"\",U162/'Cost scenario - input'!$G147),\"\")","v":""},{"$f":"IFERROR(IF(OR(V162=\"\",'Cost scenario - input'!$G147=\"\"),\"\",V162/'Cost scenario - input'!$G147),\"\")","v":""},{"$f":"IFERROR(IF(OR(W162=\"\",'Cost scenario - input'!$G147=\"\"),\"\",W162/'Cost scenario - input'!$G147),\"\")","v":""}]
[{"$f":"IFERROR('Cost scenario - input'!A148,\"\")","v":""},{"$f":"IFERROR('Cost scenario - input'!B148,\"\")","v":""},{"$f":"IFERROR('Cost scenario - input'!C148,\"\")","v":""},{"$f":"IFERROR(repcalc('Cost scenario - input'!$CY148:$GK148,'Cost scenario - input'!$J148,'Cost scenario - input'!$H148,'Cost scenario - input'!$I148,20,TRUE,TRUE),\"\")","v":""},"","","","","","","","","","","","","","","","","","","",{"$f":"IFERROR(IF(OR(D163=\"\",'Cost scenario - input'!$G148=\"\"),\"\",D163/'Cost scenario - input'!$G148),\"\")","v":""},{"$f":"IFERROR(IF(OR(E163=\"\",'Cost scenario - input'!$G148=\"\"),\"\",E163/'Cost scenario - input'!$G148),\"\")","v":""},{"$f":"IFERROR(IF(OR(F163=\"\",'Cost scenario - input'!$G148=\"\"),\"\",F163/'Cost scenario - input'!$G148),\"\")","v":""},{"$f":"IFERROR(IF(OR(G163=\"\",'Cost scenario - input'!$G148=\"\"),\"\",G163/'Cost scenario - input'!$G148),\"\")","v":""},{"$f":"IFERROR(IF(OR(H163=\"\",'Cost scenario - input'!$G148=\"\"),\"\",H163/'Cost scenario - input'!$G148),\"\")","v":""},{"$f":"IFERROR(IF(OR(I163=\"\",'Cost scenario - input'!$G148=\"\"),\"\",I163/'Cost scenario - input'!$G148),\"\")","v":""},{"$f":"IFERROR(IF(OR(J163=\"\",'Cost scenario - input'!$G148=\"\"),\"\",J163/'Cost scenario - input'!$G148),\"\")","v":""},{"$f":"IFERROR(IF(OR(K163=\"\",'Cost scenario - input'!$G148=\"\"),\"\",K163/'Cost scenario - input'!$G148),\"\")","v":""},{"$f":"IFERROR(IF(OR(L163=\"\",'Cost scenario - input'!$G148=\"\"),\"\",L163/'Cost scenario - input'!$G148),\"\")","v":""},{"$f":"IFERROR(IF(OR(M163=\"\",'Cost scenario - input'!$G148=\"\"),\"\",M163/'Cost scenario - input'!$G148),\"\")","v":""},{"$f":"IFERROR(IF(OR(N163=\"\",'Cost scenario - input'!$G148=\"\"),\"\",N163/'Cost scenario - input'!$G148),\"\")","v":""},{"$f":"IFERROR(IF(OR(O163=\"\",'Cost scenario - input'!$G148=\"\"),\"\",O163/'Cost scenario - input'!$G148),\"\")","v":""},{"$f":"IFERROR(IF(OR(P163=\"\",'Cost scenario - input'!$G148=\"\"),\"\",P163/'Cost scenario - input'!$G148),\"\")","v":""},{"$f":"IFERROR(IF(OR(Q163=\"\",'Cost scenario - input'!$G148=\"\"),\"\",Q163/'Cost scenario - input'!$G148),\"\")","v":""},{"$f":"IFERROR(IF(OR(R163=\"\",'Cost scenario - input'!$G148=\"\"),\"\",R163/'Cost scenario - input'!$G148),\"\")","v":""},{"$f":"IFERROR(IF(OR(S163=\"\",'Cost scenario - input'!$G148=\"\"),\"\",S163/'Cost scenario - input'!$G148),\"\")","v":""},{"$f":"IFERROR(IF(OR(T163=\"\",'Cost scenario - input'!$G148=\"\"),\"\",T163/'Cost scenario - input'!$G148),\"\")","v":""},{"$f":"IFERROR(IF(OR(U163=\"\",'Cost scenario - input'!$G148=\"\"),\"\",U163/'Cost scenario - input'!$G148),\"\")","v":""},{"$f":"IFERROR(IF(OR(V163=\"\",'Cost scenario - input'!$G148=\"\"),\"\",V163/'Cost scenario - input'!$G148),\"\")","v":""},{"$f":"IFERROR(IF(OR(W163=\"\",'Cost scenario - input'!$G148=\"\"),\"\",W163/'Cost scenario - input'!$G148),\"\")","v":""}]
[{"$f":"IFERROR('Cost scenario - input'!A149,\"\")","v":""},{"$f":"IFERROR('Cost scenario - input'!B149,\"\")","v":""},{"$f":"IFERROR('Cost scenario - input'!C149,\"\")","v":""},{"$f":"IFERROR(repcalc('Cost scenario - input'!$CY149:$GK149,'Cost scenario - input'!$J149,'Cost scenario - input'!$H149,'Cost scenario - input'!$I149,20,TRUE,TRUE),\"\")","v":""},"","","","","","","","","","","","","","","","","","","",{"$f":"IFERROR(IF(OR(D164=\"\",'Cost scenario - input'!$G149=\"\"),\"\",D164/'Cost scenario - input'!$G149),\"\")","v":""},{"$f":"IFERROR(IF(OR(E164=\"\",'Cost scenario - input'!$G149=\"\"),\"\",E164/'Cost scenario - input'!$G149),\"\")","v":""},{"$f":"IFERROR(IF(OR(F164=\"\",'Cost scenario - input'!$G149=\"\"),\"\",F164/'Cost scenario - input'!$G149),\"\")","v":""},{"$f":"IFERROR(IF(OR(G164=\"\",'Cost scenario - input'!$G149=\"\"),\"\",G164/'Cost scenario - input'!$G149),\"\")","v":""},{"$f":"IFERROR(IF(OR(H164=\"\",'Cost scenario - input'!$G149=\"\"),\"\",H164/'Cost scenario - input'!$G149),\"\")","v":""},{"$f":"IFERROR(IF(OR(I164=\"\",'Cost scenario - input'!$G149=\"\"),\"\",I164/'Cost scenario - input'!$G149),\"\")","v":""},{"$f":"IFERROR(IF(OR(J164=\"\",'Cost scenario - input'!$G149=\"\"),\"\",J164/'Cost scenario - input'!$G149),\"\")","v":""},{"$f":"IFERROR(IF(OR(K164=\"\",'Cost scenario - input'!$G149=\"\"),\"\",K164/'Cost scenario - input'!$G149),\"\")","v":""},{"$f":"IFERROR(IF(OR(L164=\"\",'Cost scenario - input'!$G149=\"\"),\"\",L164/'Cost scenario - input'!$G149),\"\")","v":""},{"$f":"IFERROR(IF(OR(M164=\"\",'Cost scenario - input'!$G149=\"\"),\"\",M164/'Cost scenario - input'!$G149),\"\")","v":""},{"$f":"IFERROR(IF(OR(N164=\"\",'Cost scenario - input'!$G149=\"\"),\"\",N164/'Cost scenario - input'!$G149),\"\")","v":""},{"$f":"IFERROR(IF(OR(O164=\"\",'Cost scenario - input'!$G149=\"\"),\"\",O164/'Cost scenario - input'!$G149),\"\")","v":""},{"$f":"IFERROR(IF(OR(P164=\"\",'Cost scenario - input'!$G149=\"\"),\"\",P164/'Cost scenario - input'!$G149),\"\")","v":""},{"$f":"IFERROR(IF(OR(Q164=\"\",'Cost scenario - input'!$G149=\"\"),\"\",Q164/'Cost scenario - input'!$G149),\"\")","v":""},{"$f":"IFERROR(IF(OR(R164=\"\",'Cost scenario - input'!$G149=\"\"),\"\",R164/'Cost scenario - input'!$G149),\"\")","v":""},{"$f":"IFERROR(IF(OR(S164=\"\",'Cost scenario - input'!$G149=\"\"),\"\",S164/'Cost scenario - input'!$G149),\"\")","v":""},{"$f":"IFERROR(IF(OR(T164=\"\",'Cost scenario - input'!$G149=\"\"),\"\",T164/'Cost scenario - input'!$G149),\"\")","v":""},{"$f":"IFERROR(IF(OR(U164=\"\",'Cost scenario - input'!$G149=\"\"),\"\",U164/'Cost scenario - input'!$G149),\"\")","v":""},{"$f":"IFERROR(IF(OR(V164=\"\",'Cost scenario - input'!$G149=\"\"),\"\",V164/'Cost scenario - input'!$G149),\"\")","v":""},{"$f":"IFERROR(IF(OR(W164=\"\",'Cost scenario - input'!$G149=\"\"),\"\",W164/'Cost scenario - input'!$G149),\"\")","v":""}]
[{"$f":"IFERROR('Cost scenario - input'!A150,\"\")","v":""},{"$f":"IFERROR('Cost scenario - input'!B150,\"\")","v":""},{"$f":"IFERROR('Cost scenario - input'!C150,\"\")","v":""},{"$f":"IFERROR(repcalc('Cost scenario - input'!$CY150:$GK150,'Cost scenario - input'!$J150,'Cost scenario - input'!$H150,'Cost scenario - input'!$I150,20,TRUE,TRUE),\"\")","v":""},"","","","","","","","","","","","","","","","","","","",{"$f":"IFERROR(IF(OR(D165=\"\",'Cost scenario - input'!$G150=\"\"),\"\",D165/'Cost scenario - input'!$G150),\"\")","v":""},{"$f":"IFERROR(IF(OR(E165=\"\",'Cost scenario - input'!$G150=\"\"),\"\",E165/'Cost scenario - input'!$G150),\"\")","v":""},{"$f":"IFERROR(IF(OR(F165=\"\",'Cost scenario - input'!$G150=\"\"),\"\",F165/'Cost scenario - input'!$G150),\"\")","v":""},{"$f":"IFERROR(IF(OR(G165=\"\",'Cost scenario - input'!$G150=\"\"),\"\",G165/'Cost scenario - input'!$G150),\"\")","v":""},{"$f":"IFERROR(IF(OR(H165=\"\",'Cost scenario - input'!$G150=\"\"),\"\",H165/'Cost scenario - input'!$G150),\"\")","v":""},{"$f":"IFERROR(IF(OR(I165=\"\",'Cost scenario - input'!$G150=\"\"),\"\",I165/'Cost scenario - input'!$G150),\"\")","v":""},{"$f":"IFERROR(IF(OR(J165=\"\",'Cost scenario - input'!$G150=\"\"),\"\",J165/'Cost scenario - input'!$G150),\"\")","v":""},{"$f":"IFERROR(IF(OR(K165=\"\",'Cost scenario - input'!$G150=\"\"),\"\",K165/'Cost scenario - input'!$G150),\"\")","v":""},{"$f":"IFERROR(IF(OR(L165=\"\",'Cost scenario - input'!$G150=\"\"),\"\",L165/'Cost scenario - input'!$G150),\"\")","v":""},{"$f":"IFERROR(IF(OR(M165=\"\",'Cost scenario - input'!$G150=\"\"),\"\",M165/'Cost scenario - input'!$G150),\"\")","v":""},{"$f":"IFERROR(IF(OR(N165=\"\",'Cost scenario - input'!$G150=\"\"),\"\",N165/'Cost scenario - input'!$G150),\"\")","v":""},{"$f":"IFERROR(IF(OR(O165=\"\",'Cost scenario - input'!$G150=\"\"),\"\",O165/'Cost scenario - input'!$G150),\"\")","v":""},{"$f":"IFERROR(IF(OR(P165=\"\",'Cost scenario - input'!$G150=\"\"),\"\",P165/'Cost scenario - input'!$G150),\"\")","v":""},{"$f":"IFERROR(IF(OR(Q165=\"\",'Cost scenario - input'!$G150=\"\"),\"\",Q165/'Cost scenario - input'!$G150),\"\")","v":""},{"$f":"IFERROR(IF(OR(R165=\"\",'Cost scenario - input'!$G150=\"\"),\"\",R165/'Cost scenario - input'!$G150),\"\")","v":""},{"$f":"IFERROR(IF(OR(S165=\"\",'Cost scenario - input'!$G150=\"\"),\"\",S165/'Cost scenario - input'!$G150),\"\")","v":""},{"$f":"IFERROR(IF(OR(T165=\"\",'Cost scenario - input'!$G150=\"\"),\"\",T165/'Cost scenario - input'!$G150),\"\")","v":""},{"$f":"IFERROR(IF(OR(U165=\"\",'Cost scenario - input'!$G150=\"\"),\"\",U165/'Cost scenario - input'!$G150),\"\")","v":""},{"$f":"IFERROR(IF(OR(V165=\"\",'Cost scenario - input'!$G150=\"\"),\"\",V165/'Cost scenario - input'!$G150),\"\")","v":""},{"$f":"IFERROR(IF(OR(W165=\"\",'Cost scenario - input'!$G150=\"\"),\"\",W165/'Cost scenario - input'!$G150),\"\")","v":""}]
[{"$f":"IFERROR('Cost scenario - input'!A151,\"\")","v":""},{"$f":"IFERROR('Cost scenario - input'!B151,\"\")","v":""},{"$f":"IFERROR('Cost scenario - input'!C151,\"\")","v":""},{"$f":"IFERROR(repcalc('Cost scenario - input'!$CY151:$GK151,'Cost scenario - input'!$J151,'Cost scenario - input'!$H151,'Cost scenario - input'!$I151,20,TRUE,TRUE),\"\")","v":""},"","","","","","","","","","","","","","","","","","","",{"$f":"IFERROR(IF(OR(D166=\"\",'Cost scenario - input'!$G151=\"\"),\"\",D166/'Cost scenario - input'!$G151),\"\")","v":""},{"$f":"IFERROR(IF(OR(E166=\"\",'Cost scenario - input'!$G151=\"\"),\"\",E166/'Cost scenario - input'!$G151),\"\")","v":""},{"$f":"IFERROR(IF(OR(F166=\"\",'Cost scenario - input'!$G151=\"\"),\"\",F166/'Cost scenario - input'!$G151),\"\")","v":""},{"$f":"IFERROR(IF(OR(G166=\"\",'Cost scenario - input'!$G151=\"\"),\"\",G166/'Cost scenario - input'!$G151),\"\")","v":""},{"$f":"IFERROR(IF(OR(H166=\"\",'Cost scenario - input'!$G151=\"\"),\"\",H166/'Cost scenario - input'!$G151),\"\")","v":""},{"$f":"IFERROR(IF(OR(I166=\"\",'Cost scenario - input'!$G151=\"\"),\"\",I166/'Cost scenario - input'!$G151),\"\")","v":""},{"$f":"IFERROR(IF(OR(J166=\"\",'Cost scenario - input'!$G151=\"\"),\"\",J166/'Cost scenario - input'!$G151),\"\")","v":""},{"$f":"IFERROR(IF(OR(K166=\"\",'Cost scenario - input'!$G151=\"\"),\"\",K166/'Cost scenario - input'!$G151),\"\")","v":""},{"$f":"IFERROR(IF(OR(L166=\"\",'Cost scenario - input'!$G151=\"\"),\"\",L166/'Cost scenario - input'!$G151),\"\")","v":""},{"$f":"IFERROR(IF(OR(M166=\"\",'Cost scenario - input'!$G151=\"\"),\"\",M166/'Cost scenario - input'!$G151),\"\")","v":""},{"$f":"IFERROR(IF(OR(N166=\"\",'Cost scenario - input'!$G151=\"\"),\"\",N166/'Cost scenario - input'!$G151),\"\")","v":""},{"$f":"IFERROR(IF(OR(O166=\"\",'Cost scenario - input'!$G151=\"\"),\"\",O166/'Cost scenario - input'!$G151),\"\")","v":""},{"$f":"IFERROR(IF(OR(P166=\"\",'Cost scenario - input'!$G151=\"\"),\"\",P166/'Cost scenario - input'!$G151),\"\")","v":""},{"$f":"IFERROR(IF(OR(Q166=\"\",'Cost scenario - input'!$G151=\"\"),\"\",Q166/'Cost scenario - input'!$G151),\"\")","v":""},{"$f":"IFERROR(IF(OR(R166=\"\",'Cost scenario - input'!$G151=\"\"),\"\",R166/'Cost scenario - input'!$G151),\"\")","v":""},{"$f":"IFERROR(IF(OR(S166=\"\",'Cost scenario - input'!$G151=\"\"),\"\",S166/'Cost scenario - input'!$G151),\"\")","v":""},{"$f":"IFERROR(IF(OR(T166=\"\",'Cost scenario - input'!$G151=\"\"),\"\",T166/'Cost scenario - input'!$G151),\"\")","v":""},{"$f":"IFERROR(IF(OR(U166=\"\",'Cost scenario - input'!$G151=\"\"),\"\",U166/'Cost scenario - input'!$G151),\"\")","v":""},{"$f":"IFERROR(IF(OR(V166=\"\",'Cost scenario - input'!$G151=\"\"),\"\",V166/'Cost scenario - input'!$G151),\"\")","v":""},{"$f":"IFERROR(IF(OR(W166=\"\",'Cost scenario - input'!$G151=\"\"),\"\",W166/'Cost scenario - input'!$G151),\"\")","v":""}]
[{"$f":"IFERROR('Cost scenario - input'!A152,\"\")","v":""},{"$f":"IFERROR('Cost scenario - input'!B152,\"\")","v":""},{"$f":"IFERROR('Cost scenario - input'!C152,\"\")","v":""},{"$f":"IFERROR(repcalc('Cost scenario - input'!$CY152:$GK152,'Cost scenario - input'!$J152,'Cost scenario - input'!$H152,'Cost scenario - input'!$I152,20,TRUE,TRUE),\"\")","v":""},"","","","","","","","","","","","","","","","","","","",{"$f":"IFERROR(IF(OR(D167=\"\",'Cost scenario - input'!$G152=\"\"),\"\",D167/'Cost scenario - input'!$G152),\"\")","v":""},{"$f":"IFERROR(IF(OR(E167=\"\",'Cost scenario - input'!$G152=\"\"),\"\",E167/'Cost scenario - input'!$G152),\"\")","v":""},{"$f":"IFERROR(IF(OR(F167=\"\",'Cost scenario - input'!$G152=\"\"),\"\",F167/'Cost scenario - input'!$G152),\"\")","v":""},{"$f":"IFERROR(IF(OR(G167=\"\",'Cost scenario - input'!$G152=\"\"),\"\",G167/'Cost scenario - input'!$G152),\"\")","v":""},{"$f":"IFERROR(IF(OR(H167=\"\",'Cost scenario - input'!$G152=\"\"),\"\",H167/'Cost scenario - input'!$G152),\"\")","v":""},{"$f":"IFERROR(IF(OR(I167=\"\",'Cost scenario - input'!$G152=\"\"),\"\",I167/'Cost scenario - input'!$G152),\"\")","v":""},{"$f":"IFERROR(IF(OR(J167=\"\",'Cost scenario - input'!$G152=\"\"),\"\",J167/'Cost scenario - input'!$G152),\"\")","v":""},{"$f":"IFERROR(IF(OR(K167=\"\",'Cost scenario - input'!$G152=\"\"),\"\",K167/'Cost scenario - input'!$G152),\"\")","v":""},{"$f":"IFERROR(IF(OR(L167=\"\",'Cost scenario - input'!$G152=\"\"),\"\",L167/'Cost scenario - input'!$G152),\"\")","v":""},{"$f":"IFERROR(IF(OR(M167=\"\",'Cost scenario - input'!$G152=\"\"),\"\",M167/'Cost scenario - input'!$G152),\"\")","v":""},{"$f":"IFERROR(IF(OR(N167=\"\",'Cost scenario - input'!$G152=\"\"),\"\",N167/'Cost scenario - input'!$G152),\"\")","v":""},{"$f":"IFERROR(IF(OR(O167=\"\",'Cost scenario - input'!$G152=\"\"),\"\",O167/'Cost scenario - input'!$G152),\"\")","v":""},{"$f":"IFERROR(IF(OR(P167=\"\",'Cost scenario - input'!$G152=\"\"),\"\",P167/'Cost scenario - input'!$G152),\"\")","v":""},{"$f":"IFERROR(IF(OR(Q167=\"\",'Cost scenario - input'!$G152=\"\"),\"\",Q167/'Cost scenario - input'!$G152),\"\")","v":""},{"$f":"IFERROR(IF(OR(R167=\"\",'Cost scenario - input'!$G152=\"\"),\"\",R167/'Cost scenario - input'!$G152),\"\")","v":""},{"$f":"IFERROR(IF(OR(S167=\"\",'Cost scenario - input'!$G152=\"\"),\"\",S167/'Cost scenario - input'!$G152),\"\")","v":""},{"$f":"IFERROR(IF(OR(T167=\"\",'Cost scenario - input'!$G152=\"\"),\"\",T167/'Cost scenario - input'!$G152),\"\")","v":""},{"$f":"IFERROR(IF(OR(U167=\"\",'Cost scenario - input'!$G152=\"\"),\"\",U167/'Cost scenario - input'!$G152),\"\")","v":""},{"$f":"IFERROR(IF(OR(V167=\"\",'Cost scenario - input'!$G152=\"\"),\"\",V167/'Cost scenario - input'!$G152),\"\")","v":""},{"$f":"IFERROR(IF(OR(W167=\"\",'Cost scenario - input'!$G152=\"\"),\"\",W167/'Cost scenario - input'!$G152),\"\")","v":""}]
[{"$f":"IFERROR('Cost scenario - input'!A153,\"\")","v":""},{"$f":"IFERROR('Cost scenario - input'!B153,\"\")","v":""},{"$f":"IFERROR('Cost scenario - input'!C153,\"\")","v":""},{"$f":"IFERROR(repcalc('Cost scenario - input'!$CY153:$GK153,'Cost scenario - input'!$J153,'Cost scenario - input'!$H153,'Cost scenario - input'!$I153,20,TRUE,TRUE),\"\")","v":""},"","","","","","","","","","","","","","","","","","","",{"$f":"IFERROR(IF(OR(D168=\"\",'Cost scenario - input'!$G153=\"\"),\"\",D168/'Cost scenario - input'!$G153),\"\")","v":""},{"$f":"IFERROR(IF(OR(E168=\"\",'Cost scenario - input'!$G153=\"\"),\"\",E168/'Cost scenario - input'!$G153),\"\")","v":""},{"$f":"IFERROR(IF(OR(F168=\"\",'Cost scenario - input'!$G153=\"\"),\"\",F168/'Cost scenario - input'!$G153),\"\")","v":""},{"$f":"IFERROR(IF(OR(G168=\"\",'Cost scenario - input'!$G153=\"\"),\"\",G168/'Cost scenario - input'!$G153),\"\")","v":""},{"$f":"IFERROR(IF(OR(H168=\"\",'Cost scenario - input'!$G153=\"\"),\"\",H168/'Cost scenario - input'!$G153),\"\")","v":""},{"$f":"IFERROR(IF(OR(I168=\"\",'Cost scenario - input'!$G153=\"\"),\"\",I168/'Cost scenario - input'!$G153),\"\")","v":""},{"$f":"IFERROR(IF(OR(J168=\"\",'Cost scenario - input'!$G153=\"\"),\"\",J168/'Cost scenario - input'!$G153),\"\")","v":""},{"$f":"IFERROR(IF(OR(K168=\"\",'Cost scenario - input'!$G153=\"\"),\"\",K168/'Cost scenario - input'!$G153),\"\")","v":""},{"$f":"IFERROR(IF(OR(L168=\"\",'Cost scenario - input'!$G153=\"\"),\"\",L168/'Cost scenario - input'!$G153),\"\")","v":""},{"$f":"IFERROR(IF(OR(M168=\"\",'Cost scenario - input'!$G153=\"\"),\"\",M168/'Cost scenario - input'!$G153),\"\")","v":""},{"$f":"IFERROR(IF(OR(N168=\"\",'Cost scenario - input'!$G153=\"\"),\"\",N168/'Cost scenario - input'!$G153),\"\")","v":""},{"$f":"IFERROR(IF(OR(O168=\"\",'Cost scenario - input'!$G153=\"\"),\"\",O168/'Cost scenario - input'!$G153),\"\")","v":""},{"$f":"IFERROR(IF(OR(P168=\"\",'Cost scenario - input'!$G153=\"\"),\"\",P168/'Cost scenario - input'!$G153),\"\")","v":""},{"$f":"IFERROR(IF(OR(Q168=\"\",'Cost scenario - input'!$G153=\"\"),\"\",Q168/'Cost scenario - input'!$G153),\"\")","v":""},{"$f":"IFERROR(IF(OR(R168=\"\",'Cost scenario - input'!$G153=\"\"),\"\",R168/'Cost scenario - input'!$G153),\"\")","v":""},{"$f":"IFERROR(IF(OR(S168=\"\",'Cost scenario - input'!$G153=\"\"),\"\",S168/'Cost scenario - input'!$G153),\"\")","v":""},{"$f":"IFERROR(IF(OR(T168=\"\",'Cost scenario - input'!$G153=\"\"),\"\",T168/'Cost scenario - input'!$G153),\"\")","v":""},{"$f":"IFERROR(IF(OR(U168=\"\",'Cost scenario - input'!$G153=\"\"),\"\",U168/'Cost scenario - input'!$G153),\"\")","v":""},{"$f":"IFERROR(IF(OR(V168=\"\",'Cost scenario - input'!$G153=\"\"),\"\",V168/'Cost scenario - input'!$G153),\"\")","v":""},{"$f":"IFERROR(IF(OR(W168=\"\",'Cost scenario - input'!$G153=\"\"),\"\",W168/'Cost scenario - input'!$G153),\"\")","v":""}]
[{"$f":"IFERROR('Cost scenario - input'!A154,\"\")","v":""},{"$f":"IFERROR('Cost scenario - input'!B154,\"\")","v":""},{"$f":"IFERROR('Cost scenario - input'!C154,\"\")","v":""},{"$f":"IFERROR(repcalc('Cost scenario - input'!$CY154:$GK154,'Cost scenario - input'!$J154,'Cost scenario - input'!$H154,'Cost scenario - input'!$I154,20,TRUE,TRUE),\"\")","v":""},"","","","","","","","","","","","","","","","","","","",{"$f":"IFERROR(IF(OR(D169=\"\",'Cost scenario - input'!$G154=\"\"),\"\",D169/'Cost scenario - input'!$G154),\"\")","v":""},{"$f":"IFERROR(IF(OR(E169=\"\",'Cost scenario - input'!$G154=\"\"),\"\",E169/'Cost scenario - input'!$G154),\"\")","v":""},{"$f":"IFERROR(IF(OR(F169=\"\",'Cost scenario - input'!$G154=\"\"),\"\",F169/'Cost scenario - input'!$G154),\"\")","v":""},{"$f":"IFERROR(IF(OR(G169=\"\",'Cost scenario - input'!$G154=\"\"),\"\",G169/'Cost scenario - input'!$G154),\"\")","v":""},{"$f":"IFERROR(IF(OR(H169=\"\",'Cost scenario - input'!$G154=\"\"),\"\",H169/'Cost scenario - input'!$G154),\"\")","v":""},{"$f":"IFERROR(IF(OR(I169=\"\",'Cost scenario - input'!$G154=\"\"),\"\",I169/'Cost scenario - input'!$G154),\"\")","v":""},{"$f":"IFERROR(IF(OR(J169=\"\",'Cost scenario - input'!$G154=\"\"),\"\",J169/'Cost scenario - input'!$G154),\"\")","v":""},{"$f":"IFERROR(IF(OR(K169=\"\",'Cost scenario - input'!$G154=\"\"),\"\",K169/'Cost scenario - input'!$G154),\"\")","v":""},{"$f":"IFERROR(IF(OR(L169=\"\",'Cost scenario - input'!$G154=\"\"),\"\",L169/'Cost scenario - input'!$G154),\"\")","v":""},{"$f":"IFERROR(IF(OR(M169=\"\",'Cost scenario - input'!$G154=\"\"),\"\",M169/'Cost scenario - input'!$G154),\"\")","v":""},{"$f":"IFERROR(IF(OR(N169=\"\",'Cost scenario - input'!$G154=\"\"),\"\",N169/'Cost scenario - input'!$G154),\"\")","v":""},{"$f":"IFERROR(IF(OR(O169=\"\",'Cost scenario - input'!$G154=\"\"),\"\",O169/'Cost scenario - input'!$G154),\"\")","v":""},{"$f":"IFERROR(IF(OR(P169=\"\",'Cost scenario - input'!$G154=\"\"),\"\",P169/'Cost scenario - input'!$G154),\"\")","v":""},{"$f":"IFERROR(IF(OR(Q169=\"\",'Cost scenario - input'!$G154=\"\"),\"\",Q169/'Cost scenario - input'!$G154),\"\")","v":""},{"$f":"IFERROR(IF(OR(R169=\"\",'Cost scenario - input'!$G154=\"\"),\"\",R169/'Cost scenario - input'!$G154),\"\")","v":""},{"$f":"IFERROR(IF(OR(S169=\"\",'Cost scenario - input'!$G154=\"\"),\"\",S169/'Cost scenario - input'!$G154),\"\")","v":""},{"$f":"IFERROR(IF(OR(T169=\"\",'Cost scenario - input'!$G154=\"\"),\"\",T169/'Cost scenario - input'!$G154),\"\")","v":""},{"$f":"IFERROR(IF(OR(U169=\"\",'Cost scenario - input'!$G154=\"\"),\"\",U169/'Cost scenario - input'!$G154),\"\")","v":""},{"$f":"IFERROR(IF(OR(V169=\"\",'Cost scenario - input'!$G154=\"\"),\"\",V169/'Cost scenario - input'!$G154),\"\")","v":""},{"$f":"IFERROR(IF(OR(W169=\"\",'Cost scenario - input'!$G154=\"\"),\"\",W169/'Cost scenario - input'!$G154),\"\")","v":""}]
[{"$f":"IFERROR('Cost scenario - input'!A155,\"\")","v":""},{"$f":"IFERROR('Cost scenario - input'!B155,\"\")","v":""},{"$f":"IFERROR('Cost scenario - input'!C155,\"\")","v":""},{"$f":"IFERROR(repcalc('Cost scenario - input'!$CY155:$GK155,'Cost scenario - input'!$J155,'Cost scenario - input'!$H155,'Cost scenario - input'!$I155,20,TRUE,TRUE),\"\")","v":""},"","","","","","","","","","","","","","","","","","","",{"$f":"IFERROR(IF(OR(D170=\"\",'Cost scenario - input'!$G155=\"\"),\"\",D170/'Cost scenario - input'!$G155),\"\")","v":""},{"$f":"IFERROR(IF(OR(E170=\"\",'Cost scenario - input'!$G155=\"\"),\"\",E170/'Cost scenario - input'!$G155),\"\")","v":""},{"$f":"IFERROR(IF(OR(F170=\"\",'Cost scenario - input'!$G155=\"\"),\"\",F170/'Cost scenario - input'!$G155),\"\")","v":""},{"$f":"IFERROR(IF(OR(G170=\"\",'Cost scenario - input'!$G155=\"\"),\"\",G170/'Cost scenario - input'!$G155),\"\")","v":""},{"$f":"IFERROR(IF(OR(H170=\"\",'Cost scenario - input'!$G155=\"\"),\"\",H170/'Cost scenario - input'!$G155),\"\")","v":""},{"$f":"IFERROR(IF(OR(I170=\"\",'Cost scenario - input'!$G155=\"\"),\"\",I170/'Cost scenario - input'!$G155),\"\")","v":""},{"$f":"IFERROR(IF(OR(J170=\"\",'Cost scenario - input'!$G155=\"\"),\"\",J170/'Cost scenario - input'!$G155),\"\")","v":""},{"$f":"IFERROR(IF(OR(K170=\"\",'Cost scenario - input'!$G155=\"\"),\"\",K170/'Cost scenario - input'!$G155),\"\")","v":""},{"$f":"IFERROR(IF(OR(L170=\"\",'Cost scenario - input'!$G155=\"\"),\"\",L170/'Cost scenario - input'!$G155),\"\")","v":""},{"$f":"IFERROR(IF(OR(M170=\"\",'Cost scenario - input'!$G155=\"\"),\"\",M170/'Cost scenario - input'!$G155),\"\")","v":""},{"$f":"IFERROR(IF(OR(N170=\"\",'Cost scenario - input'!$G155=\"\"),\"\",N170/'Cost scenario - input'!$G155),\"\")","v":""},{"$f":"IFERROR(IF(OR(O170=\"\",'Cost scenario - input'!$G155=\"\"),\"\",O170/'Cost scenario - input'!$G155),\"\")","v":""},{"$f":"IFERROR(IF(OR(P170=\"\",'Cost scenario - input'!$G155=\"\"),\"\",P170/'Cost scenario - input'!$G155),\"\")","v":""},{"$f":"IFERROR(IF(OR(Q170=\"\",'Cost scenario - input'!$G155=\"\"),\"\",Q170/'Cost scenario - input'!$G155),\"\")","v":""},{"$f":"IFERROR(IF(OR(R170=\"\",'Cost scenario - input'!$G155=\"\"),\"\",R170/'Cost scenario - input'!$G155),\"\")","v":""},{"$f":"IFERROR(IF(OR(S170=\"\",'Cost scenario - input'!$G155=\"\"),\"\",S170/'Cost scenario - input'!$G155),\"\")","v":""},{"$f":"IFERROR(IF(OR(T170=\"\",'Cost scenario - input'!$G155=\"\"),\"\",T170/'Cost scenario - input'!$G155),\"\")","v":""},{"$f":"IFERROR(IF(OR(U170=\"\",'Cost scenario - input'!$G155=\"\"),\"\",U170/'Cost scenario - input'!$G155),\"\")","v":""},{"$f":"IFERROR(IF(OR(V170=\"\",'Cost scenario - input'!$G155=\"\"),\"\",V170/'Cost scenario - input'!$G155),\"\")","v":""},{"$f":"IFERROR(IF(OR(W170=\"\",'Cost scenario - input'!$G155=\"\"),\"\",W170/'Cost scenario - input'!$G155),\"\")","v":""}]
[{"$f":"IFERROR('Cost scenario - input'!A156,\"\")","v":""},{"$f":"IFERROR('Cost scenario - input'!B156,\"\")","v":""},{"$f":"IFERROR('Cost scenario - input'!C156,\"\")","v":""},{"$f":"IFERROR(repcalc('Cost scenario - input'!$CY156:$GK156,'Cost scenario - input'!$J156,'Cost scenario - input'!$H156,'Cost scenario - input'!$I156,20,TRUE,TRUE),\"\")","v":""},"","","","","","","","","","","","","","","","","","","",{"$f":"IFERROR(IF(OR(D171=\"\",'Cost scenario - input'!$G156=\"\"),\"\",D171/'Cost scenario - input'!$G156),\"\")","v":""},{"$f":"IFERROR(IF(OR(E171=\"\",'Cost scenario - input'!$G156=\"\"),\"\",E171/'Cost scenario - input'!$G156),\"\")","v":""},{"$f":"IFERROR(IF(OR(F171=\"\",'Cost scenario - input'!$G156=\"\"),\"\",F171/'Cost scenario - input'!$G156),\"\")","v":""},{"$f":"IFERROR(IF(OR(G171=\"\",'Cost scenario - input'!$G156=\"\"),\"\",G171/'Cost scenario - input'!$G156),\"\")","v":""},{"$f":"IFERROR(IF(OR(H171=\"\",'Cost scenario - input'!$G156=\"\"),\"\",H171/'Cost scenario - input'!$G156),\"\")","v":""},{"$f":"IFERROR(IF(OR(I171=\"\",'Cost scenario - input'!$G156=\"\"),\"\",I171/'Cost scenario - input'!$G156),\"\")","v":""},{"$f":"IFERROR(IF(OR(J171=\"\",'Cost scenario - input'!$G156=\"\"),\"\",J171/'Cost scenario - input'!$G156),\"\")","v":""},{"$f":"IFERROR(IF(OR(K171=\"\",'Cost scenario - input'!$G156=\"\"),\"\",K171/'Cost scenario - input'!$G156),\"\")","v":""},{"$f":"IFERROR(IF(OR(L171=\"\",'Cost scenario - input'!$G156=\"\"),\"\",L171/'Cost scenario - input'!$G156),\"\")","v":""},{"$f":"IFERROR(IF(OR(M171=\"\",'Cost scenario - input'!$G156=\"\"),\"\",M171/'Cost scenario - input'!$G156),\"\")","v":""},{"$f":"IFERROR(IF(OR(N171=\"\",'Cost scenario - input'!$G156=\"\"),\"\",N171/'Cost scenario - input'!$G156),\"\")","v":""},{"$f":"IFERROR(IF(OR(O171=\"\",'Cost scenario - input'!$G156=\"\"),\"\",O171/'Cost scenario - input'!$G156),\"\")","v":""},{"$f":"IFERROR(IF(OR(P171=\"\",'Cost scenario - input'!$G156=\"\"),\"\",P171/'Cost scenario - input'!$G156),\"\")","v":""},{"$f":"IFERROR(IF(OR(Q171=\"\",'Cost scenario - input'!$G156=\"\"),\"\",Q171/'Cost scenario - input'!$G156),\"\")","v":""},{"$f":"IFERROR(IF(OR(R171=\"\",'Cost scenario - input'!$G156=\"\"),\"\",R171/'Cost scenario - input'!$G156),\"\")","v":""},{"$f":"IFERROR(IF(OR(S171=\"\",'Cost scenario - input'!$G156=\"\"),\"\",S171/'Cost scenario - input'!$G156),\"\")","v":""},{"$f":"IFERROR(IF(OR(T171=\"\",'Cost scenario - input'!$G156=\"\"),\"\",T171/'Cost scenario - input'!$G156),\"\")","v":""},{"$f":"IFERROR(IF(OR(U171=\"\",'Cost scenario - input'!$G156=\"\"),\"\",U171/'Cost scenario - input'!$G156),\"\")","v":""},{"$f":"IFERROR(IF(OR(V171=\"\",'Cost scenario - input'!$G156=\"\"),\"\",V171/'Cost scenario - input'!$G156),\"\")","v":""},{"$f":"IFERROR(IF(OR(W171=\"\",'Cost scenario - input'!$G156=\"\"),\"\",W171/'Cost scenario - input'!$G156),\"\")","v":""}]
[{"$f":"IFERROR('Cost scenario - input'!A157,\"\")","v":""},{"$f":"IFERROR('Cost scenario - input'!B157,\"\")","v":""},{"$f":"IFERROR('Cost scenario - input'!C157,\"\")","v":""},{"$f":"IFERROR(repcalc('Cost scenario - input'!$CY157:$GK157,'Cost scenario - input'!$J157,'Cost scenario - input'!$H157,'Cost scenario - input'!$I157,20,TRUE,TRUE),\"\")","v":""},"","","","","","","","","","","","","","","","","","","",{"$f":"IFERROR(IF(OR(D172=\"\",'Cost scenario - input'!$G157=\"\"),\"\",D172/'Cost scenario - input'!$G157),\"\")","v":""},{"$f":"IFERROR(IF(OR(E172=\"\",'Cost scenario - input'!$G157=\"\"),\"\",E172/'Cost scenario - input'!$G157),\"\")","v":""},{"$f":"IFERROR(IF(OR(F172=\"\",'Cost scenario - input'!$G157=\"\"),\"\",F172/'Cost scenario - input'!$G157),\"\")","v":""},{"$f":"IFERROR(IF(OR(G172=\"\",'Cost scenario - input'!$G157=\"\"),\"\",G172/'Cost scenario - input'!$G157),\"\")","v":""},{"$f":"IFERROR(IF(OR(H172=\"\",'Cost scenario - input'!$G157=\"\"),\"\",H172/'Cost scenario - input'!$G157),\"\")","v":""},{"$f":"IFERROR(IF(OR(I172=\"\",'Cost scenario - input'!$G157=\"\"),\"\",I172/'Cost scenario - input'!$G157),\"\")","v":""},{"$f":"IFERROR(IF(OR(J172=\"\",'Cost scenario - input'!$G157=\"\"),\"\",J172/'Cost scenario - input'!$G157),\"\")","v":""},{"$f":"IFERROR(IF(OR(K172=\"\",'Cost scenario - input'!$G157=\"\"),\"\",K172/'Cost scenario - input'!$G157),\"\")","v":""},{"$f":"IFERROR(IF(OR(L172=\"\",'Cost scenario - input'!$G157=\"\"),\"\",L172/'Cost scenario - input'!$G157),\"\")","v":""},{"$f":"IFERROR(IF(OR(M172=\"\",'Cost scenario - input'!$G157=\"\"),\"\",M172/'Cost scenario - input'!$G157),\"\")","v":""},{"$f":"IFERROR(IF(OR(N172=\"\",'Cost scenario - input'!$G157=\"\"),\"\",N172/'Cost scenario - input'!$G157),\"\")","v":""},{"$f":"IFERROR(IF(OR(O172=\"\",'Cost scenario - input'!$G157=\"\"),\"\",O172/'Cost scenario - input'!$G157),\"\")","v":""},{"$f":"IFERROR(IF(OR(P172=\"\",'Cost scenario - input'!$G157=\"\"),\"\",P172/'Cost scenario - input'!$G157),\"\")","v":""},{"$f":"IFERROR(IF(OR(Q172=\"\",'Cost scenario - input'!$G157=\"\"),\"\",Q172/'Cost scenario - input'!$G157),\"\")","v":""},{"$f":"IFERROR(IF(OR(R172=\"\",'Cost scenario - input'!$G157=\"\"),\"\",R172/'Cost scenario - input'!$G157),\"\")","v":""},{"$f":"IFERROR(IF(OR(S172=\"\",'Cost scenario - input'!$G157=\"\"),\"\",S172/'Cost scenario - input'!$G157),\"\")","v":""},{"$f":"IFERROR(IF(OR(T172=\"\",'Cost scenario - input'!$G157=\"\"),\"\",T172/'Cost scenario - input'!$G157),\"\")","v":""},{"$f":"IFERROR(IF(OR(U172=\"\",'Cost scenario - input'!$G157=\"\"),\"\",U172/'Cost scenario - input'!$G157),\"\")","v":""},{"$f":"IFERROR(IF(OR(V172=\"\",'Cost scenario - input'!$G157=\"\"),\"\",V172/'Cost scenario - input'!$G157),\"\")","v":""},{"$f":"IFERROR(IF(OR(W172=\"\",'Cost scenario - input'!$G157=\"\"),\"\",W172/'Cost scenario - input'!$G157),\"\")","v":""}]
[{"$f":"IFERROR('Cost scenario - input'!A158,\"\")","v":""},{"$f":"IFERROR('Cost scenario - input'!B158,\"\")","v":""},{"$f":"IFERROR('Cost scenario - input'!C158,\"\")","v":""},{"$f":"IFERROR(repcalc('Cost scenario - input'!$CY158:$GK158,'Cost scenario - input'!$J158,'Cost scenario - input'!$H158,'Cost scenario - input'!$I158,20,TRUE,TRUE),\"\")","v":""},"","","","","","","","","","","","","","","","","","","",{"$f":"IFERROR(IF(OR(D173=\"\",'Cost scenario - input'!$G158=\"\"),\"\",D173/'Cost scenario - input'!$G158),\"\")","v":""},{"$f":"IFERROR(IF(OR(E173=\"\",'Cost scenario - input'!$G158=\"\"),\"\",E173/'Cost scenario - input'!$G158),\"\")","v":""},{"$f":"IFERROR(IF(OR(F173=\"\",'Cost scenario - input'!$G158=\"\"),\"\",F173/'Cost scenario - input'!$G158),\"\")","v":""},{"$f":"IFERROR(IF(OR(G173=\"\",'Cost scenario - input'!$G158=\"\"),\"\",G173/'Cost scenario - input'!$G158),\"\")","v":""},{"$f":"IFERROR(IF(OR(H173=\"\",'Cost scenario - input'!$G158=\"\"),\"\",H173/'Cost scenario - input'!$G158),\"\")","v":""},{"$f":"IFERROR(IF(OR(I173=\"\",'Cost scenario - input'!$G158=\"\"),\"\",I173/'Cost scenario - input'!$G158),\"\")","v":""},{"$f":"IFERROR(IF(OR(J173=\"\",'Cost scenario - input'!$G158=\"\"),\"\",J173/'Cost scenario - input'!$G158),\"\")","v":""},{"$f":"IFERROR(IF(OR(K173=\"\",'Cost scenario - input'!$G158=\"\"),\"\",K173/'Cost scenario - input'!$G158),\"\")","v":""},{"$f":"IFERROR(IF(OR(L173=\"\",'Cost scenario - input'!$G158=\"\"),\"\",L173/'Cost scenario - input'!$G158),\"\")","v":""},{"$f":"IFERROR(IF(OR(M173=\"\",'Cost scenario - input'!$G158=\"\"),\"\",M173/'Cost scenario - input'!$G158),\"\")","v":""},{"$f":"IFERROR(IF(OR(N173=\"\",'Cost scenario - input'!$G158=\"\"),\"\",N173/'Cost scenario - input'!$G158),\"\")","v":""},{"$f":"IFERROR(IF(OR(O173=\"\",'Cost scenario - input'!$G158=\"\"),\"\",O173/'Cost scenario - input'!$G158),\"\")","v":""},{"$f":"IFERROR(IF(OR(P173=\"\",'Cost scenario - input'!$G158=\"\"),\"\",P173/'Cost scenario - input'!$G158),\"\")","v":""},{"$f":"IFERROR(IF(OR(Q173=\"\",'Cost scenario - input'!$G158=\"\"),\"\",Q173/'Cost scenario - input'!$G158),\"\")","v":""},{"$f":"IFERROR(IF(OR(R173=\"\",'Cost scenario - input'!$G158=\"\"),\"\",R173/'Cost scenario - input'!$G158),\"\")","v":""},{"$f":"IFERROR(IF(OR(S173=\"\",'Cost scenario - input'!$G158=\"\"),\"\",S173/'Cost scenario - input'!$G158),\"\")","v":""},{"$f":"IFERROR(IF(OR(T173=\"\",'Cost scenario - input'!$G158=\"\"),\"\",T173/'Cost scenario - input'!$G158),\"\")","v":""},{"$f":"IFERROR(IF(OR(U173=\"\",'Cost scenario - input'!$G158=\"\"),\"\",U173/'Cost scenario - input'!$G158),\"\")","v":""},{"$f":"IFERROR(IF(OR(V173=\"\",'Cost scenario - input'!$G158=\"\"),\"\",V173/'Cost scenario - input'!$G158),\"\")","v":""},{"$f":"IFERROR(IF(OR(W173=\"\",'Cost scenario - input'!$G158=\"\"),\"\",W173/'Cost scenario - input'!$G158),\"\")","v":""}]
[{"$f":"IFERROR('Cost scenario - input'!A159,\"\")","v":""},{"$f":"IFERROR('Cost scenario - input'!B159,\"\")","v":""},{"$f":"IFERROR('Cost scenario - input'!C159,\"\")","v":""},{"$f":"IFERROR(repcalc('Cost scenario - input'!$CY159:$GK159,'Cost scenario - input'!$J159,'Cost scenario - input'!$H159,'Cost scenario - input'!$I159,20,TRUE,TRUE),\"\")","v":""},"","","","","","","","","","","","","","","","","","","",{"$f":"IFERROR(IF(OR(D174=\"\",'Cost scenario - input'!$G159=\"\"),\"\",D174/'Cost scenario - input'!$G159),\"\")","v":""},{"$f":"IFERROR(IF(OR(E174=\"\",'Cost scenario - input'!$G159=\"\"),\"\",E174/'Cost scenario - input'!$G159),\"\")","v":""},{"$f":"IFERROR(IF(OR(F174=\"\",'Cost scenario - input'!$G159=\"\"),\"\",F174/'Cost scenario - input'!$G159),\"\")","v":""},{"$f":"IFERROR(IF(OR(G174=\"\",'Cost scenario - input'!$G159=\"\"),\"\",G174/'Cost scenario - input'!$G159),\"\")","v":""},{"$f":"IFERROR(IF(OR(H174=\"\",'Cost scenario - input'!$G159=\"\"),\"\",H174/'Cost scenario - input'!$G159),\"\")","v":""},{"$f":"IFERROR(IF(OR(I174=\"\",'Cost scenario - input'!$G159=\"\"),\"\",I174/'Cost scenario - input'!$G159),\"\")","v":""},{"$f":"IFERROR(IF(OR(J174=\"\",'Cost scenario - input'!$G159=\"\"),\"\",J174/'Cost scenario - input'!$G159),\"\")","v":""},{"$f":"IFERROR(IF(OR(K174=\"\",'Cost scenario - input'!$G159=\"\"),\"\",K174/'Cost scenario - input'!$G159),\"\")","v":""},{"$f":"IFERROR(IF(OR(L174=\"\",'Cost scenario - input'!$G159=\"\"),\"\",L174/'Cost scenario - input'!$G159),\"\")","v":""},{"$f":"IFERROR(IF(OR(M174=\"\",'Cost scenario - input'!$G159=\"\"),\"\",M174/'Cost scenario - input'!$G159),\"\")","v":""},{"$f":"IFERROR(IF(OR(N174=\"\",'Cost scenario - input'!$G159=\"\"),\"\",N174/'Cost scenario - input'!$G159),\"\")","v":""},{"$f":"IFERROR(IF(OR(O174=\"\",'Cost scenario - input'!$G159=\"\"),\"\",O174/'Cost scenario - input'!$G159),\"\")","v":""},{"$f":"IFERROR(IF(OR(P174=\"\",'Cost scenario - input'!$G159=\"\"),\"\",P174/'Cost scenario - input'!$G159),\"\")","v":""},{"$f":"IFERROR(IF(OR(Q174=\"\",'Cost scenario - input'!$G159=\"\"),\"\",Q174/'Cost scenario - input'!$G159),\"\")","v":""},{"$f":"IFERROR(IF(OR(R174=\"\",'Cost scenario - input'!$G159=\"\"),\"\",R174/'Cost scenario - input'!$G159),\"\")","v":""},{"$f":"IFERROR(IF(OR(S174=\"\",'Cost scenario - input'!$G159=\"\"),\"\",S174/'Cost scenario - input'!$G159),\"\")","v":""},{"$f":"IFERROR(IF(OR(T174=\"\",'Cost scenario - input'!$G159=\"\"),\"\",T174/'Cost scenario - input'!$G159),\"\")","v":""},{"$f":"IFERROR(IF(OR(U174=\"\",'Cost scenario - input'!$G159=\"\"),\"\",U174/'Cost scenario - input'!$G159),\"\")","v":""},{"$f":"IFERROR(IF(OR(V174=\"\",'Cost scenario - input'!$G159=\"\"),\"\",V174/'Cost scenario - input'!$G159),\"\")","v":""},{"$f":"IFERROR(IF(OR(W174=\"\",'Cost scenario - input'!$G159=\"\"),\"\",W174/'Cost scenario - input'!$G159),\"\")","v":""}]
[{"$f":"IFERROR('Cost scenario - input'!A160,\"\")","v":""},{"$f":"IFERROR('Cost scenario - input'!B160,\"\")","v":""},{"$f":"IFERROR('Cost scenario - input'!C160,\"\")","v":""},{"$f":"IFERROR(repcalc('Cost scenario - input'!$CY160:$GK160,'Cost scenario - input'!$J160,'Cost scenario - input'!$H160,'Cost scenario - input'!$I160,20,TRUE,TRUE),\"\")","v":""},"","","","","","","","","","","","","","","","","","","",{"$f":"IFERROR(IF(OR(D175=\"\",'Cost scenario - input'!$G160=\"\"),\"\",D175/'Cost scenario - input'!$G160),\"\")","v":""},{"$f":"IFERROR(IF(OR(E175=\"\",'Cost scenario - input'!$G160=\"\"),\"\",E175/'Cost scenario - input'!$G160),\"\")","v":""},{"$f":"IFERROR(IF(OR(F175=\"\",'Cost scenario - input'!$G160=\"\"),\"\",F175/'Cost scenario - input'!$G160),\"\")","v":""},{"$f":"IFERROR(IF(OR(G175=\"\",'Cost scenario - input'!$G160=\"\"),\"\",G175/'Cost scenario - input'!$G160),\"\")","v":""},{"$f":"IFERROR(IF(OR(H175=\"\",'Cost scenario - input'!$G160=\"\"),\"\",H175/'Cost scenario - input'!$G160),\"\")","v":""},{"$f":"IFERROR(IF(OR(I175=\"\",'Cost scenario - input'!$G160=\"\"),\"\",I175/'Cost scenario - input'!$G160),\"\")","v":""},{"$f":"IFERROR(IF(OR(J175=\"\",'Cost scenario - input'!$G160=\"\"),\"\",J175/'Cost scenario - input'!$G160),\"\")","v":""},{"$f":"IFERROR(IF(OR(K175=\"\",'Cost scenario - input'!$G160=\"\"),\"\",K175/'Cost scenario - input'!$G160),\"\")","v":""},{"$f":"IFERROR(IF(OR(L175=\"\",'Cost scenario - input'!$G160=\"\"),\"\",L175/'Cost scenario - input'!$G160),\"\")","v":""},{"$f":"IFERROR(IF(OR(M175=\"\",'Cost scenario - input'!$G160=\"\"),\"\",M175/'Cost scenario - input'!$G160),\"\")","v":""},{"$f":"IFERROR(IF(OR(N175=\"\",'Cost scenario - input'!$G160=\"\"),\"\",N175/'Cost scenario - input'!$G160),\"\")","v":""},{"$f":"IFERROR(IF(OR(O175=\"\",'Cost scenario - input'!$G160=\"\"),\"\",O175/'Cost scenario - input'!$G160),\"\")","v":""},{"$f":"IFERROR(IF(OR(P175=\"\",'Cost scenario - input'!$G160=\"\"),\"\",P175/'Cost scenario - input'!$G160),\"\")","v":""},{"$f":"IFERROR(IF(OR(Q175=\"\",'Cost scenario - input'!$G160=\"\"),\"\",Q175/'Cost scenario - input'!$G160),\"\")","v":""},{"$f":"IFERROR(IF(OR(R175=\"\",'Cost scenario - input'!$G160=\"\"),\"\",R175/'Cost scenario - input'!$G160),\"\")","v":""},{"$f":"IFERROR(IF(OR(S175=\"\",'Cost scenario - input'!$G160=\"\"),\"\",S175/'Cost scenario - input'!$G160),\"\")","v":""},{"$f":"IFERROR(IF(OR(T175=\"\",'Cost scenario - input'!$G160=\"\"),\"\",T175/'Cost scenario - input'!$G160),\"\")","v":""},{"$f":"IFERROR(IF(OR(U175=\"\",'Cost scenario - input'!$G160=\"\"),\"\",U175/'Cost scenario - input'!$G160),\"\")","v":""},{"$f":"IFERROR(IF(OR(V175=\"\",'Cost scenario - input'!$G160=\"\"),\"\",V175/'Cost scenario - input'!$G160),\"\")","v":""},{"$f":"IFERROR(IF(OR(W175=\"\",'Cost scenario - input'!$G160=\"\"),\"\",W175/'Cost scenario - input'!$G160),\"\")","v":""}]

{"sheet":"Lives scenario - input","index":4,"n_rows":190,"n_cols":192,"rows_kept":190,"cut":false,"hidden":false,"merged":[[1,3,1,4],[2,5,3,5],[2,6,3,7],[2,8,3,8],[2,3,3,3],[2,4,3,4]]}
[null,"Unit cost - historical"]
[null,"Replacement lives - comparative",null,"Asset lives"]
[null,null,null,"Historical","NEM median","Unit cost","Replacement \nlife",null,"Method","Volume",null,null,null,null,null,null,null,null,null,null,null,null,null,null,null,null,null,null,null,null,null,null,null,null,null,null,null,null,null,null,null,null,null,null,null,null,null,null,null,null,null,null,null,null,null,null,null,null,null,null,null,null,null,null,null,null,null,null,null,null,null,null,null,null,null,null,null,null,null,null,null,null,null,null,null,null,null,null,null,null,null,null,null,null,null,null,null,null,null,null,null,"Replacement Cost (NOT depreciated)"]
[null,null,null,null,null,null,null,null,null,"Installation date",null,null,null,null,null,null,null,null,null,null,null,null,null,null,null,null,null,null,null,null,null,null,null,null,null,null,null,null,null,null,null,null,null,null,null,null,null,null,null,null,null,null,null,null,null,null,null,null,null,null,null,null,null,null,null,null,null,null,null,null,null,null,null,null,null,null,null,null,null,null,null,null,null,null,null,null,null,null,null,null,null,null,null,null,null,null,null,null,null,null,null,"Installation date"]
["ID","Asset group","Asset category",null,null,"$ ('000)","μ","σ","#",2019,2018,2017,2016,2015,2014,2013,2012,2011,2010,2009,2008,2007,2006,2005,2004,2003,2002,2001,2000,1999,1998,1997,1996,1995,1994,1993,1992,1991,1990,1989,1988,1987,1986,1985,1984,1983,1982,1981,1980,1979,1978,1977,1976,1975,1974,1973,1972,1971,1970,1969,1968,1967,1966,1965,1964,1963,1962,1961,1960,1959,1958,1957,1956,1955,1954,1953,1952,1951,1950,1949,1948,1947,1946,1945,1944,1943,1942,1941,1940,1939,1938,1937,1936,1935,1934,1933,1932,1931,1930,1929,null,2019,2018,2017,2016,2015,2014,2013,2012,2011,2010,2009,2008,2007,2006,2005,2004,2003,2002,2001,2000,1999,1998,1997,1996,1995,1994,1993,1992,1991,1990,1989,1988,1987,1986,1985,1984,1983,1982,1981,1980,1979,1978,1977,1976,1975,1974,1973,1972,1971,1970,1969,1968,1967,1966,1965,1964,1963,1962,1961,1960,1959,1958,1957,1956,1955,1954,1953,1952,1951,1950,1949,1948,1947,1946,1945,1944,1943,1942,1941,1940,1939,1938,1937,1936,1935,1934,1933,1932,1931,1930,1929]
[1,"OVERHEAD CONDUCTORS","˂ = 1 kv",116.88139000189572,72.67207791323176,61.510926838088785,116.88139000189572,10.811169687036445,2,17.342427000000001,22.5921770804304,22.452734678821301,0,105.084897141984,18.060992667051799,0,0,0,0,0,0,0,0,0,0,0,0,0,0,0,0,0,0,0,0,0,0,0,0,0,0,0,0,0,0,0,0,0,0,0,0,0,0,0,0,0,0,0,0,0,0,0,0,0,0,0,0,0,0,0,0,0,0,0,0,0,0,0,0,0,0,0,0,0,0,0,0,0,0,0,0,0,0,0,0,0,0,0,0,6429.4667714317102,null,1066.7487583918955,1389.6657515075005,1381.088520143996,0,6463.8694198886633,1110.9483985662812,0,0,0,0,0,0,0,0,0,0,0,0,0,0,0,0,0,0,0,0,0,0,0,0,0,0,0,0,0,0,0,0,0,0,0,0,0,0,0,0,0,0,0,0,0,0,0,0,0,0,0,0,0,0,0,0,0,0,0,0,0,0,0,0,0,0,0,0,0,0,0,0,0,0,0,0,0,0,0,0,0,0,0,0,395482.46018545883]
[1,"OVERHEAD CONDUCTORS","˃ 11 kv & < = 22 kv ; multiple-phase",78.231071886620541,73.980137793099516,108.30437044238259,78.231071886620541,8.8448330615461899,2,104.137157,145.59768311300601,143.68845369688199,0,264.34076008929901,199.00441212795801,16.845894795512098,148.48880074760601,72.716529238158301,97.895626499954204,90.291224404940394,100.061798681515,75.990878092212,86.992399660485205,104.50059640357399,74.460240845665595,189.538724741865,121.285860283365,93.215255092494203,134.320166018614,182.00277690653601,175.08269388425401,261.13556581569702,60.0296358559374,74.669571177729495,113.821775450448,155.54461878766199,155.79178057589499,155.792059981036,233.083624888283,257.80237423882897,239.060715557767,228.79749413557801,262.88732429128203,283.348274570478,320.30413090634602,194.627865871441,134.08513041352501,385.82648067834202,288.29519848299498,104.870361167927,221.859305660122,285.88169687011703,286.23452968289098,259.89416877170402,229.67834678489001,179.69835506092599,182.89117349467,254.65431650876499,289.43550674676902,356.955994448186,393.89011306404001,379.95684922630602,357.33788539568297,386.46536847505502,280.75919476663699,167.51847024859799,157.98393743562099,221.23254404655299,150.85234472117099,108.101290462981,108.752919134149,173.85051720993201,152.19438349715799,178.419238322821,167.944004279208,132.26905287435201,96.447804937369099,58.179917937718599,75.783056547912594,82.704313071788803,109.905688867237,69.648269616526306,49.011629384311597,18.216879944165601,11.5173034596106,7.9485733483992398,13.648997046701499,29.9520635331722,94.967851783503406,3.8923930272055798,16.507199882901499,5.6287283389754696,9.2854151887529603,15.148508560477,5.9872610166375297,2.7784606087960499,0.15199639701384199,2.3637674976785001E-2,0.30969265891570302,144.76986243228737,null,11278.509228544555,15768.865407423635,15562.087517480246,0,28629.259603732422,21553.047570774939,1824.4840303665471,16081.986082713858,7875.5179198938413,10602.524197140167,9778.9342156489602,10837.13011153391,8230.1442111408633,9421.6570785009881,11317.871304342592,8064.3695077779939,20527.872257619732,13135.78874155262,10095.619518418682,14547.461018362301,19711.696171627791,18962.220936490521,28282.123055784432,6501.4719192627763,8087.0408976066692,12327.395732795008,16846.162013498128,16872.930715370116,16872.960976168011,25243.975253953948,27921.123840487882,25891.320295989452,24779.768561148499,28471.846154649771,30687.856493290983,34690.337247906304,21079.048483750899,14522.005635121594,41786.694089867924,31223.629973262505,11357.91844435762,24028.332426303641,30962.23720051808,31000.450536176981,28147.674330465732,24875.168752784739,19462.117214405323,19807.913404808805,27580.175429917028,31347.130341880798,38659.894254345403,42660.02071887975,41150.987350726355,38701.254712991707,41855.888430474246,30407.447835110896,18142.982457745406,17110.35088397369,23960.4514043286,16337.968224783701,11707.842207602294,11778.416440595351,18828.770817504286,16483.316889526239,19323.583281362549,18189.069653032431,14325.316500566911,10445.718794291479,6301.1393846340952,8207.6362296211537,8957.2385601097994,11903.266440802481,7543.2119932192054,5308.1736648232472,1972.9677137773213,1247.3743003870011,860.86523241348061,1478.2460323129451,3243.9393844104607,10285.433399677837,421.56317632582011,1787.8018910842186,609.61587914393613,1005.6510463140265,1640.6496827835049,648.4465350811472,300.91942703461524,16.461874088094596,2.5600635070823601,33.541068454492738,15679.208809759219]
[1,"OVERHEAD CONDUCTORS","˃ 11 kv & < = 22 kv ; single-phase",84.032487459816252,81.694015816994181,107.15049187855125,84.032487459816252,9.1669235548146819,2,68.983517000000006,73.337036254610695,72.5458824023993,0,129.134284929579,134.90696327416501,11.419990573059801,100.661955053547,49.295219309254499,66.364366235452295,61.209270510768597,67.832834737323495,51.514931203464101,58.972966180179398,70.841937474634804,50.477297813340499,128.49008473913401,82.220825779493893,63.191498424010597,91.056904268038906,123.381394801128,118.69020541412701,177.02625690743301,40.6946549233855,50.619204814888498,77.160852446931798,105.44516048613301,105.61271378774801,105.612903199122,158.00958223174601,174.76665497781701,162.06150823083399,155.103973869295,178.213790459096,192.08446115606,217.137183857819,131.94006139102501,90.897571420064807,261.55540122198499,195.438027418486,71.092604487246504,150.400510625246,193.80189196817599,194.04108065151101,176.18470217187701,155.70111216758801,121.81920555130399,123.983647206524,172.63255702474399,196.211053118857,241.98382698445201,267.02181348129898,257.57632283741401,242.242714450704,261.98850927022301,190.32929959820501,113.562347045053,107.098797547419,149.97562303064799,102.264223750151,73.282881853906005,73.724627060807293,117.85490125392,103.174004462692,120.95208028023301,113.850820567954,89.666435370061905,65.382874376640402,39.440713743929301,51.374047023336701,56.066031938109703,74.506100508467497,47.215217244652202,33.225444675592598,12.3493943039676,7.8076883734821303,5.3884126554189704,9.2527835117774693,20.304785667048201,64.379600209795996,2.6386898539324699,11.1903861052587,3.8157678977396601,6.2946703163999,10.2693164748156,4.0588205731086999,1.8835445872855701,0.103039787562936,1.6024202257029999E-2,0.20994356715948201,98.140851780715991,null,7391.617778062403,7858.0995075966821,7773.3269831806201,0,13836.802148589377,14455.347472668429,1223.6576071517761,10785.977997444179,5282.0069962476773,7110.9744853370321,6558.6034427561572,7268.32160762069,5519.8502175409067,6318.98233374339,7590.7484460366923,5408.6672893995537,13767.77578131494,8810.0019249334382,6771.0001386754311,9756.7920812585216,13220.37714160259,12717.713891289995,18968.450503050226,4360.4522918686635,5423.8726944164328,8267.8232934570569,11298.500812301927,11316.45423098585,11316.474526507742,16930.804457655977,18726.333044842151,17364.970321513745,16619.46709241292,19095.6953072332,20581.944495098302,23266.356055488723,14137.442476534579,9739.7194882256863,28025.789894427518,20941.280769664561,7617.6075397357627,16115.488692280382,20765.968051383908,20791.59723645504,18878.277499192678,16683.450754794536,13052.987795076564,13284.908783075813,18497.663399453366,21024.110853694074,25928.686088038277,28611.518656823951,27599.429688297423,25956.426007388367,28072.197634832781,20393.878070847815,12168.261344760171,11475.688836807323,16069.961777526112,10957.661876406903,7852.296836923786,7899.6300531282513,12628.210639655616,11055.145327257289,12960.074895760985,12199.17142463295,9607.8026548984581,7005.8071498905438,4226.0918777031611,5504.7544083423491,6007.5028998470189,7983.3653174350693,5059.1337519171384,3560.1227398733386,1323.2436740723074,836.59764965305601,577.37106647275311,991.44030453270466,2175.6677717127723,6898.3058294241218,282.73691576380668,1199.0553754893751,408.86140713719004,674.47702061556515,1100.3623115330015,434.90462085538047,201.82272900283164,11.04076392043002,1.7170011538021555,22.495556487876154,10515.84054168371]
[1,"OVERHEAD CONDUCTORS","˃ 11 kv & < = 22 kv ; swer",81.714095733542521,79.584247200867068,60.022654673589201,81.714095733542521,9.0395849314856562,2,17.660554000000001,57.8432371663148,57.333178343376602,2.6552464343628301,341.27914178051202,203.066392771045,4.42935843120752,62.923630544733498,15.0686715539061,12.6468784817353,13.979456685531099,22.496262634334698,35.1964223852396,31.172456995184099,27.828943505925398,28.751392555754101,27.945615823543001,38.909716990444601,29.886511286798299,44.669649885410799,57.140472481154902,53.754607213838398,68.004295567106595,25.969654909637601,20.505911223798901,57.949801297977402,45.634450713297397,52.446802523229103,47.272417114573003,111.22569680112299,76.973491368842602,67.685791980292805,39.662030295301001,136.41744518088399,85.655423712525703,88.716683093824301,75.919159792932504,52.6397080413509,109.293362772572,108.524564151955,43.214843539348998,87.647596704913397,103.679520742132,111.447747628876,128.285084081935,90.132234350976603,65.244234745028294,94.893302837424599,87.215972885093294,75.004725703252404,111.707140884594,266.20961500803202,204.949453010501,335.37280094935102,245.98122177937799,288.30950143138199,261.90339551001603,148.55300563677599,175.595572257214,233.42824584211101,137.08551032508799,180.63488737154799,243.832210589537,72.673465249123694,40.877845102386701,3.7033669841118799,0.87271986527040801,1.74161440865172,0.38043736978026499,1.1261019008769899,5.9072077876965299,0.42424641331972002,0.39109362361418598,18.7594696232395,0.20957299206712701,1.0510527285765501,0,0.390547149058601,5.5326905589351103,24.324220022769001,6.8309319448210002E-3,0.29618920912746499,0.12559806869212001,0.13525245250746801,0,0,0,0,0,0,89.608165252169798,null,1060.0333340862746,3471.9046496362334,3441.2895650437968,159.37493980303918,20484.480074390562,12188.583969107865,265.8618515419198,3776.8433469950483,904.46166906984263,759.09921980804404,839.08410116003108,1350.2854035470398,2112.5827065750213,1871.0536215492452,1670.3670659869829,1725.7349067588316,1677.3700482173117,2335.4645063645426,1793.8677463658203,2681.1909694621459,3429.7228476220876,3226.4942259106492,4081.7983491451323,1558.7676286334581,1230.8192281533584,3478.3009117116089,2739.100876383176,3147.9963165857071,2837.4159680538833,6676.0615899231407,4620.1532914525387,4062.6809183415085,2380.6203480682852,8188.1372035454851,5141.2659184168942,5325.0108331268657,4556.8695113602253,3159.5750178845615,6560.0777718133986,6513.9324376945733,2593.869630535532,5260.8414299890319,6223.1200702282176,6689.3896700773439,7700.0113016223395,5409.9759774076829,3916.1321715434233,5695.7479470470589,5234.9342225030741,4501.9827497735987,6704.9591418899636,15978.607792416235,12301.610243590298,20129.965818297263,14764.445931051165,17305.101643530514,15720.137066538144,8916.5457580599559,10539.712395806037,14010.982991242714,8228.2362469955042,10842.185466705105,14635.456574513659,4362.0543085812369,2453.5967803810267,222.28591761691888,52.382963099906995,104.53632022504945,22.834860871249404,67.591625523611938,354.56629312604565,25.464395963198349,23.474477515236956,1125.993167055391,12.579127331756014,63.086974971083947,0,23.441676661699177,332.08677483478937,1460.0042586310678,0.41001066922278001,17.778062617501327,7.5387295047768541,8.1182112506117754,0,0,0,0,0,0,5378.5199588649029]
[1,"OVERHEAD CONDUCTORS","> 1 kv & < = 11 kv",119.12797229803044,81.140834933847245,62.634335183419452,119.12797229803044,10.914576139183346,2,0,0.61205052631579004,0.61789278231653799,0,1.6156358906008199,1.4148006199893799,0.381530785944099,9.8748340621389999E-2,2.323490367562E-3,7.1276483922566997E-2,8.8019282159412002E-2,0,1.35370649091289,1.0916987829942699,0.81985040998949599,0,5.1731829654251001E-2,4.1002771192270001E-3,0,0.48191923741318099,0.152393632931281,1.9559688617753901,3.3101537183521899,1.8189512680412101,1.0757760401812699,6.9773048978851004E-2,0.85121752995158495,1.5904974945482599,0.96766540013764002,1.87136647721533,1.3317700083250199,1.8291336228872901,1.14397731626441,0.629665889609337,0.72205880069592498,0.83556813894653403,0.26364781876631499,0.30649571466224002,0.34749848585451298,1.79277783243014,1.5034349437166E-2,8.6789199023644001E-2,1.3700392614378101,1.6038233951857499,1.4478078507991601,0.779804370125043,0.232485712660187,0.26877316516534899,0.94969251876502703,2.0417329915192299,0.84042013353762002,0.42321693665624299,0.44371832225238,0.370255023866224,0.74180846882020401,0.41686150712144099,0.29556164234429999,6.3007591732126E-2,0.41604145169759499,0.70852788620247598,0.24635831691357299,0.23569759640358201,0.17535518479895401,0.17528684684696699,0,6.2529226068215996E-2,1.4829335581205E-2,0.10968241293933,0,3.9909363960478998E-2,0.24642665486556001,4.5239724215474002E-2,4.2232854328040997E-2,0.38289754498384199,0,0,0,0,0.44891200660340103,0.35091538345386902,0.49818366998611602,0.57677231477130497,0,0.19469482521130901,0.18396576674933099,0.21915981202269899,3.4852355513430001E-3,0.32556200326664703,1.4692659677231001E-2,2.3439917531582002E-2,6.2967272340453544,null,0,38.335377814451483,38.701303635029674,0,101.19427990625415,88.615096250124466,23.896927129616156,6.1850366652866162,0.14553027447732478,4.4643551847016694,5.5130292213765832,0,84.788506091808514,68.377827493394193,51.350785379545954,0,3.2401887582159152,0.25681813143056942,0,30.184691047475074,9.5450738848368424,122.51080929677121,207.32927750391329,113.928803404799,67.380517083005373,4.3701885365104962,53.315444084989956,99.619753181924565,60.609079017618647,117.21179518491986,83.414529088654618,114.56656843118488,71.652258669133701,39.438704383357205,45.22567294492643,52.335254883363213,16.5134058509868,19.19715532443643,21.765336638742308,112.28944766583358,0.94166648191210889,5.435983781947419,85.811498315340231,100.45441210907406,90.682482208140726,48.842528295907222,14.561588052114296,16.834428515275025,59.483359541514574,127.88258854586115,52.639156338889428,26.507911465827121,27.792002122980094,23.190677268182043,46.462680277983814,26.109843362109729,18.512306973954825,3.9464386196500283,26.058479735823578,44.378173111205555,15.430489396787804,14.762762255068274,10.983255420848145,10.978975118657642,0,3.9164765043164498,0.92882557534060228,6.8698850157682179,0,2.4996964792577221,15.434769698978307,2.8335600501174563,2.6452267537350469,23.982533173426386,0,0,0,0,28.117305089458828,21.979351748267796,31.203402968816413,36.125750487902629,0,12.194580940762393,11.522573496852358,13.726929124964929,0.21829541171598715,20.391359635588667,0.92026497095959792,1.4681436513448169,394.39132413576237]
[1,"OVERHEAD CONDUCTORS","> 22 kv & < = 66 kv",119.12797229803044,90.482322508096885,62.634335183419452,119.12797229803044,10.914576139183346,2,2.6187230000000001,0.37159890052187999,0.361851033506359,101.866377325459,25.974013594534402,58.905359002729497,0,38.393952686729598,8.1337708858253297,0.81252052876624203,2.8205909102097202,10.594520151999401,3.20405284008854,7.4159910640124496,20.802809695925902,7.00674581845134,58.995254522843197,12.7455235452118,16.735534907642201,18.0895050657364,2.9795303427881001,72.725562293208597,28.7260745178083,1.6314436258562699,3.9040958172206501,0.22374380655835399,0.72530716565300901,6.6851465419713003,2.8236191519844902,26.577839802789999,5.8618108640094597,11.4653559652283,38.448028432707503,10.6613145134314,48.762479481137902,101.137910963151,14.6942403878699,0,52.317894888292798,30.0873124561619,32.211234715788599,31.967764077097499,2.9619665404944602,33.759531474629199,71.399538480635798,63.257894166196103,93.187997613650893,7.2866418796332004,63.873405937215502,71.299519980875004,47.544001512165998,57.676325448142698,105.4490024749,54.341625605771497,50.098193667389999,12.221118591015999,24.600224881481299,23.6280727505881,68.404347801812506,27.123528970602599,11.572036596893501,29.1459618701778,67.435137391500604,5.6721564077156099,62.992360623145998,11.218164915213899,7.2740097853727503,12.325290108068,20.905337310300101,7.5899851842710904,40.9208906659806,29.336308496020202,12.0912502794754,3.9165548690939702,38.419303396444,1.0032132393828701,22.706362475543202,8.1279739658564907,22.240186284616499,37.9161826558652,0,0,0,0,0,2.3447243456036999E-2,0,0,0,0,241.588543167496,null,164.02197413452976,23.274850089077574,22.664298919104034,6380.3328213234781,1626.8650735387612,3689.4979998766139,0,2404.7797015969695,509.45333196792222,50.891683142154008,176.66583648538176,663.58072630782249,200.68371953149267,464.49567002059922,1302.970155251511,438.86286613790389,3695.1285460149033,798.30739381896046,1048.2191028790783,1133.0241235894978,186.62090217935852,4555.1172450754784,1799.2385798522894,102.18438689473477,244.53044600398408,14.014044575190107,45.429132124446504,418.71970926010789,176.85550839571914,1664.6853266591756,367.15062643817811,718.12494852332702,2408.1666999958429,667.7643467301167,3054.2054841962049,6334.7058150168323,920.36397771958275,0,3276.8965645242383,1884.4988131475156,2017.5292718604999,2002.2796502694002,185.52080509940336,2114.5058100171241,4472.0626251375979,3962.1161462028008,5836.7682776051024,456.39396985048739,4000.6683167781698,4465.7980328990379,2977.8869266740066,3612.5183002669551,6604.7281657701142,3403.651592603781,3137.8670542471668,765.46163814601493,1540.8187308141949,1479.9286283985546,4284.4608482219264,1698.8642049019111,724.80681896462409,1825.5379450198791,4223.7549985191908,355.27174565363993,3945.4846292649595,702.64230144238365,455.60276702450983,771.98635186161528,1309.3919042157811,475.39367606882314,2563.0527819770896,1837.4601793839252,757.32742279127626,245.31081043508522,2406.3675264463591,62.835594295950699,1422.1979180893907,509.09024573956253,1392.999282292358,2374.8548933432162,0,0,0,0,0,1.4686025057526597,0,0,0,0,15131.737789226943]
["","POLES","˂ = 1 kv ; concrete",70.155487280680148,"",6.4374949141551578,"","",2,154,337.638160093583,463.910982836306,313.61196950368799,308.60409032514599,515.99957588484995,631.23770097235104,487.96616191924198,188.373873761597,177.346321295227,197.38961147414099,152.29910818783699,54.106257697447802,50.098386735894302,49.098386743454903,50.098386735894302,26.051156937465802,20.0432901637935,32.0629675109723,179.35418393394201,103.202680841141,72.141676899687695,115.22825722727499,145.28532986449201,595.16883860274402,714.40299485385196,1281.5265588519201,1650.2546165399001,1084.13106917239,1107.1743510209001,1725.39039443088,1529.0047558978499,1082.13894012638,1140.2432176086299,1545.0362063393,1227.41245107184,486.96224311816297,142.281402717894,1065.09958130462,636.249507373097,12.0236128166146,778.540740456864,618.21606005565297,427.84025604612998,179.35222449182001,3.00590321927496,52.104289940047899,67.131842391297496,2.0059032041536602,25.051161102664999,3.0059032041536602,7.0118064158679596,4.0098428387886003,6.0118064083073097,3.00591153455199,2.0039354694357701,2.0039312966759502,3.00591153455199,2.0039354769964199,2.0039313042366,3.0059032041536602,4.1727598199999996E-6,1.0019718999170499,1.0019718999170499,0,2.0039354694357701,1.0019677347178899,0,1.0019718923564001,0,1.0019677347178899,0,0,1.0019718999170499,0,0,0,0,0,0,0,2.0039354694357701,2.0039354694357701,1.0019718999170499,1.0019677347178899,0,0,0,0,0,1.0019677347178899,null,991.37421677989425,2173.5439384271453,2986.4245926294407,2018.8754586981738,1986.6372619556062,3321.7446454649398,4063.589489632504,3141.2796856349323,1212.6558542999865,1141.6660413821503,1270.6946199718452,980.42473438956677,348.30875875128856,322.50810981969778,316.07061495421397,322.50810981969778,167.70419029279395,129.02857849235676,206.40519028460625,1154.5916469072004,664.36673304202316,464.41167814036419,741.78131986754511,935.27357210402181,3831.3963715687964,4598.9656460288852,8249.8207049639968,10623.505701036676,6979.0882440748537,7127.429253780082,11107.191889080952,9842.9603398114577,6966.263923472824,7340.3099142554684,9946.1627204948218,7901.4614113456864,3134.8169634587616,915.93580637530442,6856.5731377172788,4095.8529678480368,77.401946356727265,5011.8520571536528,3979.7627424573056,2754.2194723678022,1154.5790330085053,19.350486686525169,335.4211014947241,432.16089397184328,12.912991675026722,161.26672219208746,19.35048658918188,45.138468141190494,25.813342881263093,38.700973178363689,19.350540216078763,12.900324392787898,12.90029753066778,19.350540216078763,12.900324441459544,12.900297579339425,19.35048658918188,2.6862120119240988E-5,6.45018900984239,6.45018900984239,0,12.900324392787898,6.4501621963939808,0,6.4501889611707446,0,6.4501621963939808,0,0,6.45018900984239,0,0,0,0,0,0,0,12.900324392787898,12.900324392787898,6.45018900984239,6.4501621963939808,0,0,0,0,0,6.4501621963939808]
[2,"POLES","˂ = 1 kv ; steel",33.862483573694767,66.271484508302052,2.5224574013473338,66.271484508302052,8.140729973921383,2,2,4.01204819277108,7.0424022961652701,8.0666676292816408,2.0121152876111998,6.0545187942503897,5.0302883919528396,5.0302885648776803,10.060576438056,0,4.02419702780234,24.188056029033401,2.0121490079561002,6.0363795831784897,11.072694319539901,7.0424038524888797,9.0545189671752304,2.0121152876111998,1.0060576438055999,66.509311916475895,15.0969224738144,10.060576438056,6.9169938199999996E-7,2.0181731043416402,3.0181729314168,15.090864657083999,3.0605766109808301,5.0302882190279901,8.0484611504447905,5.0304224087082199,9.0545187942503897,10.060576438056,1.0060576438055999,3.0181729314168,7.0485616197801102,1.0060576438055999,1.0060576438055999,2.0060576438056001,0,1.0060576438055999,0,0,1.0060576438055999,0,7.0424035066391903,0,0,0,0,1.0060576438055999,0,0,0,0,0,0,0,1.0060576438055999,0,0,1.0060576438055999,0,0,0,0,0,0,0,0,0,0,0,0,0,0,0,0,0,0,0,0,0,0,0,0,0,0,0,0,0,0,null,5.0449148026946675,10.120220658417605,17.764159795227545,20.347825465690427,5.0754750995989903,15.272265744153431,12.688688185193017,12.688688621388563,25.377375497994951,0,10.150865577259955,61.013340954639304,5.0755601577325598,15.226510356930515,27.93039973918,17.76416372098755,22.839638384390977,5.0754750995989903,2.5377375497994952,167.76690610223304,38.081343831640034,25.377375497994951,1.7447822256332766E-6,5.0907556842466954,7.613212649398486,38.066063246992428,7.7201741247591347,12.688687748997452,20.30190039839594,12.689026236749532,22.839637948195431,25.377375497994951,2.5377375497994952,7.613212649398486,17.77969642666709,2.5377375497994952,2.5377375497994952,5.0601949511468298,0,2.5377375497994952,0,0,2.5377375497994952,0,17.764162848596442,0,0,0,0,2.5377375497994952,0,0,0,0,0,0,0,2.5377375497994952,0,0,2.5377375497994952,0,0,0,0,0,0,0,0,0,0,0,0,0,0,0,0,0,0,0,0,0,0,0,0,0,0,0,0,0,0]
[2,"POLES","˂ = 1 kv ; wood",70.155487280680148,70.808604055078234,3.5586883055270153,70.808604055078234,8.4147848490070274,2,498,1152.0807466177801,1387.33359408357,985.94859537920797,746.72278832443806,683.65909721596097,267.260554528657,239.23160262323199,151.14572095890901,144.14089503457501,177.17563058730099,334.32520700422401,362.35029982257799,335.32327517524698,392.37731444657697,315.303976939221,204.19879066852599,208.201686591704,142.138960465194,1302.2796453972701,353.34064887940201,238.229670764123,257.24897083505999,131.12738042989901,89.086850294844794,49.047286070292103,88.084922109103601,50.048250162719498,89.086852116463206,500.48347118181903,687.66489269846397,688.66392040077801,563.54715683430402,1549.49961593793,1267.2216886318799,1401.3577631989999,1168.1367747253801,831.80868275072396,1307.26705928105,2212.1481218427498,1207.1734585326601,1387.3519887058701,1264.2410224594701,1853.80940751766,1902.8605673002601,1636.5913295703001,2032.9763731907401,1868.8229285396601,1308.2777245201601,1976.9329754305099,2167.1395088978202,2386.3324867634001,2125.0796431224098,1167.1474217305799,1782.7573220074,1434.41086940745,965.94764964209503,1118.0904992962601,1078.06057781406,1196.1773441200501,967.95441832068605,655.64946727368101,923.91775277300701,353.35322858539899,219.224859449956,199.19687527753601,131.12931409556001,276.274070960269,162.16405511845801,282.28179645810701,142.140895956018,104.107120840077,154.153448298748,119.118701792384,47.0472897259354,22.022197812188001,31.029916013804399,88.086852115577003,242.23449943860899,245.23739353751,295.28950553213599,555.539445928909,307.30301830633198,326.31459744233803,226.221953478633,256.25090449186001,142.13799728003099,24.024125992612099,8.0077209384749004,32.030880104459499,79.076237081745958,null,1772.2267761524536,4099.896280011526,4937.0878371299641,3508.6837362267743,2657.3536542807028,2432.929634229597,951.09700992979685,851.35070656778169,537.88050960691896,512.95251750773912,630.51284459540261,1189.7592044088306,1289.491774482816,1193.3110179371688,1396.3485602751298,1122.0685754197655,726.67984835484242,740.9249072648978,505.82825636725266,4634.4073446011334,1257.4292350344551,847.78514337783565,915.46890411958827,466.64147527027359,317.03233232050013,174.54400335618658,313.466782202925,178.10612256616042,317.03233880307226,1781.0646760043064,2447.1850117675135,2450.7402399686362,2005.4886766392365,5514.1861626569134,4509.6470038444677,4986.9954837557771,4157.0346794712559,2960.1478317408323,4652.1559960641644,7872.3456512953444,4295.9540696227787,4937.1532978572277,4499.0397419940327,6597.1298592090616,6771.6876478999375,5824.1184254687359,7234.7292446866122,6650.558300894837,4655.7526386313875,7035.2882604752822,7712.1740267602318,8492.2135137441128,7562.4960742932435,4153.5138805386223,6344.2776334203936,5104.6211862811315,3437.5066045326303,3978.9355843664621,3836.4815709165923,4256.8223258563867,3444.6480687610301,2333.2520917118663,3287.9353020621002,1257.4740022870737,780.152943605362,708.87959054769078,466.64835658364819,983.17330544665003,577.09132652689482,1004.5529279186227,505.83514417581347,370.48479345566983,548.58407371741794,423.90633103811689,167.42663975442761,78.370137816236067,110.42579923981117,313.47365049439151,862.03708034736815,872.72344445986323,1050.8433100820673,1976.9917294861662,1093.5956574998979,1161.251941840804,805.05342029788778,911.91709709590236,505.82482869147697,85.494376220416271,28.496982857674443,113.98791844347797,281.40768014789109]
["","POLES","˃ 11 kv & < = 22 kv ; concrete",70.398904877109402,"",2.4982109578458433,"","",2,954,1999.3352233812,2060.7404651236002,2036.68264328347,1666.9708855763699,2843.0684248636699,2339.2568391372201,1548.8257920983899,1225.21537285107,1467.66098699857,1192.15557778581,727.31330917111302,355.64667332050499,333.605021995828,368.66842135548802,378.688357951586,282.50900987175299,217.39126823076501,265.480019941573,1006.82774954997,991.79149546227404,1021.85127568115,1114.0142877803401,936.70091756778197,1910.4743063401199,2667.8401242364798,4465.0807587625404,4731.5734954714098,3927.1153328243699,4742.5861235667599,6012.8957155485296,4733.5825303599904,4771.64411101721,4011.2710880876398,4420.0227750926197,4431.0282092786701,2024.6626781483401,860.55601588100899,4100.4159268478097,1694.070369386,70.124990981145302,1150.08312877101,827.49806559006095,338.60865964016602,169.30613568976099,23.041655039900299,69.126795004095797,53.097823548449,13.0253671467385,102.192016875752,29.050752818804,17.030790281443799,37.065258871516598,20.038039621600898,25.0471077657865,12.019929216442801,15.027174863144401,23.041658733355799,16.029001068596202,31.056157399157499,3.0054342295840701,4.0072456394454301,10.018114105869801,6.0108833128082502,11.0181252080048,21.034416787365799,3.0054342295840701,4.0054342368402898,2.0036228269789298,11.021733210368399,4.0072456394454301,1.0018114026051399,6.0108684591681403,1.00181140986136,0,0,0,0,0,5.0090570493067901,1.00181140986136,5.0090459544280401,6.0108684591681403,0,3.0090570493067901,37.068833574731599,1.00181140986136,0,0,0,6.0072456394454301,null,2383.2932537849347,4994.7611634580808,5148.1644112481181,5088.062897105202,4164.4449327568773,7102.5846928999417,5843.9570687484347,3869.2935656144655,3060.8464701777239,3666.5267601226733,2978.2561278815533,1816.9820787583963,888.48041641070654,833.41572154238111,921.01149004200875,946.04340544330125,705.76710415179286,543.08924843410216,663.22509490717073,2515.2681165890053,2477.7043818621692,2552.8000541954029,2783.0427009296782,2340.0764964920891,4772.7678467818241,6664.8274321483896,11154.713679207211,11820.468754239635,9810.7625571862663,11847.980622422121,15021.481964967659,11825.487747212983,11920.573605083782,10021.001387150762,11042.149330664575,11069.643226944019,5058.0344884916949,2149.850468714098,10243.704000176818,4232.1451601620611,175.18702088793813,2873.1502747293694,2067.2647350533289,845.91586393455634,422.96244341069615,57.562915107582832,172.69331675999541,132.64956462650036,32.540114935947365,255.29721636337101,72.57490902560717,42.546506901877393,92.596835868215621,50.05925015643254,62.572959082833549,30.028318881048808,37.541052908572951,57.562924334613832,40.043826112889761,77.584832723160531,7.5082087254319045,10.010944967242548,25.02736243623395,15.016454558390295,27.525601129555106,52.548410510093802,7.5082087254319045,10.006419701405315,5.0054725017488284,27.53461468059578,10.010944967242548,2.5027362236830744,15.016417450863809,2.5027362418106427,0,0,0,0,0,12.513681209053189,2.5027362418106427,12.51365349170552,15.016417450863809,0,7.5172592933615032,92.60576623095838,2.5027362418106427,0,0,0,15.007366882934233]
[2,"POLES","˃ 11 kv & < = 22 kv ; steel",70.398904877109402,47.795479044562015,6.3224068272800125,70.398904877109402,8.3904055251882426,2,5,0,1.1547619047619,3.4782312925170098,0.15578231292517,1.1551020408163299,0,0,0,2.3227891156462599,2.3102040816326501,2.3105442176870699,1.2585034013604999E-2,0,3.4013605442099998E-4,1.1551020408163299,0,0,0,2.3105442176870699,0,0,0,0,0,1.2244897959183E-2,0,0,0,1.3102040816326499,1.1551020408163299,0,0,0,6.8027210884300004E-4,0,0,0,0,0,0,0,0,3.4013605442099998E-4,0,0,0,0,0,1.1551020408163299,0,0,0,0,0,0,0,3.4013605442099998E-4,0,0,0,0,0,0,0,0,0,0,0,0,0,0,0,0,0,0,0,0,0,0,0,0,0,0,0,0,0,0,0,0,0,null,31.612034136400062,0,7.3008745505495076,21.990793270668526,0.9849191588075662,7.3030250290622405,0,0,0,14.685617763093616,14.606050058124419,14.608200536637085,7.956770496916743E-2,0,2.1504785126754164E-3,7.3030250290622405,0,0,0,14.608200536637085,0,0,0,0,0,7.7417226456485688E-2,0,0,0,8.2836432308444046,7.3030250290622405,0,0,0,4.300957025357155E-3,0,0,0,0,0,0,0,0,2.1504785126754164E-3,0,0,0,0,0,7.3030250290622405,0,0,0,0,0,0,0,2.1504785126754164E-3,0,0,0,0,0,0,0,0,0,0,0,0,0,0,0,0,0,0,0,0,0,0,0,0,0,0,0,0,0,0,0,0,0]
[2,"POLES","˃ 11 kv & < = 22 kv ; wood",68.468428272339111,66.062540658615333,9.0204494452986612,68.468428272339111,8.274565140981073,2,580,1526.4348389731899,1556.4551911917099,1249.3675539733199,942.27317452066995,1033.29867409028,587.17322614959903,354.10581153023998,351.10375961695797,402.118415067679,763.22539910728904,1597.4704356730599,1771.52172870254,1351.3974521360301,1387.41034947767,1118.3288649198,761.22510687506804,504.14831226758901,465.13658769737901,1749.5214393533299,700.20751914639698,535.15944975345406,500.14860458702901,249.07327655519899,199.05891438461299,215.063310967425,535.15769085811201,267.07855227990098,736.21689904699804,1657.4868494074799,1275.37634818897,1707.50443486535,1178.3467448806,3472.0244062451502,2519.7468343550499,2978.8763865590499,2708.79871665274,2205.6524570848601,3564.0584073598202,3849.1369612991102,1760.5196780122899,3178.9423420281501,3872.1522058443102,3840.1416543076002,2896.8608574708201,2323.68851002561,1846.5504588968899,2423.7228085249899,2781.83214334998,2611.7855301395598,3360.0071250770802,2954.8986766436701,2666.8045855783298,2876.8538237247099,2879.86085930535,2425.7254438555101,1505.4484570397301,1237.3737194994401,1728.5149935664001,1157.34675134534,910.27523036611899,631.19228071749797,1215.3699041493801,622.18817776403205,447.136297299955,561.170003736279,556.16502155364003,277.08324336600401,171.05451823862501,295.08764064769201,157.04807026651201,293.087640211105,93.027845723719196,189.057449381315,51.015535728279303,43.012896992438797,40.012310781316401,114.033707833826,171.05041449923399,535.16355445372699,424.128966866685,511.15212255237299,452.13541667325001,529.15827803016396,354.10581161761701,221.065655986465,242.07181120256499,8.0023449315362996,3.0008793165812602,9.0032242480860898,84.024034827514114,null,5231.8606782732231,13769.128296500263,14039.925366017482,11269.856859212779,8499.7275344247864,9320.8184515255089,5296.5664021153761,3194.1935711949855,3167.113713679063,3627.2888341416219,6884.636128015195,14409.901305348063,15979.922195009352,12190.212397498477,12515.06491734747,10087.828989227291,6866.5925930586218,4547.6443637424291,4195.7410744829349,15781.469697152861,6316.1865276780682,4827.3787616748814,4511.5652028139657,2246.7528993410647,1795.6008738424359,1939.9677241202023,4827.362895648369,2409.1685787644024,6641.0073186279942,14951.276331327528,11504.467872568228,15402.457432326151,10629.21724122769,31319.22062937748,22729.248934251067,26870.803848749863,24434.581881055936,19895.976483032755,32149.408683680918,34720.945367429136,15880.678752963338,28675.488685784254,34928.553217320296,34639.803655467273,26130.986914880064,20960.714731307387,16656.71506267244,21863.069063716957,25093.376214395314,23559.479336586461,30308.774407601097,26654.514128644143,24055.77594469997,25950.514478422891,25977.639290858271,21881.133734473286,13579.821699229758,11161.667081685866,15591.982114906454,10439.78786119128,8211.0916968251695,5693.6380584749513,10963.182777716962,5612.4170029829475,4033.3703649522763,5062.0056489211656,5016.8584601680504,2499.4153889224249,1542.9886341614347,2661.8231443949639,1416.6441783207836,2643.7822415661558,839.15297935585227,1705.3831644012625,460.18306096177105,387.99566281613301,360.92902659244317,1028.6352965749854,1542.9516165877214,4827.4157879161812,3825.8339039076832,4610.8218803407863,4078.4646685300972,4773.2454955323874,3194.1935719831654,1994.1115739176928,2183.5965350846195,72.184747898765167,27.069280166663653,81.213129174547632,757.93455835160512]
["","POLES","> 1 kv & < = 11 kv ; concrete",68.468428272339111,"",4.1953425905905206,"","",2,1,4,4,19,4,3,5,6,5,3,0,0,0,0,0,0,1,1,0,0,2,2,0,0,12,16,14,22,3,4,4,4,4,3,5,18,2,3,5,7,0,4,4,1,0,0,0,0,0,0,1,0,0,0,0,0,0,0,0,0,0,0,0,0,0,0,0,0,0,0,0,0,0,0,0,0,1,0,0,0,2,1,0,0,1,0,0,0,0,0,0,null,4.1953425905905206,16.781370362362082,16.781370362362082,79.711509221219899,16.781370362362082,12.586027771771562,20.976712952952603,25.172055543543124,20.976712952952603,12.586027771771562,0,0,0,0,0,0,4.1953425905905206,4.1953425905905206,0,0,8.3906851811810412,8.3906851811810412,0,0,50.344111087086247,67.12548144944833,58.734796268267289,92.297536992991454,12.586027771771562,16.781370362362082,16.781370362362082,16.781370362362082,16.781370362362082,12.586027771771562,20.976712952952603,75.516166630629371,8.3906851811810412,12.586027771771562,20.976712952952603,29.367398134133644,0,16.781370362362082,16.781370362362082,4.1953425905905206,0,0,0,0,0,0,4.1953425905905206,0,0,0,0,0,0,0,0,0,0,0,0,0,0,0,0,0,0,0,0,0,0,0,0,0,4.1953425905905206,0,0,0,8.3906851811810412,4.1953425905905206,0,0,4.1953425905905206,0,0,0,0,0,0]
[2,"POLES","> 1 kv & < = 11 kv ; steel",22.25,61.769553775200471,4.4643113281258184,61.769553775200471,7.8593609011929511,2,0,0,0,0,0,0,0,2,0,0,0,0,0,0,0,0,0,0,0,0,0,0,0,0,0,0,0,0,0,0,0,0,0,0,0,0,0,0,0,0,0,0,0,0,0,0,0,0,0,0,0,0,0,0,0,0,0,0,0,0,0,0,0,0,0,0,0,0,0,0,0,0,0,0,0,0,0,0,0,0,0,0,0,0,0,0,0,0,0,0,0,null,0,0,0,0,0,0,0,8.9286226562516369,0,0,0,0,0,0,0,0,0,0,0,0,0,0,0,0,0,0,0,0,0,0,0,0,0,0,0,0,0,0,0,0,0,0,0,0,0,0,0,0,0,0,0,0,0,0,0,0,0,0,0,0,0,0,0,0,0,0,0,0,0,0,0,0,0,0,0,0,0,0,0,0,0,0,0,0,0,0,0,0,0,0,0]
[2,"POLES","> 1 kv & < = 11 kv ; wood",109.48032933097934,69.633534463591729,4.1260643912425126,109.48032933097934,10.463284825090987,2,10,6,7,3,2,1,4,4,10,0,1,5,3,0,1,2,1,0,1,2,2,4,7,5,5,1,2,0,2,5,6,10,7,24,3,13,25,17,17,9,2,8,23,37,25,19,5,3,5,11,12,9,19,9,13,3,5,5,5,19,6,11,4,1,0,4,0,1,1,0,10,0,1,0,0,0,2,2,10,7,22,22,5,1,8,13,3,1,0,0,0,null,41.260643912425124,24.756386347455077,28.882450738697589,12.378193173727539,8.2521287824850251,4.1260643912425126,16.50425756497005,16.50425756497005,41.260643912425124,0,4.1260643912425126,20.630321956212562,12.378193173727539,0,4.1260643912425126,8.2521287824850251,4.1260643912425126,0,4.1260643912425126,8.2521287824850251,8.2521287824850251,16.50425756497005,28.882450738697589,20.630321956212562,20.630321956212562,4.1260643912425126,8.2521287824850251,0,8.2521287824850251,20.630321956212562,24.756386347455077,41.260643912425124,28.882450738697589,99.025545389820309,12.378193173727539,53.638837086152662,103.15160978106282,70.143094651122709,70.143094651122709,37.134579521182616,8.2521287824850251,33.008515129940101,94.899480998577786,152.66438247597296,103.15160978106282,78.39522343360774,20.630321956212562,12.378193173727539,20.630321956212562,45.386708303667639,49.512772694910154,37.134579521182616,78.39522343360774,37.134579521182616,53.638837086152662,12.378193173727539,20.630321956212562,20.630321956212562,20.630321956212562,78.39522343360774,24.756386347455077,45.386708303667639,16.50425756497005,4.1260643912425126,0,16.50425756497005,0,4.1260643912425126,4.1260643912425126,0,41.260643912425124,0,4.1260643912425126,0,0,0,8.2521287824850251,8.2521287824850251,41.260643912425124,28.882450738697589,90.773416607335278,90.773416607335278,20.630321956212562,4.1260643912425126,33.008515129940101,53.638837086152662,12.378193173727539,4.1260643912425126,0,0,0]
["","POLES","> 22 kv & < = 66 kv ; concrete",61.162024947307401,"",15.682271116792935,"","",2,141,311.44017794427498,160.250153785886,236.37369792074401,447.69257374096298,605.93663038930697,336.52695698222198,133.206404519454,272.42531838867501,345.53946358776602,220.34713486478299,318.50193824493601,140.21889458415001,206.32211337746401,299.467537490241,90.139163921857403,53.082874544211897,25.039091763398101,38.0594194716533,171.26738766454699,187.293970066562,60.093820232155501,77.120408142946005,74.115711619658398,317.49568356279201,210.32837081254399,339.53164798511801,255.40186333354001,187.292406396026,608.95540269745004,627.98198510527197,591.92569571601098,558.87565550302202,449.711472849686,593.93508049216302,1203.8826620810901,219.34244660320701,154.24236893306801,848.33537465219899,386.605140497403,8.0125093642873999,240.375280928622,33.051595616005699,26.040663704357701,15.023452302199001,11.0172003787991,5.0078183497756799,19.028173628045799,10.015650484558799,22.032861883813599,3.0046910116077701,4.0062546821437,8.0125093642873999,3.00312734107185,22.035964422326298,2.00312734107185,0,0,2.00312734107185,0,2.00312734107185,0,2.00312734107185,1.0015636705359201,3.0046910116077701,2.0015636705359201,1.0015636705359201,1.0015636705359201,0,0,0,0,0,1.0015636705359201,0,0,0,0,0,2.00312734107185,0,0,0,0,0,0,0,0,0,0,0,null,2211.2002274678039,4884.0893071843557,2513.0863581780259,3706.8764156720217,7020.836318380595,9502.4625173610639,5277.5069775045176,2088.9789501672694,4272.2477020498372,5418.8435495345466,3455.5435087580636,4994.833746781127,2198.9507205656487,3235.599319375081,4696.3311136003113,1413.586806863608,832.4600302610371,392.66982555186593,596.85813470221512,2685.8616068203037,2937.1948171243257,942.40758132447911,1209.4231491354049,1162.3026836335234,4979.0533880432022,3298.4265346356729,5324.6273564341218,4005.2812645306708,2937.1702952190426,9549.8037231372309,9848.183746882698,9282.7392412147619,8764.4395501737599,7052.4972415610409,9314.2509580523347,18879.614299562068,3439.7877150521699,2418.8706473047723,13303.825343261893,6062.8466284260976,125.65434417659721,3769.6303252979164,518.32408329280611,408.37674827296689,235.6018521132917,172.77472328836129,78.533965064832799,298.40497769242364,157.06814630988961,345.52531354081799,47.120379066223876,62.827172088298603,125.65434417659721,47.095857160942238,345.57396839092439,31.413586044149302,0,0,31.413586044149302,0,31.413586044149302,0,31.413586044149302,15.706793022074574,47.120379066223876,31.389064138867511,15.706793022074574,15.706793022074574,0,0,0,0,0,15.706793022074574,0,0,0,0,0,31.413586044149302,0,0,0,0,0,0,0,0,0,0,0]
[2,"POLES","> 22 kv & < = 66 kv ; steel",61.162024947307401,61.162024947307401,3.1384565534237185,61.162024947307401,7.8206153816248634,2,0,0,0,0,0,29,0,0,0,0,0,9,0,1,0,0,0,1,0,4,2,0,0,0,0,0,0,0,0,0,0,0,0,0,0,0,0,0,0,0,0,0,0,0,0,0,0,0,0,0,0,0,0,0,0,0,0,0,0,0,0,0,0,0,0,0,0,0,0,0,0,0,0,0,0,0,0,0,0,0,0,0,0,0,0,0,0,0,0,0,0,null,0,0,0,0,0,91.01524004928784,0,0,0,0,0,28.246108980813467,0,3.1384565534237185,0,0,0,3.1384565534237185,0,12.553826213694874,6.2769131068474371,0,0,0,0,0,0,0,0,0,0,0,0,0,0,0,0,0,0,0,0,0,0,0,0,0,0,0,0,0,0,0,0,0,0,0,0,0,0,0,0,0,0,0,0,0,0,0,0,0,0,0,0,0,0,0,0,0,0,0,0,0,0,0,0,0,0,0,0,0,0]
[2,"POLES","> 22 kv & < = 66 kv ; wood",64.593201424488484,64.593201424488484,14.482670990179304,64.593201424488484,8.0369895747405629,2,34,55.042880703683302,34.018699469686901,47.025849838913601,34.018149719745502,78.045649533548996,49.026949822834602,62.0340997115321,37.0203496856805,45.023649873588901,83.045649533701607,96.054449397670297,172.09515020230401,113.062699270365,125.06874917682001,31.017049975478798,31.017049497695801,36.019800171884398,53.0291490718663,135.074800039069,41.022549651615499,20.011000069024099,11.006049906531,6.0032999490168999,4.0021999660112701,20.0115498215591,27.0142997789969,5.0027499575140801,21.0115498215591,115.062699986887,45.024750334377501,35.019249702674898,43.023099643042002,72.039599388202802,85.047299269318501,112.06214927871,172.09404878587301,111.06215047332,792.44109533589199,235.12924824228199,246.13695075120401,181.100649400886,852.47134510743899,1329.7518393410601,235.129250153643,187.10449910304899,225.12594949123201,241.13694597383201,110.06104881830299,134.07589763338899,279.15564974654097,119.069300840792,331.18314884351798,168.09349951150199,142.07864950211101,43.023649874046598,70.039049397081399,21.012100052106,60.041259396306401,21.012100290997498,19.010450555380601,27.014850487250499,42.023652263037803,48.026949822758397,137.07589978348901,2.0016499745084499,12.0065998980338,2.38891491E-7,0,1.00054999150282,8.0055001539196606,5.0032999490168999,2.38967774E-7,1.00054999150282,4.0027504353733496,0,111.06104953474799,13.0076998810394,26.014299779073198,21.0115498215591,91.050049943507105,80.045650011408199,1.00054999150282,4.0021999660112701,0,0,0,0,0,0,0,null,492.41081366609637,797.16793158313442,492.68163193326257,681.0599112505621,492.67367008573439,1130.3094644092309,710.04118393614306,898.41945629409634,536.15354443909848,652.06270789621612,1202.7228193623378,1391.1249877692856,2492.3974393854583,1637.4498747942821,1811.3295454811428,449.20972988080848,449.20972296123455,521.66291502140575,768.00371889701182,1956.2438880300951,594.11608978264189,289.8127301841314,159.39699969778218,86.94381801697196,57.962545344648021,289.82069206922182,391.2392157292856,72.453181680809919,304.30336305940114,1666.415227151793,652.07864550775503,507.172271766775,623.08939710787797,1043.3258162036634,1231.7120539208565,1622.959238455916,2492.3814879336651,1608.4765847668803,11476.663662847035,3405.2995424611654,3564.7204762556544,2622.8211213808445,12346.062019746638,19258.358387762342,3405.2995701427781,2709.7729012917575,3260.4250578332371,3492.307052115651,1593.9779588695449,1941.7771131373329,4042.9194303288837,1724.4415091078706,4796.4165821922525,2434.442849012949,2057.6783354680765,623.09736592248612,1014.3525088828461,304.3113318673806,869.55780567271734,304.31133532716757,275.32210076864868,391.24719145573403,608.61472953128043,695.55851294486013,1985.2251572470618,28.989238018306672,173.88763603394392,3.4597868665063803E-6,0,14.490636336162041,115.94102484104823,72.461147026792645,3.4608916480975244E-6,14.490636336162041,57.970517611309191,0,1608.4606402357615,188.38623771608812,376.75654474021133,304.30336305940114,1318.6479169712072,1159.2748133102673,14.490636336162041,57.962545344648021,0,0,0,0,0,0,0]
[2,"POLES","staking of a wooden pole",25.96234017996418,29.664100122473336,8.6581953077170137,29.664100122473336,5.4464759360960491,2,737,1457.2693063997101,2064.6213204624,1342.15196575297,864.71849464548995,1132.2518866402099,820.03347821735804,626.71405129480695,328.224775962526,369.107241502009,341.79541476763001,416.234534189405,380.46268614046699,427.69275166930498,787.59493593685602,453.772837260328,169.90556428354901,87.979352404648196,405.92668025783701,860.77573685673804,844.21546608813503,923.42371878354595,602.66818344033595,408.41851771314202,575.21020308898596,518.72726494303595,433.97544782088301,495.26091025441002,612.88239428157999,940.04485165334904,1395.5588654400699,357.16558559445599,68.5577389989203,3.0884601434974202,1.0218789787488001,0,0,0,0,0,1.0218789787488001,0,0,0,0,2.0437579574975899,1.0309936973E-5,0,1.0218789787488001,1.0218789787488001,1.02188928868577,3.0656369362463902,4.0875262249321498,1.0218789787488001,2.0437579574975899,1.0218789787488001,0,4.82424188092E-4,1.0218789787488001,4.0875159149951799,1.0309936973E-5,1.0218789787488001,0,0,0,0,0,0,0,1.0218789787488001,0,0,0,0,0,0,0,0,1.0218789787488001,0,0,0,0,0,0,0,0,0,0,0,1,null,6381.0899417874389,12617.322270749997,17875.894629040056,11620.613852125531,7486.9016128357007,9803.2579720620015,7100.010013272391,5426.2126582010178,2841.8342151152106,3195.802586417065,2959.3314563402846,3603.8398908284835,3294.120243902802,3703.0473756477545,6819.1507787101691,3928.8538503368081,1471.0755594348354,761.74241616590655,3514.5924782855491,7452.7644458496643,7309.3823871864224,7995.1829090062929,5218.0188379734536,3536.1672936486643,4980.282281336009,4491.2419713146737,3757.444185987159,4288.0656892603902,5306.4554703511449,8139.0919236285627,12083.021220396093,3092.4093972719184,593.58629410813944,26.740491122500377,8.8476277788575146,0,0,0,0,0,8.8476277788575146,0,0,0,0,17.69525555771494,8.926544792248676E-5,0,8.8476277788575146,8.8476277788575146,8.8477170443054103,26.542883336572459,35.390600380877778,8.8476277788575146,17.69525555771494,8.8476277788575146,0,4.1769228416673448E-3,8.8476277788575146,35.390511115429881,8.926544792248676E-5,8.8476277788575146,0,0,0,0,0,0,0,8.8476277788575146,0,0,0,0,0,0,0,0,8.8476277788575146,0,0,0,0,0,0,0,0,0,0,0,8.6581953077170137]
[3,"SERVICE LINES","˂ = 11 kv ; commercial and industrial ; simple type",45.104067319924013,56.118708311210142,1.1611987177186347,56.118708311210142,7.4912421073684534,2,494.4375,810.78750000000002,999.5625,1024.3125,655.08749999999998,689.12209944647304,1454.8603438918999,2044.9191560865299,1415.6846843713099,1156.7064224389301,1248.13659931699,1277.43339007648,1407.1996426001599,408.73166812747399,260.412310261811,262.05046708429597,264.43338234932702,284.75766966818298,237.35538146354901,384.96276231849203,559.987239391559,542.67558330138002,223.789426639477,231.10860257636,282.94361936031999,283.19555105240403,383.61226809886398,461.36102725066598,340.40967198210302,883.41919183456002,1027.3680871311799,1007.62952492573,729.47031513309696,906.49287300164099,926.78699666095599,1175.0671904763601,267.83037373056197,561.568857207777,840.21756585221306,854.67958420626201,586.46955439846704,901.486925781134,100.775193535536,103.522548115622,119.374467336538,96.513112964110206,97.231502892844503,99.189713640490993,100.69201668881399,129.22581355277501,149.344000752868,147.50257701947399,140.15167019958,125.797866619236,127.70193381394699,111.766573373196,0,0,0,0,0,0,0,0,0,0,0,0,0,0,0,0,0,0,0,0,0,0,0,0,0,0,0,0,0,0,0,0,0,0,0,null,574.14019099200743,941.48540534229755,1160.6906932796328,1189.4303615431691,760.68676499350613,800.207698228818,1689.381965786966,2374.5575018859513,1643.8912401858752,1343.1660145129949,1449.3346186645861,1483.3540145277771,1634.0384205614266,474.61868892062137,302.39044075416217,304.29266635585378,307.05970450603996,330.66024087924063,275.61676459909052,447.01826597365647,650.25646432027645,630.15419146677459,259.86399525274913,268.36301296541478,328.55376798787302,328.84631074567369,445.45007381753794,535.73183324882541,395.28327460463908,1025.8252327663236,1192.9785054017727,1170.0581122791948,847.0599945463606,1052.6183617505867,1076.1838721210067,1364.4865148143881,311.00428654203125,652.09303690038973,975.65956007226237,992.45283724060732,681.007694548519,1046.8054622571667,117.02002551131166,120.21025012682593,138.61747839953298,112.07090301695851,112.90509648102676,115.17896829021672,116.92344066355417,150.0568489936297,173.41806217320112,171.27980329520736,162.74393972187727,146.07632140999669,148.2873217949452,129.78320168476088,0,0,0,0,0,0,0,0,0,0,0,0,0,0,0,0,0,0,0,0,0,0,0,0,0,0,0,0,0,0,0,0,0,0,0]
[3,"SERVICE LINES","˂ = 11 kv ; residential ; simple type",44.601216498806963,59.588154241786384,1.1802578332617562,59.588154241786384,7.7193363861012294,2,3900.5625,6396.2124999999996,7885.4375,8080.6875,5167.9125000000004,5436.4076734110604,11477.231601813901,16132.140009127101,11168.179176707001,9125.1284436849201,9846.4109501673793,10077.530077269999,11101.2416249568,3224.43871522785,2054.3637809542802,2067.2870181094399,2086.08557186691,2246.42161627122,1872.47023154577,3036.9284582903201,4417.6771107556297,4281.1073793775504,1765.44992126699,1823.1900869912799,2232.11077495363,2234.0982360800699,3026.27455944659,3639.62588164414,2685.4540789699199,6969.1958466948599,8104.7926873681699,7949.0773633030103,5754.7102638277602,7151.2215536796102,7311.3196403253196,9269.9745026468408,2112.88405942999,4430.1543179724604,6628.3830195007904,6742.4722754049499,4626.5931513656797,7111.7301922733895,795.00430455812102,816.67787957879204,941.73190898824203,761.38122449464595,767.04852282132902,782.49662983053997,794.34813165620096,1019.44808469412,1178.1582281615199,1163.63144093141,1105.6409537966899,992.40539221842005,1007.42636675447,881.71407883298696,0,0,0,0,0,0,0,0,0,0,0,0,0,0,0,0,0,0,0,0,0,0,0,0,0,0,0,0,0,0,0,0,0,0,0,null,4603.6694447520586,7549.1799063317603,9306.8493780709996,9537.2947200153576,6099.4692097363459,6416.3627413477234,13546.09250220023,19040.084613047638,13181.330956579268,10770.004325178785,11621.30365344938,11894.083813628868,13102.32738678673,3805.6690515201431,2424.6789448405279,2439.9316967240043,2462.1188370502505,2651.3567094126424,2209.9976583313496,3584.3586019526988,5213.9980147904944,5052.8105195450626,2083.6860988067156,2151.8343816966408,2634.4662268469906,2636.8119434097748,3571.7842543876081,4295.6969569527218,3169.5282125689828,8225.4479895969052,9565.7450562288814,9381.960825242084,6792.0418670345416,8440.2852561206655,8629.2422769744844,10940.960020885686,2493.7479619161436,5228.724336345389,7823.2009806250198,7957.8557185969094,5460.572808214537,8393.6752674748041,938.31005793153724,963.8904646244705,1111.48646241592,898.62615430823359,905.31502755173256,923.54777685841952,937.53560472407196,1203.2115875639292,1390.5304776094251,1373.3851231889612,1304.9413964935427,1171.2942379369956,1189.0228607963941,1040.6499482398065,0,0,0,0,0,0,0,0,0,0,0,0,0,0,0,0,0,0,0,0,0,0,0,0,0,0,0,0,0,0,0,0,0,0,0]
[4,"SWITCHGEAR","˂ = 11 kv ; circuit breaker",78.360754575381634,57.04917100876996,258.47474996040233,78.360754575381634,8.8521610116051122,2,0,0,0,0,4.9806762371300002E-4,6.1501390176089004,0,2.0249033811856498,0,0,0,0,5.0046339202965001E-2,13.325301204819301,0,2.4903381185652999E-2,0,0,0,0,0,0,0,0,0,0,5.1042474450391E-2,0,0,0,0,2.5521237225195E-2,0,2.5521237225195E-2,0,0,1.0255212372252001,0,0,0,0,0,0,0,10.2301892026505,1.9922704948520001E-3,0,0,4.1521312881037504,0,0,0,0,0,0,0,0,0,5.0046339202965001E-2,0,0,0,6.1531274233511803,0,0,0,0,0,0,0.12511584800741399,11.250231696014801,0,0,0,0,0,0,0,0,0,2.0510424744503899,0,0,11.282725879972,0,0,0,0,0,0,0,null,0,0,0,0,0.12873790450258943,1589.655644798175,0,523.3863951459341,0,0,0,0,12.935715011919859,3444.2538970627165,0,6.4368952251302467,0,0,0,0,0,0,0,0,0,0,13.193190820925038,0,0,0,0,6.5965954104623901,0,6.5965954104623901,0,0,265.07134537086603,0,0,0,0,0,0,0,2644.2455962026957,0.51495161801035771,0,0,1073.2210964953802,0,0,0,0,0,0,0,0,0,12.935715011919859,0,0,0,1590.428072225191,0,0,0,0,0,0,32.339287529800032,2907.9008246240187,0,0,0,0,0,0,0,0,0,530.14269074172944,0,0,2916.299750697523,0,0,0,0,0,0,0]
[4,"SWITCHGEAR","˂ = 11 kv ; fuse",45.969854182305447,48.067773765718812,1.5332172170207623,48.067773765718812,6.9330926552094203,2,3,15.6937119675456,81.855221722905199,75.387807425319295,110.881613888825,7.0279381922262703,5.3485047190722099,4.7193420835515898,1.88779906513533,0,4.7193420835515898,0,0,0.62916263552062501,1.88779906513533,0.94374395328093696,0.94374395328093696,0,0,0.94374395328093696,0,0,0.94374395328093696,2.83154301841626,1.88779906513533,1.88779906513533,1.88779906513533,0.62916263552062501,3.1461243361765798,6.2925598309266002,27.686889865788899,2.83154301841626,52.227344236827797,1.88779906513533,9.1241028493428704,3.4607056539368899,2.83154301841626,5.6630860368325298,3.7755981302706498,0.94374395328093696,0.94374395328093696,3.7755981302706498,3.7755981302706498,0.94374395328093696,0.94374395328093696,0,2.83154301841626,0,0,0,0,0,0,0,0,0,0,0,0,0,0,0,0,0,0,0,0,0,0,0,0,0,0,0,0,0,0,0,0,0,0,0,0,0,0,0,0,0,0,0,5.9776673545928398,null,4.5996516510622865,24.061869387605697,125.50183524861016,115.58588429794521,170.00559946539497,10.77535583647909,8.2004195205983077,7.2357765355119348,2.8944060289411873,0,7.2357765355119348,0,0,0.96464298508638091,2.8944060289411873,1.4469644776295705,1.4469644776295705,0,0,1.4469644776295705,0,0,1.4469644776295705,4.3413705065707475,2.8944060289411873,2.8944060289411873,2.8944060289411873,0.96464298508638091,4.8236919991139491,9.6478610719099205,42.450016227985202,4.3413705065707475,80.075863383174465,2.8944060289411873,13.989231578480684,5.3060134916571355,4.3413705065707475,8.6827410131415093,5.7888120578823594,1.4469644776295705,1.4469644776295705,5.7888120578823594,5.7888120578823594,1.4469644776295705,1.4469644776295705,0,4.3413705065707475,0,0,0,0,0,0,0,0,0,0,0,0,0,0,0,0,0,0,0,0,0,0,0,0,0,0,0,0,0,0,0,0,0,0,0,0,0,0,0,0,0,0,0,9.1650625056846966]
[4,"SWITCHGEAR","˂ = 11 kv ; switch",102.63300322138431,63.648183587051193,12.402637532530369,102.63300322138431,10.130794797121514,2,381,647.18560518398499,931.680102910605,575.35399935038402,385.57718120805401,115.145620399131,33.911157804286702,2.6662809534829899,16.282358052075899,10.9976857208979,2.6662809534829899,40.243719711252602,170.461167009408,22.6616523952789,3.3325619069659802,16.282358052075899,4.9988428604489696,1.6662809534829901,1,1.6662809534829901,1,1.6662809534829901,1,1,1,0,3.3325619069659802,0,0,20.3290904883129,2.3325619069659802,0,3.3325619069659802,3.9988428604489701,5.9988428604489696,10.331404767415,42.528392042430603,4.6662809534829899,0.66628095348298999,4.3325619069659798,0,27.2460339903547,4.6662809534829899,1,0,0,40.862111088947699,45.860953949396603,1,0,0,0,149.846247050366,21.280043772973901,1,1,0,27.2460339903547,0,0,0,0,0,0,0,0,0,0,326.92464829791902,6.3325619069659798,0,0,0,0,0,0,0,0,0,0,0,504.00304954547101,30.3290904883129,0,0,0,0,0,0,0,68.108145079302403,null,4725.4048998940707,8026.8084773682731,11555.290612670826,7135.9071068345265,4782.1740193382739,1428.1093932687565,420.58779855500637,33.068916225938985,201.94418509477461,136.40030969298161,33.068916225938985,499.12826853941374,2114.1680677898112,281.06426054684283,41.332557386817243,201.94418509477461,61.998836080225857,20.666278693408621,12.402637532530369,20.666278693408621,12.402637532530369,20.666278693408621,12.402637532530369,12.402637532530369,12.402637532530369,0,41.332557386817243,0,0,252.1343406925557,28.929919854286876,0,41.332557386817243,49.596198547695494,74.40147361275622,128.13666853210447,527.46423134361567,57.874191290999725,8.2636411608782527,53.735194919347606,0,337.92268378137135,57.874191290999725,12.402637532530369,0,0,506.79795265020812,568.79678873043315,12.402637532530369,0,0,0,1858.4886877756874,263.92866959257526,12.402637532530369,12.402637532530369,0,337.92268378137135,0,0,0,0,0,0,0,0,0,0,4054.7279132890608,78.540469984408347,0,0,0,0,0,0,0,0,0,0,0,6250.9671388024217,376.16071601785939,0,0,0,0,0,0,0,844.72063643157958]
[4,"SWITCHGEAR","> 11 kv & < = 22 kv ; circuit breaker",57.714297813394928,53.173598671948682,183.22153714633691,57.714297813394928,7.5969926821996427,2,67,176.72215272531699,144.50494254521101,56.562977056602499,243.49031283100999,211.21202428664901,165.09363837832399,168.833205331274,56.447412417006397,84.325077516281596,24.1881866170521,23.320915018248598,47.967709551441601,19.354618346707799,56.628214675012799,13.1029338854805,23.079158730043201,10.8602903179276,47.575251783126497,10.159796664591401,20.4303632575309,44.933952953896203,1.83694329174043,19.318868720905499,4.6833091956908,2.85846639411964,10.616641702987099,4.9809455906793296,4.6077171306387603,6.4975663362621097,23.196073608600699,5.0337945265588004,35.062909301177399,9.9651482818043604,10.349584158161701,8.8312735154889008,20.304395083568199,6.5322652086867397,50.489014457725702,1.4937596954598,8.0572999369956904,44.882529095800599,2.5663028842161899,47.372634035478299,1.5631960081960901,1.31781956715218,1.13591763447275,1.2656396051445999,0.57866239918664797,4.79352410617396,22.194128733560198,9.5977517942981905,10.875238981192901,7.2274142091509503,15.634508449959901,14.676258769898199,3.5615271425678898,17.050868262327199,11.1278941428906,4.7406751702944803,0,5.7078954505717698,8.6966603345969996E-3,2.39241372291968,2.3529442644780501,1.1764721322390199,1.3379477437841E-2,2.0069216156759998E-3,5.6862779110826003E-2,0,0.56018919482410701,0,0,0,0,0,0,1.337947743784E-3,0,8.6966603345969996E-3,0,0,0,0.176472132239024,0,0,0,0,0,0,6.87103063820354,null,12275.842988804574,32379.304470142291,26476.417698376659,10363.555601883698,44612.669397140089,38698.591753589273,30248.710196758002,30933.879402139148,10342.381670977136,15450.170322517128,4431.7967327587412,4272.8938973026015,8788.7174774041578,3546.182924364497,10375.508538608599,2400.7396876245621,4228.5989385628163,1989.8390859061749,8716.810761828443,1861.4935619806631,3743.2825605028547,8232.8679302740493,336.56757356333361,3539.6328229725932,858.08310976604321,523.73260661174731,1945.1974121532003,912.6165075665358,844.23301541114256,1190.4940918402365,4250.0202623273981,922.2995708349207,6424.2801389843171,1825.8297860833732,1896.266718283764,1618.079508467611,3720.2024780378915,1196.8516725831216,9250.6748379481305,273.68894752938866,1476.270879705434,8223.4459719477763,470.20195922916821,8679.686826651212,286.41117548270552,241.45292677514277,208.1245750597281,231.89243392787651,106.02341426776486,878.27685508121363,4066.4423821865835,1758.5148369003277,1992.5780029679263,1324.217940993914,2864.5786707290463,2689.0066913781557,652.54847764968974,3124.0862927032799,2038.8698700621351,868.59379181282713,0,1045.809378324343,1.5934154745444389,438.34171980333434,431.11006495732545,215.55503247866179,2.4514084223759616,0.36771126335636667,10.418485795098157,0,102.63872536844168,0,0,0,0,0,0,0.24514084223757782,0,1.5934154745444389,0,0,0,32.333495332325619,0,0,0,0,0,0,1258.9207953112289]
[4,"SWITCHGEAR","> 11 kv & < = 22 kv ; switch",83.501864096178707,53.841963028112808,3.1752461568079391,83.501864096178707,9.1379354394840586,2,5329,17360.5333411721,27824.287016510101,12703.1309114224,15315.3068427364,5438.1413396649796,3915.9607100034,3152.5731953283798,2925.2392346738002,2597.3670939960002,3379.4092858905801,4575.65828849834,1715.8879276514999,2118.8243731499101,1729.80785668155,1390.1311806509,909.78061630016998,804.18813569412396,1804.5711664426201,1508.41507731398,1289.81622731076,1611.4867219734101,956.00762040939696,1206.8054626991,1602.62603967359,2382.8164640317,2534.4487521105598,2361.8073044499702,3356.1117028920298,4683.1212392961297,14615.7683152269,2575.7834979853101,12182.870046644701,1718.04064184812,1952.09890258466,917.88733669751605,1393.99495987368,1130.1223597401899,1780.02136336481,525.658183391536,824.73114519791795,1338.3654346389999,806.16279178719799,508.81310680029401,311.45052567664698,210.37527090454,1507.4229231802999,137.873997893004,794.86082946951603,343.29828590791499,462.46456689326902,409.07952271672798,477.263825183682,363.04478358454901,309.98374660289898,802.021286633101,227.39967820690501,83.156787572534199,39.051690027467401,55.787623704969803,20.961701219996101,4.7105267751708402,13.446905926242399,58.857814352685402,8.1117821657567699,4.1792260596987099,17.472758302143198,5.6209137453214799,74.259222784108701,38.123861149378598,43.276957124778797,21.051314249845401,2.0896130298493598,0,0,2.0896130298493598,4.1792260596987099,2.7472758302143201,0,11.357292896393099,2.1117821657567699,1,22.6545633504441,2.0896130298493598,0,6.2688390895480701,3.0896130298493598,0,0,0,8973.1350260656509,null,16920.886769629509,55123.966771692802,88348.960415094742,40335.567605922108,48629.869192733087,17267.437388949602,12434.139194649184,10010.195922522162,9288.3546376417817,8247.2798830302054,10730.456347305126,14528.841395420746,5448.3665477885643,6727.7889477952431,5492.5657489442701,4414.0086888206533,2888.7774054454731,2553.4952872133085,5729.957660933349,4789.5891771123652,4095.4840187570062,5116.8670206930947,3035.5595225840407,3831.9044074501439,5088.7321732738947,7566.0288197953378,8047.4986597657316,7499.3195665756857,10656.480786426066,14870.062716940669,46408.662171719465,8178.7466527471661,38683.611294499147,5455.2019452680879,6198.3945381409367,2914.5182382314624,4426.2771389485397,3588.4166794877574,5652.005993060141,1669.0941266086174,2618.7243991894993,4249.6397027420717,2559.7653063838593,1615.606861901141,988.93208469058561,667.99327042706966,4786.4388435124365,437.78388193350685,2523.8787939702515,1090.0565629678601,1468.4388386877006,1298.9281823351166,1515.4301266979423,1152.7565538260092,984.27470007378099,2546.6150080599123,722.0499542858372,264.04327015218342,123.99872867657079,177.13943776665286,66.558561238948911,14.957082039402104,42.69723636325908,186.88804882147949,25.756905146682364,13.270071484489915,55.480308647714203,17.847784767580947,235.7913117527857,121.0526435972439,137.41499178879585,66.843104667577819,6.6350357422449733,0,0,6.6350357422449733,13.270071484489915,8.72327702157936,0,36.062200621014298,6.7054282058347301,3.1752461568079391,71.93381521265961,6.6350357422449733,0,19.905107226734888,9.8102818990529119,0,0,0,28491.912506033663]
[4,"SWITCHGEAR","> 33 kv & < = 66 kv ; circuit breaker",55.8336433568902,53.731730643926376,765.99166278535188,55.8336433568902,7.4721913356718987,2,8,2.01129943502825,5.0282485875706202,5.0282485875706202,5.0282485875706202,10.0564971751412,2.01129943502825,0,6.0338983050847501,11.062146892655401,7.0395480225988702,5.0282485875706202,4.0225988700565001,2.01129943502825,11.0677966101695,2.01129943502825,3.0169491525423702,0,7.0395480225988702,1.0056497175141199,8.0451977401130002,0,0,1.0056497175141199,0,0,0,0,0,0,0,0,1.0056497175141199,2.01129943502825,1.0056497175141199,0,2.01129943502825,12.0677966101695,4.0225988700565001,0,0,2.01129943502825,6.0395480225988702,0,2.01129943502825,0,0,0,0,0,5.0451977401129904,0,7.0395480225988702,11.062146892655401,2.01129943502825,5.6497175141239997E-3,8.0451977401130002,4.0225988700565001,0,1.0169491525423699,0,0,0,0,0,1.0056497175141199,0,0,0,0,0,0,1.0056497175141199,0,0,0,0,0,0,0,0,0,0,0,0,0,0,0,0,0,0,null,6127.933302282815,1540.638598596528,3851.5964964913164,3851.5964964913164,3851.5964964913164,7703.192992982601,1540.638598596528,0,4621.9157957895841,8473.5122922809242,5392.2350950878445,3851.5964964913164,3081.2771971930561,1540.638598596528,8477.8399287938173,1540.638598596528,2310.9578978947884,0,5392.2350950878445,770.31929929826015,6162.5543943861121,0,0,770.31929929826015,0,0,0,0,0,0,0,0,770.31929929826015,1540.638598596528,770.31929929826015,0,1540.638598596528,9243.8315915791682,3081.2771971930561,0,0,1540.638598596528,4626.2434323024927,0,1540.638598596528,0,0,0,0,0,3864.5794060300491,0,5392.2350950878445,8473.5122922809242,1540.638598596528,4.3276365129113676,6162.5543943861121,3081.2771971930561,0,778.97457232408442,0,0,0,0,0,770.31929929826015,0,0,0,0,0,0,770.31929929826015,0,0,0,0,0,0,0,0,0,0,0,0,0,0,0,0,0,0]
[4,"SWITCHGEAR","> 33 kv & < = 66 kv ; switch",71.570663856209947,59.876129986256885,1.2058379895656841,71.570663856209947,8.4599446721719129,2,55,23.4520123839009,23.866873065015501,8.6222910216718294,19.175438596491201,54.558307533539697,6.4148606811145497,6.4148606811145497,33.1434468524252,49.042311661506702,27.7977296181631,15.6914344685242,15.1062951496388,19.7605779153767,27.7977296181631,11.7605779153767,20.4520123839009,3.0691434468524199,62.010319917440697,0,42.765737874096999,3.2074303405572802,0,11.7605779153767,0,0,1,0,0,0,0,5.4148606811145497,9.6222910216718294,3.13828689370485,5.4148606811145497,20.244582043343701,12.829721362229099,29.936016511867901,31.005159958720299,3.0691434468524199,44.042311661506702,22.244582043343701,20.244582043343701,20.037151702786399,0,0,0,0,0,52.425180598555201,9.6222910216718294,24.590299277605801,39.696594427244598,39.558307533539697,11.1062951496388,54.5954592363261,19.659442724458199,0,17.7977296181631,0,2.13828689370485,4.2765737874097001,0,0,0,0,0,0,4.2765737874097001,22.659442724458199,0,5.3457172342621302,1.0691434468524299,0,0,0,0,0,0,0,0,0,6.9143446852425003E-2,0,0,0,0,0,0,0,0,null,66.321089426112621,28.279327464272587,28.779582233937667,10.397086071023008,23.122472326233172,65.788479870349832,7.7352827070591239,7.7352827070591239,39.965627319805506,59.137082497564947,33.519558397256262,18.921327792926899,18.215744573026296,23.828055546133896,33.519558397256262,14.181351629608425,24.661813495575537,3.7008897636412161,74.774399501571594,0,51.568551380394162,3.8676413535295682,0,14.181351629608425,0,0,1.2058379895656841,0,0,0,0,6.5294447174934396,11.602924060588691,3.7842655585853922,6.5294447174934396,24.411686110743119,15.470565414118248,36.097985966275914,37.387199750785733,3.7008897636412161,53.107892549736526,26.823362089874486,24.411686110743119,24.161558725910577,0,0,0,0,0,63.216274375579708,11.602924060588691,29.651917043726673,47.867661616752969,47.700910026864562,13.39239261476356,65.83327880494673,23.706102890842391,0,21.461178501599424,0,2.5784275690197078,5.1568551380394156,0,0,0,0,0,0,5.1568551380394156,27.323616859539442,0,6.4460689225492764,1.2892137845098599,0,0,0,0,0,0,0,0,0,8.3375794944169898E-2,0,0,0,0,0,0,0,0]
["","TRANSFORMERS","ground outdoor / indoor chamber mounted ; ˂ 22 kv ; < = 60 kva ; multiple phase",60.601463663489824,"",13.398009945914742,"","",2,0,0,0,0,0,0,0,0,0,0,0,0,0,0,0,0,0,0,0,0,0,1,0,0,0,0,0,0,0,0,0,0,0,0,0,0,0,0,0,0,0,0,0,0,0,0,0,0,0,0,0,0,0,0,0,0,0,1,0,0,0,0,0,0,0,0,0,0,0,0,0,0,0,0,0,0,0,0,0,0,0,0,0,0,0,0,0,0,0,0,0,null,0,0,0,0,0,0,0,0,0,0,0,0,0,0,0,0,0,0,0,0,0,13.398009945914742,0,0,0,0,0,0,0,0,0,0,0,0,0,0,0,0,0,0,0,0,0,0,0,0,0,0,0,0,0,0,0,0,0,0,0,13.398009945914742,0,0,0,0,0,0,0,0,0,0,0,0,0,0,0,0,0,0,0,0,0,0,0,0,0,0,0,0,0,0,0,0,0]
[5,"TRANSFORMERS","ground outdoor / indoor chamber mounted ; ˂ 22 kv ; > 60 kva and < = 600 kva ; multiple phase",60.601463663489824,66.545404372036302,25.900824545891364,66.545404372036302,8.157536660784082,2,5,7.11320754716981,1.01922999557469,4.07656491907907,4.07692932606769,6.1153939891015296,2.0388290700224601,8.15349424514676,6.1157583960901496,4.0772937330563099,2.0384646630338401,9.1730909836522994,8.15385865213538,10.192323315169199,6.1153939891015296,13.25002030972,6.1153939891015296,6.1153939891015296,6.1150295821129097,7.1346263206184499,6.1153939891015296,18.346546374293201,7.13426191362983,10.191958908180601,8.1730909836522994,11.211920053674801,17.327314042776301,7.1357195415843098,11.211555646686101,21.404607775832599,23.4427080318778,17.326949635787699,12.25002030972,12.2304235712144,10.211555646686101,7.1346263206184499,11.211555646686101,10.192323315169199,23.4427080318778,10.192323315169199,17.326220821810399,13.2692526412369,14.2884849727538,14.268888234248299,3.07692932606769,2.0384646630338401,4.07692932606769,5.0961616575846103,7.1349907276070699,6.1153939891015296,1.0192323315169201,1.0188679245283001,3.0576969945507702,2.0384646630338401,2.0384646630338401,0,0,0,0,0,0,0,0,1.0192323315169201,0,0,0,0,0,1.0192323315169201,0,0,0,0,0,0,1.0192323315169201,0,0,0,0,0,0,0,0,0,0,0,0,0,0,null,129.50412272945681,184.23794063775551,26.398897287289675,105.58639271900282,105.59583116047837,158.3937467407174,52.807354021714595,211.18222387948117,158.40318518219294,105.60526960195391,52.797915580239057,237.59062011107622,211.19166232095674,263.98957790119522,158.3937467407174,343.18645127155486,158.3937467407174,158.3937467407174,158.38430829924187,184.79270453083694,158.3937467407174,475.19067866362752,184.7832660893614,263.98013945972025,211.68979556518488,290.39797413279189,448.79172087350855,184.82101985526356,290.3885356913143,554.39699047546208,607.1854676142251,448.78228243203347,317.28562672566352,316.77805503995825,264.48771114542291,184.79270453083694,290.3885356913143,263.98957790119522,607.1854676142251,263.98957790119522,448.7634055490808,343.68458451578249,370.08354230590152,369.57597062019886,79.695006614587001,52.797915580239057,105.59583116047837,131.99478895059789,184.80214297231248,158.3937467407174,26.398957790119528,26.389519348643987,79.196873370358844,52.797915580239057,52.797915580239057,0,0,0,0,0,0,0,0,26.398957790119528,0,0,0,0,0,26.398957790119528,0,0,0,0,0,0,26.398957790119528,0,0,0,0,0,0,0,0,0,0,0,0,0,0]
[5,"TRANSFORMERS","ground outdoor / indoor chamber mounted ; ˂ 22 kv ; > 600 kva ; multiple phase",58.681078980594798,58.681078980594798,49.528268552848793,58.681078980594798,7.660357627460666,2,2,7.2232558139534904,10.3844011538872,5.1874226290110004,15.5732768260978,5.1943032159264897,11.4271918515617,20.771708394173601,16.618742832721999,9.3858541970867897,31.118977171551698,26.0032209124257,25.963259375333902,39.470374301079097,16.655952135047499,16.6173667153389,17.657328252430599,24.9660116101001,17.657328252430599,10.3858541970868,20.774460628939799,33.236109548060803,14.5401958759215,15.5801574130133,18.694537554756199,15.6173667153389,16.620118950105098,7.2728501727269501,4.1543416788347196,11.425815734178601,12.463025036504099,22.8488792335909,13.5016104562128,15.5829096477795,11.425815734178601,8.3100594750525296,5.1929270985434002,9.3858541970867897,5.1929270985434002,7.2700979379607498,6.2342647530182704,10.3872303144699,7.2687218205776603,7.2342647530182704,1.0385854197086799,2.0771708394173598,2.0771708394173598,1.0385854197086799,2.0771708394173598,1.0385854197086799,1.0385854197086799,1.0399615370917801,1.0385854197086799,1.0385854197086799,1.3761173830969999E-3,0,0,4.1283521492929999E-3,0,0,2.7522347661949999E-3,0,0,0,1.3761173830969999E-3,0,0,0,0,1.3761173830969999E-3,0,0,0,0,0,0,0,0,4.1283521492929999E-3,0,0,0,1.3761173830969999E-3,0,1.3761173830969999E-3,0,0,0,0,0,2.7522347661949999E-3,null,99.056537105697586,357.75535377941486,514.32140911023816,256.92406106678175,771.3174368908285,257.26484462333332,565.9690268290733,1028.7867516480937,823.09755802978623,464.86510727119753,1541.2690584425834,1287.8945085896739,1285.9152828488068,1954.8992982653069,824.94047034802782,823.02940131847583,874.53689561218698,1236.5233277185787,874.53689561218698,514.39337582404687,1028.9230650707145,1646.1269593482573,720.15072615366455,771.65822044738059,925.90807648328223,773.50113276562706,823.16571474109662,360.21167649945312,205.7573503296187,565.90087011776291,617.27205098885315,1131.6654268129,668.71138857125891,771.79453387000149,565.90087011776291,411.58285737054734,257.19668791202344,464.86510727119753,257.19668791202344,360.07536307683228,308.77233891704844,514.46153253535726,360.00720636552234,358.30060746989727,51.439337582404676,102.87867516480935,102.87867516480935,51.439337582404676,102.87867516480935,51.439337582404676,51.439337582404676,51.507494293715105,51.439337582404676,51.439337582404676,6.815671131027172E-2,0,0,0.20447013393091421,0,0,0.13631342262059296,0,0,0,6.815671131027172E-2,0,0,0,0,6.815671131027172E-2,0,0,0,0,0,0,0,0,0.20447013393091421,0,0,0,6.815671131027172E-2,0,6.815671131027172E-2,0,0,0,0,0,0.13631342262059296]
[5,"TRANSFORMERS","ground outdoor / indoor chamber mounted ; > = 22 kv & < = 33 kv ; < = 15 mva",58.681078980594798,63.467828545607446,49.528268552848793,63.467828545607446,7.9666698529314894,2,0,0,0,0,0,0,2,0,0,0,0,0,0,0,0,0,0,0,0,0,0,0,0,0,0,0,0,0,0,0,0,0,0,0,0,0,0,0,0,0,0,0,0,0,0,0,0,0,0,0,0,0,0,0,0,0,0,0,0,0,2,0,0,0,1,0,0,0,0,1,0,0,0,0,0,0,0,0,1,0,0,0,1,0,1,0,0,0,0,0,2,null,0,0,0,0,0,0,99.056537105697586,0,0,0,0,0,0,0,0,0,0,0,0,0,0,0,0,0,0,0,0,0,0,0,0,0,0,0,0,0,0,0,0,0,0,0,0,0,0,0,0,0,0,0,0,0,0,0,0,0,0,0,0,0,99.056537105697586,0,0,0,49.528268552848793,0,0,0,0,49.528268552848793,0,0,0,0,0,0,0,0,49.528268552848793,0,0,0,49.528268552848793,0,49.528268552848793,0,0,0,0,0,99.056537105697586]
[5,"TRANSFORMERS","ground outdoor / indoor chamber mounted ; > = 22 kv & < = 33 kv ; > 15 mva and < = 40 mva",58.681078980594798,50.025997098163948,49.528268552848793,58.681078980594798,7.660357627460666,2,0,0,0,0,0,0,0,0,0,0,0,0,0,0,0,0,0,0,0,0,0,0,0,0,0,0,0,0,0,0,0,0,0,0,0,0,0,0,0,0,0,0,0,0,0,0,0,0,0,0,0,0,0,0,1,0,0,1,0,0,0,0,0,0,0,0,0,0,0,0,0,0,0,0,0,0,0,0,0,0,0,0,0,0,0,0,0,0,0,0,0,null,0,0,0,0,0,0,0,0,0,0,0,0,0,0,0,0,0,0,0,0,0,0,0,0,0,0,0,0,0,0,0,0,0,0,0,0,0,0,0,0,0,0,0,0,0,0,0,0,0,0,0,0,0,0,49.528268552848793,0,0,49.528268552848793,0,0,0,0,0,0,0,0,0,0,0,0,0,0,0,0,0,0,0,0,0,0,0,0,0,0,0,0,0,0,0,0,0]
[5,"TRANSFORMERS","ground outdoor / indoor chamber mounted ; > 33 kv & < = 66 kv ; < = 15 mva",58.681078980594798,65.067227117613939,49.528268552848793,65.067227117613939,8.0664259196755754,2,6,0,4,0,1,2,0,0,1,2,0,0,0,0,0,0,0,0,0,0,1,1,0,0,0,0,0,0,0,0,0,0,0,0,0,0,3,0,0,0,1,1,2,3,2,0,0,0,0,0,0,3,2,2,1,1,1,7,0,3,0,0,0,0,0,0,0,2,0,3,3,0,1,1,0,0,0,0,0,0,0,0,0,2,0,0,0,0,0,0,0,null,297.16961131709274,0,198.11307421139517,0,49.528268552848793,99.056537105697586,0,0,49.528268552848793,99.056537105697586,0,0,0,0,0,0,0,0,0,0,49.528268552848793,49.528268552848793,0,0,0,0,0,0,0,0,0,0,0,0,0,0,148.58480565854637,0,0,0,49.528268552848793,49.528268552848793,99.056537105697586,148.58480565854637,99.056537105697586,0,0,0,0,0,0,148.58480565854637,99.056537105697586,99.056537105697586,49.528268552848793,49.528268552848793,49.528268552848793,346.69787986994157,0,148.58480565854637,0,0,0,0,0,0,0,99.056537105697586,0,148.58480565854637,148.58480565854637,0,49.528268552848793,49.528268552848793,0,0,0,0,0,0,0,0,0,99.056537105697586,0,0,0,0,0,0,0]
[5,"TRANSFORMERS","ground outdoor / indoor chamber mounted ; > 33 kv & < = 66 kv ; > 15 mva and < = 40 mva",56.776174575474336,56.71959963979068,1999.667128890871,56.776174575474336,7.5349966539789746,2,2,0,0,1,1,4,3,2,1,4,3,1,0,3,4,2,1,2,2,0,1,0,0,1,0,0,0,0,0,0,1,0,0,2,2,2,3,2,6,2,0,3,1,0,0,0,0,0,0,0,3,2,1,2,0,0,0,2,0,0,0,0,1,0,0,0,0,0,0,2,1,1,0,0,0,0,0,0,0,0,0,0,0,0,0,0,0,0,0,0,0,null,3999.3342577817421,0,0,1999.667128890871,1999.667128890871,7998.6685155634841,5999.0013866726131,3999.3342577817421,1999.667128890871,7998.6685155634841,5999.0013866726131,1999.667128890871,0,5999.0013866726131,7998.6685155634841,3999.3342577817421,1999.667128890871,3999.3342577817421,3999.3342577817421,0,1999.667128890871,0,0,1999.667128890871,0,0,0,0,0,0,1999.667128890871,0,0,3999.3342577817421,3999.3342577817421,3999.3342577817421,5999.0013866726131,3999.3342577817421,11998.002773345226,3999.3342577817421,0,5999.0013866726131,1999.667128890871,0,0,0,0,0,0,0,5999.0013866726131,3999.3342577817421,1999.667128890871,3999.3342577817421,0,0,0,3999.3342577817421,0,0,0,0,1999.667128890871,0,0,0,0,0,0,3999.3342577817421,1999.667128890871,1999.667128890871,0,0,0,0,0,0,0,0,0,0,0,0,0,0,0,0,0,0,0]
[null,"TRANSFORMERS","kiosk mounted ; < = 22 kv ; < = 60 kva ; multiple phase",21.86032267633097,"",41.225377908353877,"","",2,0,0,0,0,0,0,0,0,0,1,0,0,0,0,0,1,0,0,1,1,1,3,0,0,0,1,0,0,0,0,0,0,0,0,0,0,0,0,0,0,0,0,0,0,0,0,0,0,0,0,0,0,0,0,0,0,0,0,0,0,0,0,0,0,0,0,0,0,0,0,0,0,0,0,0,0,0,0,0,0,0,0,0,0,0,0,0,0,0,0,0,null,0,0,0,0,0,0,0,0,0,41.225377908353877,0,0,0,0,0,41.225377908353877,0,0,41.225377908353877,41.225377908353877,41.225377908353877,123.67613372506163,0,0,0,41.225377908353877,0,0,0,0,0,0,0,0,0,0,0,0,0,0,0,0,0,0,0,0,0,0,0,0,0,0,0,0,0,0,0,0,0,0,0,0,0,0,0,0,0,0,0,0,0,0,0,0,0,0,0,0,0,0,0,0,0,0,0,0,0,0,0,0,0]
[5,"TRANSFORMERS","kiosk mounted ; < = 22 kv ; < = 60 kva ; single phase",21.86032267633097,36.523992402274374,9.9972903054103028,36.523992402274374,6.043508285944049,2,2,1.01538461538462,1.01564102564103,1.01538461538462,1.01564102564103,4.0625641025641004,1.01564102564103,0,1.01564102564103,5.0779487179487202,1.01564102564103,2.0312820512820502,1,6.0938461538461501,3.04692307692308,2.0312820512820502,3.04692307692308,2.0312820512820502,3.04692307692308,5.0782051282051297,6.0935897435897397,6.0941025641025597,4.0625641025641004,1.01564102564103,2.0312820512820502,2.0312820512820502,1.01538461538462,0,0,0,0,0,0,0,0,0,0,0,0,0,0,0,0,0,0,0,0,0,0,0,0,0,0,0,0,0,0,0,0,0,0,0,0,0,0,0,0,0,0,0,0,0,0,0,0,0,0,0,0,0,0,0,0,0,0,0,0,0,0,0,0,null,19.994580610820606,10.151094771647431,10.153658179418047,10.151094771647431,10.153658179418047,40.614632717671988,10.153658179418047,0,10.153658179418047,50.765727489319417,10.153658179418047,20.307316358835994,9.9972903054103028,60.921949076507978,30.460974538254039,20.307316358835994,30.460974538254039,20.307316358835994,30.460974538254039,50.768290897090026,60.919385668737355,60.924512484278587,40.614632717671988,10.153658179418047,20.307316358835994,20.307316358835994,10.151094771647431,0,0,0,0,0,0,0,0,0,0,0,0,0,0,0,0,0,0,0,0,0,0,0,0,0,0,0,0,0,0,0,0,0,0,0,0,0,0,0,0,0,0,0,0,0,0,0,0,0,0,0,0,0,0,0,0,0,0,0,0,0,0,0,0]
[5,"TRANSFORMERS","kiosk mounted ; < = 22 kv ; > 60 kva and < = 600 kva ; multiple phase",44.233574976413465,51.555454284724931,43.963666597817671,51.555454284724931,7.1802126907721142,2,166,219.86485623003199,160.552398475692,153.40265033467099,103.653867533728,135.118746228775,112.799806410019,158.48465090376101,177.787670280567,185.963326121769,221.48843521626,182.91344087692801,107.70401826844299,110.73745209158599,106.67244287441601,60.989456809790198,69.162457752254795,34.558808407507399,62.036156176146399,78.2757592750241,50.813535478714201,36.604976794116197,26.4301174225353,22.3510461925306,26.446568844233202,45.716950867516701,25.398011048760601,35.573135910215299,40.638145127385798,44.733136799340798,50.796553077268797,53.859969355196803,29.4776132585128,33.525374584364101,28.477878748386502,17.286833444981401,6.0955226517025602,8.1273635356034095,10.159204419504301,11.191045303405099,18.286567955107699,17.270913003031001,23.366170164859799,11.1751248614547,0,0,0,0,0,1.01592044195043,0,0,0,0,0,0,0,0,0,0,0,0,0,0,0,0,0,0,0,1.01592044195043,0,0,0,0,0,0,0,0,0,0,0,0,0,0,0,0,0,0,0,0,0,null,7297.9686552377334,9666.0652358742409,7058.4721180652932,6744.1429745350788,4557.0040738271755,5940.3155103169975,4959.0930813084524,6967.5663532044719,7816.197861417585,8175.6296690386898,9737.4437211199929,8041.5455309728968,4735.0635503990916,4868.4244236462937,4689.7117137055766,2681.3201451676168,3040.6352337057801,1519.3319308455136,2727.3368871382477,3441.2893834581937,2233.9493324425707,1609.2889955973772,1161.964870505514,982.6339429208374,1162.6881353241006,2009.8847858083157,1116.5896899954007,1563.9254869955607,1786.6018635341179,1966.6327121207876,2233.2027238073947,2367.8817357005491,1295.9439613966665,1473.8983907939335,1251.9919667071413,759.99258210716619,267.98152559889684,357.30870079852895,446.63587599816287,491.99938459997509,803.94457679669131,759.29266110516892,1027.2625147957706,491.29946359797782,0,0,0,0,0,44.663587599816282,0,0,0,0,0,0,0,0,0,0,0,0,0,0,0,0,0,0,0,44.663587599816282,0,0,0,0,0,0,0,0,0,0,0,0,0,0,0,0,0,0,0,0,0]
[null,"TRANSFORMERS","kiosk mounted ; < = 22 kv ; > 60 kva and < = 600 kva ; single phase",44.233574976413465,"",43.963666597817671,"","",2,0,0,0,0,0,0,0,0,0,0,0,0,0,0,0,0,0,0,0,0,0,0,0,0,0,0,0,0,0,0,0,0,0,1,0,0,0,0,0,0,0,0,0,0,0,0,0,0,0,0,0,0,0,0,0,0,0,0,0,0,0,0,0,0,0,0,0,0,0,0,0,0,0,0,0,0,0,0,0,0,0,0,0,0,0,0,0,0,0,0,0,null,0,0,0,0,0,0,0,0,0,0,0,0,0,0,0,0,0,0,0,0,0,0,0,0,0,0,0,0,0,0,0,0,0,43.963666597817671,0,0,0,0,0,0,0,0,0,0,0,0,0,0,0,0,0,0,0,0,0,0,0,0,0,0,0,0,0,0,0,0,0,0,0,0,0,0,0,0,0,0,0,0,0,0,0,0,0,0,0,0,0,0,0,0,0]
[5,"TRANSFORMERS","kiosk mounted ; < = 22 kv ; > 600 kva ; multiple phase",33.350762925056678,46.457247836110575,78.980067661691947,46.457247836110575,6.8159553868926235,2,2,27.2507836990596,23.297608347765099,22.280465615888801,26.3199245895171,23.295460025867499,20.256921761624,21.2697678497052,15.2055374092992,19.243768770414501,13.1669991450556,17.218383497380401,13.1669991450556,11.1416138720214,9.1156147927307796,10.128460880812,7.08992261656838,7.08992261656838,7.0902295196966003,10.128460880812,3.0385382642435901,1.0128460880812,1.0128460880812,3.0379244579871498,1.0128460880812,0,3.0385382642435901,0,3.0382313611153702,0,2.0256921761624,0,1.0128460880812,0,0,0,1.0128460880812,0,0,0,0,0,0,0,0,0,0,0,0,0,0,0,0,0,0,0,0,0,0,0,0,0,0,0,0,0,0,0,0,0,0,0,0,0,0,0,0,0,0,0,0,0,0,0,0,0,0,0,0,0,0,null,157.96013532338389,2152.268740385859,1840.0466836620867,1759.7126818768984,2078.7494249306901,1839.8770090532551,1599.8930513506634,1679.8877039181968,1200.934373418839,1519.8741595532917,1039.9304833779313,1359.9090936480641,1039.9304833779313,879.96541747269578,719.95187310779704,799.94652567533171,559.96256797273065,559.96256797273065,559.98680720256311,799.94652567533171,239.98395770259876,79.99465256753318,79.99465256753318,239.93547924293392,79.99465256753318,0,239.98395770259876,0,239.95971847276635,0,159.98930513506636,0,79.99465256753318,0,0,0,79.99465256753318,0,0,0,0,0,0,0,0,0,0,0,0,0,0,0,0,0,0,0,0,0,0,0,0,0,0,0,0,0,0,0,0,0,0,0,0,0,0,0,0,0,0,0,0,0,0,0,0,0,0,0,0,0,0]
[5,"TRANSFORMERS","pole mounted ; < = 22 kv ; < = 60 kva ; multiple phase",46.309030541843022,57.378578874311842,6.0034732841041958,57.378578874311842,7.5748649409947797,2,41,41.679796696315101,30.573502952808902,42.789958846741101,48.988407994946002,31.615921531190001,36.735912079171797,34.713802894164999,43.857437725584902,54.073006988894598,72.388760262826295,76.526638475128607,69.409718124009601,69.367418627035207,77.530476221206996,82.629892682613402,74.487025400409195,85.687777196261095,146.95769823492901,185.66919848144701,210.12474884072,168.318053653482,154.00867480563599,138.710809196025,142.76946125888799,180.60287092642699,168.322509206528,156.051358077218,160.13173555047999,228.518576940267,259.151234811954,167.35114255986801,142.83502126469301,145.91271231569999,149.89444087677199,131.61638180451999,126.51734911772201,134.61599802991199,169.369030224189,119.418700205531,100.98525903126399,93.843159298276007,70.409718124009601,72.407031701754605,32.634960519334001,35.7126515703415,58.110317415967003,37.736295853779602,39.773606280852,51.032626364959498,33.674573594053498,56.128588854895298,32.714186668772903,24.4959309832083,28.594579895399001,21.415553509945902,15.3184396961866,19.376324209834401,10.198065373597,5.0990326867985196,2.0399968493272498,8.1584522988776307,2.0392293001115598,0,1.0198065373597001,0,0,0,0,5.0990326867985196,0,0,1.0198065373597001,0,0,0,0,0,0,0,0,1.0198065373597001,0,0,0,0,0,0,0,0,1.0198065373597001,null,246.14240464827202,250.22354595322204,183.547208178669,256.8883747643282,294.10059862845469,189.80534026483377,220.5430667345085,208.40338826477847,263.29695569481243,324.6258528490082,434.58398830730107,459.42562960773483,416.69938841469445,416.4454445146776,465.45214269789182,496.06635318846634,447.18086700374721,514.42428117202621,882.25661524684267,1114.6600727644066,1261.4783159943665,1010.4929383410957,924.58696471592657,832.74663722481068,857.11264645368306,1084.2445106393227,1010.5196871347733,936.85015916475572,961.34659631454474,1371.9051715824021,1555.807514736179,1004.6881134224802,857.50623419703925,875.98307019848619,899.88727123943659,790.15543191389338,759.54352540392756,808.16354778559969,1016.8024481055547,716.92697630635359,606.26230468253539,563.38489974313427,422.70286169879864,434.69368040276936,195.92311360561686,214.39994960706696,348.86373813757268,226.54884399921778,238.77978271957383,306.37300899970575,202.16440292550078,336.96648366483242,196.39874567717575,147.06066722695127,171.66679647221085,128.56770336126405,91.963843470217441,116.32524473788217,61.223813019937666,30.61190650996895,12.247066584592876,48.979050415950319,12.242458623382246,0,6.1223813019937667,0,0,0,0,30.61190650996895,0,0,6.1223813019937667,0,0,0,0,0,0,0,0,6.1223813019937667,0,0,0,0,0,0,0,0,6.1223813019937667]
[5,"TRANSFORMERS","pole mounted ; < = 22 kv ; < = 60 kva ; single phase",55.251752298459252,55.251752298459252,5.2410068118282505,55.251752298459252,7.4331522450747132,2,431,477.33079157588998,432.47674183772602,368.33640021063297,384.01911386822599,422.369552394435,441.25949270155598,445.16111990521199,499.02199519693897,567.32144415281095,610.59558925340605,571.39319114234195,553.79952518524601,520.88993354122397,621.07932280421699,592.21369638192004,672.86147663650104,633.40102829611305,502.01390346997999,570.31219646485795,682.37183599412504,693.70976364388605,552.83886656299399,513.42353940532496,564.33069184076396,752.46066782538003,748.42128774368496,859.15459793707998,815.69761747967402,1042.45696692561,1251.82979965609,1131.5398916653,1224.47234795602,1234.6818091196401,1209.2432354555001,1116.8501648338499,869.601302032131,1003.0509261598399,1400.57685409482,1076.4765296798601,1035.1966047743001,871.79569699888305,820.96957794487503,804.675615516839,356.15691662496499,313.60271933220997,327.12117041679301,366.40340724434702,353.10482097233398,343.822456858186,332.577122199798,407.10803428212898,590.02157463320998,414.32211928972799,366.58971048414003,434.97366070442598,321.94873870893002,282.63062838661102,192.611358909492,135.76323789264799,86.994955592294602,82.8526175742265,67.330698606661201,26.904967800045,25.8690943052794,9.3483312987082599,11.3830488324797,2.0694350675428201,3.10415260131423,31.040370052148202,1.0347175337714101,3.10415260131423,4.1388701350856403,0,1.0370294557597199,0,0,0,0,1.0347175337714101,3.10415260131423,1.0347175337714101,0,2.0694350675428201,0,0,0,0,0,0,3.1041526013142304,null,2258.873935897976,2501.69393014461,2266.6135499288098,1930.4535825482239,2012.646791655621,2213.6417012080828,2312.644007032733,2333.0924617843084,2615.3776760792816,2973.3355533011227,3200.1356425493855,2994.6756070092956,2902.4670838831253,2729.9876899023193,3255.0809615025782,3103.7960167956303,3526.4715824687173,3319.659103918947,2631.0582877186548,2989.0101065410518,3576.3154406449589,3635.7375966893724,2897.4322655000606,2690.8562673762781,2957.6610000611931,3943.6514857056513,3922.4810671819241,4502.835100201798,4275.0767696030462,5463.5240646949396,6560.8485072471622,5930.4082800732385,6417.4679165328325,6470.9757720364614,6337.6520341795085,5853.419321685712,4557.5863475251144,5256.9967366143565,7340.4328327999328,5641.8208248253823,5425.4724572035839,4569.0871864937035,4302.7071503128536,4217.3103822358435,1866.6208261111879,1643.5939882279754,1714.4442824476421,1920.3227532447033,1850.6247720053973,1801.9758384532777,1743.0389629073777,2133.6559808226471,3092.3070917782838,2171.4650494885814,1921.299169793524,2279.6999187177666,1687.3355326330159,1481.2690486055274,1009.4774440801435,711.53605459122741,455.94115485391217,434.2311330843221,352.88065004266628,141.00911951205558,135.58009946979675,48.994668015757227,59.658636470399721,10.845923285628176,16.268884928442262,162.68279088497835,5.4229616428140881,16.268884928442262,21.691846571256352,0,5.4350784417032356,0,0,0,0,5.4229616428140881,16.268884928442262,5.4229616428140881,0,10.845923285628176,0,0,0,0,0,0,16.268884928442265]
[5,"TRANSFORMERS","pole mounted ; < = 22 kv ; > 60 kva and < = 600 kva ; multiple phase",53.615496762442092,54.872455898030239,18.434556021236997,54.872455898030239,7.4075944744586444,2,336,370.21152419421298,420.59955416195402,328.14283358058702,280.428118033175,349.54391599808503,364.87610428087601,353.65232376317999,483.68028747103199,669.62556709826197,499.908195388732,407.49995351321002,410.59777574222397,347.57153613275102,343.50675125090902,279.49806216502299,319.07751462660298,269.24253411265499,210.41064914871001,202.25087962535599,188.02632522015799,153.43473944749601,147.35575755457,114.809342440161,122.999827648185,115.905874856674,121.95517291493201,135.16114494654099,119.938654241346,223.57016070956499,254.05101705462999,223.538671137394,196.2041611921,219.55364203597901,204.34741204186901,155.529208164007,177.85081091071899,204.267656261442,269.32435359308403,192.09007825200001,202.269977923944,202.23668261427201,231.749802419009,206.414776548714,85.425792399109696,74.186267095327906,56.898217620789197,64.057729181643495,61.993718187301603,43.721671461348301,37.593391510164203,34.545383264407697,45.736900322433101,33.528348665821298,31.496601131150499,15.240815116283001,19.304826110625001,12.208809619112101,14.239783266282,18.288565399539198,6.09601649151291,10.160027485854901,2.0322634596712201,4.06401099434194,2.03200549717097,2.0480082457564599,0,3.0477502832562098,0,5.0800137429274299,0,0,1.0160027485854899,0,0,1.0160027485854899,0,0,0,0,0,0,1.01574478608524,1.0160027485854899,0,0,0,0,0,0,0,null,6194.0108231356307,6824.6850824657549,7753.5660437058459,6049.1674486087804,5169.5678518126251,6443.6869013492569,6726.3289851765212,6519.4235744529851,8916.4313557527548,12344.250029925504,9215.5856333690699,7512.0807216907424,7569.1876991153331,6407.326954226598,6332.3944496080039,5152.4226848082972,5882.0523185011798,4963.3665783995521,3878.826899196737,3728.4051707980852,3466.1818257383293,2828.5012999487676,2716.4379676915378,2116.4592549745303,2267.4472133829618,2136.6733432358415,2248.1894671799591,2491.6356984115437,2211.0158407238673,4121.416652277434,4683.3177061458127,4120.8361559951636,3616.9366010955814,4047.3739137788689,3767.0538150806337,2867.1119008380174,3278.6007371560772,3765.5835526783349,4964.8748841951492,3541.0953086602926,3728.7572394533163,3728.1434552019236,4272.204715603827,3805.1647618983848,1574.7865556399493,1367.5908967752732,1048.8933802389724,1180.875797192235,1142.8266708885903,805.98960189634408,693.01748182241727,636.82880306282664,843.13945123162546,618.08022177964949,580.62585803075046,280.9576600704346,355.87589841655529,225.06398487613913,262.50408235254866,337.14158340586192,112.37735751917934,187.29559586529984,37.463874597222024,74.918238346119566,37.459119173059783,37.75412273835277,0,56.183923335427522,0,93.647797932649553,0,0,18.72955958652998,0,0,18.72955958652998,0,0,0,0,0,0,18.724804162367747,18.72955958652998,0,0,0,0,0,0,0]
[5,"TRANSFORMERS","pole mounted ; < = 22 kv ; > 60 kva and < = 600 kva ; single phase",59.442915248687292,46.467442884159823,18.434556021236997,59.442915248687292,7.7099231674957238,2,16,20.963671128107102,8.4465946913365606,5.2811687166514503,12.6667155446571,16.897043434849198,32.745942501674399,17.961366553485799,17.9559736366149,9.50880014840806,18.036475505864299,15.7818794897532,19.073834040146401,15.8515955252607,9.5114966068435098,9.50880014840806,15.840809691518899,11.6640190862217,9.5034072315371603,5.28656163352235,10.5650338917384,11.6266605519395,10.5758197254802,5.3616705859008098,7.4125114123601996,8.4660486972550295,6.3481882937235499,8.4606557803841298,4.2330243486275201,7.4017255786183904,9.5114966068435098,10.5704268086093,12.680197836834401,6.3454918352881,7.4017255786183904,5.2357208070629699,9.50880014840806,3.1848799806035801,8.5704268086092608,14.8488990668253,11.682894295269801,5.28656163352235,7.3963326617474801,15.7845759481886,3.17409414686177,4.2249349733211599,5.6233743330289E-2,2.1124674866605799,0,2.1124674866605799,0,2.1178604035314801,2.1205568619669402,3.1713976884263202,2.6964584354520001E-3,0,3.1687012299908699,2.1687012299908699,4.2249349733211599,6.3374024599817398,2.6964584354520001E-3,1.05623374333029,0,0,0,0,0,0,0,0,0,0,0,0,0,0,0,0,0,0,0,0,2.6964584354520001E-3,0,0,0,0,0,0,0,0,null,294.95289633979195,386.45596982187897,155.70922302612684,97.356000564715458,233.50527731305479,311.48949379300234,603.65691151532224,331.10981794820646,331.010401920032,175.29050903057504,332.49441813852434,290.93194157426649,351.61766215285604,292.21712573640809,175.3402170446623,175.29050903057504,292.01829368005912,215.0210132777315,175.19109300240058,97.455416592889932,194.76170914351906,214.33232528463498,194.960541199868,98.840016783207076,136.64635688921268,156.06784898806833,117.02603273400769,155.96843295989387,78.033924494034267,136.44752483286354,175.3402170446623,194.86112517169354,233.75381738349193,116.97632471992044,136.44752483286354,96.518188529358497,175.29050903057504,58.711848423352897,157.99201312921883,273.73286170108474,215.36896937634125,97.455416592889932,136.34810880468888,290.98164958835281,58.51301636700375,77.884800451772364,1.0366440917060749,38.942400225886182,0,38.942400225886182,0,39.041816254060663,39.091524268148085,58.463308352916513,4.9708014087276958E-2,0,58.413600338829269,39.979044317592269,77.884800451772364,116.82720067765854,4.9708014087276958E-2,19.471200112943091,0,0,0,0,0,0,0,0,0,0,0,0,0,0,0,0,0,0,0,0,4.9708014087276958E-2,0,0,0,0,0,0,0,0]
[5,"TRANSFORMERS","pole mounted ; < = 22 kv ; > 600 kva ; multiple phase",59.442915248687292,49.838621071303649,32.842895433441782,59.442915248687292,7.7099231674957238,2,0,0,0,0,0,0,0,0,0,0,0,0,0,0,0,0,0,0,0,0,0,0,0,0,1,0,0,0,0,0,0,0,0,0,0,0,0,0,0,0,0,0,0,0,0,0,0,0,0,0,0,0,0,0,0,0,0,0,0,0,0,0,0,0,0,0,0,0,0,0,0,0,0,0,0,0,0,0,0,0,0,0,0,0,0,0,0,0,0,0,0,null,0,0,0,0,0,0,0,0,0,0,0,0,0,0,0,0,0,0,0,0,0,0,0,0,32.842895433441782,0,0,0,0,0,0,0,0,0,0,0,0,0,0,0,0,0,0,0,0,0,0,0,0,0,0,0,0,0,0,0,0,0,0,0,0,0,0,0,0,0,0,0,0,0,0,0,0,0,0,0,0,0,0,0,0,0,0,0,0,0,0,0,0,0,0]
["","UNDERGROUND CABLES","˂ = 1 kv",0,"",0,"","",2,263.73,177.23838700001701,185.266847453678,210.41366381008501,146.46195065563401,138.843945413157,119.47205951057001,173.45404825521101,196.327614882798,107.422332782233,85.439456015241007,46.632394115246399,45.776616646682697,58.210553958892802,65.781255809767899,131.65866518544499,148.794693920329,149.76377642182501,124.67878214432,116.926408646518,132.90701827024799,103.09375344511299,77.079771912472907,33.763160052801901,22.395857902982801,17.736970060850101,17.809880533645199,17.330656533049702,8.6597382863853003,11.270849270134301,12.658478765435101,11.015961929127601,13.7196701585277,17.139579147633299,5.6433662959752304,8.6761788831920104,3.5532611529276799,4.6051413276707702,4.6690773101140497,1114.8306439339201,0.32739118028383002,3.0648627912683,6.12328639801654,2.7842915714557699,1.4547959004367299,2.42550198225074,7.1325448818286201,1.78122120304255,1.11430875787441,9.5462968292074404,0.118266355685072,2.2423918569469001E-2,5.7578518460704997E-2,2.0618190066442998E-2,479.85414372169902,0,0,0,0,0,0,0,0,0,0,0,0,0,0,0,0,0,0,0,0,0,0,0,0,0,0,0,0,0,0,0,0,0,0,0,0,null,0,0,0,0,0,0,0,0,0,0,0,0,0,0,0,0,0,0,0,0,0,0,0,0,0,0,0,0,0,0,0,0,0,0,0,0,0,0,0,0,0,0,0,0,0,0,0,0,0,0,0,0,0,0,0,0,0,0,0,0,0,0,0,0,0,0,0,0,0,0,0,0,0,0,0,0,0,0,0,0,0,0,0,0,0,0,0,0,0,0,0]
["","UNDERGROUND CABLES","> 1 kv & < = 11 kv",0,"",0,"","",2,0.48000000000000398,1.124539,1.1776063423301899,9.2334135555205101,6.6311229848321995E-2,5.2268544288944001E-2,0,0,0,0,0,0,0,0,0,0,0,0,0,0,0,4.8571407747249997E-3,0,0,0,0,0.89092044348224597,0,0,0,0,0,0,0,0,0,0,0,0,0,0,0,0,0.96862363864513101,1.9276506044888699,0,0,0,0,0.495197162337777,0,0,0,0,1.8612338283280998E-2,0,0,0,0,0,0,0,0,0,0,0,0,0,0,0,0,0,0,0,0,0,0,0,0,0,0,0,0,0,0,0,0,0,0,0,0,null,0,0,0,0,0,0,0,0,0,0,0,0,0,0,0,0,0,0,0,0,0,0,0,0,0,0,0,0,0,0,0,0,0,0,0,0,0,0,0,0,0,0,0,0,0,0,0,0,0,0,0,0,0,0,0,0,0,0,0,0,0,0,0,0,0,0,0,0,0,0,0,0,0,0,0,0,0,0,0,0,0,0,0,0,0,0,0,0,0,0,0]
[6,"UNDERGROUND CABLES","> 11 kv & < = 22 kv",58.425522950854209,61.113668176043589,1180.829944762166,61.113668176043589,7.8175231484175081,2,132.259999999999,155.087253000007,121.64154371657401,106.94894420014001,97.600377351021393,85.666851138041906,62.639791690789203,86.612415955862105,69.374534954060195,49.205263625365497,44.915205697323103,34.274954613218902,36.587043012943603,30.941404802784501,41.310796906054001,44.281144536002699,50.212133634696002,57.419608555050601,47.406166648496999,54.499585632317803,78.813780744913601,61.482855062768898,85.211740917130498,28.0882486677624,12.5523025321224,12.3624927108053,15.3044404226069,6.22316384667816,1.55321492960222,4.8553558918166297,5.4872221622621602,5.4106170537742502,3.9485765243326099,6.1722723269835802,1.9125298216704201,3.2016965650621301,0.77513616432454202,1.12203645612838,4.7372448340922402,211.369104775994,0,1.1344791960193401,1.25233398214433,417.14440855397402,0.23542616601062999,1.19289304089637,1.83968838824039,1.4409719890107999,0.19506690655814199,43.281715447934801,0,1.47250847053721,0,0,1.8514557770929401,0,0,0,0,0,0,0,0,0,0,0,0,0,0,0,0,0,0,0,0,0,0,0,0,0,0,0,0,0,0,0,0,0,0,0,0,null,156176.56849424288,183131.67239331431,143637.97734762667,126288.51587222329,115249.44819617315,101157.98309728272,73966.941762148199,102274.53434887838,81919.528277703852,58103.048728748152,53037.219862551363,40472.89276265302,43203.075979985188,36536.537324135839,48781.026028656801,52288.501456453552,59291.990986248573,67802.793198325598,55978.621144930745,64354.742691770763,93065.67236351379,72600.796347589654,100620.5753202632,33167.44512281986,14822.13470564409,14598.001584822901,18071.941538842766,7348.4982213188796,1834.0826995259608,5733.3496295344876,6479.4762427617597,6389.0186367374808,4662.5973991168612,7288.4039909290668,2258.372483679077,3780.6591780675317,915.30399410250618,1324.9342465112113,5593.8805557659962,249590.96831706548,0,1339.6270063693439,1478.7934669592726,492576.60891063552,277.99826660590071,1408.6038235888327,2172.3591378654978,1701.5428741874514,230.34084449597739,51108.345661596635,0,1738.7820959262751,0,0,2186.2544229942496,0,0,0,0,0,0,0,0,0,0,0,0,0,0,0,0,0,0,0,0,0,0,0,0,0,0,0,0,0,0,0,0,0,0,0,0]
["","UNDERGROUND CABLES","> 33 kv & < = 66 kv",0,"",0,"","",2,0.47000000000000097,0.250911,0,0,0,0.75741838527685401,0,1.2241582248976799,0,0,0,0,0,0,0.360314888924049,0,0,0,0,0,0,0.70093612879080602,0,0,0,0,0,0,0,0,0,0,0,0,0,0,5.7308697238222299,0,0,0,0,0,0,2.4053916482883899,0,0,0,0,0,0,0,0,0,0,0,0,0,0,0,0,0,0,0,0,0,0,0,0,0,0,0,0,0,0,0,0,0,0,0,0,0,0,0,0,0,0,0,0,0,0,0,null,0,0,0,0,0,0,0,0,0,0,0,0,0,0,0,0,0,0,0,0,0,0,0,0,0,0,0,0,0,0,0,0,0,0,0,0,0,0,0,0,0,0,0,0,0,0,0,0,0,0,0,0,0,0,0,0,0,0,0,0,0,0,0,0,0,0,0,0,0,0,0,0,0,0,0,0,0,0,0,0,0,0,0,0,0,0,0,0,0,0,0]
["","","","","","","","","","","","","","","","","","","","","","","","","","","","","","","","","","","","","","","","","","","","","","","","","","","","","","","","","","","","","","","","","","","","","","","","","","","","","","","","","","","","","","","","","","","","","","","","","","","","",null,"","","","","","","","","","","","","","","","","","","","","","","","","","","","","","","","","","","","","","","","","","","","","","","","","","","","","","","","","","","","","","","","","","","","","","","","","","","","","","","","","","","","","","","","","","",""]
["","","","","","","","","","","","","","","","","","","","","","","","","","","","","","","","","","","","","","","","","","","","","","","","","","","","","","","","","","","","","","","","","","","","","","","","","","","","","","","","","","","","","","","","","","","","","","","","","","","","",null,"","","","","","","","","","","","","","","","","","","","","","","","","","","","","","","","","","","","","","","","","","","","","","","","","","","","","","","","","","","","","","","","","","","","","","","","","","","","","","","","","","","","","","","","","","",""]
["","","","","","","","","","","","","","","","","","","","","","","","","","","","","","","","","","","","","","","","","","","","","","","","","","","","","","","","","","","","","","","","","","","","","","","","","","","","","","","","","","","","","","","","","","","","","","","","","","","","",null,"","","","","","","","","","","","","","","","","","","","","","","","","","","","","","","","","","","","","","","","","","","","","","","","","","","","","","","","","","","","","","","","","","","","","","","","","","","","","","","","","","","","","","","","","","",""]
["","","","","","","","","","","","","","","","","","","","","","","","","","","","","","","","","","","","","","","","","","","","","","","","","","","","","","","","","","","","","","","","","","","","","","","","","","","","","","","","","","","","","","","","","","","","","","","","","","","","",null,"","","","","","","","","","","","","","","","","","","","","","","","","","","","","","","","","","","","","","","","","","","","","","","","","","","","","","","","","","","","","","","","","","","","","","","","","","","","","","","","","","","","","","","","","","",""]
["","","","","","","","","","","","","","","","","","","","","","","","","","","","","","","","","","","","","","","","","","","","","","","","","","","","","","","","","","","","","","","","","","","","","","","","","","","","","","","","","","","","","","","","","","","","","","","","","","","","",null,"","","","","","","","","","","","","","","","","","","","","","","","","","","","","","","","","","","","","","","","","","","","","","","","","","","","","","","","","","","","","","","","","","","","","","","","","","","","","","","","","","","","","","","","","","",""]
["","","","","","","","","","","","","","","","","","","","","","","","","","","","","","","","","","","","","","","","","","","","","","","","","","","","","","","","","","","","","","","","","","","","","","","","","","","","","","","","","","","","","","","","","","","","","","","","","","","","",null,"","","","","","","","","","","","","","","","","","","","","","","","","","","","","","","","","","","","","","","","","","","","","","","","","","","","","","","","","","","","","","","","","","","","","","","","","","","","","","","","","","","","","","","","","","",""]
["","","","","","","","","","","","","","","","","","","","","","","","","","","","","","","","","","","","","","","","","","","","","","","","","","","","","","","","","","","","","","","","","","","","","","","","","","","","","","","","","","","","","","","","","","","","","","","","","","","","",null,"","","","","","","","","","","","","","","","","","","","","","","","","","","","","","","","","","","","","","","","","","","","","","","","","","","","","","","","","","","","","","","","","","","","","","","","","","","","","","","","","","","","","","","","","","",""]
["","","","","","","","","","","","","","","","","","","","","","","","","","","","","","","","","","","","","","","","","","","","","","","","","","","","","","","","","","","","","","","","","","","","","","","","","","","","","","","","","","","","","","","","","","","","","","","","","","","","",null,"","","","","","","","","","","","","","","","","","","","","","","","","","","","","","","","","","","","","","","","","","","","","","","","","","","","","","","","","","","","","","","","","","","","","","","","","","","","","","","","","","","","","","","","","","",""]
["","","","","","","","","","","","","","","","","","","","","","","","","","","","","","","","","","","","","","","","","","","","","","","","","","","","","","","","","","","","","","","","","","","","","","","","","","","","","","","","","","","","","","","","","","","","","","","","","","","","",null,"","","","","","","","","","","","","","","","","","","","","","","","","","","","","","","","","","","","","","","","","","","","","","","","","","","","","","","","","","","","","","","","","","","","","","","","","","","","","","","","","","","","","","","","","","",""]
["","","","","","","","","","","","","","","","","","","","","","","","","","","","","","","","","","","","","","","","","","","","","","","","","","","","","","","","","","","","","","","","","","","","","","","","","","","","","","","","","","","","","","","","","","","","","","","","","","","","",null,"","","","","","","","","","","","","","","","","","","","","","","","","","","","","","","","","","","","","","","","","","","","","","","","","","","","","","","","","","","","","","","","","","","","","","","","","","","","","","","","","","","","","","","","","","",""]
["","","","","","","","","","","","","","","","","","","","","","","","","","","","","","","","","","","","","","","","","","","","","","","","","","","","","","","","","","","","","","","","","","","","","","","","","","","","","","","","","","","","","","","","","","","","","","","","","","","","",null,"","","","","","","","","","","","","","","","","","","","","","","","","","","","","","","","","","","","","","","","","","","","","","","","","","","","","","","","","","","","","","","","","","","","","","","","","","","","","","","","","","","","","","","","","","",""]
["","","","","","","","","","","","","","","","","","","","","","","","","","","","","","","","","","","","","","","","","","","","","","","","","","","","","","","","","","","","","","","","","","","","","","","","","","","","","","","","","","","","","","","","","","","","","","","","","","","","",null,"","","","","","","","","","","","","","","","","","","","","","","","","","","","","","","","","","","","","","","","","","","","","","","","","","","","","","","","","","","","","","","","","","","","","","","","","","","","","","","","","","","","","","","","","","",""]
["","","","","","","","","","","","","","","","","","","","","","","","","","","","","","","","","","","","","","","","","","","","","","","","","","","","","","","","","","","","","","","","","","","","","","","","","","","","","","","","","","","","","","","","","","","","","","","","","","","","",null,"","","","","","","","","","","","","","","","","","","","","","","","","","","","","","","","","","","","","","","","","","","","","","","","","","","","","","","","","","","","","","","","","","","","","","","","","","","","","","","","","","","","","","","","","","",""]
["","","","","","","","","","","","","","","","","","","","","","","","","","","","","","","","","","","","","","","","","","","","","","","","","","","","","","","","","","","","","","","","","","","","","","","","","","","","","","","","","","","","","","","","","","","","","","","","","","","","",null,"","","","","","","","","","","","","","","","","","","","","","","","","","","","","","","","","","","","","","","","","","","","","","","","","","","","","","","","","","","","","","","","","","","","","","","","","","","","","","","","","","","","","","","","","","",""]
["","","","","","","","","","","","","","","","","","","","","","","","","","","","","","","","","","","","","","","","","","","","","","","","","","","","","","","","","","","","","","","","","","","","","","","","","","","","","","","","","","","","","","","","","","","","","","","","","","","","",null,"","","","","","","","","","","","","","","","","","","","","","","","","","","","","","","","","","","","","","","","","","","","","","","","","","","","","","","","","","","","","","","","","","","","","","","","","","","","","","","","","","","","","","","","","","",""]
["","","","","","","","","","","","","","","","","","","","","","","","","","","","","","","","","","","","","","","","","","","","","","","","","","","","","","","","","","","","","","","","","","","","","","","","","","","","","","","","","","","","","","","","","","","","","","","","","","","","",null,"","","","","","","","","","","","","","","","","","","","","","","","","","","","","","","","","","","","","","","","","","","","","","","","","","","","","","","","","","","","","","","","","","","","","","","","","","","","","","","","","","","","","","","","","","",""]
["","","","","","","","","","","","","","","","","","","","","","","","","","","","","","","","","","","","","","","","","","","","","","","","","","","","","","","","","","","","","","","","","","","","","","","","","","","","","","","","","","","","","","","","","","","","","","","","","","","","",null,"","","","","","","","","","","","","","","","","","","","","","","","","","","","","","","","","","","","","","","","","","","","","","","","","","","","","","","","","","","","","","","","","","","","","","","","","","","","","","","","","","","","","","","","","","",""]
["","","","","","","","","","","","","","","","","","","","","","","","","","","","","","","","","","","","","","","","","","","","","","","","","","","","","","","","","","","","","","","","","","","","","","","","","","","","","","","","","","","","","","","","","","","","","","","","","","","","",null,"","","","","","","","","","","","","","","","","","","","","","","","","","","","","","","","","","","","","","","","","","","","","","","","","","","","","","","","","","","","","","","","","","","","","","","","","","","","","","","","","","","","","","","","","","",""]
["","","","","","","","","","","","","","","","","","","","","","","","","","","","","","","","","","","","","","","","","","","","","","","","","","","","","","","","","","","","","","","","","","","","","","","","","","","","","","","","","","","","","","","","","","","","","","","","","","","","",null,"","","","","","","","","","","","","","","","","","","","","","","","","","","","","","","","","","","","","","","","","","","","","","","","","","","","","","","","","","","","","","","","","","","","","","","","","","","","","","","","","","","","","","","","","","",""]
["","","","","","","","","","","","","","","","","","","","","","","","","","","","","","","","","","","","","","","","","","","","","","","","","","","","","","","","","","","","","","","","","","","","","","","","","","","","","","","","","","","","","","","","","","","","","","","","","","","","",null,"","","","","","","","","","","","","","","","","","","","","","","","","","","","","","","","","","","","","","","","","","","","","","","","","","","","","","","","","","","","","","","","","","","","","","","","","","","","","","","","","","","","","","","","","","",""]
["","","","","","","","","","","","","","","","","","","","","","","","","","","","","","","","","","","","","","","","","","","","","","","","","","","","","","","","","","","","","","","","","","","","","","","","","","","","","","","","","","","","","","","","","","","","","","","","","","","","",null,"","","","","","","","","","","","","","","","","","","","","","","","","","","","","","","","","","","","","","","","","","","","","","","","","","","","","","","","","","","","","","","","","","","","","","","","","","","","","","","","","","","","","","","","","","",""]
["","","","","","","","","","","","","","","","","","","","","","","","","","","","","","","","","","","","","","","","","","","","","","","","","","","","","","","","","","","","","","","","","","","","","","","","","","","","","","","","","","","","","","","","","","","","","","","","","","","","",null,"","","","","","","","","","","","","","","","","","","","","","","","","","","","","","","","","","","","","","","","","","","","","","","","","","","","","","","","","","","","","","","","","","","","","","","","","","","","","","","","","","","","","","","","","","",""]
["","","","","","","","","","","","","","","","","","","","","","","","","","","","","","","","","","","","","","","","","","","","","","","","","","","","","","","","","","","","","","","","","","","","","","","","","","","","","","","","","","","","","","","","","","","","","","","","","","","","",null,"","","","","","","","","","","","","","","","","","","","","","","","","","","","","","","","","","","","","","","","","","","","","","","","","","","","","","","","","","","","","","","","","","","","","","","","","","","","","","","","","","","","","","","","","","",""]
["","","","","","","","","","","","","","","","","","","","","","","","","","","","","","","","","","","","","","","","","","","","","","","","","","","","","","","","","","","","","","","","","","","","","","","","","","","","","","","","","","","","","","","","","","","","","","","","","","","","",null,"","","","","","","","","","","","","","","","","","","","","","","","","","","","","","","","","","","","","","","","","","","","","","","","","","","","","","","","","","","","","","","","","","","","","","","","","","","","","","","","","","","","","","","","","","",""]
["","","","","","","","","","","","","","","","","","","","","","","","","","","","","","","","","","","","","","","","","","","","","","","","","","","","","","","","","","","","","","","","","","","","","","","","","","","","","","","","","","","","","","","","","","","","","","","","","","","","",null,"","","","","","","","","","","","","","","","","","","","","","","","","","","","","","","","","","","","","","","","","","","","","","","","","","","","","","","","","","","","","","","","","","","","","","","","","","","","","","","","","","","","","","","","","","",""]
["","","","","","","","","","","","","","","","","","","","","","","","","","","","","","","","","","","","","","","","","","","","","","","","","","","","","","","","","","","","","","","","","","","","","","","","","","","","","","","","","","","","","","","","","","","","","","","","","","","","",null,"","","","","","","","","","","","","","","","","","","","","","","","","","","","","","","","","","","","","","","","","","","","","","","","","","","","","","","","","","","","","","","","","","","","","","","","","","","","","","","","","","","","","","","","","","",""]
["","","","","","","","","","","","","","","","","","","","","","","","","","","","","","","","","","","","","","","","","","","","","","","","","","","","","","","","","","","","","","","","","","","","","","","","","","","","","","","","","","","","","","","","","","","","","","","","","","","","",null,"","","","","","","","","","","","","","","","","","","","","","","","","","","","","","","","","","","","","","","","","","","","","","","","","","","","","","","","","","","","","","","","","","","","","","","","","","","","","","","","","","","","","","","","","","",""]
["","","","","","","","","","","","","","","","","","","","","","","","","","","","","","","","","","","","","","","","","","","","","","","","","","","","","","","","","","","","","","","","","","","","","","","","","","","","","","","","","","","","","","","","","","","","","","","","","","","","",null,"","","","","","","","","","","","","","","","","","","","","","","","","","","","","","","","","","","","","","","","","","","","","","","","","","","","","","","","","","","","","","","","","","","","","","","","","","","","","","","","","","","","","","","","","","",""]
["","","","","","","","","","","","","","","","","","","","","","","","","","","","","","","","","","","","","","","","","","","","","","","","","","","","","","","","","","","","","","","","","","","","","","","","","","","","","","","","","","","","","","","","","","","","","","","","","","","","",null,"","","","","","","","","","","","","","","","","","","","","","","","","","","","","","","","","","","","","","","","","","","","","","","","","","","","","","","","","","","","","","","","","","","","","","","","","","","","","","","","","","","","","","","","","","",""]
["","","","","","","","","","","","","","","","","","","","","","","","","","","","","","","","","","","","","","","","","","","","","","","","","","","","","","","","","","","","","","","","","","","","","","","","","","","","","","","","","","","","","","","","","","","","","","","","","","","","",null,"","","","","","","","","","","","","","","","","","","","","","","","","","","","","","","","","","","","","","","","","","","","","","","","","","","","","","","","","","","","","","","","","","","","","","","","","","","","","","","","","","","","","","","","","","",""]
["","","","","","","","","","","","","","","","","","","","","","","","","","","","","","","","","","","","","","","","","","","","","","","","","","","","","","","","","","","","","","","","","","","","","","","","","","","","","","","","","","","","","","","","","","","","","","","","","","","","",null,"","","","","","","","","","","","","","","","","","","","","","","","","","","","","","","","","","","","","","","","","","","","","","","","","","","","","","","","","","","","","","","","","","","","","","","","","","","","","","","","","","","","","","","","","","",""]
["","","","","","","","","","","","","","","","","","","","","","","","","","","","","","","","","","","","","","","","","","","","","","","","","","","","","","","","","","","","","","","","","","","","","","","","","","","","","","","","","","","","","","","","","","","","","","","","","","","","",null,"","","","","","","","","","","","","","","","","","","","","","","","","","","","","","","","","","","","","","","","","","","","","","","","","","","","","","","","","","","","","","","","","","","","","","","","","","","","","","","","","","","","","","","","","","",""]
["","","","","","","","","","","","","","","","","","","","","","","","","","","","","","","","","","","","","","","","","","","","","","","","","","","","","","","","","","","","","","","","","","","","","","","","","","","","","","","","","","","","","","","","","","","","","","","","","","","","",null,"","","","","","","","","","","","","","","","","","","","","","","","","","","","","","","","","","","","","","","","","","","","","","","","","","","","","","","","","","","","","","","","","","","","","","","","","","","","","","","","","","","","","","","","","","",""]
["","","","","","","","","","","","","","","","","","","","","","","","","","","","","","","","","","","","","","","","","","","","","","","","","","","","","","","","","","","","","","","","","","","","","","","","","","","","","","","","","","","","","","","","","","","","","","","","","","","","",null,"","","","","","","","","","","","","","","","","","","","","","","","","","","","","","","","","","","","","","","","","","","","","","","","","","","","","","","","","","","","","","","","","","","","","","","","","","","","","","","","","","","","","","","","","","",""]
["","","","","","","","","","","","","","","","","","","","","","","","","","","","","","","","","","","","","","","","","","","","","","","","","","","","","","","","","","","","","","","","","","","","","","","","","","","","","","","","","","","","","","","","","","","","","","","","","","","","",null,"","","","","","","","","","","","","","","","","","","","","","","","","","","","","","","","","","","","","","","","","","","","","","","","","","","","","","","","","","","","","","","","","","","","","","","","","","","","","","","","","","","","","","","","","","",""]
["","","","","","","","","","","","","","","","","","","","","","","","","","","","","","","","","","","","","","","","","","","","","","","","","","","","","","","","","","","","","","","","","","","","","","","","","","","","","","","","","","","","","","","","","","","","","","","","","","","","",null,"","","","","","","","","","","","","","","","","","","","","","","","","","","","","","","","","","","","","","","","","","","","","","","","","","","","","","","","","","","","","","","","","","","","","","","","","","","","","","","","","","","","","","","","","","",""]
["","","","","","","","","","","","","","","","","","","","","","","","","","","","","","","","","","","","","","","","","","","","","","","","","","","","","","","","","","","","","","","","","","","","","","","","","","","","","","","","","","","","","","","","","","","","","","","","","","","","",null,"","","","","","","","","","","","","","","","","","","","","","","","","","","","","","","","","","","","","","","","","","","","","","","","","","","","","","","","","","","","","","","","","","","","","","","","","","","","","","","","","","","","","","","","","","",""]
["","","","","","","","","","","","","","","","","","","","","","","","","","","","","","","","","","","","","","","","","","","","","","","","","","","","","","","","","","","","","","","","","","","","","","","","","","","","","","","","","","","","","","","","","","","","","","","","","","","","",null,"","","","","","","","","","","","","","","","","","","","","","","","","","","","","","","","","","","","","","","","","","","","","","","","","","","","","","","","","","","","","","","","","","","","","","","","","","","","","","","","","","","","","","","","","","",""]
["","","","","","","","","","","","","","","","","","","","","","","","","","","","","","","","","","","","","","","","","","","","","","","","","","","","","","","","","","","","","","","","","","","","","","","","","","","","","","","","","","","","","","","","","","","","","","","","","","","","",null,"","","","","","","","","","","","","","","","","","","","","","","","","","","","","","","","","","","","","","","","","","","","","","","","","","","","","","","","","","","","","","","","","","","","","","","","","","","","","","","","","","","","","","","","","","",""]
["","","","","","","","","","","","","","","","","","","","","","","","","","","","","","","","","","","","","","","","","","","","","","","","","","","","","","","","","","","","","","","","","","","","","","","","","","","","","","","","","","","","","","","","","","","","","","","","","","","","",null,"","","","","","","","","","","","","","","","","","","","","","","","","","","","","","","","","","","","","","","","","","","","","","","","","","","","","","","","","","","","","","","","","","","","","","","","","","","","","","","","","","","","","","","","","","",""]
["","","","","","","","","","","","","","","","","","","","","","","","","","","","","","","","","","","","","","","","","","","","","","","","","","","","","","","","","","","","","","","","","","","","","","","","","","","","","","","","","","","","","","","","","","","","","","","","","","","","",null,"","","","","","","","","","","","","","","","","","","","","","","","","","","","","","","","","","","","","","","","","","","","","","","","","","","","","","","","","","","","","","","","","","","","","","","","","","","","","","","","","","","","","","","","","","",""]
["","","","","","","","","","","","","","","","","","","","","","","","","","","","","","","","","","","","","","","","","","","","","","","","","","","","","","","","","","","","","","","","","","","","","","","","","","","","","","","","","","","","","","","","","","","","","","","","","","","","",null,"","","","","","","","","","","","","","","","","","","","","","","","","","","","","","","","","","","","","","","","","","","","","","","","","","","","","","","","","","","","","","","","","","","","","","","","","","","","","","","","","","","","","","","","","","",""]
["","","","","","","","","","","","","","","","","","","","","","","","","","","","","","","","","","","","","","","","","","","","","","","","","","","","","","","","","","","","","","","","","","","","","","","","","","","","","","","","","","","","","","","","","","","","","","","","","","","","",null,"","","","","","","","","","","","","","","","","","","","","","","","","","","","","","","","","","","","","","","","","","","","","","","","","","","","","","","","","","","","","","","","","","","","","","","","","","","","","","","","","","","","","","","","","","",""]
["","","","","","","","","","","","","","","","","","","","","","","","","","","","","","","","","","","","","","","","","","","","","","","","","","","","","","","","","","","","","","","","","","","","","","","","","","","","","","","","","","","","","","","","","","","","","","","","","","","","",null,"","","","","","","","","","","","","","","","","","","","","","","","","","","","","","","","","","","","","","","","","","","","","","","","","","","","","","","","","","","","","","","","","","","","","","","","","","","","","","","","","","","","","","","","","","",""]
["","","","","","","","","","","","","","","","","","","","","","","","","","","","","","","","","","","","","","","","","","","","","","","","","","","","","","","","","","","","","","","","","","","","","","","","","","","","","","","","","","","","","","","","","","","","","","","","","","","","",null,"","","","","","","","","","","","","","","","","","","","","","","","","","","","","","","","","","","","","","","","","","","","","","","","","","","","","","","","","","","","","","","","","","","","","","","","","","","","","","","","","","","","","","","","","","",""]
["","","","","","","","","","","","","","","","","","","","","","","","","","","","","","","","","","","","","","","","","","","","","","","","","","","","","","","","","","","","","","","","","","","","","","","","","","","","","","","","","","","","","","","","","","","","","","","","","","","","",null,"","","","","","","","","","","","","","","","","","","","","","","","","","","","","","","","","","","","","","","","","","","","","","","","","","","","","","","","","","","","","","","","","","","","","","","","","","","","","","","","","","","","","","","","","","",""]
["","","","","","","","","","","","","","","","","","","","","","","","","","","","","","","","","","","","","","","","","","","","","","","","","","","","","","","","","","","","","","","","","","","","","","","","","","","","","","","","","","","","","","","","","","","","","","","","","","","","",null,"","","","","","","","","","","","","","","","","","","","","","","","","","","","","","","","","","","","","","","","","","","","","","","","","","","","","","","","","","","","","","","","","","","","","","","","","","","","","","","","","","","","","","","","","","",""]
["","","","","","","","","","","","","","","","","","","","","","","","","","","","","","","","","","","","","","","","","","","","","","","","","","","","","","","","","","","","","","","","","","","","","","","","","","","","","","","","","","","","","","","","","","","","","","","","","","","","",null,"","","","","","","","","","","","","","","","","","","","","","","","","","","","","","","","","","","","","","","","","","","","","","","","","","","","","","","","","","","","","","","","","","","","","","","","","","","","","","","","","","","","","","","","","","",""]
["","","","","","","","","","","","","","","","","","","","","","","","","","","","","","","","","","","","","","","","","","","","","","","","","","","","","","","","","","","","","","","","","","","","","","","","","","","","","","","","","","","","","","","","","","","","","","","","","","","","",null,"","","","","","","","","","","","","","","","","","","","","","","","","","","","","","","","","","","","","","","","","","","","","","","","","","","","","","","","","","","","","","","","","","","","","","","","","","","","","","","","","","","","","","","","","","",""]
["","","","","","","","","","","","","","","","","","","","","","","","","","","","","","","","","","","","","","","","","","","","","","","","","","","","","","","","","","","","","","","","","","","","","","","","","","","","","","","","","","","","","","","","","","","","","","","","","","","","",null,"","","","","","","","","","","","","","","","","","","","","","","","","","","","","","","","","","","","","","","","","","","","","","","","","","","","","","","","","","","","","","","","","","","","","","","","","","","","","","","","","","","","","","","","","","",""]
["","","","","","","","","","","","","","","","","","","","","","","","","","","","","","","","","","","","","","","","","","","","","","","","","","","","","","","","","","","","","","","","","","","","","","","","","","","","","","","","","","","","","","","","","","","","","","","","","","","","",null,"","","","","","","","","","","","","","","","","","","","","","","","","","","","","","","","","","","","","","","","","","","","","","","","","","","","","","","","","","","","","","","","","","","","","","","","","","","","","","","","","","","","","","","","","","",""]
["","","","","","","","","","","","","","","","","","","","","","","","","","","","","","","","","","","","","","","","","","","","","","","","","","","","","","","","","","","","","","","","","","","","","","","","","","","","","","","","","","","","","","","","","","","","","","","","","","","","",null,"","","","","","","","","","","","","","","","","","","","","","","","","","","","","","","","","","","","","","","","","","","","","","","","","","","","","","","","","","","","","","","","","","","","","","","","","","","","","","","","","","","","","","","","","","",""]
["","","","","","","","","","","","","","","","","","","","","","","","","","","","","","","","","","","","","","","","","","","","","","","","","","","","","","","","","","","","","","","","","","","","","","","","","","","","","","","","","","","","","","","","","","","","","","","","","","","","",null,"","","","","","","","","","","","","","","","","","","","","","","","","","","","","","","","","","","","","","","","","","","","","","","","","","","","","","","","","","","","","","","","","","","","","","","","","","","","","","","","","","","","","","","","","","",""]
["","","","","","","","","","","","","","","","","","","","","","","","","","","","","","","","","","","","","","","","","","","","","","","","","","","","","","","","","","","","","","","","","","","","","","","","","","","","","","","","","","","","","","","","","","","","","","","","","","","","",null,"","","","","","","","","","","","","","","","","","","","","","","","","","","","","","","","","","","","","","","","","","","","","","","","","","","","","","","","","","","","","","","","","","","","","","","","","","","","","","","","","","","","","","","","","","",""]
["","","","","","","","","","","","","","","","","","","","","","","","","","","","","","","","","","","","","","","","","","","","","","","","","","","","","","","","","","","","","","","","","","","","","","","","","","","","","","","","","","","","","","","","","","","","","","","","","","","","",null,"","","","","","","","","","","","","","","","","","","","","","","","","","","","","","","","","","","","","","","","","","","","","","","","","","","","","","","","","","","","","","","","","","","","","","","","","","","","","","","","","","","","","","","","","","",""]
["","","","","","","","","","","","","","","","","","","","","","","","","","","","","","","","","","","","","","","","","","","","","","","","","","","","","","","","","","","","","","","","","","","","","","","","","","","","","","","","","","","","","","","","","","","","","","","","","","","","",null,"","","","","","","","","","","","","","","","","","","","","","","","","","","","","","","","","","","","","","","","","","","","","","","","","","","","","","","","","","","","","","","","","","","","","","","","","","","","","","","","","","","","","","","","","","",""]
["","","","","","","","","","","","","","","","","","","","","","","","","","","","","","","","","","","","","","","","","","","","","","","","","","","","","","","","","","","","","","","","","","","","","","","","","","","","","","","","","","","","","","","","","","","","","","","","","","","","",null,"","","","","","","","","","","","","","","","","","","","","","","","","","","","","","","","","","","","","","","","","","","","","","","","","","","","","","","","","","","","","","","","","","","","","","","","","","","","","","","","","","","","","","","","","","",""]
["","","","","","","","","","","","","","","","","","","","","","","","","","","","","","","","","","","","","","","","","","","","","","","","","","","","","","","","","","","","","","","","","","","","","","","","","","","","","","","","","","","","","","","","","","","","","","","","","","","","",null,"","","","","","","","","","","","","","","","","","","","","","","","","","","","","","","","","","","","","","","","","","","","","","","","","","","","","","","","","","","","","","","","","","","","","","","","","","","","","","","","","","","","","","","","","","",""]
["","","","","","","","","","","","","","","","","","","","","","","","","","","","","","","","","","","","","","","","","","","","","","","","","","","","","","","","","","","","","","","","","","","","","","","","","","","","","","","","","","","","","","","","","","","","","","","","","","","","",null,"","","","","","","","","","","","","","","","","","","","","","","","","","","","","","","","","","","","","","","","","","","","","","","","","","","","","","","","","","","","","","","","","","","","","","","","","","","","","","","","","","","","","","","","","","",""]
["","","","","","","","","","","","","","","","","","","","","","","","","","","","","","","","","","","","","","","","","","","","","","","","","","","","","","","","","","","","","","","","","","","","","","","","","","","","","","","","","","","","","","","","","","","","","","","","","","","","",null,"","","","","","","","","","","","","","","","","","","","","","","","","","","","","","","","","","","","","","","","","","","","","","","","","","","","","","","","","","","","","","","","","","","","","","","","","","","","","","","","","","","","","","","","","","",""]
["","","","","","","","","","","","","","","","","","","","","","","","","","","","","","","","","","","","","","","","","","","","","","","","","","","","","","","","","","","","","","","","","","","","","","","","","","","","","","","","","","","","","","","","","","","","","","","","","","","","",null,"","","","","","","","","","","","","","","","","","","","","","","","","","","","","","","","","","","","","","","","","","","","","","","","","","","","","","","","","","","","","","","","","","","","","","","","","","","","","","","","","","","","","","","","","","",""]
["","","","","","","","","","","","","","","","","","","","","","","","","","","","","","","","","","","","","","","","","","","","","","","","","","","","","","","","","","","","","","","","","","","","","","","","","","","","","","","","","","","","","","","","","","","","","","","","","","","","",null,"","","","","","","","","","","","","","","","","","","","","","","","","","","","","","","","","","","","","","","","","","","","","","","","","","","","","","","","","","","","","","","","","","","","","","","","","","","","","","","","","","","","","","","","","","",""]
["","","","","","","","","","","","","","","","","","","","","","","","","","","","","","","","","","","","","","","","","","","","","","","","","","","","","","","","","","","","","","","","","","","","","","","","","","","","","","","","","","","","","","","","","","","","","","","","","","","","",null,"","","","","","","","","","","","","","","","","","","","","","","","","","","","","","","","","","","","","","","","","","","","","","","","","","","","","","","","","","","","","","","","","","","","","","","","","","","","","","","","","","","","","","","","","","",""]
["","","","","","","","","","","","","","","","","","","","","","","","","","","","","","","","","","","","","","","","","","","","","","","","","","","","","","","","","","","","","","","","","","","","","","","","","","","","","","","","","","","","","","","","","","","","","","","","","","","","",null,"","","","","","","","","","","","","","","","","","","","","","","","","","","","","","","","","","","","","","","","","","","","","","","","","","","","","","","","","","","","","","","","","","","","","","","","","","","","","","","","","","","","","","","","","","",""]
["","","","","","","","","","","","","","","","","","","","","","","","","","","","","","","","","","","","","","","","","","","","","","","","","","","","","","","","","","","","","","","","","","","","","","","","","","","","","","","","","","","","","","","","","","","","","","","","","","","","",null,"","","","","","","","","","","","","","","","","","","","","","","","","","","","","","","","","","","","","","","","","","","","","","","","","","","","","","","","","","","","","","","","","","","","","","","","","","","","","","","","","","","","","","","","","","",""]
["","","","","","","","","","","","","","","","","","","","","","","","","","","","","","","","","","","","","","","","","","","","","","","","","","","","","","","","","","","","","","","","","","","","","","","","","","","","","","","","","","","","","","","","","","","","","","","","","","","","",null,"","","","","","","","","","","","","","","","","","","","","","","","","","","","","","","","","","","","","","","","","","","","","","","","","","","","","","","","","","","","","","","","","","","","","","","","","","","","","","","","","","","","","","","","","","",""]
["","","","","","","","","","","","","","","","","","","","","","","","","","","","","","","","","","","","","","","","","","","","","","","","","","","","","","","","","","","","","","","","","","","","","","","","","","","","","","","","","","","","","","","","","","","","","","","","","","","","",null,"","","","","","","","","","","","","","","","","","","","","","","","","","","","","","","","","","","","","","","","","","","","","","","","","","","","","","","","","","","","","","","","","","","","","","","","","","","","","","","","","","","","","","","","","","",""]
["","","","","","","","","","","","","","","","","","","","","","","","","","","","","","","","","","","","","","","","","","","","","","","","","","","","","","","","","","","","","","","","","","","","","","","","","","","","","","","","","","","","","","","","","","","","","","","","","","","","",null,"","","","","","","","","","","","","","","","","","","","","","","","","","","","","","","","","","","","","","","","","","","","","","","","","","","","","","","","","","","","","","","","","","","","","","","","","","","","","","","","","","","","","","","","","","",""]
["","","","","","","","","","","","","","","","","","","","","","","","","","","","","","","","","","","","","","","","","","","","","","","","","","","","","","","","","","","","","","","","","","","","","","","","","","","","","","","","","","","","","","","","","","","","","","","","","","","","",null,"","","","","","","","","","","","","","","","","","","","","","","","","","","","","","","","","","","","","","","","","","","","","","","","","","","","","","","","","","","","","","","","","","","","","","","","","","","","","","","","","","","","","","","","","","",""]
["","","","","","","","","","","","","","","","","","","","","","","","","","","","","","","","","","","","","","","","","","","","","","","","","","","","","","","","","","","","","","","","","","","","","","","","","","","","","","","","","","","","","","","","","","","","","","","","","","","","",null,"","","","","","","","","","","","","","","","","","","","","","","","","","","","","","","","","","","","","","","","","","","","","","","","","","","","","","","","","","","","","","","","","","","","","","","","","","","","","","","","","","","","","","","","","","",""]
["","","","","","","","","","","","","","","","","","","","","","","","","","","","","","","","","","","","","","","","","","","","","","","","","","","","","","","","","","","","","","","","","","","","","","","","","","","","","","","","","","","","","","","","","","","","","","","","","","","","",null,"","","","","","","","","","","","","","","","","","","","","","","","","","","","","","","","","","","","","","","","","","","","","","","","","","","","","","","","","","","","","","","","","","","","","","","","","","","","","","","","","","","","","","","","","","",""]
["","","","","","","","","","","","","","","","","","","","","","","","","","","","","","","","","","","","","","","","","","","","","","","","","","","","","","","","","","","","","","","","","","","","","","","","","","","","","","","","","","","","","","","","","","","","","","","","","","","","",null,"","","","","","","","","","","","","","","","","","","","","","","","","","","","","","","","","","","","","","","","","","","","","","","","","","","","","","","","","","","","","","","","","","","","","","","","","","","","","","","","","","","","","","","","","","",""]
["","","","","","","","","","","","","","","","","","","","","","","","","","","","","","","","","","","","","","","","","","","","","","","","","","","","","","","","","","","","","","","","","","","","","","","","","","","","","","","","","","","","","","","","","","","","","","","","","","","","",null,"","","","","","","","","","","","","","","","","","","","","","","","","","","","","","","","","","","","","","","","","","","","","","","","","","","","","","","","","","","","","","","","","","","","","","","","","","","","","","","","","","","","","","","","","","",""]
["","","","","","","","","","","","","","","","","","","","","","","","","","","","","","","","","","","","","","","","","","","","","","","","","","","","","","","","","","","","","","","","","","","","","","","","","","","","","","","","","","","","","","","","","","","","","","","","","","","","",null,"","","","","","","","","","","","","","","","","","","","","","","","","","","","","","","","","","","","","","","","","","","","","","","","","","","","","","","","","","","","","","","","","","","","","","","","","","","","","","","","","","","","","","","","","","",""]
["","","","","","","","","","","","","","","","","","","","","","","","","","","","","","","","","","","","","","","","","","","","","","","","","","","","","","","","","","","","","","","","","","","","","","","","","","","","","","","","","","","","","","","","","","","","","","","","","","","","",null,"","","","","","","","","","","","","","","","","","","","","","","","","","","","","","","","","","","","","","","","","","","","","","","","","","","","","","","","","","","","","","","","","","","","","","","","","","","","","","","","","","","","","","","","","","",""]
["","","","","","","","","","","","","","","","","","","","","","","","","","","","","","","","","","","","","","","","","","","","","","","","","","","","","","","","","","","","","","","","","","","","","","","","","","","","","","","","","","","","","","","","","","","","","","","","","","","","",null,"","","","","","","","","","","","","","","","","","","","","","","","","","","","","","","","","","","","","","","","","","","","","","","","","","","","","","","","","","","","","","","","","","","","","","","","","","","","","","","","","","","","","","","","","","",""]
["","","","","","","","","","","","","","","","","","","","","","","","","","","","","","","","","","","","","","","","","","","","","","","","","","","","","","","","","","","","","","","","","","","","","","","","","","","","","","","","","","","","","","","","","","","","","","","","","","","","",null,"","","","","","","","","","","","","","","","","","","","","","","","","","","","","","","","","","","","","","","","","","","","","","","","","","","","","","","","","","","","","","","","","","","","","","","","","","","","","","","","","","","","","","","","","","",""]
["","","","","","","","","","","","","","","","","","","","","","","","","","","","","","","","","","","","","","","","","","","","","","","","","","","","","","","","","","","","","","","","","","","","","","","","","","","","","","","","","","","","","","","","","","","","","","","","","","","","",null,"","","","","","","","","","","","","","","","","","","","","","","","","","","","","","","","","","","","","","","","","","","","","","","","","","","","","","","","","","","","","","","","","","","","","","","","","","","","","","","","","","","","","","","","","","",""]
["","","","","","","","","","","","","","","","","","","","","","","","","","","","","","","","","","","","","","","","","","","","","","","","","","","","","","","","","","","","","","","","","","","","","","","","","","","","","","","","","","","","","","","","","","","","","","","","","","","","",null,"","","","","","","","","","","","","","","","","","","","","","","","","","","","","","","","","","","","","","","","","","","","","","","","","","","","","","","","","","","","","","","","","","","","","","","","","","","","","","","","","","","","","","","","","","",""]
["","","","","","","","","","","","","","","","","","","","","","","","","","","","","","","","","","","","","","","","","","","","","","","","","","","","","","","","","","","","","","","","","","","","","","","","","","","","","","","","","","","","","","","","","","","","","","","","","","","","",null,"","","","","","","","","","","","","","","","","","","","","","","","","","","","","","","","","","","","","","","","","","","","","","","","","","","","","","","","","","","","","","","","","","","","","","","","","","","","","","","","","","","","","","","","","","",""]
["","","","","","","","","","","","","","","","","","","","","","","","","","","","","","","","","","","","","","","","","","","","","","","","","","","","","","","","","","","","","","","","","","","","","","","","","","","","","","","","","","","","","","","","","","","","","","","","","","","","",null,"","","","","","","","","","","","","","","","","","","","","","","","","","","","","","","","","","","","","","","","","","","","","","","","","","","","","","","","","","","","","","","","","","","","","","","","","","","","","","","","","","","","","","","","","","",""]
["","","","","","","","","","","","","","","","","","","","","","","","","","","","","","","","","","","","","","","","","","","","","","","","","","","","","","","","","","","","","","","","","","","","","","","","","","","","","","","","","","","","","","","","","","","","","","","","","","","","",null,"","","","","","","","","","","","","","","","","","","","","","","","","","","","","","","","","","","","","","","","","","","","","","","","","","","","","","","","","","","","","","","","","","","","","","","","","","","","","","","","","","","","","","","","","","",""]
["","","","","","","","","","","","","","","","","","","","","","","","","","","","","","","","","","","","","","","","","","","","","","","","","","","","","","","","","","","","","","","","","","","","","","","","","","","","","","","","","","","","","","","","","","","","","","","","","","","","",null,"","","","","","","","","","","","","","","","","","","","","","","","","","","","","","","","","","","","","","","","","","","","","","","","","","","","","","","","","","","","","","","","","","","","","","","","","","","","","","","","","","","","","","","","","","",""]
["","","","","","","","","","","","","","","","","","","","","","","","","","","","","","","","","","","","","","","","","","","","","","","","","","","","","","","","","","","","","","","","","","","","","","","","","","","","","","","","","","","","","","","","","","","","","","","","","","","","",null,"","","","","","","","","","","","","","","","","","","","","","","","","","","","","","","","","","","","","","","","","","","","","","","","","","","","","","","","","","","","","","","","","","","","","","","","","","","","","","","","","","","","","","","","","","",""]
["","","","","","","","","","","","","","","","","","","","","","","","","","","","","","","","","","","","","","","","","","","","","","","","","","","","","","","","","","","","","","","","","","","","","","","","","","","","","","","","","","","","","","","","","","","","","","","","","","","","",null,"","","","","","","","","","","","","","","","","","","","","","","","","","","","","","","","","","","","","","","","","","","","","","","","","","","","","","","","","","","","","","","","","","","","","","","","","","","","","","","","","","","","","","","","","","",""]
["","","","","","","","","","","","","","","","","","","","","","","","","","","","","","","","","","","","","","","","","","","","","","","","","","","","","","","","","","","","","","","","","","","","","","","","","","","","","","","","","","","","","","","","","","","","","","","","","","","","",null,"","","","","","","","","","","","","","","","","","","","","","","","","","","","","","","","","","","","","","","","","","","","","","","","","","","","","","","","","","","","","","","","","","","","","","","","","","","","","","","","","","","","","","","","","","",""]
["","","","","","","","","","","","","","","","","","","","","","","","","","","","","","","","","","","","","","","","","","","","","","","","","","","","","","","","","","","","","","","","","","","","","","","","","","","","","","","","","","","","","","","","","","","","","","","","","","","","",null,"","","","","","","","","","","","","","","","","","","","","","","","","","","","","","","","","","","","","","","","","","","","","","","","","","","","","","","","","","","","","","","","","","","","","","","","","","","","","","","","","","","","","","","","","","",""]
["","","","","","","","","","","","","","","","","","","","","","","","","","","","","","","","","","","","","","","","","","","","","","","","","","","","","","","","","","","","","","","","","","","","","","","","","","","","","","","","","","","","","","","","","","","","","","","","","","","","",null,"","","","","","","","","","","","","","","","","","","","","","","","","","","","","","","","","","","","","","","","","","","","","","","","","","","","","","","","","","","","","","","","","","","","","","","","","","","","","","","","","","","","","","","","","","",""]
["","","","","","","","","","","","","","","","","","","","","","","","","","","","","","","","","","","","","","","","","","","","","","","","","","","","","","","","","","","","","","","","","","","","","","","","","","","","","","","","","","","","","","","","","","","","","","","","","","","","",null,"","","","","","","","","","","","","","","","","","","","","","","","","","","","","","","","","","","","","","","","","","","","","","","","","","","","","","","","","","","","","","","","","","","","","","","","","","","","","","","","","","","","","","","","","","",""]
["","","","","","","","","","","","","","","","","","","","","","","","","","","","","","","","","","","","","","","","","","","","","","","","","","","","","","","","","","","","","","","","","","","","","","","","","","","","","","","","","","","","","","","","","","","","","","","","","","","","",null,"","","","","","","","","","","","","","","","","","","","","","","","","","","","","","","","","","","","","","","","","","","","","","","","","","","","","","","","","","","","","","","","","","","","","","","","","","","","","","","","","","","","","","","","","","",""]
["","","","","","","","","","","","","","","","","","","","","","","","","","","","","","","","","","","","","","","","","","","","","","","","","","","","","","","","","","","","","","","","","","","","","","","","","","","","","","","","","","","","","","","","","","","","","","","","","","","","",null,"","","","","","","","","","","","","","","","","","","","","","","","","","","","","","","","","","","","","","","","","","","","","","","","","","","","","","","","","","","","","","","","","","","","","","","","","","","","","","","","","","","","","","","","","","",""]
["","","","","","","","","","","","","","","","","","","","","","","","","","","","","","","","","","","","","","","","","","","","","","","","","","","","","","","","","","","","","","","","","","","","","","","","","","","","","","","","","","","","","","","","","","","","","","","","","","","","",null,"","","","","","","","","","","","","","","","","","","","","","","","","","","","","","","","","","","","","","","","","","","","","","","","","","","","","","","","","","","","","","","","","","","","","","","","","","","","","","","","","","","","","","","","","","",""]
["","","","","","","","","","","","","","","","","","","","","","","","","","","","","","","","","","","","","","","","","","","","","","","","","","","","","","","","","","","","","","","","","","","","","","","","","","","","","","","","","","","","","","","","","","","","","","","","","","","","",null,"","","","","","","","","","","","","","","","","","","","","","","","","","","","","","","","","","","","","","","","","","","","","","","","","","","","","","","","","","","","","","","","","","","","","","","","","","","","","","","","","","","","","","","","","","",""]
["","","","","","","","","","","","","","","","","","","","","","","","","","","","","","","","","","","","","","","","","","","","","","","","","","","","","","","","","","","","","","","","","","","","","","","","","","","","","","","","","","","","","","","","","","","","","","","","","","","","",null,"","","","","","","","","","","","","","","","","","","","","","","","","","","","","","","","","","","","","","","","","","","","","","","","","","","","","","","","","","","","","","","","","","","","","","","","","","","","","","","","","","","","","","","","","","",""]
["","","","","","","","","","","","","","","","","","","","","","","","","","","","","","","","","","","","","","","","","","","","","","","","","","","","","","","","","","","","","","","","","","","","","","","","","","","","","","","","","","","","","","","","","","","","","","","","","","","","",null,"","","","","","","","","","","","","","","","","","","","","","","","","","","","","","","","","","","","","","","","","","","","","","","","","","","","","","","","","","","","","","","","","","","","","","","","","","","","","","","","","","","","","","","","","","",""]
["","","","","","","","","","","","","","","","","","","","","","","","","","","","","","","","","","","","","","","","","","","","","","","","","","","","","","","","","","","","","","","","","","","","","","","","","","","","","","","","","","","","","","","","","","","","","","","","","","","","",null,"","","","","","","","","","","","","","","","","","","","","","","","","","","","","","","","","","","","","","","","","","","","","","","","","","","","","","","","","","","","","","","","","","","","","","","","","","","","","","","","","","","","","","","","","","",""]
["","","","","","","","","","","","","","","","","","","","","","","","","","","","","","","","","","","","","","","","","","","","","","","","","","","","","","","","","","","","","","","","","","","","","","","","","","","","","","","","","","","","","","","","","","","","","","","","","","","","",null,"","","","","","","","","","","","","","","","","","","","","","","","","","","","","","","","","","","","","","","","","","","","","","","","","","","","","","","","","","","","","","","","","","","","","","","","","","","","","","","","","","","","","","","","","","",""]
["","","","","","","","","","","","","","","","","","","","","","","","","","","","","","","","","","","","","","","","","","","","","","","","","","","","","","","","","","","","","","","","","","","","","","","","","","","","","","","","","","","","","","","","","","","","","","","","","","","","",null,"","","","","","","","","","","","","","","","","","","","","","","","","","","","","","","","","","","","","","","","","","","","","","","","","","","","","","","","","","","","","","","","","","","","","","","","","","","","","","","","","","","","","","","","","","",""]
["","","","","","","","","","","","","","","","","","","","","","","","","","","","","","","","","","","","","","","","","","","","","","","","","","","","","","","","","","","","","","","","","","","","","","","","","","","","","","","","","","","","","","","","","","","","","","","","","","","","",null,"","","","","","","","","","","","","","","","","","","","","","","","","","","","","","","","","","","","","","","","","","","","","","","","","","","","","","","","","","","","","","","","","","","","","","","","","","","","","","","","","","","","","","","","","","",""]
["","","","","","","","","","","","","","","","","","","","","","","","","","","","","","","","","","","","","","","","","","","","","","","","","","","","","","","","","","","","","","","","","","","","","","","","","","","","","","","","","","","","","","","","","","","","","","","","","","","","",null,"","","","","","","","","","","","","","","","","","","","","","","","","","","","","","","","","","","","","","","","","","","","","","","","","","","","","","","","","","","","","","","","","","","","","","","","","","","","","","","","","","","","","","","","","","",""]
["","","","","","","","","","","","","","","","","","","","","","","","","","","","","","","","","","","","","","","","","","","","","","","","","","","","","","","","","","","","","","","","","","","","","","","","","","","","","","","","","","","","","","","","","","","","","","","","","","","","",null,"","","","","","","","","","","","","","","","","","","","","","","","","","","","","","","","","","","","","","","","","","","","","","","","","","","","","","","","","","","","","","","","","","","","","","","","","","","","","","","","","","","","","","","","","","",""]
["","","","","","","","","","","","","","","","","","","","","","","","","","","","","","","","","","","","","","","","","","","","","","","","","","","","","","","","","","","","","","","","","","","","","","","","","","","","","","","","","","","","","","","","","","","","","","","","","","","","",null,"","","","","","","","","","","","","","","","","","","","","","","","","","","","","","","","","","","","","","","","","","","","","","","","","","","","","","","","","","","","","","","","","","","","","","","","","","","","","","","","","","","","","","","","","","",""]
["","","","","","","","","","","","","","","","","","","","","","","","","","","","","","","","","","","","","","","","","","","","","","","","","","","","","","","","","","","","","","","","","","","","","","","","","","","","","","","","","","","","","","","","","","","","","","","","","","","","",null,"","","","","","","","","","","","","","","","","","","","","","","","","","","","","","","","","","","","","","","","","","","","","","","","","","","","","","","","","","","","","","","","","","","","","","","","","","","","","","","","","","","","","","","","","","",""]
["","","","","","","","","","","","","","","","","","","","","","","","","","","","","","","","","","","","","","","","","","","","","","","","","","","","","","","","","","","","","","","","","","","","","","","","","","","","","","","","","","","","","","","","","","","","","","","","","","","","",null,"","","","","","","","","","","","","","","","","","","","","","","","","","","","","","","","","","","","","","","","","","","","","","","","","","","","","","","","","","","","","","","","","","","","","","","","","","","","","","","","","","","","","","","","","","",""]
["","","","","","","","","","","","","","","","","","","","","","","","","","","","","","","","","","","","","","","","","","","","","","","","","","","","","","","","","","","","","","","","","","","","","","","","","","","","","","","","","","","","","","","","","","","","","","","","","","","","",null,"","","","","","","","","","","","","","","","","","","","","","","","","","","","","","","","","","","","","","","","","","","","","","","","","","","","","","","","","","","","","","","","","","","","","","","","","","","","","","","","","","","","","","","","","","",""]
["","","","","","","","","","","","","","","","","","","","","","","","","","","","","","","","","","","","","","","","","","","","","","","","","","","","","","","","","","","","","","","","","","","","","","","","","","","","","","","","","","","","","","","","","","","","","","","","","","","","",null,"","","","","","","","","","","","","","","","","","","","","","","","","","","","","","","","","","","","","","","","","","","","","","","","","","","","","","","","","","","","","","","","","","","","","","","","","","","","","","","","","","","","","","","","","","",""]
["","","","","","","","","","","","","","","","","","","","","","","","","","","","","","","","","","","","","","","","","","","","","","","","","","","","","","","","","","","","","","","","","","","","","","","","","","","","","","","","","","","","","","","","","","","","","","","","","","","","",null,"","","","","","","","","","","","","","","","","","","","","","","","","","","","","","","","","","","","","","","","","","","","","","","","","","","","","","","","","","","","","","","","","","","","","","","","","","","","","","","","","","","","","","","","","","",""]
["","","","","","","","","","","","","","","","","","","","","","","","","","","","","","","","","","","","","","","","","","","","","","","","","","","","","","","","","","","","","","","","","","","","","","","","","","","","","","","","","","","","","","","","","","","","","","","","","","","","",null,"","","","","","","","","","","","","","","","","","","","","","","","","","","","","","","","","","","","","","","","","","","","","","","","","","","","","","","","","","","","","","","","","","","","","","","","","","","","","","","","","","","","","","","","","","",""]
["","","","","","","","","","","","","","","","","","","","","","","","","","","","","","","","","","","","","","","","","","","","","","","","","","","","","","","","","","","","","","","","","","","","","","","","","","","","","","","","","","","","","","","","","","","","","","","","","","","","",null,"","","","","","","","","","","","","","","","","","","","","","","","","","","","","","","","","","","","","","","","","","","","","","","","","","","","","","","","","","","","","","","","","","","","","","","","","","","","","","","","","","","","","","","","","","",""]
["","","","","","","","","","","","","","","","","","","","","","","","","","","","","","","","","","","","","","","","","","","","","","","","","","","","","","","","","","","","","","","","","","","","","","","","","","","","","","","","","","","","","","","","","","","","","","","","","","","","",null,"","","","","","","","","","","","","","","","","","","","","","","","","","","","","","","","","","","","","","","","","","","","","","","","","","","","","","","","","","","","","","","","","","","","","","","","","","","","","","","","","","","","","","","","","","",""]
["","","","","","","","","","","","","","","","","","","","","","","","","","","","","","","","","","","","","","","","","","","","","","","","","","","","","","","","","","","","","","","","","","","","","","","","","","","","","","","","","","","","","","","","","","","","","","","","","","","","",null,"","","","","","","","","","","","","","","","","","","","","","","","","","","","","","","","","","","","","","","","","","","","","","","","","","","","","","","","","","","","","","","","","","","","","","","","","","","","","","","","","","","","","","","","","","",""]
["","","","","","","","","","","","","","","","","","","","","","","","","","","","","","","","","","","","","","","","","","","","","","","","","","","","","","","","","","","","","","","","","","","","","","","","","","","","","","","","","","","","","","","","","","","","","","","","","","","","",null,"","","","","","","","","","","","","","","","","","","","","","","","","","","","","","","","","","","","","","","","","","","","","","","","","","","","","","","","","","","","","","","","","","","","","","","","","","","","","","","","","","","","","","","","","","",""]
["","","","","","","","","","","","","","","","","","","","","","","","","","","","","","","","","","","","","","","","","","","","","","","","","","","","","","","","","","","","","","","","","","","","","","","","","","","","","","","","","","","","","","","","","","","","","","","","","","","","",null,"","","","","","","","","","","","","","","","","","","","","","","","","","","","","","","","","","","","","","","","","","","","","","","","","","","","","","","","","","","","","","","","","","","","","","","","","","","","","","","","","","","","","","","","","","",""]
["","","","","","","","","","","","","","","","","","","","","","","","","","","","","","","","","","","","","","","","","","","","","","","","","","","","","","","","","","","","","","","","","","","","","","","","","","","","","","","","","","","","","","","","","","","","","","","","","","","","",null,"","","","","","","","","","","","","","","","","","","","","","","","","","","","","","","","","","","","","","","","","","","","","","","","","","","","","","","","","","","","","","","","","","","","","","","","","","","","","","","","","","","","","","","","","","",""]
["","","","","","","","","","","","","","","","","","","","","","","","","","","","","","","","","","","","","","","","","","","","","","","","","","","","","","","","","","","","","","","","","","","","","","","","","","","","","","","","","","","","","","","","","","","","","","","","","","","","",null,"","","","","","","","","","","","","","","","","","","","","","","","","","","","","","","","","","","","","","","","","","","","","","","","","","","","","","","","","","","","","","","","","","","","","","","","","","","","","","","","","","","","","","","","","","",""]
["","","","","","","","","","","","","","","","","","","","","","","","","","","","","","","","","","","","","","","","","","","","","","","","","","","","","","","","","","","","","","","","","","","","","","","","","","","","","","","","","","","","","","","","","","","","","","","","","","","","",null,"","","","","","","","","","","","","","","","","","","","","","","","","","","","","","","","","","","","","","","","","","","","","","","","","","","","","","","","","","","","","","","","","","","","","","","","","","","","","","","","","","","","","","","","","","",""]
["","","","","","","","","","","","","","","","","","","","","","","","","","","","","","","","","","","","","","","","","","","","","","","","","","","","","","","","","","","","","","","","","","","","","","","","","","","","","","","","","","","","","","","","","","","","","","","","","","","","",null,"","","","","","","","","","","","","","","","","","","","","","","","","","","","","","","","","","","","","","","","","","","","","","","","","","","","","","","","","","","","","","","","","","","","","","","","","","","","","","","","","","","","","","","","","","",""]
["","","","","","","","","","","","","","","","","","","","","","","","","","","","","","","","","","","","","","","","","","","","","","","","","","","","","","","","","","","","","","","","","","","","","","","","","","","","","","","","","","","","","","","","","","","","","","","","","","","","",null,"","","","","","","","","","","","","","","","","","","","","","","","","","","","","","","","","","","","","","","","","","","","","","","","","","","","","","","","","","","","","","","","","","","","","","","","","","","","","","","","","","","","","","","","","","",""]
["","","","","","","","","","","","","","","","","","","","","","","","","","","","","","","","","","","","","","","","","","","","","","","","","","","","","","","","","","","","","","","","","","","","","","","","","","","","","","","","","","","","","","","","","","","","","","","","","","","","",null,"","","","","","","","","","","","","","","","","","","","","","","","","","","","","","","","","","","","","","","","","","","","","","","","","","","","","","","","","","","","","","","","","","","","","","","","","","","","","","","","","","","","","","","","","","",""]
["","","","","","","","","","","","","","","","","","","","","","","","","","","","","","","","","","","","","","","","","","","","","","","","","","","","","","","","","","","","","","","","","","","","","","","","","","","","","","","","","","","","","","","","","","","","","","","","","","","","",null,"","","","","","","","","","","","","","","","","","","","","","","","","","","","","","","","","","","","","","","","","","","","","","","","","","","","","","","","","","","","","","","","","","","","","","","","","","","","","","","","","","","","","","","","","","",""]
["","","","","","","","","","","","","","","","","","","","","","","","","","","","","","","","","","","","","","","","","","","","","","","","","","","","","","","","","","","","","","","","","","","","","","","","","","","","","","","","","","","","","","","","","","","","","","","","","","","","",null,"","","","","","","","","","","","","","","","","","","","","","","","","","","","","","","","","","","","","","","","","","","","","","","","","","","","","","","","","","","","","","","","","","","","","","","","","","","","","","","","","","","","","","","","","","",""]
["","","","","","","","","","","","","","","","","","","","","","","","","","","","","","","","","","","","","","","","","","","","","","","","","","","","","","","","","","","","","","","","","","","","","","","","","","","","","","","","","","","","","","","","","","","","","","","","","","","","",null,"","","","","","","","","","","","","","","","","","","","","","","","","","","","","","","","","","","","","","","","","","","","","","","","","","","","","","","","","","","","","","","","","","","","","","","","","","","","","","","","","","","","","","","","","","",""]
["","","","","","","","","","","","","","","","","","","","","","","","","","","","","","","","","","","","","","","","","","","","","","","","","","","","","","","","","","","","","","","","","","","","","","","","","","","","","","","","","","","","","","","","","","","","","","","","","","","","",null,"","","","","","","","","","","","","","","","","","","","","","","","","","","","","","","","","","","","","","","","","","","","","","","","","","","","","","","","","","","","","","","","","","","","","","","","","","","","","","","","","","","","","","","","","","",""]
["","","","","","","","","","","","","","","","","","","","","","","","","","","","","","","","","","","","","","","","","","","","","","","","","","","","","","","","","","","","","","","","","","","","","","","","","","","","","","","","","","","","","","","","","","","","","","","","","","","","",null,"","","","","","","","","","","","","","","","","","","","","","","","","","","","","","","","","","","","","","","","","","","","","","","","","","","","","","","","","","","","","","","","","","","","","","","","","","","","","","","","","","","","","","","","","","",""]
["","","","","","","","","","","","","","","","","","","","","","","","","","","","","","","","","","","","","","","","","","","","","","","","","","","","","","","","","","","","","","","","","","","","","","","","","","","","","","","","","","","","","","","","","","","","","","","","","","","","",null,"","","","","","","","","","","","","","","","","","","","","","","","","","","","","","","","","","","","","","","","","","","","","","","","","","","","","","","","","","","","","","","","","","","","","","","","","","","","","","","","","","","","","","","","","","",""]
["","","","","","","","","","","","","","","","","","","","","","","","","","","","","","","","","","","","","","","","","","","","","","","","","","","","","","","","","","","","","","","","","","","","","","","","","","","","","","","","","","","","","","","","","","","","","","","","","","","","",null,"","","","","","","","","","","","","","","","","","","","","","","","","","","","","","","","","","","","","","","","","","","","","","","","","","","","","","","","","","","","","","","","","","","","","","","","","","","","","","","","","","","","","","","","","","",""]
["","","","","","","","","","","","","","","","","","","","","","","","","","","","","","","","","","","","","","","","","","","","","","","","","","","","","","","","","","","","","","","","","","","","","","","","","","","","","","","","","","","","","","","","","","","","","","","","","","","","",null,"","","","","","","","","","","","","","","","","","","","","","","","","","","","","","","","","","","","","","","","","","","","","","","","","","","","","","","","","","","","","","","","","","","","","","","","","","","","","","","","","","","","","","","","","","",""]
["","","","","","","","","","","","","","","","","","","","","","","","","","","","","","","","","","","","","","","","","","","","","","","","","","","","","","","","","","","","","","","","","","","","","","","","","","","","","","","","","","","","","","","","","","","","","","","","","","","","",null,"","","","","","","","","","","","","","","","","","","","","","","","","","","","","","","","","","","","","","","","","","","","","","","","","","","","","","","","","","","","","","","","","","","","","","","","","","","","","","","","","","","","","","","","","","",""]
["","","","","","","","","","","","","","","","","","","","","","","","","","","","","","","","","","","","","","","","","","","","","","","","","","","","","","","","","","","","","","","","","","","","","","","","","","","","","","","","","","","","","","","","","","","","","","","","","","","","",null,"","","","","","","","","","","","","","","","","","","","","","","","","","","","","","","","","","","","","","","","","","","","","","","","","","","","","","","","","","","","","","","","","","","","","","","","","","","","","","","","","","","","","","","","","","",""]
["","","","","","","","","","","","","","","","","","","","","","","","","","","","","","","","","","","","","","","","","","","","","","","","","","","","","","","","","","","","","","","","","","","","","","","","","","","","","","","","","","","","","","","","","","","","","","","","","","","","",null,"","","","","","","","","","","","","","","","","","","","","","","","","","","","","","","","","","","","","","","","","","","","","","","","","","","","","","","","","","","","","","","","","","","","","","","","","","","","","","","","","","","","","","","","","","",""]
["","","","","","","","","","","","","","","","","","","","","","","","","","","","","","","","","","","","","","","","","","","","","","","","","","","","","","","","","","","","","","","","","","","","","","","","","","","","","","","","","","","","","","","","","","","","","","","","","","","","",null,"","","","","","","","","","","","","","","","","","","","","","","","","","","","","","","","","","","","","","","","","","","","","","","","","","","","","","","","","","","","","","","","","","","","","","","","","","","","","","","","","","","","","","","","","","",""]
["","","","","","","","","","","","","","","","","","","","","","","","","","","","","","","","","","","","","","","","","","","","","","","","","","","","","","","","","","","","","","","","","","","","","","","","","","","","","","","","","","","","","","","","","","","","","","","","","","","","",null,"","","","","","","","","","","","","","","","","","","","","","","","","","","","","","","","","","","","","","","","","","","","","","","","","","","","","","","","","","","","","","","","","","","","","","","","","","","","","","","","","","","","","","","","","","",""]
["","","","","","","","","","","","","","","","","","","","","","","","","","","","","","","","","","","","","","","","","","","","","","","","","","","","","","","","","","","","","","","","","","","","","","","","","","","","","","","","","","","","","","","","","","","","","","","","","","","","",null,"","","","","","","","","","","","","","","","","","","","","","","","","","","","","","","","","","","","","","","","","","","","","","","","","","","","","","","","","","","","","","","","","","","","","","","","","","","","","","","","","","","","","","","","","","",""]
["","","","","","","","","","","","","","","","","","","","","","","","","","","","","","","","","","","","","","","","","","","","","","","","","","","","","","","","","","","","","","","","","","","","","","","","","","","","","","","","","","","","","","","","","","","","","","","","","","","","",null,"","","","","","","","","","","","","","","","","","","","","","","","","","","","","","","","","","","","","","","","","","","","","","","","","","","","","","","","","","","","","","","","","","","","","","","","","","","","","","","","","","","","","","","","","","",""]
["","","","","","","","","","","","","","","","","","","","","","","","","","","","","","","","","","","","","","","","","","","","","","","","","","","","","","","","","","","","","","","","","","","","","","","","","","","","","","","","","","","","","","","","","","","","","","","","","","","","",null,"","","","","","","","","","","","","","","","","","","","","","","","","","","","","","","","","","","","","","","","","","","","","","","","","","","","","","","","","","","","","","","","","","","","","","","","","","","","","","","","","","","","","","","","","","",""]
["","","","","","","","","","","","","","","","","","","","","","","","","","","","","","","","","","","","","","","","","","","","","","","","","","","","","","","","","","","","","","","","","","","","","","","","","","","","","","","","","","","","","","","","","","","","","","","","","","","","",null,"","","","","","","","","","","","","","","","","","","","","","","","","","","","","","","","","","","","","","","","","","","","","","","","","","","","","","","","","","","","","","","","","","","","","","","","","","","","","","","","","","","","","","","","","","",""]

{"sheet":"Lives scenario - output","index":5,"n_rows":175,"n_cols":43,"rows_kept":175,"cut":false,"hidden":false,"merged":[]}
[null,null,null,"Replacement expenditure forecast ($,000)",null,null,null,null,null,null,null,null,null,null,null,null,null,null,null,null,null,null,null,"Replacement quantity forecast (#)"]
[null,null,null,1,2,3,4,5,6,7,8,9,10,11,12,13,14,15,16,17,18,19,20,1,2,3,4,5,6,7,8,9,10,11,12,13,14,15,16,17,18,19,20]
[]
[]
["ID","Asset group",null,2020,2021,2022,2023,2024,2025,2026,2027,2028,2029,2030,2031,2032,2033,2034,2035,2036,2037,2038,2039,2020,2021,2022,2023,2024,2025,2026,2027,2028,2029,2030,2031,2032,2033,2034,2035,2036,2037,2038,2039]
[{"$f":"IFERROR(IF('Historical scenario - output'!A6=\"\",\"\",'Historical scenario - output'!A6),\"\")","v":1},{"$f":"IFERROR(IF('Historical scenario - output'!B6=\"\",\"\",'Historical scenario - output'!B6),\"\")","v":"OVERHEAD CONDUCTORS"},null,{"$f":"IFERROR(IF($A6=\"\",\"\",SUMIFS(D$21:D$175,$A$21:$A$175,$A6)),\"\")","v":0},{"$f":"IFERROR(IF($A6=\"\",\"\",SUMIFS(E$21:E$175,$A$21:$A$175,$A6)),\"\")","v":0},0,0,0,0,0,0,0,0,0,0,0,0,0,0,0,{"$f":"IFERROR(IF($A6=\"\",\"\",SUMIFS(U$21:U$175,$A$21:$A$175,$A6)),\"\")","v":0},0,0,{"$f":"IFERROR(IF($A6=\"\",\"\",SUMIFS(X$21:X$175,$A$21:$A$175,$A6)),\"\")","v":0},{"$f":"IFERROR(IF($A6=\"\",\"\",SUMIFS(Y$21:Y$175,$A$21:$A$175,$A6)),\"\")","v":0},0,0,0,0,0,0,0,0,0,0,0,0,0,0,0,{"$f":"IFERROR(IF($A6=\"\",\"\",SUMIFS(AO$21:AO$175,$A$21:$A$175,$A6)),\"\")","v":0},0,0]
[{"$f":"IFERROR(IF('Historical scenario - output'!A7=\"\",\"\",'Historical scenario - output'!A7),\"\")","v":2},{"$f":"IFERROR(IF('Historical scenario - output'!B7=\"\",\"\",'Historical scenario - output'!B7),\"\")","v":"POLES"},null,{"$f":"IFERROR(IF($A7=\"\",\"\",SUMIFS(D$21:D$175,$A$21:$A$175,$A7)),\"\")","v":0},0,0,0,0,0,0,0,0,0,0,0,0,0,0,0,0,0,0,0,0,0,0,0,0,0,0,0,0,0,0,0,0,0,0,0,0,0,0,0]
[{"$f":"IFERROR(IF('Historical scenario - output'!A8=\"\",\"\",'Historical scenario - output'!A8),\"\")","v":3},{"$f":"IFERROR(IF('Historical scenario - output'!B8=\"\",\"\",'Historical scenario - output'!B8),\"\")","v":"SERVICE LINES"},null,0,0,0,0,0,0,0,0,0,0,0,0,0,0,0,0,0,0,0,0,0,0,0,0,0,0,0,0,0,0,0,0,0,0,0,0,0,0,0,0]
[{"$f":"IFERROR(IF('Historical scenario - output'!A9=\"\",\"\",'Historical scenario - output'!A9),\"\")","v":4},{"$f":"IFERROR(IF('Historical scenario - output'!B9=\"\",\"\",'Historical scenario - output'!B9),\"\")","v":"SWITCHGEAR"},null,0,0,0,0,0,0,0,0,0,0,0,0,0,0,0,0,0,0,0,0,0,0,0,0,0,0,0,0,0,0,0,0,0,0,0,0,0,0,0,0]
[{"$f":"IFERROR(IF('Historical scenario - output'!A10=\"\",\"\",'Historical scenario - output'!A10),\"\")","v":5},{"$f":"IFERROR(IF('Historical scenario - output'!B10=\"\",\"\",'Historical scenario - output'!B10),\"\")","v":"TRANSFORMERS"},null,0,0,0,0,0,0,0,0,0,0,0,0,0,0,0,0,0,0,0,0,0,0,0,0,0,0,0,0,0,0,0,0,0,0,0,0,0,0,0,0]
[{"$f":"IFERROR(IF('Historical scenario - output'!A11=\"\",\"\",'Historical scenario - output'!A11),\"\")","v":6},{"$f":"IFERROR(IF('Historical scenario - output'!B11=\"\",\"\",'Historical scenario - output'!B11),\"\")","v":"UNDERGROUND CABLES"},null,0,0,0,0,0,0,0,0,0,0,0,0,0,0,0,0,0,0,0,0,0,0,0,0,0,0,0,0,0,0,0,0,0,0,0,0,0,0,0,0]
[{"$f":"IFERROR(IF('Historical scenario - output'!A12=\"\",\"\",'Historical scenario - output'!A12),\"\")","v":""},{"$f":"IFERROR(IF('Historical scenario - output'!B12=\"\",\"\",'Historical scenario - output'!B12),\"\")","v":""},null,"","","","","","","","","","","","","","","","","","","","","","","","","","","","","","","","","","","","","","","",""]
[{"$f":"IFERROR(IF('Historical scenario - output'!A13=\"\",\"\",'Historical scenario - output'!A13),\"\")","v":""},{"$f":"IFERROR(IF('Historical scenario - output'!B13=\"\",\"\",'Historical scenario - output'!B13),\"\")","v":""},null,"","","","","","","","","","","","","","","","","","","","","","","","","","","","","","","","","","","","","","","",""]
[{"$f":"IFERROR(IF('Historical scenario - output'!A14=\"\",\"\",'Historical scenario - output'!A14),\"\")","v":""},{"$f":"IFERROR(IF('Historical scenario - output'!B14=\"\",\"\",'Historical scenario - output'!B14),\"\")","v":""},null,"","","","","","","","","","","","","","","","","","","","","","","","","","","","","","","","","","","","","","","",""]
[{"$f":"IFERROR(IF('Historical scenario - output'!A15=\"\",\"\",'Historical scenario - output'!A15),\"\")","v":""},{"$f":"IFERROR(IF('Historical scenario - output'!B15=\"\",\"\",'Historical scenario - output'!B15),\"\")","v":""},null,"","","","","","","","","","","","","","","","","","","","","","","","","","","","","","","","","","","","","","","",""]
[{"$f":"IFERROR(IF('Historical scenario - output'!A16=\"\",\"\",'Historical scenario - output'!A16),\"\")","v":""},{"$f":"IFERROR(IF('Historical scenario - output'!B16=\"\",\"\",'Historical scenario - output'!B16),\"\")","v":""},null,"","","","","","","","","","","","","","","","","","","","","","","","","","","","","","","","","","","","","","","",""]
[{"$f":"IFERROR(IF('Historical scenario - output'!A17=\"\",\"\",'Historical scenario - output'!A17),\"\")","v":""},{"$f":"IFERROR(IF('Historical scenario - output'!B17=\"\",\"\",'Historical scenario - output'!B17),\"\")","v":""},null,"","","","","","","","","","","","","","","","","","","","","","","","","","","","","","","","","","","","","","","",""]
[null,null,"Total",{"$f":"IFERROR(SUM(D$6:D$17),\"\")","v":0},{"$f":"IFERROR(SUM(E$6:E$17),\"\")","v":0},0,0,0,0,0,0,0,0,0,0,0,0,0,0,0,0,0,0]
[]
["ID","Asset group","Asset category"]
[{"$f":"IFERROR('Lives scenario - input'!A6,\"\")","v":1},{"$f":"IFERROR('Lives scenario - input'!B6,\"\")","v":"OVERHEAD CONDUCTORS"},{"$f":"IFERROR('Lives scenario - input'!C6,\"\")","v":"˂ = 1 kv"},{"$f":"IFERROR(repcalc('Lives scenario - input'!$CX6:$GJ6,'Lives scenario - input'!$I6,'Lives scenario - input'!$G6,'Lives scenario - input'!$H6,20,TRUE,TRUE),\"\")","v":""},"","","","","","","","","","","","","","","","","","","",{"$f":"IFERROR(IF(OR(D21=\"\",'Lives scenario - input'!$F6=\"\"),\"\",D21/'Lives scenario - input'!$F6),\"\")","v":""},{"$f":"IFERROR(IF(OR(E21=\"\",'Lives scenario - input'!$F6=\"\"),\"\",E21/'Lives scenario - input'!$F6),\"\")","v":""},{"$f":"IFERROR(IF(OR(F21=\"\",'Lives scenario - input'!$F6=\"\"),\"\",F21/'Lives scenario - input'!$F6),\"\")","v":""},{"$f":"IFERROR(IF(OR(G21=\"\",'Lives scenario - input'!$F6=\"\"),\"\",G21/'Lives scenario - input'!$F6),\"\")","v":""},{"$f":"IFERROR(IF(OR(H21=\"\",'Lives scenario - input'!$F6=\"\"),\"\",H21/'Lives scenario - input'!$F6),\"\")","v":""},{"$f":"IFERROR(IF(OR(I21=\"\",'Lives scenario - input'!$F6=\"\"),\"\",I21/'Lives scenario - input'!$F6),\"\")","v":""},{"$f":"IFERROR(IF(OR(J21=\"\",'Lives scenario - input'!$F6=\"\"),\"\",J21/'Lives scenario - input'!$F6),\"\")","v":""},{"$f":"IFERROR(IF(OR(K21=\"\",'Lives scenario - input'!$F6=\"\"),\"\",K21/'Lives scenario - input'!$F6),\"\")","v":""},{"$f":"IFERROR(IF(OR(L21=\"\",'Lives scenario - input'!$F6=\"\"),\"\",L21/'Lives scenario - input'!$F6),\"\")","v":""},{"$f":"IFERROR(IF(OR(M21=\"\",'Lives scenario - input'!$F6=\"\"),\"\",M21/'Lives scenario - input'!$F6),\"\")","v":""},{"$f":"IFERROR(IF(OR(N21=\"\",'Lives scenario - input'!$F6=\"\"),\"\",N21/'Lives scenario - input'!$F6),\"\")","v":""},{"$f":"IFERROR(IF(OR(O21=\"\",'Lives scenario - input'!$F6=\"\"),\"\",O21/'Lives scenario - input'!$F6),\"\")","v":""},{"$f":"IFERROR(IF(OR(P21=\"\",'Lives scenario - input'!$F6=\"\"),\"\",P21/'Lives scenario - input'!$F6),\"\")","v":""},{"$f":"IFERROR(IF(OR(Q21=\"\",'Lives scenario - input'!$F6=\"\"),\"\",Q21/'Lives scenario - input'!$F6),\"\")","v":""},{"$f":"IFERROR(IF(OR(R21=\"\",'Lives scenario - input'!$F6=\"\"),\"\",R21/'Lives scenario - input'!$F6),\"\")","v":""},{"$f":"IFERROR(IF(OR(S21=\"\",'Lives scenario - input'!$F6=\"\"),\"\",S21/'Lives scenario - input'!$F6),\"\")","v":""},{"$f":"IFERROR(IF(OR(T21=\"\",'Lives scenario - input'!$F6=\"\"),\"\",T21/'Lives scenario - input'!$F6),\"\")","v":""},{"$f":"IFERROR(IF(OR(U21=\"\",'Lives scenario - input'!$F6=\"\"),\"\",U21/'Lives scenario - input'!$F6),\"\")","v":""},{"$f":"IFERROR(IF(OR(V21=\"\",'Lives scenario - input'!$F6=\"\"),\"\",V21/'Lives scenario - input'!$F6),\"\")","v":""},{"$f":"IFERROR(IF(OR(W21=\"\",'Lives scenario - input'!$F6=\"\"),\"\",W21/'Lives scenario - input'!$F6),\"\")","v":""}]
[{"$f":"IFERROR('Lives scenario - input'!A7,\"\")","v":1},{"$f":"IFERROR('Lives scenario - input'!B7,\"\")","v":"OVERHEAD CONDUCTORS"},{"$f":"IFERROR('Lives scenario - input'!C7,\"\")","v":"˃ 11 kv & < = 22 kv ; multiple-phase"},{"$f":"IFERROR(repcalc('Lives scenario - input'!$CX7:$GJ7,'Lives scenario - input'!$I7,'Lives scenario - input'!$G7,'Lives scenario - input'!$H7,20,TRUE,TRUE),\"\")","v":""},"","","","","","","","","","","","","","","","","","","",{"$f":"IFERROR(IF(OR(D22=\"\",'Lives scenario - input'!$F7=\"\"),\"\",D22/'Lives scenario - input'!$F7),\"\")","v":""},{"$f":"IFERROR(IF(OR(E22=\"\",'Lives scenario - input'!$F7=\"\"),\"\",E22/'Lives scenario - input'!$F7),\"\")","v":""},{"$f":"IFERROR(IF(OR(F22=\"\",'Lives scenario - input'!$F7=\"\"),\"\",F22/'Lives scenario - input'!$F7),\"\")","v":""},{"$f":"IFERROR(IF(OR(G22=\"\",'Lives scenario - input'!$F7=\"\"),\"\",G22/'Lives scenario - input'!$F7),\"\")","v":""},{"$f":"IFERROR(IF(OR(H22=\"\",'Lives scenario - input'!$F7=\"\"),\"\",H22/'Lives scenario - input'!$F7),\"\")","v":""},{"$f":"IFERROR(IF(OR(I22=\"\",'Lives scenario - input'!$F7=\"\"),\"\",I22/'Lives scenario - input'!$F7),\"\")","v":""},{"$f":"IFERROR(IF(OR(J22=\"\",'Lives scenario - input'!$F7=\"\"),\"\",J22/'Lives scenario - input'!$F7),\"\")","v":""},{"$f":"IFERROR(IF(OR(K22=\"\",'Lives scenario - input'!$F7=\"\"),\"\",K22/'Lives scenario - input'!$F7),\"\")","v":""},{"$f":"IFERROR(IF(OR(L22=\"\",'Lives scenario - input'!$F7=\"\"),\"\",L22/'Lives scenario - input'!$F7),\"\")","v":""},{"$f":"IFERROR(IF(OR(M22=\"\",'Lives scenario - input'!$F7=\"\"),\"\",M22/'Lives scenario - input'!$F7),\"\")","v":""},{"$f":"IFERROR(IF(OR(N22=\"\",'Lives scenario - input'!$F7=\"\"),\"\",N22/'Lives scenario - input'!$F7),\"\")","v":""},{"$f":"IFERROR(IF(OR(O22=\"\",'Lives scenario - input'!$F7=\"\"),\"\",O22/'Lives scenario - input'!$F7),\"\")","v":""},{"$f":"IFERROR(IF(OR(P22=\"\",'Lives scenario - input'!$F7=\"\"),\"\",P22/'Lives scenario - input'!$F7),\"\")","v":""},{"$f":"IFERROR(IF(OR(Q22=\"\",'Lives scenario - input'!$F7=\"\"),\"\",Q22/'Lives scenario - input'!$F7),\"\")","v":""},{"$f":"IFERROR(IF(OR(R22=\"\",'Lives scenario - input'!$F7=\"\"),\"\",R22/'Lives scenario - input'!$F7),\"\")","v":""},{"$f":"IFERROR(IF(OR(S22=\"\",'Lives scenario - input'!$F7=\"\"),\"\",S22/'Lives scenario - input'!$F7),\"\")","v":""},{"$f":"IFERROR(IF(OR(T22=\"\",'Lives scenario - input'!$F7=\"\"),\"\",T22/'Lives scenario - input'!$F7),\"\")","v":""},{"$f":"IFERROR(IF(OR(U22=\"\",'Lives scenario - input'!$F7=\"\"),\"\",U22/'Lives scenario - input'!$F7),\"\")","v":""},{"$f":"IFERROR(IF(OR(V22=\"\",'Lives scenario - input'!$F7=\"\"),\"\",V22/'Lives scenario - input'!$F7),\"\")","v":""},{"$f":"IFERROR(IF(OR(W22=\"\",'Lives scenario - input'!$F7=\"\"),\"\",W22/'Lives scenario - input'!$F7),\"\")","v":""}]
[{"$f":"IFERROR('Lives scenario - input'!A8,\"\")","v":1},{"$f":"IFERROR('Lives scenario - input'!B8,\"\")","v":"OVERHEAD CONDUCTORS"},{"$f":"IFERROR('Lives scenario - input'!C8,\"\")","v":"˃ 11 kv & < = 22 kv ; single-phase"},{"$f":"IFERROR(repcalc('Lives scenario - input'!$CX8:$GJ8,'Lives scenario - input'!$I8,'Lives scenario - input'!$G8,'Lives scenario - input'!$H8,20,TRUE,TRUE),\"\")","v":""},"","","","","","","","","","","","","","","","","","","",{"$f":"IFERROR(IF(OR(D23=\"\",'Lives scenario - input'!$F8=\"\"),\"\",D23/'Lives scenario - input'!$F8),\"\")","v":""},{"$f":"IFERROR(IF(OR(E23=\"\",'Lives scenario - input'!$F8=\"\"),\"\",E23/'Lives scenario - input'!$F8),\"\")","v":""},{"$f":"IFERROR(IF(OR(F23=\"\",'Lives scenario - input'!$F8=\"\"),\"\",F23/'Lives scenario - input'!$F8),\"\")","v":""},{"$f":"IFERROR(IF(OR(G23=\"\",'Lives scenario - input'!$F8=\"\"),\"\",G23/'Lives scenario - input'!$F8),\"\")","v":""},{"$f":"IFERROR(IF(OR(H23=\"\",'Lives scenario - input'!$F8=\"\"),\"\",H23/'Lives scenario - input'!$F8),\"\")","v":""},{"$f":"IFERROR(IF(OR(I23=\"\",'Lives scenario - input'!$F8=\"\"),\"\",I23/'Lives scenario - input'!$F8),\"\")","v":""},{"$f":"IFERROR(IF(OR(J23=\"\",'Lives scenario - input'!$F8=\"\"),\"\",J23/'Lives scenario - input'!$F8),\"\")","v":""},{"$f":"IFERROR(IF(OR(K23=\"\",'Lives scenario - input'!$F8=\"\"),\"\",K23/'Lives scenario - input'!$F8),\"\")","v":""},{"$f":"IFERROR(IF(OR(L23=\"\",'Lives scenario - input'!$F8=\"\"),\"\",L23/'Lives scenario - input'!$F8),\"\")","v":""},{"$f":"IFERROR(IF(OR(M23=\"\",'Lives scenario - input'!$F8=\"\"),\"\",M23/'Lives scenario - input'!$F8),\"\")","v":""},{"$f":"IFERROR(IF(OR(N23=\"\",'Lives scenario - input'!$F8=\"\"),\"\",N23/'Lives scenario - input'!$F8),\"\")","v":""},{"$f":"IFERROR(IF(OR(O23=\"\",'Lives scenario - input'!$F8=\"\"),\"\",O23/'Lives scenario - input'!$F8),\"\")","v":""},{"$f":"IFERROR(IF(OR(P23=\"\",'Lives scenario - input'!$F8=\"\"),\"\",P23/'Lives scenario - input'!$F8),\"\")","v":""},{"$f":"IFERROR(IF(OR(Q23=\"\",'Lives scenario - input'!$F8=\"\"),\"\",Q23/'Lives scenario - input'!$F8),\"\")","v":""},{"$f":"IFERROR(IF(OR(R23=\"\",'Lives scenario - input'!$F8=\"\"),\"\",R23/'Lives scenario - input'!$F8),\"\")","v":""},{"$f":"IFERROR(IF(OR(S23=\"\",'Lives scenario - input'!$F8=\"\"),\"\",S23/'Lives scenario - input'!$F8),\"\")","v":""},{"$f":"IFERROR(IF(OR(T23=\"\",'Lives scenario - input'!$F8=\"\"),\"\",T23/'Lives scenario - input'!$F8),\"\")","v":""},{"$f":"IFERROR(IF(OR(U23=\"\",'Lives scenario - input'!$F8=\"\"),\"\",U23/'Lives scenario - input'!$F8),\"\")","v":""},{"$f":"IFERROR(IF(OR(V23=\"\",'Lives scenario - input'!$F8=\"\"),\"\",V23/'Lives scenario - input'!$F8),\"\")","v":""},{"$f":"IFERROR(IF(OR(W23=\"\",'Lives scenario - input'!$F8=\"\"),\"\",W23/'Lives scenario - input'!$F8),\"\")","v":""}]
[{"$f":"IFERROR('Lives scenario - input'!A9,\"\")","v":1},{"$f":"IFERROR('Lives scenario - input'!B9,\"\")","v":"OVERHEAD CONDUCTORS"},{"$f":"IFERROR('Lives scenario - input'!C9,\"\")","v":"˃ 11 kv & < = 22 kv ; swer"},{"$f":"IFERROR(repcalc('Lives scenario - input'!$CX9:$GJ9,'Lives scenario - input'!$I9,'Lives scenario - input'!$G9,'Lives scenario - input'!$H9,20,TRUE,TRUE),\"\")","v":""},"","","","","","","","","","","","","","","","","","","",{"$f":"IFERROR(IF(OR(D24=\"\",'Lives scenario - input'!$F9=\"\"),\"\",D24/'Lives scenario - input'!$F9),\"\")","v":""},{"$f":"IFERROR(IF(OR(E24=\"\",'Lives scenario - input'!$F9=\"\"),\"\",E24/'Lives scenario - input'!$F9),\"\")","v":""},{"$f":"IFERROR(IF(OR(F24=\"\",'Lives scenario - input'!$F9=\"\"),\"\",F24/'Lives scenario - input'!$F9),\"\")","v":""},{"$f":"IFERROR(IF(OR(G24=\"\",'Lives scenario - input'!$F9=\"\"),\"\",G24/'Lives scenario - input'!$F9),\"\")","v":""},{"$f":"IFERROR(IF(OR(H24=\"\",'Lives scenario - input'!$F9=\"\"),\"\",H24/'Lives scenario - input'!$F9),\"\")","v":""},{"$f":"IFERROR(IF(OR(I24=\"\",'Lives scenario - input'!$F9=\"\"),\"\",I24/'Lives scenario - input'!$F9),\"\")","v":""},{"$f":"IFERROR(IF(OR(J24=\"\",'Lives scenario - input'!$F9=\"\"),\"\",J24/'Lives scenario - input'!$F9),\"\")","v":""},{"$f":"IFERROR(IF(OR(K24=\"\",'Lives scenario - input'!$F9=\"\"),\"\",K24/'Lives scenario - input'!$F9),\"\")","v":""},{"$f":"IFERROR(IF(OR(L24=\"\",'Lives scenario - input'!$F9=\"\"),\"\",L24/'Lives scenario - input'!$F9),\"\")","v":""},{"$f":"IFERROR(IF(OR(M24=\"\",'Lives scenario - input'!$F9=\"\"),\"\",M24/'Lives scenario - input'!$F9),\"\")","v":""},{"$f":"IFERROR(IF(OR(N24=\"\",'Lives scenario - input'!$F9=\"\"),\"\",N24/'Lives scenario - input'!$F9),\"\")","v":""},{"$f":"IFERROR(IF(OR(O24=\"\",'Lives scenario - input'!$F9=\"\"),\"\",O24/'Lives scenario - input'!$F9),\"\")","v":""},{"$f":"IFERROR(IF(OR(P24=\"\",'Lives scenario - input'!$F9=\"\"),\"\",P24/'Lives scenario - input'!$F9),\"\")","v":""},{"$f":"IFERROR(IF(OR(Q24=\"\",'Lives scenario - input'!$F9=\"\"),\"\",Q24/'Lives scenario - input'!$F9),\"\")","v":""},{"$f":"IFERROR(IF(OR(R24=\"\",'Lives scenario - input'!$F9=\"\"),\"\",R24/'Lives scenario - input'!$F9),\"\")","v":""},{"$f":"IFERROR(IF(OR(S24=\"\",'Lives scenario - input'!$F9=\"\"),\"\",S24/'Lives scenario - input'!$F9),\"\")","v":""},{"$f":"IFERROR(IF(OR(T24=\"\",'Lives scenario - input'!$F9=\"\"),\"\",T24/'Lives scenario - input'!$F9),\"\")","v":""},{"$f":"IFERROR(IF(OR(U24=\"\",'Lives scenario - input'!$F9=\"\"),\"\",U24/'Lives scenario - input'!$F9),\"\")","v":""},{"$f":"IFERROR(IF(OR(V24=\"\",'Lives scenario - input'!$F9=\"\"),\"\",V24/'Lives scenario - input'!$F9),\"\")","v":""},{"$f":"IFERROR(IF(OR(W24=\"\",'Lives scenario - input'!$F9=\"\"),\"\",W24/'Lives scenario - input'!$F9),\"\")","v":""}]
[{"$f":"IFERROR('Lives scenario - input'!A10,\"\")","v":1},{"$f":"IFERROR('Lives scenario - input'!B10,\"\")","v":"OVERHEAD CONDUCTORS"},{"$f":"IFERROR('Lives scenario - input'!C10,\"\")","v":"> 1 kv & < = 11 kv"},{"$f":"IFERROR(repcalc('Lives scenario - input'!$CX10:$GJ10,'Lives scenario - input'!$I10,'Lives scenario - input'!$G10,'Lives scenario - input'!$H10,20,TRUE,TRUE),\"\")","v":""},"","","","","","","","","","","","","","","","","","","",{"$f":"IFERROR(IF(OR(D25=\"\",'Lives scenario - input'!$F10=\"\"),\"\",D25/'Lives scenario - input'!$F10),\"\")","v":""},{"$f":"IFERROR(IF(OR(E25=\"\",'Lives scenario - input'!$F10=\"\"),\"\",E25/'Lives scenario - input'!$F10),\"\")","v":""},{"$f":"IFERROR(IF(OR(F25=\"\",'Lives scenario - input'!$F10=\"\"),\"\",F25/'Lives scenario - input'!$F10),\"\")","v":""},{"$f":"IFERROR(IF(OR(G25=\"\",'Lives scenario - input'!$F10=\"\"),\"\",G25/'Lives scenario - input'!$F10),\"\")","v":""},{"$f":"IFERROR(IF(OR(H25=\"\",'Lives scenario - input'!$F10=\"\"),\"\",H25/'Lives scenario - input'!$F10),\"\")","v":""},{"$f":"IFERROR(IF(OR(I25=\"\",'Lives scenario - input'!$F10=\"\"),\"\",I25/'Lives scenario - input'!$F10),\"\")","v":""},{"$f":"IFERROR(IF(OR(J25=\"\",'Lives scenario - input'!$F10=\"\"),\"\",J25/'Lives scenario - input'!$F10),\"\")","v":""},{"$f":"IFERROR(IF(OR(K25=\"\",'Lives scenario - input'!$F10=\"\"),\"\",K25/'Lives scenario - input'!$F10),\"\")","v":""},{"$f":"IFERROR(IF(OR(L25=\"\",'Lives scenario - input'!$F10=\"\"),\"\",L25/'Lives scenario - input'!$F10),\"\")","v":""},{"$f":"IFERROR(IF(OR(M25=\"\",'Lives scenario - input'!$F10=\"\"),\"\",M25/'Lives scenario - input'!$F10),\"\")","v":""},{"$f":"IFERROR(IF(OR(N25=\"\",'Lives scenario - input'!$F10=\"\"),\"\",N25/'Lives scenario - input'!$F10),\"\")","v":""},{"$f":"IFERROR(IF(OR(O25=\"\",'Lives scenario - input'!$F10=\"\"),\"\",O25/'Lives scenario - input'!$F10),\"\")","v":""},{"$f":"IFERROR(IF(OR(P25=\"\",'Lives scenario - input'!$F10=\"\"),\"\",P25/'Lives scenario - input'!$F10),\"\")","v":""},{"$f":"IFERROR(IF(OR(Q25=\"\",'Lives scenario - input'!$F10=\"\"),\"\",Q25/'Lives scenario - input'!$F10),\"\")","v":""},{"$f":"IFERROR(IF(OR(R25=\"\",'Lives scenario - input'!$F10=\"\"),\"\",R25/'Lives scenario - input'!$F10),\"\")","v":""},{"$f":"IFERROR(IF(OR(S25=\"\",'Lives scenario - input'!$F10=\"\"),\"\",S25/'Lives scenario - input'!$F10),\"\")","v":""},{"$f":"IFERROR(IF(OR(T25=\"\",'Lives scenario - input'!$F10=\"\"),\"\",T25/'Lives scenario - input'!$F10),\"\")","v":""},{"$f":"IFERROR(IF(OR(U25=\"\",'Lives scenario - input'!$F10=\"\"),\"\",U25/'Lives scenario - input'!$F10),\"\")","v":""},{"$f":"IFERROR(IF(OR(V25=\"\",'Lives scenario - input'!$F10=\"\"),\"\",V25/'Lives scenario - input'!$F10),\"\")","v":""},{"$f":"IFERROR(IF(OR(W25=\"\",'Lives scenario - input'!$F10=\"\"),\"\",W25/'Lives scenario - input'!$F10),\"\")","v":""}]
[{"$f":"IFERROR('Lives scenario - input'!A11,\"\")","v":1},{"$f":"IFERROR('Lives scenario - input'!B11,\"\")","v":"OVERHEAD CONDUCTORS"},{"$f":"IFERROR('Lives scenario - input'!C11,\"\")","v":"> 22 kv & < = 66 kv"},{"$f":"IFERROR(repcalc('Lives scenario - input'!$CX11:$GJ11,'Lives scenario - input'!$I11,'Lives scenario - input'!$G11,'Lives scenario - input'!$H11,20,TRUE,TRUE),\"\")","v":""},"","","","","","","","","","","","","","","","","","","",{"$f":"IFERROR(IF(OR(D26=\"\",'Lives scenario - input'!$F11=\"\"),\"\",D26/'Lives scenario - input'!$F11),\"\")","v":""},{"$f":"IFERROR(IF(OR(E26=\"\",'Lives scenario - input'!$F11=\"\"),\"\",E26/'Lives scenario - input'!$F11),\"\")","v":""},{"$f":"IFERROR(IF(OR(F26=\"\",'Lives scenario - input'!$F11=\"\"),\"\",F26/'Lives scenario - input'!$F11),\"\")","v":""},{"$f":"IFERROR(IF(OR(G26=\"\",'Lives scenario - input'!$F11=\"\"),\"\",G26/'Lives scenario - input'!$F11),\"\")","v":""},{"$f":"IFERROR(IF(OR(H26=\"\",'Lives scenario - input'!$F11=\"\"),\"\",H26/'Lives scenario - input'!$F11),\"\")","v":""},{"$f":"IFERROR(IF(OR(I26=\"\",'Lives scenario - input'!$F11=\"\"),\"\",I26/'Lives scenario - input'!$F11),\"\")","v":""},{"$f":"IFERROR(IF(OR(J26=\"\",'Lives scenario - input'!$F11=\"\"),\"\",J26/'Lives scenario - input'!$F11),\"\")","v":""},{"$f":"IFERROR(IF(OR(K26=\"\",'Lives scenario - input'!$F11=\"\"),\"\",K26/'Lives scenario - input'!$F11),\"\")","v":""},{"$f":"IFERROR(IF(OR(L26=\"\",'Lives scenario - input'!$F11=\"\"),\"\",L26/'Lives scenario - input'!$F11),\"\")","v":""},{"$f":"IFERROR(IF(OR(M26=\"\",'Lives scenario - input'!$F11=\"\"),\"\",M26/'Lives scenario - input'!$F11),\"\")","v":""},{"$f":"IFERROR(IF(OR(N26=\"\",'Lives scenario - input'!$F11=\"\"),\"\",N26/'Lives scenario - input'!$F11),\"\")","v":""},{"$f":"IFERROR(IF(OR(O26=\"\",'Lives scenario - input'!$F11=\"\"),\"\",O26/'Lives scenario - input'!$F11),\"\")","v":""},{"$f":"IFERROR(IF(OR(P26=\"\",'Lives scenario - input'!$F11=\"\"),\"\",P26/'Lives scenario - input'!$F11),\"\")","v":""},{"$f":"IFERROR(IF(OR(Q26=\"\",'Lives scenario - input'!$F11=\"\"),\"\",Q26/'Lives scenario - input'!$F11),\"\")","v":""},{"$f":"IFERROR(IF(OR(R26=\"\",'Lives scenario - input'!$F11=\"\"),\"\",R26/'Lives scenario - input'!$F11),\"\")","v":""},{"$f":"IFERROR(IF(OR(S26=\"\",'Lives scenario - input'!$F11=\"\"),\"\",S26/'Lives scenario - input'!$F11),\"\")","v":""},{"$f":"IFERROR(IF(OR(T26=\"\",'Lives scenario - input'!$F11=\"\"),\"\",T26/'Lives scenario - input'!$F11),\"\")","v":""},{"$f":"IFERROR(IF(OR(U26=\"\",'Lives scenario - input'!$F11=\"\"),\"\",U26/'Lives scenario - input'!$F11),\"\")","v":""},{"$f":"IFERROR(IF(OR(V26=\"\",'Lives scenario - input'!$F11=\"\"),\"\",V26/'Lives scenario - input'!$F11),\"\")","v":""},{"$f":"IFERROR(IF(OR(W26=\"\",'Lives scenario - input'!$F11=\"\"),\"\",W26/'Lives scenario - input'!$F11),\"\")","v":""}]
[{"$f":"IFERROR('Lives scenario - input'!A12,\"\")","v":""},{"$f":"IFERROR('Lives scenario - input'!B12,\"\")","v":"POLES"},{"$f":"IFERROR('Lives scenario - input'!C12,\"\")","v":"˂ = 1 kv ; concrete"},{"$f":"IFERROR(repcalc('Lives scenario - input'!$CX12:$GJ12,'Lives scenario - input'!$I12,'Lives scenario - input'!$G12,'Lives scenario - input'!$H12,20,TRUE,TRUE),\"\")","v":""},"","","","","","","","","","","","","","","","","","","",{"$f":"IFERROR(IF(OR(D27=\"\",'Lives scenario - input'!$F12=\"\"),\"\",D27/'Lives scenario - input'!$F12),\"\")","v":""},{"$f":"IFERROR(IF(OR(E27=\"\",'Lives scenario - input'!$F12=\"\"),\"\",E27/'Lives scenario - input'!$F12),\"\")","v":""},{"$f":"IFERROR(IF(OR(F27=\"\",'Lives scenario - input'!$F12=\"\"),\"\",F27/'Lives scenario - input'!$F12),\"\")","v":""},{"$f":"IFERROR(IF(OR(G27=\"\",'Lives scenario - input'!$F12=\"\"),\"\",G27/'Lives scenario - input'!$F12),\"\")","v":""},{"$f":"IFERROR(IF(OR(H27=\"\",'Lives scenario - input'!$F12=\"\"),\"\",H27/'Lives scenario - input'!$F12),\"\")","v":""},{"$f":"IFERROR(IF(OR(I27=\"\",'Lives scenario - input'!$F12=\"\"),\"\",I27/'Lives scenario - input'!$F12),\"\")","v":""},{"$f":"IFERROR(IF(OR(J27=\"\",'Lives scenario - input'!$F12=\"\"),\"\",J27/'Lives scenario - input'!$F12),\"\")","v":""},{"$f":"IFERROR(IF(OR(K27=\"\",'Lives scenario - input'!$F12=\"\"),\"\",K27/'Lives scenario - input'!$F12),\"\")","v":""},{"$f":"IFERROR(IF(OR(L27=\"\",'Lives scenario - input'!$F12=\"\"),\"\",L27/'Lives scenario - input'!$F12),\"\")","v":""},{"$f":"IFERROR(IF(OR(M27=\"\",'Lives scenario - input'!$F12=\"\"),\"\",M27/'Lives scenario - input'!$F12),\"\")","v":""},{"$f":"IFERROR(IF(OR(N27=\"\",'Lives scenario - input'!$F12=\"\"),\"\",N27/'Lives scenario - input'!$F12),\"\")","v":""},{"$f":"IFERROR(IF(OR(O27=\"\",'Lives scenario - input'!$F12=\"\"),\"\",O27/'Lives scenario - input'!$F12),\"\")","v":""},{"$f":"IFERROR(IF(OR(P27=\"\",'Lives scenario - input'!$F12=\"\"),\"\",P27/'Lives scenario - input'!$F12),\"\")","v":""},{"$f":"IFERROR(IF(OR(Q27=\"\",'Lives scenario - input'!$F12=\"\"),\"\",Q27/'Lives scenario - input'!$F12),\"\")","v":""},{"$f":"IFERROR(IF(OR(R27=\"\",'Lives scenario - input'!$F12=\"\"),\"\",R27/'Lives scenario - input'!$F12),\"\")","v":""},{"$f":"IFERROR(IF(OR(S27=\"\",'Lives scenario - input'!$F12=\"\"),\"\",S27/'Lives scenario - input'!$F12),\"\")","v":""},{"$f":"IFERROR(IF(OR(T27=\"\",'Lives scenario - input'!$F12=\"\"),\"\",T27/'Lives scenario - input'!$F12),\"\")","v":""},{"$f":"IFERROR(IF(OR(U27=\"\",'Lives scenario - input'!$F12=\"\"),\"\",U27/'Lives scenario - input'!$F12),\"\")","v":""},{"$f":"IFERROR(IF(OR(V27=\"\",'Lives scenario - input'!$F12=\"\"),\"\",V27/'Lives scenario - input'!$F12),\"\")","v":""},{"$f":"IFERROR(IF(OR(W27=\"\",'Lives scenario - input'!$F12=\"\"),\"\",W27/'Lives scenario - input'!$F12),\"\")","v":""}]
[{"$f":"IFERROR('Lives scenario - input'!A13,\"\")","v":2},{"$f":"IFERROR('Lives scenario - input'!B13,\"\")","v":"POLES"},{"$f":"IFERROR('Lives scenario - input'!C13,\"\")","v":"˂ = 1 kv ; steel"},{"$f":"IFERROR(repcalc('Lives scenario - input'!$CX13:$GJ13,'Lives scenario - input'!$I13,'Lives scenario - input'!$G13,'Lives scenario - input'!$H13,20,TRUE,TRUE),\"\")","v":""},"","","","","","","","","","","","","","","","","","","",{"$f":"IFERROR(IF(OR(D28=\"\",'Lives scenario - input'!$F13=\"\"),\"\",D28/'Lives scenario - input'!$F13),\"\")","v":""},{"$f":"IFERROR(IF(OR(E28=\"\",'Lives scenario - input'!$F13=\"\"),\"\",E28/'Lives scenario - input'!$F13),\"\")","v":""},{"$f":"IFERROR(IF(OR(F28=\"\",'Lives scenario - input'!$F13=\"\"),\"\",F28/'Lives scenario - input'!$F13),\"\")","v":""},{"$f":"IFERROR(IF(OR(G28=\"\",'Lives scenario - input'!$F13=\"\"),\"\",G28/'Lives scenario - input'!$F13),\"\")","v":""},{"$f":"IFERROR(IF(OR(H28=\"\",'Lives scenario - input'!$F13=\"\"),\"\",H28/'Lives scenario - input'!$F13),\"\")","v":""},{"$f":"IFERROR(IF(OR(I28=\"\",'Lives scenario - input'!$F13=\"\"),\"\",I28/'Lives scenario - input'!$F13),\"\")","v":""},{"$f":"IFERROR(IF(OR(J28=\"\",'Lives scenario - input'!$F13=\"\"),\"\",J28/'Lives scenario - input'!$F13),\"\")","v":""},{"$f":"IFERROR(IF(OR(K28=\"\",'Lives scenario - input'!$F13=\"\"),\"\",K28/'Lives scenario - input'!$F13),\"\")","v":""},{"$f":"IFERROR(IF(OR(L28=\"\",'Lives scenario - input'!$F13=\"\"),\"\",L28/'Lives scenario - input'!$F13),\"\")","v":""},{"$f":"IFERROR(IF(OR(M28=\"\",'Lives scenario - input'!$F13=\"\"),\"\",M28/'Lives scenario - input'!$F13),\"\")","v":""},{"$f":"IFERROR(IF(OR(N28=\"\",'Lives scenario - input'!$F13=\"\"),\"\",N28/'Lives scenario - input'!$F13),\"\")","v":""},{"$f":"IFERROR(IF(OR(O28=\"\",'Lives scenario - input'!$F13=\"\"),\"\",O28/'Lives scenario - input'!$F13),\"\")","v":""},{"$f":"IFERROR(IF(OR(P28=\"\",'Lives scenario - input'!$F13=\"\"),\"\",P28/'Lives scenario - input'!$F13),\"\")","v":""},{"$f":"IFERROR(IF(OR(Q28=\"\",'Lives scenario - input'!$F13=\"\"),\"\",Q28/'Lives scenario - input'!$F13),\"\")","v":""},{"$f":"IFERROR(IF(OR(R28=\"\",'Lives scenario - input'!$F13=\"\"),\"\",R28/'Lives scenario - input'!$F13),\"\")","v":""},{"$f":"IFERROR(IF(OR(S28=\"\",'Lives scenario - input'!$F13=\"\"),\"\",S28/'Lives scenario - input'!$F13),\"\")","v":""},{"$f":"IFERROR(IF(OR(T28=\"\",'Lives scenario - input'!$F13=\"\"),\"\",T28/'Lives scenario - input'!$F13),\"\")","v":""},{"$f":"IFERROR(IF(OR(U28=\"\",'Lives scenario - input'!$F13=\"\"),\"\",U28/'Lives scenario - input'!$F13),\"\")","v":""},{"$f":"IFERROR(IF(OR(V28=\"\",'Lives scenario - input'!$F13=\"\"),\"\",V28/'Lives scenario - input'!$F13),\"\")","v":""},{"$f":"IFERROR(IF(OR(W28=\"\",'Lives scenario - input'!$F13=\"\"),\"\",W28/'Lives scenario - input'!$F13),\"\")","v":""}]
[{"$f":"IFERROR('Lives scenario - input'!A14,\"\")","v":2},{"$f":"IFERROR('Lives scenario - input'!B14,\"\")","v":"POLES"},{"$f":"IFERROR('Lives scenario - input'!C14,\"\")","v":"˂ = 1 kv ; wood"},{"$f":"IFERROR(repcalc('Lives scenario - input'!$CX14:$GJ14,'Lives scenario - input'!$I14,'Lives scenario - input'!$G14,'Lives scenario - input'!$H14,20,TRUE,TRUE),\"\")","v":""},"","","","","","","","","","","","","","","","","","","",{"$f":"IFERROR(IF(OR(D29=\"\",'Lives scenario - input'!$F14=\"\"),\"\",D29/'Lives scenario - input'!$F14),\"\")","v":""},{"$f":"IFERROR(IF(OR(E29=\"\",'Lives scenario - input'!$F14=\"\"),\"\",E29/'Lives scenario - input'!$F14),\"\")","v":""},{"$f":"IFERROR(IF(OR(F29=\"\",'Lives scenario - input'!$F14=\"\"),\"\",F29/'Lives scenario - input'!$F14),\"\")","v":""},{"$f":"IFERROR(IF(OR(G29=\"\",'Lives scenario - input'!$F14=\"\"),\"\",G29/'Lives scenario - input'!$F14),\"\")","v":""},{"$f":"IFERROR(IF(OR(H29=\"\",'Lives scenario - input'!$F14=\"\"),\"\",H29/'Lives scenario - input'!$F14),\"\")","v":""},{"$f":"IFERROR(IF(OR(I29=\"\",'Lives scenario - input'!$F14=\"\"),\"\",I29/'Lives scenario - input'!$F14),\"\")","v":""},{"$f":"IFERROR(IF(OR(J29=\"\",'Lives scenario - input'!$F14=\"\"),\"\",J29/'Lives scenario - input'!$F14),\"\")","v":""},{"$f":"IFERROR(IF(OR(K29=\"\",'Lives scenario - input'!$F14=\"\"),\"\",K29/'Lives scenario - input'!$F14),\"\")","v":""},{"$f":"IFERROR(IF(OR(L29=\"\",'Lives scenario - input'!$F14=\"\"),\"\",L29/'Lives scenario - input'!$F14),\"\")","v":""},{"$f":"IFERROR(IF(OR(M29=\"\",'Lives scenario - input'!$F14=\"\"),\"\",M29/'Lives scenario - input'!$F14),\"\")","v":""},{"$f":"IFERROR(IF(OR(N29=\"\",'Lives scenario - input'!$F14=\"\"),\"\",N29/'Lives scenario - input'!$F14),\"\")","v":""},{"$f":"IFERROR(IF(OR(O29=\"\",'Lives scenario - input'!$F14=\"\"),\"\",O29/'Lives scenario - input'!$F14),\"\")","v":""},{"$f":"IFERROR(IF(OR(P29=\"\",'Lives scenario - input'!$F14=\"\"),\"\",P29/'Lives scenario - input'!$F14),\"\")","v":""},{"$f":"IFERROR(IF(OR(Q29=\"\",'Lives scenario - input'!$F14=\"\"),\"\",Q29/'Lives scenario - input'!$F14),\"\")","v":""},{"$f":"IFERROR(IF(OR(R29=\"\",'Lives scenario - input'!$F14=\"\"),\"\",R29/'Lives scenario - input'!$F14),\"\")","v":""},{"$f":"IFERROR(IF(OR(S29=\"\",'Lives scenario - input'!$F14=\"\"),\"\",S29/'Lives scenario - input'!$F14),\"\")","v":""},{"$f":"IFERROR(IF(OR(T29=\"\",'Lives scenario - input'!$F14=\"\"),\"\",T29/'Lives scenario - input'!$F14),\"\")","v":""},{"$f":"IFERROR(IF(OR(U29=\"\",'Lives scenario - input'!$F14=\"\"),\"\",U29/'Lives scenario - input'!$F14),\"\")","v":""},{"$f":"IFERROR(IF(OR(V29=\"\",'Lives scenario - input'!$F14=\"\"),\"\",V29/'Lives scenario - input'!$F14),\"\")","v":""},{"$f":"IFERROR(IF(OR(W29=\"\",'Lives scenario - input'!$F14=\"\"),\"\",W29/'Lives scenario - input'!$F14),\"\")","v":""}]
[{"$f":"IFERROR('Lives scenario - input'!A15,\"\")","v":""},{"$f":"IFERROR('Lives scenario - input'!B15,\"\")","v":"POLES"},{"$f":"IFERROR('Lives scenario - input'!C15,\"\")","v":"˃ 11 kv & < = 22 kv ; concrete"},{"$f":"IFERROR(repcalc('Lives scenario - input'!$CX15:$GJ15,'Lives scenario - input'!$I15,'Lives scenario - input'!$G15,'Lives scenario - input'!$H15,20,TRUE,TRUE),\"\")","v":""},"","","","","","","","","","","","","","","","","","","",{"$f":"IFERROR(IF(OR(D30=\"\",'Lives scenario - input'!$F15=\"\"),\"\",D30/'Lives scenario - input'!$F15),\"\")","v":""},{"$f":"IFERROR(IF(OR(E30=\"\",'Lives scenario - input'!$F15=\"\"),\"\",E30/'Lives scenario - input'!$F15),\"\")","v":""},{"$f":"IFERROR(IF(OR(F30=\"\",'Lives scenario - input'!$F15=\"\"),\"\",F30/'Lives scenario - input'!$F15),\"\")","v":""},{"$f":"IFERROR(IF(OR(G30=\"\",'Lives scenario - input'!$F15=\"\"),\"\",G30/'Lives scenario - input'!$F15),\"\")","v":""},{"$f":"IFERROR(IF(OR(H30=\"\",'Lives scenario - input'!$F15=\"\"),\"\",H30/'Lives scenario - input'!$F15),\"\")","v":""},{"$f":"IFERROR(IF(OR(I30=\"\",'Lives scenario - input'!$F15=\"\"),\"\",I30/'Lives scenario - input'!$F15),\"\")","v":""},{"$f":"IFERROR(IF(OR(J30=\"\",'Lives scenario - input'!$F15=\"\"),\"\",J30/'Lives scenario - input'!$F15),\"\")","v":""},{"$f":"IFERROR(IF(OR(K30=\"\",'Lives scenario - input'!$F15=\"\"),\"\",K30/'Lives scenario - input'!$F15),\"\")","v":""},{"$f":"IFERROR(IF(OR(L30=\"\",'Lives scenario - input'!$F15=\"\"),\"\",L30/'Lives scenario - input'!$F15),\"\")","v":""},{"$f":"IFERROR(IF(OR(M30=\"\",'Lives scenario - input'!$F15=\"\"),\"\",M30/'Lives scenario - input'!$F15),\"\")","v":""},{"$f":"IFERROR(IF(OR(N30=\"\",'Lives scenario - input'!$F15=\"\"),\"\",N30/'Lives scenario - input'!$F15),\"\")","v":""},{"$f":"IFERROR(IF(OR(O30=\"\",'Lives scenario - input'!$F15=\"\"),\"\",O30/'Lives scenario - input'!$F15),\"\")","v":""},{"$f":"IFERROR(IF(OR(P30=\"\",'Lives scenario - input'!$F15=\"\"),\"\",P30/'Lives scenario - input'!$F15),\"\")","v":""},{"$f":"IFERROR(IF(OR(Q30=\"\",'Lives scenario - input'!$F15=\"\"),\"\",Q30/'Lives scenario - input'!$F15),\"\")","v":""},{"$f":"IFERROR(IF(OR(R30=\"\",'Lives scenario - input'!$F15=\"\"),\"\",R30/'Lives scenario - input'!$F15),\"\")","v":""},{"$f":"IFERROR(IF(OR(S30=\"\",'Lives scenario - input'!$F15=\"\"),\"\",S30/'Lives scenario - input'!$F15),\"\")","v":""},{"$f":"IFERROR(IF(OR(T30=\"\",'Lives scenario - input'!$F15=\"\"),\"\",T30/'Lives scenario - input'!$F15),\"\")","v":""},{"$f":"IFERROR(IF(OR(U30=\"\",'Lives scenario - input'!$F15=\"\"),\"\",U30/'Lives scenario - input'!$F15),\"\")","v":""},{"$f":"IFERROR(IF(OR(V30=\"\",'Lives scenario - input'!$F15=\"\"),\"\",V30/'Lives scenario - input'!$F15),\"\")","v":""},{"$f":"IFERROR(IF(OR(W30=\"\",'Lives scenario - input'!$F15=\"\"),\"\",W30/'Lives scenario - input'!$F15),\"\")","v":""}]
[{"$f":"IFERROR('Lives scenario - input'!A16,\"\")","v":2},{"$f":"IFERROR('Lives scenario - input'!B16,\"\")","v":"POLES"},{"$f":"IFERROR('Lives scenario - input'!C16,\"\")","v":"˃ 11 kv & < = 22 kv ; steel"},{"$f":"IFERROR(repcalc('Lives scenario - input'!$CX16:$GJ16,'Lives scenario - input'!$I16,'Lives scenario - input'!$G16,'Lives scenario - input'!$H16,20,TRUE,TRUE),\"\")","v":""},"","","","","","","","","","","","","","","","","","","",{"$f":"IFERROR(IF(OR(D31=\"\",'Lives scenario - input'!$F16=\"\"),\"\",D31/'Lives scenario - input'!$F16),\"\")","v":""},{"$f":"IFERROR(IF(OR(E31=\"\",'Lives scenario - input'!$F16=\"\"),\"\",E31/'Lives scenario - input'!$F16),\"\")","v":""},{"$f":"IFERROR(IF(OR(F31=\"\",'Lives scenario - input'!$F16=\"\"),\"\",F31/'Lives scenario - input'!$F16),\"\")","v":""},{"$f":"IFERROR(IF(OR(G31=\"\",'Lives scenario - input'!$F16=\"\"),\"\",G31/'Lives scenario - input'!$F16),\"\")","v":""},{"$f":"IFERROR(IF(OR(H31=\"\",'Lives scenario - input'!$F16=\"\"),\"\",H31/'Lives scenario - input'!$F16),\"\")","v":""},{"$f":"IFERROR(IF(OR(I31=\"\",'Lives scenario - input'!$F16=\"\"),\"\",I31/'Lives scenario - input'!$F16),\"\")","v":""},{"$f":"IFERROR(IF(OR(J31=\"\",'Lives scenario - input'!$F16=\"\"),\"\",J31/'Lives scenario - input'!$F16),\"\")","v":""},{"$f":"IFERROR(IF(OR(K31=\"\",'Lives scenario - input'!$F16=\"\"),\"\",K31/'Lives scenario - input'!$F16),\"\")","v":""},{"$f":"IFERROR(IF(OR(L31=\"\",'Lives scenario - input'!$F16=\"\"),\"\",L31/'Lives scenario - input'!$F16),\"\")","v":""},{"$f":"IFERROR(IF(OR(M31=\"\",'Lives scenario - input'!$F16=\"\"),\"\",M31/'Lives scenario - input'!$F16),\"\")","v":""},{"$f":"IFERROR(IF(OR(N31=\"\",'Lives scenario - input'!$F16=\"\"),\"\",N31/'Lives scenario - input'!$F16),\"\")","v":""},{"$f":"IFERROR(IF(OR(O31=\"\",'Lives scenario - input'!$F16=\"\"),\"\",O31/'Lives scenario - input'!$F16),\"\")","v":""},{"$f":"IFERROR(IF(OR(P31=\"\",'Lives scenario - input'!$F16=\"\"),\"\",P31/'Lives scenario - input'!$F16),\"\")","v":""},{"$f":"IFERROR(IF(OR(Q31=\"\",'Lives scenario - input'!$F16=\"\"),\"\",Q31/'Lives scenario - input'!$F16),\"\")","v":""},{"$f":"IFERROR(IF(OR(R31=\"\",'Lives scenario - input'!$F16=\"\"),\"\",R31/'Lives scenario - input'!$F16),\"\")","v":""},{"$f":"IFERROR(IF(OR(S31=\"\",'Lives scenario - input'!$F16=\"\"),\"\",S31/'Lives scenario - input'!$F16),\"\")","v":""},{"$f":"IFERROR(IF(OR(T31=\"\",'Lives scenario - input'!$F16=\"\"),\"\",T31/'Lives scenario - input'!$F16),\"\")","v":""},{"$f":"IFERROR(IF(OR(U31=\"\",'Lives scenario - input'!$F16=\"\"),\"\",U31/'Lives scenario - input'!$F16),\"\")","v":""},{"$f":"IFERROR(IF(OR(V31=\"\",'Lives scenario - input'!$F16=\"\"),\"\",V31/'Lives scenario - input'!$F16),\"\")","v":""},{"$f":"IFERROR(IF(OR(W31=\"\",'Lives scenario - input'!$F16=\"\"),\"\",W31/'Lives scenario - input'!$F16),\"\")","v":""}]
[{"$f":"IFERROR('Lives scenario - input'!A17,\"\")","v":2},{"$f":"IFERROR('Lives scenario - input'!B17,\"\")","v":"POLES"},{"$f":"IFERROR('Lives scenario - input'!C17,\"\")","v":"˃ 11 kv & < = 22 kv ; wood"},{"$f":"IFERROR(repcalc('Lives scenario - input'!$CX17:$GJ17,'Lives scenario - input'!$I17,'Lives scenario - input'!$G17,'Lives scenario - input'!$H17,20,TRUE,TRUE),\"\")","v":""},"","","","","","","","","","","","","","","","","","","",{"$f":"IFERROR(IF(OR(D32=\"\",'Lives scenario - input'!$F17=\"\"),\"\",D32/'Lives scenario - input'!$F17),\"\")","v":""},{"$f":"IFERROR(IF(OR(E32=\"\",'Lives scenario - input'!$F17=\"\"),\"\",E32/'Lives scenario - input'!$F17),\"\")","v":""},{"$f":"IFERROR(IF(OR(F32=\"\",'Lives scenario - input'!$F17=\"\"),\"\",F32/'Lives scenario - input'!$F17),\"\")","v":""},{"$f":"IFERROR(IF(OR(G32=\"\",'Lives scenario - input'!$F17=\"\"),\"\",G32/'Lives scenario - input'!$F17),\"\")","v":""},{"$f":"IFERROR(IF(OR(H32=\"\",'Lives scenario - input'!$F17=\"\"),\"\",H32/'Lives scenario - input'!$F17),\"\")","v":""},{"$f":"IFERROR(IF(OR(I32=\"\",'Lives scenario - input'!$F17=\"\"),\"\",I32/'Lives scenario - input'!$F17),\"\")","v":""},{"$f":"IFERROR(IF(OR(J32=\"\",'Lives scenario - input'!$F17=\"\"),\"\",J32/'Lives scenario - input'!$F17),\"\")","v":""},{"$f":"IFERROR(IF(OR(K32=\"\",'Lives scenario - input'!$F17=\"\"),\"\",K32/'Lives scenario - input'!$F17),\"\")","v":""},{"$f":"IFERROR(IF(OR(L32=\"\",'Lives scenario - input'!$F17=\"\"),\"\",L32/'Lives scenario - input'!$F17),\"\")","v":""},{"$f":"IFERROR(IF(OR(M32=\"\",'Lives scenario - input'!$F17=\"\"),\"\",M32/'Lives scenario - input'!$F17),\"\")","v":""},{"$f":"IFERROR(IF(OR(N32=\"\",'Lives scenario - input'!$F17=\"\"),\"\",N32/'Lives scenario - input'!$F17),\"\")","v":""},{"$f":"IFERROR(IF(OR(O32=\"\",'Lives scenario - input'!$F17=\"\"),\"\",O32/'Lives scenario - input'!$F17),\"\")","v":""},{"$f":"IFERROR(IF(OR(P32=\"\",'Lives scenario - input'!$F17=\"\"),\"\",P32/'Lives scenario - input'!$F17),\"\")","v":""},{"$f":"IFERROR(IF(OR(Q32=\"\",'Lives scenario - input'!$F17=\"\"),\"\",Q32/'Lives scenario - input'!$F17),\"\")","v":""},{"$f":"IFERROR(IF(OR(R32=\"\",'Lives scenario - input'!$F17=\"\"),\"\",R32/'Lives scenario - input'!$F17),\"\")","v":""},{"$f":"IFERROR(IF(OR(S32=\"\",'Lives scenario - input'!$F17=\"\"),\"\",S32/'Lives scenario - input'!$F17),\"\")","v":""},{"$f":"IFERROR(IF(OR(T32=\"\",'Lives scenario - input'!$F17=\"\"),\"\",T32/'Lives scenario - input'!$F17),\"\")","v":""},{"$f":"IFERROR(IF(OR(U32=\"\",'Lives scenario - input'!$F17=\"\"),\"\",U32/'Lives scenario - input'!$F17),\"\")","v":""},{"$f":"IFERROR(IF(OR(V32=\"\",'Lives scenario - input'!$F17=\"\"),\"\",V32/'Lives scenario - input'!$F17),\"\")","v":""},{"$f":"IFERROR(IF(OR(W32=\"\",'Lives scenario - input'!$F17=\"\"),\"\",W32/'Lives scenario - input'!$F17),\"\")","v":""}]
[{"$f":"IFERROR('Lives scenario - input'!A18,\"\")","v":""},{"$f":"IFERROR('Lives scenario - input'!B18,\"\")","v":"POLES"},{"$f":"IFERROR('Lives scenario - input'!C18,\"\")","v":"> 1 kv & < = 11 kv ; concrete"},{"$f":"IFERROR(repcalc('Lives scenario - input'!$CX18:$GJ18,'Lives scenario - input'!$I18,'Lives scenario - input'!$G18,'Lives scenario - input'!$H18,20,TRUE,TRUE),\"\")","v":""},"","","","","","","","","","","","","","","","","","","",{"$f":"IFERROR(IF(OR(D33=\"\",'Lives scenario - input'!$F18=\"\"),\"\",D33/'Lives scenario - input'!$F18),\"\")","v":""},{"$f":"IFERROR(IF(OR(E33=\"\",'Lives scenario - input'!$F18=\"\"),\"\",E33/'Lives scenario - input'!$F18),\"\")","v":""},{"$f":"IFERROR(IF(OR(F33=\"\",'Lives scenario - input'!$F18=\"\"),\"\",F33/'Lives scenario - input'!$F18),\"\")","v":""},{"$f":"IFERROR(IF(OR(G33=\"\",'Lives scenario - input'!$F18=\"\"),\"\",G33/'Lives scenario - input'!$F18),\"\")","v":""},{"$f":"IFERROR(IF(OR(H33=\"\",'Lives scenario - input'!$F18=\"\"),\"\",H33/'Lives scenario - input'!$F18),\"\")","v":""},{"$f":"IFERROR(IF(OR(I33=\"\",'Lives scenario - input'!$F18=\"\"),\"\",I33/'Lives scenario - input'!$F18),\"\")","v":""},{"$f":"IFERROR(IF(OR(J33=\"\",'Lives scenario - input'!$F18=\"\"),\"\",J33/'Lives scenario - input'!$F18),\"\")","v":""},{"$f":"IFERROR(IF(OR(K33=\"\",'Lives scenario - input'!$F18=\"\"),\"\",K33/'Lives scenario - input'!$F18),\"\")","v":""},{"$f":"IFERROR(IF(OR(L33=\"\",'Lives scenario - input'!$F18=\"\"),\"\",L33/'Lives scenario - input'!$F18),\"\")","v":""},{"$f":"IFERROR(IF(OR(M33=\"\",'Lives scenario - input'!$F18=\"\"),\"\",M33/'Lives scenario - input'!$F18),\"\")","v":""},{"$f":"IFERROR(IF(OR(N33=\"\",'Lives scenario - input'!$F18=\"\"),\"\",N33/'Lives scenario - input'!$F18),\"\")","v":""},{"$f":"IFERROR(IF(OR(O33=\"\",'Lives scenario - input'!$F18=\"\"),\"\",O33/'Lives scenario - input'!$F18),\"\")","v":""},{"$f":"IFERROR(IF(OR(P33=\"\",'Lives scenario - input'!$F18=\"\"),\"\",P33/'Lives scenario - input'!$F18),\"\")","v":""},{"$f":"IFERROR(IF(OR(Q33=\"\",'Lives scenario - input'!$F18=\"\"),\"\",Q33/'Lives scenario - input'!$F18),\"\")","v":""},{"$f":"IFERROR(IF(OR(R33=\"\",'Lives scenario - input'!$F18=\"\"),\"\",R33/'Lives scenario - input'!$F18),\"\")","v":""},{"$f":"IFERROR(IF(OR(S33=\"\",'Lives scenario - input'!$F18=\"\"),\"\",S33/'Lives scenario - input'!$F18),\"\")","v":""},{"$f":"IFERROR(IF(OR(T33=\"\",'Lives scenario - input'!$F18=\"\"),\"\",T33/'Lives scenario - input'!$F18),\"\")","v":""},{"$f":"IFERROR(IF(OR(U33=\"\",'Lives scenario - input'!$F18=\"\"),\"\",U33/'Lives scenario - input'!$F18),\"\")","v":""},{"$f":"IFERROR(IF(OR(V33=\"\",'Lives scenario - input'!$F18=\"\"),\"\",V33/'Lives scenario - input'!$F18),\"\")","v":""},{"$f":"IFERROR(IF(OR(W33=\"\",'Lives scenario - input'!$F18=\"\"),\"\",W33/'Lives scenario - input'!$F18),\"\")","v":""}]
[{"$f":"IFERROR('Lives scenario - input'!A19,\"\")","v":2},{"$f":"IFERROR('Lives scenario - input'!B19,\"\")","v":"POLES"},{"$f":"IFERROR('Lives scenario - input'!C19,\"\")","v":"> 1 kv & < = 11 kv ; steel"},{"$f":"IFERROR(repcalc('Lives scenario - input'!$CX19:$GJ19,'Lives scenario - input'!$I19,'Lives scenario - input'!$G19,'Lives scenario - input'!$H19,20,TRUE,TRUE),\"\")","v":""},"","","","","","","","","","","","","","","","","","","",{"$f":"IFERROR(IF(OR(D34=\"\",'Lives scenario - input'!$F19=\"\"),\"\",D34/'Lives scenario - input'!$F19),\"\")","v":""},{"$f":"IFERROR(IF(OR(E34=\"\",'Lives scenario - input'!$F19=\"\"),\"\",E34/'Lives scenario - input'!$F19),\"\")","v":""},{"$f":"IFERROR(IF(OR(F34=\"\",'Lives scenario - input'!$F19=\"\"),\"\",F34/'Lives scenario - input'!$F19),\"\")","v":""},{"$f":"IFERROR(IF(OR(G34=\"\",'Lives scenario - input'!$F19=\"\"),\"\",G34/'Lives scenario - input'!$F19),\"\")","v":""},{"$f":"IFERROR(IF(OR(H34=\"\",'Lives scenario - input'!$F19=\"\"),\"\",H34/'Lives scenario - input'!$F19),\"\")","v":""},{"$f":"IFERROR(IF(OR(I34=\"\",'Lives scenario - input'!$F19=\"\"),\"\",I34/'Lives scenario - input'!$F19),\"\")","v":""},{"$f":"IFERROR(IF(OR(J34=\"\",'Lives scenario - input'!$F19=\"\"),\"\",J34/'Lives scenario - input'!$F19),\"\")","v":""},{"$f":"IFERROR(IF(OR(K34=\"\",'Lives scenario - input'!$F19=\"\"),\"\",K34/'Lives scenario - input'!$F19),\"\")","v":""},{"$f":"IFERROR(IF(OR(L34=\"\",'Lives scenario - input'!$F19=\"\"),\"\",L34/'Lives scenario - input'!$F19),\"\")","v":""},{"$f":"IFERROR(IF(OR(M34=\"\",'Lives scenario - input'!$F19=\"\"),\"\",M34/'Lives scenario - input'!$F19),\"\")","v":""},{"$f":"IFERROR(IF(OR(N34=\"\",'Lives scenario - input'!$F19=\"\"),\"\",N34/'Lives scenario - input'!$F19),\"\")","v":""},{"$f":"IFERROR(IF(OR(O34=\"\",'Lives scenario - input'!$F19=\"\"),\"\",O34/'Lives scenario - input'!$F19),\"\")","v":""},{"$f":"IFERROR(IF(OR(P34=\"\",'Lives scenario - input'!$F19=\"\"),\"\",P34/'Lives scenario - input'!$F19),\"\")","v":""},{"$f":"IFERROR(IF(OR(Q34=\"\",'Lives scenario - input'!$F19=\"\"),\"\",Q34/'Lives scenario - input'!$F19),\"\")","v":""},{"$f":"IFERROR(IF(OR(R34=\"\",'Lives scenario - input'!$F19=\"\"),\"\",R34/'Lives scenario - input'!$F19),\"\")","v":""},{"$f":"IFERROR(IF(OR(S34=\"\",'Lives scenario - input'!$F19=\"\"),\"\",S34/'Lives scenario - input'!$F19),\"\")","v":""},{"$f":"IFERROR(IF(OR(T34=\"\",'Lives scenario - input'!$F19=\"\"),\"\",T34/'Lives scenario - input'!$F19),\"\")","v":""},{"$f":"IFERROR(IF(OR(U34=\"\",'Lives scenario - input'!$F19=\"\"),\"\",U34/'Lives scenario - input'!$F19),\"\")","v":""},{"$f":"IFERROR(IF(OR(V34=\"\",'Lives scenario - input'!$F19=\"\"),\"\",V34/'Lives scenario - input'!$F19),\"\")","v":""},{"$f":"IFERROR(IF(OR(W34=\"\",'Lives scenario - input'!$F19=\"\"),\"\",W34/'Lives scenario - input'!$F19),\"\")","v":""}]
[{"$f":"IFERROR('Lives scenario - input'!A20,\"\")","v":2},{"$f":"IFERROR('Lives scenario - input'!B20,\"\")","v":"POLES"},{"$f":"IFERROR('Lives scenario - input'!C20,\"\")","v":"> 1 kv & < = 11 kv ; wood"},{"$f":"IFERROR(repcalc('Lives scenario - input'!$CX20:$GJ20,'Lives scenario - input'!$I20,'Lives scenario - input'!$G20,'Lives scenario - input'!$H20,20,TRUE,TRUE),\"\")","v":""},"","","","","","","","","","","","","","","","","","","",{"$f":"IFERROR(IF(OR(D35=\"\",'Lives scenario - input'!$F20=\"\"),\"\",D35/'Lives scenario - input'!$F20),\"\")","v":""},{"$f":"IFERROR(IF(OR(E35=\"\",'Lives scenario - input'!$F20=\"\"),\"\",E35/'Lives scenario - input'!$F20),\"\")","v":""},{"$f":"IFERROR(IF(OR(F35=\"\",'Lives scenario - input'!$F20=\"\"),\"\",F35/'Lives scenario - input'!$F20),\"\")","v":""},{"$f":"IFERROR(IF(OR(G35=\"\",'Lives scenario - input'!$F20=\"\"),\"\",G35/'Lives scenario - input'!$F20),\"\")","v":""},{"$f":"IFERROR(IF(OR(H35=\"\",'Lives scenario - input'!$F20=\"\"),\"\",H35/'Lives scenario - input'!$F20),\"\")","v":""},{"$f":"IFERROR(IF(OR(I35=\"\",'Lives scenario - input'!$F20=\"\"),\"\",I35/'Lives scenario - input'!$F20),\"\")","v":""},{"$f":"IFERROR(IF(OR(J35=\"\",'Lives scenario - input'!$F20=\"\"),\"\",J35/'Lives scenario - input'!$F20),\"\")","v":""},{"$f":"IFERROR(IF(OR(K35=\"\",'Lives scenario - input'!$F20=\"\"),\"\",K35/'Lives scenario - input'!$F20),\"\")","v":""},{"$f":"IFERROR(IF(OR(L35=\"\",'Lives scenario - input'!$F20=\"\"),\"\",L35/'Lives scenario - input'!$F20),\"\")","v":""},{"$f":"IFERROR(IF(OR(M35=\"\",'Lives scenario - input'!$F20=\"\"),\"\",M35/'Lives scenario - input'!$F20),\"\")","v":""},{"$f":"IFERROR(IF(OR(N35=\"\",'Lives scenario - input'!$F20=\"\"),\"\",N35/'Lives scenario - input'!$F20),\"\")","v":""},{"$f":"IFERROR(IF(OR(O35=\"\",'Lives scenario - input'!$F20=\"\"),\"\",O35/'Lives scenario - input'!$F20),\"\")","v":""},{"$f":"IFERROR(IF(OR(P35=\"\",'Lives scenario - input'!$F20=\"\"),\"\",P35/'Lives scenario - input'!$F20),\"\")","v":""},{"$f":"IFERROR(IF(OR(Q35=\"\",'Lives scenario - input'!$F20=\"\"),\"\",Q35/'Lives scenario - input'!$F20),\"\")","v":""},{"$f":"IFERROR(IF(OR(R35=\"\",'Lives scenario - input'!$F20=\"\"),\"\",R35/'Lives scenario - input'!$F20),\"\")","v":""},{"$f":"IFERROR(IF(OR(S35=\"\",'Lives scenario - input'!$F20=\"\"),\"\",S35/'Lives scenario - input'!$F20),\"\")","v":""},{"$f":"IFERROR(IF(OR(T35=\"\",'Lives scenario - input'!$F20=\"\"),\"\",T35/'Lives scenario - input'!$F20),\"\")","v":""},{"$f":"IFERROR(IF(OR(U35=\"\",'Lives scenario - input'!$F20=\"\"),\"\",U35/'Lives scenario - input'!$F20),\"\")","v":""},{"$f":"IFERROR(IF(OR(V35=\"\",'Lives scenario - input'!$F20=\"\"),\"\",V35/'Lives scenario - input'!$F20),\"\")","v":""},{"$f":"IFERROR(IF(OR(W35=\"\",'Lives scenario - input'!$F20=\"\"),\"\",W35/'Lives scenario - input'!$F20),\"\")","v":""}]
[{"$f":"IFERROR('Lives scenario - input'!A21,\"\")","v":""},{"$f":"IFERROR('Lives scenario - input'!B21,\"\")","v":"POLES"},{"$f":"IFERROR('Lives scenario - input'!C21,\"\")","v":"> 22 kv & < = 66 kv ; concrete"},{"$f":"IFERROR(repcalc('Lives scenario - input'!$CX21:$GJ21,'Lives scenario - input'!$I21,'Lives scenario - input'!$G21,'Lives scenario - input'!$H21,20,TRUE,TRUE),\"\")","v":""},"","","","","","","","","","","","","","","","","","","",{"$f":"IFERROR(IF(OR(D36=\"\",'Lives scenario - input'!$F21=\"\"),\"\",D36/'Lives scenario - input'!$F21),\"\")","v":""},{"$f":"IFERROR(IF(OR(E36=\"\",'Lives scenario - input'!$F21=\"\"),\"\",E36/'Lives scenario - input'!$F21),\"\")","v":""},{"$f":"IFERROR(IF(OR(F36=\"\",'Lives scenario - input'!$F21=\"\"),\"\",F36/'Lives scenario - input'!$F21),\"\")","v":""},{"$f":"IFERROR(IF(OR(G36=\"\",'Lives scenario - input'!$F21=\"\"),\"\",G36/'Lives scenario - input'!$F21),\"\")","v":""},{"$f":"IFERROR(IF(OR(H36=\"\",'Lives scenario - input'!$F21=\"\"),\"\",H36/'Lives scenario - input'!$F21),\"\")","v":""},{"$f":"IFERROR(IF(OR(I36=\"\",'Lives scenario - input'!$F21=\"\"),\"\",I36/'Lives scenario - input'!$F21),\"\")","v":""},{"$f":"IFERROR(IF(OR(J36=\"\",'Lives scenario - input'!$F21=\"\"),\"\",J36/'Lives scenario - input'!$F21),\"\")","v":""},{"$f":"IFERROR(IF(OR(K36=\"\",'Lives scenario - input'!$F21=\"\"),\"\",K36/'Lives scenario - input'!$F21),\"\")","v":""},{"$f":"IFERROR(IF(OR(L36=\"\",'Lives scenario - input'!$F21=\"\"),\"\",L36/'Lives scenario - input'!$F21),\"\")","v":""},{"$f":"IFERROR(IF(OR(M36=\"\",'Lives scenario - input'!$F21=\"\"),\"\",M36/'Lives scenario - input'!$F21),\"\")","v":""},{"$f":"IFERROR(IF(OR(N36=\"\",'Lives scenario - input'!$F21=\"\"),\"\",N36/'Lives scenario - input'!$F21),\"\")","v":""},{"$f":"IFERROR(IF(OR(O36=\"\",'Lives scenario - input'!$F21=\"\"),\"\",O36/'Lives scenario - input'!$F21),\"\")","v":""},{"$f":"IFERROR(IF(OR(P36=\"\",'Lives scenario - input'!$F21=\"\"),\"\",P36/'Lives scenario - input'!$F21),\"\")","v":""},{"$f":"IFERROR(IF(OR(Q36=\"\",'Lives scenario - input'!$F21=\"\"),\"\",Q36/'Lives scenario - input'!$F21),\"\")","v":""},{"$f":"IFERROR(IF(OR(R36=\"\",'Lives scenario - input'!$F21=\"\"),\"\",R36/'Lives scenario - input'!$F21),\"\")","v":""},{"$f":"IFERROR(IF(OR(S36=\"\",'Lives scenario - input'!$F21=\"\"),\"\",S36/'Lives scenario - input'!$F21),\"\")","v":""},{"$f":"IFERROR(IF(OR(T36=\"\",'Lives scenario - input'!$F21=\"\"),\"\",T36/'Lives scenario - input'!$F21),\"\")","v":""},{"$f":"IFERROR(IF(OR(U36=\"\",'Lives scenario - input'!$F21=\"\"),\"\",U36/'Lives scenario - input'!$F21),\"\")","v":""},{"$f":"IFERROR(IF(OR(V36=\"\",'Lives scenario - input'!$F21=\"\"),\"\",V36/'Lives scenario - input'!$F21),\"\")","v":""},{"$f":"IFERROR(IF(OR(W36=\"\",'Lives scenario - input'!$F21=\"\"),\"\",W36/'Lives scenario - input'!$F21),\"\")","v":""}]
[{"$f":"IFERROR('Lives scenario - input'!A22,\"\")","v":2},{"$f":"IFERROR('Lives scenario - input'!B22,\"\")","v":"POLES"},{"$f":"IFERROR('Lives scenario - input'!C22,\"\")","v":"> 22 kv & < = 66 kv ; steel"},{"$f":"IFERROR(repcalc('Lives scenario - input'!$CX22:$GJ22,'Lives scenario - input'!$I22,'Lives scenario - input'!$G22,'Lives scenario - input'!$H22,20,TRUE,TRUE),\"\")","v":""},"","","","","","","","","","","","","","","","","","","",{"$f":"IFERROR(IF(OR(D37=\"\",'Lives scenario - input'!$F22=\"\"),\"\",D37/'Lives scenario - input'!$F22),\"\")","v":""},{"$f":"IFERROR(IF(OR(E37=\"\",'Lives scenario - input'!$F22=\"\"),\"\",E37/'Lives scenario - input'!$F22),\"\")","v":""},{"$f":"IFERROR(IF(OR(F37=\"\",'Lives scenario - input'!$F22=\"\"),\"\",F37/'Lives scenario - input'!$F22),\"\")","v":""},{"$f":"IFERROR(IF(OR(G37=\"\",'Lives scenario - input'!$F22=\"\"),\"\",G37/'Lives scenario - input'!$F22),\"\")","v":""},{"$f":"IFERROR(IF(OR(H37=\"\",'Lives scenario - input'!$F22=\"\"),\"\",H37/'Lives scenario - input'!$F22),\"\")","v":""},{"$f":"IFERROR(IF(OR(I37=\"\",'Lives scenario - input'!$F22=\"\"),\"\",I37/'Lives scenario - input'!$F22),\"\")","v":""},{"$f":"IFERROR(IF(OR(J37=\"\",'Lives scenario - input'!$F22=\"\"),\"\",J37/'Lives scenario - input'!$F22),\"\")","v":""},{"$f":"IFERROR(IF(OR(K37=\"\",'Lives scenario - input'!$F22=\"\"),\"\",K37/'Lives scenario - input'!$F22),\"\")","v":""},{"$f":"IFERROR(IF(OR(L37=\"\",'Lives scenario - input'!$F22=\"\"),\"\",L37/'Lives scenario - input'!$F22),\"\")","v":""},{"$f":"IFERROR(IF(OR(M37=\"\",'Lives scenario - input'!$F22=\"\"),\"\",M37/'Lives scenario - input'!$F22),\"\")","v":""},{"$f":"IFERROR(IF(OR(N37=\"\",'Lives scenario - input'!$F22=\"\"),\"\",N37/'Lives scenario - input'!$F22),\"\")","v":""},{"$f":"IFERROR(IF(OR(O37=\"\",'Lives scenario - input'!$F22=\"\"),\"\",O37/'Lives scenario - input'!$F22),\"\")","v":""},{"$f":"IFERROR(IF(OR(P37=\"\",'Lives scenario - input'!$F22=\"\"),\"\",P37/'Lives scenario - input'!$F22),\"\")","v":""},{"$f":"IFERROR(IF(OR(Q37=\"\",'Lives scenario - input'!$F22=\"\"),\"\",Q37/'Lives scenario - input'!$F22),\"\")","v":""},{"$f":"IFERROR(IF(OR(R37=\"\",'Lives scenario - input'!$F22=\"\"),\"\",R37/'Lives scenario - input'!$F22),\"\")","v":""},{"$f":"IFERROR(IF(OR(S37=\"\",'Lives scenario - input'!$F22=\"\"),\"\",S37/'Lives scenario - input'!$F22),\"\")","v":""},{"$f":"IFERROR(IF(OR(T37=\"\",'Lives scenario - input'!$F22=\"\"),\"\",T37/'Lives scenario - input'!$F22),\"\")","v":""},{"$f":"IFERROR(IF(OR(U37=\"\",'Lives scenario - input'!$F22=\"\"),\"\",U37/'Lives scenario - input'!$F22),\"\")","v":""},{"$f":"IFERROR(IF(OR(V37=\"\",'Lives scenario - input'!$F22=\"\"),\"\",V37/'Lives scenario - input'!$F22),\"\")","v":""},{"$f":"IFERROR(IF(OR(W37=\"\",'Lives scenario - input'!$F22=\"\"),\"\",W37/'Lives scenario - input'!$F22),\"\")","v":""}]
[{"$f":"IFERROR('Lives scenario - input'!A23,\"\")","v":2},{"$f":"IFERROR('Lives scenario - input'!B23,\"\")","v":"POLES"},{"$f":"IFERROR('Lives scenario - input'!C23,\"\")","v":"> 22 kv & < = 66 kv ; wood"},{"$f":"IFERROR(repcalc('Lives scenario - input'!$CX23:$GJ23,'Lives scenario - input'!$I23,'Lives scenario - input'!$G23,'Lives scenario - input'!$H23,20,TRUE,TRUE),\"\")","v":""},"","","","","","","","","","","","","","","","","","","",{"$f":"IFERROR(IF(OR(D38=\"\",'Lives scenario - input'!$F23=\"\"),\"\",D38/'Lives scenario - input'!$F23),\"\")","v":""},{"$f":"IFERROR(IF(OR(E38=\"\",'Lives scenario - input'!$F23=\"\"),\"\",E38/'Lives scenario - input'!$F23),\"\")","v":""},{"$f":"IFERROR(IF(OR(F38=\"\",'Lives scenario - input'!$F23=\"\"),\"\",F38/'Lives scenario - input'!$F23),\"\")","v":""},{"$f":"IFERROR(IF(OR(G38=\"\",'Lives scenario - input'!$F23=\"\"),\"\",G38/'Lives scenario - input'!$F23),\"\")","v":""},{"$f":"IFERROR(IF(OR(H38=\"\",'Lives scenario - input'!$F23=\"\"),\"\",H38/'Lives scenario - input'!$F23),\"\")","v":""},{"$f":"IFERROR(IF(OR(I38=\"\",'Lives scenario - input'!$F23=\"\"),\"\",I38/'Lives scenario - input'!$F23),\"\")","v":""},{"$f":"IFERROR(IF(OR(J38=\"\",'Lives scenario - input'!$F23=\"\"),\"\",J38/'Lives scenario - input'!$F23),\"\")","v":""},{"$f":"IFERROR(IF(OR(K38=\"\",'Lives scenario - input'!$F23=\"\"),\"\",K38/'Lives scenario - input'!$F23),\"\")","v":""},{"$f":"IFERROR(IF(OR(L38=\"\",'Lives scenario - input'!$F23=\"\"),\"\",L38/'Lives scenario - input'!$F23),\"\")","v":""},{"$f":"IFERROR(IF(OR(M38=\"\",'Lives scenario - input'!$F23=\"\"),\"\",M38/'Lives scenario - input'!$F23),\"\")","v":""},{"$f":"IFERROR(IF(OR(N38=\"\",'Lives scenario - input'!$F23=\"\"),\"\",N38/'Lives scenario - input'!$F23),\"\")","v":""},{"$f":"IFERROR(IF(OR(O38=\"\",'Lives scenario - input'!$F23=\"\"),\"\",O38/'Lives scenario - input'!$F23),\"\")","v":""},{"$f":"IFERROR(IF(OR(P38=\"\",'Lives scenario - input'!$F23=\"\"),\"\",P38/'Lives scenario - input'!$F23),\"\")","v":""},{"$f":"IFERROR(IF(OR(Q38=\"\",'Lives scenario - input'!$F23=\"\"),\"\",Q38/'Lives scenario - input'!$F23),\"\")","v":""},{"$f":"IFERROR(IF(OR(R38=\"\",'Lives scenario - input'!$F23=\"\"),\"\",R38/'Lives scenario - input'!$F23),\"\")","v":""},{"$f":"IFERROR(IF(OR(S38=\"\",'Lives scenario - input'!$F23=\"\"),\"\",S38/'Lives scenario - input'!$F23),\"\")","v":""},{"$f":"IFERROR(IF(OR(T38=\"\",'Lives scenario - input'!$F23=\"\"),\"\",T38/'Lives scenario - input'!$F23),\"\")","v":""},{"$f":"IFERROR(IF(OR(U38=\"\",'Lives scenario - input'!$F23=\"\"),\"\",U38/'Lives scenario - input'!$F23),\"\")","v":""},{"$f":"IFERROR(IF(OR(V38=\"\",'Lives scenario - input'!$F23=\"\"),\"\",V38/'Lives scenario - input'!$F23),\"\")","v":""},{"$f":"IFERROR(IF(OR(W38=\"\",'Lives scenario - input'!$F23=\"\"),\"\",W38/'Lives scenario - input'!$F23),\"\")","v":""}]
[{"$f":"IFERROR('Lives scenario - input'!A24,\"\")","v":2},{"$f":"IFERROR('Lives scenario - input'!B24,\"\")","v":"POLES"},{"$f":"IFERROR('Lives scenario - input'!C24,\"\")","v":"staking of a wooden pole"},{"$f":"IFERROR(repcalc('Lives scenario - input'!$CX24:$GJ24,'Lives scenario - input'!$I24,'Lives scenario - input'!$G24,'Lives scenario - input'!$H24,20,TRUE,TRUE),\"\")","v":""},"","","","","","","","","","","","","","","","","","","",{"$f":"IFERROR(IF(OR(D39=\"\",'Lives scenario - input'!$F24=\"\"),\"\",D39/'Lives scenario - input'!$F24),\"\")","v":""},{"$f":"IFERROR(IF(OR(E39=\"\",'Lives scenario - input'!$F24=\"\"),\"\",E39/'Lives scenario - input'!$F24),\"\")","v":""},{"$f":"IFERROR(IF(OR(F39=\"\",'Lives scenario - input'!$F24=\"\"),\"\",F39/'Lives scenario - input'!$F24),\"\")","v":""},{"$f":"IFERROR(IF(OR(G39=\"\",'Lives scenario - input'!$F24=\"\"),\"\",G39/'Lives scenario - input'!$F24),\"\")","v":""},{"$f":"IFERROR(IF(OR(H39=\"\",'Lives scenario - input'!$F24=\"\"),\"\",H39/'Lives scenario - input'!$F24),\"\")","v":""},{"$f":"IFERROR(IF(OR(I39=\"\",'Lives scenario - input'!$F24=\"\"),\"\",I39/'Lives scenario - input'!$F24),\"\")","v":""},{"$f":"IFERROR(IF(OR(J39=\"\",'Lives scenario - input'!$F24=\"\"),\"\",J39/'Lives scenario - input'!$F24),\"\")","v":""},{"$f":"IFERROR(IF(OR(K39=\"\",'Lives scenario - input'!$F24=\"\"),\"\",K39/'Lives scenario - input'!$F24),\"\")","v":""},{"$f":"IFERROR(IF(OR(L39=\"\",'Lives scenario - input'!$F24=\"\"),\"\",L39/'Lives scenario - input'!$F24),\"\")","v":""},{"$f":"IFERROR(IF(OR(M39=\"\",'Lives scenario - input'!$F24=\"\"),\"\",M39/'Lives scenario - input'!$F24),\"\")","v":""},{"$f":"IFERROR(IF(OR(N39=\"\",'Lives scenario - input'!$F24=\"\"),\"\",N39/'Lives scenario - input'!$F24),\"\")","v":""},{"$f":"IFERROR(IF(OR(O39=\"\",'Lives scenario - input'!$F24=\"\"),\"\",O39/'Lives scenario - input'!$F24),\"\")","v":""},{"$f":"IFERROR(IF(OR(P39=\"\",'Lives scenario - input'!$F24=\"\"),\"\",P39/'Lives scenario - input'!$F24),\"\")","v":""},{"$f":"IFERROR(IF(OR(Q39=\"\",'Lives scenario - input'!$F24=\"\"),\"\",Q39/'Lives scenario - input'!$F24),\"\")","v":""},{"$f":"IFERROR(IF(OR(R39=\"\",'Lives scenario - input'!$F24=\"\"),\"\",R39/'Lives scenario - input'!$F24),\"\")","v":""},{"$f":"IFERROR(IF(OR(S39=\"\",'Lives scenario - input'!$F24=\"\"),\"\",S39/'Lives scenario - input'!$F24),\"\")","v":""},{"$f":"IFERROR(IF(OR(T39=\"\",'Lives scenario - input'!$F24=\"\"),\"\",T39/'Lives scenario - input'!$F24),\"\")","v":""},{"$f":"IFERROR(IF(OR(U39=\"\",'Lives scenario - input'!$F24=\"\"),\"\",U39/'Lives scenario - input'!$F24),\"\")","v":""},{"$f":"IFERROR(IF(OR(V39=\"\",'Lives scenario - input'!$F24=\"\"),\"\",V39/'Lives scenario - input'!$F24),\"\")","v":""},{"$f":"IFERROR(IF(OR(W39=\"\",'Lives scenario - input'!$F24=\"\"),\"\",W39/'Lives scenario - input'!$F24),\"\")","v":""}]
[{"$f":"IFERROR('Lives scenario - input'!A25,\"\")","v":3},{"$f":"IFERROR('Lives scenario - input'!B25,\"\")","v":"SERVICE LINES"},{"$f":"IFERROR('Lives scenario - input'!C25,\"\")","v":"˂ = 11 kv ; commercial and industrial ; simple type"},{"$f":"IFERROR(repcalc('Lives scenario - input'!$CX25:$GJ25,'Lives scenario - input'!$I25,'Lives scenario - input'!$G25,'Lives scenario - input'!$H25,20,TRUE,TRUE),\"\")","v":""},"","","","","","","","","","","","","","","","","","","",{"$f":"IFERROR(IF(OR(D40=\"\",'Lives scenario - input'!$F25=\"\"),\"\",D40/'Lives scenario - input'!$F25),\"\")","v":""},{"$f":"IFERROR(IF(OR(E40=\"\",'Lives scenario - input'!$F25=\"\"),\"\",E40/'Lives scenario - input'!$F25),\"\")","v":""},{"$f":"IFERROR(IF(OR(F40=\"\",'Lives scenario - input'!$F25=\"\"),\"\",F40/'Lives scenario - input'!$F25),\"\")","v":""},{"$f":"IFERROR(IF(OR(G40=\"\",'Lives scenario - input'!$F25=\"\"),\"\",G40/'Lives scenario - input'!$F25),\"\")","v":""},{"$f":"IFERROR(IF(OR(H40=\"\",'Lives scenario - input'!$F25=\"\"),\"\",H40/'Lives scenario - input'!$F25),\"\")","v":""},{"$f":"IFERROR(IF(OR(I40=\"\",'Lives scenario - input'!$F25=\"\"),\"\",I40/'Lives scenario - input'!$F25),\"\")","v":""},{"$f":"IFERROR(IF(OR(J40=\"\",'Lives scenario - input'!$F25=\"\"),\"\",J40/'Lives scenario - input'!$F25),\"\")","v":""},{"$f":"IFERROR(IF(OR(K40=\"\",'Lives scenario - input'!$F25=\"\"),\"\",K40/'Lives scenario - input'!$F25),\"\")","v":""},{"$f":"IFERROR(IF(OR(L40=\"\",'Lives scenario - input'!$F25=\"\"),\"\",L40/'Lives scenario - input'!$F25),\"\")","v":""},{"$f":"IFERROR(IF(OR(M40=\"\",'Lives scenario - input'!$F25=\"\"),\"\",M40/'Lives scenario - input'!$F25),\"\")","v":""},{"$f":"IFERROR(IF(OR(N40=\"\",'Lives scenario - input'!$F25=\"\"),\"\",N40/'Lives scenario - input'!$F25),\"\")","v":""},{"$f":"IFERROR(IF(OR(O40=\"\",'Lives scenario - input'!$F25=\"\"),\"\",O40/'Lives scenario - input'!$F25),\"\")","v":""},{"$f":"IFERROR(IF(OR(P40=\"\",'Lives scenario - input'!$F25=\"\"),\"\",P40/'Lives scenario - input'!$F25),\"\")","v":""},{"$f":"IFERROR(IF(OR(Q40=\"\",'Lives scenario - input'!$F25=\"\"),\"\",Q40/'Lives scenario - input'!$F25),\"\")","v":""},{"$f":"IFERROR(IF(OR(R40=\"\",'Lives scenario - input'!$F25=\"\"),\"\",R40/'Lives scenario - input'!$F25),\"\")","v":""},{"$f":"IFERROR(IF(OR(S40=\"\",'Lives scenario - input'!$F25=\"\"),\"\",S40/'Lives scenario - input'!$F25),\"\")","v":""},{"$f":"IFERROR(IF(OR(T40=\"\",'Lives scenario - input'!$F25=\"\"),\"\",T40/'Lives scenario - input'!$F25),\"\")","v":""},{"$f":"IFERROR(IF(OR(U40=\"\",'Lives scenario - input'!$F25=\"\"),\"\",U40/'Lives scenario - input'!$F25),\"\")","v":""},{"$f":"IFERROR(IF(OR(V40=\"\",'Lives scenario - input'!$F25=\"\"),\"\",V40/'Lives scenario - input'!$F25),\"\")","v":""},{"$f":"IFERROR(IF(OR(W40=\"\",'Lives scenario - input'!$F25=\"\"),\"\",W40/'Lives scenario - input'!$F25),\"\")","v":""}]
[{"$f":"IFERROR('Lives scenario - input'!A26,\"\")","v":3},{"$f":"IFERROR('Lives scenario - input'!B26,\"\")","v":"SERVICE LINES"},{"$f":"IFERROR('Lives scenario - input'!C26,\"\")","v":"˂ = 11 kv ; residential ; simple type"},{"$f":"IFERROR(repcalc('Lives scenario - input'!$CX26:$GJ26,'Lives scenario - input'!$I26,'Lives scenario - input'!$G26,'Lives scenario - input'!$H26,20,TRUE,TRUE),\"\")","v":""},"","","","","","","","","","","","","","","","","","","",{"$f":"IFERROR(IF(OR(D41=\"\",'Lives scenario - input'!$F26=\"\"),\"\",D41/'Lives scenario - input'!$F26),\"\")","v":""},{"$f":"IFERROR(IF(OR(E41=\"\",'Lives scenario - input'!$F26=\"\"),\"\",E41/'Lives scenario - input'!$F26),\"\")","v":""},{"$f":"IFERROR(IF(OR(F41=\"\",'Lives scenario - input'!$F26=\"\"),\"\",F41/'Lives scenario - input'!$F26),\"\")","v":""},{"$f":"IFERROR(IF(OR(G41=\"\",'Lives scenario - input'!$F26=\"\"),\"\",G41/'Lives scenario - input'!$F26),\"\")","v":""},{"$f":"IFERROR(IF(OR(H41=\"\",'Lives scenario - input'!$F26=\"\"),\"\",H41/'Lives scenario - input'!$F26),\"\")","v":""},{"$f":"IFERROR(IF(OR(I41=\"\",'Lives scenario - input'!$F26=\"\"),\"\",I41/'Lives scenario - input'!$F26),\"\")","v":""},{"$f":"IFERROR(IF(OR(J41=\"\",'Lives scenario - input'!$F26=\"\"),\"\",J41/'Lives scenario - input'!$F26),\"\")","v":""},{"$f":"IFERROR(IF(OR(K41=\"\",'Lives scenario - input'!$F26=\"\"),\"\",K41/'Lives scenario - input'!$F26),\"\")","v":""},{"$f":"IFERROR(IF(OR(L41=\"\",'Lives scenario - input'!$F26=\"\"),\"\",L41/'Lives scenario - input'!$F26),\"\")","v":""},{"$f":"IFERROR(IF(OR(M41=\"\",'Lives scenario - input'!$F26=\"\"),\"\",M41/'Lives scenario - input'!$F26),\"\")","v":""},{"$f":"IFERROR(IF(OR(N41=\"\",'Lives scenario - input'!$F26=\"\"),\"\",N41/'Lives scenario - input'!$F26),\"\")","v":""},{"$f":"IFERROR(IF(OR(O41=\"\",'Lives scenario - input'!$F26=\"\"),\"\",O41/'Lives scenario - input'!$F26),\"\")","v":""},{"$f":"IFERROR(IF(OR(P41=\"\",'Lives scenario - input'!$F26=\"\"),\"\",P41/'Lives scenario - input'!$F26),\"\")","v":""},{"$f":"IFERROR(IF(OR(Q41=\"\",'Lives scenario - input'!$F26=\"\"),\"\",Q41/'Lives scenario - input'!$F26),\"\")","v":""},{"$f":"IFERROR(IF(OR(R41=\"\",'Lives scenario - input'!$F26=\"\"),\"\",R41/'Lives scenario - input'!$F26),\"\")","v":""},{"$f":"IFERROR(IF(OR(S41=\"\",'Lives scenario - input'!$F26=\"\"),\"\",S41/'Lives scenario - input'!$F26),\"\")","v":""},{"$f":"IFERROR(IF(OR(T41=\"\",'Lives scenario - input'!$F26=\"\"),\"\",T41/'Lives scenario - input'!$F26),\"\")","v":""},{"$f":"IFERROR(IF(OR(U41=\"\",'Lives scenario - input'!$F26=\"\"),\"\",U41/'Lives scenario - input'!$F26),\"\")","v":""},{"$f":"IFERROR(IF(OR(V41=\"\",'Lives scenario - input'!$F26=\"\"),\"\",V41/'Lives scenario - input'!$F26),\"\")","v":""},{"$f":"IFERROR(IF(OR(W41=\"\",'Lives scenario - input'!$F26=\"\"),\"\",W41/'Lives scenario - input'!$F26),\"\")","v":""}]
[{"$f":"IFERROR('Lives scenario - input'!A27,\"\")","v":4},{"$f":"IFERROR('Lives scenario - input'!B27,\"\")","v":"SWITCHGEAR"},{"$f":"IFERROR('Lives scenario - input'!C27,\"\")","v":"˂ = 11 kv ; circuit breaker"},{"$f":"IFERROR(repcalc('Lives scenario - input'!$CX27:$GJ27,'Lives scenario - input'!$I27,'Lives scenario - input'!$G27,'Lives scenario - input'!$H27,20,TRUE,TRUE),\"\")","v":""},"","","","","","","","","","","","","","","","","","","",{"$f":"IFERROR(IF(OR(D42=\"\",'Lives scenario - input'!$F27=\"\"),\"\",D42/'Lives scenario - input'!$F27),\"\")","v":""},{"$f":"IFERROR(IF(OR(E42=\"\",'Lives scenario - input'!$F27=\"\"),\"\",E42/'Lives scenario - input'!$F27),\"\")","v":""},{"$f":"IFERROR(IF(OR(F42=\"\",'Lives scenario - input'!$F27=\"\"),\"\",F42/'Lives scenario - input'!$F27),\"\")","v":""},{"$f":"IFERROR(IF(OR(G42=\"\",'Lives scenario - input'!$F27=\"\"),\"\",G42/'Lives scenario - input'!$F27),\"\")","v":""},{"$f":"IFERROR(IF(OR(H42=\"\",'Lives scenario - input'!$F27=\"\"),\"\",H42/'Lives scenario - input'!$F27),\"\")","v":""},{"$f":"IFERROR(IF(OR(I42=\"\",'Lives scenario - input'!$F27=\"\"),\"\",I42/'Lives scenario - input'!$F27),\"\")","v":""},{"$f":"IFERROR(IF(OR(J42=\"\",'Lives scenario - input'!$F27=\"\"),\"\",J42/'Lives scenario - input'!$F27),\"\")","v":""},{"$f":"IFERROR(IF(OR(K42=\"\",'Lives scenario - input'!$F27=\"\"),\"\",K42/'Lives scenario - input'!$F27),\"\")","v":""},{"$f":"IFERROR(IF(OR(L42=\"\",'Lives scenario - input'!$F27=\"\"),\"\",L42/'Lives scenario - input'!$F27),\"\")","v":""},{"$f":"IFERROR(IF(OR(M42=\"\",'Lives scenario - input'!$F27=\"\"),\"\",M42/'Lives scenario - input'!$F27),\"\")","v":""},{"$f":"IFERROR(IF(OR(N42=\"\",'Lives scenario - input'!$F27=\"\"),\"\",N42/'Lives scenario - input'!$F27),\"\")","v":""},{"$f":"IFERROR(IF(OR(O42=\"\",'Lives scenario - input'!$F27=\"\"),\"\",O42/'Lives scenario - input'!$F27),\"\")","v":""},{"$f":"IFERROR(IF(OR(P42=\"\",'Lives scenario - input'!$F27=\"\"),\"\",P42/'Lives scenario - input'!$F27),\"\")","v":""},{"$f":"IFERROR(IF(OR(Q42=\"\",'Lives scenario - input'!$F27=\"\"),\"\",Q42/'Lives scenario - input'!$F27),\"\")","v":""},{"$f":"IFERROR(IF(OR(R42=\"\",'Lives scenario - input'!$F27=\"\"),\"\",R42/'Lives scenario - input'!$F27),\"\")","v":""},{"$f":"IFERROR(IF(OR(S42=\"\",'Lives scenario - input'!$F27=\"\"),\"\",S42/'Lives scenario - input'!$F27),\"\")","v":""},{"$f":"IFERROR(IF(OR(T42=\"\",'Lives scenario - input'!$F27=\"\"),\"\",T42/'Lives scenario - input'!$F27),\"\")","v":""},{"$f":"IFERROR(IF(OR(U42=\"\",'Lives scenario - input'!$F27=\"\"),\"\",U42/'Lives scenario - input'!$F27),\"\")","v":""},{"$f":"IFERROR(IF(OR(V42=\"\",'Lives scenario - input'!$F27=\"\"),\"\",V42/'Lives scenario - input'!$F27),\"\")","v":""},{"$f":"IFERROR(IF(OR(W42=\"\",'Lives scenario - input'!$F27=\"\"),\"\",W42/'Lives scenario - input'!$F27),\"\")","v":""}]
[{"$f":"IFERROR('Lives scenario - input'!A28,\"\")","v":4},{"$f":"IFERROR('Lives scenario - input'!B28,\"\")","v":"SWITCHGEAR"},{"$f":"IFERROR('Lives scenario - input'!C28,\"\")","v":"˂ = 11 kv ; fuse"},{"$f":"IFERROR(repcalc('Lives scenario - input'!$CX28:$GJ28,'Lives scenario - input'!$I28,'Lives scenario - input'!$G28,'Lives scenario - input'!$H28,20,TRUE,TRUE),\"\")","v":""},"","","","","","","","","","","","","","","","","","","",{"$f":"IFERROR(IF(OR(D43=\"\",'Lives scenario - input'!$F28=\"\"),\"\",D43/'Lives scenario - input'!$F28),\"\")","v":""},{"$f":"IFERROR(IF(OR(E43=\"\",'Lives scenario - input'!$F28=\"\"),\"\",E43/'Lives scenario - input'!$F28),\"\")","v":""},{"$f":"IFERROR(IF(OR(F43=\"\",'Lives scenario - input'!$F28=\"\"),\"\",F43/'Lives scenario - input'!$F28),\"\")","v":""},{"$f":"IFERROR(IF(OR(G43=\"\",'Lives scenario - input'!$F28=\"\"),\"\",G43/'Lives scenario - input'!$F28),\"\")","v":""},{"$f":"IFERROR(IF(OR(H43=\"\",'Lives scenario - input'!$F28=\"\"),\"\",H43/'Lives scenario - input'!$F28),\"\")","v":""},{"$f":"IFERROR(IF(OR(I43=\"\",'Lives scenario - input'!$F28=\"\"),\"\",I43/'Lives scenario - input'!$F28),\"\")","v":""},{"$f":"IFERROR(IF(OR(J43=\"\",'Lives scenario - input'!$F28=\"\"),\"\",J43/'Lives scenario - input'!$F28),\"\")","v":""},{"$f":"IFERROR(IF(OR(K43=\"\",'Lives scenario - input'!$F28=\"\"),\"\",K43/'Lives scenario - input'!$F28),\"\")","v":""},{"$f":"IFERROR(IF(OR(L43=\"\",'Lives scenario - input'!$F28=\"\"),\"\",L43/'Lives scenario - input'!$F28),\"\")","v":""},{"$f":"IFERROR(IF(OR(M43=\"\",'Lives scenario - input'!$F28=\"\"),\"\",M43/'Lives scenario - input'!$F28),\"\")","v":""},{"$f":"IFERROR(IF(OR(N43=\"\",'Lives scenario - input'!$F28=\"\"),\"\",N43/'Lives scenario - input'!$F28),\"\")","v":""},{"$f":"IFERROR(IF(OR(O43=\"\",'Lives scenario - input'!$F28=\"\"),\"\",O43/'Lives scenario - input'!$F28),\"\")","v":""},{"$f":"IFERROR(IF(OR(P43=\"\",'Lives scenario - input'!$F28=\"\"),\"\",P43/'Lives scenario - input'!$F28),\"\")","v":""},{"$f":"IFERROR(IF(OR(Q43=\"\",'Lives scenario - input'!$F28=\"\"),\"\",Q43/'Lives scenario - input'!$F28),\"\")","v":""},{"$f":"IFERROR(IF(OR(R43=\"\",'Lives scenario - input'!$F28=\"\"),\"\",R43/'Lives scenario - input'!$F28),\"\")","v":""},{"$f":"IFERROR(IF(OR(S43=\"\",'Lives scenario - input'!$F28=\"\"),\"\",S43/'Lives scenario - input'!$F28),\"\")","v":""},{"$f":"IFERROR(IF(OR(T43=\"\",'Lives scenario - input'!$F28=\"\"),\"\",T43/'Lives scenario - input'!$F28),\"\")","v":""},{"$f":"IFERROR(IF(OR(U43=\"\",'Lives scenario - input'!$F28=\"\"),\"\",U43/'Lives scenario - input'!$F28),\"\")","v":""},{"$f":"IFERROR(IF(OR(V43=\"\",'Lives scenario - input'!$F28=\"\"),\"\",V43/'Lives scenario - input'!$F28),\"\")","v":""},{"$f":"IFERROR(IF(OR(W43=\"\",'Lives scenario - input'!$F28=\"\"),\"\",W43/'Lives scenario - input'!$F28),\"\")","v":""}]
[{"$f":"IFERROR('Lives scenario - input'!A29,\"\")","v":4},{"$f":"IFERROR('Lives scenario - input'!B29,\"\")","v":"SWITCHGEAR"},{"$f":"IFERROR('Lives scenario - input'!C29,\"\")","v":"˂ = 11 kv ; switch"},{"$f":"IFERROR(repcalc('Lives scenario - input'!$CX29:$GJ29,'Lives scenario - input'!$I29,'Lives scenario - input'!$G29,'Lives scenario - input'!$H29,20,TRUE,TRUE),\"\")","v":""},"","","","","","","","","","","","","","","","","","","",{"$f":"IFERROR(IF(OR(D44=\"\",'Lives scenario - input'!$F29=\"\"),\"\",D44/'Lives scenario - input'!$F29),\"\")","v":""},{"$f":"IFERROR(IF(OR(E44=\"\",'Lives scenario - input'!$F29=\"\"),\"\",E44/'Lives scenario - input'!$F29),\"\")","v":""},{"$f":"IFERROR(IF(OR(F44=\"\",'Lives scenario - input'!$F29=\"\"),\"\",F44/'Lives scenario - input'!$F29),\"\")","v":""},{"$f":"IFERROR(IF(OR(G44=\"\",'Lives scenario - input'!$F29=\"\"),\"\",G44/'Lives scenario - input'!$F29),\"\")","v":""},{"$f":"IFERROR(IF(OR(H44=\"\",'Lives scenario - input'!$F29=\"\"),\"\",H44/'Lives scenario - input'!$F29),\"\")","v":""},{"$f":"IFERROR(IF(OR(I44=\"\",'Lives scenario - input'!$F29=\"\"),\"\",I44/'Lives scenario - input'!$F29),\"\")","v":""},{"$f":"IFERROR(IF(OR(J44=\"\",'Lives scenario - input'!$F29=\"\"),\"\",J44/'Lives scenario - input'!$F29),\"\")","v":""},{"$f":"IFERROR(IF(OR(K44=\"\",'Lives scenario - input'!$F29=\"\"),\"\",K44/'Lives scenario - input'!$F29),\"\")","v":""},{"$f":"IFERROR(IF(OR(L44=\"\",'Lives scenario - input'!$F29=\"\"),\"\",L44/'Lives scenario - input'!$F29),\"\")","v":""},{"$f":"IFERROR(IF(OR(M44=\"\",'Lives scenario - input'!$F29=\"\"),\"\",M44/'Lives scenario - input'!$F29),\"\")","v":""},{"$f":"IFERROR(IF(OR(N44=\"\",'Lives scenario - input'!$F29=\"\"),\"\",N44/'Lives scenario - input'!$F29),\"\")","v":""},{"$f":"IFERROR(IF(OR(O44=\"\",'Lives scenario - input'!$F29=\"\"),\"\",O44/'Lives scenario - input'!$F29),\"\")","v":""},{"$f":"IFERROR(IF(OR(P44=\"\",'Lives scenario - input'!$F29=\"\"),\"\",P44/'Lives scenario - input'!$F29),\"\")","v":""},{"$f":"IFERROR(IF(OR(Q44=\"\",'Lives scenario - input'!$F29=\"\"),\"\",Q44/'Lives scenario - input'!$F29),\"\")","v":""},{"$f":"IFERROR(IF(OR(R44=\"\",'Lives scenario - input'!$F29=\"\"),\"\",R44/'Lives scenario - input'!$F29),\"\")","v":""},{"$f":"IFERROR(IF(OR(S44=\"\",'Lives scenario - input'!$F29=\"\"),\"\",S44/'Lives scenario - input'!$F29),\"\")","v":""},{"$f":"IFERROR(IF(OR(T44=\"\",'Lives scenario - input'!$F29=\"\"),\"\",T44/'Lives scenario - input'!$F29),\"\")","v":""},{"$f":"IFERROR(IF(OR(U44=\"\",'Lives scenario - input'!$F29=\"\"),\"\",U44/'Lives scenario - input'!$F29),\"\")","v":""},{"$f":"IFERROR(IF(OR(V44=\"\",'Lives scenario - input'!$F29=\"\"),\"\",V44/'Lives scenario - input'!$F29),\"\")","v":""},{"$f":"IFERROR(IF(OR(W44=\"\",'Lives scenario - input'!$F29=\"\"),\"\",W44/'Lives scenario - input'!$F29),\"\")","v":""}]
[{"$f":"IFERROR('Lives scenario - input'!A30,\"\")","v":4},{"$f":"IFERROR('Lives scenario - input'!B30,\"\")","v":"SWITCHGEAR"},{"$f":"IFERROR('Lives scenario - input'!C30,\"\")","v":"> 11 kv & < = 22 kv ; circuit breaker"},{"$f":"IFERROR(repcalc('Lives scenario - input'!$CX30:$GJ30,'Lives scenario - input'!$I30,'Lives scenario - input'!$G30,'Lives scenario - input'!$H30,20,TRUE,TRUE),\"\")","v":""},"","","","","","","","","","","","","","","","","","","",{"$f":"IFERROR(IF(OR(D45=\"\",'Lives scenario - input'!$F30=\"\"),\"\",D45/'Lives scenario - input'!$F30),\"\")","v":""},{"$f":"IFERROR(IF(OR(E45=\"\",'Lives scenario - input'!$F30=\"\"),\"\",E45/'Lives scenario - input'!$F30),\"\")","v":""},{"$f":"IFERROR(IF(OR(F45=\"\",'Lives scenario - input'!$F30=\"\"),\"\",F45/'Lives scenario - input'!$F30),\"\")","v":""},{"$f":"IFERROR(IF(OR(G45=\"\",'Lives scenario - input'!$F30=\"\"),\"\",G45/'Lives scenario - input'!$F30),\"\")","v":""},{"$f":"IFERROR(IF(OR(H45=\"\",'Lives scenario - input'!$F30=\"\"),\"\",H45/'Lives scenario - input'!$F30),\"\")","v":""},{"$f":"IFERROR(IF(OR(I45=\"\",'Lives scenario - input'!$F30=\"\"),\"\",I45/'Lives scenario - input'!$F30),\"\")","v":""},{"$f":"IFERROR(IF(OR(J45=\"\",'Lives scenario - input'!$F30=\"\"),\"\",J45/'Lives scenario - input'!$F30),\"\")","v":""},{"$f":"IFERROR(IF(OR(K45=\"\",'Lives scenario - input'!$F30=\"\"),\"\",K45/'Lives scenario - input'!$F30),\"\")","v":""},{"$f":"IFERROR(IF(OR(L45=\"\",'Lives scenario - input'!$F30=\"\"),\"\",L45/'Lives scenario - input'!$F30),\"\")","v":""},{"$f":"IFERROR(IF(OR(M45=\"\",'Lives scenario - input'!$F30=\"\"),\"\",M45/'Lives scenario - input'!$F30),\"\")","v":""},{"$f":"IFERROR(IF(OR(N45=\"\",'Lives scenario - input'!$F30=\"\"),\"\",N45/'Lives scenario - input'!$F30),\"\")","v":""},{"$f":"IFERROR(IF(OR(O45=\"\",'Lives scenario - input'!$F30=\"\"),\"\",O45/'Lives scenario - input'!$F30),\"\")","v":""},{"$f":"IFERROR(IF(OR(P45=\"\",'Lives scenario - input'!$F30=\"\"),\"\",P45/'Lives scenario - input'!$F30),\"\")","v":""},{"$f":"IFERROR(IF(OR(Q45=\"\",'Lives scenario - input'!$F30=\"\"),\"\",Q45/'Lives scenario - input'!$F30),\"\")","v":""},{"$f":"IFERROR(IF(OR(R45=\"\",'Lives scenario - input'!$F30=\"\"),\"\",R45/'Lives scenario - input'!$F30),\"\")","v":""},{"$f":"IFERROR(IF(OR(S45=\"\",'Lives scenario - input'!$F30=\"\"),\"\",S45/'Lives scenario - input'!$F30),\"\")","v":""},{"$f":"IFERROR(IF(OR(T45=\"\",'Lives scenario - input'!$F30=\"\"),\"\",T45/'Lives scenario - input'!$F30),\"\")","v":""},{"$f":"IFERROR(IF(OR(U45=\"\",'Lives scenario - input'!$F30=\"\"),\"\",U45/'Lives scenario - input'!$F30),\"\")","v":""},{"$f":"IFERROR(IF(OR(V45=\"\",'Lives scenario - input'!$F30=\"\"),\"\",V45/'Lives scenario - input'!$F30),\"\")","v":""},{"$f":"IFERROR(IF(OR(W45=\"\",'Lives scenario - input'!$F30=\"\"),\"\",W45/'Lives scenario - input'!$F30),\"\")","v":""}]
[{"$f":"IFERROR('Lives scenario - input'!A31,\"\")","v":4},{"$f":"IFERROR('Lives scenario - input'!B31,\"\")","v":"SWITCHGEAR"},{"$f":"IFERROR('Lives scenario - input'!C31,\"\")","v":"> 11 kv & < = 22 kv ; switch"},{"$f":"IFERROR(repcalc('Lives scenario - input'!$CX31:$GJ31,'Lives scenario - input'!$I31,'Lives scenario - input'!$G31,'Lives scenario - input'!$H31,20,TRUE,TRUE),\"\")","v":""},"","","","","","","","","","","","","","","","","","","",{"$f":"IFERROR(IF(OR(D46=\"\",'Lives scenario - input'!$F31=\"\"),\"\",D46/'Lives scenario - input'!$F31),\"\")","v":""},{"$f":"IFERROR(IF(OR(E46=\"\",'Lives scenario - input'!$F31=\"\"),\"\",E46/'Lives scenario - input'!$F31),\"\")","v":""},{"$f":"IFERROR(IF(OR(F46=\"\",'Lives scenario - input'!$F31=\"\"),\"\",F46/'Lives scenario - input'!$F31),\"\")","v":""},{"$f":"IFERROR(IF(OR(G46=\"\",'Lives scenario - input'!$F31=\"\"),\"\",G46/'Lives scenario - input'!$F31),\"\")","v":""},{"$f":"IFERROR(IF(OR(H46=\"\",'Lives scenario - input'!$F31=\"\"),\"\",H46/'Lives scenario - input'!$F31),\"\")","v":""},{"$f":"IFERROR(IF(OR(I46=\"\",'Lives scenario - input'!$F31=\"\"),\"\",I46/'Lives scenario - input'!$F31),\"\")","v":""},{"$f":"IFERROR(IF(OR(J46=\"\",'Lives scenario - input'!$F31=\"\"),\"\",J46/'Lives scenario - input'!$F31),\"\")","v":""},{"$f":"IFERROR(IF(OR(K46=\"\",'Lives scenario - input'!$F31=\"\"),\"\",K46/'Lives scenario - input'!$F31),\"\")","v":""},{"$f":"IFERROR(IF(OR(L46=\"\",'Lives scenario - input'!$F31=\"\"),\"\",L46/'Lives scenario - input'!$F31),\"\")","v":""},{"$f":"IFERROR(IF(OR(M46=\"\",'Lives scenario - input'!$F31=\"\"),\"\",M46/'Lives scenario - input'!$F31),\"\")","v":""},{"$f":"IFERROR(IF(OR(N46=\"\",'Lives scenario - input'!$F31=\"\"),\"\",N46/'Lives scenario - input'!$F31),\"\")","v":""},{"$f":"IFERROR(IF(OR(O46=\"\",'Lives scenario - input'!$F31=\"\"),\"\",O46/'Lives scenario - input'!$F31),\"\")","v":""},{"$f":"IFERROR(IF(OR(P46=\"\",'Lives scenario - input'!$F31=\"\"),\"\",P46/'Lives scenario - input'!$F31),\"\")","v":""},{"$f":"IFERROR(IF(OR(Q46=\"\",'Lives scenario - input'!$F31=\"\"),\"\",Q46/'Lives scenario - input'!$F31),\"\")","v":""},{"$f":"IFERROR(IF(OR(R46=\"\",'Lives scenario - input'!$F31=\"\"),\"\",R46/'Lives scenario - input'!$F31),\"\")","v":""},{"$f":"IFERROR(IF(OR(S46=\"\",'Lives scenario - input'!$F31=\"\"),\"\",S46/'Lives scenario - input'!$F31),\"\")","v":""},{"$f":"IFERROR(IF(OR(T46=\"\",'Lives scenario - input'!$F31=\"\"),\"\",T46/'Lives scenario - input'!$F31),\"\")","v":""},{"$f":"IFERROR(IF(OR(U46=\"\",'Lives scenario - input'!$F31=\"\"),\"\",U46/'Lives scenario - input'!$F31),\"\")","v":""},{"$f":"IFERROR(IF(OR(V46=\"\",'Lives scenario - input'!$F31=\"\"),\"\",V46/'Lives scenario - input'!$F31),\"\")","v":""},{"$f":"IFERROR(IF(OR(W46=\"\",'Lives scenario - input'!$F31=\"\"),\"\",W46/'Lives scenario - input'!$F31),\"\")","v":""}]
[{"$f":"IFERROR('Lives scenario - input'!A32,\"\")","v":4},{"$f":"IFERROR('Lives scenario - input'!B32,\"\")","v":"SWITCHGEAR"},{"$f":"IFERROR('Lives scenario - input'!C32,\"\")","v":"> 33 kv & < = 66 kv ; circuit breaker"},{"$f":"IFERROR(repcalc('Lives scenario - input'!$CX32:$GJ32,'Lives scenario - input'!$I32,'Lives scenario - input'!$G32,'Lives scenario - input'!$H32,20,TRUE,TRUE),\"\")","v":""},"","","","","","","","","","","","","","","","","","","",{"$f":"IFERROR(IF(OR(D47=\"\",'Lives scenario - input'!$F32=\"\"),\"\",D47/'Lives scenario - input'!$F32),\"\")","v":""},{"$f":"IFERROR(IF(OR(E47=\"\",'Lives scenario - input'!$F32=\"\"),\"\",E47/'Lives scenario - input'!$F32),\"\")","v":""},{"$f":"IFERROR(IF(OR(F47=\"\",'Lives scenario - input'!$F32=\"\"),\"\",F47/'Lives scenario - input'!$F32),\"\")","v":""},{"$f":"IFERROR(IF(OR(G47=\"\",'Lives scenario - input'!$F32=\"\"),\"\",G47/'Lives scenario - input'!$F32),\"\")","v":""},{"$f":"IFERROR(IF(OR(H47=\"\",'Lives scenario - input'!$F32=\"\"),\"\",H47/'Lives scenario - input'!$F32),\"\")","v":""},{"$f":"IFERROR(IF(OR(I47=\"\",'Lives scenario - input'!$F32=\"\"),\"\",I47/'Lives scenario - input'!$F32),\"\")","v":""},{"$f":"IFERROR(IF(OR(J47=\"\",'Lives scenario - input'!$F32=\"\"),\"\",J47/'Lives scenario - input'!$F32),\"\")","v":""},{"$f":"IFERROR(IF(OR(K47=\"\",'Lives scenario - input'!$F32=\"\"),\"\",K47/'Lives scenario - input'!$F32),\"\")","v":""},{"$f":"IFERROR(IF(OR(L47=\"\",'Lives scenario - input'!$F32=\"\"),\"\",L47/'Lives scenario - input'!$F32),\"\")","v":""},{"$f":"IFERROR(IF(OR(M47=\"\",'Lives scenario - input'!$F32=\"\"),\"\",M47/'Lives scenario - input'!$F32),\"\")","v":""},{"$f":"IFERROR(IF(OR(N47=\"\",'Lives scenario - input'!$F32=\"\"),\"\",N47/'Lives scenario - input'!$F32),\"\")","v":""},{"$f":"IFERROR(IF(OR(O47=\"\",'Lives scenario - input'!$F32=\"\"),\"\",O47/'Lives scenario - input'!$F32),\"\")","v":""},{"$f":"IFERROR(IF(OR(P47=\"\",'Lives scenario - input'!$F32=\"\"),\"\",P47/'Lives scenario - input'!$F32),\"\")","v":""},{"$f":"IFERROR(IF(OR(Q47=\"\",'Lives scenario - input'!$F32=\"\"),\"\",Q47/'Lives scenario - input'!$F32),\"\")","v":""},{"$f":"IFERROR(IF(OR(R47=\"\",'Lives scenario - input'!$F32=\"\"),\"\",R47/'Lives scenario - input'!$F32),\"\")","v":""},{"$f":"IFERROR(IF(OR(S47=\"\",'Lives scenario - input'!$F32=\"\"),\"\",S47/'Lives scenario - input'!$F32),\"\")","v":""},{"$f":"IFERROR(IF(OR(T47=\"\",'Lives scenario - input'!$F32=\"\"),\"\",T47/'Lives scenario - input'!$F32),\"\")","v":""},{"$f":"IFERROR(IF(OR(U47=\"\",'Lives scenario - input'!$F32=\"\"),\"\",U47/'Lives scenario - input'!$F32),\"\")","v":""},{"$f":"IFERROR(IF(OR(V47=\"\",'Lives scenario - input'!$F32=\"\"),\"\",V47/'Lives scenario - input'!$F32),\"\")","v":""},{"$f":"IFERROR(IF(OR(W47=\"\",'Lives scenario - input'!$F32=\"\"),\"\",W47/'Lives scenario - input'!$F32),\"\")","v":""}]
[{"$f":"IFERROR('Lives scenario - input'!A33,\"\")","v":4},{"$f":"IFERROR('Lives scenario - input'!B33,\"\")","v":"SWITCHGEAR"},{"$f":"IFERROR('Lives scenario - input'!C33,\"\")","v":"> 33 kv & < = 66 kv ; switch"},{"$f":"IFERROR(repcalc('Lives scenario - input'!$CX33:$GJ33,'Lives scenario - input'!$I33,'Lives scenario - input'!$G33,'Lives scenario - input'!$H33,20,TRUE,TRUE),\"\")","v":""},"","","","","","","","","","","","","","","","","","","",{"$f":"IFERROR(IF(OR(D48=\"\",'Lives scenario - input'!$F33=\"\"),\"\",D48/'Lives scenario - input'!$F33),\"\")","v":""},{"$f":"IFERROR(IF(OR(E48=\"\",'Lives scenario - input'!$F33=\"\"),\"\",E48/'Lives scenario - input'!$F33),\"\")","v":""},{"$f":"IFERROR(IF(OR(F48=\"\",'Lives scenario - input'!$F33=\"\"),\"\",F48/'Lives scenario - input'!$F33),\"\")","v":""},{"$f":"IFERROR(IF(OR(G48=\"\",'Lives scenario - input'!$F33=\"\"),\"\",G48/'Lives scenario - input'!$F33),\"\")","v":""},{"$f":"IFERROR(IF(OR(H48=\"\",'Lives scenario - input'!$F33=\"\"),\"\",H48/'Lives scenario - input'!$F33),\"\")","v":""},{"$f":"IFERROR(IF(OR(I48=\"\",'Lives scenario - input'!$F33=\"\"),\"\",I48/'Lives scenario - input'!$F33),\"\")","v":""},{"$f":"IFERROR(IF(OR(J48=\"\",'Lives scenario - input'!$F33=\"\"),\"\",J48/'Lives scenario - input'!$F33),\"\")","v":""},{"$f":"IFERROR(IF(OR(K48=\"\",'Lives scenario - input'!$F33=\"\"),\"\",K48/'Lives scenario - input'!$F33),\"\")","v":""},{"$f":"IFERROR(IF(OR(L48=\"\",'Lives scenario - input'!$F33=\"\"),\"\",L48/'Lives scenario - input'!$F33),\"\")","v":""},{"$f":"IFERROR(IF(OR(M48=\"\",'Lives scenario - input'!$F33=\"\"),\"\",M48/'Lives scenario - input'!$F33),\"\")","v":""},{"$f":"IFERROR(IF(OR(N48=\"\",'Lives scenario - input'!$F33=\"\"),\"\",N48/'Lives scenario - input'!$F33),\"\")","v":""},{"$f":"IFERROR(IF(OR(O48=\"\",'Lives scenario - input'!$F33=\"\"),\"\",O48/'Lives scenario - input'!$F33),\"\")","v":""},{"$f":"IFERROR(IF(OR(P48=\"\",'Lives scenario - input'!$F33=\"\"),\"\",P48/'Lives scenario - input'!$F33),\"\")","v":""},{"$f":"IFERROR(IF(OR(Q48=\"\",'Lives scenario - input'!$F33=\"\"),\"\",Q48/'Lives scenario - input'!$F33),\"\")","v":""},{"$f":"IFERROR(IF(OR(R48=\"\",'Lives scenario - input'!$F33=\"\"),\"\",R48/'Lives scenario - input'!$F33),\"\")","v":""},{"$f":"IFERROR(IF(OR(S48=\"\",'Lives scenario - input'!$F33=\"\"),\"\",S48/'Lives scenario - input'!$F33),\"\")","v":""},{"$f":"IFERROR(IF(OR(T48=\"\",'Lives scenario - input'!$F33=\"\"),\"\",T48/'Lives scenario - input'!$F33),\"\")","v":""},{"$f":"IFERROR(IF(OR(U48=\"\",'Lives scenario - input'!$F33=\"\"),\"\",U48/'Lives scenario - input'!$F33),\"\")","v":""},{"$f":"IFERROR(IF(OR(V48=\"\",'Lives scenario - input'!$F33=\"\"),\"\",V48/'Lives scenario - input'!$F33),\"\")","v":""},{"$f":"IFERROR(IF(OR(W48=\"\",'Lives scenario - input'!$F33=\"\"),\"\",W48/'Lives scenario - input'!$F33),\"\")","v":""}]
[{"$f":"IFERROR('Lives scenario - input'!A34,\"\")","v":""},{"$f":"IFERROR('Lives scenario - input'!B34,\"\")","v":"TRANSFORMERS"},{"$f":"IFERROR('Lives scenario - input'!C34,\"\")","v":"ground outdoor / indoor chamber mounted ; ˂ 22 kv ; < = 60 kva ; multiple phase"},{"$f":"IFERROR(repcalc('Lives scenario - input'!$CX34:$GJ34,'Lives scenario - input'!$I34,'Lives scenario - input'!$G34,'Lives scenario - input'!$H34,20,TRUE,TRUE),\"\")","v":""},"","","","","","","","","","","","","","","","","","","",{"$f":"IFERROR(IF(OR(D49=\"\",'Lives scenario - input'!$F34=\"\"),\"\",D49/'Lives scenario - input'!$F34),\"\")","v":""},{"$f":"IFERROR(IF(OR(E49=\"\",'Lives scenario - input'!$F34=\"\"),\"\",E49/'Lives scenario - input'!$F34),\"\")","v":""},{"$f":"IFERROR(IF(OR(F49=\"\",'Lives scenario - input'!$F34=\"\"),\"\",F49/'Lives scenario - input'!$F34),\"\")","v":""},{"$f":"IFERROR(IF(OR(G49=\"\",'Lives scenario - input'!$F34=\"\"),\"\",G49/'Lives scenario - input'!$F34),\"\")","v":""},{"$f":"IFERROR(IF(OR(H49=\"\",'Lives scenario - input'!$F34=\"\"),\"\",H49/'Lives scenario - input'!$F34),\"\")","v":""},{"$f":"IFERROR(IF(OR(I49=\"\",'Lives scenario - input'!$F34=\"\"),\"\",I49/'Lives scenario - input'!$F34),\"\")","v":""},{"$f":"IFERROR(IF(OR(J49=\"\",'Lives scenario - input'!$F34=\"\"),\"\",J49/'Lives scenario - input'!$F34),\"\")","v":""},{"$f":"IFERROR(IF(OR(K49=\"\",'Lives scenario - input'!$F34=\"\"),\"\",K49/'Lives scenario - input'!$F34),\"\")","v":""},{"$f":"IFERROR(IF(OR(L49=\"\",'Lives scenario - input'!$F34=\"\"),\"\",L49/'Lives scenario - input'!$F34),\"\")","v":""},{"$f":"IFERROR(IF(OR(M49=\"\",'Lives scenario - input'!$F34=\"\"),\"\",M49/'Lives scenario - input'!$F34),\"\")","v":""},{"$f":"IFERROR(IF(OR(N49=\"\",'Lives scenario - input'!$F34=\"\"),\"\",N49/'Lives scenario - input'!$F34),\"\")","v":""},{"$f":"IFERROR(IF(OR(O49=\"\",'Lives scenario - input'!$F34=\"\"),\"\",O49/'Lives scenario - input'!$F34),\"\")","v":""},{"$f":"IFERROR(IF(OR(P49=\"\",'Lives scenario - input'!$F34=\"\"),\"\",P49/'Lives scenario - input'!$F34),\"\")","v":""},{"$f":"IFERROR(IF(OR(Q49=\"\",'Lives scenario - input'!$F34=\"\"),\"\",Q49/'Lives scenario - input'!$F34),\"\")","v":""},{"$f":"IFERROR(IF(OR(R49=\"\",'Lives scenario - input'!$F34=\"\"),\"\",R49/'Lives scenario - input'!$F34),\"\")","v":""},{"$f":"IFERROR(IF(OR(S49=\"\",'Lives scenario - input'!$F34=\"\"),\"\",S49/'Lives scenario - input'!$F34),\"\")","v":""},{"$f":"IFERROR(IF(OR(T49=\"\",'Lives scenario - input'!$F34=\"\"),\"\",T49/'Lives scenario - input'!$F34),\"\")","v":""},{"$f":"IFERROR(IF(OR(U49=\"\",'Lives scenario - input'!$F34=\"\"),\"\",U49/'Lives scenario - input'!$F34),\"\")","v":""},{"$f":"IFERROR(IF(OR(V49=\"\",'Lives scenario - input'!$F34=\"\"),\"\",V49/'Lives scenario - input'!$F34),\"\")","v":""},{"$f":"IFERROR(IF(OR(W49=\"\",'Lives scenario - input'!$F34=\"\"),\"\",W49/'Lives scenario - input'!$F34),\"\")","v":""}]
[{"$f":"IFERROR('Lives scenario - input'!A35,\"\")","v":5},{"$f":"IFERROR('Lives scenario - input'!B35,\"\")","v":"TRANSFORMERS"},{"$f":"IFERROR('Lives scenario - input'!C35,\"\")","v":"ground outdoor / indoor chamber mounted ; ˂ 22 kv ; > 60 kva and < = 600 kva ; multiple phase"},{"$f":"IFERROR(repcalc('Lives scenario - input'!$CX35:$GJ35,'Lives scenario - input'!$I35,'Lives scenario - input'!$G35,'Lives scenario - input'!$H35,20,TRUE,TRUE),\"\")","v":""},"","","","","","","","","","","","","","","","","","","",{"$f":"IFERROR(IF(OR(D50=\"\",'Lives scenario - input'!$F35=\"\"),\"\",D50/'Lives scenario - input'!$F35),\"\")","v":""},{"$f":"IFERROR(IF(OR(E50=\"\",'Lives scenario - input'!$F35=\"\"),\"\",E50/'Lives scenario - input'!$F35),\"\")","v":""},{"$f":"IFERROR(IF(OR(F50=\"\",'Lives scenario - input'!$F35=\"\"),\"\",F50/'Lives scenario - input'!$F35),\"\")","v":""},{"$f":"IFERROR(IF(OR(G50=\"\",'Lives scenario - input'!$F35=\"\"),\"\",G50/'Lives scenario - input'!$F35),\"\")","v":""},{"$f":"IFERROR(IF(OR(H50=\"\",'Lives scenario - input'!$F35=\"\"),\"\",H50/'Lives scenario - input'!$F35),\"\")","v":""},{"$f":"IFERROR(IF(OR(I50=\"\",'Lives scenario - input'!$F35=\"\"),\"\",I50/'Lives scenario - input'!$F35),\"\")","v":""},{"$f":"IFERROR(IF(OR(J50=\"\",'Lives scenario - input'!$F35=\"\"),\"\",J50/'Lives scenario - input'!$F35),\"\")","v":""},{"$f":"IFERROR(IF(OR(K50=\"\",'Lives scenario - input'!$F35=\"\"),\"\",K50/'Lives scenario - input'!$F35),\"\")","v":""},{"$f":"IFERROR(IF(OR(L50=\"\",'Lives scenario - input'!$F35=\"\"),\"\",L50/'Lives scenario - input'!$F35),\"\")","v":""},{"$f":"IFERROR(IF(OR(M50=\"\",'Lives scenario - input'!$F35=\"\"),\"\",M50/'Lives scenario - input'!$F35),\"\")","v":""},{"$f":"IFERROR(IF(OR(N50=\"\",'Lives scenario - input'!$F35=\"\"),\"\",N50/'Lives scenario - input'!$F35),\"\")","v":""},{"$f":"IFERROR(IF(OR(O50=\"\",'Lives scenario - input'!$F35=\"\"),\"\",O50/'Lives scenario - input'!$F35),\"\")","v":""},{"$f":"IFERROR(IF(OR(P50=\"\",'Lives scenario - input'!$F35=\"\"),\"\",P50/'Lives scenario - input'!$F35),\"\")","v":""},{"$f":"IFERROR(IF(OR(Q50=\"\",'Lives scenario - input'!$F35=\"\"),\"\",Q50/'Lives scenario - input'!$F35),\"\")","v":""},{"$f":"IFERROR(IF(OR(R50=\"\",'Lives scenario - input'!$F35=\"\"),\"\",R50/'Lives scenario - input'!$F35),\"\")","v":""},{"$f":"IFERROR(IF(OR(S50=\"\",'Lives scenario - input'!$F35=\"\"),\"\",S50/'Lives scenario - input'!$F35),\"\")","v":""},{"$f":"IFERROR(IF(OR(T50=\"\",'Lives scenario - input'!$F35=\"\"),\"\",T50/'Lives scenario - input'!$F35),\"\")","v":""},{"$f":"IFERROR(IF(OR(U50=\"\",'Lives scenario - input'!$F35=\"\"),\"\",U50/'Lives scenario - input'!$F35),\"\")","v":""},{"$f":"IFERROR(IF(OR(V50=\"\",'Lives scenario - input'!$F35=\"\"),\"\",V50/'Lives scenario - input'!$F35),\"\")","v":""},{"$f":"IFERROR(IF(OR(W50=\"\",'Lives scenario - input'!$F35=\"\"),\"\",W50/'Lives scenario - input'!$F35),\"\")","v":""}]
[{"$f":"IFERROR('Lives scenario - input'!A36,\"\")","v":5},{"$f":"IFERROR('Lives scenario - input'!B36,\"\")","v":"TRANSFORMERS"},{"$f":"IFERROR('Lives scenario - input'!C36,\"\")","v":"ground outdoor / indoor chamber mounted ; ˂ 22 kv ; > 600 kva ; multiple phase"},{"$f":"IFERROR(repcalc('Lives scenario - input'!$CX36:$GJ36,'Lives scenario - input'!$I36,'Lives scenario - input'!$G36,'Lives scenario - input'!$H36,20,TRUE,TRUE),\"\")","v":""},"","","","","","","","","","","","","","","","","","","",{"$f":"IFERROR(IF(OR(D51=\"\",'Lives scenario - input'!$F36=\"\"),\"\",D51/'Lives scenario - input'!$F36),\"\")","v":""},{"$f":"IFERROR(IF(OR(E51=\"\",'Lives scenario - input'!$F36=\"\"),\"\",E51/'Lives scenario - input'!$F36),\"\")","v":""},{"$f":"IFERROR(IF(OR(F51=\"\",'Lives scenario - input'!$F36=\"\"),\"\",F51/'Lives scenario - input'!$F36),\"\")","v":""},{"$f":"IFERROR(IF(OR(G51=\"\",'Lives scenario - input'!$F36=\"\"),\"\",G51/'Lives scenario - input'!$F36),\"\")","v":""},{"$f":"IFERROR(IF(OR(H51=\"\",'Lives scenario - input'!$F36=\"\"),\"\",H51/'Lives scenario - input'!$F36),\"\")","v":""},{"$f":"IFERROR(IF(OR(I51=\"\",'Lives scenario - input'!$F36=\"\"),\"\",I51/'Lives scenario - input'!$F36),\"\")","v":""},{"$f":"IFERROR(IF(OR(J51=\"\",'Lives scenario - input'!$F36=\"\"),\"\",J51/'Lives scenario - input'!$F36),\"\")","v":""},{"$f":"IFERROR(IF(OR(K51=\"\",'Lives scenario - input'!$F36=\"\"),\"\",K51/'Lives scenario - input'!$F36),\"\")","v":""},{"$f":"IFERROR(IF(OR(L51=\"\",'Lives scenario - input'!$F36=\"\"),\"\",L51/'Lives scenario - input'!$F36),\"\")","v":""},{"$f":"IFERROR(IF(OR(M51=\"\",'Lives scenario - input'!$F36=\"\"),\"\",M51/'Lives scenario - input'!$F36),\"\")","v":""},{"$f":"IFERROR(IF(OR(N51=\"\",'Lives scenario - input'!$F36=\"\"),\"\",N51/'Lives scenario - input'!$F36),\"\")","v":""},{"$f":"IFERROR(IF(OR(O51=\"\",'Lives scenario - input'!$F36=\"\"),\"\",O51/'Lives scenario - input'!$F36),\"\")","v":""},{"$f":"IFERROR(IF(OR(P51=\"\",'Lives scenario - input'!$F36=\"\"),\"\",P51/'Lives scenario - input'!$F36),\"\")","v":""},{"$f":"IFERROR(IF(OR(Q51=\"\",'Lives scenario - input'!$F36=\"\"),\"\",Q51/'Lives scenario - input'!$F36),\"\")","v":""},{"$f":"IFERROR(IF(OR(R51=\"\",'Lives scenario - input'!$F36=\"\"),\"\",R51/'Lives scenario - input'!$F36),\"\")","v":""},{"$f":"IFERROR(IF(OR(S51=\"\",'Lives scenario - input'!$F36=\"\"),\"\",S51/'Lives scenario - input'!$F36),\"\")","v":""},{"$f":"IFERROR(IF(OR(T51=\"\",'Lives scenario - input'!$F36=\"\"),\"\",T51/'Lives scenario - input'!$F36),\"\")","v":""},{"$f":"IFERROR(IF(OR(U51=\"\",'Lives scenario - input'!$F36=\"\"),\"\",U51/'Lives scenario - input'!$F36),\"\")","v":""},{"$f":"IFERROR(IF(OR(V51=\"\",'Lives scenario - input'!$F36=\"\"),\"\",V51/'Lives scenario - input'!$F36),\"\")","v":""},{"$f":"IFERROR(IF(OR(W51=\"\",'Lives scenario - input'!$F36=\"\"),\"\",W51/'Lives scenario - input'!$F36),\"\")","v":""}]
[{"$f":"IFERROR('Lives scenario - input'!A37,\"\")","v":5},{"$f":"IFERROR('Lives scenario - input'!B37,\"\")","v":"TRANSFORMERS"},{"$f":"IFERROR('Lives scenario - input'!C37,\"\")","v":"ground outdoor / indoor chamber mounted ; > = 22 kv & < = 33 kv ; < = 15 mva"},{"$f":"IFERROR(repcalc('Lives scenario - input'!$CX37:$GJ37,'Lives scenario - input'!$I37,'Lives scenario - input'!$G37,'Lives scenario - input'!$H37,20,TRUE,TRUE),\"\")","v":""},"","","","","","","","","","","","","","","","","","","",{"$f":"IFERROR(IF(OR(D52=\"\",'Lives scenario - input'!$F37=\"\"),\"\",D52/'Lives scenario - input'!$F37),\"\")","v":""},{"$f":"IFERROR(IF(OR(E52=\"\",'Lives scenario - input'!$F37=\"\"),\"\",E52/'Lives scenario - input'!$F37),\"\")","v":""},{"$f":"IFERROR(IF(OR(F52=\"\",'Lives scenario - input'!$F37=\"\"),\"\",F52/'Lives scenario - input'!$F37),\"\")","v":""},{"$f":"IFERROR(IF(OR(G52=\"\",'Lives scenario - input'!$F37=\"\"),\"\",G52/'Lives scenario - input'!$F37),\"\")","v":""},{"$f":"IFERROR(IF(OR(H52=\"\",'Lives scenario - input'!$F37=\"\"),\"\",H52/'Lives scenario - input'!$F37),\"\")","v":""},{"$f":"IFERROR(IF(OR(I52=\"\",'Lives scenario - input'!$F37=\"\"),\"\",I52/'Lives scenario - input'!$F37),\"\")","v":""},{"$f":"IFERROR(IF(OR(J52=\"\",'Lives scenario - input'!$F37=\"\"),\"\",J52/'Lives scenario - input'!$F37),\"\")","v":""},{"$f":"IFERROR(IF(OR(K52=\"\",'Lives scenario - input'!$F37=\"\"),\"\",K52/'Lives scenario - input'!$F37),\"\")","v":""},{"$f":"IFERROR(IF(OR(L52=\"\",'Lives scenario - input'!$F37=\"\"),\"\",L52/'Lives scenario - input'!$F37),\"\")","v":""},{"$f":"IFERROR(IF(OR(M52=\"\",'Lives scenario - input'!$F37=\"\"),\"\",M52/'Lives scenario - input'!$F37),\"\")","v":""},{"$f":"IFERROR(IF(OR(N52=\"\",'Lives scenario - input'!$F37=\"\"),\"\",N52/'Lives scenario - input'!$F37),\"\")","v":""},{"$f":"IFERROR(IF(OR(O52=\"\",'Lives scenario - input'!$F37=\"\"),\"\",O52/'Lives scenario - input'!$F37),\"\")","v":""},{"$f":"IFERROR(IF(OR(P52=\"\",'Lives scenario - input'!$F37=\"\"),\"\",P52/'Lives scenario - input'!$F37),\"\")","v":""},{"$f":"IFERROR(IF(OR(Q52=\"\",'Lives scenario - input'!$F37=\"\"),\"\",Q52/'Lives scenario - input'!$F37),\"\")","v":""},{"$f":"IFERROR(IF(OR(R52=\"\",'Lives scenario - input'!$F37=\"\"),\"\",R52/'Lives scenario - input'!$F37),\"\")","v":""},{"$f":"IFERROR(IF(OR(S52=\"\",'Lives scenario - input'!$F37=\"\"),\"\",S52/'Lives scenario - input'!$F37),\"\")","v":""},{"$f":"IFERROR(IF(OR(T52=\"\",'Lives scenario - input'!$F37=\"\"),\"\",T52/'Lives scenario - input'!$F37),\"\")","v":""},{"$f":"IFERROR(IF(OR(U52=\"\",'Lives scenario - input'!$F37=\"\"),\"\",U52/'Lives scenario - input'!$F37),\"\")","v":""},{"$f":"IFERROR(IF(OR(V52=\"\",'Lives scenario - input'!$F37=\"\"),\"\",V52/'Lives scenario - input'!$F37),\"\")","v":""},{"$f":"IFERROR(IF(OR(W52=\"\",'Lives scenario - input'!$F37=\"\"),\"\",W52/'Lives scenario - input'!$F37),\"\")","v":""}]
[{"$f":"IFERROR('Lives scenario - input'!A38,\"\")","v":5},{"$f":"IFERROR('Lives scenario - input'!B38,\"\")","v":"TRANSFORMERS"},{"$f":"IFERROR('Lives scenario - input'!C38,\"\")","v":"ground outdoor / indoor chamber mounted ; > = 22 kv & < = 33 kv ; > 15 mva and < = 40 mva"},{"$f":"IFERROR(repcalc('Lives scenario - input'!$CX38:$GJ38,'Lives scenario - input'!$I38,'Lives scenario - input'!$G38,'Lives scenario - input'!$H38,20,TRUE,TRUE),\"\")","v":""},"","","","","","","","","","","","","","","","","","","",{"$f":"IFERROR(IF(OR(D53=\"\",'Lives scenario - input'!$F38=\"\"),\"\",D53/'Lives scenario - input'!$F38),\"\")","v":""},{"$f":"IFERROR(IF(OR(E53=\"\",'Lives scenario - input'!$F38=\"\"),\"\",E53/'Lives scenario - input'!$F38),\"\")","v":""},{"$f":"IFERROR(IF(OR(F53=\"\",'Lives scenario - input'!$F38=\"\"),\"\",F53/'Lives scenario - input'!$F38),\"\")","v":""},{"$f":"IFERROR(IF(OR(G53=\"\",'Lives scenario - input'!$F38=\"\"),\"\",G53/'Lives scenario - input'!$F38),\"\")","v":""},{"$f":"IFERROR(IF(OR(H53=\"\",'Lives scenario - input'!$F38=\"\"),\"\",H53/'Lives scenario - input'!$F38),\"\")","v":""},{"$f":"IFERROR(IF(OR(I53=\"\",'Lives scenario - input'!$F38=\"\"),\"\",I53/'Lives scenario - input'!$F38),\"\")","v":""},{"$f":"IFERROR(IF(OR(J53=\"\",'Lives scenario - input'!$F38=\"\"),\"\",J53/'Lives scenario - input'!$F38),\"\")","v":""},{"$f":"IFERROR(IF(OR(K53=\"\",'Lives scenario - input'!$F38=\"\"),\"\",K53/'Lives scenario - input'!$F38),\"\")","v":""},{"$f":"IFERROR(IF(OR(L53=\"\",'Lives scenario - input'!$F38=\"\"),\"\",L53/'Lives scenario - input'!$F38),\"\")","v":""},{"$f":"IFERROR(IF(OR(M53=\"\",'Lives scenario - input'!$F38=\"\"),\"\",M53/'Lives scenario - input'!$F38),\"\")","v":""},{"$f":"IFERROR(IF(OR(N53=\"\",'Lives scenario - input'!$F38=\"\"),\"\",N53/'Lives scenario - input'!$F38),\"\")","v":""},{"$f":"IFERROR(IF(OR(O53=\"\",'Lives scenario - input'!$F38=\"\"),\"\",O53/'Lives scenario - input'!$F38),\"\")","v":""},{"$f":"IFERROR(IF(OR(P53=\"\",'Lives scenario - input'!$F38=\"\"),\"\",P53/'Lives scenario - input'!$F38),\"\")","v":""},{"$f":"IFERROR(IF(OR(Q53=\"\",'Lives scenario - input'!$F38=\"\"),\"\",Q53/'Lives scenario - input'!$F38),\"\")","v":""},{"$f":"IFERROR(IF(OR(R53=\"\",'Lives scenario - input'!$F38=\"\"),\"\",R53/'Lives scenario - input'!$F38),\"\")","v":""},{"$f":"IFERROR(IF(OR(S53=\"\",'Lives scenario - input'!$F38=\"\"),\"\",S53/'Lives scenario - input'!$F38),\"\")","v":""},{"$f":"IFERROR(IF(OR(T53=\"\",'Lives scenario - input'!$F38=\"\"),\"\",T53/'Lives scenario - input'!$F38),\"\")","v":""},{"$f":"IFERROR(IF(OR(U53=\"\",'Lives scenario - input'!$F38=\"\"),\"\",U53/'Lives scenario - input'!$F38),\"\")","v":""},{"$f":"IFERROR(IF(OR(V53=\"\",'Lives scenario - input'!$F38=\"\"),\"\",V53/'Lives scenario - input'!$F38),\"\")","v":""},{"$f":"IFERROR(IF(OR(W53=\"\",'Lives scenario - input'!$F38=\"\"),\"\",W53/'Lives scenario - input'!$F38),\"\")","v":""}]
[{"$f":"IFERROR('Lives scenario - input'!A39,\"\")","v":5},{"$f":"IFERROR('Lives scenario - input'!B39,\"\")","v":"TRANSFORMERS"},{"$f":"IFERROR('Lives scenario - input'!C39,\"\")","v":"ground outdoor / indoor chamber mounted ; > 33 kv & < = 66 kv ; < = 15 mva"},{"$f":"IFERROR(repcalc('Lives scenario - input'!$CX39:$GJ39,'Lives scenario - input'!$I39,'Lives scenario - input'!$G39,'Lives scenario - input'!$H39,20,TRUE,TRUE),\"\")","v":""},"","","","","","","","","","","","","","","","","","","",{"$f":"IFERROR(IF(OR(D54=\"\",'Lives scenario - input'!$F39=\"\"),\"\",D54/'Lives scenario - input'!$F39),\"\")","v":""},{"$f":"IFERROR(IF(OR(E54=\"\",'Lives scenario - input'!$F39=\"\"),\"\",E54/'Lives scenario - input'!$F39),\"\")","v":""},{"$f":"IFERROR(IF(OR(F54=\"\",'Lives scenario - input'!$F39=\"\"),\"\",F54/'Lives scenario - input'!$F39),\"\")","v":""},{"$f":"IFERROR(IF(OR(G54=\"\",'Lives scenario - input'!$F39=\"\"),\"\",G54/'Lives scenario - input'!$F39),\"\")","v":""},{"$f":"IFERROR(IF(OR(H54=\"\",'Lives scenario - input'!$F39=\"\"),\"\",H54/'Lives scenario - input'!$F39),\"\")","v":""},{"$f":"IFERROR(IF(OR(I54=\"\",'Lives scenario - input'!$F39=\"\"),\"\",I54/'Lives scenario - input'!$F39),\"\")","v":""},{"$f":"IFERROR(IF(OR(J54=\"\",'Lives scenario - input'!$F39=\"\"),\"\",J54/'Lives scenario - input'!$F39),\"\")","v":""},{"$f":"IFERROR(IF(OR(K54=\"\",'Lives scenario - input'!$F39=\"\"),\"\",K54/'Lives scenario - input'!$F39),\"\")","v":""},{"$f":"IFERROR(IF(OR(L54=\"\",'Lives scenario - input'!$F39=\"\"),\"\",L54/'Lives scenario - input'!$F39),\"\")","v":""},{"$f":"IFERROR(IF(OR(M54=\"\",'Lives scenario - input'!$F39=\"\"),\"\",M54/'Lives scenario - input'!$F39),\"\")","v":""},{"$f":"IFERROR(IF(OR(N54=\"\",'Lives scenario - input'!$F39=\"\"),\"\",N54/'Lives scenario - input'!$F39),\"\")","v":""},{"$f":"IFERROR(IF(OR(O54=\"\",'Lives scenario - input'!$F39=\"\"),\"\",O54/'Lives scenario - input'!$F39),\"\")","v":""},{"$f":"IFERROR(IF(OR(P54=\"\",'Lives scenario - input'!$F39=\"\"),\"\",P54/'Lives scenario - input'!$F39),\"\")","v":""},{"$f":"IFERROR(IF(OR(Q54=\"\",'Lives scenario - input'!$F39=\"\"),\"\",Q54/'Lives scenario - input'!$F39),\"\")","v":""},{"$f":"IFERROR(IF(OR(R54=\"\",'Lives scenario - input'!$F39=\"\"),\"\",R54/'Lives scenario - input'!$F39),\"\")","v":""},{"$f":"IFERROR(IF(OR(S54=\"\",'Lives scenario - input'!$F39=\"\"),\"\",S54/'Lives scenario - input'!$F39),\"\")","v":""},{"$f":"IFERROR(IF(OR(T54=\"\",'Lives scenario - input'!$F39=\"\"),\"\",T54/'Lives scenario - input'!$F39),\"\")","v":""},{"$f":"IFERROR(IF(OR(U54=\"\",'Lives scenario - input'!$F39=\"\"),\"\",U54/'Lives scenario - input'!$F39),\"\")","v":""},{"$f":"IFERROR(IF(OR(V54=\"\",'Lives scenario - input'!$F39=\"\"),\"\",V54/'Lives scenario - input'!$F39),\"\")","v":""},{"$f":"IFERROR(IF(OR(W54=\"\",'Lives scenario - input'!$F39=\"\"),\"\",W54/'Lives scenario - input'!$F39),\"\")","v":""}]
[{"$f":"IFERROR('Lives scenario - input'!A40,\"\")","v":5},{"$f":"IFERROR('Lives scenario - input'!B40,\"\")","v":"TRANSFORMERS"},{"$f":"IFERROR('Lives scenario - input'!C40,\"\")","v":"ground outdoor / indoor chamber mounted ; > 33 kv & < = 66 kv ; > 15 mva and < = 40 mva"},{"$f":"IFERROR(repcalc('Lives scenario - input'!$CX40:$GJ40,'Lives scenario - input'!$I40,'Lives scenario - input'!$G40,'Lives scenario - input'!$H40,20,TRUE,TRUE),\"\")","v":""},"","","","","","","","","","","","","","","","","","","",{"$f":"IFERROR(IF(OR(D55=\"\",'Lives scenario - input'!$F40=\"\"),\"\",D55/'Lives scenario - input'!$F40),\"\")","v":""},{"$f":"IFERROR(IF(OR(E55=\"\",'Lives scenario - input'!$F40=\"\"),\"\",E55/'Lives scenario - input'!$F40),\"\")","v":""},{"$f":"IFERROR(IF(OR(F55=\"\",'Lives scenario - input'!$F40=\"\"),\"\",F55/'Lives scenario - input'!$F40),\"\")","v":""},{"$f":"IFERROR(IF(OR(G55=\"\",'Lives scenario - input'!$F40=\"\"),\"\",G55/'Lives scenario - input'!$F40),\"\")","v":""},{"$f":"IFERROR(IF(OR(H55=\"\",'Lives scenario - input'!$F40=\"\"),\"\",H55/'Lives scenario - input'!$F40),\"\")","v":""},{"$f":"IFERROR(IF(OR(I55=\"\",'Lives scenario - input'!$F40=\"\"),\"\",I55/'Lives scenario - input'!$F40),\"\")","v":""},{"$f":"IFERROR(IF(OR(J55=\"\",'Lives scenario - input'!$F40=\"\"),\"\",J55/'Lives scenario - input'!$F40),\"\")","v":""},{"$f":"IFERROR(IF(OR(K55=\"\",'Lives scenario - input'!$F40=\"\"),\"\",K55/'Lives scenario - input'!$F40),\"\")","v":""},{"$f":"IFERROR(IF(OR(L55=\"\",'Lives scenario - input'!$F40=\"\"),\"\",L55/'Lives scenario - input'!$F40),\"\")","v":""},{"$f":"IFERROR(IF(OR(M55=\"\",'Lives scenario - input'!$F40=\"\"),\"\",M55/'Lives scenario - input'!$F40),\"\")","v":""},{"$f":"IFERROR(IF(OR(N55=\"\",'Lives scenario - input'!$F40=\"\"),\"\",N55/'Lives scenario - input'!$F40),\"\")","v":""},{"$f":"IFERROR(IF(OR(O55=\"\",'Lives scenario - input'!$F40=\"\"),\"\",O55/'Lives scenario - input'!$F40),\"\")","v":""},{"$f":"IFERROR(IF(OR(P55=\"\",'Lives scenario - input'!$F40=\"\"),\"\",P55/'Lives scenario - input'!$F40),\"\")","v":""},{"$f":"IFERROR(IF(OR(Q55=\"\",'Lives scenario - input'!$F40=\"\"),\"\",Q55/'Lives scenario - input'!$F40),\"\")","v":""},{"$f":"IFERROR(IF(OR(R55=\"\",'Lives scenario - input'!$F40=\"\"),\"\",R55/'Lives scenario - input'!$F40),\"\")","v":""},{"$f":"IFERROR(IF(OR(S55=\"\",'Lives scenario - input'!$F40=\"\"),\"\",S55/'Lives scenario - input'!$F40),\"\")","v":""},{"$f":"IFERROR(IF(OR(T55=\"\",'Lives scenario - input'!$F40=\"\"),\"\",T55/'Lives scenario - input'!$F40),\"\")","v":""},{"$f":"IFERROR(IF(OR(U55=\"\",'Lives scenario - input'!$F40=\"\"),\"\",U55/'Lives scenario - input'!$F40),\"\")","v":""},{"$f":"IFERROR(IF(OR(V55=\"\",'Lives scenario - input'!$F40=\"\"),\"\",V55/'Lives scenario - input'!$F40),\"\")","v":""},{"$f":"IFERROR(IF(OR(W55=\"\",'Lives scenario - input'!$F40=\"\"),\"\",W55/'Lives scenario - input'!$F40),\"\")","v":""}]
[{"$f":"IFERROR('Lives scenario - input'!A41,\"\")","v":0},{"$f":"IFERROR('Lives scenario - input'!B41,\"\")","v":"TRANSFORMERS"},{"$f":"IFERROR('Lives scenario - input'!C41,\"\")","v":"kiosk mounted ; < = 22 kv ; < = 60 kva ; multiple phase"},{"$f":"IFERROR(repcalc('Lives scenario - input'!$CX41:$GJ41,'Lives scenario - input'!$I41,'Lives scenario - input'!$G41,'Lives scenario - input'!$H41,20,TRUE,TRUE),\"\")","v":""},"","","","","","","","","","","","","","","","","","","",{"$f":"IFERROR(IF(OR(D56=\"\",'Lives scenario - input'!$F41=\"\"),\"\",D56/'Lives scenario - input'!$F41),\"\")","v":""},{"$f":"IFERROR(IF(OR(E56=\"\",'Lives scenario - input'!$F41=\"\"),\"\",E56/'Lives scenario - input'!$F41),\"\")","v":""},{"$f":"IFERROR(IF(OR(F56=\"\",'Lives scenario - input'!$F41=\"\"),\"\",F56/'Lives scenario - input'!$F41),\"\")","v":""},{"$f":"IFERROR(IF(OR(G56=\"\",'Lives scenario - input'!$F41=\"\"),\"\",G56/'Lives scenario - input'!$F41),\"\")","v":""},{"$f":"IFERROR(IF(OR(H56=\"\",'Lives scenario - input'!$F41=\"\"),\"\",H56/'Lives scenario - input'!$F41),\"\")","v":""},{"$f":"IFERROR(IF(OR(I56=\"\",'Lives scenario - input'!$F41=\"\"),\"\",I56/'Lives scenario - input'!$F41),\"\")","v":""},{"$f":"IFERROR(IF(OR(J56=\"\",'Lives scenario - input'!$F41=\"\"),\"\",J56/'Lives scenario - input'!$F41),\"\")","v":""},{"$f":"IFERROR(IF(OR(K56=\"\",'Lives scenario - input'!$F41=\"\"),\"\",K56/'Lives scenario - input'!$F41),\"\")","v":""},{"$f":"IFERROR(IF(OR(L56=\"\",'Lives scenario - input'!$F41=\"\"),\"\",L56/'Lives scenario - input'!$F41),\"\")","v":""},{"$f":"IFERROR(IF(OR(M56=\"\",'Lives scenario - input'!$F41=\"\"),\"\",M56/'Lives scenario - input'!$F41),\"\")","v":""},{"$f":"IFERROR(IF(OR(N56=\"\",'Lives scenario - input'!$F41=\"\"),\"\",N56/'Lives scenario - input'!$F41),\"\")","v":""},{"$f":"IFERROR(IF(OR(O56=\"\",'Lives scenario - input'!$F41=\"\"),\"\",O56/'Lives scenario - input'!$F41),\"\")","v":""},{"$f":"IFERROR(IF(OR(P56=\"\",'Lives scenario - input'!$F41=\"\"),\"\",P56/'Lives scenario - input'!$F41),\"\")","v":""},{"$f":"IFERROR(IF(OR(Q56=\"\",'Lives scenario - input'!$F41=\"\"),\"\",Q56/'Lives scenario - input'!$F41),\"\")","v":""},{"$f":"IFERROR(IF(OR(R56=\"\",'Lives scenario - input'!$F41=\"\"),\"\",R56/'Lives scenario - input'!$F41),\"\")","v":""},{"$f":"IFERROR(IF(OR(S56=\"\",'Lives scenario - input'!$F41=\"\"),\"\",S56/'Lives scenario - input'!$F41),\"\")","v":""},{"$f":"IFERROR(IF(OR(T56=\"\",'Lives scenario - input'!$F41=\"\"),\"\",T56/'Lives scenario - input'!$F41),\"\")","v":""},{"$f":"IFERROR(IF(OR(U56=\"\",'Lives scenario - input'!$F41=\"\"),\"\",U56/'Lives scenario - input'!$F41),\"\")","v":""},{"$f":"IFERROR(IF(OR(V56=\"\",'Lives scenario - input'!$F41=\"\"),\"\",V56/'Lives scenario - input'!$F41),\"\")","v":""},{"$f":"IFERROR(IF(OR(W56=\"\",'Lives scenario - input'!$F41=\"\"),\"\",W56/'Lives scenario - input'!$F41),\"\")","v":""}]
[{"$f":"IFERROR('Lives scenario - input'!A42,\"\")","v":5},{"$f":"IFERROR('Lives scenario - input'!B42,\"\")","v":"TRANSFORMERS"},{"$f":"IFERROR('Lives scenario - input'!C42,\"\")","v":"kiosk mounted ; < = 22 kv ; < = 60 kva ; single phase"},{"$f":"IFERROR(repcalc('Lives scenario - input'!$CX42:$GJ42,'Lives scenario - input'!$I42,'Lives scenario - input'!$G42,'Lives scenario - input'!$H42,20,TRUE,TRUE),\"\")","v":""},"","","","","","","","","","","","","","","","","","","",{"$f":"IFERROR(IF(OR(D57=\"\",'Lives scenario - input'!$F42=\"\"),\"\",D57/'Lives scenario - input'!$F42),\"\")","v":""},{"$f":"IFERROR(IF(OR(E57=\"\",'Lives scenario - input'!$F42=\"\"),\"\",E57/'Lives scenario - input'!$F42),\"\")","v":""},{"$f":"IFERROR(IF(OR(F57=\"\",'Lives scenario - input'!$F42=\"\"),\"\",F57/'Lives scenario - input'!$F42),\"\")","v":""},{"$f":"IFERROR(IF(OR(G57=\"\",'Lives scenario - input'!$F42=\"\"),\"\",G57/'Lives scenario - input'!$F42),\"\")","v":""},{"$f":"IFERROR(IF(OR(H57=\"\",'Lives scenario - input'!$F42=\"\"),\"\",H57/'Lives scenario - input'!$F42),\"\")","v":""},{"$f":"IFERROR(IF(OR(I57=\"\",'Lives scenario - input'!$F42=\"\"),\"\",I57/'Lives scenario - input'!$F42),\"\")","v":""},{"$f":"IFERROR(IF(OR(J57=\"\",'Lives scenario - input'!$F42=\"\"),\"\",J57/'Lives scenario - input'!$F42),\"\")","v":""},{"$f":"IFERROR(IF(OR(K57=\"\",'Lives scenario - input'!$F42=\"\"),\"\",K57/'Lives scenario - input'!$F42),\"\")","v":""},{"$f":"IFERROR(IF(OR(L57=\"\",'Lives scenario - input'!$F42=\"\"),\"\",L57/'Lives scenario - input'!$F42),\"\")","v":""},{"$f":"IFERROR(IF(OR(M57=\"\",'Lives scenario - input'!$F42=\"\"),\"\",M57/'Lives scenario - input'!$F42),\"\")","v":""},{"$f":"IFERROR(IF(OR(N57=\"\",'Lives scenario - input'!$F42=\"\"),\"\",N57/'Lives scenario - input'!$F42),\"\")","v":""},{"$f":"IFERROR(IF(OR(O57=\"\",'Lives scenario - input'!$F42=\"\"),\"\",O57/'Lives scenario - input'!$F42),\"\")","v":""},{"$f":"IFERROR(IF(OR(P57=\"\",'Lives scenario - input'!$F42=\"\"),\"\",P57/'Lives scenario - input'!$F42),\"\")","v":""},{"$f":"IFERROR(IF(OR(Q57=\"\",'Lives scenario - input'!$F42=\"\"),\"\",Q57/'Lives scenario - input'!$F42),\"\")","v":""},{"$f":"IFERROR(IF(OR(R57=\"\",'Lives scenario - input'!$F42=\"\"),\"\",R57/'Lives scenario - input'!$F42),\"\")","v":""},{"$f":"IFERROR(IF(OR(S57=\"\",'Lives scenario - input'!$F42=\"\"),\"\",S57/'Lives scenario - input'!$F42),\"\")","v":""},{"$f":"IFERROR(IF(OR(T57=\"\",'Lives scenario - input'!$F42=\"\"),\"\",T57/'Lives scenario - input'!$F42),\"\")","v":""},{"$f":"IFERROR(IF(OR(U57=\"\",'Lives scenario - input'!$F42=\"\"),\"\",U57/'Lives scenario - input'!$F42),\"\")","v":""},{"$f":"IFERROR(IF(OR(V57=\"\",'Lives scenario - input'!$F42=\"\"),\"\",V57/'Lives scenario - input'!$F42),\"\")","v":""},{"$f":"IFERROR(IF(OR(W57=\"\",'Lives scenario - input'!$F42=\"\"),\"\",W57/'Lives scenario - input'!$F42),\"\")","v":""}]
[{"$f":"IFERROR('Lives scenario - input'!A43,\"\")","v":5},{"$f":"IFERROR('Lives scenario - input'!B43,\"\")","v":"TRANSFORMERS"},{"$f":"IFERROR('Lives scenario - input'!C43,\"\")","v":"kiosk mounted ; < = 22 kv ; > 60 kva and < = 600 kva ; multiple phase"},{"$f":"IFERROR(repcalc('Lives scenario - input'!$CX43:$GJ43,'Lives scenario - input'!$I43,'Lives scenario - input'!$G43,'Lives scenario - input'!$H43,20,TRUE,TRUE),\"\")","v":""},"","","","","","","","","","","","","","","","","","","",{"$f":"IFERROR(IF(OR(D58=\"\",'Lives scenario - input'!$F43=\"\"),\"\",D58/'Lives scenario - input'!$F43),\"\")","v":""},{"$f":"IFERROR(IF(OR(E58=\"\",'Lives scenario - input'!$F43=\"\"),\"\",E58/'Lives scenario - input'!$F43),\"\")","v":""},{"$f":"IFERROR(IF(OR(F58=\"\",'Lives scenario - input'!$F43=\"\"),\"\",F58/'Lives scenario - input'!$F43),\"\")","v":""},{"$f":"IFERROR(IF(OR(G58=\"\",'Lives scenario - input'!$F43=\"\"),\"\",G58/'Lives scenario - input'!$F43),\"\")","v":""},{"$f":"IFERROR(IF(OR(H58=\"\",'Lives scenario - input'!$F43=\"\"),\"\",H58/'Lives scenario - input'!$F43),\"\")","v":""},{"$f":"IFERROR(IF(OR(I58=\"\",'Lives scenario - input'!$F43=\"\"),\"\",I58/'Lives scenario - input'!$F43),\"\")","v":""},{"$f":"IFERROR(IF(OR(J58=\"\",'Lives scenario - input'!$F43=\"\"),\"\",J58/'Lives scenario - input'!$F43),\"\")","v":""},{"$f":"IFERROR(IF(OR(K58=\"\",'Lives scenario - input'!$F43=\"\"),\"\",K58/'Lives scenario - input'!$F43),\"\")","v":""},{"$f":"IFERROR(IF(OR(L58=\"\",'Lives scenario - input'!$F43=\"\"),\"\",L58/'Lives scenario - input'!$F43),\"\")","v":""},{"$f":"IFERROR(IF(OR(M58=\"\",'Lives scenario - input'!$F43=\"\"),\"\",M58/'Lives scenario - input'!$F43),\"\")","v":""},{"$f":"IFERROR(IF(OR(N58=\"\",'Lives scenario - input'!$F43=\"\"),\"\",N58/'Lives scenario - input'!$F43),\"\")","v":""},{"$f":"IFERROR(IF(OR(O58=\"\",'Lives scenario - input'!$F43=\"\"),\"\",O58/'Lives scenario - input'!$F43),\"\")","v":""},{"$f":"IFERROR(IF(OR(P58=\"\",'Lives scenario - input'!$F43=\"\"),\"\",P58/'Lives scenario - input'!$F43),\"\")","v":""},{"$f":"IFERROR(IF(OR(Q58=\"\",'Lives scenario - input'!$F43=\"\"),\"\",Q58/'Lives scenario - input'!$F43),\"\")","v":""},{"$f":"IFERROR(IF(OR(R58=\"\",'Lives scenario - input'!$F43=\"\"),\"\",R58/'Lives scenario - input'!$F43),\"\")","v":""},{"$f":"IFERROR(IF(OR(S58=\"\",'Lives scenario - input'!$F43=\"\"),\"\",S58/'Lives scenario - input'!$F43),\"\")","v":""},{"$f":"IFERROR(IF(OR(T58=\"\",'Lives scenario - input'!$F43=\"\"),\"\",T58/'Lives scenario - input'!$F43),\"\")","v":""},{"$f":"IFERROR(IF(OR(U58=\"\",'Lives scenario - input'!$F43=\"\"),\"\",U58/'Lives scenario - input'!$F43),\"\")","v":""},{"$f":"IFERROR(IF(OR(V58=\"\",'Lives scenario - input'!$F43=\"\"),\"\",V58/'Lives scenario - input'!$F43),\"\")","v":""},{"$f":"IFERROR(IF(OR(W58=\"\",'Lives scenario - input'!$F43=\"\"),\"\",W58/'Lives scenario - input'!$F43),\"\")","v":""}]
[{"$f":"IFERROR('Lives scenario - input'!A44,\"\")","v":0},{"$f":"IFERROR('Lives scenario - input'!B44,\"\")","v":"TRANSFORMERS"},{"$f":"IFERROR('Lives scenario - input'!C44,\"\")","v":"kiosk mounted ; < = 22 kv ; > 60 kva and < = 600 kva ; single phase"},{"$f":"IFERROR(repcalc('Lives scenario - input'!$CX44:$GJ44,'Lives scenario - input'!$I44,'Lives scenario - input'!$G44,'Lives scenario - input'!$H44,20,TRUE,TRUE),\"\")","v":""},"","","","","","","","","","","","","","","","","","","",{"$f":"IFERROR(IF(OR(D59=\"\",'Lives scenario - input'!$F44=\"\"),\"\",D59/'Lives scenario - input'!$F44),\"\")","v":""},{"$f":"IFERROR(IF(OR(E59=\"\",'Lives scenario - input'!$F44=\"\"),\"\",E59/'Lives scenario - input'!$F44),\"\")","v":""},{"$f":"IFERROR(IF(OR(F59=\"\",'Lives scenario - input'!$F44=\"\"),\"\",F59/'Lives scenario - input'!$F44),\"\")","v":""},{"$f":"IFERROR(IF(OR(G59=\"\",'Lives scenario - input'!$F44=\"\"),\"\",G59/'Lives scenario - input'!$F44),\"\")","v":""},{"$f":"IFERROR(IF(OR(H59=\"\",'Lives scenario - input'!$F44=\"\"),\"\",H59/'Lives scenario - input'!$F44),\"\")","v":""},{"$f":"IFERROR(IF(OR(I59=\"\",'Lives scenario - input'!$F44=\"\"),\"\",I59/'Lives scenario - input'!$F44),\"\")","v":""},{"$f":"IFERROR(IF(OR(J59=\"\",'Lives scenario - input'!$F44=\"\"),\"\",J59/'Lives scenario - input'!$F44),\"\")","v":""},{"$f":"IFERROR(IF(OR(K59=\"\",'Lives scenario - input'!$F44=\"\"),\"\",K59/'Lives scenario - input'!$F44),\"\")","v":""},{"$f":"IFERROR(IF(OR(L59=\"\",'Lives scenario - input'!$F44=\"\"),\"\",L59/'Lives scenario - input'!$F44),\"\")","v":""},{"$f":"IFERROR(IF(OR(M59=\"\",'Lives scenario - input'!$F44=\"\"),\"\",M59/'Lives scenario - input'!$F44),\"\")","v":""},{"$f":"IFERROR(IF(OR(N59=\"\",'Lives scenario - input'!$F44=\"\"),\"\",N59/'Lives scenario - input'!$F44),\"\")","v":""},{"$f":"IFERROR(IF(OR(O59=\"\",'Lives scenario - input'!$F44=\"\"),\"\",O59/'Lives scenario - input'!$F44),\"\")","v":""},{"$f":"IFERROR(IF(OR(P59=\"\",'Lives scenario - input'!$F44=\"\"),\"\",P59/'Lives scenario - input'!$F44),\"\")","v":""},{"$f":"IFERROR(IF(OR(Q59=\"\",'Lives scenario - input'!$F44=\"\"),\"\",Q59/'Lives scenario - input'!$F44),\"\")","v":""},{"$f":"IFERROR(IF(OR(R59=\"\",'Lives scenario - input'!$F44=\"\"),\"\",R59/'Lives scenario - input'!$F44),\"\")","v":""},{"$f":"IFERROR(IF(OR(S59=\"\",'Lives scenario - input'!$F44=\"\"),\"\",S59/'Lives scenario - input'!$F44),\"\")","v":""},{"$f":"IFERROR(IF(OR(T59=\"\",'Lives scenario - input'!$F44=\"\"),\"\",T59/'Lives scenario - input'!$F44),\"\")","v":""},{"$f":"IFERROR(IF(OR(U59=\"\",'Lives scenario - input'!$F44=\"\"),\"\",U59/'Lives scenario - input'!$F44),\"\")","v":""},{"$f":"IFERROR(IF(OR(V59=\"\",'Lives scenario - input'!$F44=\"\"),\"\",V59/'Lives scenario - input'!$F44),\"\")","v":""},{"$f":"IFERROR(IF(OR(W59=\"\",'Lives scenario - input'!$F44=\"\"),\"\",W59/'Lives scenario - input'!$F44),\"\")","v":""}]
[{"$f":"IFERROR('Lives scenario - input'!A45,\"\")","v":5},{"$f":"IFERROR('Lives scenario - input'!B45,\"\")","v":"TRANSFORMERS"},{"$f":"IFERROR('Lives scenario - input'!C45,\"\")","v":"kiosk mounted ; < = 22 kv ; > 600 kva ; multiple phase"},{"$f":"IFERROR(repcalc('Lives scenario - input'!$CX45:$GJ45,'Lives scenario - input'!$I45,'Lives scenario - input'!$G45,'Lives scenario - input'!$H45,20,TRUE,TRUE),\"\")","v":""},"","","","","","","","","","","","","","","","","","","",{"$f":"IFERROR(IF(OR(D60=\"\",'Lives scenario - input'!$F45=\"\"),\"\",D60/'Lives scenario - input'!$F45),\"\")","v":""},{"$f":"IFERROR(IF(OR(E60=\"\",'Lives scenario - input'!$F45=\"\"),\"\",E60/'Lives scenario - input'!$F45),\"\")","v":""},{"$f":"IFERROR(IF(OR(F60=\"\",'Lives scenario - input'!$F45=\"\"),\"\",F60/'Lives scenario - input'!$F45),\"\")","v":""},{"$f":"IFERROR(IF(OR(G60=\"\",'Lives scenario - input'!$F45=\"\"),\"\",G60/'Lives scenario - input'!$F45),\"\")","v":""},{"$f":"IFERROR(IF(OR(H60=\"\",'Lives scenario - input'!$F45=\"\"),\"\",H60/'Lives scenario - input'!$F45),\"\")","v":""},{"$f":"IFERROR(IF(OR(I60=\"\",'Lives scenario - input'!$F45=\"\"),\"\",I60/'Lives scenario - input'!$F45),\"\")","v":""},{"$f":"IFERROR(IF(OR(J60=\"\",'Lives scenario - input'!$F45=\"\"),\"\",J60/'Lives scenario - input'!$F45),\"\")","v":""},{"$f":"IFERROR(IF(OR(K60=\"\",'Lives scenario - input'!$F45=\"\"),\"\",K60/'Lives scenario - input'!$F45),\"\")","v":""},{"$f":"IFERROR(IF(OR(L60=\"\",'Lives scenario - input'!$F45=\"\"),\"\",L60/'Lives scenario - input'!$F45),\"\")","v":""},{"$f":"IFERROR(IF(OR(M60=\"\",'Lives scenario - input'!$F45=\"\"),\"\",M60/'Lives scenario - input'!$F45),\"\")","v":""},{"$f":"IFERROR(IF(OR(N60=\"\",'Lives scenario - input'!$F45=\"\"),\"\",N60/'Lives scenario - input'!$F45),\"\")","v":""},{"$f":"IFERROR(IF(OR(O60=\"\",'Lives scenario - input'!$F45=\"\"),\"\",O60/'Lives scenario - input'!$F45),\"\")","v":""},{"$f":"IFERROR(IF(OR(P60=\"\",'Lives scenario - input'!$F45=\"\"),\"\",P60/'Lives scenario - input'!$F45),\"\")","v":""},{"$f":"IFERROR(IF(OR(Q60=\"\",'Lives scenario - input'!$F45=\"\"),\"\",Q60/'Lives scenario - input'!$F45),\"\")","v":""},{"$f":"IFERROR(IF(OR(R60=\"\",'Lives scenario - input'!$F45=\"\"),\"\",R60/'Lives scenario - input'!$F45),\"\")","v":""},{"$f":"IFERROR(IF(OR(S60=\"\",'Lives scenario - input'!$F45=\"\"),\"\",S60/'Lives scenario - input'!$F45),\"\")","v":""},{"$f":"IFERROR(IF(OR(T60=\"\",'Lives scenario - input'!$F45=\"\"),\"\",T60/'Lives scenario - input'!$F45),\"\")","v":""},{"$f":"IFERROR(IF(OR(U60=\"\",'Lives scenario - input'!$F45=\"\"),\"\",U60/'Lives scenario - input'!$F45),\"\")","v":""},{"$f":"IFERROR(IF(OR(V60=\"\",'Lives scenario - input'!$F45=\"\"),\"\",V60/'Lives scenario - input'!$F45),\"\")","v":""},{"$f":"IFERROR(IF(OR(W60=\"\",'Lives scenario - input'!$F45=\"\"),\"\",W60/'Lives scenario - input'!$F45),\"\")","v":""}]
[{"$f":"IFERROR('Lives scenario - input'!A46,\"\")","v":5},{"$f":"IFERROR('Lives scenario - input'!B46,\"\")","v":"TRANSFORMERS"},{"$f":"IFERROR('Lives scenario - input'!C46,\"\")","v":"pole mounted ; < = 22 kv ; < = 60 kva ; multiple phase"},{"$f":"IFERROR(repcalc('Lives scenario - input'!$CX46:$GJ46,'Lives scenario - input'!$I46,'Lives scenario - input'!$G46,'Lives scenario - input'!$H46,20,TRUE,TRUE),\"\")","v":""},"","","","","","","","","","","","","","","","","","","",{"$f":"IFERROR(IF(OR(D61=\"\",'Lives scenario - input'!$F46=\"\"),\"\",D61/'Lives scenario - input'!$F46),\"\")","v":""},{"$f":"IFERROR(IF(OR(E61=\"\",'Lives scenario - input'!$F46=\"\"),\"\",E61/'Lives scenario - input'!$F46),\"\")","v":""},{"$f":"IFERROR(IF(OR(F61=\"\",'Lives scenario - input'!$F46=\"\"),\"\",F61/'Lives scenario - input'!$F46),\"\")","v":""},{"$f":"IFERROR(IF(OR(G61=\"\",'Lives scenario - input'!$F46=\"\"),\"\",G61/'Lives scenario - input'!$F46),\"\")","v":""},{"$f":"IFERROR(IF(OR(H61=\"\",'Lives scenario - input'!$F46=\"\"),\"\",H61/'Lives scenario - input'!$F46),\"\")","v":""},{"$f":"IFERROR(IF(OR(I61=\"\",'Lives scenario - input'!$F46=\"\"),\"\",I61/'Lives scenario - input'!$F46),\"\")","v":""},{"$f":"IFERROR(IF(OR(J61=\"\",'Lives scenario - input'!$F46=\"\"),\"\",J61/'Lives scenario - input'!$F46),\"\")","v":""},{"$f":"IFERROR(IF(OR(K61=\"\",'Lives scenario - input'!$F46=\"\"),\"\",K61/'Lives scenario - input'!$F46),\"\")","v":""},{"$f":"IFERROR(IF(OR(L61=\"\",'Lives scenario - input'!$F46=\"\"),\"\",L61/'Lives scenario - input'!$F46),\"\")","v":""},{"$f":"IFERROR(IF(OR(M61=\"\",'Lives scenario - input'!$F46=\"\"),\"\",M61/'Lives scenario - input'!$F46),\"\")","v":""},{"$f":"IFERROR(IF(OR(N61=\"\",'Lives scenario - input'!$F46=\"\"),\"\",N61/'Lives scenario - input'!$F46),\"\")","v":""},{"$f":"IFERROR(IF(OR(O61=\"\",'Lives scenario - input'!$F46=\"\"),\"\",O61/'Lives scenario - input'!$F46),\"\")","v":""},{"$f":"IFERROR(IF(OR(P61=\"\",'Lives scenario - input'!$F46=\"\"),\"\",P61/'Lives scenario - input'!$F46),\"\")","v":""},{"$f":"IFERROR(IF(OR(Q61=\"\",'Lives scenario - input'!$F46=\"\"),\"\",Q61/'Lives scenario - input'!$F46),\"\")","v":""},{"$f":"IFERROR(IF(OR(R61=\"\",'Lives scenario - input'!$F46=\"\"),\"\",R61/'Lives scenario - input'!$F46),\"\")","v":""},{"$f":"IFERROR(IF(OR(S61=\"\",'Lives scenario - input'!$F46=\"\"),\"\",S61/'Lives scenario - input'!$F46),\"\")","v":""},{"$f":"IFERROR(IF(OR(T61=\"\",'Lives scenario - input'!$F46=\"\"),\"\",T61/'Lives scenario - input'!$F46),\"\")","v":""},{"$f":"IFERROR(IF(OR(U61=\"\",'Lives scenario - input'!$F46=\"\"),\"\",U61/'Lives scenario - input'!$F46),\"\")","v":""},{"$f":"IFERROR(IF(OR(V61=\"\",'Lives scenario - input'!$F46=\"\"),\"\",V61/'Lives scenario - input'!$F46),\"\")","v":""},{"$f":"IFERROR(IF(OR(W61=\"\",'Lives scenario - input'!$F46=\"\"),\"\",W61/'Lives scenario - input'!$F46),\"\")","v":""}]
[{"$f":"IFERROR('Lives scenario - input'!A47,\"\")","v":5},{"$f":"IFERROR('Lives scenario - input'!B47,\"\")","v":"TRANSFORMERS"},{"$f":"IFERROR('Lives scenario - input'!C47,\"\")","v":"pole mounted ; < = 22 kv ; < = 60 kva ; single phase"},{"$f":"IFERROR(repcalc('Lives scenario - input'!$CX47:$GJ47,'Lives scenario - input'!$I47,'Lives scenario - input'!$G47,'Lives scenario - input'!$H47,20,TRUE,TRUE),\"\")","v":""},"","","","","","","","","","","","","","","","","","","",{"$f":"IFERROR(IF(OR(D62=\"\",'Lives scenario - input'!$F47=\"\"),\"\",D62/'Lives scenario - input'!$F47),\"\")","v":""},{"$f":"IFERROR(IF(OR(E62=\"\",'Lives scenario - input'!$F47=\"\"),\"\",E62/'Lives scenario - input'!$F47),\"\")","v":""},{"$f":"IFERROR(IF(OR(F62=\"\",'Lives scenario - input'!$F47=\"\"),\"\",F62/'Lives scenario - input'!$F47),\"\")","v":""},{"$f":"IFERROR(IF(OR(G62=\"\",'Lives scenario - input'!$F47=\"\"),\"\",G62/'Lives scenario - input'!$F47),\"\")","v":""},{"$f":"IFERROR(IF(OR(H62=\"\",'Lives scenario - input'!$F47=\"\"),\"\",H62/'Lives scenario - input'!$F47),\"\")","v":""},{"$f":"IFERROR(IF(OR(I62=\"\",'Lives scenario - input'!$F47=\"\"),\"\",I62/'Lives scenario - input'!$F47),\"\")","v":""},{"$f":"IFERROR(IF(OR(J62=\"\",'Lives scenario - input'!$F47=\"\"),\"\",J62/'Lives scenario - input'!$F47),\"\")","v":""},{"$f":"IFERROR(IF(OR(K62=\"\",'Lives scenario - input'!$F47=\"\"),\"\",K62/'Lives scenario - input'!$F47),\"\")","v":""},{"$f":"IFERROR(IF(OR(L62=\"\",'Lives scenario - input'!$F47=\"\"),\"\",L62/'Lives scenario - input'!$F47),\"\")","v":""},{"$f":"IFERROR(IF(OR(M62=\"\",'Lives scenario - input'!$F47=\"\"),\"\",M62/'Lives scenario - input'!$F47),\"\")","v":""},{"$f":"IFERROR(IF(OR(N62=\"\",'Lives scenario - input'!$F47=\"\"),\"\",N62/'Lives scenario - input'!$F47),\"\")","v":""},{"$f":"IFERROR(IF(OR(O62=\"\",'Lives scenario - input'!$F47=\"\"),\"\",O62/'Lives scenario - input'!$F47),\"\")","v":""},{"$f":"IFERROR(IF(OR(P62=\"\",'Lives scenario - input'!$F47=\"\"),\"\",P62/'Lives scenario - input'!$F47),\"\")","v":""},{"$f":"IFERROR(IF(OR(Q62=\"\",'Lives scenario - input'!$F47=\"\"),\"\",Q62/'Lives scenario - input'!$F47),\"\")","v":""},{"$f":"IFERROR(IF(OR(R62=\"\",'Lives scenario - input'!$F47=\"\"),\"\",R62/'Lives scenario - input'!$F47),\"\")","v":""},{"$f":"IFERROR(IF(OR(S62=\"\",'Lives scenario - input'!$F47=\"\"),\"\",S62/'Lives scenario - input'!$F47),\"\")","v":""},{"$f":"IFERROR(IF(OR(T62=\"\",'Lives scenario - input'!$F47=\"\"),\"\",T62/'Lives scenario - input'!$F47),\"\")","v":""},{"$f":"IFERROR(IF(OR(U62=\"\",'Lives scenario - input'!$F47=\"\"),\"\",U62/'Lives scenario - input'!$F47),\"\")","v":""},{"$f":"IFERROR(IF(OR(V62=\"\",'Lives scenario - input'!$F47=\"\"),\"\",V62/'Lives scenario - input'!$F47),\"\")","v":""},{"$f":"IFERROR(IF(OR(W62=\"\",'Lives scenario - input'!$F47=\"\"),\"\",W62/'Lives scenario - input'!$F47),\"\")","v":""}]
[{"$f":"IFERROR('Lives scenario - input'!A48,\"\")","v":5},{"$f":"IFERROR('Lives scenario - input'!B48,\"\")","v":"TRANSFORMERS"},{"$f":"IFERROR('Lives scenario - input'!C48,\"\")","v":"pole mounted ; < = 22 kv ; > 60 kva and < = 600 kva ; multiple phase"},{"$f":"IFERROR(repcalc('Lives scenario - input'!$CX48:$GJ48,'Lives scenario - input'!$I48,'Lives scenario - input'!$G48,'Lives scenario - input'!$H48,20,TRUE,TRUE),\"\")","v":""},"","","","","","","","","","","","","","","","","","","",{"$f":"IFERROR(IF(OR(D63=\"\",'Lives scenario - input'!$F48=\"\"),\"\",D63/'Lives scenario - input'!$F48),\"\")","v":""},{"$f":"IFERROR(IF(OR(E63=\"\",'Lives scenario - input'!$F48=\"\"),\"\",E63/'Lives scenario - input'!$F48),\"\")","v":""},{"$f":"IFERROR(IF(OR(F63=\"\",'Lives scenario - input'!$F48=\"\"),\"\",F63/'Lives scenario - input'!$F48),\"\")","v":""},{"$f":"IFERROR(IF(OR(G63=\"\",'Lives scenario - input'!$F48=\"\"),\"\",G63/'Lives scenario - input'!$F48),\"\")","v":""},{"$f":"IFERROR(IF(OR(H63=\"\",'Lives scenario - input'!$F48=\"\"),\"\",H63/'Lives scenario - input'!$F48),\"\")","v":""},{"$f":"IFERROR(IF(OR(I63=\"\",'Lives scenario - input'!$F48=\"\"),\"\",I63/'Lives scenario - input'!$F48),\"\")","v":""},{"$f":"IFERROR(IF(OR(J63=\"\",'Lives scenario - input'!$F48=\"\"),\"\",J63/'Lives scenario - input'!$F48),\"\")","v":""},{"$f":"IFERROR(IF(OR(K63=\"\",'Lives scenario - input'!$F48=\"\"),\"\",K63/'Lives scenario - input'!$F48),\"\")","v":""},{"$f":"IFERROR(IF(OR(L63=\"\",'Lives scenario - input'!$F48=\"\"),\"\",L63/'Lives scenario - input'!$F48),\"\")","v":""},{"$f":"IFERROR(IF(OR(M63=\"\",'Lives scenario - input'!$F48=\"\"),\"\",M63/'Lives scenario - input'!$F48),\"\")","v":""},{"$f":"IFERROR(IF(OR(N63=\"\",'Lives scenario - input'!$F48=\"\"),\"\",N63/'Lives scenario - input'!$F48),\"\")","v":""},{"$f":"IFERROR(IF(OR(O63=\"\",'Lives scenario - input'!$F48=\"\"),\"\",O63/'Lives scenario - input'!$F48),\"\")","v":""},{"$f":"IFERROR(IF(OR(P63=\"\",'Lives scenario - input'!$F48=\"\"),\"\",P63/'Lives scenario - input'!$F48),\"\")","v":""},{"$f":"IFERROR(IF(OR(Q63=\"\",'Lives scenario - input'!$F48=\"\"),\"\",Q63/'Lives scenario - input'!$F48),\"\")","v":""},{"$f":"IFERROR(IF(OR(R63=\"\",'Lives scenario - input'!$F48=\"\"),\"\",R63/'Lives scenario - input'!$F48),\"\")","v":""},{"$f":"IFERROR(IF(OR(S63=\"\",'Lives scenario - input'!$F48=\"\"),\"\",S63/'Lives scenario - input'!$F48),\"\")","v":""},{"$f":"IFERROR(IF(OR(T63=\"\",'Lives scenario - input'!$F48=\"\"),\"\",T63/'Lives scenario - input'!$F48),\"\")","v":""},{"$f":"IFERROR(IF(OR(U63=\"\",'Lives scenario - input'!$F48=\"\"),\"\",U63/'Lives scenario - input'!$F48),\"\")","v":""},{"$f":"IFERROR(IF(OR(V63=\"\",'Lives scenario - input'!$F48=\"\"),\"\",V63/'Lives scenario - input'!$F48),\"\")","v":""},{"$f":"IFERROR(IF(OR(W63=\"\",'Lives scenario - input'!$F48=\"\"),\"\",W63/'Lives scenario - input'!$F48),\"\")","v":""}]
[{"$f":"IFERROR('Lives scenario - input'!A49,\"\")","v":5},{"$f":"IFERROR('Lives scenario - input'!B49,\"\")","v":"TRANSFORMERS"},{"$f":"IFERROR('Lives scenario - input'!C49,\"\")","v":"pole mounted ; < = 22 kv ; > 60 kva and < = 600 kva ; single phase"},{"$f":"IFERROR(repcalc('Lives scenario - input'!$CX49:$GJ49,'Lives scenario - input'!$I49,'Lives scenario - input'!$G49,'Lives scenario - input'!$H49,20,TRUE,TRUE),\"\")","v":""},"","","","","","","","","","","","","","","","","","","",{"$f":"IFERROR(IF(OR(D64=\"\",'Lives scenario - input'!$F49=\"\"),\"\",D64/'Lives scenario - input'!$F49),\"\")","v":""},{"$f":"IFERROR(IF(OR(E64=\"\",'Lives scenario - input'!$F49=\"\"),\"\",E64/'Lives scenario - input'!$F49),\"\")","v":""},{"$f":"IFERROR(IF(OR(F64=\"\",'Lives scenario - input'!$F49=\"\"),\"\",F64/'Lives scenario - input'!$F49),\"\")","v":""},{"$f":"IFERROR(IF(OR(G64=\"\",'Lives scenario - input'!$F49=\"\"),\"\",G64/'Lives scenario - input'!$F49),\"\")","v":""},{"$f":"IFERROR(IF(OR(H64=\"\",'Lives scenario - input'!$F49=\"\"),\"\",H64/'Lives scenario - input'!$F49),\"\")","v":""},{"$f":"IFERROR(IF(OR(I64=\"\",'Lives scenario - input'!$F49=\"\"),\"\",I64/'Lives scenario - input'!$F49),\"\")","v":""},{"$f":"IFERROR(IF(OR(J64=\"\",'Lives scenario - input'!$F49=\"\"),\"\",J64/'Lives scenario - input'!$F49),\"\")","v":""},{"$f":"IFERROR(IF(OR(K64=\"\",'Lives scenario - input'!$F49=\"\"),\"\",K64/'Lives scenario - input'!$F49),\"\")","v":""},{"$f":"IFERROR(IF(OR(L64=\"\",'Lives scenario - input'!$F49=\"\"),\"\",L64/'Lives scenario - input'!$F49),\"\")","v":""},{"$f":"IFERROR(IF(OR(M64=\"\",'Lives scenario - input'!$F49=\"\"),\"\",M64/'Lives scenario - input'!$F49),\"\")","v":""},{"$f":"IFERROR(IF(OR(N64=\"\",'Lives scenario - input'!$F49=\"\"),\"\",N64/'Lives scenario - input'!$F49),\"\")","v":""},{"$f":"IFERROR(IF(OR(O64=\"\",'Lives scenario - input'!$F49=\"\"),\"\",O64/'Lives scenario - input'!$F49),\"\")","v":""},{"$f":"IFERROR(IF(OR(P64=\"\",'Lives scenario - input'!$F49=\"\"),\"\",P64/'Lives scenario - input'!$F49),\"\")","v":""},{"$f":"IFERROR(IF(OR(Q64=\"\",'Lives scenario - input'!$F49=\"\"),\"\",Q64/'Lives scenario - input'!$F49),\"\")","v":""},{"$f":"IFERROR(IF(OR(R64=\"\",'Lives scenario - input'!$F49=\"\"),\"\",R64/'Lives scenario - input'!$F49),\"\")","v":""},{"$f":"IFERROR(IF(OR(S64=\"\",'Lives scenario - input'!$F49=\"\"),\"\",S64/'Lives scenario - input'!$F49),\"\")","v":""},{"$f":"IFERROR(IF(OR(T64=\"\",'Lives scenario - input'!$F49=\"\"),\"\",T64/'Lives scenario - input'!$F49),\"\")","v":""},{"$f":"IFERROR(IF(OR(U64=\"\",'Lives scenario - input'!$F49=\"\"),\"\",U64/'Lives scenario - input'!$F49),\"\")","v":""},{"$f":"IFERROR(IF(OR(V64=\"\",'Lives scenario - input'!$F49=\"\"),\"\",V64/'Lives scenario - input'!$F49),\"\")","v":""},{"$f":"IFERROR(IF(OR(W64=\"\",'Lives scenario - input'!$F49=\"\"),\"\",W64/'Lives scenario - input'!$F49),\"\")","v":""}]
[{"$f":"IFERROR('Lives scenario - input'!A50,\"\")","v":5},{"$f":"IFERROR('Lives scenario - input'!B50,\"\")","v":"TRANSFORMERS"},{"$f":"IFERROR('Lives scenario - input'!C50,\"\")","v":"pole mounted ; < = 22 kv ; > 600 kva ; multiple phase"},{"$f":"IFERROR(repcalc('Lives scenario - input'!$CX50:$GJ50,'Lives scenario - input'!$I50,'Lives scenario - input'!$G50,'Lives scenario - input'!$H50,20,TRUE,TRUE),\"\")","v":""},"","","","","","","","","","","","","","","","","","","",{"$f":"IFERROR(IF(OR(D65=\"\",'Lives scenario - input'!$F50=\"\"),\"\",D65/'Lives scenario - input'!$F50),\"\")","v":""},{"$f":"IFERROR(IF(OR(E65=\"\",'Lives scenario - input'!$F50=\"\"),\"\",E65/'Lives scenario - input'!$F50),\"\")","v":""},{"$f":"IFERROR(IF(OR(F65=\"\",'Lives scenario - input'!$F50=\"\"),\"\",F65/'Lives scenario - input'!$F50),\"\")","v":""},{"$f":"IFERROR(IF(OR(G65=\"\",'Lives scenario - input'!$F50=\"\"),\"\",G65/'Lives scenario - input'!$F50),\"\")","v":""},{"$f":"IFERROR(IF(OR(H65=\"\",'Lives scenario - input'!$F50=\"\"),\"\",H65/'Lives scenario - input'!$F50),\"\")","v":""},{"$f":"IFERROR(IF(OR(I65=\"\",'Lives scenario - input'!$F50=\"\"),\"\",I65/'Lives scenario - input'!$F50),\"\")","v":""},{"$f":"IFERROR(IF(OR(J65=\"\",'Lives scenario - input'!$F50=\"\"),\"\",J65/'Lives scenario - input'!$F50),\"\")","v":""},{"$f":"IFERROR(IF(OR(K65=\"\",'Lives scenario - input'!$F50=\"\"),\"\",K65/'Lives scenario - input'!$F50),\"\")","v":""},{"$f":"IFERROR(IF(OR(L65=\"\",'Lives scenario - input'!$F50=\"\"),\"\",L65/'Lives scenario - input'!$F50),\"\")","v":""},{"$f":"IFERROR(IF(OR(M65=\"\",'Lives scenario - input'!$F50=\"\"),\"\",M65/'Lives scenario - input'!$F50),\"\")","v":""},{"$f":"IFERROR(IF(OR(N65=\"\",'Lives scenario - input'!$F50=\"\"),\"\",N65/'Lives scenario - input'!$F50),\"\")","v":""},{"$f":"IFERROR(IF(OR(O65=\"\",'Lives scenario - input'!$F50=\"\"),\"\",O65/'Lives scenario - input'!$F50),\"\")","v":""},{"$f":"IFERROR(IF(OR(P65=\"\",'Lives scenario - input'!$F50=\"\"),\"\",P65/'Lives scenario - input'!$F50),\"\")","v":""},{"$f":"IFERROR(IF(OR(Q65=\"\",'Lives scenario - input'!$F50=\"\"),\"\",Q65/'Lives scenario - input'!$F50),\"\")","v":""},{"$f":"IFERROR(IF(OR(R65=\"\",'Lives scenario - input'!$F50=\"\"),\"\",R65/'Lives scenario - input'!$F50),\"\")","v":""},{"$f":"IFERROR(IF(OR(S65=\"\",'Lives scenario - input'!$F50=\"\"),\"\",S65/'Lives scenario - input'!$F50),\"\")","v":""},{"$f":"IFERROR(IF(OR(T65=\"\",'Lives scenario - input'!$F50=\"\"),\"\",T65/'Lives scenario - input'!$F50),\"\")","v":""},{"$f":"IFERROR(IF(OR(U65=\"\",'Lives scenario - input'!$F50=\"\"),\"\",U65/'Lives scenario - input'!$F50),\"\")","v":""},{"$f":"IFERROR(IF(OR(V65=\"\",'Lives scenario - input'!$F50=\"\"),\"\",V65/'Lives scenario - input'!$F50),\"\")","v":""},{"$f":"IFERROR(IF(OR(W65=\"\",'Lives scenario - input'!$F50=\"\"),\"\",W65/'Lives scenario - input'!$F50),\"\")","v":""}]
[{"$f":"IFERROR('Lives scenario - input'!A51,\"\")","v":""},{"$f":"IFERROR('Lives scenario - input'!B51,\"\")","v":"UNDERGROUND CABLES"},{"$f":"IFERROR('Lives scenario - input'!C51,\"\")","v":"˂ = 1 kv"},{"$f":"IFERROR(repcalc('Lives scenario - input'!$CX51:$GJ51,'Lives scenario - input'!$I51,'Lives scenario - input'!$G51,'Lives scenario - input'!$H51,20,TRUE,TRUE),\"\")","v":""},"","","","","","","","","","","","","","","","","","","",{"$f":"IFERROR(IF(OR(D66=\"\",'Lives scenario - input'!$F51=\"\"),\"\",D66/'Lives scenario - input'!$F51),\"\")","v":""},{"$f":"IFERROR(IF(OR(E66=\"\",'Lives scenario - input'!$F51=\"\"),\"\",E66/'Lives scenario - input'!$F51),\"\")","v":""},{"$f":"IFERROR(IF(OR(F66=\"\",'Lives scenario - input'!$F51=\"\"),\"\",F66/'Lives scenario - input'!$F51),\"\")","v":""},{"$f":"IFERROR(IF(OR(G66=\"\",'Lives scenario - input'!$F51=\"\"),\"\",G66/'Lives scenario - input'!$F51),\"\")","v":""},{"$f":"IFERROR(IF(OR(H66=\"\",'Lives scenario - input'!$F51=\"\"),\"\",H66/'Lives scenario - input'!$F51),\"\")","v":""},{"$f":"IFERROR(IF(OR(I66=\"\",'Lives scenario - input'!$F51=\"\"),\"\",I66/'Lives scenario - input'!$F51),\"\")","v":""},{"$f":"IFERROR(IF(OR(J66=\"\",'Lives scenario - input'!$F51=\"\"),\"\",J66/'Lives scenario - input'!$F51),\"\")","v":""},{"$f":"IFERROR(IF(OR(K66=\"\",'Lives scenario - input'!$F51=\"\"),\"\",K66/'Lives scenario - input'!$F51),\"\")","v":""},{"$f":"IFERROR(IF(OR(L66=\"\",'Lives scenario - input'!$F51=\"\"),\"\",L66/'Lives scenario - input'!$F51),\"\")","v":""},{"$f":"IFERROR(IF(OR(M66=\"\",'Lives scenario - input'!$F51=\"\"),\"\",M66/'Lives scenario - input'!$F51),\"\")","v":""},{"$f":"IFERROR(IF(OR(N66=\"\",'Lives scenario - input'!$F51=\"\"),\"\",N66/'Lives scenario - input'!$F51),\"\")","v":""},{"$f":"IFERROR(IF(OR(O66=\"\",'Lives scenario - input'!$F51=\"\"),\"\",O66/'Lives scenario - input'!$F51),\"\")","v":""},{"$f":"IFERROR(IF(OR(P66=\"\",'Lives scenario - input'!$F51=\"\"),\"\",P66/'Lives scenario - input'!$F51),\"\")","v":""},{"$f":"IFERROR(IF(OR(Q66=\"\",'Lives scenario - input'!$F51=\"\"),\"\",Q66/'Lives scenario - input'!$F51),\"\")","v":""},{"$f":"IFERROR(IF(OR(R66=\"\",'Lives scenario - input'!$F51=\"\"),\"\",R66/'Lives scenario - input'!$F51),\"\")","v":""},{"$f":"IFERROR(IF(OR(S66=\"\",'Lives scenario - input'!$F51=\"\"),\"\",S66/'Lives scenario - input'!$F51),\"\")","v":""},{"$f":"IFERROR(IF(OR(T66=\"\",'Lives scenario - input'!$F51=\"\"),\"\",T66/'Lives scenario - input'!$F51),\"\")","v":""},{"$f":"IFERROR(IF(OR(U66=\"\",'Lives scenario - input'!$F51=\"\"),\"\",U66/'Lives scenario - input'!$F51),\"\")","v":""},{"$f":"IFERROR(IF(OR(V66=\"\",'Lives scenario - input'!$F51=\"\"),\"\",V66/'Lives scenario - input'!$F51),\"\")","v":""},{"$f":"IFERROR(IF(OR(W66=\"\",'Lives scenario - input'!$F51=\"\"),\"\",W66/'Lives scenario - input'!$F51),\"\")","v":""}]
[{"$f":"IFERROR('Lives scenario - input'!A52,\"\")","v":""},{"$f":"IFERROR('Lives scenario - input'!B52,\"\")","v":"UNDERGROUND CABLES"},{"$f":"IFERROR('Lives scenario - input'!C52,\"\")","v":"> 1 kv & < = 11 kv"},{"$f":"IFERROR(repcalc('Lives scenario - input'!$CX52:$GJ52,'Lives scenario - input'!$I52,'Lives scenario - input'!$G52,'Lives scenario - input'!$H52,20,TRUE,TRUE),\"\")","v":""},"","","","","","","","","","","","","","","","","","","",{"$f":"IFERROR(IF(OR(D67=\"\",'Lives scenario - input'!$F52=\"\"),\"\",D67/'Lives scenario - input'!$F52),\"\")","v":""},{"$f":"IFERROR(IF(OR(E67=\"\",'Lives scenario - input'!$F52=\"\"),\"\",E67/'Lives scenario - input'!$F52),\"\")","v":""},{"$f":"IFERROR(IF(OR(F67=\"\",'Lives scenario - input'!$F52=\"\"),\"\",F67/'Lives scenario - input'!$F52),\"\")","v":""},{"$f":"IFERROR(IF(OR(G67=\"\",'Lives scenario - input'!$F52=\"\"),\"\",G67/'Lives scenario - input'!$F52),\"\")","v":""},{"$f":"IFERROR(IF(OR(H67=\"\",'Lives scenario - input'!$F52=\"\"),\"\",H67/'Lives scenario - input'!$F52),\"\")","v":""},{"$f":"IFERROR(IF(OR(I67=\"\",'Lives scenario - input'!$F52=\"\"),\"\",I67/'Lives scenario - input'!$F52),\"\")","v":""},{"$f":"IFERROR(IF(OR(J67=\"\",'Lives scenario - input'!$F52=\"\"),\"\",J67/'Lives scenario - input'!$F52),\"\")","v":""},{"$f":"IFERROR(IF(OR(K67=\"\",'Lives scenario - input'!$F52=\"\"),\"\",K67/'Lives scenario - input'!$F52),\"\")","v":""},{"$f":"IFERROR(IF(OR(L67=\"\",'Lives scenario - input'!$F52=\"\"),\"\",L67/'Lives scenario - input'!$F52),\"\")","v":""},{"$f":"IFERROR(IF(OR(M67=\"\",'Lives scenario - input'!$F52=\"\"),\"\",M67/'Lives scenario - input'!$F52),\"\")","v":""},{"$f":"IFERROR(IF(OR(N67=\"\",'Lives scenario - input'!$F52=\"\"),\"\",N67/'Lives scenario - input'!$F52),\"\")","v":""},{"$f":"IFERROR(IF(OR(O67=\"\",'Lives scenario - input'!$F52=\"\"),\"\",O67/'Lives scenario - input'!$F52),\"\")","v":""},{"$f":"IFERROR(IF(OR(P67=\"\",'Lives scenario - input'!$F52=\"\"),\"\",P67/'Lives scenario - input'!$F52),\"\")","v":""},{"$f":"IFERROR(IF(OR(Q67=\"\",'Lives scenario - input'!$F52=\"\"),\"\",Q67/'Lives scenario - input'!$F52),\"\")","v":""},{"$f":"IFERROR(IF(OR(R67=\"\",'Lives scenario - input'!$F52=\"\"),\"\",R67/'Lives scenario - input'!$F52),\"\")","v":""},{"$f":"IFERROR(IF(OR(S67=\"\",'Lives scenario - input'!$F52=\"\"),\"\",S67/'Lives scenario - input'!$F52),\"\")","v":""},{"$f":"IFERROR(IF(OR(T67=\"\",'Lives scenario - input'!$F52=\"\"),\"\",T67/'Lives scenario - input'!$F52),\"\")","v":""},{"$f":"IFERROR(IF(OR(U67=\"\",'Lives scenario - input'!$F52=\"\"),\"\",U67/'Lives scenario - input'!$F52),\"\")","v":""},{"$f":"IFERROR(IF(OR(V67=\"\",'Lives scenario - input'!$F52=\"\"),\"\",V67/'Lives scenario - input'!$F52),\"\")","v":""},{"$f":"IFERROR(IF(OR(W67=\"\",'Lives scenario - input'!$F52=\"\"),\"\",W67/'Lives scenario - input'!$F52),\"\")","v":""}]
[{"$f":"IFERROR('Lives scenario - input'!A53,\"\")","v":6},{"$f":"IFERROR('Lives scenario - input'!B53,\"\")","v":"UNDERGROUND CABLES"},{"$f":"IFERROR('Lives scenario - input'!C53,\"\")","v":"> 11 kv & < = 22 kv"},{"$f":"IFERROR(repcalc('Lives scenario - input'!$CX53:$GJ53,'Lives scenario - input'!$I53,'Lives scenario - input'!$G53,'Lives scenario - input'!$H53,20,TRUE,TRUE),\"\")","v":""},"","","","","","","","","","","","","","","","","","","",{"$f":"IFERROR(IF(OR(D68=\"\",'Lives scenario - input'!$F53=\"\"),\"\",D68/'Lives scenario - input'!$F53),\"\")","v":""},{"$f":"IFERROR(IF(OR(E68=\"\",'Lives scenario - input'!$F53=\"\"),\"\",E68/'Lives scenario - input'!$F53),\"\")","v":""},{"$f":"IFERROR(IF(OR(F68=\"\",'Lives scenario - input'!$F53=\"\"),\"\",F68/'Lives scenario - input'!$F53),\"\")","v":""},{"$f":"IFERROR(IF(OR(G68=\"\",'Lives scenario - input'!$F53=\"\"),\"\",G68/'Lives scenario - input'!$F53),\"\")","v":""},{"$f":"IFERROR(IF(OR(H68=\"\",'Lives scenario - input'!$F53=\"\"),\"\",H68/'Lives scenario - input'!$F53),\"\")","v":""},{"$f":"IFERROR(IF(OR(I68=\"\",'Lives scenario - input'!$F53=\"\"),\"\",I68/'Lives scenario - input'!$F53),\"\")","v":""},{"$f":"IFERROR(IF(OR(J68=\"\",'Lives scenario - input'!$F53=\"\"),\"\",J68/'Lives scenario - input'!$F53),\"\")","v":""},{"$f":"IFERROR(IF(OR(K68=\"\",'Lives scenario - input'!$F53=\"\"),\"\",K68/'Lives scenario - input'!$F53),\"\")","v":""},{"$f":"IFERROR(IF(OR(L68=\"\",'Lives scenario - input'!$F53=\"\"),\"\",L68/'Lives scenario - input'!$F53),\"\")","v":""},{"$f":"IFERROR(IF(OR(M68=\"\",'Lives scenario - input'!$F53=\"\"),\"\",M68/'Lives scenario - input'!$F53),\"\")","v":""},{"$f":"IFERROR(IF(OR(N68=\"\",'Lives scenario - input'!$F53=\"\"),\"\",N68/'Lives scenario - input'!$F53),\"\")","v":""},{"$f":"IFERROR(IF(OR(O68=\"\",'Lives scenario - input'!$F53=\"\"),\"\",O68/'Lives scenario - input'!$F53),\"\")","v":""},{"$f":"IFERROR(IF(OR(P68=\"\",'Lives scenario - input'!$F53=\"\"),\"\",P68/'Lives scenario - input'!$F53),\"\")","v":""},{"$f":"IFERROR(IF(OR(Q68=\"\",'Lives scenario - input'!$F53=\"\"),\"\",Q68/'Lives scenario - input'!$F53),\"\")","v":""},{"$f":"IFERROR(IF(OR(R68=\"\",'Lives scenario - input'!$F53=\"\"),\"\",R68/'Lives scenario - input'!$F53),\"\")","v":""},{"$f":"IFERROR(IF(OR(S68=\"\",'Lives scenario - input'!$F53=\"\"),\"\",S68/'Lives scenario - input'!$F53),\"\")","v":""},{"$f":"IFERROR(IF(OR(T68=\"\",'Lives scenario - input'!$F53=\"\"),\"\",T68/'Lives scenario - input'!$F53),\"\")","v":""},{"$f":"IFERROR(IF(OR(U68=\"\",'Lives scenario - input'!$F53=\"\"),\"\",U68/'Lives scenario - input'!$F53),\"\")","v":""},{"$f":"IFERROR(IF(OR(V68=\"\",'Lives scenario - input'!$F53=\"\"),\"\",V68/'Lives scenario - input'!$F53),\"\")","v":""},{"$f":"IFERROR(IF(OR(W68=\"\",'Lives scenario - input'!$F53=\"\"),\"\",W68/'Lives scenario - input'!$F53),\"\")","v":""}]
[{"$f":"IFERROR('Lives scenario - input'!A54,\"\")","v":""},{"$f":"IFERROR('Lives scenario - input'!B54,\"\")","v":"UNDERGROUND CABLES"},{"$f":"IFERROR('Lives scenario - input'!C54,\"\")","v":"> 33 kv & < = 66 kv"},{"$f":"IFERROR(repcalc('Lives scenario - input'!$CX54:$GJ54,'Lives scenario - input'!$I54,'Lives scenario - input'!$G54,'Lives scenario - input'!$H54,20,TRUE,TRUE),\"\")","v":""},"","","","","","","","","","","","","","","","","","","",{"$f":"IFERROR(IF(OR(D69=\"\",'Lives scenario - input'!$F54=\"\"),\"\",D69/'Lives scenario - input'!$F54),\"\")","v":""},{"$f":"IFERROR(IF(OR(E69=\"\",'Lives scenario - input'!$F54=\"\"),\"\",E69/'Lives scenario - input'!$F54),\"\")","v":""},{"$f":"IFERROR(IF(OR(F69=\"\",'Lives scenario - input'!$F54=\"\"),\"\",F69/'Lives scenario - input'!$F54),\"\")","v":""},{"$f":"IFERROR(IF(OR(G69=\"\",'Lives scenario - input'!$F54=\"\"),\"\",G69/'Lives scenario - input'!$F54),\"\")","v":""},{"$f":"IFERROR(IF(OR(H69=\"\",'Lives scenario - input'!$F54=\"\"),\"\",H69/'Lives scenario - input'!$F54),\"\")","v":""},{"$f":"IFERROR(IF(OR(I69=\"\",'Lives scenario - input'!$F54=\"\"),\"\",I69/'Lives scenario - input'!$F54),\"\")","v":""},{"$f":"IFERROR(IF(OR(J69=\"\",'Lives scenario - input'!$F54=\"\"),\"\",J69/'Lives scenario - input'!$F54),\"\")","v":""},{"$f":"IFERROR(IF(OR(K69=\"\",'Lives scenario - input'!$F54=\"\"),\"\",K69/'Lives scenario - input'!$F54),\"\")","v":""},{"$f":"IFERROR(IF(OR(L69=\"\",'Lives scenario - input'!$F54=\"\"),\"\",L69/'Lives scenario - input'!$F54),\"\")","v":""},{"$f":"IFERROR(IF(OR(M69=\"\",'Lives scenario - input'!$F54=\"\"),\"\",M69/'Lives scenario - input'!$F54),\"\")","v":""},{"$f":"IFERROR(IF(OR(N69=\"\",'Lives scenario - input'!$F54=\"\"),\"\",N69/'Lives scenario - input'!$F54),\"\")","v":""},{"$f":"IFERROR(IF(OR(O69=\"\",'Lives scenario - input'!$F54=\"\"),\"\",O69/'Lives scenario - input'!$F54),\"\")","v":""},{"$f":"IFERROR(IF(OR(P69=\"\",'Lives scenario - input'!$F54=\"\"),\"\",P69/'Lives scenario - input'!$F54),\"\")","v":""},{"$f":"IFERROR(IF(OR(Q69=\"\",'Lives scenario - input'!$F54=\"\"),\"\",Q69/'Lives scenario - input'!$F54),\"\")","v":""},{"$f":"IFERROR(IF(OR(R69=\"\",'Lives scenario - input'!$F54=\"\"),\"\",R69/'Lives scenario - input'!$F54),\"\")","v":""},{"$f":"IFERROR(IF(OR(S69=\"\",'Lives scenario - input'!$F54=\"\"),\"\",S69/'Lives scenario - input'!$F54),\"\")","v":""},{"$f":"IFERROR(IF(OR(T69=\"\",'Lives scenario - input'!$F54=\"\"),\"\",T69/'Lives scenario - input'!$F54),\"\")","v":""},{"$f":"IFERROR(IF(OR(U69=\"\",'Lives scenario - input'!$F54=\"\"),\"\",U69/'Lives scenario - input'!$F54),\"\")","v":""},{"$f":"IFERROR(IF(OR(V69=\"\",'Lives scenario - input'!$F54=\"\"),\"\",V69/'Lives scenario - input'!$F54),\"\")","v":""},{"$f":"IFERROR(IF(OR(W69=\"\",'Lives scenario - input'!$F54=\"\"),\"\",W69/'Lives scenario - input'!$F54),\"\")","v":""}]
[{"$f":"IFERROR('Lives scenario - input'!A55,\"\")","v":""},{"$f":"IFERROR('Lives scenario - input'!B55,\"\")","v":""},{"$f":"IFERROR('Lives scenario - input'!C55,\"\")","v":""},{"$f":"IFERROR(repcalc('Lives scenario - input'!$CX55:$GJ55,'Lives scenario - input'!$I55,'Lives scenario - input'!$G55,'Lives scenario - input'!$H55,20,TRUE,TRUE),\"\")","v":""},"","","","","","","","","","","","","","","","","","","",{"$f":"IFERROR(IF(OR(D70=\"\",'Lives scenario - input'!$F55=\"\"),\"\",D70/'Lives scenario - input'!$F55),\"\")","v":""},{"$f":"IFERROR(IF(OR(E70=\"\",'Lives scenario - input'!$F55=\"\"),\"\",E70/'Lives scenario - input'!$F55),\"\")","v":""},{"$f":"IFERROR(IF(OR(F70=\"\",'Lives scenario - input'!$F55=\"\"),\"\",F70/'Lives scenario - input'!$F55),\"\")","v":""},{"$f":"IFERROR(IF(OR(G70=\"\",'Lives scenario - input'!$F55=\"\"),\"\",G70/'Lives scenario - input'!$F55),\"\")","v":""},{"$f":"IFERROR(IF(OR(H70=\"\",'Lives scenario - input'!$F55=\"\"),\"\",H70/'Lives scenario - input'!$F55),\"\")","v":""},{"$f":"IFERROR(IF(OR(I70=\"\",'Lives scenario - input'!$F55=\"\"),\"\",I70/'Lives scenario - input'!$F55),\"\")","v":""},{"$f":"IFERROR(IF(OR(J70=\"\",'Lives scenario - input'!$F55=\"\"),\"\",J70/'Lives scenario - input'!$F55),\"\")","v":""},{"$f":"IFERROR(IF(OR(K70=\"\",'Lives scenario - input'!$F55=\"\"),\"\",K70/'Lives scenario - input'!$F55),\"\")","v":""},{"$f":"IFERROR(IF(OR(L70=\"\",'Lives scenario - input'!$F55=\"\"),\"\",L70/'Lives scenario - input'!$F55),\"\")","v":""},{"$f":"IFERROR(IF(OR(M70=\"\",'Lives scenario - input'!$F55=\"\"),\"\",M70/'Lives scenario - input'!$F55),\"\")","v":""},{"$f":"IFERROR(IF(OR(N70=\"\",'Lives scenario - input'!$F55=\"\"),\"\",N70/'Lives scenario - input'!$F55),\"\")","v":""},{"$f":"IFERROR(IF(OR(O70=\"\",'Lives scenario - input'!$F55=\"\"),\"\",O70/'Lives scenario - input'!$F55),\"\")","v":""},{"$f":"IFERROR(IF(OR(P70=\"\",'Lives scenario - input'!$F55=\"\"),\"\",P70/'Lives scenario - input'!$F55),\"\")","v":""},{"$f":"IFERROR(IF(OR(Q70=\"\",'Lives scenario - input'!$F55=\"\"),\"\",Q70/'Lives scenario - input'!$F55),\"\")","v":""},{"$f":"IFERROR(IF(OR(R70=\"\",'Lives scenario - input'!$F55=\"\"),\"\",R70/'Lives scenario - input'!$F55),\"\")","v":""},{"$f":"IFERROR(IF(OR(S70=\"\",'Lives scenario - input'!$F55=\"\"),\"\",S70/'Lives scenario - input'!$F55),\"\")","v":""},{"$f":"IFERROR(IF(OR(T70=\"\",'Lives scenario - input'!$F55=\"\"),\"\",T70/'Lives scenario - input'!$F55),\"\")","v":""},{"$f":"IFERROR(IF(OR(U70=\"\",'Lives scenario - input'!$F55=\"\"),\"\",U70/'Lives scenario - input'!$F55),\"\")","v":""},{"$f":"IFERROR(IF(OR(V70=\"\",'Lives scenario - input'!$F55=\"\"),\"\",V70/'Lives scenario - input'!$F55),\"\")","v":""},{"$f":"IFERROR(IF(OR(W70=\"\",'Lives scenario - input'!$F55=\"\"),\"\",W70/'Lives scenario - input'!$F55),\"\")","v":""}]
[{"$f":"IFERROR('Lives scenario - input'!A56,\"\")","v":""},{"$f":"IFERROR('Lives scenario - input'!B56,\"\")","v":""},{"$f":"IFERROR('Lives scenario - input'!C56,\"\")","v":""},{"$f":"IFERROR(repcalc('Lives scenario - input'!$CX56:$GJ56,'Lives scenario - input'!$I56,'Lives scenario - input'!$G56,'Lives scenario - input'!$H56,20,TRUE,TRUE),\"\")","v":""},"","","","","","","","","","","","","","","","","","","",{"$f":"IFERROR(IF(OR(D71=\"\",'Lives scenario - input'!$F56=\"\"),\"\",D71/'Lives scenario - input'!$F56),\"\")","v":""},{"$f":"IFERROR(IF(OR(E71=\"\",'Lives scenario - input'!$F56=\"\"),\"\",E71/'Lives scenario - input'!$F56),\"\")","v":""},{"$f":"IFERROR(IF(OR(F71=\"\",'Lives scenario - input'!$F56=\"\"),\"\",F71/'Lives scenario - input'!$F56),\"\")","v":""},{"$f":"IFERROR(IF(OR(G71=\"\",'Lives scenario - input'!$F56=\"\"),\"\",G71/'Lives scenario - input'!$F56),\"\")","v":""},{"$f":"IFERROR(IF(OR(H71=\"\",'Lives scenario - input'!$F56=\"\"),\"\",H71/'Lives scenario - input'!$F56),\"\")","v":""},{"$f":"IFERROR(IF(OR(I71=\"\",'Lives scenario - input'!$F56=\"\"),\"\",I71/'Lives scenario - input'!$F56),\"\")","v":""},{"$f":"IFERROR(IF(OR(J71=\"\",'Lives scenario - input'!$F56=\"\"),\"\",J71/'Lives scenario - input'!$F56),\"\")","v":""},{"$f":"IFERROR(IF(OR(K71=\"\",'Lives scenario - input'!$F56=\"\"),\"\",K71/'Lives scenario - input'!$F56),\"\")","v":""},{"$f":"IFERROR(IF(OR(L71=\"\",'Lives scenario - input'!$F56=\"\"),\"\",L71/'Lives scenario - input'!$F56),\"\")","v":""},{"$f":"IFERROR(IF(OR(M71=\"\",'Lives scenario - input'!$F56=\"\"),\"\",M71/'Lives scenario - input'!$F56),\"\")","v":""},{"$f":"IFERROR(IF(OR(N71=\"\",'Lives scenario - input'!$F56=\"\"),\"\",N71/'Lives scenario - input'!$F56),\"\")","v":""},{"$f":"IFERROR(IF(OR(O71=\"\",'Lives scenario - input'!$F56=\"\"),\"\",O71/'Lives scenario - input'!$F56),\"\")","v":""},{"$f":"IFERROR(IF(OR(P71=\"\",'Lives scenario - input'!$F56=\"\"),\"\",P71/'Lives scenario - input'!$F56),\"\")","v":""},{"$f":"IFERROR(IF(OR(Q71=\"\",'Lives scenario - input'!$F56=\"\"),\"\",Q71/'Lives scenario - input'!$F56),\"\")","v":""},{"$f":"IFERROR(IF(OR(R71=\"\",'Lives scenario - input'!$F56=\"\"),\"\",R71/'Lives scenario - input'!$F56),\"\")","v":""},{"$f":"IFERROR(IF(OR(S71=\"\",'Lives scenario - input'!$F56=\"\"),\"\",S71/'Lives scenario - input'!$F56),\"\")","v":""},{"$f":"IFERROR(IF(OR(T71=\"\",'Lives scenario - input'!$F56=\"\"),\"\",T71/'Lives scenario - input'!$F56),\"\")","v":""},{"$f":"IFERROR(IF(OR(U71=\"\",'Lives scenario - input'!$F56=\"\"),\"\",U71/'Lives scenario - input'!$F56),\"\")","v":""},{"$f":"IFERROR(IF(OR(V71=\"\",'Lives scenario - input'!$F56=\"\"),\"\",V71/'Lives scenario - input'!$F56),\"\")","v":""},{"$f":"IFERROR(IF(OR(W71=\"\",'Lives scenario - input'!$F56=\"\"),\"\",W71/'Lives scenario - input'!$F56),\"\")","v":""}]
[{"$f":"IFERROR('Lives scenario - input'!A57,\"\")","v":""},{"$f":"IFERROR('Lives scenario - input'!B57,\"\")","v":""},{"$f":"IFERROR('Lives scenario - input'!C57,\"\")","v":""},{"$f":"IFERROR(repcalc('Lives scenario - input'!$CX57:$GJ57,'Lives scenario - input'!$I57,'Lives scenario - input'!$G57,'Lives scenario - input'!$H57,20,TRUE,TRUE),\"\")","v":""},"","","","","","","","","","","","","","","","","","","",{"$f":"IFERROR(IF(OR(D72=\"\",'Lives scenario - input'!$F57=\"\"),\"\",D72/'Lives scenario - input'!$F57),\"\")","v":""},{"$f":"IFERROR(IF(OR(E72=\"\",'Lives scenario - input'!$F57=\"\"),\"\",E72/'Lives scenario - input'!$F57),\"\")","v":""},{"$f":"IFERROR(IF(OR(F72=\"\",'Lives scenario - input'!$F57=\"\"),\"\",F72/'Lives scenario - input'!$F57),\"\")","v":""},{"$f":"IFERROR(IF(OR(G72=\"\",'Lives scenario - input'!$F57=\"\"),\"\",G72/'Lives scenario - input'!$F57),\"\")","v":""},{"$f":"IFERROR(IF(OR(H72=\"\",'Lives scenario - input'!$F57=\"\"),\"\",H72/'Lives scenario - input'!$F57),\"\")","v":""},{"$f":"IFERROR(IF(OR(I72=\"\",'Lives scenario - input'!$F57=\"\"),\"\",I72/'Lives scenario - input'!$F57),\"\")","v":""},{"$f":"IFERROR(IF(OR(J72=\"\",'Lives scenario - input'!$F57=\"\"),\"\",J72/'Lives scenario - input'!$F57),\"\")","v":""},{"$f":"IFERROR(IF(OR(K72=\"\",'Lives scenario - input'!$F57=\"\"),\"\",K72/'Lives scenario - input'!$F57),\"\")","v":""},{"$f":"IFERROR(IF(OR(L72=\"\",'Lives scenario - input'!$F57=\"\"),\"\",L72/'Lives scenario - input'!$F57),\"\")","v":""},{"$f":"IFERROR(IF(OR(M72=\"\",'Lives scenario - input'!$F57=\"\"),\"\",M72/'Lives scenario - input'!$F57),\"\")","v":""},{"$f":"IFERROR(IF(OR(N72=\"\",'Lives scenario - input'!$F57=\"\"),\"\",N72/'Lives scenario - input'!$F57),\"\")","v":""},{"$f":"IFERROR(IF(OR(O72=\"\",'Lives scenario - input'!$F57=\"\"),\"\",O72/'Lives scenario - input'!$F57),\"\")","v":""},{"$f":"IFERROR(IF(OR(P72=\"\",'Lives scenario - input'!$F57=\"\"),\"\",P72/'Lives scenario - input'!$F57),\"\")","v":""},{"$f":"IFERROR(IF(OR(Q72=\"\",'Lives scenario - input'!$F57=\"\"),\"\",Q72/'Lives scenario - input'!$F57),\"\")","v":""},{"$f":"IFERROR(IF(OR(R72=\"\",'Lives scenario - input'!$F57=\"\"),\"\",R72/'Lives scenario - input'!$F57),\"\")","v":""},{"$f":"IFERROR(IF(OR(S72=\"\",'Lives scenario - input'!$F57=\"\"),\"\",S72/'Lives scenario - input'!$F57),\"\")","v":""},{"$f":"IFERROR(IF(OR(T72=\"\",'Lives scenario - input'!$F57=\"\"),\"\",T72/'Lives scenario - input'!$F57),\"\")","v":""},{"$f":"IFERROR(IF(OR(U72=\"\",'Lives scenario - input'!$F57=\"\"),\"\",U72/'Lives scenario - input'!$F57),\"\")","v":""},{"$f":"IFERROR(IF(OR(V72=\"\",'Lives scenario - input'!$F57=\"\"),\"\",V72/'Lives scenario - input'!$F57),\"\")","v":""},{"$f":"IFERROR(IF(OR(W72=\"\",'Lives scenario - input'!$F57=\"\"),\"\",W72/'Lives scenario - input'!$F57),\"\")","v":""}]
[{"$f":"IFERROR('Lives scenario - input'!A58,\"\")","v":""},{"$f":"IFERROR('Lives scenario - input'!B58,\"\")","v":""},{"$f":"IFERROR('Lives scenario - input'!C58,\"\")","v":""},{"$f":"IFERROR(repcalc('Lives scenario - input'!$CX58:$GJ58,'Lives scenario - input'!$I58,'Lives scenario - input'!$G58,'Lives scenario - input'!$H58,20,TRUE,TRUE),\"\")","v":""},"","","","","","","","","","","","","","","","","","","",{"$f":"IFERROR(IF(OR(D73=\"\",'Lives scenario - input'!$F58=\"\"),\"\",D73/'Lives scenario - input'!$F58),\"\")","v":""},{"$f":"IFERROR(IF(OR(E73=\"\",'Lives scenario - input'!$F58=\"\"),\"\",E73/'Lives scenario - input'!$F58),\"\")","v":""},{"$f":"IFERROR(IF(OR(F73=\"\",'Lives scenario - input'!$F58=\"\"),\"\",F73/'Lives scenario - input'!$F58),\"\")","v":""},{"$f":"IFERROR(IF(OR(G73=\"\",'Lives scenario - input'!$F58=\"\"),\"\",G73/'Lives scenario - input'!$F58),\"\")","v":""},{"$f":"IFERROR(IF(OR(H73=\"\",'Lives scenario - input'!$F58=\"\"),\"\",H73/'Lives scenario - input'!$F58),\"\")","v":""},{"$f":"IFERROR(IF(OR(I73=\"\",'Lives scenario - input'!$F58=\"\"),\"\",I73/'Lives scenario - input'!$F58),\"\")","v":""},{"$f":"IFERROR(IF(OR(J73=\"\",'Lives scenario - input'!$F58=\"\"),\"\",J73/'Lives scenario - input'!$F58),\"\")","v":""},{"$f":"IFERROR(IF(OR(K73=\"\",'Lives scenario - input'!$F58=\"\"),\"\",K73/'Lives scenario - input'!$F58),\"\")","v":""},{"$f":"IFERROR(IF(OR(L73=\"\",'Lives scenario - input'!$F58=\"\"),\"\",L73/'Lives scenario - input'!$F58),\"\")","v":""},{"$f":"IFERROR(IF(OR(M73=\"\",'Lives scenario - input'!$F58=\"\"),\"\",M73/'Lives scenario - input'!$F58),\"\")","v":""},{"$f":"IFERROR(IF(OR(N73=\"\",'Lives scenario - input'!$F58=\"\"),\"\",N73/'Lives scenario - input'!$F58),\"\")","v":""},{"$f":"IFERROR(IF(OR(O73=\"\",'Lives scenario - input'!$F58=\"\"),\"\",O73/'Lives scenario - input'!$F58),\"\")","v":""},{"$f":"IFERROR(IF(OR(P73=\"\",'Lives scenario - input'!$F58=\"\"),\"\",P73/'Lives scenario - input'!$F58),\"\")","v":""},{"$f":"IFERROR(IF(OR(Q73=\"\",'Lives scenario - input'!$F58=\"\"),\"\",Q73/'Lives scenario - input'!$F58),\"\")","v":""},{"$f":"IFERROR(IF(OR(R73=\"\",'Lives scenario - input'!$F58=\"\"),\"\",R73/'Lives scenario - input'!$F58),\"\")","v":""},{"$f":"IFERROR(IF(OR(S73=\"\",'Lives scenario - input'!$F58=\"\"),\"\",S73/'Lives scenario - input'!$F58),\"\")","v":""},{"$f":"IFERROR(IF(OR(T73=\"\",'Lives scenario - input'!$F58=\"\"),\"\",T73/'Lives scenario - input'!$F58),\"\")","v":""},{"$f":"IFERROR(IF(OR(U73=\"\",'Lives scenario - input'!$F58=\"\"),\"\",U73/'Lives scenario - input'!$F58),\"\")","v":""},{"$f":"IFERROR(IF(OR(V73=\"\",'Lives scenario - input'!$F58=\"\"),\"\",V73/'Lives scenario - input'!$F58),\"\")","v":""},{"$f":"IFERROR(IF(OR(W73=\"\",'Lives scenario - input'!$F58=\"\"),\"\",W73/'Lives scenario - input'!$F58),\"\")","v":""}]
[{"$f":"IFERROR('Lives scenario - input'!A59,\"\")","v":""},{"$f":"IFERROR('Lives scenario - input'!B59,\"\")","v":""},{"$f":"IFERROR('Lives scenario - input'!C59,\"\")","v":""},{"$f":"IFERROR(repcalc('Lives scenario - input'!$CX59:$GJ59,'Lives scenario - input'!$I59,'Lives scenario - input'!$G59,'Lives scenario - input'!$H59,20,TRUE,TRUE),\"\")","v":""},"","","","","","","","","","","","","","","","","","","",{"$f":"IFERROR(IF(OR(D74=\"\",'Lives scenario - input'!$F59=\"\"),\"\",D74/'Lives scenario - input'!$F59),\"\")","v":""},{"$f":"IFERROR(IF(OR(E74=\"\",'Lives scenario - input'!$F59=\"\"),\"\",E74/'Lives scenario - input'!$F59),\"\")","v":""},{"$f":"IFERROR(IF(OR(F74=\"\",'Lives scenario - input'!$F59=\"\"),\"\",F74/'Lives scenario - input'!$F59),\"\")","v":""},{"$f":"IFERROR(IF(OR(G74=\"\",'Lives scenario - input'!$F59=\"\"),\"\",G74/'Lives scenario - input'!$F59),\"\")","v":""},{"$f":"IFERROR(IF(OR(H74=\"\",'Lives scenario - input'!$F59=\"\"),\"\",H74/'Lives scenario - input'!$F59),\"\")","v":""},{"$f":"IFERROR(IF(OR(I74=\"\",'Lives scenario - input'!$F59=\"\"),\"\",I74/'Lives scenario - input'!$F59),\"\")","v":""},{"$f":"IFERROR(IF(OR(J74=\"\",'Lives scenario - input'!$F59=\"\"),\"\",J74/'Lives scenario - input'!$F59),\"\")","v":""},{"$f":"IFERROR(IF(OR(K74=\"\",'Lives scenario - input'!$F59=\"\"),\"\",K74/'Lives scenario - input'!$F59),\"\")","v":""},{"$f":"IFERROR(IF(OR(L74=\"\",'Lives scenario - input'!$F59=\"\"),\"\",L74/'Lives scenario - input'!$F59),\"\")","v":""},{"$f":"IFERROR(IF(OR(M74=\"\",'Lives scenario - input'!$F59=\"\"),\"\",M74/'Lives scenario - input'!$F59),\"\")","v":""},{"$f":"IFERROR(IF(OR(N74=\"\",'Lives scenario - input'!$F59=\"\"),\"\",N74/'Lives scenario - input'!$F59),\"\")","v":""},{"$f":"IFERROR(IF(OR(O74=\"\",'Lives scenario - input'!$F59=\"\"),\"\",O74/'Lives scenario - input'!$F59),\"\")","v":""},{"$f":"IFERROR(IF(OR(P74=\"\",'Lives scenario - input'!$F59=\"\"),\"\",P74/'Lives scenario - input'!$F59),\"\")","v":""},{"$f":"IFERROR(IF(OR(Q74=\"\",'Lives scenario - input'!$F59=\"\"),\"\",Q74/'Lives scenario - input'!$F59),\"\")","v":""},{"$f":"IFERROR(IF(OR(R74=\"\",'Lives scenario - input'!$F59=\"\"),\"\",R74/'Lives scenario - input'!$F59),\"\")","v":""},{"$f":"IFERROR(IF(OR(S74=\"\",'Lives scenario - input'!$F59=\"\"),\"\",S74/'Lives scenario - input'!$F59),\"\")","v":""},{"$f":"IFERROR(IF(OR(T74=\"\",'Lives scenario - input'!$F59=\"\"),\"\",T74/'Lives scenario - input'!$F59),\"\")","v":""},{"$f":"IFERROR(IF(OR(U74=\"\",'Lives scenario - input'!$F59=\"\"),\"\",U74/'Lives scenario - input'!$F59),\"\")","v":""},{"$f":"IFERROR(IF(OR(V74=\"\",'Lives scenario - input'!$F59=\"\"),\"\",V74/'Lives scenario - input'!$F59),\"\")","v":""},{"$f":"IFERROR(IF(OR(W74=\"\",'Lives scenario - input'!$F59=\"\"),\"\",W74/'Lives scenario - input'!$F59),\"\")","v":""}]
[{"$f":"IFERROR('Lives scenario - input'!A60,\"\")","v":""},{"$f":"IFERROR('Lives scenario - input'!B60,\"\")","v":""},{"$f":"IFERROR('Lives scenario - input'!C60,\"\")","v":""},{"$f":"IFERROR(repcalc('Lives scenario - input'!$CX60:$GJ60,'Lives scenario - input'!$I60,'Lives scenario - input'!$G60,'Lives scenario - input'!$H60,20,TRUE,TRUE),\"\")","v":""},"","","","","","","","","","","","","","","","","","","",{"$f":"IFERROR(IF(OR(D75=\"\",'Lives scenario - input'!$F60=\"\"),\"\",D75/'Lives scenario - input'!$F60),\"\")","v":""},{"$f":"IFERROR(IF(OR(E75=\"\",'Lives scenario - input'!$F60=\"\"),\"\",E75/'Lives scenario - input'!$F60),\"\")","v":""},{"$f":"IFERROR(IF(OR(F75=\"\",'Lives scenario - input'!$F60=\"\"),\"\",F75/'Lives scenario - input'!$F60),\"\")","v":""},{"$f":"IFERROR(IF(OR(G75=\"\",'Lives scenario - input'!$F60=\"\"),\"\",G75/'Lives scenario - input'!$F60),\"\")","v":""},{"$f":"IFERROR(IF(OR(H75=\"\",'Lives scenario - input'!$F60=\"\"),\"\",H75/'Lives scenario - input'!$F60),\"\")","v":""},{"$f":"IFERROR(IF(OR(I75=\"\",'Lives scenario - input'!$F60=\"\"),\"\",I75/'Lives scenario - input'!$F60),\"\")","v":""},{"$f":"IFERROR(IF(OR(J75=\"\",'Lives scenario - input'!$F60=\"\"),\"\",J75/'Lives scenario - input'!$F60),\"\")","v":""},{"$f":"IFERROR(IF(OR(K75=\"\",'Lives scenario - input'!$F60=\"\"),\"\",K75/'Lives scenario - input'!$F60),\"\")","v":""},{"$f":"IFERROR(IF(OR(L75=\"\",'Lives scenario - input'!$F60=\"\"),\"\",L75/'Lives scenario - input'!$F60),\"\")","v":""},{"$f":"IFERROR(IF(OR(M75=\"\",'Lives scenario - input'!$F60=\"\"),\"\",M75/'Lives scenario - input'!$F60),\"\")","v":""},{"$f":"IFERROR(IF(OR(N75=\"\",'Lives scenario - input'!$F60=\"\"),\"\",N75/'Lives scenario - input'!$F60),\"\")","v":""},{"$f":"IFERROR(IF(OR(O75=\"\",'Lives scenario - input'!$F60=\"\"),\"\",O75/'Lives scenario - input'!$F60),\"\")","v":""},{"$f":"IFERROR(IF(OR(P75=\"\",'Lives scenario - input'!$F60=\"\"),\"\",P75/'Lives scenario - input'!$F60),\"\")","v":""},{"$f":"IFERROR(IF(OR(Q75=\"\",'Lives scenario - input'!$F60=\"\"),\"\",Q75/'Lives scenario - input'!$F60),\"\")","v":""},{"$f":"IFERROR(IF(OR(R75=\"\",'Lives scenario - input'!$F60=\"\"),\"\",R75/'Lives scenario - input'!$F60),\"\")","v":""},{"$f":"IFERROR(IF(OR(S75=\"\",'Lives scenario - input'!$F60=\"\"),\"\",S75/'Lives scenario - input'!$F60),\"\")","v":""},{"$f":"IFERROR(IF(OR(T75=\"\",'Lives scenario - input'!$F60=\"\"),\"\",T75/'Lives scenario - input'!$F60),\"\")","v":""},{"$f":"IFERROR(IF(OR(U75=\"\",'Lives scenario - input'!$F60=\"\"),\"\",U75/'Lives scenario - input'!$F60),\"\")","v":""},{"$f":"IFERROR(IF(OR(V75=\"\",'Lives scenario - input'!$F60=\"\"),\"\",V75/'Lives scenario - input'!$F60),\"\")","v":""},{"$f":"IFERROR(IF(OR(W75=\"\",'Lives scenario - input'!$F60=\"\"),\"\",W75/'Lives scenario - input'!$F60),\"\")","v":""}]
[{"$f":"IFERROR('Lives scenario - input'!A61,\"\")","v":""},{"$f":"IFERROR('Lives scenario - input'!B61,\"\")","v":""},{"$f":"IFERROR('Lives scenario - input'!C61,\"\")","v":""},{"$f":"IFERROR(repcalc('Lives scenario - input'!$CX61:$GJ61,'Lives scenario - input'!$I61,'Lives scenario - input'!$G61,'Lives scenario - input'!$H61,20,TRUE,TRUE),\"\")","v":""},"","","","","","","","","","","","","","","","","","","",{"$f":"IFERROR(IF(OR(D76=\"\",'Lives scenario - input'!$F61=\"\"),\"\",D76/'Lives scenario - input'!$F61),\"\")","v":""},{"$f":"IFERROR(IF(OR(E76=\"\",'Lives scenario - input'!$F61=\"\"),\"\",E76/'Lives scenario - input'!$F61),\"\")","v":""},{"$f":"IFERROR(IF(OR(F76=\"\",'Lives scenario - input'!$F61=\"\"),\"\",F76/'Lives scenario - input'!$F61),\"\")","v":""},{"$f":"IFERROR(IF(OR(G76=\"\",'Lives scenario - input'!$F61=\"\"),\"\",G76/'Lives scenario - input'!$F61),\"\")","v":""},{"$f":"IFERROR(IF(OR(H76=\"\",'Lives scenario - input'!$F61=\"\"),\"\",H76/'Lives scenario - input'!$F61),\"\")","v":""},{"$f":"IFERROR(IF(OR(I76=\"\",'Lives scenario - input'!$F61=\"\"),\"\",I76/'Lives scenario - input'!$F61),\"\")","v":""},{"$f":"IFERROR(IF(OR(J76=\"\",'Lives scenario - input'!$F61=\"\"),\"\",J76/'Lives scenario - input'!$F61),\"\")","v":""},{"$f":"IFERROR(IF(OR(K76=\"\",'Lives scenario - input'!$F61=\"\"),\"\",K76/'Lives scenario - input'!$F61),\"\")","v":""},{"$f":"IFERROR(IF(OR(L76=\"\",'Lives scenario - input'!$F61=\"\"),\"\",L76/'Lives scenario - input'!$F61),\"\")","v":""},{"$f":"IFERROR(IF(OR(M76=\"\",'Lives scenario - input'!$F61=\"\"),\"\",M76/'Lives scenario - input'!$F61),\"\")","v":""},{"$f":"IFERROR(IF(OR(N76=\"\",'Lives scenario - input'!$F61=\"\"),\"\",N76/'Lives scenario - input'!$F61),\"\")","v":""},{"$f":"IFERROR(IF(OR(O76=\"\",'Lives scenario - input'!$F61=\"\"),\"\",O76/'Lives scenario - input'!$F61),\"\")","v":""},{"$f":"IFERROR(IF(OR(P76=\"\",'Lives scenario - input'!$F61=\"\"),\"\",P76/'Lives scenario - input'!$F61),\"\")","v":""},{"$f":"IFERROR(IF(OR(Q76=\"\",'Lives scenario - input'!$F61=\"\"),\"\",Q76/'Lives scenario - input'!$F61),\"\")","v":""},{"$f":"IFERROR(IF(OR(R76=\"\",'Lives scenario - input'!$F61=\"\"),\"\",R76/'Lives scenario - input'!$F61),\"\")","v":""},{"$f":"IFERROR(IF(OR(S76=\"\",'Lives scenario - input'!$F61=\"\"),\"\",S76/'Lives scenario - input'!$F61),\"\")","v":""},{"$f":"IFERROR(IF(OR(T76=\"\",'Lives scenario - input'!$F61=\"\"),\"\",T76/'Lives scenario - input'!$F61),\"\")","v":""},{"$f":"IFERROR(IF(OR(U76=\"\",'Lives scenario - input'!$F61=\"\"),\"\",U76/'Lives scenario - input'!$F61),\"\")","v":""},{"$f":"IFERROR(IF(OR(V76=\"\",'Lives scenario - input'!$F61=\"\"),\"\",V76/'Lives scenario - input'!$F61),\"\")","v":""},{"$f":"IFERROR(IF(OR(W76=\"\",'Lives scenario - input'!$F61=\"\"),\"\",W76/'Lives scenario - input'!$F61),\"\")","v":""}]
[{"$f":"IFERROR('Lives scenario - input'!A62,\"\")","v":""},{"$f":"IFERROR('Lives scenario - input'!B62,\"\")","v":""},{"$f":"IFERROR('Lives scenario - input'!C62,\"\")","v":""},{"$f":"IFERROR(repcalc('Lives scenario - input'!$CX62:$GJ62,'Lives scenario - input'!$I62,'Lives scenario - input'!$G62,'Lives scenario - input'!$H62,20,TRUE,TRUE),\"\")","v":""},"","","","","","","","","","","","","","","","","","","",{"$f":"IFERROR(IF(OR(D77=\"\",'Lives scenario - input'!$F62=\"\"),\"\",D77/'Lives scenario - input'!$F62),\"\")","v":""},{"$f":"IFERROR(IF(OR(E77=\"\",'Lives scenario - input'!$F62=\"\"),\"\",E77/'Lives scenario - input'!$F62),\"\")","v":""},{"$f":"IFERROR(IF(OR(F77=\"\",'Lives scenario - input'!$F62=\"\"),\"\",F77/'Lives scenario - input'!$F62),\"\")","v":""},{"$f":"IFERROR(IF(OR(G77=\"\",'Lives scenario - input'!$F62=\"\"),\"\",G77/'Lives scenario - input'!$F62),\"\")","v":""},{"$f":"IFERROR(IF(OR(H77=\"\",'Lives scenario - input'!$F62=\"\"),\"\",H77/'Lives scenario - input'!$F62),\"\")","v":""},{"$f":"IFERROR(IF(OR(I77=\"\",'Lives scenario - input'!$F62=\"\"),\"\",I77/'Lives scenario - input'!$F62),\"\")","v":""},{"$f":"IFERROR(IF(OR(J77=\"\",'Lives scenario - input'!$F62=\"\"),\"\",J77/'Lives scenario - input'!$F62),\"\")","v":""},{"$f":"IFERROR(IF(OR(K77=\"\",'Lives scenario - input'!$F62=\"\"),\"\",K77/'Lives scenario - input'!$F62),\"\")","v":""},{"$f":"IFERROR(IF(OR(L77=\"\",'Lives scenario - input'!$F62=\"\"),\"\",L77/'Lives scenario - input'!$F62),\"\")","v":""},{"$f":"IFERROR(IF(OR(M77=\"\",'Lives scenario - input'!$F62=\"\"),\"\",M77/'Lives scenario - input'!$F62),\"\")","v":""},{"$f":"IFERROR(IF(OR(N77=\"\",'Lives scenario - input'!$F62=\"\"),\"\",N77/'Lives scenario - input'!$F62),\"\")","v":""},{"$f":"IFERROR(IF(OR(O77=\"\",'Lives scenario - input'!$F62=\"\"),\"\",O77/'Lives scenario - input'!$F62),\"\")","v":""},{"$f":"IFERROR(IF(OR(P77=\"\",'Lives scenario - input'!$F62=\"\"),\"\",P77/'Lives scenario - input'!$F62),\"\")","v":""},{"$f":"IFERROR(IF(OR(Q77=\"\",'Lives scenario - input'!$F62=\"\"),\"\",Q77/'Lives scenario - input'!$F62),\"\")","v":""},{"$f":"IFERROR(IF(OR(R77=\"\",'Lives scenario - input'!$F62=\"\"),\"\",R77/'Lives scenario - input'!$F62),\"\")","v":""},{"$f":"IFERROR(IF(OR(S77=\"\",'Lives scenario - input'!$F62=\"\"),\"\",S77/'Lives scenario - input'!$F62),\"\")","v":""},{"$f":"IFERROR(IF(OR(T77=\"\",'Lives scenario - input'!$F62=\"\"),\"\",T77/'Lives scenario - input'!$F62),\"\")","v":""},{"$f":"IFERROR(IF(OR(U77=\"\",'Lives scenario - input'!$F62=\"\"),\"\",U77/'Lives scenario - input'!$F62),\"\")","v":""},{"$f":"IFERROR(IF(OR(V77=\"\",'Lives scenario - input'!$F62=\"\"),\"\",V77/'Lives scenario - input'!$F62),\"\")","v":""},{"$f":"IFERROR(IF(OR(W77=\"\",'Lives scenario - input'!$F62=\"\"),\"\",W77/'Lives scenario - input'!$F62),\"\")","v":""}]
[{"$f":"IFERROR('Lives scenario - input'!A63,\"\")","v":""},{"$f":"IFERROR('Lives scenario - input'!B63,\"\")","v":""},{"$f":"IFERROR('Lives scenario - input'!C63,\"\")","v":""},{"$f":"IFERROR(repcalc('Lives scenario - input'!$CX63:$GJ63,'Lives scenario - input'!$I63,'Lives scenario - input'!$G63,'Lives scenario - input'!$H63,20,TRUE,TRUE),\"\")","v":""},"","","","","","","","","","","","","","","","","","","",{"$f":"IFERROR(IF(OR(D78=\"\",'Lives scenario - input'!$F63=\"\"),\"\",D78/'Lives scenario - input'!$F63),\"\")","v":""},{"$f":"IFERROR(IF(OR(E78=\"\",'Lives scenario - input'!$F63=\"\"),\"\",E78/'Lives scenario - input'!$F63),\"\")","v":""},{"$f":"IFERROR(IF(OR(F78=\"\",'Lives scenario - input'!$F63=\"\"),\"\",F78/'Lives scenario - input'!$F63),\"\")","v":""},{"$f":"IFERROR(IF(OR(G78=\"\",'Lives scenario - input'!$F63=\"\"),\"\",G78/'Lives scenario - input'!$F63),\"\")","v":""},{"$f":"IFERROR(IF(OR(H78=\"\",'Lives scenario - input'!$F63=\"\"),\"\",H78/'Lives scenario - input'!$F63),\"\")","v":""},{"$f":"IFERROR(IF(OR(I78=\"\",'Lives scenario - input'!$F63=\"\"),\"\",I78/'Lives scenario - input'!$F63),\"\")","v":""},{"$f":"IFERROR(IF(OR(J78=\"\",'Lives scenario - input'!$F63=\"\"),\"\",J78/'Lives scenario - input'!$F63),\"\")","v":""},{"$f":"IFERROR(IF(OR(K78=\"\",'Lives scenario - input'!$F63=\"\"),\"\",K78/'Lives scenario - input'!$F63),\"\")","v":""},{"$f":"IFERROR(IF(OR(L78=\"\",'Lives scenario - input'!$F63=\"\"),\"\",L78/'Lives scenario - input'!$F63),\"\")","v":""},{"$f":"IFERROR(IF(OR(M78=\"\",'Lives scenario - input'!$F63=\"\"),\"\",M78/'Lives scenario - input'!$F63),\"\")","v":""},{"$f":"IFERROR(IF(OR(N78=\"\",'Lives scenario - input'!$F63=\"\"),\"\",N78/'Lives scenario - input'!$F63),\"\")","v":""},{"$f":"IFERROR(IF(OR(O78=\"\",'Lives scenario - input'!$F63=\"\"),\"\",O78/'Lives scenario - input'!$F63),\"\")","v":""},{"$f":"IFERROR(IF(OR(P78=\"\",'Lives scenario - input'!$F63=\"\"),\"\",P78/'Lives scenario - input'!$F63),\"\")","v":""},{"$f":"IFERROR(IF(OR(Q78=\"\",'Lives scenario - input'!$F63=\"\"),\"\",Q78/'Lives scenario - input'!$F63),\"\")","v":""},{"$f":"IFERROR(IF(OR(R78=\"\",'Lives scenario - input'!$F63=\"\"),\"\",R78/'Lives scenario - input'!$F63),\"\")","v":""},{"$f":"IFERROR(IF(OR(S78=\"\",'Lives scenario - input'!$F63=\"\"),\"\",S78/'Lives scenario - input'!$F63),\"\")","v":""},{"$f":"IFERROR(IF(OR(T78=\"\",'Lives scenario - input'!$F63=\"\"),\"\",T78/'Lives scenario - input'!$F63),\"\")","v":""},{"$f":"IFERROR(IF(OR(U78=\"\",'Lives scenario - input'!$F63=\"\"),\"\",U78/'Lives scenario - input'!$F63),\"\")","v":""},{"$f":"IFERROR(IF(OR(V78=\"\",'Lives scenario - input'!$F63=\"\"),\"\",V78/'Lives scenario - input'!$F63),\"\")","v":""},{"$f":"IFERROR(IF(OR(W78=\"\",'Lives scenario - input'!$F63=\"\"),\"\",W78/'Lives scenario - input'!$F63),\"\")","v":""}]
[{"$f":"IFERROR('Lives scenario - input'!A64,\"\")","v":""},{"$f":"IFERROR('Lives scenario - input'!B64,\"\")","v":""},{"$f":"IFERROR('Lives scenario - input'!C64,\"\")","v":""},{"$f":"IFERROR(repcalc('Lives scenario - input'!$CX64:$GJ64,'Lives scenario - input'!$I64,'Lives scenario - input'!$G64,'Lives scenario - input'!$H64,20,TRUE,TRUE),\"\")","v":""},"","","","","","","","","","","","","","","","","","","",{"$f":"IFERROR(IF(OR(D79=\"\",'Lives scenario - input'!$F64=\"\"),\"\",D79/'Lives scenario - input'!$F64),\"\")","v":""},{"$f":"IFERROR(IF(OR(E79=\"\",'Lives scenario - input'!$F64=\"\"),\"\",E79/'Lives scenario - input'!$F64),\"\")","v":""},{"$f":"IFERROR(IF(OR(F79=\"\",'Lives scenario - input'!$F64=\"\"),\"\",F79/'Lives scenario - input'!$F64),\"\")","v":""},{"$f":"IFERROR(IF(OR(G79=\"\",'Lives scenario - input'!$F64=\"\"),\"\",G79/'Lives scenario - input'!$F64),\"\")","v":""},{"$f":"IFERROR(IF(OR(H79=\"\",'Lives scenario - input'!$F64=\"\"),\"\",H79/'Lives scenario - input'!$F64),\"\")","v":""},{"$f":"IFERROR(IF(OR(I79=\"\",'Lives scenario - input'!$F64=\"\"),\"\",I79/'Lives scenario - input'!$F64),\"\")","v":""},{"$f":"IFERROR(IF(OR(J79=\"\",'Lives scenario - input'!$F64=\"\"),\"\",J79/'Lives scenario - input'!$F64),\"\")","v":""},{"$f":"IFERROR(IF(OR(K79=\"\",'Lives scenario - input'!$F64=\"\"),\"\",K79/'Lives scenario - input'!$F64),\"\")","v":""},{"$f":"IFERROR(IF(OR(L79=\"\",'Lives scenario - input'!$F64=\"\"),\"\",L79/'Lives scenario - input'!$F64),\"\")","v":""},{"$f":"IFERROR(IF(OR(M79=\"\",'Lives scenario - input'!$F64=\"\"),\"\",M79/'Lives scenario - input'!$F64),\"\")","v":""},{"$f":"IFERROR(IF(OR(N79=\"\",'Lives scenario - input'!$F64=\"\"),\"\",N79/'Lives scenario - input'!$F64),\"\")","v":""},{"$f":"IFERROR(IF(OR(O79=\"\",'Lives scenario - input'!$F64=\"\"),\"\",O79/'Lives scenario - input'!$F64),\"\")","v":""},{"$f":"IFERROR(IF(OR(P79=\"\",'Lives scenario - input'!$F64=\"\"),\"\",P79/'Lives scenario - input'!$F64),\"\")","v":""},{"$f":"IFERROR(IF(OR(Q79=\"\",'Lives scenario - input'!$F64=\"\"),\"\",Q79/'Lives scenario - input'!$F64),\"\")","v":""},{"$f":"IFERROR(IF(OR(R79=\"\",'Lives scenario - input'!$F64=\"\"),\"\",R79/'Lives scenario - input'!$F64),\"\")","v":""},{"$f":"IFERROR(IF(OR(S79=\"\",'Lives scenario - input'!$F64=\"\"),\"\",S79/'Lives scenario - input'!$F64),\"\")","v":""},{"$f":"IFERROR(IF(OR(T79=\"\",'Lives scenario - input'!$F64=\"\"),\"\",T79/'Lives scenario - input'!$F64),\"\")","v":""},{"$f":"IFERROR(IF(OR(U79=\"\",'Lives scenario - input'!$F64=\"\"),\"\",U79/'Lives scenario - input'!$F64),\"\")","v":""},{"$f":"IFERROR(IF(OR(V79=\"\",'Lives scenario - input'!$F64=\"\"),\"\",V79/'Lives scenario - input'!$F64),\"\")","v":""},{"$f":"IFERROR(IF(OR(W79=\"\",'Lives scenario - input'!$F64=\"\"),\"\",W79/'Lives scenario - input'!$F64),\"\")","v":""}]
[{"$f":"IFERROR('Lives scenario - input'!A65,\"\")","v":""},{"$f":"IFERROR('Lives scenario - input'!B65,\"\")","v":""},{"$f":"IFERROR('Lives scenario - input'!C65,\"\")","v":""},{"$f":"IFERROR(repcalc('Lives scenario - input'!$CX65:$GJ65,'Lives scenario - input'!$I65,'Lives scenario - input'!$G65,'Lives scenario - input'!$H65,20,TRUE,TRUE),\"\")","v":""},"","","","","","","","","","","","","","","","","","","",{"$f":"IFERROR(IF(OR(D80=\"\",'Lives scenario - input'!$F65=\"\"),\"\",D80/'Lives scenario - input'!$F65),\"\")","v":""},{"$f":"IFERROR(IF(OR(E80=\"\",'Lives scenario - input'!$F65=\"\"),\"\",E80/'Lives scenario - input'!$F65),\"\")","v":""},{"$f":"IFERROR(IF(OR(F80=\"\",'Lives scenario - input'!$F65=\"\"),\"\",F80/'Lives scenario - input'!$F65),\"\")","v":""},{"$f":"IFERROR(IF(OR(G80=\"\",'Lives scenario - input'!$F65=\"\"),\"\",G80/'Lives scenario - input'!$F65),\"\")","v":""},{"$f":"IFERROR(IF(OR(H80=\"\",'Lives scenario - input'!$F65=\"\"),\"\",H80/'Lives scenario - input'!$F65),\"\")","v":""},{"$f":"IFERROR(IF(OR(I80=\"\",'Lives scenario - input'!$F65=\"\"),\"\",I80/'Lives scenario - input'!$F65),\"\")","v":""},{"$f":"IFERROR(IF(OR(J80=\"\",'Lives scenario - input'!$F65=\"\"),\"\",J80/'Lives scenario - input'!$F65),\"\")","v":""},{"$f":"IFERROR(IF(OR(K80=\"\",'Lives scenario - input'!$F65=\"\"),\"\",K80/'Lives scenario - input'!$F65),\"\")","v":""},{"$f":"IFERROR(IF(OR(L80=\"\",'Lives scenario - input'!$F65=\"\"),\"\",L80/'Lives scenario - input'!$F65),\"\")","v":""},{"$f":"IFERROR(IF(OR(M80=\"\",'Lives scenario - input'!$F65=\"\"),\"\",M80/'Lives scenario - input'!$F65),\"\")","v":""},{"$f":"IFERROR(IF(OR(N80=\"\",'Lives scenario - input'!$F65=\"\"),\"\",N80/'Lives scenario - input'!$F65),\"\")","v":""},{"$f":"IFERROR(IF(OR(O80=\"\",'Lives scenario - input'!$F65=\"\"),\"\",O80/'Lives scenario - input'!$F65),\"\")","v":""},{"$f":"IFERROR(IF(OR(P80=\"\",'Lives scenario - input'!$F65=\"\"),\"\",P80/'Lives scenario - input'!$F65),\"\")","v":""},{"$f":"IFERROR(IF(OR(Q80=\"\",'Lives scenario - input'!$F65=\"\"),\"\",Q80/'Lives scenario - input'!$F65),\"\")","v":""},{"$f":"IFERROR(IF(OR(R80=\"\",'Lives scenario - input'!$F65=\"\"),\"\",R80/'Lives scenario - input'!$F65),\"\")","v":""},{"$f":"IFERROR(IF(OR(S80=\"\",'Lives scenario - input'!$F65=\"\"),\"\",S80/'Lives scenario - input'!$F65),\"\")","v":""},{"$f":"IFERROR(IF(OR(T80=\"\",'Lives scenario - input'!$F65=\"\"),\"\",T80/'Lives scenario - input'!$F65),\"\")","v":""},{"$f":"IFERROR(IF(OR(U80=\"\",'Lives scenario - input'!$F65=\"\"),\"\",U80/'Lives scenario - input'!$F65),\"\")","v":""},{"$f":"IFERROR(IF(OR(V80=\"\",'Lives scenario - input'!$F65=\"\"),\"\",V80/'Lives scenario - input'!$F65),\"\")","v":""},{"$f":"IFERROR(IF(OR(W80=\"\",'Lives scenario - input'!$F65=\"\"),\"\",W80/'Lives scenario - input'!$F65),\"\")","v":""}]
[{"$f":"IFERROR('Lives scenario - input'!A66,\"\")","v":""},{"$f":"IFERROR('Lives scenario - input'!B66,\"\")","v":""},{"$f":"IFERROR('Lives scenario - input'!C66,\"\")","v":""},{"$f":"IFERROR(repcalc('Lives scenario - input'!$CX66:$GJ66,'Lives scenario - input'!$I66,'Lives scenario - input'!$G66,'Lives scenario - input'!$H66,20,TRUE,TRUE),\"\")","v":""},"","","","","","","","","","","","","","","","","","","",{"$f":"IFERROR(IF(OR(D81=\"\",'Lives scenario - input'!$F66=\"\"),\"\",D81/'Lives scenario - input'!$F66),\"\")","v":""},{"$f":"IFERROR(IF(OR(E81=\"\",'Lives scenario - input'!$F66=\"\"),\"\",E81/'Lives scenario - input'!$F66),\"\")","v":""},{"$f":"IFERROR(IF(OR(F81=\"\",'Lives scenario - input'!$F66=\"\"),\"\",F81/'Lives scenario - input'!$F66),\"\")","v":""},{"$f":"IFERROR(IF(OR(G81=\"\",'Lives scenario - input'!$F66=\"\"),\"\",G81/'Lives scenario - input'!$F66),\"\")","v":""},{"$f":"IFERROR(IF(OR(H81=\"\",'Lives scenario - input'!$F66=\"\"),\"\",H81/'Lives scenario - input'!$F66),\"\")","v":""},{"$f":"IFERROR(IF(OR(I81=\"\",'Lives scenario - input'!$F66=\"\"),\"\",I81/'Lives scenario - input'!$F66),\"\")","v":""},{"$f":"IFERROR(IF(OR(J81=\"\",'Lives scenario - input'!$F66=\"\"),\"\",J81/'Lives scenario - input'!$F66),\"\")","v":""},{"$f":"IFERROR(IF(OR(K81=\"\",'Lives scenario - input'!$F66=\"\"),\"\",K81/'Lives scenario - input'!$F66),\"\")","v":""},{"$f":"IFERROR(IF(OR(L81=\"\",'Lives scenario - input'!$F66=\"\"),\"\",L81/'Lives scenario - input'!$F66),\"\")","v":""},{"$f":"IFERROR(IF(OR(M81=\"\",'Lives scenario - input'!$F66=\"\"),\"\",M81/'Lives scenario - input'!$F66),\"\")","v":""},{"$f":"IFERROR(IF(OR(N81=\"\",'Lives scenario - input'!$F66=\"\"),\"\",N81/'Lives scenario - input'!$F66),\"\")","v":""},{"$f":"IFERROR(IF(OR(O81=\"\",'Lives scenario - input'!$F66=\"\"),\"\",O81/'Lives scenario - input'!$F66),\"\")","v":""},{"$f":"IFERROR(IF(OR(P81=\"\",'Lives scenario - input'!$F66=\"\"),\"\",P81/'Lives scenario - input'!$F66),\"\")","v":""},{"$f":"IFERROR(IF(OR(Q81=\"\",'Lives scenario - input'!$F66=\"\"),\"\",Q81/'Lives scenario - input'!$F66),\"\")","v":""},{"$f":"IFERROR(IF(OR(R81=\"\",'Lives scenario - input'!$F66=\"\"),\"\",R81/'Lives scenario - input'!$F66),\"\")","v":""},{"$f":"IFERROR(IF(OR(S81=\"\",'Lives scenario - input'!$F66=\"\"),\"\",S81/'Lives scenario - input'!$F66),\"\")","v":""},{"$f":"IFERROR(IF(OR(T81=\"\",'Lives scenario - input'!$F66=\"\"),\"\",T81/'Lives scenario - input'!$F66),\"\")","v":""},{"$f":"IFERROR(IF(OR(U81=\"\",'Lives scenario - input'!$F66=\"\"),\"\",U81/'Lives scenario - input'!$F66),\"\")","v":""},{"$f":"IFERROR(IF(OR(V81=\"\",'Lives scenario - input'!$F66=\"\"),\"\",V81/'Lives scenario - input'!$F66),\"\")","v":""},{"$f":"IFERROR(IF(OR(W81=\"\",'Lives scenario - input'!$F66=\"\"),\"\",W81/'Lives scenario - input'!$F66),\"\")","v":""}]
[{"$f":"IFERROR('Lives scenario - input'!A67,\"\")","v":""},{"$f":"IFERROR('Lives scenario - input'!B67,\"\")","v":""},{"$f":"IFERROR('Lives scenario - input'!C67,\"\")","v":""},{"$f":"IFERROR(repcalc('Lives scenario - input'!$CX67:$GJ67,'Lives scenario - input'!$I67,'Lives scenario - input'!$G67,'Lives scenario - input'!$H67,20,TRUE,TRUE),\"\")","v":""},"","","","","","","","","","","","","","","","","","","",{"$f":"IFERROR(IF(OR(D82=\"\",'Lives scenario - input'!$F67=\"\"),\"\",D82/'Lives scenario - input'!$F67),\"\")","v":""},{"$f":"IFERROR(IF(OR(E82=\"\",'Lives scenario - input'!$F67=\"\"),\"\",E82/'Lives scenario - input'!$F67),\"\")","v":""},{"$f":"IFERROR(IF(OR(F82=\"\",'Lives scenario - input'!$F67=\"\"),\"\",F82/'Lives scenario - input'!$F67),\"\")","v":""},{"$f":"IFERROR(IF(OR(G82=\"\",'Lives scenario - input'!$F67=\"\"),\"\",G82/'Lives scenario - input'!$F67),\"\")","v":""},{"$f":"IFERROR(IF(OR(H82=\"\",'Lives scenario - input'!$F67=\"\"),\"\",H82/'Lives scenario - input'!$F67),\"\")","v":""},{"$f":"IFERROR(IF(OR(I82=\"\",'Lives scenario - input'!$F67=\"\"),\"\",I82/'Lives scenario - input'!$F67),\"\")","v":""},{"$f":"IFERROR(IF(OR(J82=\"\",'Lives scenario - input'!$F67=\"\"),\"\",J82/'Lives scenario - input'!$F67),\"\")","v":""},{"$f":"IFERROR(IF(OR(K82=\"\",'Lives scenario - input'!$F67=\"\"),\"\",K82/'Lives scenario - input'!$F67),\"\")","v":""},{"$f":"IFERROR(IF(OR(L82=\"\",'Lives scenario - input'!$F67=\"\"),\"\",L82/'Lives scenario - input'!$F67),\"\")","v":""},{"$f":"IFERROR(IF(OR(M82=\"\",'Lives scenario - input'!$F67=\"\"),\"\",M82/'Lives scenario - input'!$F67),\"\")","v":""},{"$f":"IFERROR(IF(OR(N82=\"\",'Lives scenario - input'!$F67=\"\"),\"\",N82/'Lives scenario - input'!$F67),\"\")","v":""},{"$f":"IFERROR(IF(OR(O82=\"\",'Lives scenario - input'!$F67=\"\"),\"\",O82/'Lives scenario - input'!$F67),\"\")","v":""},{"$f":"IFERROR(IF(OR(P82=\"\",'Lives scenario - input'!$F67=\"\"),\"\",P82/'Lives scenario - input'!$F67),\"\")","v":""},{"$f":"IFERROR(IF(OR(Q82=\"\",'Lives scenario - input'!$F67=\"\"),\"\",Q82/'Lives scenario - input'!$F67),\"\")","v":""},{"$f":"IFERROR(IF(OR(R82=\"\",'Lives scenario - input'!$F67=\"\"),\"\",R82/'Lives scenario - input'!$F67),\"\")","v":""},{"$f":"IFERROR(IF(OR(S82=\"\",'Lives scenario - input'!$F67=\"\"),\"\",S82/'Lives scenario - input'!$F67),\"\")","v":""},{"$f":"IFERROR(IF(OR(T82=\"\",'Lives scenario - input'!$F67=\"\"),\"\",T82/'Lives scenario - input'!$F67),\"\")","v":""},{"$f":"IFERROR(IF(OR(U82=\"\",'Lives scenario - input'!$F67=\"\"),\"\",U82/'Lives scenario - input'!$F67),\"\")","v":""},{"$f":"IFERROR(IF(OR(V82=\"\",'Lives scenario - input'!$F67=\"\"),\"\",V82/'Lives scenario - input'!$F67),\"\")","v":""},{"$f":"IFERROR(IF(OR(W82=\"\",'Lives scenario - input'!$F67=\"\"),\"\",W82/'Lives scenario - input'!$F67),\"\")","v":""}]
[{"$f":"IFERROR('Lives scenario - input'!A68,\"\")","v":""},{"$f":"IFERROR('Lives scenario - input'!B68,\"\")","v":""},{"$f":"IFERROR('Lives scenario - input'!C68,\"\")","v":""},{"$f":"IFERROR(repcalc('Lives scenario - input'!$CX68:$GJ68,'Lives scenario - input'!$I68,'Lives scenario - input'!$G68,'Lives scenario - input'!$H68,20,TRUE,TRUE),\"\")","v":""},"","","","","","","","","","","","","","","","","","","",{"$f":"IFERROR(IF(OR(D83=\"\",'Lives scenario - input'!$F68=\"\"),\"\",D83/'Lives scenario - input'!$F68),\"\")","v":""},{"$f":"IFERROR(IF(OR(E83=\"\",'Lives scenario - input'!$F68=\"\"),\"\",E83/'Lives scenario - input'!$F68),\"\")","v":""},{"$f":"IFERROR(IF(OR(F83=\"\",'Lives scenario - input'!$F68=\"\"),\"\",F83/'Lives scenario - input'!$F68),\"\")","v":""},{"$f":"IFERROR(IF(OR(G83=\"\",'Lives scenario - input'!$F68=\"\"),\"\",G83/'Lives scenario - input'!$F68),\"\")","v":""},{"$f":"IFERROR(IF(OR(H83=\"\",'Lives scenario - input'!$F68=\"\"),\"\",H83/'Lives scenario - input'!$F68),\"\")","v":""},{"$f":"IFERROR(IF(OR(I83=\"\",'Lives scenario - input'!$F68=\"\"),\"\",I83/'Lives scenario - input'!$F68),\"\")","v":""},{"$f":"IFERROR(IF(OR(J83=\"\",'Lives scenario - input'!$F68=\"\"),\"\",J83/'Lives scenario - input'!$F68),\"\")","v":""},{"$f":"IFERROR(IF(OR(K83=\"\",'Lives scenario - input'!$F68=\"\"),\"\",K83/'Lives scenario - input'!$F68),\"\")","v":""},{"$f":"IFERROR(IF(OR(L83=\"\",'Lives scenario - input'!$F68=\"\"),\"\",L83/'Lives scenario - input'!$F68),\"\")","v":""},{"$f":"IFERROR(IF(OR(M83=\"\",'Lives scenario - input'!$F68=\"\"),\"\",M83/'Lives scenario - input'!$F68),\"\")","v":""},{"$f":"IFERROR(IF(OR(N83=\"\",'Lives scenario - input'!$F68=\"\"),\"\",N83/'Lives scenario - input'!$F68),\"\")","v":""},{"$f":"IFERROR(IF(OR(O83=\"\",'Lives scenario - input'!$F68=\"\"),\"\",O83/'Lives scenario - input'!$F68),\"\")","v":""},{"$f":"IFERROR(IF(OR(P83=\"\",'Lives scenario - input'!$F68=\"\"),\"\",P83/'Lives scenario - input'!$F68),\"\")","v":""},{"$f":"IFERROR(IF(OR(Q83=\"\",'Lives scenario - input'!$F68=\"\"),\"\",Q83/'Lives scenario - input'!$F68),\"\")","v":""},{"$f":"IFERROR(IF(OR(R83=\"\",'Lives scenario - input'!$F68=\"\"),\"\",R83/'Lives scenario - input'!$F68),\"\")","v":""},{"$f":"IFERROR(IF(OR(S83=\"\",'Lives scenario - input'!$F68=\"\"),\"\",S83/'Lives scenario - input'!$F68),\"\")","v":""},{"$f":"IFERROR(IF(OR(T83=\"\",'Lives scenario - input'!$F68=\"\"),\"\",T83/'Lives scenario - input'!$F68),\"\")","v":""},{"$f":"IFERROR(IF(OR(U83=\"\",'Lives scenario - input'!$F68=\"\"),\"\",U83/'Lives scenario - input'!$F68),\"\")","v":""},{"$f":"IFERROR(IF(OR(V83=\"\",'Lives scenario - input'!$F68=\"\"),\"\",V83/'Lives scenario - input'!$F68),\"\")","v":""},{"$f":"IFERROR(IF(OR(W83=\"\",'Lives scenario - input'!$F68=\"\"),\"\",W83/'Lives scenario - input'!$F68),\"\")","v":""}]
[{"$f":"IFERROR('Lives scenario - input'!A69,\"\")","v":""},{"$f":"IFERROR('Lives scenario - input'!B69,\"\")","v":""},{"$f":"IFERROR('Lives scenario - input'!C69,\"\")","v":""},{"$f":"IFERROR(repcalc('Lives scenario - input'!$CX69:$GJ69,'Lives scenario - input'!$I69,'Lives scenario - input'!$G69,'Lives scenario - input'!$H69,20,TRUE,TRUE),\"\")","v":""},"","","","","","","","","","","","","","","","","","","",{"$f":"IFERROR(IF(OR(D84=\"\",'Lives scenario - input'!$F69=\"\"),\"\",D84/'Lives scenario - input'!$F69),\"\")","v":""},{"$f":"IFERROR(IF(OR(E84=\"\",'Lives scenario - input'!$F69=\"\"),\"\",E84/'Lives scenario - input'!$F69),\"\")","v":""},{"$f":"IFERROR(IF(OR(F84=\"\",'Lives scenario - input'!$F69=\"\"),\"\",F84/'Lives scenario - input'!$F69),\"\")","v":""},{"$f":"IFERROR(IF(OR(G84=\"\",'Lives scenario - input'!$F69=\"\"),\"\",G84/'Lives scenario - input'!$F69),\"\")","v":""},{"$f":"IFERROR(IF(OR(H84=\"\",'Lives scenario - input'!$F69=\"\"),\"\",H84/'Lives scenario - input'!$F69),\"\")","v":""},{"$f":"IFERROR(IF(OR(I84=\"\",'Lives scenario - input'!$F69=\"\"),\"\",I84/'Lives scenario - input'!$F69),\"\")","v":""},{"$f":"IFERROR(IF(OR(J84=\"\",'Lives scenario - input'!$F69=\"\"),\"\",J84/'Lives scenario - input'!$F69),\"\")","v":""},{"$f":"IFERROR(IF(OR(K84=\"\",'Lives scenario - input'!$F69=\"\"),\"\",K84/'Lives scenario - input'!$F69),\"\")","v":""},{"$f":"IFERROR(IF(OR(L84=\"\",'Lives scenario - input'!$F69=\"\"),\"\",L84/'Lives scenario - input'!$F69),\"\")","v":""},{"$f":"IFERROR(IF(OR(M84=\"\",'Lives scenario - input'!$F69=\"\"),\"\",M84/'Lives scenario - input'!$F69),\"\")","v":""},{"$f":"IFERROR(IF(OR(N84=\"\",'Lives scenario - input'!$F69=\"\"),\"\",N84/'Lives scenario - input'!$F69),\"\")","v":""},{"$f":"IFERROR(IF(OR(O84=\"\",'Lives scenario - input'!$F69=\"\"),\"\",O84/'Lives scenario - input'!$F69),\"\")","v":""},{"$f":"IFERROR(IF(OR(P84=\"\",'Lives scenario - input'!$F69=\"\"),\"\",P84/'Lives scenario - input'!$F69),\"\")","v":""},{"$f":"IFERROR(IF(OR(Q84=\"\",'Lives scenario - input'!$F69=\"\"),\"\",Q84/'Lives scenario - input'!$F69),\"\")","v":""},{"$f":"IFERROR(IF(OR(R84=\"\",'Lives scenario - input'!$F69=\"\"),\"\",R84/'Lives scenario - input'!$F69),\"\")","v":""},{"$f":"IFERROR(IF(OR(S84=\"\",'Lives scenario - input'!$F69=\"\"),\"\",S84/'Lives scenario - input'!$F69),\"\")","v":""},{"$f":"IFERROR(IF(OR(T84=\"\",'Lives scenario - input'!$F69=\"\"),\"\",T84/'Lives scenario - input'!$F69),\"\")","v":""},{"$f":"IFERROR(IF(OR(U84=\"\",'Lives scenario - input'!$F69=\"\"),\"\",U84/'Lives scenario - input'!$F69),\"\")","v":""},{"$f":"IFERROR(IF(OR(V84=\"\",'Lives scenario - input'!$F69=\"\"),\"\",V84/'Lives scenario - input'!$F69),\"\")","v":""},{"$f":"IFERROR(IF(OR(W84=\"\",'Lives scenario - input'!$F69=\"\"),\"\",W84/'Lives scenario - input'!$F69),\"\")","v":""}]
[{"$f":"IFERROR('Lives scenario - input'!A70,\"\")","v":""},{"$f":"IFERROR('Lives scenario - input'!B70,\"\")","v":""},{"$f":"IFERROR('Lives scenario - input'!C70,\"\")","v":""},{"$f":"IFERROR(repcalc('Lives scenario - input'!$CX70:$GJ70,'Lives scenario - input'!$I70,'Lives scenario - input'!$G70,'Lives scenario - input'!$H70,20,TRUE,TRUE),\"\")","v":""},"","","","","","","","","","","","","","","","","","","",{"$f":"IFERROR(IF(OR(D85=\"\",'Lives scenario - input'!$F70=\"\"),\"\",D85/'Lives scenario - input'!$F70),\"\")","v":""},{"$f":"IFERROR(IF(OR(E85=\"\",'Lives scenario - input'!$F70=\"\"),\"\",E85/'Lives scenario - input'!$F70),\"\")","v":""},{"$f":"IFERROR(IF(OR(F85=\"\",'Lives scenario - input'!$F70=\"\"),\"\",F85/'Lives scenario - input'!$F70),\"\")","v":""},{"$f":"IFERROR(IF(OR(G85=\"\",'Lives scenario - input'!$F70=\"\"),\"\",G85/'Lives scenario - input'!$F70),\"\")","v":""},{"$f":"IFERROR(IF(OR(H85=\"\",'Lives scenario - input'!$F70=\"\"),\"\",H85/'Lives scenario - input'!$F70),\"\")","v":""},{"$f":"IFERROR(IF(OR(I85=\"\",'Lives scenario - input'!$F70=\"\"),\"\",I85/'Lives scenario - input'!$F70),\"\")","v":""},{"$f":"IFERROR(IF(OR(J85=\"\",'Lives scenario - input'!$F70=\"\"),\"\",J85/'Lives scenario - input'!$F70),\"\")","v":""},{"$f":"IFERROR(IF(OR(K85=\"\",'Lives scenario - input'!$F70=\"\"),\"\",K85/'Lives scenario - input'!$F70),\"\")","v":""},{"$f":"IFERROR(IF(OR(L85=\"\",'Lives scenario - input'!$F70=\"\"),\"\",L85/'Lives scenario - input'!$F70),\"\")","v":""},{"$f":"IFERROR(IF(OR(M85=\"\",'Lives scenario - input'!$F70=\"\"),\"\",M85/'Lives scenario - input'!$F70),\"\")","v":""},{"$f":"IFERROR(IF(OR(N85=\"\",'Lives scenario - input'!$F70=\"\"),\"\",N85/'Lives scenario - input'!$F70),\"\")","v":""},{"$f":"IFERROR(IF(OR(O85=\"\",'Lives scenario - input'!$F70=\"\"),\"\",O85/'Lives scenario - input'!$F70),\"\")","v":""},{"$f":"IFERROR(IF(OR(P85=\"\",'Lives scenario - input'!$F70=\"\"),\"\",P85/'Lives scenario - input'!$F70),\"\")","v":""},{"$f":"IFERROR(IF(OR(Q85=\"\",'Lives scenario - input'!$F70=\"\"),\"\",Q85/'Lives scenario - input'!$F70),\"\")","v":""},{"$f":"IFERROR(IF(OR(R85=\"\",'Lives scenario - input'!$F70=\"\"),\"\",R85/'Lives scenario - input'!$F70),\"\")","v":""},{"$f":"IFERROR(IF(OR(S85=\"\",'Lives scenario - input'!$F70=\"\"),\"\",S85/'Lives scenario - input'!$F70),\"\")","v":""},{"$f":"IFERROR(IF(OR(T85=\"\",'Lives scenario - input'!$F70=\"\"),\"\",T85/'Lives scenario - input'!$F70),\"\")","v":""},{"$f":"IFERROR(IF(OR(U85=\"\",'Lives scenario - input'!$F70=\"\"),\"\",U85/'Lives scenario - input'!$F70),\"\")","v":""},{"$f":"IFERROR(IF(OR(V85=\"\",'Lives scenario - input'!$F70=\"\"),\"\",V85/'Lives scenario - input'!$F70),\"\")","v":""},{"$f":"IFERROR(IF(OR(W85=\"\",'Lives scenario - input'!$F70=\"\"),\"\",W85/'Lives scenario - input'!$F70),\"\")","v":""}]
[{"$f":"IFERROR('Lives scenario - input'!A71,\"\")","v":""},{"$f":"IFERROR('Lives scenario - input'!B71,\"\")","v":""},{"$f":"IFERROR('Lives scenario - input'!C71,\"\")","v":""},{"$f":"IFERROR(repcalc('Lives scenario - input'!$CX71:$GJ71,'Lives scenario - input'!$I71,'Lives scenario - input'!$G71,'Lives scenario - input'!$H71,20,TRUE,TRUE),\"\")","v":""},"","","","","","","","","","","","","","","","","","","",{"$f":"IFERROR(IF(OR(D86=\"\",'Lives scenario - input'!$F71=\"\"),\"\",D86/'Lives scenario - input'!$F71),\"\")","v":""},{"$f":"IFERROR(IF(OR(E86=\"\",'Lives scenario - input'!$F71=\"\"),\"\",E86/'Lives scenario - input'!$F71),\"\")","v":""},{"$f":"IFERROR(IF(OR(F86=\"\",'Lives scenario - input'!$F71=\"\"),\"\",F86/'Lives scenario - input'!$F71),\"\")","v":""},{"$f":"IFERROR(IF(OR(G86=\"\",'Lives scenario - input'!$F71=\"\"),\"\",G86/'Lives scenario - input'!$F71),\"\")","v":""},{"$f":"IFERROR(IF(OR(H86=\"\",'Lives scenario - input'!$F71=\"\"),\"\",H86/'Lives scenario - input'!$F71),\"\")","v":""},{"$f":"IFERROR(IF(OR(I86=\"\",'Lives scenario - input'!$F71=\"\"),\"\",I86/'Lives scenario - input'!$F71),\"\")","v":""},{"$f":"IFERROR(IF(OR(J86=\"\",'Lives scenario - input'!$F71=\"\"),\"\",J86/'Lives scenario - input'!$F71),\"\")","v":""},{"$f":"IFERROR(IF(OR(K86=\"\",'Lives scenario - input'!$F71=\"\"),\"\",K86/'Lives scenario - input'!$F71),\"\")","v":""},{"$f":"IFERROR(IF(OR(L86=\"\",'Lives scenario - input'!$F71=\"\"),\"\",L86/'Lives scenario - input'!$F71),\"\")","v":""},{"$f":"IFERROR(IF(OR(M86=\"\",'Lives scenario - input'!$F71=\"\"),\"\",M86/'Lives scenario - input'!$F71),\"\")","v":""},{"$f":"IFERROR(IF(OR(N86=\"\",'Lives scenario - input'!$F71=\"\"),\"\",N86/'Lives scenario - input'!$F71),\"\")","v":""},{"$f":"IFERROR(IF(OR(O86=\"\",'Lives scenario - input'!$F71=\"\"),\"\",O86/'Lives scenario - input'!$F71),\"\")","v":""},{"$f":"IFERROR(IF(OR(P86=\"\",'Lives scenario - input'!$F71=\"\"),\"\",P86/'Lives scenario - input'!$F71),\"\")","v":""},{"$f":"IFERROR(IF(OR(Q86=\"\",'Lives scenario - input'!$F71=\"\"),\"\",Q86/'Lives scenario - input'!$F71),\"\")","v":""},{"$f":"IFERROR(IF(OR(R86=\"\",'Lives scenario - input'!$F71=\"\"),\"\",R86/'Lives scenario - input'!$F71),\"\")","v":""},{"$f":"IFERROR(IF(OR(S86=\"\",'Lives scenario - input'!$F71=\"\"),\"\",S86/'Lives scenario - input'!$F71),\"\")","v":""},{"$f":"IFERROR(IF(OR(T86=\"\",'Lives scenario - input'!$F71=\"\"),\"\",T86/'Lives scenario - input'!$F71),\"\")","v":""},{"$f":"IFERROR(IF(OR(U86=\"\",'Lives scenario - input'!$F71=\"\"),\"\",U86/'Lives scenario - input'!$F71),\"\")","v":""},{"$f":"IFERROR(IF(OR(V86=\"\",'Lives scenario - input'!$F71=\"\"),\"\",V86/'Lives scenario - input'!$F71),\"\")","v":""},{"$f":"IFERROR(IF(OR(W86=\"\",'Lives scenario - input'!$F71=\"\"),\"\",W86/'Lives scenario - input'!$F71),\"\")","v":""}]
[{"$f":"IFERROR('Lives scenario - input'!A72,\"\")","v":""},{"$f":"IFERROR('Lives scenario - input'!B72,\"\")","v":""},{"$f":"IFERROR('Lives scenario - input'!C72,\"\")","v":""},{"$f":"IFERROR(repcalc('Lives scenario - input'!$CX72:$GJ72,'Lives scenario - input'!$I72,'Lives scenario - input'!$G72,'Lives scenario - input'!$H72,20,TRUE,TRUE),\"\")","v":""},"","","","","","","","","","","","","","","","","","","",{"$f":"IFERROR(IF(OR(D87=\"\",'Lives scenario - input'!$F72=\"\"),\"\",D87/'Lives scenario - input'!$F72),\"\")","v":""},{"$f":"IFERROR(IF(OR(E87=\"\",'Lives scenario - input'!$F72=\"\"),\"\",E87/'Lives scenario - input'!$F72),\"\")","v":""},{"$f":"IFERROR(IF(OR(F87=\"\",'Lives scenario - input'!$F72=\"\"),\"\",F87/'Lives scenario - input'!$F72),\"\")","v":""},{"$f":"IFERROR(IF(OR(G87=\"\",'Lives scenario - input'!$F72=\"\"),\"\",G87/'Lives scenario - input'!$F72),\"\")","v":""},{"$f":"IFERROR(IF(OR(H87=\"\",'Lives scenario - input'!$F72=\"\"),\"\",H87/'Lives scenario - input'!$F72),\"\")","v":""},{"$f":"IFERROR(IF(OR(I87=\"\",'Lives scenario - input'!$F72=\"\"),\"\",I87/'Lives scenario - input'!$F72),\"\")","v":""},{"$f":"IFERROR(IF(OR(J87=\"\",'Lives scenario - input'!$F72=\"\"),\"\",J87/'Lives scenario - input'!$F72),\"\")","v":""},{"$f":"IFERROR(IF(OR(K87=\"\",'Lives scenario - input'!$F72=\"\"),\"\",K87/'Lives scenario - input'!$F72),\"\")","v":""},{"$f":"IFERROR(IF(OR(L87=\"\",'Lives scenario - input'!$F72=\"\"),\"\",L87/'Lives scenario - input'!$F72),\"\")","v":""},{"$f":"IFERROR(IF(OR(M87=\"\",'Lives scenario - input'!$F72=\"\"),\"\",M87/'Lives scenario - input'!$F72),\"\")","v":""},{"$f":"IFERROR(IF(OR(N87=\"\",'Lives scenario - input'!$F72=\"\"),\"\",N87/'Lives scenario - input'!$F72),\"\")","v":""},{"$f":"IFERROR(IF(OR(O87=\"\",'Lives scenario - input'!$F72=\"\"),\"\",O87/'Lives scenario - input'!$F72),\"\")","v":""},{"$f":"IFERROR(IF(OR(P87=\"\",'Lives scenario - input'!$F72=\"\"),\"\",P87/'Lives scenario - input'!$F72),\"\")","v":""},{"$f":"IFERROR(IF(OR(Q87=\"\",'Lives scenario - input'!$F72=\"\"),\"\",Q87/'Lives scenario - input'!$F72),\"\")","v":""},{"$f":"IFERROR(IF(OR(R87=\"\",'Lives scenario - input'!$F72=\"\"),\"\",R87/'Lives scenario - input'!$F72),\"\")","v":""},{"$f":"IFERROR(IF(OR(S87=\"\",'Lives scenario - input'!$F72=\"\"),\"\",S87/'Lives scenario - input'!$F72),\"\")","v":""},{"$f":"IFERROR(IF(OR(T87=\"\",'Lives scenario - input'!$F72=\"\"),\"\",T87/'Lives scenario - input'!$F72),\"\")","v":""},{"$f":"IFERROR(IF(OR(U87=\"\",'Lives scenario - input'!$F72=\"\"),\"\",U87/'Lives scenario - input'!$F72),\"\")","v":""},{"$f":"IFERROR(IF(OR(V87=\"\",'Lives scenario - input'!$F72=\"\"),\"\",V87/'Lives scenario - input'!$F72),\"\")","v":""},{"$f":"IFERROR(IF(OR(W87=\"\",'Lives scenario - input'!$F72=\"\"),\"\",W87/'Lives scenario - input'!$F72),\"\")","v":""}]
[{"$f":"IFERROR('Lives scenario - input'!A73,\"\")","v":""},{"$f":"IFERROR('Lives scenario - input'!B73,\"\")","v":""},{"$f":"IFERROR('Lives scenario - input'!C73,\"\")","v":""},{"$f":"IFERROR(repcalc('Lives scenario - input'!$CX73:$GJ73,'Lives scenario - input'!$I73,'Lives scenario - input'!$G73,'Lives scenario - input'!$H73,20,TRUE,TRUE),\"\")","v":""},"","","","","","","","","","","","","","","","","","","",{"$f":"IFERROR(IF(OR(D88=\"\",'Lives scenario - input'!$F73=\"\"),\"\",D88/'Lives scenario - input'!$F73),\"\")","v":""},{"$f":"IFERROR(IF(OR(E88=\"\",'Lives scenario - input'!$F73=\"\"),\"\",E88/'Lives scenario - input'!$F73),\"\")","v":""},{"$f":"IFERROR(IF(OR(F88=\"\",'Lives scenario - input'!$F73=\"\"),\"\",F88/'Lives scenario - input'!$F73),\"\")","v":""},{"$f":"IFERROR(IF(OR(G88=\"\",'Lives scenario - input'!$F73=\"\"),\"\",G88/'Lives scenario - input'!$F73),\"\")","v":""},{"$f":"IFERROR(IF(OR(H88=\"\",'Lives scenario - input'!$F73=\"\"),\"\",H88/'Lives scenario - input'!$F73),\"\")","v":""},{"$f":"IFERROR(IF(OR(I88=\"\",'Lives scenario - input'!$F73=\"\"),\"\",I88/'Lives scenario - input'!$F73),\"\")","v":""},{"$f":"IFERROR(IF(OR(J88=\"\",'Lives scenario - input'!$F73=\"\"),\"\",J88/'Lives scenario - input'!$F73),\"\")","v":""},{"$f":"IFERROR(IF(OR(K88=\"\",'Lives scenario - input'!$F73=\"\"),\"\",K88/'Lives scenario - input'!$F73),\"\")","v":""},{"$f":"IFERROR(IF(OR(L88=\"\",'Lives scenario - input'!$F73=\"\"),\"\",L88/'Lives scenario - input'!$F73),\"\")","v":""},{"$f":"IFERROR(IF(OR(M88=\"\",'Lives scenario - input'!$F73=\"\"),\"\",M88/'Lives scenario - input'!$F73),\"\")","v":""},{"$f":"IFERROR(IF(OR(N88=\"\",'Lives scenario - input'!$F73=\"\"),\"\",N88/'Lives scenario - input'!$F73),\"\")","v":""},{"$f":"IFERROR(IF(OR(O88=\"\",'Lives scenario - input'!$F73=\"\"),\"\",O88/'Lives scenario - input'!$F73),\"\")","v":""},{"$f":"IFERROR(IF(OR(P88=\"\",'Lives scenario - input'!$F73=\"\"),\"\",P88/'Lives scenario - input'!$F73),\"\")","v":""},{"$f":"IFERROR(IF(OR(Q88=\"\",'Lives scenario - input'!$F73=\"\"),\"\",Q88/'Lives scenario - input'!$F73),\"\")","v":""},{"$f":"IFERROR(IF(OR(R88=\"\",'Lives scenario - input'!$F73=\"\"),\"\",R88/'Lives scenario - input'!$F73),\"\")","v":""},{"$f":"IFERROR(IF(OR(S88=\"\",'Lives scenario - input'!$F73=\"\"),\"\",S88/'Lives scenario - input'!$F73),\"\")","v":""},{"$f":"IFERROR(IF(OR(T88=\"\",'Lives scenario - input'!$F73=\"\"),\"\",T88/'Lives scenario - input'!$F73),\"\")","v":""},{"$f":"IFERROR(IF(OR(U88=\"\",'Lives scenario - input'!$F73=\"\"),\"\",U88/'Lives scenario - input'!$F73),\"\")","v":""},{"$f":"IFERROR(IF(OR(V88=\"\",'Lives scenario - input'!$F73=\"\"),\"\",V88/'Lives scenario - input'!$F73),\"\")","v":""},{"$f":"IFERROR(IF(OR(W88=\"\",'Lives scenario - input'!$F73=\"\"),\"\",W88/'Lives scenario - input'!$F73),\"\")","v":""}]
[{"$f":"IFERROR('Lives scenario - input'!A74,\"\")","v":""},{"$f":"IFERROR('Lives scenario - input'!B74,\"\")","v":""},{"$f":"IFERROR('Lives scenario - input'!C74,\"\")","v":""},{"$f":"IFERROR(repcalc('Lives scenario - input'!$CX74:$GJ74,'Lives scenario - input'!$I74,'Lives scenario - input'!$G74,'Lives scenario - input'!$H74,20,TRUE,TRUE),\"\")","v":""},"","","","","","","","","","","","","","","","","","","",{"$f":"IFERROR(IF(OR(D89=\"\",'Lives scenario - input'!$F74=\"\"),\"\",D89/'Lives scenario - input'!$F74),\"\")","v":""},{"$f":"IFERROR(IF(OR(E89=\"\",'Lives scenario - input'!$F74=\"\"),\"\",E89/'Lives scenario - input'!$F74),\"\")","v":""},{"$f":"IFERROR(IF(OR(F89=\"\",'Lives scenario - input'!$F74=\"\"),\"\",F89/'Lives scenario - input'!$F74),\"\")","v":""},{"$f":"IFERROR(IF(OR(G89=\"\",'Lives scenario - input'!$F74=\"\"),\"\",G89/'Lives scenario - input'!$F74),\"\")","v":""},{"$f":"IFERROR(IF(OR(H89=\"\",'Lives scenario - input'!$F74=\"\"),\"\",H89/'Lives scenario - input'!$F74),\"\")","v":""},{"$f":"IFERROR(IF(OR(I89=\"\",'Lives scenario - input'!$F74=\"\"),\"\",I89/'Lives scenario - input'!$F74),\"\")","v":""},{"$f":"IFERROR(IF(OR(J89=\"\",'Lives scenario - input'!$F74=\"\"),\"\",J89/'Lives scenario - input'!$F74),\"\")","v":""},{"$f":"IFERROR(IF(OR(K89=\"\",'Lives scenario - input'!$F74=\"\"),\"\",K89/'Lives scenario - input'!$F74),\"\")","v":""},{"$f":"IFERROR(IF(OR(L89=\"\",'Lives scenario - input'!$F74=\"\"),\"\",L89/'Lives scenario - input'!$F74),\"\")","v":""},{"$f":"IFERROR(IF(OR(M89=\"\",'Lives scenario - input'!$F74=\"\"),\"\",M89/'Lives scenario - input'!$F74),\"\")","v":""},{"$f":"IFERROR(IF(OR(N89=\"\",'Lives scenario - input'!$F74=\"\"),\"\",N89/'Lives scenario - input'!$F74),\"\")","v":""},{"$f":"IFERROR(IF(OR(O89=\"\",'Lives scenario - input'!$F74=\"\"),\"\",O89/'Lives scenario - input'!$F74),\"\")","v":""},{"$f":"IFERROR(IF(OR(P89=\"\",'Lives scenario - input'!$F74=\"\"),\"\",P89/'Lives scenario - input'!$F74),\"\")","v":""},{"$f":"IFERROR(IF(OR(Q89=\"\",'Lives scenario - input'!$F74=\"\"),\"\",Q89/'Lives scenario - input'!$F74),\"\")","v":""},{"$f":"IFERROR(IF(OR(R89=\"\",'Lives scenario - input'!$F74=\"\"),\"\",R89/'Lives scenario - input'!$F74),\"\")","v":""},{"$f":"IFERROR(IF(OR(S89=\"\",'Lives scenario - input'!$F74=\"\"),\"\",S89/'Lives scenario - input'!$F74),\"\")","v":""},{"$f":"IFERROR(IF(OR(T89=\"\",'Lives scenario - input'!$F74=\"\"),\"\",T89/'Lives scenario - input'!$F74),\"\")","v":""},{"$f":"IFERROR(IF(OR(U89=\"\",'Lives scenario - input'!$F74=\"\"),\"\",U89/'Lives scenario - input'!$F74),\"\")","v":""},{"$f":"IFERROR(IF(OR(V89=\"\",'Lives scenario - input'!$F74=\"\"),\"\",V89/'Lives scenario - input'!$F74),\"\")","v":""},{"$f":"IFERROR(IF(OR(W89=\"\",'Lives scenario - input'!$F74=\"\"),\"\",W89/'Lives scenario - input'!$F74),\"\")","v":""}]
[{"$f":"IFERROR('Lives scenario - input'!A75,\"\")","v":""},{"$f":"IFERROR('Lives scenario - input'!B75,\"\")","v":""},{"$f":"IFERROR('Lives scenario - input'!C75,\"\")","v":""},{"$f":"IFERROR(repcalc('Lives scenario - input'!$CX75:$GJ75,'Lives scenario - input'!$I75,'Lives scenario - input'!$G75,'Lives scenario - input'!$H75,20,TRUE,TRUE),\"\")","v":""},"","","","","","","","","","","","","","","","","","","",{"$f":"IFERROR(IF(OR(D90=\"\",'Lives scenario - input'!$F75=\"\"),\"\",D90/'Lives scenario - input'!$F75),\"\")","v":""},{"$f":"IFERROR(IF(OR(E90=\"\",'Lives scenario - input'!$F75=\"\"),\"\",E90/'Lives scenario - input'!$F75),\"\")","v":""},{"$f":"IFERROR(IF(OR(F90=\"\",'Lives scenario - input'!$F75=\"\"),\"\",F90/'Lives scenario - input'!$F75),\"\")","v":""},{"$f":"IFERROR(IF(OR(G90=\"\",'Lives scenario - input'!$F75=\"\"),\"\",G90/'Lives scenario - input'!$F75),\"\")","v":""},{"$f":"IFERROR(IF(OR(H90=\"\",'Lives scenario - input'!$F75=\"\"),\"\",H90/'Lives scenario - input'!$F75),\"\")","v":""},{"$f":"IFERROR(IF(OR(I90=\"\",'Lives scenario - input'!$F75=\"\"),\"\",I90/'Lives scenario - input'!$F75),\"\")","v":""},{"$f":"IFERROR(IF(OR(J90=\"\",'Lives scenario - input'!$F75=\"\"),\"\",J90/'Lives scenario - input'!$F75),\"\")","v":""},{"$f":"IFERROR(IF(OR(K90=\"\",'Lives scenario - input'!$F75=\"\"),\"\",K90/'Lives scenario - input'!$F75),\"\")","v":""},{"$f":"IFERROR(IF(OR(L90=\"\",'Lives scenario - input'!$F75=\"\"),\"\",L90/'Lives scenario - input'!$F75),\"\")","v":""},{"$f":"IFERROR(IF(OR(M90=\"\",'Lives scenario - input'!$F75=\"\"),\"\",M90/'Lives scenario - input'!$F75),\"\")","v":""},{"$f":"IFERROR(IF(OR(N90=\"\",'Lives scenario - input'!$F75=\"\"),\"\",N90/'Lives scenario - input'!$F75),\"\")","v":""},{"$f":"IFERROR(IF(OR(O90=\"\",'Lives scenario - input'!$F75=\"\"),\"\",O90/'Lives scenario - input'!$F75),\"\")","v":""},{"$f":"IFERROR(IF(OR(P90=\"\",'Lives scenario - input'!$F75=\"\"),\"\",P90/'Lives scenario - input'!$F75),\"\")","v":""},{"$f":"IFERROR(IF(OR(Q90=\"\",'Lives scenario - input'!$F75=\"\"),\"\",Q90/'Lives scenario - input'!$F75),\"\")","v":""},{"$f":"IFERROR(IF(OR(R90=\"\",'Lives scenario - input'!$F75=\"\"),\"\",R90/'Lives scenario - input'!$F75),\"\")","v":""},{"$f":"IFERROR(IF(OR(S90=\"\",'Lives scenario - input'!$F75=\"\"),\"\",S90/'Lives scenario - input'!$F75),\"\")","v":""},{"$f":"IFERROR(IF(OR(T90=\"\",'Lives scenario - input'!$F75=\"\"),\"\",T90/'Lives scenario - input'!$F75),\"\")","v":""},{"$f":"IFERROR(IF(OR(U90=\"\",'Lives scenario - input'!$F75=\"\"),\"\",U90/'Lives scenario - input'!$F75),\"\")","v":""},{"$f":"IFERROR(IF(OR(V90=\"\",'Lives scenario - input'!$F75=\"\"),\"\",V90/'Lives scenario - input'!$F75),\"\")","v":""},{"$f":"IFERROR(IF(OR(W90=\"\",'Lives scenario - input'!$F75=\"\"),\"\",W90/'Lives scenario - input'!$F75),\"\")","v":""}]
[{"$f":"IFERROR('Lives scenario - input'!A76,\"\")","v":""},{"$f":"IFERROR('Lives scenario - input'!B76,\"\")","v":""},{"$f":"IFERROR('Lives scenario - input'!C76,\"\")","v":""},{"$f":"IFERROR(repcalc('Lives scenario - input'!$CX76:$GJ76,'Lives scenario - input'!$I76,'Lives scenario - input'!$G76,'Lives scenario - input'!$H76,20,TRUE,TRUE),\"\")","v":""},"","","","","","","","","","","","","","","","","","","",{"$f":"IFERROR(IF(OR(D91=\"\",'Lives scenario - input'!$F76=\"\"),\"\",D91/'Lives scenario - input'!$F76),\"\")","v":""},{"$f":"IFERROR(IF(OR(E91=\"\",'Lives scenario - input'!$F76=\"\"),\"\",E91/'Lives scenario - input'!$F76),\"\")","v":""},{"$f":"IFERROR(IF(OR(F91=\"\",'Lives scenario - input'!$F76=\"\"),\"\",F91/'Lives scenario - input'!$F76),\"\")","v":""},{"$f":"IFERROR(IF(OR(G91=\"\",'Lives scenario - input'!$F76=\"\"),\"\",G91/'Lives scenario - input'!$F76),\"\")","v":""},{"$f":"IFERROR(IF(OR(H91=\"\",'Lives scenario - input'!$F76=\"\"),\"\",H91/'Lives scenario - input'!$F76),\"\")","v":""},{"$f":"IFERROR(IF(OR(I91=\"\",'Lives scenario - input'!$F76=\"\"),\"\",I91/'Lives scenario - input'!$F76),\"\")","v":""},{"$f":"IFERROR(IF(OR(J91=\"\",'Lives scenario - input'!$F76=\"\"),\"\",J91/'Lives scenario - input'!$F76),\"\")","v":""},{"$f":"IFERROR(IF(OR(K91=\"\",'Lives scenario - input'!$F76=\"\"),\"\",K91/'Lives scenario - input'!$F76),\"\")","v":""},{"$f":"IFERROR(IF(OR(L91=\"\",'Lives scenario - input'!$F76=\"\"),\"\",L91/'Lives scenario - input'!$F76),\"\")","v":""},{"$f":"IFERROR(IF(OR(M91=\"\",'Lives scenario - input'!$F76=\"\"),\"\",M91/'Lives scenario - input'!$F76),\"\")","v":""},{"$f":"IFERROR(IF(OR(N91=\"\",'Lives scenario - input'!$F76=\"\"),\"\",N91/'Lives scenario - input'!$F76),\"\")","v":""},{"$f":"IFERROR(IF(OR(O91=\"\",'Lives scenario - input'!$F76=\"\"),\"\",O91/'Lives scenario - input'!$F76),\"\")","v":""},{"$f":"IFERROR(IF(OR(P91=\"\",'Lives scenario - input'!$F76=\"\"),\"\",P91/'Lives scenario - input'!$F76),\"\")","v":""},{"$f":"IFERROR(IF(OR(Q91=\"\",'Lives scenario - input'!$F76=\"\"),\"\",Q91/'Lives scenario - input'!$F76),\"\")","v":""},{"$f":"IFERROR(IF(OR(R91=\"\",'Lives scenario - input'!$F76=\"\"),\"\",R91/'Lives scenario - input'!$F76),\"\")","v":""},{"$f":"IFERROR(IF(OR(S91=\"\",'Lives scenario - input'!$F76=\"\"),\"\",S91/'Lives scenario - input'!$F76),\"\")","v":""},{"$f":"IFERROR(IF(OR(T91=\"\",'Lives scenario - input'!$F76=\"\"),\"\",T91/'Lives scenario - input'!$F76),\"\")","v":""},{"$f":"IFERROR(IF(OR(U91=\"\",'Lives scenario - input'!$F76=\"\"),\"\",U91/'Lives scenario - input'!$F76),\"\")","v":""},{"$f":"IFERROR(IF(OR(V91=\"\",'Lives scenario - input'!$F76=\"\"),\"\",V91/'Lives scenario - input'!$F76),\"\")","v":""},{"$f":"IFERROR(IF(OR(W91=\"\",'Lives scenario - input'!$F76=\"\"),\"\",W91/'Lives scenario - input'!$F76),\"\")","v":""}]
[{"$f":"IFERROR('Lives scenario - input'!A77,\"\")","v":""},{"$f":"IFERROR('Lives scenario - input'!B77,\"\")","v":""},{"$f":"IFERROR('Lives scenario - input'!C77,\"\")","v":""},{"$f":"IFERROR(repcalc('Lives scenario - input'!$CX77:$GJ77,'Lives scenario - input'!$I77,'Lives scenario - input'!$G77,'Lives scenario - input'!$H77,20,TRUE,TRUE),\"\")","v":""},"","","","","","","","","","","","","","","","","","","",{"$f":"IFERROR(IF(OR(D92=\"\",'Lives scenario - input'!$F77=\"\"),\"\",D92/'Lives scenario - input'!$F77),\"\")","v":""},{"$f":"IFERROR(IF(OR(E92=\"\",'Lives scenario - input'!$F77=\"\"),\"\",E92/'Lives scenario - input'!$F77),\"\")","v":""},{"$f":"IFERROR(IF(OR(F92=\"\",'Lives scenario - input'!$F77=\"\"),\"\",F92/'Lives scenario - input'!$F77),\"\")","v":""},{"$f":"IFERROR(IF(OR(G92=\"\",'Lives scenario - input'!$F77=\"\"),\"\",G92/'Lives scenario - input'!$F77),\"\")","v":""},{"$f":"IFERROR(IF(OR(H92=\"\",'Lives scenario - input'!$F77=\"\"),\"\",H92/'Lives scenario - input'!$F77),\"\")","v":""},{"$f":"IFERROR(IF(OR(I92=\"\",'Lives scenario - input'!$F77=\"\"),\"\",I92/'Lives scenario - input'!$F77),\"\")","v":""},{"$f":"IFERROR(IF(OR(J92=\"\",'Lives scenario - input'!$F77=\"\"),\"\",J92/'Lives scenario - input'!$F77),\"\")","v":""},{"$f":"IFERROR(IF(OR(K92=\"\",'Lives scenario - input'!$F77=\"\"),\"\",K92/'Lives scenario - input'!$F77),\"\")","v":""},{"$f":"IFERROR(IF(OR(L92=\"\",'Lives scenario - input'!$F77=\"\"),\"\",L92/'Lives scenario - input'!$F77),\"\")","v":""},{"$f":"IFERROR(IF(OR(M92=\"\",'Lives scenario - input'!$F77=\"\"),\"\",M92/'Lives scenario - input'!$F77),\"\")","v":""},{"$f":"IFERROR(IF(OR(N92=\"\",'Lives scenario - input'!$F77=\"\"),\"\",N92/'Lives scenario - input'!$F77),\"\")","v":""},{"$f":"IFERROR(IF(OR(O92=\"\",'Lives scenario - input'!$F77=\"\"),\"\",O92/'Lives scenario - input'!$F77),\"\")","v":""},{"$f":"IFERROR(IF(OR(P92=\"\",'Lives scenario - input'!$F77=\"\"),\"\",P92/'Lives scenario - input'!$F77),\"\")","v":""},{"$f":"IFERROR(IF(OR(Q92=\"\",'Lives scenario - input'!$F77=\"\"),\"\",Q92/'Lives scenario - input'!$F77),\"\")","v":""},{"$f":"IFERROR(IF(OR(R92=\"\",'Lives scenario - input'!$F77=\"\"),\"\",R92/'Lives scenario - input'!$F77),\"\")","v":""},{"$f":"IFERROR(IF(OR(S92=\"\",'Lives scenario - input'!$F77=\"\"),\"\",S92/'Lives scenario - input'!$F77),\"\")","v":""},{"$f":"IFERROR(IF(OR(T92=\"\",'Lives scenario - input'!$F77=\"\"),\"\",T92/'Lives scenario - input'!$F77),\"\")","v":""},{"$f":"IFERROR(IF(OR(U92=\"\",'Lives scenario - input'!$F77=\"\"),\"\",U92/'Lives scenario - input'!$F77),\"\")","v":""},{"$f":"IFERROR(IF(OR(V92=\"\",'Lives scenario - input'!$F77=\"\"),\"\",V92/'Lives scenario - input'!$F77),\"\")","v":""},{"$f":"IFERROR(IF(OR(W92=\"\",'Lives scenario - input'!$F77=\"\"),\"\",W92/'Lives scenario - input'!$F77),\"\")","v":""}]
[{"$f":"IFERROR('Lives scenario - input'!A78,\"\")","v":""},{"$f":"IFERROR('Lives scenario - input'!B78,\"\")","v":""},{"$f":"IFERROR('Lives scenario - input'!C78,\"\")","v":""},{"$f":"IFERROR(repcalc('Lives scenario - input'!$CX78:$GJ78,'Lives scenario - input'!$I78,'Lives scenario - input'!$G78,'Lives scenario - input'!$H78,20,TRUE,TRUE),\"\")","v":""},"","","","","","","","","","","","","","","","","","","",{"$f":"IFERROR(IF(OR(D93=\"\",'Lives scenario - input'!$F78=\"\"),\"\",D93/'Lives scenario - input'!$F78),\"\")","v":""},{"$f":"IFERROR(IF(OR(E93=\"\",'Lives scenario - input'!$F78=\"\"),\"\",E93/'Lives scenario - input'!$F78),\"\")","v":""},{"$f":"IFERROR(IF(OR(F93=\"\",'Lives scenario - input'!$F78=\"\"),\"\",F93/'Lives scenario - input'!$F78),\"\")","v":""},{"$f":"IFERROR(IF(OR(G93=\"\",'Lives scenario - input'!$F78=\"\"),\"\",G93/'Lives scenario - input'!$F78),\"\")","v":""},{"$f":"IFERROR(IF(OR(H93=\"\",'Lives scenario - input'!$F78=\"\"),\"\",H93/'Lives scenario - input'!$F78),\"\")","v":""},{"$f":"IFERROR(IF(OR(I93=\"\",'Lives scenario - input'!$F78=\"\"),\"\",I93/'Lives scenario - input'!$F78),\"\")","v":""},{"$f":"IFERROR(IF(OR(J93=\"\",'Lives scenario - input'!$F78=\"\"),\"\",J93/'Lives scenario - input'!$F78),\"\")","v":""},{"$f":"IFERROR(IF(OR(K93=\"\",'Lives scenario - input'!$F78=\"\"),\"\",K93/'Lives scenario - input'!$F78),\"\")","v":""},{"$f":"IFERROR(IF(OR(L93=\"\",'Lives scenario - input'!$F78=\"\"),\"\",L93/'Lives scenario - input'!$F78),\"\")","v":""},{"$f":"IFERROR(IF(OR(M93=\"\",'Lives scenario - input'!$F78=\"\"),\"\",M93/'Lives scenario - input'!$F78),\"\")","v":""},{"$f":"IFERROR(IF(OR(N93=\"\",'Lives scenario - input'!$F78=\"\"),\"\",N93/'Lives scenario - input'!$F78),\"\")","v":""},{"$f":"IFERROR(IF(OR(O93=\"\",'Lives scenario - input'!$F78=\"\"),\"\",O93/'Lives scenario - input'!$F78),\"\")","v":""},{"$f":"IFERROR(IF(OR(P93=\"\",'Lives scenario - input'!$F78=\"\"),\"\",P93/'Lives scenario - input'!$F78),\"\")","v":""},{"$f":"IFERROR(IF(OR(Q93=\"\",'Lives scenario - input'!$F78=\"\"),\"\",Q93/'Lives scenario - input'!$F78),\"\")","v":""},{"$f":"IFERROR(IF(OR(R93=\"\",'Lives scenario - input'!$F78=\"\"),\"\",R93/'Lives scenario - input'!$F78),\"\")","v":""},{"$f":"IFERROR(IF(OR(S93=\"\",'Lives scenario - input'!$F78=\"\"),\"\",S93/'Lives scenario - input'!$F78),\"\")","v":""},{"$f":"IFERROR(IF(OR(T93=\"\",'Lives scenario - input'!$F78=\"\"),\"\",T93/'Lives scenario - input'!$F78),\"\")","v":""},{"$f":"IFERROR(IF(OR(U93=\"\",'Lives scenario - input'!$F78=\"\"),\"\",U93/'Lives scenario - input'!$F78),\"\")","v":""},{"$f":"IFERROR(IF(OR(V93=\"\",'Lives scenario - input'!$F78=\"\"),\"\",V93/'Lives scenario - input'!$F78),\"\")","v":""},{"$f":"IFERROR(IF(OR(W93=\"\",'Lives scenario - input'!$F78=\"\"),\"\",W93/'Lives scenario - input'!$F78),\"\")","v":""}]
[{"$f":"IFERROR('Lives scenario - input'!A79,\"\")","v":""},{"$f":"IFERROR('Lives scenario - input'!B79,\"\")","v":""},{"$f":"IFERROR('Lives scenario - input'!C79,\"\")","v":""},{"$f":"IFERROR(repcalc('Lives scenario - input'!$CX79:$GJ79,'Lives scenario - input'!$I79,'Lives scenario - input'!$G79,'Lives scenario - input'!$H79,20,TRUE,TRUE),\"\")","v":""},"","","","","","","","","","","","","","","","","","","",{"$f":"IFERROR(IF(OR(D94=\"\",'Lives scenario - input'!$F79=\"\"),\"\",D94/'Lives scenario - input'!$F79),\"\")","v":""},{"$f":"IFERROR(IF(OR(E94=\"\",'Lives scenario - input'!$F79=\"\"),\"\",E94/'Lives scenario - input'!$F79),\"\")","v":""},{"$f":"IFERROR(IF(OR(F94=\"\",'Lives scenario - input'!$F79=\"\"),\"\",F94/'Lives scenario - input'!$F79),\"\")","v":""},{"$f":"IFERROR(IF(OR(G94=\"\",'Lives scenario - input'!$F79=\"\"),\"\",G94/'Lives scenario - input'!$F79),\"\")","v":""},{"$f":"IFERROR(IF(OR(H94=\"\",'Lives scenario - input'!$F79=\"\"),\"\",H94/'Lives scenario - input'!$F79),\"\")","v":""},{"$f":"IFERROR(IF(OR(I94=\"\",'Lives scenario - input'!$F79=\"\"),\"\",I94/'Lives scenario - input'!$F79),\"\")","v":""},{"$f":"IFERROR(IF(OR(J94=\"\",'Lives scenario - input'!$F79=\"\"),\"\",J94/'Lives scenario - input'!$F79),\"\")","v":""},{"$f":"IFERROR(IF(OR(K94=\"\",'Lives scenario - input'!$F79=\"\"),\"\",K94/'Lives scenario - input'!$F79),\"\")","v":""},{"$f":"IFERROR(IF(OR(L94=\"\",'Lives scenario - input'!$F79=\"\"),\"\",L94/'Lives scenario - input'!$F79),\"\")","v":""},{"$f":"IFERROR(IF(OR(M94=\"\",'Lives scenario - input'!$F79=\"\"),\"\",M94/'Lives scenario - input'!$F79),\"\")","v":""},{"$f":"IFERROR(IF(OR(N94=\"\",'Lives scenario - input'!$F79=\"\"),\"\",N94/'Lives scenario - input'!$F79),\"\")","v":""},{"$f":"IFERROR(IF(OR(O94=\"\",'Lives scenario - input'!$F79=\"\"),\"\",O94/'Lives scenario - input'!$F79),\"\")","v":""},{"$f":"IFERROR(IF(OR(P94=\"\",'Lives scenario - input'!$F79=\"\"),\"\",P94/'Lives scenario - input'!$F79),\"\")","v":""},{"$f":"IFERROR(IF(OR(Q94=\"\",'Lives scenario - input'!$F79=\"\"),\"\",Q94/'Lives scenario - input'!$F79),\"\")","v":""},{"$f":"IFERROR(IF(OR(R94=\"\",'Lives scenario - input'!$F79=\"\"),\"\",R94/'Lives scenario - input'!$F79),\"\")","v":""},{"$f":"IFERROR(IF(OR(S94=\"\",'Lives scenario - input'!$F79=\"\"),\"\",S94/'Lives scenario - input'!$F79),\"\")","v":""},{"$f":"IFERROR(IF(OR(T94=\"\",'Lives scenario - input'!$F79=\"\"),\"\",T94/'Lives scenario - input'!$F79),\"\")","v":""},{"$f":"IFERROR(IF(OR(U94=\"\",'Lives scenario - input'!$F79=\"\"),\"\",U94/'Lives scenario - input'!$F79),\"\")","v":""},{"$f":"IFERROR(IF(OR(V94=\"\",'Lives scenario - input'!$F79=\"\"),\"\",V94/'Lives scenario - input'!$F79),\"\")","v":""},{"$f":"IFERROR(IF(OR(W94=\"\",'Lives scenario - input'!$F79=\"\"),\"\",W94/'Lives scenario - input'!$F79),\"\")","v":""}]
[{"$f":"IFERROR('Lives scenario - input'!A80,\"\")","v":""},{"$f":"IFERROR('Lives scenario - input'!B80,\"\")","v":""},{"$f":"IFERROR('Lives scenario - input'!C80,\"\")","v":""},{"$f":"IFERROR(repcalc('Lives scenario - input'!$CX80:$GJ80,'Lives scenario - input'!$I80,'Lives scenario - input'!$G80,'Lives scenario - input'!$H80,20,TRUE,TRUE),\"\")","v":""},"","","","","","","","","","","","","","","","","","","",{"$f":"IFERROR(IF(OR(D95=\"\",'Lives scenario - input'!$F80=\"\"),\"\",D95/'Lives scenario - input'!$F80),\"\")","v":""},{"$f":"IFERROR(IF(OR(E95=\"\",'Lives scenario - input'!$F80=\"\"),\"\",E95/'Lives scenario - input'!$F80),\"\")","v":""},{"$f":"IFERROR(IF(OR(F95=\"\",'Lives scenario - input'!$F80=\"\"),\"\",F95/'Lives scenario - input'!$F80),\"\")","v":""},{"$f":"IFERROR(IF(OR(G95=\"\",'Lives scenario - input'!$F80=\"\"),\"\",G95/'Lives scenario - input'!$F80),\"\")","v":""},{"$f":"IFERROR(IF(OR(H95=\"\",'Lives scenario - input'!$F80=\"\"),\"\",H95/'Lives scenario - input'!$F80),\"\")","v":""},{"$f":"IFERROR(IF(OR(I95=\"\",'Lives scenario - input'!$F80=\"\"),\"\",I95/'Lives scenario - input'!$F80),\"\")","v":""},{"$f":"IFERROR(IF(OR(J95=\"\",'Lives scenario - input'!$F80=\"\"),\"\",J95/'Lives scenario - input'!$F80),\"\")","v":""},{"$f":"IFERROR(IF(OR(K95=\"\",'Lives scenario - input'!$F80=\"\"),\"\",K95/'Lives scenario - input'!$F80),\"\")","v":""},{"$f":"IFERROR(IF(OR(L95=\"\",'Lives scenario - input'!$F80=\"\"),\"\",L95/'Lives scenario - input'!$F80),\"\")","v":""},{"$f":"IFERROR(IF(OR(M95=\"\",'Lives scenario - input'!$F80=\"\"),\"\",M95/'Lives scenario - input'!$F80),\"\")","v":""},{"$f":"IFERROR(IF(OR(N95=\"\",'Lives scenario - input'!$F80=\"\"),\"\",N95/'Lives scenario - input'!$F80),\"\")","v":""},{"$f":"IFERROR(IF(OR(O95=\"\",'Lives scenario - input'!$F80=\"\"),\"\",O95/'Lives scenario - input'!$F80),\"\")","v":""},{"$f":"IFERROR(IF(OR(P95=\"\",'Lives scenario - input'!$F80=\"\"),\"\",P95/'Lives scenario - input'!$F80),\"\")","v":""},{"$f":"IFERROR(IF(OR(Q95=\"\",'Lives scenario - input'!$F80=\"\"),\"\",Q95/'Lives scenario - input'!$F80),\"\")","v":""},{"$f":"IFERROR(IF(OR(R95=\"\",'Lives scenario - input'!$F80=\"\"),\"\",R95/'Lives scenario - input'!$F80),\"\")","v":""},{"$f":"IFERROR(IF(OR(S95=\"\",'Lives scenario - input'!$F80=\"\"),\"\",S95/'Lives scenario - input'!$F80),\"\")","v":""},{"$f":"IFERROR(IF(OR(T95=\"\",'Lives scenario - input'!$F80=\"\"),\"\",T95/'Lives scenario - input'!$F80),\"\")","v":""},{"$f":"IFERROR(IF(OR(U95=\"\",'Lives scenario - input'!$F80=\"\"),\"\",U95/'Lives scenario - input'!$F80),\"\")","v":""},{"$f":"IFERROR(IF(OR(V95=\"\",'Lives scenario - input'!$F80=\"\"),\"\",V95/'Lives scenario - input'!$F80),\"\")","v":""},{"$f":"IFERROR(IF(OR(W95=\"\",'Lives scenario - input'!$F80=\"\"),\"\",W95/'Lives scenario - input'!$F80),\"\")","v":""}]
[{"$f":"IFERROR('Lives scenario - input'!A81,\"\")","v":""},{"$f":"IFERROR('Lives scenario - input'!B81,\"\")","v":""},{"$f":"IFERROR('Lives scenario - input'!C81,\"\")","v":""},{"$f":"IFERROR(repcalc('Lives scenario - input'!$CX81:$GJ81,'Lives scenario - input'!$I81,'Lives scenario - input'!$G81,'Lives scenario - input'!$H81,20,TRUE,TRUE),\"\")","v":""},"","","","","","","","","","","","","","","","","","","",{"$f":"IFERROR(IF(OR(D96=\"\",'Lives scenario - input'!$F81=\"\"),\"\",D96/'Lives scenario - input'!$F81),\"\")","v":""},{"$f":"IFERROR(IF(OR(E96=\"\",'Lives scenario - input'!$F81=\"\"),\"\",E96/'Lives scenario - input'!$F81),\"\")","v":""},{"$f":"IFERROR(IF(OR(F96=\"\",'Lives scenario - input'!$F81=\"\"),\"\",F96/'Lives scenario - input'!$F81),\"\")","v":""},{"$f":"IFERROR(IF(OR(G96=\"\",'Lives scenario - input'!$F81=\"\"),\"\",G96/'Lives scenario - input'!$F81),\"\")","v":""},{"$f":"IFERROR(IF(OR(H96=\"\",'Lives scenario - input'!$F81=\"\"),\"\",H96/'Lives scenario - input'!$F81),\"\")","v":""},{"$f":"IFERROR(IF(OR(I96=\"\",'Lives scenario - input'!$F81=\"\"),\"\",I96/'Lives scenario - input'!$F81),\"\")","v":""},{"$f":"IFERROR(IF(OR(J96=\"\",'Lives scenario - input'!$F81=\"\"),\"\",J96/'Lives scenario - input'!$F81),\"\")","v":""},{"$f":"IFERROR(IF(OR(K96=\"\",'Lives scenario - input'!$F81=\"\"),\"\",K96/'Lives scenario - input'!$F81),\"\")","v":""},{"$f":"IFERROR(IF(OR(L96=\"\",'Lives scenario - input'!$F81=\"\"),\"\",L96/'Lives scenario - input'!$F81),\"\")","v":""},{"$f":"IFERROR(IF(OR(M96=\"\",'Lives scenario - input'!$F81=\"\"),\"\",M96/'Lives scenario - input'!$F81),\"\")","v":""},{"$f":"IFERROR(IF(OR(N96=\"\",'Lives scenario - input'!$F81=\"\"),\"\",N96/'Lives scenario - input'!$F81),\"\")","v":""},{"$f":"IFERROR(IF(OR(O96=\"\",'Lives scenario - input'!$F81=\"\"),\"\",O96/'Lives scenario - input'!$F81),\"\")","v":""},{"$f":"IFERROR(IF(OR(P96=\"\",'Lives scenario - input'!$F81=\"\"),\"\",P96/'Lives scenario - input'!$F81),\"\")","v":""},{"$f":"IFERROR(IF(OR(Q96=\"\",'Lives scenario - input'!$F81=\"\"),\"\",Q96/'Lives scenario - input'!$F81),\"\")","v":""},{"$f":"IFERROR(IF(OR(R96=\"\",'Lives scenario - input'!$F81=\"\"),\"\",R96/'Lives scenario - input'!$F81),\"\")","v":""},{"$f":"IFERROR(IF(OR(S96=\"\",'Lives scenario - input'!$F81=\"\"),\"\",S96/'Lives scenario - input'!$F81),\"\")","v":""},{"$f":"IFERROR(IF(OR(T96=\"\",'Lives scenario - input'!$F81=\"\"),\"\",T96/'Lives scenario - input'!$F81),\"\")","v":""},{"$f":"IFERROR(IF(OR(U96=\"\",'Lives scenario - input'!$F81=\"\"),\"\",U96/'Lives scenario - input'!$F81),\"\")","v":""},{"$f":"IFERROR(IF(OR(V96=\"\",'Lives scenario - input'!$F81=\"\"),\"\",V96/'Lives scenario - input'!$F81),\"\")","v":""},{"$f":"IFERROR(IF(OR(W96=\"\",'Lives scenario - input'!$F81=\"\"),\"\",W96/'Lives scenario - input'!$F81),\"\")","v":""}]
[{"$f":"IFERROR('Lives scenario - input'!A82,\"\")","v":""},{"$f":"IFERROR('Lives scenario - input'!B82,\"\")","v":""},{"$f":"IFERROR('Lives scenario - input'!C82,\"\")","v":""},{"$f":"IFERROR(repcalc('Lives scenario - input'!$CX82:$GJ82,'Lives scenario - input'!$I82,'Lives scenario - input'!$G82,'Lives scenario - input'!$H82,20,TRUE,TRUE),\"\")","v":""},"","","","","","","","","","","","","","","","","","","",{"$f":"IFERROR(IF(OR(D97=\"\",'Lives scenario - input'!$F82=\"\"),\"\",D97/'Lives scenario - input'!$F82),\"\")","v":""},{"$f":"IFERROR(IF(OR(E97=\"\",'Lives scenario - input'!$F82=\"\"),\"\",E97/'Lives scenario - input'!$F82),\"\")","v":""},{"$f":"IFERROR(IF(OR(F97=\"\",'Lives scenario - input'!$F82=\"\"),\"\",F97/'Lives scenario - input'!$F82),\"\")","v":""},{"$f":"IFERROR(IF(OR(G97=\"\",'Lives scenario - input'!$F82=\"\"),\"\",G97/'Lives scenario - input'!$F82),\"\")","v":""},{"$f":"IFERROR(IF(OR(H97=\"\",'Lives scenario - input'!$F82=\"\"),\"\",H97/'Lives scenario - input'!$F82),\"\")","v":""},{"$f":"IFERROR(IF(OR(I97=\"\",'Lives scenario - input'!$F82=\"\"),\"\",I97/'Lives scenario - input'!$F82),\"\")","v":""},{"$f":"IFERROR(IF(OR(J97=\"\",'Lives scenario - input'!$F82=\"\"),\"\",J97/'Lives scenario - input'!$F82),\"\")","v":""},{"$f":"IFERROR(IF(OR(K97=\"\",'Lives scenario - input'!$F82=\"\"),\"\",K97/'Lives scenario - input'!$F82),\"\")","v":""},{"$f":"IFERROR(IF(OR(L97=\"\",'Lives scenario - input'!$F82=\"\"),\"\",L97/'Lives scenario - input'!$F82),\"\")","v":""},{"$f":"IFERROR(IF(OR(M97=\"\",'Lives scenario - input'!$F82=\"\"),\"\",M97/'Lives scenario - input'!$F82),\"\")","v":""},{"$f":"IFERROR(IF(OR(N97=\"\",'Lives scenario - input'!$F82=\"\"),\"\",N97/'Lives scenario - input'!$F82),\"\")","v":""},{"$f":"IFERROR(IF(OR(O97=\"\",'Lives scenario - input'!$F82=\"\"),\"\",O97/'Lives scenario - input'!$F82),\"\")","v":""},{"$f":"IFERROR(IF(OR(P97=\"\",'Lives scenario - input'!$F82=\"\"),\"\",P97/'Lives scenario - input'!$F82),\"\")","v":""},{"$f":"IFERROR(IF(OR(Q97=\"\",'Lives scenario - input'!$F82=\"\"),\"\",Q97/'Lives scenario - input'!$F82),\"\")","v":""},{"$f":"IFERROR(IF(OR(R97=\"\",'Lives scenario - input'!$F82=\"\"),\"\",R97/'Lives scenario - input'!$F82),\"\")","v":""},{"$f":"IFERROR(IF(OR(S97=\"\",'Lives scenario - input'!$F82=\"\"),\"\",S97/'Lives scenario - input'!$F82),\"\")","v":""},{"$f":"IFERROR(IF(OR(T97=\"\",'Lives scenario - input'!$F82=\"\"),\"\",T97/'Lives scenario - input'!$F82),\"\")","v":""},{"$f":"IFERROR(IF(OR(U97=\"\",'Lives scenario - input'!$F82=\"\"),\"\",U97/'Lives scenario - input'!$F82),\"\")","v":""},{"$f":"IFERROR(IF(OR(V97=\"\",'Lives scenario - input'!$F82=\"\"),\"\",V97/'Lives scenario - input'!$F82),\"\")","v":""},{"$f":"IFERROR(IF(OR(W97=\"\",'Lives scenario - input'!$F82=\"\"),\"\",W97/'Lives scenario - input'!$F82),\"\")","v":""}]
[{"$f":"IFERROR('Lives scenario - input'!A83,\"\")","v":""},{"$f":"IFERROR('Lives scenario - input'!B83,\"\")","v":""},{"$f":"IFERROR('Lives scenario - input'!C83,\"\")","v":""},{"$f":"IFERROR(repcalc('Lives scenario - input'!$CX83:$GJ83,'Lives scenario - input'!$I83,'Lives scenario - input'!$G83,'Lives scenario - input'!$H83,20,TRUE,TRUE),\"\")","v":""},"","","","","","","","","","","","","","","","","","","",{"$f":"IFERROR(IF(OR(D98=\"\",'Lives scenario - input'!$F83=\"\"),\"\",D98/'Lives scenario - input'!$F83),\"\")","v":""},{"$f":"IFERROR(IF(OR(E98=\"\",'Lives scenario - input'!$F83=\"\"),\"\",E98/'Lives scenario - input'!$F83),\"\")","v":""},{"$f":"IFERROR(IF(OR(F98=\"\",'Lives scenario - input'!$F83=\"\"),\"\",F98/'Lives scenario - input'!$F83),\"\")","v":""},{"$f":"IFERROR(IF(OR(G98=\"\",'Lives scenario - input'!$F83=\"\"),\"\",G98/'Lives scenario - input'!$F83),\"\")","v":""},{"$f":"IFERROR(IF(OR(H98=\"\",'Lives scenario - input'!$F83=\"\"),\"\",H98/'Lives scenario - input'!$F83),\"\")","v":""},{"$f":"IFERROR(IF(OR(I98=\"\",'Lives scenario - input'!$F83=\"\"),\"\",I98/'Lives scenario - input'!$F83),\"\")","v":""},{"$f":"IFERROR(IF(OR(J98=\"\",'Lives scenario - input'!$F83=\"\"),\"\",J98/'Lives scenario - input'!$F83),\"\")","v":""},{"$f":"IFERROR(IF(OR(K98=\"\",'Lives scenario - input'!$F83=\"\"),\"\",K98/'Lives scenario - input'!$F83),\"\")","v":""},{"$f":"IFERROR(IF(OR(L98=\"\",'Lives scenario - input'!$F83=\"\"),\"\",L98/'Lives scenario - input'!$F83),\"\")","v":""},{"$f":"IFERROR(IF(OR(M98=\"\",'Lives scenario - input'!$F83=\"\"),\"\",M98/'Lives scenario - input'!$F83),\"\")","v":""},{"$f":"IFERROR(IF(OR(N98=\"\",'Lives scenario - input'!$F83=\"\"),\"\",N98/'Lives scenario - input'!$F83),\"\")","v":""},{"$f":"IFERROR(IF(OR(O98=\"\",'Lives scenario - input'!$F83=\"\"),\"\",O98/'Lives scenario - input'!$F83),\"\")","v":""},{"$f":"IFERROR(IF(OR(P98=\"\",'Lives scenario - input'!$F83=\"\"),\"\",P98/'Lives scenario - input'!$F83),\"\")","v":""},{"$f":"IFERROR(IF(OR(Q98=\"\",'Lives scenario - input'!$F83=\"\"),\"\",Q98/'Lives scenario - input'!$F83),\"\")","v":""},{"$f":"IFERROR(IF(OR(R98=\"\",'Lives scenario - input'!$F83=\"\"),\"\",R98/'Lives scenario - input'!$F83),\"\")","v":""},{"$f":"IFERROR(IF(OR(S98=\"\",'Lives scenario - input'!$F83=\"\"),\"\",S98/'Lives scenario - input'!$F83),\"\")","v":""},{"$f":"IFERROR(IF(OR(T98=\"\",'Lives scenario - input'!$F83=\"\"),\"\",T98/'Lives scenario - input'!$F83),\"\")","v":""},{"$f":"IFERROR(IF(OR(U98=\"\",'Lives scenario - input'!$F83=\"\"),\"\",U98/'Lives scenario - input'!$F83),\"\")","v":""},{"$f":"IFERROR(IF(OR(V98=\"\",'Lives scenario - input'!$F83=\"\"),\"\",V98/'Lives scenario - input'!$F83),\"\")","v":""},{"$f":"IFERROR(IF(OR(W98=\"\",'Lives scenario - input'!$F83=\"\"),\"\",W98/'Lives scenario - input'!$F83),\"\")","v":""}]
[{"$f":"IFERROR('Lives scenario - input'!A84,\"\")","v":""},{"$f":"IFERROR('Lives scenario - input'!B84,\"\")","v":""},{"$f":"IFERROR('Lives scenario - input'!C84,\"\")","v":""},{"$f":"IFERROR(repcalc('Lives scenario - input'!$CX84:$GJ84,'Lives scenario - input'!$I84,'Lives scenario - input'!$G84,'Lives scenario - input'!$H84,20,TRUE,TRUE),\"\")","v":""},"","","","","","","","","","","","","","","","","","","",{"$f":"IFERROR(IF(OR(D99=\"\",'Lives scenario - input'!$F84=\"\"),\"\",D99/'Lives scenario - input'!$F84),\"\")","v":""},{"$f":"IFERROR(IF(OR(E99=\"\",'Lives scenario - input'!$F84=\"\"),\"\",E99/'Lives scenario - input'!$F84),\"\")","v":""},{"$f":"IFERROR(IF(OR(F99=\"\",'Lives scenario - input'!$F84=\"\"),\"\",F99/'Lives scenario - input'!$F84),\"\")","v":""},{"$f":"IFERROR(IF(OR(G99=\"\",'Lives scenario - input'!$F84=\"\"),\"\",G99/'Lives scenario - input'!$F84),\"\")","v":""},{"$f":"IFERROR(IF(OR(H99=\"\",'Lives scenario - input'!$F84=\"\"),\"\",H99/'Lives scenario - input'!$F84),\"\")","v":""},{"$f":"IFERROR(IF(OR(I99=\"\",'Lives scenario - input'!$F84=\"\"),\"\",I99/'Lives scenario - input'!$F84),\"\")","v":""},{"$f":"IFERROR(IF(OR(J99=\"\",'Lives scenario - input'!$F84=\"\"),\"\",J99/'Lives scenario - input'!$F84),\"\")","v":""},{"$f":"IFERROR(IF(OR(K99=\"\",'Lives scenario - input'!$F84=\"\"),\"\",K99/'Lives scenario - input'!$F84),\"\")","v":""},{"$f":"IFERROR(IF(OR(L99=\"\",'Lives scenario - input'!$F84=\"\"),\"\",L99/'Lives scenario - input'!$F84),\"\")","v":""},{"$f":"IFERROR(IF(OR(M99=\"\",'Lives scenario - input'!$F84=\"\"),\"\",M99/'Lives scenario - input'!$F84),\"\")","v":""},{"$f":"IFERROR(IF(OR(N99=\"\",'Lives scenario - input'!$F84=\"\"),\"\",N99/'Lives scenario - input'!$F84),\"\")","v":""},{"$f":"IFERROR(IF(OR(O99=\"\",'Lives scenario - input'!$F84=\"\"),\"\",O99/'Lives scenario - input'!$F84),\"\")","v":""},{"$f":"IFERROR(IF(OR(P99=\"\",'Lives scenario - input'!$F84=\"\"),\"\",P99/'Lives scenario - input'!$F84),\"\")","v":""},{"$f":"IFERROR(IF(OR(Q99=\"\",'Lives scenario - input'!$F84=\"\"),\"\",Q99/'Lives scenario - input'!$F84),\"\")","v":""},{"$f":"IFERROR(IF(OR(R99=\"\",'Lives scenario - input'!$F84=\"\"),\"\",R99/'Lives scenario - input'!$F84),\"\")","v":""},{"$f":"IFERROR(IF(OR(S99=\"\",'Lives scenario - input'!$F84=\"\"),\"\",S99/'Lives scenario - input'!$F84),\"\")","v":""},{"$f":"IFERROR(IF(OR(T99=\"\",'Lives scenario - input'!$F84=\"\"),\"\",T99/'Lives scenario - input'!$F84),\"\")","v":""},{"$f":"IFERROR(IF(OR(U99=\"\",'Lives scenario - input'!$F84=\"\"),\"\",U99/'Lives scenario - input'!$F84),\"\")","v":""},{"$f":"IFERROR(IF(OR(V99=\"\",'Lives scenario - input'!$F84=\"\"),\"\",V99/'Lives scenario - input'!$F84),\"\")","v":""},{"$f":"IFERROR(IF(OR(W99=\"\",'Lives scenario - input'!$F84=\"\"),\"\",W99/'Lives scenario - input'!$F84),\"\")","v":""}]
[{"$f":"IFERROR('Lives scenario - input'!A85,\"\")","v":""},{"$f":"IFERROR('Lives scenario - input'!B85,\"\")","v":""},{"$f":"IFERROR('Lives scenario - input'!C85,\"\")","v":""},{"$f":"IFERROR(repcalc('Lives scenario - input'!$CX85:$GJ85,'Lives scenario - input'!$I85,'Lives scenario - input'!$G85,'Lives scenario - input'!$H85,20,TRUE,TRUE),\"\")","v":""},"","","","","","","","","","","","","","","","","","","",{"$f":"IFERROR(IF(OR(D100=\"\",'Lives scenario - input'!$F85=\"\"),\"\",D100/'Lives scenario - input'!$F85),\"\")","v":""},{"$f":"IFERROR(IF(OR(E100=\"\",'Lives scenario - input'!$F85=\"\"),\"\",E100/'Lives scenario - input'!$F85),\"\")","v":""},{"$f":"IFERROR(IF(OR(F100=\"\",'Lives scenario - input'!$F85=\"\"),\"\",F100/'Lives scenario - input'!$F85),\"\")","v":""},{"$f":"IFERROR(IF(OR(G100=\"\",'Lives scenario - input'!$F85=\"\"),\"\",G100/'Lives scenario - input'!$F85),\"\")","v":""},{"$f":"IFERROR(IF(OR(H100=\"\",'Lives scenario - input'!$F85=\"\"),\"\",H100/'Lives scenario - input'!$F85),\"\")","v":""},{"$f":"IFERROR(IF(OR(I100=\"\",'Lives scenario - input'!$F85=\"\"),\"\",I100/'Lives scenario - input'!$F85),\"\")","v":""},{"$f":"IFERROR(IF(OR(J100=\"\",'Lives scenario - input'!$F85=\"\"),\"\",J100/'Lives scenario - input'!$F85),\"\")","v":""},{"$f":"IFERROR(IF(OR(K100=\"\",'Lives scenario - input'!$F85=\"\"),\"\",K100/'Lives scenario - input'!$F85),\"\")","v":""},{"$f":"IFERROR(IF(OR(L100=\"\",'Lives scenario - input'!$F85=\"\"),\"\",L100/'Lives scenario - input'!$F85),\"\")","v":""},{"$f":"IFERROR(IF(OR(M100=\"\",'Lives scenario - input'!$F85=\"\"),\"\",M100/'Lives scenario - input'!$F85),\"\")","v":""},{"$f":"IFERROR(IF(OR(N100=\"\",'Lives scenario - input'!$F85=\"\"),\"\",N100/'Lives scenario - input'!$F85),\"\")","v":""},{"$f":"IFERROR(IF(OR(O100=\"\",'Lives scenario - input'!$F85=\"\"),\"\",O100/'Lives scenario - input'!$F85),\"\")","v":""},{"$f":"IFERROR(IF(OR(P100=\"\",'Lives scenario - input'!$F85=\"\"),\"\",P100/'Lives scenario - input'!$F85),\"\")","v":""},{"$f":"IFERROR(IF(OR(Q100=\"\",'Lives scenario - input'!$F85=\"\"),\"\",Q100/'Lives scenario - input'!$F85),\"\")","v":""},{"$f":"IFERROR(IF(OR(R100=\"\",'Lives scenario - input'!$F85=\"\"),\"\",R100/'Lives scenario - input'!$F85),\"\")","v":""},{"$f":"IFERROR(IF(OR(S100=\"\",'Lives scenario - input'!$F85=\"\"),\"\",S100/'Lives scenario - input'!$F85),\"\")","v":""},{"$f":"IFERROR(IF(OR(T100=\"\",'Lives scenario - input'!$F85=\"\"),\"\",T100/'Lives scenario - input'!$F85),\"\")","v":""},{"$f":"IFERROR(IF(OR(U100=\"\",'Lives scenario - input'!$F85=\"\"),\"\",U100/'Lives scenario - input'!$F85),\"\")","v":""},{"$f":"IFERROR(IF(OR(V100=\"\",'Lives scenario - input'!$F85=\"\"),\"\",V100/'Lives scenario - input'!$F85),\"\")","v":""},{"$f":"IFERROR(IF(OR(W100=\"\",'Lives scenario - input'!$F85=\"\"),\"\",W100/'Lives scenario - input'!$F85),\"\")","v":""}]
[{"$f":"IFERROR('Lives scenario - input'!A86,\"\")","v":""},{"$f":"IFERROR('Lives scenario - input'!B86,\"\")","v":""},{"$f":"IFERROR('Lives scenario - input'!C86,\"\")","v":""},{"$f":"IFERROR(repcalc('Lives scenario - input'!$CX86:$GJ86,'Lives scenario - input'!$I86,'Lives scenario - input'!$G86,'Lives scenario - input'!$H86,20,TRUE,TRUE),\"\")","v":""},"","","","","","","","","","","","","","","","","","","",{"$f":"IFERROR(IF(OR(D101=\"\",'Lives scenario - input'!$F86=\"\"),\"\",D101/'Lives scenario - input'!$F86),\"\")","v":""},{"$f":"IFERROR(IF(OR(E101=\"\",'Lives scenario - input'!$F86=\"\"),\"\",E101/'Lives scenario - input'!$F86),\"\")","v":""},{"$f":"IFERROR(IF(OR(F101=\"\",'Lives scenario - input'!$F86=\"\"),\"\",F101/'Lives scenario - input'!$F86),\"\")","v":""},{"$f":"IFERROR(IF(OR(G101=\"\",'Lives scenario - input'!$F86=\"\"),\"\",G101/'Lives scenario - input'!$F86),\"\")","v":""},{"$f":"IFERROR(IF(OR(H101=\"\",'Lives scenario - input'!$F86=\"\"),\"\",H101/'Lives scenario - input'!$F86),\"\")","v":""},{"$f":"IFERROR(IF(OR(I101=\"\",'Lives scenario - input'!$F86=\"\"),\"\",I101/'Lives scenario - input'!$F86),\"\")","v":""},{"$f":"IFERROR(IF(OR(J101=\"\",'Lives scenario - input'!$F86=\"\"),\"\",J101/'Lives scenario - input'!$F86),\"\")","v":""},{"$f":"IFERROR(IF(OR(K101=\"\",'Lives scenario - input'!$F86=\"\"),\"\",K101/'Lives scenario - input'!$F86),\"\")","v":""},{"$f":"IFERROR(IF(OR(L101=\"\",'Lives scenario - input'!$F86=\"\"),\"\",L101/'Lives scenario - input'!$F86),\"\")","v":""},{"$f":"IFERROR(IF(OR(M101=\"\",'Lives scenario - input'!$F86=\"\"),\"\",M101/'Lives scenario - input'!$F86),\"\")","v":""},{"$f":"IFERROR(IF(OR(N101=\"\",'Lives scenario - input'!$F86=\"\"),\"\",N101/'Lives scenario - input'!$F86),\"\")","v":""},{"$f":"IFERROR(IF(OR(O101=\"\",'Lives scenario - input'!$F86=\"\"),\"\",O101/'Lives scenario - input'!$F86),\"\")","v":""},{"$f":"IFERROR(IF(OR(P101=\"\",'Lives scenario - input'!$F86=\"\"),\"\",P101/'Lives scenario - input'!$F86),\"\")","v":""},{"$f":"IFERROR(IF(OR(Q101=\"\",'Lives scenario - input'!$F86=\"\"),\"\",Q101/'Lives scenario - input'!$F86),\"\")","v":""},{"$f":"IFERROR(IF(OR(R101=\"\",'Lives scenario - input'!$F86=\"\"),\"\",R101/'Lives scenario - input'!$F86),\"\")","v":""},{"$f":"IFERROR(IF(OR(S101=\"\",'Lives scenario - input'!$F86=\"\"),\"\",S101/'Lives scenario - input'!$F86),\"\")","v":""},{"$f":"IFERROR(IF(OR(T101=\"\",'Lives scenario - input'!$F86=\"\"),\"\",T101/'Lives scenario - input'!$F86),\"\")","v":""},{"$f":"IFERROR(IF(OR(U101=\"\",'Lives scenario - input'!$F86=\"\"),\"\",U101/'Lives scenario - input'!$F86),\"\")","v":""},{"$f":"IFERROR(IF(OR(V101=\"\",'Lives scenario - input'!$F86=\"\"),\"\",V101/'Lives scenario - input'!$F86),\"\")","v":""},{"$f":"IFERROR(IF(OR(W101=\"\",'Lives scenario - input'!$F86=\"\"),\"\",W101/'Lives scenario - input'!$F86),\"\")","v":""}]
[{"$f":"IFERROR('Lives scenario - input'!A87,\"\")","v":""},{"$f":"IFERROR('Lives scenario - input'!B87,\"\")","v":""},{"$f":"IFERROR('Lives scenario - input'!C87,\"\")","v":""},{"$f":"IFERROR(repcalc('Lives scenario - input'!$CX87:$GJ87,'Lives scenario - input'!$I87,'Lives scenario - input'!$G87,'Lives scenario - input'!$H87,20,TRUE,TRUE),\"\")","v":""},"","","","","","","","","","","","","","","","","","","",{"$f":"IFERROR(IF(OR(D102=\"\",'Lives scenario - input'!$F87=\"\"),\"\",D102/'Lives scenario - input'!$F87),\"\")","v":""},{"$f":"IFERROR(IF(OR(E102=\"\",'Lives scenario - input'!$F87=\"\"),\"\",E102/'Lives scenario - input'!$F87),\"\")","v":""},{"$f":"IFERROR(IF(OR(F102=\"\",'Lives scenario - input'!$F87=\"\"),\"\",F102/'Lives scenario - input'!$F87),\"\")","v":""},{"$f":"IFERROR(IF(OR(G102=\"\",'Lives scenario - input'!$F87=\"\"),\"\",G102/'Lives scenario - input'!$F87),\"\")","v":""},{"$f":"IFERROR(IF(OR(H102=\"\",'Lives scenario - input'!$F87=\"\"),\"\",H102/'Lives scenario - input'!$F87),\"\")","v":""},{"$f":"IFERROR(IF(OR(I102=\"\",'Lives scenario - input'!$F87=\"\"),\"\",I102/'Lives scenario - input'!$F87),\"\")","v":""},{"$f":"IFERROR(IF(OR(J102=\"\",'Lives scenario - input'!$F87=\"\"),\"\",J102/'Lives scenario - input'!$F87),\"\")","v":""},{"$f":"IFERROR(IF(OR(K102=\"\",'Lives scenario - input'!$F87=\"\"),\"\",K102/'Lives scenario - input'!$F87),\"\")","v":""},{"$f":"IFERROR(IF(OR(L102=\"\",'Lives scenario - input'!$F87=\"\"),\"\",L102/'Lives scenario - input'!$F87),\"\")","v":""},{"$f":"IFERROR(IF(OR(M102=\"\",'Lives scenario - input'!$F87=\"\"),\"\",M102/'Lives scenario - input'!$F87),\"\")","v":""},{"$f":"IFERROR(IF(OR(N102=\"\",'Lives scenario - input'!$F87=\"\"),\"\",N102/'Lives scenario - input'!$F87),\"\")","v":""},{"$f":"IFERROR(IF(OR(O102=\"\",'Lives scenario - input'!$F87=\"\"),\"\",O102/'Lives scenario - input'!$F87),\"\")","v":""},{"$f":"IFERROR(IF(OR(P102=\"\",'Lives scenario - input'!$F87=\"\"),\"\",P102/'Lives scenario - input'!$F87),\"\")","v":""},{"$f":"IFERROR(IF(OR(Q102=\"\",'Lives scenario - input'!$F87=\"\"),\"\",Q102/'Lives scenario - input'!$F87),\"\")","v":""},{"$f":"IFERROR(IF(OR(R102=\"\",'Lives scenario - input'!$F87=\"\"),\"\",R102/'Lives scenario - input'!$F87),\"\")","v":""},{"$f":"IFERROR(IF(OR(S102=\"\",'Lives scenario - input'!$F87=\"\"),\"\",S102/'Lives scenario - input'!$F87),\"\")","v":""},{"$f":"IFERROR(IF(OR(T102=\"\",'Lives scenario - input'!$F87=\"\"),\"\",T102/'Lives scenario - input'!$F87),\"\")","v":""},{"$f":"IFERROR(IF(OR(U102=\"\",'Lives scenario - input'!$F87=\"\"),\"\",U102/'Lives scenario - input'!$F87),\"\")","v":""},{"$f":"IFERROR(IF(OR(V102=\"\",'Lives scenario - input'!$F87=\"\"),\"\",V102/'Lives scenario - input'!$F87),\"\")","v":""},{"$f":"IFERROR(IF(OR(W102=\"\",'Lives scenario - input'!$F87=\"\"),\"\",W102/'Lives scenario - input'!$F87),\"\")","v":""}]
[{"$f":"IFERROR('Lives scenario - input'!A88,\"\")","v":""},{"$f":"IFERROR('Lives scenario - input'!B88,\"\")","v":""},{"$f":"IFERROR('Lives scenario - input'!C88,\"\")","v":""},{"$f":"IFERROR(repcalc('Lives scenario - input'!$CX88:$GJ88,'Lives scenario - input'!$I88,'Lives scenario - input'!$G88,'Lives scenario - input'!$H88,20,TRUE,TRUE),\"\")","v":""},"","","","","","","","","","","","","","","","","","","",{"$f":"IFERROR(IF(OR(D103=\"\",'Lives scenario - input'!$F88=\"\"),\"\",D103/'Lives scenario - input'!$F88),\"\")","v":""},{"$f":"IFERROR(IF(OR(E103=\"\",'Lives scenario - input'!$F88=\"\"),\"\",E103/'Lives scenario - input'!$F88),\"\")","v":""},{"$f":"IFERROR(IF(OR(F103=\"\",'Lives scenario - input'!$F88=\"\"),\"\",F103/'Lives scenario - input'!$F88),\"\")","v":""},{"$f":"IFERROR(IF(OR(G103=\"\",'Lives scenario - input'!$F88=\"\"),\"\",G103/'Lives scenario - input'!$F88),\"\")","v":""},{"$f":"IFERROR(IF(OR(H103=\"\",'Lives scenario - input'!$F88=\"\"),\"\",H103/'Lives scenario - input'!$F88),\"\")","v":""},{"$f":"IFERROR(IF(OR(I103=\"\",'Lives scenario - input'!$F88=\"\"),\"\",I103/'Lives scenario - input'!$F88),\"\")","v":""},{"$f":"IFERROR(IF(OR(J103=\"\",'Lives scenario - input'!$F88=\"\"),\"\",J103/'Lives scenario - input'!$F88),\"\")","v":""},{"$f":"IFERROR(IF(OR(K103=\"\",'Lives scenario - input'!$F88=\"\"),\"\",K103/'Lives scenario - input'!$F88),\"\")","v":""},{"$f":"IFERROR(IF(OR(L103=\"\",'Lives scenario - input'!$F88=\"\"),\"\",L103/'Lives scenario - input'!$F88),\"\")","v":""},{"$f":"IFERROR(IF(OR(M103=\"\",'Lives scenario - input'!$F88=\"\"),\"\",M103/'Lives scenario - input'!$F88),\"\")","v":""},{"$f":"IFERROR(IF(OR(N103=\"\",'Lives scenario - input'!$F88=\"\"),\"\",N103/'Lives scenario - input'!$F88),\"\")","v":""},{"$f":"IFERROR(IF(OR(O103=\"\",'Lives scenario - input'!$F88=\"\"),\"\",O103/'Lives scenario - input'!$F88),\"\")","v":""},{"$f":"IFERROR(IF(OR(P103=\"\",'Lives scenario - input'!$F88=\"\"),\"\",P103/'Lives scenario - input'!$F88),\"\")","v":""},{"$f":"IFERROR(IF(OR(Q103=\"\",'Lives scenario - input'!$F88=\"\"),\"\",Q103/'Lives scenario - input'!$F88),\"\")","v":""},{"$f":"IFERROR(IF(OR(R103=\"\",'Lives scenario - input'!$F88=\"\"),\"\",R103/'Lives scenario - input'!$F88),\"\")","v":""},{"$f":"IFERROR(IF(OR(S103=\"\",'Lives scenario - input'!$F88=\"\"),\"\",S103/'Lives scenario - input'!$F88),\"\")","v":""},{"$f":"IFERROR(IF(OR(T103=\"\",'Lives scenario - input'!$F88=\"\"),\"\",T103/'Lives scenario - input'!$F88),\"\")","v":""},{"$f":"IFERROR(IF(OR(U103=\"\",'Lives scenario - input'!$F88=\"\"),\"\",U103/'Lives scenario - input'!$F88),\"\")","v":""},{"$f":"IFERROR(IF(OR(V103=\"\",'Lives scenario - input'!$F88=\"\"),\"\",V103/'Lives scenario - input'!$F88),\"\")","v":""},{"$f":"IFERROR(IF(OR(W103=\"\",'Lives scenario - input'!$F88=\"\"),\"\",W103/'Lives scenario - input'!$F88),\"\")","v":""}]
[{"$f":"IFERROR('Lives scenario - input'!A89,\"\")","v":""},{"$f":"IFERROR('Lives scenario - input'!B89,\"\")","v":""},{"$f":"IFERROR('Lives scenario - input'!C89,\"\")","v":""},{"$f":"IFERROR(repcalc('Lives scenario - input'!$CX89:$GJ89,'Lives scenario - input'!$I89,'Lives scenario - input'!$G89,'Lives scenario - input'!$H89,20,TRUE,TRUE),\"\")","v":""},"","","","","","","","","","","","","","","","","","","",{"$f":"IFERROR(IF(OR(D104=\"\",'Lives scenario - input'!$F89=\"\"),\"\",D104/'Lives scenario - input'!$F89),\"\")","v":""},{"$f":"IFERROR(IF(OR(E104=\"\",'Lives scenario - input'!$F89=\"\"),\"\",E104/'Lives scenario - input'!$F89),\"\")","v":""},{"$f":"IFERROR(IF(OR(F104=\"\",'Lives scenario - input'!$F89=\"\"),\"\",F104/'Lives scenario - input'!$F89),\"\")","v":""},{"$f":"IFERROR(IF(OR(G104=\"\",'Lives scenario - input'!$F89=\"\"),\"\",G104/'Lives scenario - input'!$F89),\"\")","v":""},{"$f":"IFERROR(IF(OR(H104=\"\",'Lives scenario - input'!$F89=\"\"),\"\",H104/'Lives scenario - input'!$F89),\"\")","v":""},{"$f":"IFERROR(IF(OR(I104=\"\",'Lives scenario - input'!$F89=\"\"),\"\",I104/'Lives scenario - input'!$F89),\"\")","v":""},{"$f":"IFERROR(IF(OR(J104=\"\",'Lives scenario - input'!$F89=\"\"),\"\",J104/'Lives scenario - input'!$F89),\"\")","v":""},{"$f":"IFERROR(IF(OR(K104=\"\",'Lives scenario - input'!$F89=\"\"),\"\",K104/'Lives scenario - input'!$F89),\"\")","v":""},{"$f":"IFERROR(IF(OR(L104=\"\",'Lives scenario - input'!$F89=\"\"),\"\",L104/'Lives scenario - input'!$F89),\"\")","v":""},{"$f":"IFERROR(IF(OR(M104=\"\",'Lives scenario - input'!$F89=\"\"),\"\",M104/'Lives scenario - input'!$F89),\"\")","v":""},{"$f":"IFERROR(IF(OR(N104=\"\",'Lives scenario - input'!$F89=\"\"),\"\",N104/'Lives scenario - input'!$F89),\"\")","v":""},{"$f":"IFERROR(IF(OR(O104=\"\",'Lives scenario - input'!$F89=\"\"),\"\",O104/'Lives scenario - input'!$F89),\"\")","v":""},{"$f":"IFERROR(IF(OR(P104=\"\",'Lives scenario - input'!$F89=\"\"),\"\",P104/'Lives scenario - input'!$F89),\"\")","v":""},{"$f":"IFERROR(IF(OR(Q104=\"\",'Lives scenario - input'!$F89=\"\"),\"\",Q104/'Lives scenario - input'!$F89),\"\")","v":""},{"$f":"IFERROR(IF(OR(R104=\"\",'Lives scenario - input'!$F89=\"\"),\"\",R104/'Lives scenario - input'!$F89),\"\")","v":""},{"$f":"IFERROR(IF(OR(S104=\"\",'Lives scenario - input'!$F89=\"\"),\"\",S104/'Lives scenario - input'!$F89),\"\")","v":""},{"$f":"IFERROR(IF(OR(T104=\"\",'Lives scenario - input'!$F89=\"\"),\"\",T104/'Lives scenario - input'!$F89),\"\")","v":""},{"$f":"IFERROR(IF(OR(U104=\"\",'Lives scenario - input'!$F89=\"\"),\"\",U104/'Lives scenario - input'!$F89),\"\")","v":""},{"$f":"IFERROR(IF(OR(V104=\"\",'Lives scenario - input'!$F89=\"\"),\"\",V104/'Lives scenario - input'!$F89),\"\")","v":""},{"$f":"IFERROR(IF(OR(W104=\"\",'Lives scenario - input'!$F89=\"\"),\"\",W104/'Lives scenario - input'!$F89),\"\")","v":""}]
[{"$f":"IFERROR('Lives scenario - input'!A90,\"\")","v":""},{"$f":"IFERROR('Lives scenario - input'!B90,\"\")","v":""},{"$f":"IFERROR('Lives scenario - input'!C90,\"\")","v":""},{"$f":"IFERROR(repcalc('Lives scenario - input'!$CX90:$GJ90,'Lives scenario - input'!$I90,'Lives scenario - input'!$G90,'Lives scenario - input'!$H90,20,TRUE,TRUE),\"\")","v":""},"","","","","","","","","","","","","","","","","","","",{"$f":"IFERROR(IF(OR(D105=\"\",'Lives scenario - input'!$F90=\"\"),\"\",D105/'Lives scenario - input'!$F90),\"\")","v":""},{"$f":"IFERROR(IF(OR(E105=\"\",'Lives scenario - input'!$F90=\"\"),\"\",E105/'Lives scenario - input'!$F90),\"\")","v":""},{"$f":"IFERROR(IF(OR(F105=\"\",'Lives scenario - input'!$F90=\"\"),\"\",F105/'Lives scenario - input'!$F90),\"\")","v":""},{"$f":"IFERROR(IF(OR(G105=\"\",'Lives scenario - input'!$F90=\"\"),\"\",G105/'Lives scenario - input'!$F90),\"\")","v":""},{"$f":"IFERROR(IF(OR(H105=\"\",'Lives scenario - input'!$F90=\"\"),\"\",H105/'Lives scenario - input'!$F90),\"\")","v":""},{"$f":"IFERROR(IF(OR(I105=\"\",'Lives scenario - input'!$F90=\"\"),\"\",I105/'Lives scenario - input'!$F90),\"\")","v":""},{"$f":"IFERROR(IF(OR(J105=\"\",'Lives scenario - input'!$F90=\"\"),\"\",J105/'Lives scenario - input'!$F90),\"\")","v":""},{"$f":"IFERROR(IF(OR(K105=\"\",'Lives scenario - input'!$F90=\"\"),\"\",K105/'Lives scenario - input'!$F90),\"\")","v":""},{"$f":"IFERROR(IF(OR(L105=\"\",'Lives scenario - input'!$F90=\"\"),\"\",L105/'Lives scenario - input'!$F90),\"\")","v":""},{"$f":"IFERROR(IF(OR(M105=\"\",'Lives scenario - input'!$F90=\"\"),\"\",M105/'Lives scenario - input'!$F90),\"\")","v":""},{"$f":"IFERROR(IF(OR(N105=\"\",'Lives scenario - input'!$F90=\"\"),\"\",N105/'Lives scenario - input'!$F90),\"\")","v":""},{"$f":"IFERROR(IF(OR(O105=\"\",'Lives scenario - input'!$F90=\"\"),\"\",O105/'Lives scenario - input'!$F90),\"\")","v":""},{"$f":"IFERROR(IF(OR(P105=\"\",'Lives scenario - input'!$F90=\"\"),\"\",P105/'Lives scenario - input'!$F90),\"\")","v":""},{"$f":"IFERROR(IF(OR(Q105=\"\",'Lives scenario - input'!$F90=\"\"),\"\",Q105/'Lives scenario - input'!$F90),\"\")","v":""},{"$f":"IFERROR(IF(OR(R105=\"\",'Lives scenario - input'!$F90=\"\"),\"\",R105/'Lives scenario - input'!$F90),\"\")","v":""},{"$f":"IFERROR(IF(OR(S105=\"\",'Lives scenario - input'!$F90=\"\"),\"\",S105/'Lives scenario - input'!$F90),\"\")","v":""},{"$f":"IFERROR(IF(OR(T105=\"\",'Lives scenario - input'!$F90=\"\"),\"\",T105/'Lives scenario - input'!$F90),\"\")","v":""},{"$f":"IFERROR(IF(OR(U105=\"\",'Lives scenario - input'!$F90=\"\"),\"\",U105/'Lives scenario - input'!$F90),\"\")","v":""},{"$f":"IFERROR(IF(OR(V105=\"\",'Lives scenario - input'!$F90=\"\"),\"\",V105/'Lives scenario - input'!$F90),\"\")","v":""},{"$f":"IFERROR(IF(OR(W105=\"\",'Lives scenario - input'!$F90=\"\"),\"\",W105/'Lives scenario - input'!$F90),\"\")","v":""}]
[{"$f":"IFERROR('Lives scenario - input'!A91,\"\")","v":""},{"$f":"IFERROR('Lives scenario - input'!B91,\"\")","v":""},{"$f":"IFERROR('Lives scenario - input'!C91,\"\")","v":""},{"$f":"IFERROR(repcalc('Lives scenario - input'!$CX91:$GJ91,'Lives scenario - input'!$I91,'Lives scenario - input'!$G91,'Lives scenario - input'!$H91,20,TRUE,TRUE),\"\")","v":""},"","","","","","","","","","","","","","","","","","","",{"$f":"IFERROR(IF(OR(D106=\"\",'Lives scenario - input'!$F91=\"\"),\"\",D106/'Lives scenario - input'!$F91),\"\")","v":""},{"$f":"IFERROR(IF(OR(E106=\"\",'Lives scenario - input'!$F91=\"\"),\"\",E106/'Lives scenario - input'!$F91),\"\")","v":""},{"$f":"IFERROR(IF(OR(F106=\"\",'Lives scenario - input'!$F91=\"\"),\"\",F106/'Lives scenario - input'!$F91),\"\")","v":""},{"$f":"IFERROR(IF(OR(G106=\"\",'Lives scenario - input'!$F91=\"\"),\"\",G106/'Lives scenario - input'!$F91),\"\")","v":""},{"$f":"IFERROR(IF(OR(H106=\"\",'Lives scenario - input'!$F91=\"\"),\"\",H106/'Lives scenario - input'!$F91),\"\")","v":""},{"$f":"IFERROR(IF(OR(I106=\"\",'Lives scenario - input'!$F91=\"\"),\"\",I106/'Lives scenario - input'!$F91),\"\")","v":""},{"$f":"IFERROR(IF(OR(J106=\"\",'Lives scenario - input'!$F91=\"\"),\"\",J106/'Lives scenario - input'!$F91),\"\")","v":""},{"$f":"IFERROR(IF(OR(K106=\"\",'Lives scenario - input'!$F91=\"\"),\"\",K106/'Lives scenario - input'!$F91),\"\")","v":""},{"$f":"IFERROR(IF(OR(L106=\"\",'Lives scenario - input'!$F91=\"\"),\"\",L106/'Lives scenario - input'!$F91),\"\")","v":""},{"$f":"IFERROR(IF(OR(M106=\"\",'Lives scenario - input'!$F91=\"\"),\"\",M106/'Lives scenario - input'!$F91),\"\")","v":""},{"$f":"IFERROR(IF(OR(N106=\"\",'Lives scenario - input'!$F91=\"\"),\"\",N106/'Lives scenario - input'!$F91),\"\")","v":""},{"$f":"IFERROR(IF(OR(O106=\"\",'Lives scenario - input'!$F91=\"\"),\"\",O106/'Lives scenario - input'!$F91),\"\")","v":""},{"$f":"IFERROR(IF(OR(P106=\"\",'Lives scenario - input'!$F91=\"\"),\"\",P106/'Lives scenario - input'!$F91),\"\")","v":""},{"$f":"IFERROR(IF(OR(Q106=\"\",'Lives scenario - input'!$F91=\"\"),\"\",Q106/'Lives scenario - input'!$F91),\"\")","v":""},{"$f":"IFERROR(IF(OR(R106=\"\",'Lives scenario - input'!$F91=\"\"),\"\",R106/'Lives scenario - input'!$F91),\"\")","v":""},{"$f":"IFERROR(IF(OR(S106=\"\",'Lives scenario - input'!$F91=\"\"),\"\",S106/'Lives scenario - input'!$F91),\"\")","v":""},{"$f":"IFERROR(IF(OR(T106=\"\",'Lives scenario - input'!$F91=\"\"),\"\",T106/'Lives scenario - input'!$F91),\"\")","v":""},{"$f":"IFERROR(IF(OR(U106=\"\",'Lives scenario - input'!$F91=\"\"),\"\",U106/'Lives scenario - input'!$F91),\"\")","v":""},{"$f":"IFERROR(IF(OR(V106=\"\",'Lives scenario - input'!$F91=\"\"),\"\",V106/'Lives scenario - input'!$F91),\"\")","v":""},{"$f":"IFERROR(IF(OR(W106=\"\",'Lives scenario - input'!$F91=\"\"),\"\",W106/'Lives scenario - input'!$F91),\"\")","v":""}]
[{"$f":"IFERROR('Lives scenario - input'!A92,\"\")","v":""},{"$f":"IFERROR('Lives scenario - input'!B92,\"\")","v":""},{"$f":"IFERROR('Lives scenario - input'!C92,\"\")","v":""},{"$f":"IFERROR(repcalc('Lives scenario - input'!$CX92:$GJ92,'Lives scenario - input'!$I92,'Lives scenario - input'!$G92,'Lives scenario - input'!$H92,20,TRUE,TRUE),\"\")","v":""},"","","","","","","","","","","","","","","","","","","",{"$f":"IFERROR(IF(OR(D107=\"\",'Lives scenario - input'!$F92=\"\"),\"\",D107/'Lives scenario - input'!$F92),\"\")","v":""},{"$f":"IFERROR(IF(OR(E107=\"\",'Lives scenario - input'!$F92=\"\"),\"\",E107/'Lives scenario - input'!$F92),\"\")","v":""},{"$f":"IFERROR(IF(OR(F107=\"\",'Lives scenario - input'!$F92=\"\"),\"\",F107/'Lives scenario - input'!$F92),\"\")","v":""},{"$f":"IFERROR(IF(OR(G107=\"\",'Lives scenario - input'!$F92=\"\"),\"\",G107/'Lives scenario - input'!$F92),\"\")","v":""},{"$f":"IFERROR(IF(OR(H107=\"\",'Lives scenario - input'!$F92=\"\"),\"\",H107/'Lives scenario - input'!$F92),\"\")","v":""},{"$f":"IFERROR(IF(OR(I107=\"\",'Lives scenario - input'!$F92=\"\"),\"\",I107/'Lives scenario - input'!$F92),\"\")","v":""},{"$f":"IFERROR(IF(OR(J107=\"\",'Lives scenario - input'!$F92=\"\"),\"\",J107/'Lives scenario - input'!$F92),\"\")","v":""},{"$f":"IFERROR(IF(OR(K107=\"\",'Lives scenario - input'!$F92=\"\"),\"\",K107/'Lives scenario - input'!$F92),\"\")","v":""},{"$f":"IFERROR(IF(OR(L107=\"\",'Lives scenario - input'!$F92=\"\"),\"\",L107/'Lives scenario - input'!$F92),\"\")","v":""},{"$f":"IFERROR(IF(OR(M107=\"\",'Lives scenario - input'!$F92=\"\"),\"\",M107/'Lives scenario - input'!$F92),\"\")","v":""},{"$f":"IFERROR(IF(OR(N107=\"\",'Lives scenario - input'!$F92=\"\"),\"\",N107/'Lives scenario - input'!$F92),\"\")","v":""},{"$f":"IFERROR(IF(OR(O107=\"\",'Lives scenario - input'!$F92=\"\"),\"\",O107/'Lives scenario - input'!$F92),\"\")","v":""},{"$f":"IFERROR(IF(OR(P107=\"\",'Lives scenario - input'!$F92=\"\"),\"\",P107/'Lives scenario - input'!$F92),\"\")","v":""},{"$f":"IFERROR(IF(OR(Q107=\"\",'Lives scenario - input'!$F92=\"\"),\"\",Q107/'Lives scenario - input'!$F92),\"\")","v":""},{"$f":"IFERROR(IF(OR(R107=\"\",'Lives scenario - input'!$F92=\"\"),\"\",R107/'Lives scenario - input'!$F92),\"\")","v":""},{"$f":"IFERROR(IF(OR(S107=\"\",'Lives scenario - input'!$F92=\"\"),\"\",S107/'Lives scenario - input'!$F92),\"\")","v":""},{"$f":"IFERROR(IF(OR(T107=\"\",'Lives scenario - input'!$F92=\"\"),\"\",T107/'Lives scenario - input'!$F92),\"\")","v":""},{"$f":"IFERROR(IF(OR(U107=\"\",'Lives scenario - input'!$F92=\"\"),\"\",U107/'Lives scenario - input'!$F92),\"\")","v":""},{"$f":"IFERROR(IF(OR(V107=\"\",'Lives scenario - input'!$F92=\"\"),\"\",V107/'Lives scenario - input'!$F92),\"\")","v":""},{"$f":"IFERROR(IF(OR(W107=\"\",'Lives scenario - input'!$F92=\"\"),\"\",W107/'Lives scenario - input'!$F92),\"\")","v":""}]
[{"$f":"IFERROR('Lives scenario - input'!A93,\"\")","v":""},{"$f":"IFERROR('Lives scenario - input'!B93,\"\")","v":""},{"$f":"IFERROR('Lives scenario - input'!C93,\"\")","v":""},{"$f":"IFERROR(repcalc('Lives scenario - input'!$CX93:$GJ93,'Lives scenario - input'!$I93,'Lives scenario - input'!$G93,'Lives scenario - input'!$H93,20,TRUE,TRUE),\"\")","v":""},"","","","","","","","","","","","","","","","","","","",{"$f":"IFERROR(IF(OR(D108=\"\",'Lives scenario - input'!$F93=\"\"),\"\",D108/'Lives scenario - input'!$F93),\"\")","v":""},{"$f":"IFERROR(IF(OR(E108=\"\",'Lives scenario - input'!$F93=\"\"),\"\",E108/'Lives scenario - input'!$F93),\"\")","v":""},{"$f":"IFERROR(IF(OR(F108=\"\",'Lives scenario - input'!$F93=\"\"),\"\",F108/'Lives scenario - input'!$F93),\"\")","v":""},{"$f":"IFERROR(IF(OR(G108=\"\",'Lives scenario - input'!$F93=\"\"),\"\",G108/'Lives scenario - input'!$F93),\"\")","v":""},{"$f":"IFERROR(IF(OR(H108=\"\",'Lives scenario - input'!$F93=\"\"),\"\",H108/'Lives scenario - input'!$F93),\"\")","v":""},{"$f":"IFERROR(IF(OR(I108=\"\",'Lives scenario - input'!$F93=\"\"),\"\",I108/'Lives scenario - input'!$F93),\"\")","v":""},{"$f":"IFERROR(IF(OR(J108=\"\",'Lives scenario - input'!$F93=\"\"),\"\",J108/'Lives scenario - input'!$F93),\"\")","v":""},{"$f":"IFERROR(IF(OR(K108=\"\",'Lives scenario - input'!$F93=\"\"),\"\",K108/'Lives scenario - input'!$F93),\"\")","v":""},{"$f":"IFERROR(IF(OR(L108=\"\",'Lives scenario - input'!$F93=\"\"),\"\",L108/'Lives scenario - input'!$F93),\"\")","v":""},{"$f":"IFERROR(IF(OR(M108=\"\",'Lives scenario - input'!$F93=\"\"),\"\",M108/'Lives scenario - input'!$F93),\"\")","v":""},{"$f":"IFERROR(IF(OR(N108=\"\",'Lives scenario - input'!$F93=\"\"),\"\",N108/'Lives scenario - input'!$F93),\"\")","v":""},{"$f":"IFERROR(IF(OR(O108=\"\",'Lives scenario - input'!$F93=\"\"),\"\",O108/'Lives scenario - input'!$F93),\"\")","v":""},{"$f":"IFERROR(IF(OR(P108=\"\",'Lives scenario - input'!$F93=\"\"),\"\",P108/'Lives scenario - input'!$F93),\"\")","v":""},{"$f":"IFERROR(IF(OR(Q108=\"\",'Lives scenario - input'!$F93=\"\"),\"\",Q108/'Lives scenario - input'!$F93),\"\")","v":""},{"$f":"IFERROR(IF(OR(R108=\"\",'Lives scenario - input'!$F93=\"\"),\"\",R108/'Lives scenario - input'!$F93),\"\")","v":""},{"$f":"IFERROR(IF(OR(S108=\"\",'Lives scenario - input'!$F93=\"\"),\"\",S108/'Lives scenario - input'!$F93),\"\")","v":""},{"$f":"IFERROR(IF(OR(T108=\"\",'Lives scenario - input'!$F93=\"\"),\"\",T108/'Lives scenario - input'!$F93),\"\")","v":""},{"$f":"IFERROR(IF(OR(U108=\"\",'Lives scenario - input'!$F93=\"\"),\"\",U108/'Lives scenario - input'!$F93),\"\")","v":""},{"$f":"IFERROR(IF(OR(V108=\"\",'Lives scenario - input'!$F93=\"\"),\"\",V108/'Lives scenario - input'!$F93),\"\")","v":""},{"$f":"IFERROR(IF(OR(W108=\"\",'Lives scenario - input'!$F93=\"\"),\"\",W108/'Lives scenario - input'!$F93),\"\")","v":""}]
[{"$f":"IFERROR('Lives scenario - input'!A94,\"\")","v":""},{"$f":"IFERROR('Lives scenario - input'!B94,\"\")","v":""},{"$f":"IFERROR('Lives scenario - input'!C94,\"\")","v":""},{"$f":"IFERROR(repcalc('Lives scenario - input'!$CX94:$GJ94,'Lives scenario - input'!$I94,'Lives scenario - input'!$G94,'Lives scenario - input'!$H94,20,TRUE,TRUE),\"\")","v":""},"","","","","","","","","","","","","","","","","","","",{"$f":"IFERROR(IF(OR(D109=\"\",'Lives scenario - input'!$F94=\"\"),\"\",D109/'Lives scenario - input'!$F94),\"\")","v":""},{"$f":"IFERROR(IF(OR(E109=\"\",'Lives scenario - input'!$F94=\"\"),\"\",E109/'Lives scenario - input'!$F94),\"\")","v":""},{"$f":"IFERROR(IF(OR(F109=\"\",'Lives scenario - input'!$F94=\"\"),\"\",F109/'Lives scenario - input'!$F94),\"\")","v":""},{"$f":"IFERROR(IF(OR(G109=\"\",'Lives scenario - input'!$F94=\"\"),\"\",G109/'Lives scenario - input'!$F94),\"\")","v":""},{"$f":"IFERROR(IF(OR(H109=\"\",'Lives scenario - input'!$F94=\"\"),\"\",H109/'Lives scenario - input'!$F94),\"\")","v":""},{"$f":"IFERROR(IF(OR(I109=\"\",'Lives scenario - input'!$F94=\"\"),\"\",I109/'Lives scenario - input'!$F94),\"\")","v":""},{"$f":"IFERROR(IF(OR(J109=\"\",'Lives scenario - input'!$F94=\"\"),\"\",J109/'Lives scenario - input'!$F94),\"\")","v":""},{"$f":"IFERROR(IF(OR(K109=\"\",'Lives scenario - input'!$F94=\"\"),\"\",K109/'Lives scenario - input'!$F94),\"\")","v":""},{"$f":"IFERROR(IF(OR(L109=\"\",'Lives scenario - input'!$F94=\"\"),\"\",L109/'Lives scenario - input'!$F94),\"\")","v":""},{"$f":"IFERROR(IF(OR(M109=\"\",'Lives scenario - input'!$F94=\"\"),\"\",M109/'Lives scenario - input'!$F94),\"\")","v":""},{"$f":"IFERROR(IF(OR(N109=\"\",'Lives scenario - input'!$F94=\"\"),\"\",N109/'Lives scenario - input'!$F94),\"\")","v":""},{"$f":"IFERROR(IF(OR(O109=\"\",'Lives scenario - input'!$F94=\"\"),\"\",O109/'Lives scenario - input'!$F94),\"\")","v":""},{"$f":"IFERROR(IF(OR(P109=\"\",'Lives scenario - input'!$F94=\"\"),\"\",P109/'Lives scenario - input'!$F94),\"\")","v":""},{"$f":"IFERROR(IF(OR(Q109=\"\",'Lives scenario - input'!$F94=\"\"),\"\",Q109/'Lives scenario - input'!$F94),\"\")","v":""},{"$f":"IFERROR(IF(OR(R109=\"\",'Lives scenario - input'!$F94=\"\"),\"\",R109/'Lives scenario - input'!$F94),\"\")","v":""},{"$f":"IFERROR(IF(OR(S109=\"\",'Lives scenario - input'!$F94=\"\"),\"\",S109/'Lives scenario - input'!$F94),\"\")","v":""},{"$f":"IFERROR(IF(OR(T109=\"\",'Lives scenario - input'!$F94=\"\"),\"\",T109/'Lives scenario - input'!$F94),\"\")","v":""},{"$f":"IFERROR(IF(OR(U109=\"\",'Lives scenario - input'!$F94=\"\"),\"\",U109/'Lives scenario - input'!$F94),\"\")","v":""},{"$f":"IFERROR(IF(OR(V109=\"\",'Lives scenario - input'!$F94=\"\"),\"\",V109/'Lives scenario - input'!$F94),\"\")","v":""},{"$f":"IFERROR(IF(OR(W109=\"\",'Lives scenario - input'!$F94=\"\"),\"\",W109/'Lives scenario - input'!$F94),\"\")","v":""}]
[{"$f":"IFERROR('Lives scenario - input'!A95,\"\")","v":""},{"$f":"IFERROR('Lives scenario - input'!B95,\"\")","v":""},{"$f":"IFERROR('Lives scenario - input'!C95,\"\")","v":""},{"$f":"IFERROR(repcalc('Lives scenario - input'!$CX95:$GJ95,'Lives scenario - input'!$I95,'Lives scenario - input'!$G95,'Lives scenario - input'!$H95,20,TRUE,TRUE),\"\")","v":""},"","","","","","","","","","","","","","","","","","","",{"$f":"IFERROR(IF(OR(D110=\"\",'Lives scenario - input'!$F95=\"\"),\"\",D110/'Lives scenario - input'!$F95),\"\")","v":""},{"$f":"IFERROR(IF(OR(E110=\"\",'Lives scenario - input'!$F95=\"\"),\"\",E110/'Lives scenario - input'!$F95),\"\")","v":""},{"$f":"IFERROR(IF(OR(F110=\"\",'Lives scenario - input'!$F95=\"\"),\"\",F110/'Lives scenario - input'!$F95),\"\")","v":""},{"$f":"IFERROR(IF(OR(G110=\"\",'Lives scenario - input'!$F95=\"\"),\"\",G110/'Lives scenario - input'!$F95),\"\")","v":""},{"$f":"IFERROR(IF(OR(H110=\"\",'Lives scenario - input'!$F95=\"\"),\"\",H110/'Lives scenario - input'!$F95),\"\")","v":""},{"$f":"IFERROR(IF(OR(I110=\"\",'Lives scenario - input'!$F95=\"\"),\"\",I110/'Lives scenario - input'!$F95),\"\")","v":""},{"$f":"IFERROR(IF(OR(J110=\"\",'Lives scenario - input'!$F95=\"\"),\"\",J110/'Lives scenario - input'!$F95),\"\")","v":""},{"$f":"IFERROR(IF(OR(K110=\"\",'Lives scenario - input'!$F95=\"\"),\"\",K110/'Lives scenario - input'!$F95),\"\")","v":""},{"$f":"IFERROR(IF(OR(L110=\"\",'Lives scenario - input'!$F95=\"\"),\"\",L110/'Lives scenario - input'!$F95),\"\")","v":""},{"$f":"IFERROR(IF(OR(M110=\"\",'Lives scenario - input'!$F95=\"\"),\"\",M110/'Lives scenario - input'!$F95),\"\")","v":""},{"$f":"IFERROR(IF(OR(N110=\"\",'Lives scenario - input'!$F95=\"\"),\"\",N110/'Lives scenario - input'!$F95),\"\")","v":""},{"$f":"IFERROR(IF(OR(O110=\"\",'Lives scenario - input'!$F95=\"\"),\"\",O110/'Lives scenario - input'!$F95),\"\")","v":""},{"$f":"IFERROR(IF(OR(P110=\"\",'Lives scenario - input'!$F95=\"\"),\"\",P110/'Lives scenario - input'!$F95),\"\")","v":""},{"$f":"IFERROR(IF(OR(Q110=\"\",'Lives scenario - input'!$F95=\"\"),\"\",Q110/'Lives scenario - input'!$F95),\"\")","v":""},{"$f":"IFERROR(IF(OR(R110=\"\",'Lives scenario - input'!$F95=\"\"),\"\",R110/'Lives scenario - input'!$F95),\"\")","v":""},{"$f":"IFERROR(IF(OR(S110=\"\",'Lives scenario - input'!$F95=\"\"),\"\",S110/'Lives scenario - input'!$F95),\"\")","v":""},{"$f":"IFERROR(IF(OR(T110=\"\",'Lives scenario - input'!$F95=\"\"),\"\",T110/'Lives scenario - input'!$F95),\"\")","v":""},{"$f":"IFERROR(IF(OR(U110=\"\",'Lives scenario - input'!$F95=\"\"),\"\",U110/'Lives scenario - input'!$F95),\"\")","v":""},{"$f":"IFERROR(IF(OR(V110=\"\",'Lives scenario - input'!$F95=\"\"),\"\",V110/'Lives scenario - input'!$F95),\"\")","v":""},{"$f":"IFERROR(IF(OR(W110=\"\",'Lives scenario - input'!$F95=\"\"),\"\",W110/'Lives scenario - input'!$F95),\"\")","v":""}]
[{"$f":"IFERROR('Lives scenario - input'!A96,\"\")","v":""},{"$f":"IFERROR('Lives scenario - input'!B96,\"\")","v":""},{"$f":"IFERROR('Lives scenario - input'!C96,\"\")","v":""},{"$f":"IFERROR(repcalc('Lives scenario - input'!$CX96:$GJ96,'Lives scenario - input'!$I96,'Lives scenario - input'!$G96,'Lives scenario - input'!$H96,20,TRUE,TRUE),\"\")","v":""},"","","","","","","","","","","","","","","","","","","",{"$f":"IFERROR(IF(OR(D111=\"\",'Lives scenario - input'!$F96=\"\"),\"\",D111/'Lives scenario - input'!$F96),\"\")","v":""},{"$f":"IFERROR(IF(OR(E111=\"\",'Lives scenario - input'!$F96=\"\"),\"\",E111/'Lives scenario - input'!$F96),\"\")","v":""},{"$f":"IFERROR(IF(OR(F111=\"\",'Lives scenario - input'!$F96=\"\"),\"\",F111/'Lives scenario - input'!$F96),\"\")","v":""},{"$f":"IFERROR(IF(OR(G111=\"\",'Lives scenario - input'!$F96=\"\"),\"\",G111/'Lives scenario - input'!$F96),\"\")","v":""},{"$f":"IFERROR(IF(OR(H111=\"\",'Lives scenario - input'!$F96=\"\"),\"\",H111/'Lives scenario - input'!$F96),\"\")","v":""},{"$f":"IFERROR(IF(OR(I111=\"\",'Lives scenario - input'!$F96=\"\"),\"\",I111/'Lives scenario - input'!$F96),\"\")","v":""},{"$f":"IFERROR(IF(OR(J111=\"\",'Lives scenario - input'!$F96=\"\"),\"\",J111/'Lives scenario - input'!$F96),\"\")","v":""},{"$f":"IFERROR(IF(OR(K111=\"\",'Lives scenario - input'!$F96=\"\"),\"\",K111/'Lives scenario - input'!$F96),\"\")","v":""},{"$f":"IFERROR(IF(OR(L111=\"\",'Lives scenario - input'!$F96=\"\"),\"\",L111/'Lives scenario - input'!$F96),\"\")","v":""},{"$f":"IFERROR(IF(OR(M111=\"\",'Lives scenario - input'!$F96=\"\"),\"\",M111/'Lives scenario - input'!$F96),\"\")","v":""},{"$f":"IFERROR(IF(OR(N111=\"\",'Lives scenario - input'!$F96=\"\"),\"\",N111/'Lives scenario - input'!$F96),\"\")","v":""},{"$f":"IFERROR(IF(OR(O111=\"\",'Lives scenario - input'!$F96=\"\"),\"\",O111/'Lives scenario - input'!$F96),\"\")","v":""},{"$f":"IFERROR(IF(OR(P111=\"\",'Lives scenario - input'!$F96=\"\"),\"\",P111/'Lives scenario - input'!$F96),\"\")","v":""},{"$f":"IFERROR(IF(OR(Q111=\"\",'Lives scenario - input'!$F96=\"\"),\"\",Q111/'Lives scenario - input'!$F96),\"\")","v":""},{"$f":"IFERROR(IF(OR(R111=\"\",'Lives scenario - input'!$F96=\"\"),\"\",R111/'Lives scenario - input'!$F96),\"\")","v":""},{"$f":"IFERROR(IF(OR(S111=\"\",'Lives scenario - input'!$F96=\"\"),\"\",S111/'Lives scenario - input'!$F96),\"\")","v":""},{"$f":"IFERROR(IF(OR(T111=\"\",'Lives scenario - input'!$F96=\"\"),\"\",T111/'Lives scenario - input'!$F96),\"\")","v":""},{"$f":"IFERROR(IF(OR(U111=\"\",'Lives scenario - input'!$F96=\"\"),\"\",U111/'Lives scenario - input'!$F96),\"\")","v":""},{"$f":"IFERROR(IF(OR(V111=\"\",'Lives scenario - input'!$F96=\"\"),\"\",V111/'Lives scenario - input'!$F96),\"\")","v":""},{"$f":"IFERROR(IF(OR(W111=\"\",'Lives scenario - input'!$F96=\"\"),\"\",W111/'Lives scenario - input'!$F96),\"\")","v":""}]
[{"$f":"IFERROR('Lives scenario - input'!A97,\"\")","v":""},{"$f":"IFERROR('Lives scenario - input'!B97,\"\")","v":""},{"$f":"IFERROR('Lives scenario - input'!C97,\"\")","v":""},{"$f":"IFERROR(repcalc('Lives scenario - input'!$CX97:$GJ97,'Lives scenario - input'!$I97,'Lives scenario - input'!$G97,'Lives scenario - input'!$H97,20,TRUE,TRUE),\"\")","v":""},"","","","","","","","","","","","","","","","","","","",{"$f":"IFERROR(IF(OR(D112=\"\",'Lives scenario - input'!$F97=\"\"),\"\",D112/'Lives scenario - input'!$F97),\"\")","v":""},{"$f":"IFERROR(IF(OR(E112=\"\",'Lives scenario - input'!$F97=\"\"),\"\",E112/'Lives scenario - input'!$F97),\"\")","v":""},{"$f":"IFERROR(IF(OR(F112=\"\",'Lives scenario - input'!$F97=\"\"),\"\",F112/'Lives scenario - input'!$F97),\"\")","v":""},{"$f":"IFERROR(IF(OR(G112=\"\",'Lives scenario - input'!$F97=\"\"),\"\",G112/'Lives scenario - input'!$F97),\"\")","v":""},{"$f":"IFERROR(IF(OR(H112=\"\",'Lives scenario - input'!$F97=\"\"),\"\",H112/'Lives scenario - input'!$F97),\"\")","v":""},{"$f":"IFERROR(IF(OR(I112=\"\",'Lives scenario - input'!$F97=\"\"),\"\",I112/'Lives scenario - input'!$F97),\"\")","v":""},{"$f":"IFERROR(IF(OR(J112=\"\",'Lives scenario - input'!$F97=\"\"),\"\",J112/'Lives scenario - input'!$F97),\"\")","v":""},{"$f":"IFERROR(IF(OR(K112=\"\",'Lives scenario - input'!$F97=\"\"),\"\",K112/'Lives scenario - input'!$F97),\"\")","v":""},{"$f":"IFERROR(IF(OR(L112=\"\",'Lives scenario - input'!$F97=\"\"),\"\",L112/'Lives scenario - input'!$F97),\"\")","v":""},{"$f":"IFERROR(IF(OR(M112=\"\",'Lives scenario - input'!$F97=\"\"),\"\",M112/'Lives scenario - input'!$F97),\"\")","v":""},{"$f":"IFERROR(IF(OR(N112=\"\",'Lives scenario - input'!$F97=\"\"),\"\",N112/'Lives scenario - input'!$F97),\"\")","v":""},{"$f":"IFERROR(IF(OR(O112=\"\",'Lives scenario - input'!$F97=\"\"),\"\",O112/'Lives scenario - input'!$F97),\"\")","v":""},{"$f":"IFERROR(IF(OR(P112=\"\",'Lives scenario - input'!$F97=\"\"),\"\",P112/'Lives scenario - input'!$F97),\"\")","v":""},{"$f":"IFERROR(IF(OR(Q112=\"\",'Lives scenario - input'!$F97=\"\"),\"\",Q112/'Lives scenario - input'!$F97),\"\")","v":""},{"$f":"IFERROR(IF(OR(R112=\"\",'Lives scenario - input'!$F97=\"\"),\"\",R112/'Lives scenario - input'!$F97),\"\")","v":""},{"$f":"IFERROR(IF(OR(S112=\"\",'Lives scenario - input'!$F97=\"\"),\"\",S112/'Lives scenario - input'!$F97),\"\")","v":""},{"$f":"IFERROR(IF(OR(T112=\"\",'Lives scenario - input'!$F97=\"\"),\"\",T112/'Lives scenario - input'!$F97),\"\")","v":""},{"$f":"IFERROR(IF(OR(U112=\"\",'Lives scenario - input'!$F97=\"\"),\"\",U112/'Lives scenario - input'!$F97),\"\")","v":""},{"$f":"IFERROR(IF(OR(V112=\"\",'Lives scenario - input'!$F97=\"\"),\"\",V112/'Lives scenario - input'!$F97),\"\")","v":""},{"$f":"IFERROR(IF(OR(W112=\"\",'Lives scenario - input'!$F97=\"\"),\"\",W112/'Lives scenario - input'!$F97),\"\")","v":""}]
[{"$f":"IFERROR('Lives scenario - input'!A98,\"\")","v":""},{"$f":"IFERROR('Lives scenario - input'!B98,\"\")","v":""},{"$f":"IFERROR('Lives scenario - input'!C98,\"\")","v":""},{"$f":"IFERROR(repcalc('Lives scenario - input'!$CX98:$GJ98,'Lives scenario - input'!$I98,'Lives scenario - input'!$G98,'Lives scenario - input'!$H98,20,TRUE,TRUE),\"\")","v":""},"","","","","","","","","","","","","","","","","","","",{"$f":"IFERROR(IF(OR(D113=\"\",'Lives scenario - input'!$F98=\"\"),\"\",D113/'Lives scenario - input'!$F98),\"\")","v":""},{"$f":"IFERROR(IF(OR(E113=\"\",'Lives scenario - input'!$F98=\"\"),\"\",E113/'Lives scenario - input'!$F98),\"\")","v":""},{"$f":"IFERROR(IF(OR(F113=\"\",'Lives scenario - input'!$F98=\"\"),\"\",F113/'Lives scenario - input'!$F98),\"\")","v":""},{"$f":"IFERROR(IF(OR(G113=\"\",'Lives scenario - input'!$F98=\"\"),\"\",G113/'Lives scenario - input'!$F98),\"\")","v":""},{"$f":"IFERROR(IF(OR(H113=\"\",'Lives scenario - input'!$F98=\"\"),\"\",H113/'Lives scenario - input'!$F98),\"\")","v":""},{"$f":"IFERROR(IF(OR(I113=\"\",'Lives scenario - input'!$F98=\"\"),\"\",I113/'Lives scenario - input'!$F98),\"\")","v":""},{"$f":"IFERROR(IF(OR(J113=\"\",'Lives scenario - input'!$F98=\"\"),\"\",J113/'Lives scenario - input'!$F98),\"\")","v":""},{"$f":"IFERROR(IF(OR(K113=\"\",'Lives scenario - input'!$F98=\"\"),\"\",K113/'Lives scenario - input'!$F98),\"\")","v":""},{"$f":"IFERROR(IF(OR(L113=\"\",'Lives scenario - input'!$F98=\"\"),\"\",L113/'Lives scenario - input'!$F98),\"\")","v":""},{"$f":"IFERROR(IF(OR(M113=\"\",'Lives scenario - input'!$F98=\"\"),\"\",M113/'Lives scenario - input'!$F98),\"\")","v":""},{"$f":"IFERROR(IF(OR(N113=\"\",'Lives scenario - input'!$F98=\"\"),\"\",N113/'Lives scenario - input'!$F98),\"\")","v":""},{"$f":"IFERROR(IF(OR(O113=\"\",'Lives scenario - input'!$F98=\"\"),\"\",O113/'Lives scenario - input'!$F98),\"\")","v":""},{"$f":"IFERROR(IF(OR(P113=\"\",'Lives scenario - input'!$F98=\"\"),\"\",P113/'Lives scenario - input'!$F98),\"\")","v":""},{"$f":"IFERROR(IF(OR(Q113=\"\",'Lives scenario - input'!$F98=\"\"),\"\",Q113/'Lives scenario - input'!$F98),\"\")","v":""},{"$f":"IFERROR(IF(OR(R113=\"\",'Lives scenario - input'!$F98=\"\"),\"\",R113/'Lives scenario - input'!$F98),\"\")","v":""},{"$f":"IFERROR(IF(OR(S113=\"\",'Lives scenario - input'!$F98=\"\"),\"\",S113/'Lives scenario - input'!$F98),\"\")","v":""},{"$f":"IFERROR(IF(OR(T113=\"\",'Lives scenario - input'!$F98=\"\"),\"\",T113/'Lives scenario - input'!$F98),\"\")","v":""},{"$f":"IFERROR(IF(OR(U113=\"\",'Lives scenario - input'!$F98=\"\"),\"\",U113/'Lives scenario - input'!$F98),\"\")","v":""},{"$f":"IFERROR(IF(OR(V113=\"\",'Lives scenario - input'!$F98=\"\"),\"\",V113/'Lives scenario - input'!$F98),\"\")","v":""},{"$f":"IFERROR(IF(OR(W113=\"\",'Lives scenario - input'!$F98=\"\"),\"\",W113/'Lives scenario - input'!$F98),\"\")","v":""}]
[{"$f":"IFERROR('Lives scenario - input'!A99,\"\")","v":""},{"$f":"IFERROR('Lives scenario - input'!B99,\"\")","v":""},{"$f":"IFERROR('Lives scenario - input'!C99,\"\")","v":""},{"$f":"IFERROR(repcalc('Lives scenario - input'!$CX99:$GJ99,'Lives scenario - input'!$I99,'Lives scenario - input'!$G99,'Lives scenario - input'!$H99,20,TRUE,TRUE),\"\")","v":""},"","","","","","","","","","","","","","","","","","","",{"$f":"IFERROR(IF(OR(D114=\"\",'Lives scenario - input'!$F99=\"\"),\"\",D114/'Lives scenario - input'!$F99),\"\")","v":""},{"$f":"IFERROR(IF(OR(E114=\"\",'Lives scenario - input'!$F99=\"\"),\"\",E114/'Lives scenario - input'!$F99),\"\")","v":""},{"$f":"IFERROR(IF(OR(F114=\"\",'Lives scenario - input'!$F99=\"\"),\"\",F114/'Lives scenario - input'!$F99),\"\")","v":""},{"$f":"IFERROR(IF(OR(G114=\"\",'Lives scenario - input'!$F99=\"\"),\"\",G114/'Lives scenario - input'!$F99),\"\")","v":""},{"$f":"IFERROR(IF(OR(H114=\"\",'Lives scenario - input'!$F99=\"\"),\"\",H114/'Lives scenario - input'!$F99),\"\")","v":""},{"$f":"IFERROR(IF(OR(I114=\"\",'Lives scenario - input'!$F99=\"\"),\"\",I114/'Lives scenario - input'!$F99),\"\")","v":""},{"$f":"IFERROR(IF(OR(J114=\"\",'Lives scenario - input'!$F99=\"\"),\"\",J114/'Lives scenario - input'!$F99),\"\")","v":""},{"$f":"IFERROR(IF(OR(K114=\"\",'Lives scenario - input'!$F99=\"\"),\"\",K114/'Lives scenario - input'!$F99),\"\")","v":""},{"$f":"IFERROR(IF(OR(L114=\"\",'Lives scenario - input'!$F99=\"\"),\"\",L114/'Lives scenario - input'!$F99),\"\")","v":""},{"$f":"IFERROR(IF(OR(M114=\"\",'Lives scenario - input'!$F99=\"\"),\"\",M114/'Lives scenario - input'!$F99),\"\")","v":""},{"$f":"IFERROR(IF(OR(N114=\"\",'Lives scenario - input'!$F99=\"\"),\"\",N114/'Lives scenario - input'!$F99),\"\")","v":""},{"$f":"IFERROR(IF(OR(O114=\"\",'Lives scenario - input'!$F99=\"\"),\"\",O114/'Lives scenario - input'!$F99),\"\")","v":""},{"$f":"IFERROR(IF(OR(P114=\"\",'Lives scenario - input'!$F99=\"\"),\"\",P114/'Lives scenario - input'!$F99),\"\")","v":""},{"$f":"IFERROR(IF(OR(Q114=\"\",'Lives scenario - input'!$F99=\"\"),\"\",Q114/'Lives scenario - input'!$F99),\"\")","v":""},{"$f":"IFERROR(IF(OR(R114=\"\",'Lives scenario - input'!$F99=\"\"),\"\",R114/'Lives scenario - input'!$F99),\"\")","v":""},{"$f":"IFERROR(IF(OR(S114=\"\",'Lives scenario - input'!$F99=\"\"),\"\",S114/'Lives scenario - input'!$F99),\"\")","v":""},{"$f":"IFERROR(IF(OR(T114=\"\",'Lives scenario - input'!$F99=\"\"),\"\",T114/'Lives scenario - input'!$F99),\"\")","v":""},{"$f":"IFERROR(IF(OR(U114=\"\",'Lives scenario - input'!$F99=\"\"),\"\",U114/'Lives scenario - input'!$F99),\"\")","v":""},{"$f":"IFERROR(IF(OR(V114=\"\",'Lives scenario - input'!$F99=\"\"),\"\",V114/'Lives scenario - input'!$F99),\"\")","v":""},{"$f":"IFERROR(IF(OR(W114=\"\",'Lives scenario - input'!$F99=\"\"),\"\",W114/'Lives scenario - input'!$F99),\"\")","v":""}]
[{"$f":"IFERROR('Lives scenario - input'!A100,\"\")","v":""},{"$f":"IFERROR('Lives scenario - input'!B100,\"\")","v":""},{"$f":"IFERROR('Lives scenario - input'!C100,\"\")","v":""},{"$f":"IFERROR(repcalc('Lives scenario - input'!$CX100:$GJ100,'Lives scenario - input'!$I100,'Lives scenario - input'!$G100,'Lives scenario - input'!$H100,20,TRUE,TRUE),\"\")","v":""},"","","","","","","","","","","","","","","","","","","",{"$f":"IFERROR(IF(OR(D115=\"\",'Lives scenario - input'!$F100=\"\"),\"\",D115/'Lives scenario - input'!$F100),\"\")","v":""},{"$f":"IFERROR(IF(OR(E115=\"\",'Lives scenario - input'!$F100=\"\"),\"\",E115/'Lives scenario - input'!$F100),\"\")","v":""},{"$f":"IFERROR(IF(OR(F115=\"\",'Lives scenario - input'!$F100=\"\"),\"\",F115/'Lives scenario - input'!$F100),\"\")","v":""},{"$f":"IFERROR(IF(OR(G115=\"\",'Lives scenario - input'!$F100=\"\"),\"\",G115/'Lives scenario - input'!$F100),\"\")","v":""},{"$f":"IFERROR(IF(OR(H115=\"\",'Lives scenario - input'!$F100=\"\"),\"\",H115/'Lives scenario - input'!$F100),\"\")","v":""},{"$f":"IFERROR(IF(OR(I115=\"\",'Lives scenario - input'!$F100=\"\"),\"\",I115/'Lives scenario - input'!$F100),\"\")","v":""},{"$f":"IFERROR(IF(OR(J115=\"\",'Lives scenario - input'!$F100=\"\"),\"\",J115/'Lives scenario - input'!$F100),\"\")","v":""},{"$f":"IFERROR(IF(OR(K115=\"\",'Lives scenario - input'!$F100=\"\"),\"\",K115/'Lives scenario - input'!$F100),\"\")","v":""},{"$f":"IFERROR(IF(OR(L115=\"\",'Lives scenario - input'!$F100=\"\"),\"\",L115/'Lives scenario - input'!$F100),\"\")","v":""},{"$f":"IFERROR(IF(OR(M115=\"\",'Lives scenario - input'!$F100=\"\"),\"\",M115/'Lives scenario - input'!$F100),\"\")","v":""},{"$f":"IFERROR(IF(OR(N115=\"\",'Lives scenario - input'!$F100=\"\"),\"\",N115/'Lives scenario - input'!$F100),\"\")","v":""},{"$f":"IFERROR(IF(OR(O115=\"\",'Lives scenario - input'!$F100=\"\"),\"\",O115/'Lives scenario - input'!$F100),\"\")","v":""},{"$f":"IFERROR(IF(OR(P115=\"\",'Lives scenario - input'!$F100=\"\"),\"\",P115/'Lives scenario - input'!$F100),\"\")","v":""},{"$f":"IFERROR(IF(OR(Q115=\"\",'Lives scenario - input'!$F100=\"\"),\"\",Q115/'Lives scenario - input'!$F100),\"\")","v":""},{"$f":"IFERROR(IF(OR(R115=\"\",'Lives scenario - input'!$F100=\"\"),\"\",R115/'Lives scenario - input'!$F100),\"\")","v":""},{"$f":"IFERROR(IF(OR(S115=\"\",'Lives scenario - input'!$F100=\"\"),\"\",S115/'Lives scenario - input'!$F100),\"\")","v":""},{"$f":"IFERROR(IF(OR(T115=\"\",'Lives scenario - input'!$F100=\"\"),\"\",T115/'Lives scenario - input'!$F100),\"\")","v":""},{"$f":"IFERROR(IF(OR(U115=\"\",'Lives scenario - input'!$F100=\"\"),\"\",U115/'Lives scenario - input'!$F100),\"\")","v":""},{"$f":"IFERROR(IF(OR(V115=\"\",'Lives scenario - input'!$F100=\"\"),\"\",V115/'Lives scenario - input'!$F100),\"\")","v":""},{"$f":"IFERROR(IF(OR(W115=\"\",'Lives scenario - input'!$F100=\"\"),\"\",W115/'Lives scenario - input'!$F100),\"\")","v":""}]
[{"$f":"IFERROR('Lives scenario - input'!A101,\"\")","v":""},{"$f":"IFERROR('Lives scenario - input'!B101,\"\")","v":""},{"$f":"IFERROR('Lives scenario - input'!C101,\"\")","v":""},{"$f":"IFERROR(repcalc('Lives scenario - input'!$CX101:$GJ101,'Lives scenario - input'!$I101,'Lives scenario - input'!$G101,'Lives scenario - input'!$H101,20,TRUE,TRUE),\"\")","v":""},"","","","","","","","","","","","","","","","","","","",{"$f":"IFERROR(IF(OR(D116=\"\",'Lives scenario - input'!$F101=\"\"),\"\",D116/'Lives scenario - input'!$F101),\"\")","v":""},{"$f":"IFERROR(IF(OR(E116=\"\",'Lives scenario - input'!$F101=\"\"),\"\",E116/'Lives scenario - input'!$F101),\"\")","v":""},{"$f":"IFERROR(IF(OR(F116=\"\",'Lives scenario - input'!$F101=\"\"),\"\",F116/'Lives scenario - input'!$F101),\"\")","v":""},{"$f":"IFERROR(IF(OR(G116=\"\",'Lives scenario - input'!$F101=\"\"),\"\",G116/'Lives scenario - input'!$F101),\"\")","v":""},{"$f":"IFERROR(IF(OR(H116=\"\",'Lives scenario - input'!$F101=\"\"),\"\",H116/'Lives scenario - input'!$F101),\"\")","v":""},{"$f":"IFERROR(IF(OR(I116=\"\",'Lives scenario - input'!$F101=\"\"),\"\",I116/'Lives scenario - input'!$F101),\"\")","v":""},{"$f":"IFERROR(IF(OR(J116=\"\",'Lives scenario - input'!$F101=\"\"),\"\",J116/'Lives scenario - input'!$F101),\"\")","v":""},{"$f":"IFERROR(IF(OR(K116=\"\",'Lives scenario - input'!$F101=\"\"),\"\",K116/'Lives scenario - input'!$F101),\"\")","v":""},{"$f":"IFERROR(IF(OR(L116=\"\",'Lives scenario - input'!$F101=\"\"),\"\",L116/'Lives scenario - input'!$F101),\"\")","v":""},{"$f":"IFERROR(IF(OR(M116=\"\",'Lives scenario - input'!$F101=\"\"),\"\",M116/'Lives scenario - input'!$F101),\"\")","v":""},{"$f":"IFERROR(IF(OR(N116=\"\",'Lives scenario - input'!$F101=\"\"),\"\",N116/'Lives scenario - input'!$F101),\"\")","v":""},{"$f":"IFERROR(IF(OR(O116=\"\",'Lives scenario - input'!$F101=\"\"),\"\",O116/'Lives scenario - input'!$F101),\"\")","v":""},{"$f":"IFERROR(IF(OR(P116=\"\",'Lives scenario - input'!$F101=\"\"),\"\",P116/'Lives scenario - input'!$F101),\"\")","v":""},{"$f":"IFERROR(IF(OR(Q116=\"\",'Lives scenario - input'!$F101=\"\"),\"\",Q116/'Lives scenario - input'!$F101),\"\")","v":""},{"$f":"IFERROR(IF(OR(R116=\"\",'Lives scenario - input'!$F101=\"\"),\"\",R116/'Lives scenario - input'!$F101),\"\")","v":""},{"$f":"IFERROR(IF(OR(S116=\"\",'Lives scenario - input'!$F101=\"\"),\"\",S116/'Lives scenario - input'!$F101),\"\")","v":""},{"$f":"IFERROR(IF(OR(T116=\"\",'Lives scenario - input'!$F101=\"\"),\"\",T116/'Lives scenario - input'!$F101),\"\")","v":""},{"$f":"IFERROR(IF(OR(U116=\"\",'Lives scenario - input'!$F101=\"\"),\"\",U116/'Lives scenario - input'!$F101),\"\")","v":""},{"$f":"IFERROR(IF(OR(V116=\"\",'Lives scenario - input'!$F101=\"\"),\"\",V116/'Lives scenario - input'!$F101),\"\")","v":""},{"$f":"IFERROR(IF(OR(W116=\"\",'Lives scenario - input'!$F101=\"\"),\"\",W116/'Lives scenario - input'!$F101),\"\")","v":""}]
[{"$f":"IFERROR('Lives scenario - input'!A102,\"\")","v":""},{"$f":"IFERROR('Lives scenario - input'!B102,\"\")","v":""},{"$f":"IFERROR('Lives scenario - input'!C102,\"\")","v":""},{"$f":"IFERROR(repcalc('Lives scenario - input'!$CX102:$GJ102,'Lives scenario - input'!$I102,'Lives scenario - input'!$G102,'Lives scenario - input'!$H102,20,TRUE,TRUE),\"\")","v":""},"","","","","","","","","","","","","","","","","","","",{"$f":"IFERROR(IF(OR(D117=\"\",'Lives scenario - input'!$F102=\"\"),\"\",D117/'Lives scenario - input'!$F102),\"\")","v":""},{"$f":"IFERROR(IF(OR(E117=\"\",'Lives scenario - input'!$F102=\"\"),\"\",E117/'Lives scenario - input'!$F102),\"\")","v":""},{"$f":"IFERROR(IF(OR(F117=\"\",'Lives scenario - input'!$F102=\"\"),\"\",F117/'Lives scenario - input'!$F102),\"\")","v":""},{"$f":"IFERROR(IF(OR(G117=\"\",'Lives scenario - input'!$F102=\"\"),\"\",G117/'Lives scenario - input'!$F102),\"\")","v":""},{"$f":"IFERROR(IF(OR(H117=\"\",'Lives scenario - input'!$F102=\"\"),\"\",H117/'Lives scenario - input'!$F102),\"\")","v":""},{"$f":"IFERROR(IF(OR(I117=\"\",'Lives scenario - input'!$F102=\"\"),\"\",I117/'Lives scenario - input'!$F102),\"\")","v":""},{"$f":"IFERROR(IF(OR(J117=\"\",'Lives scenario - input'!$F102=\"\"),\"\",J117/'Lives scenario - input'!$F102),\"\")","v":""},{"$f":"IFERROR(IF(OR(K117=\"\",'Lives scenario - input'!$F102=\"\"),\"\",K117/'Lives scenario - input'!$F102),\"\")","v":""},{"$f":"IFERROR(IF(OR(L117=\"\",'Lives scenario - input'!$F102=\"\"),\"\",L117/'Lives scenario - input'!$F102),\"\")","v":""},{"$f":"IFERROR(IF(OR(M117=\"\",'Lives scenario - input'!$F102=\"\"),\"\",M117/'Lives scenario - input'!$F102),\"\")","v":""},{"$f":"IFERROR(IF(OR(N117=\"\",'Lives scenario - input'!$F102=\"\"),\"\",N117/'Lives scenario - input'!$F102),\"\")","v":""},{"$f":"IFERROR(IF(OR(O117=\"\",'Lives scenario - input'!$F102=\"\"),\"\",O117/'Lives scenario - input'!$F102),\"\")","v":""},{"$f":"IFERROR(IF(OR(P117=\"\",'Lives scenario - input'!$F102=\"\"),\"\",P117/'Lives scenario - input'!$F102),\"\")","v":""},{"$f":"IFERROR(IF(OR(Q117=\"\",'Lives scenario - input'!$F102=\"\"),\"\",Q117/'Lives scenario - input'!$F102),\"\")","v":""},{"$f":"IFERROR(IF(OR(R117=\"\",'Lives scenario - input'!$F102=\"\"),\"\",R117/'Lives scenario - input'!$F102),\"\")","v":""},{"$f":"IFERROR(IF(OR(S117=\"\",'Lives scenario - input'!$F102=\"\"),\"\",S117/'Lives scenario - input'!$F102),\"\")","v":""},{"$f":"IFERROR(IF(OR(T117=\"\",'Lives scenario - input'!$F102=\"\"),\"\",T117/'Lives scenario - input'!$F102),\"\")","v":""},{"$f":"IFERROR(IF(OR(U117=\"\",'Lives scenario - input'!$F102=\"\"),\"\",U117/'Lives scenario - input'!$F102),\"\")","v":""},{"$f":"IFERROR(IF(OR(V117=\"\",'Lives scenario - input'!$F102=\"\"),\"\",V117/'Lives scenario - input'!$F102),\"\")","v":""},{"$f":"IFERROR(IF(OR(W117=\"\",'Lives scenario - input'!$F102=\"\"),\"\",W117/'Lives scenario - input'!$F102),\"\")","v":""}]
[{"$f":"IFERROR('Lives scenario - input'!A103,\"\")","v":""},{"$f":"IFERROR('Lives scenario - input'!B103,\"\")","v":""},{"$f":"IFERROR('Lives scenario - input'!C103,\"\")","v":""},{"$f":"IFERROR(repcalc('Lives scenario - input'!$CX103:$GJ103,'Lives scenario - input'!$I103,'Lives scenario - input'!$G103,'Lives scenario - input'!$H103,20,TRUE,TRUE),\"\")","v":""},"","","","","","","","","","","","","","","","","","","",{"$f":"IFERROR(IF(OR(D118=\"\",'Lives scenario - input'!$F103=\"\"),\"\",D118/'Lives scenario - input'!$F103),\"\")","v":""},{"$f":"IFERROR(IF(OR(E118=\"\",'Lives scenario - input'!$F103=\"\"),\"\",E118/'Lives scenario - input'!$F103),\"\")","v":""},{"$f":"IFERROR(IF(OR(F118=\"\",'Lives scenario - input'!$F103=\"\"),\"\",F118/'Lives scenario - input'!$F103),\"\")","v":""},{"$f":"IFERROR(IF(OR(G118=\"\",'Lives scenario - input'!$F103=\"\"),\"\",G118/'Lives scenario - input'!$F103),\"\")","v":""},{"$f":"IFERROR(IF(OR(H118=\"\",'Lives scenario - input'!$F103=\"\"),\"\",H118/'Lives scenario - input'!$F103),\"\")","v":""},{"$f":"IFERROR(IF(OR(I118=\"\",'Lives scenario - input'!$F103=\"\"),\"\",I118/'Lives scenario - input'!$F103),\"\")","v":""},{"$f":"IFERROR(IF(OR(J118=\"\",'Lives scenario - input'!$F103=\"\"),\"\",J118/'Lives scenario - input'!$F103),\"\")","v":""},{"$f":"IFERROR(IF(OR(K118=\"\",'Lives scenario - input'!$F103=\"\"),\"\",K118/'Lives scenario - input'!$F103),\"\")","v":""},{"$f":"IFERROR(IF(OR(L118=\"\",'Lives scenario - input'!$F103=\"\"),\"\",L118/'Lives scenario - input'!$F103),\"\")","v":""},{"$f":"IFERROR(IF(OR(M118=\"\",'Lives scenario - input'!$F103=\"\"),\"\",M118/'Lives scenario - input'!$F103),\"\")","v":""},{"$f":"IFERROR(IF(OR(N118=\"\",'Lives scenario - input'!$F103=\"\"),\"\",N118/'Lives scenario - input'!$F103),\"\")","v":""},{"$f":"IFERROR(IF(OR(O118=\"\",'Lives scenario - input'!$F103=\"\"),\"\",O118/'Lives scenario - input'!$F103),\"\")","v":""},{"$f":"IFERROR(IF(OR(P118=\"\",'Lives scenario - input'!$F103=\"\"),\"\",P118/'Lives scenario - input'!$F103),\"\")","v":""},{"$f":"IFERROR(IF(OR(Q118=\"\",'Lives scenario - input'!$F103=\"\"),\"\",Q118/'Lives scenario - input'!$F103),\"\")","v":""},{"$f":"IFERROR(IF(OR(R118=\"\",'Lives scenario - input'!$F103=\"\"),\"\",R118/'Lives scenario - input'!$F103),\"\")","v":""},{"$f":"IFERROR(IF(OR(S118=\"\",'Lives scenario - input'!$F103=\"\"),\"\",S118/'Lives scenario - input'!$F103),\"\")","v":""},{"$f":"IFERROR(IF(OR(T118=\"\",'Lives scenario - input'!$F103=\"\"),\"\",T118/'Lives scenario - input'!$F103),\"\")","v":""},{"$f":"IFERROR(IF(OR(U118=\"\",'Lives scenario - input'!$F103=\"\"),\"\",U118/'Lives scenario - input'!$F103),\"\")","v":""},{"$f":"IFERROR(IF(OR(V118=\"\",'Lives scenario - input'!$F103=\"\"),\"\",V118/'Lives scenario - input'!$F103),\"\")","v":""},{"$f":"IFERROR(IF(OR(W118=\"\",'Lives scenario - input'!$F103=\"\"),\"\",W118/'Lives scenario - input'!$F103),\"\")","v":""}]
[{"$f":"IFERROR('Lives scenario - input'!A104,\"\")","v":""},{"$f":"IFERROR('Lives scenario - input'!B104,\"\")","v":""},{"$f":"IFERROR('Lives scenario - input'!C104,\"\")","v":""},{"$f":"IFERROR(repcalc('Lives scenario - input'!$CX104:$GJ104,'Lives scenario - input'!$I104,'Lives scenario - input'!$G104,'Lives scenario - input'!$H104,20,TRUE,TRUE),\"\")","v":""},"","","","","","","","","","","","","","","","","","","",{"$f":"IFERROR(IF(OR(D119=\"\",'Lives scenario - input'!$F104=\"\"),\"\",D119/'Lives scenario - input'!$F104),\"\")","v":""},{"$f":"IFERROR(IF(OR(E119=\"\",'Lives scenario - input'!$F104=\"\"),\"\",E119/'Lives scenario - input'!$F104),\"\")","v":""},{"$f":"IFERROR(IF(OR(F119=\"\",'Lives scenario - input'!$F104=\"\"),\"\",F119/'Lives scenario - input'!$F104),\"\")","v":""},{"$f":"IFERROR(IF(OR(G119=\"\",'Lives scenario - input'!$F104=\"\"),\"\",G119/'Lives scenario - input'!$F104),\"\")","v":""},{"$f":"IFERROR(IF(OR(H119=\"\",'Lives scenario - input'!$F104=\"\"),\"\",H119/'Lives scenario - input'!$F104),\"\")","v":""},{"$f":"IFERROR(IF(OR(I119=\"\",'Lives scenario - input'!$F104=\"\"),\"\",I119/'Lives scenario - input'!$F104),\"\")","v":""},{"$f":"IFERROR(IF(OR(J119=\"\",'Lives scenario - input'!$F104=\"\"),\"\",J119/'Lives scenario - input'!$F104),\"\")","v":""},{"$f":"IFERROR(IF(OR(K119=\"\",'Lives scenario - input'!$F104=\"\"),\"\",K119/'Lives scenario - input'!$F104),\"\")","v":""},{"$f":"IFERROR(IF(OR(L119=\"\",'Lives scenario - input'!$F104=\"\"),\"\",L119/'Lives scenario - input'!$F104),\"\")","v":""},{"$f":"IFERROR(IF(OR(M119=\"\",'Lives scenario - input'!$F104=\"\"),\"\",M119/'Lives scenario - input'!$F104),\"\")","v":""},{"$f":"IFERROR(IF(OR(N119=\"\",'Lives scenario - input'!$F104=\"\"),\"\",N119/'Lives scenario - input'!$F104),\"\")","v":""},{"$f":"IFERROR(IF(OR(O119=\"\",'Lives scenario - input'!$F104=\"\"),\"\",O119/'Lives scenario - input'!$F104),\"\")","v":""},{"$f":"IFERROR(IF(OR(P119=\"\",'Lives scenario - input'!$F104=\"\"),\"\",P119/'Lives scenario - input'!$F104),\"\")","v":""},{"$f":"IFERROR(IF(OR(Q119=\"\",'Lives scenario - input'!$F104=\"\"),\"\",Q119/'Lives scenario - input'!$F104),\"\")","v":""},{"$f":"IFERROR(IF(OR(R119=\"\",'Lives scenario - input'!$F104=\"\"),\"\",R119/'Lives scenario - input'!$F104),\"\")","v":""},{"$f":"IFERROR(IF(OR(S119=\"\",'Lives scenario - input'!$F104=\"\"),\"\",S119/'Lives scenario - input'!$F104),\"\")","v":""},{"$f":"IFERROR(IF(OR(T119=\"\",'Lives scenario - input'!$F104=\"\"),\"\",T119/'Lives scenario - input'!$F104),\"\")","v":""},{"$f":"IFERROR(IF(OR(U119=\"\",'Lives scenario - input'!$F104=\"\"),\"\",U119/'Lives scenario - input'!$F104),\"\")","v":""},{"$f":"IFERROR(IF(OR(V119=\"\",'Lives scenario - input'!$F104=\"\"),\"\",V119/'Lives scenario - input'!$F104),\"\")","v":""},{"$f":"IFERROR(IF(OR(W119=\"\",'Lives scenario - input'!$F104=\"\"),\"\",W119/'Lives scenario - input'!$F104),\"\")","v":""}]
[{"$f":"IFERROR('Lives scenario - input'!A105,\"\")","v":""},{"$f":"IFERROR('Lives scenario - input'!B105,\"\")","v":""},{"$f":"IFERROR('Lives scenario - input'!C105,\"\")","v":""},{"$f":"IFERROR(repcalc('Lives scenario - input'!$CX105:$GJ105,'Lives scenario - input'!$I105,'Lives scenario - input'!$G105,'Lives scenario - input'!$H105,20,TRUE,TRUE),\"\")","v":""},"","","","","","","","","","","","","","","","","","","",{"$f":"IFERROR(IF(OR(D120=\"\",'Lives scenario - input'!$F105=\"\"),\"\",D120/'Lives scenario - input'!$F105),\"\")","v":""},{"$f":"IFERROR(IF(OR(E120=\"\",'Lives scenario - input'!$F105=\"\"),\"\",E120/'Lives scenario - input'!$F105),\"\")","v":""},{"$f":"IFERROR(IF(OR(F120=\"\",'Lives scenario - input'!$F105=\"\"),\"\",F120/'Lives scenario - input'!$F105),\"\")","v":""},{"$f":"IFERROR(IF(OR(G120=\"\",'Lives scenario - input'!$F105=\"\"),\"\",G120/'Lives scenario - input'!$F105),\"\")","v":""},{"$f":"IFERROR(IF(OR(H120=\"\",'Lives scenario - input'!$F105=\"\"),\"\",H120/'Lives scenario - input'!$F105),\"\")","v":""},{"$f":"IFERROR(IF(OR(I120=\"\",'Lives scenario - input'!$F105=\"\"),\"\",I120/'Lives scenario - input'!$F105),\"\")","v":""},{"$f":"IFERROR(IF(OR(J120=\"\",'Lives scenario - input'!$F105=\"\"),\"\",J120/'Lives scenario - input'!$F105),\"\")","v":""},{"$f":"IFERROR(IF(OR(K120=\"\",'Lives scenario - input'!$F105=\"\"),\"\",K120/'Lives scenario - input'!$F105),\"\")","v":""},{"$f":"IFERROR(IF(OR(L120=\"\",'Lives scenario - input'!$F105=\"\"),\"\",L120/'Lives scenario - input'!$F105),\"\")","v":""},{"$f":"IFERROR(IF(OR(M120=\"\",'Lives scenario - input'!$F105=\"\"),\"\",M120/'Lives scenario - input'!$F105),\"\")","v":""},{"$f":"IFERROR(IF(OR(N120=\"\",'Lives scenario - input'!$F105=\"\"),\"\",N120/'Lives scenario - input'!$F105),\"\")","v":""},{"$f":"IFERROR(IF(OR(O120=\"\",'Lives scenario - input'!$F105=\"\"),\"\",O120/'Lives scenario - input'!$F105),\"\")","v":""},{"$f":"IFERROR(IF(OR(P120=\"\",'Lives scenario - input'!$F105=\"\"),\"\",P120/'Lives scenario - input'!$F105),\"\")","v":""},{"$f":"IFERROR(IF(OR(Q120=\"\",'Lives scenario - input'!$F105=\"\"),\"\",Q120/'Lives scenario - input'!$F105),\"\")","v":""},{"$f":"IFERROR(IF(OR(R120=\"\",'Lives scenario - input'!$F105=\"\"),\"\",R120/'Lives scenario - input'!$F105),\"\")","v":""},{"$f":"IFERROR(IF(OR(S120=\"\",'Lives scenario - input'!$F105=\"\"),\"\",S120/'Lives scenario - input'!$F105),\"\")","v":""},{"$f":"IFERROR(IF(OR(T120=\"\",'Lives scenario - input'!$F105=\"\"),\"\",T120/'Lives scenario - input'!$F105),\"\")","v":""},{"$f":"IFERROR(IF(OR(U120=\"\",'Lives scenario - input'!$F105=\"\"),\"\",U120/'Lives scenario - input'!$F105),\"\")","v":""},{"$f":"IFERROR(IF(OR(V120=\"\",'Lives scenario - input'!$F105=\"\"),\"\",V120/'Lives scenario - input'!$F105),\"\")","v":""},{"$f":"IFERROR(IF(OR(W120=\"\",'Lives scenario - input'!$F105=\"\"),\"\",W120/'Lives scenario - input'!$F105),\"\")","v":""}]
[{"$f":"IFERROR('Lives scenario - input'!A106,\"\")","v":""},{"$f":"IFERROR('Lives scenario - input'!B106,\"\")","v":""},{"$f":"IFERROR('Lives scenario - input'!C106,\"\")","v":""},{"$f":"IFERROR(repcalc('Lives scenario - input'!$CX106:$GJ106,'Lives scenario - input'!$I106,'Lives scenario - input'!$G106,'Lives scenario - input'!$H106,20,TRUE,TRUE),\"\")","v":""},"","","","","","","","","","","","","","","","","","","",{"$f":"IFERROR(IF(OR(D121=\"\",'Lives scenario - input'!$F106=\"\"),\"\",D121/'Lives scenario - input'!$F106),\"\")","v":""},{"$f":"IFERROR(IF(OR(E121=\"\",'Lives scenario - input'!$F106=\"\"),\"\",E121/'Lives scenario - input'!$F106),\"\")","v":""},{"$f":"IFERROR(IF(OR(F121=\"\",'Lives scenario - input'!$F106=\"\"),\"\",F121/'Lives scenario - input'!$F106),\"\")","v":""},{"$f":"IFERROR(IF(OR(G121=\"\",'Lives scenario - input'!$F106=\"\"),\"\",G121/'Lives scenario - input'!$F106),\"\")","v":""},{"$f":"IFERROR(IF(OR(H121=\"\",'Lives scenario - input'!$F106=\"\"),\"\",H121/'Lives scenario - input'!$F106),\"\")","v":""},{"$f":"IFERROR(IF(OR(I121=\"\",'Lives scenario - input'!$F106=\"\"),\"\",I121/'Lives scenario - input'!$F106),\"\")","v":""},{"$f":"IFERROR(IF(OR(J121=\"\",'Lives scenario - input'!$F106=\"\"),\"\",J121/'Lives scenario - input'!$F106),\"\")","v":""},{"$f":"IFERROR(IF(OR(K121=\"\",'Lives scenario - input'!$F106=\"\"),\"\",K121/'Lives scenario - input'!$F106),\"\")","v":""},{"$f":"IFERROR(IF(OR(L121=\"\",'Lives scenario - input'!$F106=\"\"),\"\",L121/'Lives scenario - input'!$F106),\"\")","v":""},{"$f":"IFERROR(IF(OR(M121=\"\",'Lives scenario - input'!$F106=\"\"),\"\",M121/'Lives scenario - input'!$F106),\"\")","v":""},{"$f":"IFERROR(IF(OR(N121=\"\",'Lives scenario - input'!$F106=\"\"),\"\",N121/'Lives scenario - input'!$F106),\"\")","v":""},{"$f":"IFERROR(IF(OR(O121=\"\",'Lives scenario - input'!$F106=\"\"),\"\",O121/'Lives scenario - input'!$F106),\"\")","v":""},{"$f":"IFERROR(IF(OR(P121=\"\",'Lives scenario - input'!$F106=\"\"),\"\",P121/'Lives scenario - input'!$F106),\"\")","v":""},{"$f":"IFERROR(IF(OR(Q121=\"\",'Lives scenario - input'!$F106=\"\"),\"\",Q121/'Lives scenario - input'!$F106),\"\")","v":""},{"$f":"IFERROR(IF(OR(R121=\"\",'Lives scenario - input'!$F106=\"\"),\"\",R121/'Lives scenario - input'!$F106),\"\")","v":""},{"$f":"IFERROR(IF(OR(S121=\"\",'Lives scenario - input'!$F106=\"\"),\"\",S121/'Lives scenario - input'!$F106),\"\")","v":""},{"$f":"IFERROR(IF(OR(T121=\"\",'Lives scenario - input'!$F106=\"\"),\"\",T121/'Lives scenario - input'!$F106),\"\")","v":""},{"$f":"IFERROR(IF(OR(U121=\"\",'Lives scenario - input'!$F106=\"\"),\"\",U121/'Lives scenario - input'!$F106),\"\")","v":""},{"$f":"IFERROR(IF(OR(V121=\"\",'Lives scenario - input'!$F106=\"\"),\"\",V121/'Lives scenario - input'!$F106),\"\")","v":""},{"$f":"IFERROR(IF(OR(W121=\"\",'Lives scenario - input'!$F106=\"\"),\"\",W121/'Lives scenario - input'!$F106),\"\")","v":""}]
[{"$f":"IFERROR('Lives scenario - input'!A107,\"\")","v":""},{"$f":"IFERROR('Lives scenario - input'!B107,\"\")","v":""},{"$f":"IFERROR('Lives scenario - input'!C107,\"\")","v":""},{"$f":"IFERROR(repcalc('Lives scenario - input'!$CX107:$GJ107,'Lives scenario - input'!$I107,'Lives scenario - input'!$G107,'Lives scenario - input'!$H107,20,TRUE,TRUE),\"\")","v":""},"","","","","","","","","","","","","","","","","","","",{"$f":"IFERROR(IF(OR(D122=\"\",'Lives scenario - input'!$F107=\"\"),\"\",D122/'Lives scenario - input'!$F107),\"\")","v":""},{"$f":"IFERROR(IF(OR(E122=\"\",'Lives scenario - input'!$F107=\"\"),\"\",E122/'Lives scenario - input'!$F107),\"\")","v":""},{"$f":"IFERROR(IF(OR(F122=\"\",'Lives scenario - input'!$F107=\"\"),\"\",F122/'Lives scenario - input'!$F107),\"\")","v":""},{"$f":"IFERROR(IF(OR(G122=\"\",'Lives scenario - input'!$F107=\"\"),\"\",G122/'Lives scenario - input'!$F107),\"\")","v":""},{"$f":"IFERROR(IF(OR(H122=\"\",'Lives scenario - input'!$F107=\"\"),\"\",H122/'Lives scenario - input'!$F107),\"\")","v":""},{"$f":"IFERROR(IF(OR(I122=\"\",'Lives scenario - input'!$F107=\"\"),\"\",I122/'Lives scenario - input'!$F107),\"\")","v":""},{"$f":"IFERROR(IF(OR(J122=\"\",'Lives scenario - input'!$F107=\"\"),\"\",J122/'Lives scenario - input'!$F107),\"\")","v":""},{"$f":"IFERROR(IF(OR(K122=\"\",'Lives scenario - input'!$F107=\"\"),\"\",K122/'Lives scenario - input'!$F107),\"\")","v":""},{"$f":"IFERROR(IF(OR(L122=\"\",'Lives scenario - input'!$F107=\"\"),\"\",L122/'Lives scenario - input'!$F107),\"\")","v":""},{"$f":"IFERROR(IF(OR(M122=\"\",'Lives scenario - input'!$F107=\"\"),\"\",M122/'Lives scenario - input'!$F107),\"\")","v":""},{"$f":"IFERROR(IF(OR(N122=\"\",'Lives scenario - input'!$F107=\"\"),\"\",N122/'Lives scenario - input'!$F107),\"\")","v":""},{"$f":"IFERROR(IF(OR(O122=\"\",'Lives scenario - input'!$F107=\"\"),\"\",O122/'Lives scenario - input'!$F107),\"\")","v":""},{"$f":"IFERROR(IF(OR(P122=\"\",'Lives scenario - input'!$F107=\"\"),\"\",P122/'Lives scenario - input'!$F107),\"\")","v":""},{"$f":"IFERROR(IF(OR(Q122=\"\",'Lives scenario - input'!$F107=\"\"),\"\",Q122/'Lives scenario - input'!$F107),\"\")","v":""},{"$f":"IFERROR(IF(OR(R122=\"\",'Lives scenario - input'!$F107=\"\"),\"\",R122/'Lives scenario - input'!$F107),\"\")","v":""},{"$f":"IFERROR(IF(OR(S122=\"\",'Lives scenario - input'!$F107=\"\"),\"\",S122/'Lives scenario - input'!$F107),\"\")","v":""},{"$f":"IFERROR(IF(OR(T122=\"\",'Lives scenario - input'!$F107=\"\"),\"\",T122/'Lives scenario - input'!$F107),\"\")","v":""},{"$f":"IFERROR(IF(OR(U122=\"\",'Lives scenario - input'!$F107=\"\"),\"\",U122/'Lives scenario - input'!$F107),\"\")","v":""},{"$f":"IFERROR(IF(OR(V122=\"\",'Lives scenario - input'!$F107=\"\"),\"\",V122/'Lives scenario - input'!$F107),\"\")","v":""},{"$f":"IFERROR(IF(OR(W122=\"\",'Lives scenario - input'!$F107=\"\"),\"\",W122/'Lives scenario - input'!$F107),\"\")","v":""}]
[{"$f":"IFERROR('Lives scenario - input'!A108,\"\")","v":""},{"$f":"IFERROR('Lives scenario - input'!B108,\"\")","v":""},{"$f":"IFERROR('Lives scenario - input'!C108,\"\")","v":""},{"$f":"IFERROR(repcalc('Lives scenario - input'!$CX108:$GJ108,'Lives scenario - input'!$I108,'Lives scenario - input'!$G108,'Lives scenario - input'!$H108,20,TRUE,TRUE),\"\")","v":""},"","","","","","","","","","","","","","","","","","","",{"$f":"IFERROR(IF(OR(D123=\"\",'Lives scenario - input'!$F108=\"\"),\"\",D123/'Lives scenario - input'!$F108),\"\")","v":""},{"$f":"IFERROR(IF(OR(E123=\"\",'Lives scenario - input'!$F108=\"\"),\"\",E123/'Lives scenario - input'!$F108),\"\")","v":""},{"$f":"IFERROR(IF(OR(F123=\"\",'Lives scenario - input'!$F108=\"\"),\"\",F123/'Lives scenario - input'!$F108),\"\")","v":""},{"$f":"IFERROR(IF(OR(G123=\"\",'Lives scenario - input'!$F108=\"\"),\"\",G123/'Lives scenario - input'!$F108),\"\")","v":""},{"$f":"IFERROR(IF(OR(H123=\"\",'Lives scenario - input'!$F108=\"\"),\"\",H123/'Lives scenario - input'!$F108),\"\")","v":""},{"$f":"IFERROR(IF(OR(I123=\"\",'Lives scenario - input'!$F108=\"\"),\"\",I123/'Lives scenario - input'!$F108),\"\")","v":""},{"$f":"IFERROR(IF(OR(J123=\"\",'Lives scenario - input'!$F108=\"\"),\"\",J123/'Lives scenario - input'!$F108),\"\")","v":""},{"$f":"IFERROR(IF(OR(K123=\"\",'Lives scenario - input'!$F108=\"\"),\"\",K123/'Lives scenario - input'!$F108),\"\")","v":""},{"$f":"IFERROR(IF(OR(L123=\"\",'Lives scenario - input'!$F108=\"\"),\"\",L123/'Lives scenario - input'!$F108),\"\")","v":""},{"$f":"IFERROR(IF(OR(M123=\"\",'Lives scenario - input'!$F108=\"\"),\"\",M123/'Lives scenario - input'!$F108),\"\")","v":""},{"$f":"IFERROR(IF(OR(N123=\"\",'Lives scenario - input'!$F108=\"\"),\"\",N123/'Lives scenario - input'!$F108),\"\")","v":""},{"$f":"IFERROR(IF(OR(O123=\"\",'Lives scenario - input'!$F108=\"\"),\"\",O123/'Lives scenario - input'!$F108),\"\")","v":""},{"$f":"IFERROR(IF(OR(P123=\"\",'Lives scenario - input'!$F108=\"\"),\"\",P123/'Lives scenario - input'!$F108),\"\")","v":""},{"$f":"IFERROR(IF(OR(Q123=\"\",'Lives scenario - input'!$F108=\"\"),\"\",Q123/'Lives scenario - input'!$F108),\"\")","v":""},{"$f":"IFERROR(IF(OR(R123=\"\",'Lives scenario - input'!$F108=\"\"),\"\",R123/'Lives scenario - input'!$F108),\"\")","v":""},{"$f":"IFERROR(IF(OR(S123=\"\",'Lives scenario - input'!$F108=\"\"),\"\",S123/'Lives scenario - input'!$F108),\"\")","v":""},{"$f":"IFERROR(IF(OR(T123=\"\",'Lives scenario - input'!$F108=\"\"),\"\",T123/'Lives scenario - input'!$F108),\"\")","v":""},{"$f":"IFERROR(IF(OR(U123=\"\",'Lives scenario - input'!$F108=\"\"),\"\",U123/'Lives scenario - input'!$F108),\"\")","v":""},{"$f":"IFERROR(IF(OR(V123=\"\",'Lives scenario - input'!$F108=\"\"),\"\",V123/'Lives scenario - input'!$F108),\"\")","v":""},{"$f":"IFERROR(IF(OR(W123=\"\",'Lives scenario - input'!$F108=\"\"),\"\",W123/'Lives scenario - input'!$F108),\"\")","v":""}]
[{"$f":"IFERROR('Lives scenario - input'!A109,\"\")","v":""},{"$f":"IFERROR('Lives scenario - input'!B109,\"\")","v":""},{"$f":"IFERROR('Lives scenario - input'!C109,\"\")","v":""},{"$f":"IFERROR(repcalc('Lives scenario - input'!$CX109:$GJ109,'Lives scenario - input'!$I109,'Lives scenario - input'!$G109,'Lives scenario - input'!$H109,20,TRUE,TRUE),\"\")","v":""},"","","","","","","","","","","","","","","","","","","",{"$f":"IFERROR(IF(OR(D124=\"\",'Lives scenario - input'!$F109=\"\"),\"\",D124/'Lives scenario - input'!$F109),\"\")","v":""},{"$f":"IFERROR(IF(OR(E124=\"\",'Lives scenario - input'!$F109=\"\"),\"\",E124/'Lives scenario - input'!$F109),\"\")","v":""},{"$f":"IFERROR(IF(OR(F124=\"\",'Lives scenario - input'!$F109=\"\"),\"\",F124/'Lives scenario - input'!$F109),\"\")","v":""},{"$f":"IFERROR(IF(OR(G124=\"\",'Lives scenario - input'!$F109=\"\"),\"\",G124/'Lives scenario - input'!$F109),\"\")","v":""},{"$f":"IFERROR(IF(OR(H124=\"\",'Lives scenario - input'!$F109=\"\"),\"\",H124/'Lives scenario - input'!$F109),\"\")","v":""},{"$f":"IFERROR(IF(OR(I124=\"\",'Lives scenario - input'!$F109=\"\"),\"\",I124/'Lives scenario - input'!$F109),\"\")","v":""},{"$f":"IFERROR(IF(OR(J124=\"\",'Lives scenario - input'!$F109=\"\"),\"\",J124/'Lives scenario - input'!$F109),\"\")","v":""},{"$f":"IFERROR(IF(OR(K124=\"\",'Lives scenario - input'!$F109=\"\"),\"\",K124/'Lives scenario - input'!$F109),\"\")","v":""},{"$f":"IFERROR(IF(OR(L124=\"\",'Lives scenario - input'!$F109=\"\"),\"\",L124/'Lives scenario - input'!$F109),\"\")","v":""},{"$f":"IFERROR(IF(OR(M124=\"\",'Lives scenario - input'!$F109=\"\"),\"\",M124/'Lives scenario - input'!$F109),\"\")","v":""},{"$f":"IFERROR(IF(OR(N124=\"\",'Lives scenario - input'!$F109=\"\"),\"\",N124/'Lives scenario - input'!$F109),\"\")","v":""},{"$f":"IFERROR(IF(OR(O124=\"\",'Lives scenario - input'!$F109=\"\"),\"\",O124/'Lives scenario - input'!$F109),\"\")","v":""},{"$f":"IFERROR(IF(OR(P124=\"\",'Lives scenario - input'!$F109=\"\"),\"\",P124/'Lives scenario - input'!$F109),\"\")","v":""},{"$f":"IFERROR(IF(OR(Q124=\"\",'Lives scenario - input'!$F109=\"\"),\"\",Q124/'Lives scenario - input'!$F109),\"\")","v":""},{"$f":"IFERROR(IF(OR(R124=\"\",'Lives scenario - input'!$F109=\"\"),\"\",R124/'Lives scenario - input'!$F109),\"\")","v":""},{"$f":"IFERROR(IF(OR(S124=\"\",'Lives scenario - input'!$F109=\"\"),\"\",S124/'Lives scenario - input'!$F109),\"\")","v":""},{"$f":"IFERROR(IF(OR(T124=\"\",'Lives scenario - input'!$F109=\"\"),\"\",T124/'Lives scenario - input'!$F109),\"\")","v":""},{"$f":"IFERROR(IF(OR(U124=\"\",'Lives scenario - input'!$F109=\"\"),\"\",U124/'Lives scenario - input'!$F109),\"\")","v":""},{"$f":"IFERROR(IF(OR(V124=\"\",'Lives scenario - input'!$F109=\"\"),\"\",V124/'Lives scenario - input'!$F109),\"\")","v":""},{"$f":"IFERROR(IF(OR(W124=\"\",'Lives scenario - input'!$F109=\"\"),\"\",W124/'Lives scenario - input'!$F109),\"\")","v":""}]
[{"$f":"IFERROR('Lives scenario - input'!A110,\"\")","v":""},{"$f":"IFERROR('Lives scenario - input'!B110,\"\")","v":""},{"$f":"IFERROR('Lives scenario - input'!C110,\"\")","v":""},{"$f":"IFERROR(repcalc('Lives scenario - input'!$CX110:$GJ110,'Lives scenario - input'!$I110,'Lives scenario - input'!$G110,'Lives scenario - input'!$H110,20,TRUE,TRUE),\"\")","v":""},"","","","","","","","","","","","","","","","","","","",{"$f":"IFERROR(IF(OR(D125=\"\",'Lives scenario - input'!$F110=\"\"),\"\",D125/'Lives scenario - input'!$F110),\"\")","v":""},{"$f":"IFERROR(IF(OR(E125=\"\",'Lives scenario - input'!$F110=\"\"),\"\",E125/'Lives scenario - input'!$F110),\"\")","v":""},{"$f":"IFERROR(IF(OR(F125=\"\",'Lives scenario - input'!$F110=\"\"),\"\",F125/'Lives scenario - input'!$F110),\"\")","v":""},{"$f":"IFERROR(IF(OR(G125=\"\",'Lives scenario - input'!$F110=\"\"),\"\",G125/'Lives scenario - input'!$F110),\"\")","v":""},{"$f":"IFERROR(IF(OR(H125=\"\",'Lives scenario - input'!$F110=\"\"),\"\",H125/'Lives scenario - input'!$F110),\"\")","v":""},{"$f":"IFERROR(IF(OR(I125=\"\",'Lives scenario - input'!$F110=\"\"),\"\",I125/'Lives scenario - input'!$F110),\"\")","v":""},{"$f":"IFERROR(IF(OR(J125=\"\",'Lives scenario - input'!$F110=\"\"),\"\",J125/'Lives scenario - input'!$F110),\"\")","v":""},{"$f":"IFERROR(IF(OR(K125=\"\",'Lives scenario - input'!$F110=\"\"),\"\",K125/'Lives scenario - input'!$F110),\"\")","v":""},{"$f":"IFERROR(IF(OR(L125=\"\",'Lives scenario - input'!$F110=\"\"),\"\",L125/'Lives scenario - input'!$F110),\"\")","v":""},{"$f":"IFERROR(IF(OR(M125=\"\",'Lives scenario - input'!$F110=\"\"),\"\",M125/'Lives scenario - input'!$F110),\"\")","v":""},{"$f":"IFERROR(IF(OR(N125=\"\",'Lives scenario - input'!$F110=\"\"),\"\",N125/'Lives scenario - input'!$F110),\"\")","v":""},{"$f":"IFERROR(IF(OR(O125=\"\",'Lives scenario - input'!$F110=\"\"),\"\",O125/'Lives scenario - input'!$F110),\"\")","v":""},{"$f":"IFERROR(IF(OR(P125=\"\",'Lives scenario - input'!$F110=\"\"),\"\",P125/'Lives scenario - input'!$F110),\"\")","v":""},{"$f":"IFERROR(IF(OR(Q125=\"\",'Lives scenario - input'!$F110=\"\"),\"\",Q125/'Lives scenario - input'!$F110),\"\")","v":""},{"$f":"IFERROR(IF(OR(R125=\"\",'Lives scenario - input'!$F110=\"\"),\"\",R125/'Lives scenario - input'!$F110),\"\")","v":""},{"$f":"IFERROR(IF(OR(S125=\"\",'Lives scenario - input'!$F110=\"\"),\"\",S125/'Lives scenario - input'!$F110),\"\")","v":""},{"$f":"IFERROR(IF(OR(T125=\"\",'Lives scenario - input'!$F110=\"\"),\"\",T125/'Lives scenario - input'!$F110),\"\")","v":""},{"$f":"IFERROR(IF(OR(U125=\"\",'Lives scenario - input'!$F110=\"\"),\"\",U125/'Lives scenario - input'!$F110),\"\")","v":""},{"$f":"IFERROR(IF(OR(V125=\"\",'Lives scenario - input'!$F110=\"\"),\"\",V125/'Lives scenario - input'!$F110),\"\")","v":""},{"$f":"IFERROR(IF(OR(W125=\"\",'Lives scenario - input'!$F110=\"\"),\"\",W125/'Lives scenario - input'!$F110),\"\")","v":""}]
[{"$f":"IFERROR('Lives scenario - input'!A111,\"\")","v":""},{"$f":"IFERROR('Lives scenario - input'!B111,\"\")","v":""},{"$f":"IFERROR('Lives scenario - input'!C111,\"\")","v":""},{"$f":"IFERROR(repcalc('Lives scenario - input'!$CX111:$GJ111,'Lives scenario - input'!$I111,'Lives scenario - input'!$G111,'Lives scenario - input'!$H111,20,TRUE,TRUE),\"\")","v":""},"","","","","","","","","","","","","","","","","","","",{"$f":"IFERROR(IF(OR(D126=\"\",'Lives scenario - input'!$F111=\"\"),\"\",D126/'Lives scenario - input'!$F111),\"\")","v":""},{"$f":"IFERROR(IF(OR(E126=\"\",'Lives scenario - input'!$F111=\"\"),\"\",E126/'Lives scenario - input'!$F111),\"\")","v":""},{"$f":"IFERROR(IF(OR(F126=\"\",'Lives scenario - input'!$F111=\"\"),\"\",F126/'Lives scenario - input'!$F111),\"\")","v":""},{"$f":"IFERROR(IF(OR(G126=\"\",'Lives scenario - input'!$F111=\"\"),\"\",G126/'Lives scenario - input'!$F111),\"\")","v":""},{"$f":"IFERROR(IF(OR(H126=\"\",'Lives scenario - input'!$F111=\"\"),\"\",H126/'Lives scenario - input'!$F111),\"\")","v":""},{"$f":"IFERROR(IF(OR(I126=\"\",'Lives scenario - input'!$F111=\"\"),\"\",I126/'Lives scenario - input'!$F111),\"\")","v":""},{"$f":"IFERROR(IF(OR(J126=\"\",'Lives scenario - input'!$F111=\"\"),\"\",J126/'Lives scenario - input'!$F111),\"\")","v":""},{"$f":"IFERROR(IF(OR(K126=\"\",'Lives scenario - input'!$F111=\"\"),\"\",K126/'Lives scenario - input'!$F111),\"\")","v":""},{"$f":"IFERROR(IF(OR(L126=\"\",'Lives scenario - input'!$F111=\"\"),\"\",L126/'Lives scenario - input'!$F111),\"\")","v":""},{"$f":"IFERROR(IF(OR(M126=\"\",'Lives scenario - input'!$F111=\"\"),\"\",M126/'Lives scenario - input'!$F111),\"\")","v":""},{"$f":"IFERROR(IF(OR(N126=\"\",'Lives scenario - input'!$F111=\"\"),\"\",N126/'Lives scenario - input'!$F111),\"\")","v":""},{"$f":"IFERROR(IF(OR(O126=\"\",'Lives scenario - input'!$F111=\"\"),\"\",O126/'Lives scenario - input'!$F111),\"\")","v":""},{"$f":"IFERROR(IF(OR(P126=\"\",'Lives scenario - input'!$F111=\"\"),\"\",P126/'Lives scenario - input'!$F111),\"\")","v":""},{"$f":"IFERROR(IF(OR(Q126=\"\",'Lives scenario - input'!$F111=\"\"),\"\",Q126/'Lives scenario - input'!$F111),\"\")","v":""},{"$f":"IFERROR(IF(OR(R126=\"\",'Lives scenario - input'!$F111=\"\"),\"\",R126/'Lives scenario - input'!$F111),\"\")","v":""},{"$f":"IFERROR(IF(OR(S126=\"\",'Lives scenario - input'!$F111=\"\"),\"\",S126/'Lives scenario - input'!$F111),\"\")","v":""},{"$f":"IFERROR(IF(OR(T126=\"\",'Lives scenario - input'!$F111=\"\"),\"\",T126/'Lives scenario - input'!$F111),\"\")","v":""},{"$f":"IFERROR(IF(OR(U126=\"\",'Lives scenario - input'!$F111=\"\"),\"\",U126/'Lives scenario - input'!$F111),\"\")","v":""},{"$f":"IFERROR(IF(OR(V126=\"\",'Lives scenario - input'!$F111=\"\"),\"\",V126/'Lives scenario - input'!$F111),\"\")","v":""},{"$f":"IFERROR(IF(OR(W126=\"\",'Lives scenario - input'!$F111=\"\"),\"\",W126/'Lives scenario - input'!$F111),\"\")","v":""}]
[{"$f":"IFERROR('Lives scenario - input'!A112,\"\")","v":""},{"$f":"IFERROR('Lives scenario - input'!B112,\"\")","v":""},{"$f":"IFERROR('Lives scenario - input'!C112,\"\")","v":""},{"$f":"IFERROR(repcalc('Lives scenario - input'!$CX112:$GJ112,'Lives scenario - input'!$I112,'Lives scenario - input'!$G112,'Lives scenario - input'!$H112,20,TRUE,TRUE),\"\")","v":""},"","","","","","","","","","","","","","","","","","","",{"$f":"IFERROR(IF(OR(D127=\"\",'Lives scenario - input'!$F112=\"\"),\"\",D127/'Lives scenario - input'!$F112),\"\")","v":""},{"$f":"IFERROR(IF(OR(E127=\"\",'Lives scenario - input'!$F112=\"\"),\"\",E127/'Lives scenario - input'!$F112),\"\")","v":""},{"$f":"IFERROR(IF(OR(F127=\"\",'Lives scenario - input'!$F112=\"\"),\"\",F127/'Lives scenario - input'!$F112),\"\")","v":""},{"$f":"IFERROR(IF(OR(G127=\"\",'Lives scenario - input'!$F112=\"\"),\"\",G127/'Lives scenario - input'!$F112),\"\")","v":""},{"$f":"IFERROR(IF(OR(H127=\"\",'Lives scenario - input'!$F112=\"\"),\"\",H127/'Lives scenario - input'!$F112),\"\")","v":""},{"$f":"IFERROR(IF(OR(I127=\"\",'Lives scenario - input'!$F112=\"\"),\"\",I127/'Lives scenario - input'!$F112),\"\")","v":""},{"$f":"IFERROR(IF(OR(J127=\"\",'Lives scenario - input'!$F112=\"\"),\"\",J127/'Lives scenario - input'!$F112),\"\")","v":""},{"$f":"IFERROR(IF(OR(K127=\"\",'Lives scenario - input'!$F112=\"\"),\"\",K127/'Lives scenario - input'!$F112),\"\")","v":""},{"$f":"IFERROR(IF(OR(L127=\"\",'Lives scenario - input'!$F112=\"\"),\"\",L127/'Lives scenario - input'!$F112),\"\")","v":""},{"$f":"IFERROR(IF(OR(M127=\"\",'Lives scenario - input'!$F112=\"\"),\"\",M127/'Lives scenario - input'!$F112),\"\")","v":""},{"$f":"IFERROR(IF(OR(N127=\"\",'Lives scenario - input'!$F112=\"\"),\"\",N127/'Lives scenario - input'!$F112),\"\")","v":""},{"$f":"IFERROR(IF(OR(O127=\"\",'Lives scenario - input'!$F112=\"\"),\"\",O127/'Lives scenario - input'!$F112),\"\")","v":""},{"$f":"IFERROR(IF(OR(P127=\"\",'Lives scenario - input'!$F112=\"\"),\"\",P127/'Lives scenario - input'!$F112),\"\")","v":""},{"$f":"IFERROR(IF(OR(Q127=\"\",'Lives scenario - input'!$F112=\"\"),\"\",Q127/'Lives scenario - input'!$F112),\"\")","v":""},{"$f":"IFERROR(IF(OR(R127=\"\",'Lives scenario - input'!$F112=\"\"),\"\",R127/'Lives scenario - input'!$F112),\"\")","v":""},{"$f":"IFERROR(IF(OR(S127=\"\",'Lives scenario - input'!$F112=\"\"),\"\",S127/'Lives scenario - input'!$F112),\"\")","v":""},{"$f":"IFERROR(IF(OR(T127=\"\",'Lives scenario - input'!$F112=\"\"),\"\",T127/'Lives scenario - input'!$F112),\"\")","v":""},{"$f":"IFERROR(IF(OR(U127=\"\",'Lives scenario - input'!$F112=\"\"),\"\",U127/'Lives scenario - input'!$F112),\"\")","v":""},{"$f":"IFERROR(IF(OR(V127=\"\",'Lives scenario - input'!$F112=\"\"),\"\",V127/'Lives scenario - input'!$F112),\"\")","v":""},{"$f":"IFERROR(IF(OR(W127=\"\",'Lives scenario - input'!$F112=\"\"),\"\",W127/'Lives scenario - input'!$F112),\"\")","v":""}]
[{"$f":"IFERROR('Lives scenario - input'!A113,\"\")","v":""},{"$f":"IFERROR('Lives scenario - input'!B113,\"\")","v":""},{"$f":"IFERROR('Lives scenario - input'!C113,\"\")","v":""},{"$f":"IFERROR(repcalc('Lives scenario - input'!$CX113:$GJ113,'Lives scenario - input'!$I113,'Lives scenario - input'!$G113,'Lives scenario - input'!$H113,20,TRUE,TRUE),\"\")","v":""},"","","","","","","","","","","","","","","","","","","",{"$f":"IFERROR(IF(OR(D128=\"\",'Lives scenario - input'!$F113=\"\"),\"\",D128/'Lives scenario - input'!$F113),\"\")","v":""},{"$f":"IFERROR(IF(OR(E128=\"\",'Lives scenario - input'!$F113=\"\"),\"\",E128/'Lives scenario - input'!$F113),\"\")","v":""},{"$f":"IFERROR(IF(OR(F128=\"\",'Lives scenario - input'!$F113=\"\"),\"\",F128/'Lives scenario - input'!$F113),\"\")","v":""},{"$f":"IFERROR(IF(OR(G128=\"\",'Lives scenario - input'!$F113=\"\"),\"\",G128/'Lives scenario - input'!$F113),\"\")","v":""},{"$f":"IFERROR(IF(OR(H128=\"\",'Lives scenario - input'!$F113=\"\"),\"\",H128/'Lives scenario - input'!$F113),\"\")","v":""},{"$f":"IFERROR(IF(OR(I128=\"\",'Lives scenario - input'!$F113=\"\"),\"\",I128/'Lives scenario - input'!$F113),\"\")","v":""},{"$f":"IFERROR(IF(OR(J128=\"\",'Lives scenario - input'!$F113=\"\"),\"\",J128/'Lives scenario - input'!$F113),\"\")","v":""},{"$f":"IFERROR(IF(OR(K128=\"\",'Lives scenario - input'!$F113=\"\"),\"\",K128/'Lives scenario - input'!$F113),\"\")","v":""},{"$f":"IFERROR(IF(OR(L128=\"\",'Lives scenario - input'!$F113=\"\"),\"\",L128/'Lives scenario - input'!$F113),\"\")","v":""},{"$f":"IFERROR(IF(OR(M128=\"\",'Lives scenario - input'!$F113=\"\"),\"\",M128/'Lives scenario - input'!$F113),\"\")","v":""},{"$f":"IFERROR(IF(OR(N128=\"\",'Lives scenario - input'!$F113=\"\"),\"\",N128/'Lives scenario - input'!$F113),\"\")","v":""},{"$f":"IFERROR(IF(OR(O128=\"\",'Lives scenario - input'!$F113=\"\"),\"\",O128/'Lives scenario - input'!$F113),\"\")","v":""},{"$f":"IFERROR(IF(OR(P128=\"\",'Lives scenario - input'!$F113=\"\"),\"\",P128/'Lives scenario - input'!$F113),\"\")","v":""},{"$f":"IFERROR(IF(OR(Q128=\"\",'Lives scenario - input'!$F113=\"\"),\"\",Q128/'Lives scenario - input'!$F113),\"\")","v":""},{"$f":"IFERROR(IF(OR(R128=\"\",'Lives scenario - input'!$F113=\"\"),\"\",R128/'Lives scenario - input'!$F113),\"\")","v":""},{"$f":"IFERROR(IF(OR(S128=\"\",'Lives scenario - input'!$F113=\"\"),\"\",S128/'Lives scenario - input'!$F113),\"\")","v":""},{"$f":"IFERROR(IF(OR(T128=\"\",'Lives scenario - input'!$F113=\"\"),\"\",T128/'Lives scenario - input'!$F113),\"\")","v":""},{"$f":"IFERROR(IF(OR(U128=\"\",'Lives scenario - input'!$F113=\"\"),\"\",U128/'Lives scenario - input'!$F113),\"\")","v":""},{"$f":"IFERROR(IF(OR(V128=\"\",'Lives scenario - input'!$F113=\"\"),\"\",V128/'Lives scenario - input'!$F113),\"\")","v":""},{"$f":"IFERROR(IF(OR(W128=\"\",'Lives scenario - input'!$F113=\"\"),\"\",W128/'Lives scenario - input'!$F113),\"\")","v":""}]
[{"$f":"IFERROR('Lives scenario - input'!A114,\"\")","v":""},{"$f":"IFERROR('Lives scenario - input'!B114,\"\")","v":""},{"$f":"IFERROR('Lives scenario - input'!C114,\"\")","v":""},{"$f":"IFERROR(repcalc('Lives scenario - input'!$CX114:$GJ114,'Lives scenario - input'!$I114,'Lives scenario - input'!$G114,'Lives scenario - input'!$H114,20,TRUE,TRUE),\"\")","v":""},"","","","","","","","","","","","","","","","","","","",{"$f":"IFERROR(IF(OR(D129=\"\",'Lives scenario - input'!$F114=\"\"),\"\",D129/'Lives scenario - input'!$F114),\"\")","v":""},{"$f":"IFERROR(IF(OR(E129=\"\",'Lives scenario - input'!$F114=\"\"),\"\",E129/'Lives scenario - input'!$F114),\"\")","v":""},{"$f":"IFERROR(IF(OR(F129=\"\",'Lives scenario - input'!$F114=\"\"),\"\",F129/'Lives scenario - input'!$F114),\"\")","v":""},{"$f":"IFERROR(IF(OR(G129=\"\",'Lives scenario - input'!$F114=\"\"),\"\",G129/'Lives scenario - input'!$F114),\"\")","v":""},{"$f":"IFERROR(IF(OR(H129=\"\",'Lives scenario - input'!$F114=\"\"),\"\",H129/'Lives scenario - input'!$F114),\"\")","v":""},{"$f":"IFERROR(IF(OR(I129=\"\",'Lives scenario - input'!$F114=\"\"),\"\",I129/'Lives scenario - input'!$F114),\"\")","v":""},{"$f":"IFERROR(IF(OR(J129=\"\",'Lives scenario - input'!$F114=\"\"),\"\",J129/'Lives scenario - input'!$F114),\"\")","v":""},{"$f":"IFERROR(IF(OR(K129=\"\",'Lives scenario - input'!$F114=\"\"),\"\",K129/'Lives scenario - input'!$F114),\"\")","v":""},{"$f":"IFERROR(IF(OR(L129=\"\",'Lives scenario - input'!$F114=\"\"),\"\",L129/'Lives scenario - input'!$F114),\"\")","v":""},{"$f":"IFERROR(IF(OR(M129=\"\",'Lives scenario - input'!$F114=\"\"),\"\",M129/'Lives scenario - input'!$F114),\"\")","v":""},{"$f":"IFERROR(IF(OR(N129=\"\",'Lives scenario - input'!$F114=\"\"),\"\",N129/'Lives scenario - input'!$F114),\"\")","v":""},{"$f":"IFERROR(IF(OR(O129=\"\",'Lives scenario - input'!$F114=\"\"),\"\",O129/'Lives scenario - input'!$F114),\"\")","v":""},{"$f":"IFERROR(IF(OR(P129=\"\",'Lives scenario - input'!$F114=\"\"),\"\",P129/'Lives scenario - input'!$F114),\"\")","v":""},{"$f":"IFERROR(IF(OR(Q129=\"\",'Lives scenario - input'!$F114=\"\"),\"\",Q129/'Lives scenario - input'!$F114),\"\")","v":""},{"$f":"IFERROR(IF(OR(R129=\"\",'Lives scenario - input'!$F114=\"\"),\"\",R129/'Lives scenario - input'!$F114),\"\")","v":""},{"$f":"IFERROR(IF(OR(S129=\"\",'Lives scenario - input'!$F114=\"\"),\"\",S129/'Lives scenario - input'!$F114),\"\")","v":""},{"$f":"IFERROR(IF(OR(T129=\"\",'Lives scenario - input'!$F114=\"\"),\"\",T129/'Lives scenario - input'!$F114),\"\")","v":""},{"$f":"IFERROR(IF(OR(U129=\"\",'Lives scenario - input'!$F114=\"\"),\"\",U129/'Lives scenario - input'!$F114),\"\")","v":""},{"$f":"IFERROR(IF(OR(V129=\"\",'Lives scenario - input'!$F114=\"\"),\"\",V129/'Lives scenario - input'!$F114),\"\")","v":""},{"$f":"IFERROR(IF(OR(W129=\"\",'Lives scenario - input'!$F114=\"\"),\"\",W129/'Lives scenario - input'!$F114),\"\")","v":""}]
[{"$f":"IFERROR('Lives scenario - input'!A115,\"\")","v":""},{"$f":"IFERROR('Lives scenario - input'!B115,\"\")","v":""},{"$f":"IFERROR('Lives scenario - input'!C115,\"\")","v":""},{"$f":"IFERROR(repcalc('Lives scenario - input'!$CX115:$GJ115,'Lives scenario - input'!$I115,'Lives scenario - input'!$G115,'Lives scenario - input'!$H115,20,TRUE,TRUE),\"\")","v":""},"","","","","","","","","","","","","","","","","","","",{"$f":"IFERROR(IF(OR(D130=\"\",'Lives scenario - input'!$F115=\"\"),\"\",D130/'Lives scenario - input'!$F115),\"\")","v":""},{"$f":"IFERROR(IF(OR(E130=\"\",'Lives scenario - input'!$F115=\"\"),\"\",E130/'Lives scenario - input'!$F115),\"\")","v":""},{"$f":"IFERROR(IF(OR(F130=\"\",'Lives scenario - input'!$F115=\"\"),\"\",F130/'Lives scenario - input'!$F115),\"\")","v":""},{"$f":"IFERROR(IF(OR(G130=\"\",'Lives scenario - input'!$F115=\"\"),\"\",G130/'Lives scenario - input'!$F115),\"\")","v":""},{"$f":"IFERROR(IF(OR(H130=\"\",'Lives scenario - input'!$F115=\"\"),\"\",H130/'Lives scenario - input'!$F115),\"\")","v":""},{"$f":"IFERROR(IF(OR(I130=\"\",'Lives scenario - input'!$F115=\"\"),\"\",I130/'Lives scenario - input'!$F115),\"\")","v":""},{"$f":"IFERROR(IF(OR(J130=\"\",'Lives scenario - input'!$F115=\"\"),\"\",J130/'Lives scenario - input'!$F115),\"\")","v":""},{"$f":"IFERROR(IF(OR(K130=\"\",'Lives scenario - input'!$F115=\"\"),\"\",K130/'Lives scenario - input'!$F115),\"\")","v":""},{"$f":"IFERROR(IF(OR(L130=\"\",'Lives scenario - input'!$F115=\"\"),\"\",L130/'Lives scenario - input'!$F115),\"\")","v":""},{"$f":"IFERROR(IF(OR(M130=\"\",'Lives scenario - input'!$F115=\"\"),\"\",M130/'Lives scenario - input'!$F115),\"\")","v":""},{"$f":"IFERROR(IF(OR(N130=\"\",'Lives scenario - input'!$F115=\"\"),\"\",N130/'Lives scenario - input'!$F115),\"\")","v":""},{"$f":"IFERROR(IF(OR(O130=\"\",'Lives scenario - input'!$F115=\"\"),\"\",O130/'Lives scenario - input'!$F115),\"\")","v":""},{"$f":"IFERROR(IF(OR(P130=\"\",'Lives scenario - input'!$F115=\"\"),\"\",P130/'Lives scenario - input'!$F115),\"\")","v":""},{"$f":"IFERROR(IF(OR(Q130=\"\",'Lives scenario - input'!$F115=\"\"),\"\",Q130/'Lives scenario - input'!$F115),\"\")","v":""},{"$f":"IFERROR(IF(OR(R130=\"\",'Lives scenario - input'!$F115=\"\"),\"\",R130/'Lives scenario - input'!$F115),\"\")","v":""},{"$f":"IFERROR(IF(OR(S130=\"\",'Lives scenario - input'!$F115=\"\"),\"\",S130/'Lives scenario - input'!$F115),\"\")","v":""},{"$f":"IFERROR(IF(OR(T130=\"\",'Lives scenario - input'!$F115=\"\"),\"\",T130/'Lives scenario - input'!$F115),\"\")","v":""},{"$f":"IFERROR(IF(OR(U130=\"\",'Lives scenario - input'!$F115=\"\"),\"\",U130/'Lives scenario - input'!$F115),\"\")","v":""},{"$f":"IFERROR(IF(OR(V130=\"\",'Lives scenario - input'!$F115=\"\"),\"\",V130/'Lives scenario - input'!$F115),\"\")","v":""},{"$f":"IFERROR(IF(OR(W130=\"\",'Lives scenario - input'!$F115=\"\"),\"\",W130/'Lives scenario - input'!$F115),\"\")","v":""}]
[{"$f":"IFERROR('Lives scenario - input'!A116,\"\")","v":""},{"$f":"IFERROR('Lives scenario - input'!B116,\"\")","v":""},{"$f":"IFERROR('Lives scenario - input'!C116,\"\")","v":""},{"$f":"IFERROR(repcalc('Lives scenario - input'!$CX116:$GJ116,'Lives scenario - input'!$I116,'Lives scenario - input'!$G116,'Lives scenario - input'!$H116,20,TRUE,TRUE),\"\")","v":""},"","","","","","","","","","","","","","","","","","","",{"$f":"IFERROR(IF(OR(D131=\"\",'Lives scenario - input'!$F116=\"\"),\"\",D131/'Lives scenario - input'!$F116),\"\")","v":""},{"$f":"IFERROR(IF(OR(E131=\"\",'Lives scenario - input'!$F116=\"\"),\"\",E131/'Lives scenario - input'!$F116),\"\")","v":""},{"$f":"IFERROR(IF(OR(F131=\"\",'Lives scenario - input'!$F116=\"\"),\"\",F131/'Lives scenario - input'!$F116),\"\")","v":""},{"$f":"IFERROR(IF(OR(G131=\"\",'Lives scenario - input'!$F116=\"\"),\"\",G131/'Lives scenario - input'!$F116),\"\")","v":""},{"$f":"IFERROR(IF(OR(H131=\"\",'Lives scenario - input'!$F116=\"\"),\"\",H131/'Lives scenario - input'!$F116),\"\")","v":""},{"$f":"IFERROR(IF(OR(I131=\"\",'Lives scenario - input'!$F116=\"\"),\"\",I131/'Lives scenario - input'!$F116),\"\")","v":""},{"$f":"IFERROR(IF(OR(J131=\"\",'Lives scenario - input'!$F116=\"\"),\"\",J131/'Lives scenario - input'!$F116),\"\")","v":""},{"$f":"IFERROR(IF(OR(K131=\"\",'Lives scenario - input'!$F116=\"\"),\"\",K131/'Lives scenario - input'!$F116),\"\")","v":""},{"$f":"IFERROR(IF(OR(L131=\"\",'Lives scenario - input'!$F116=\"\"),\"\",L131/'Lives scenario - input'!$F116),\"\")","v":""},{"$f":"IFERROR(IF(OR(M131=\"\",'Lives scenario - input'!$F116=\"\"),\"\",M131/'Lives scenario - input'!$F116),\"\")","v":""},{"$f":"IFERROR(IF(OR(N131=\"\",'Lives scenario - input'!$F116=\"\"),\"\",N131/'Lives scenario - input'!$F116),\"\")","v":""},{"$f":"IFERROR(IF(OR(O131=\"\",'Lives scenario - input'!$F116=\"\"),\"\",O131/'Lives scenario - input'!$F116),\"\")","v":""},{"$f":"IFERROR(IF(OR(P131=\"\",'Lives scenario - input'!$F116=\"\"),\"\",P131/'Lives scenario - input'!$F116),\"\")","v":""},{"$f":"IFERROR(IF(OR(Q131=\"\",'Lives scenario - input'!$F116=\"\"),\"\",Q131/'Lives scenario - input'!$F116),\"\")","v":""},{"$f":"IFERROR(IF(OR(R131=\"\",'Lives scenario - input'!$F116=\"\"),\"\",R131/'Lives scenario - input'!$F116),\"\")","v":""},{"$f":"IFERROR(IF(OR(S131=\"\",'Lives scenario - input'!$F116=\"\"),\"\",S131/'Lives scenario - input'!$F116),\"\")","v":""},{"$f":"IFERROR(IF(OR(T131=\"\",'Lives scenario - input'!$F116=\"\"),\"\",T131/'Lives scenario - input'!$F116),\"\")","v":""},{"$f":"IFERROR(IF(OR(U131=\"\",'Lives scenario - input'!$F116=\"\"),\"\",U131/'Lives scenario - input'!$F116),\"\")","v":""},{"$f":"IFERROR(IF(OR(V131=\"\",'Lives scenario - input'!$F116=\"\"),\"\",V131/'Lives scenario - input'!$F116),\"\")","v":""},{"$f":"IFERROR(IF(OR(W131=\"\",'Lives scenario - input'!$F116=\"\"),\"\",W131/'Lives scenario - input'!$F116),\"\")","v":""}]
[{"$f":"IFERROR('Lives scenario - input'!A117,\"\")","v":""},{"$f":"IFERROR('Lives scenario - input'!B117,\"\")","v":""},{"$f":"IFERROR('Lives scenario - input'!C117,\"\")","v":""},{"$f":"IFERROR(repcalc('Lives scenario - input'!$CX117:$GJ117,'Lives scenario - input'!$I117,'Lives scenario - input'!$G117,'Lives scenario - input'!$H117,20,TRUE,TRUE),\"\")","v":""},"","","","","","","","","","","","","","","","","","","",{"$f":"IFERROR(IF(OR(D132=\"\",'Lives scenario - input'!$F117=\"\"),\"\",D132/'Lives scenario - input'!$F117),\"\")","v":""},{"$f":"IFERROR(IF(OR(E132=\"\",'Lives scenario - input'!$F117=\"\"),\"\",E132/'Lives scenario - input'!$F117),\"\")","v":""},{"$f":"IFERROR(IF(OR(F132=\"\",'Lives scenario - input'!$F117=\"\"),\"\",F132/'Lives scenario - input'!$F117),\"\")","v":""},{"$f":"IFERROR(IF(OR(G132=\"\",'Lives scenario - input'!$F117=\"\"),\"\",G132/'Lives scenario - input'!$F117),\"\")","v":""},{"$f":"IFERROR(IF(OR(H132=\"\",'Lives scenario - input'!$F117=\"\"),\"\",H132/'Lives scenario - input'!$F117),\"\")","v":""},{"$f":"IFERROR(IF(OR(I132=\"\",'Lives scenario - input'!$F117=\"\"),\"\",I132/'Lives scenario - input'!$F117),\"\")","v":""},{"$f":"IFERROR(IF(OR(J132=\"\",'Lives scenario - input'!$F117=\"\"),\"\",J132/'Lives scenario - input'!$F117),\"\")","v":""},{"$f":"IFERROR(IF(OR(K132=\"\",'Lives scenario - input'!$F117=\"\"),\"\",K132/'Lives scenario - input'!$F117),\"\")","v":""},{"$f":"IFERROR(IF(OR(L132=\"\",'Lives scenario - input'!$F117=\"\"),\"\",L132/'Lives scenario - input'!$F117),\"\")","v":""},{"$f":"IFERROR(IF(OR(M132=\"\",'Lives scenario - input'!$F117=\"\"),\"\",M132/'Lives scenario - input'!$F117),\"\")","v":""},{"$f":"IFERROR(IF(OR(N132=\"\",'Lives scenario - input'!$F117=\"\"),\"\",N132/'Lives scenario - input'!$F117),\"\")","v":""},{"$f":"IFERROR(IF(OR(O132=\"\",'Lives scenario - input'!$F117=\"\"),\"\",O132/'Lives scenario - input'!$F117),\"\")","v":""},{"$f":"IFERROR(IF(OR(P132=\"\",'Lives scenario - input'!$F117=\"\"),\"\",P132/'Lives scenario - input'!$F117),\"\")","v":""},{"$f":"IFERROR(IF(OR(Q132=\"\",'Lives scenario - input'!$F117=\"\"),\"\",Q132/'Lives scenario - input'!$F117),\"\")","v":""},{"$f":"IFERROR(IF(OR(R132=\"\",'Lives scenario - input'!$F117=\"\"),\"\",R132/'Lives scenario - input'!$F117),\"\")","v":""},{"$f":"IFERROR(IF(OR(S132=\"\",'Lives scenario - input'!$F117=\"\"),\"\",S132/'Lives scenario - input'!$F117),\"\")","v":""},{"$f":"IFERROR(IF(OR(T132=\"\",'Lives scenario - input'!$F117=\"\"),\"\",T132/'Lives scenario - input'!$F117),\"\")","v":""},{"$f":"IFERROR(IF(OR(U132=\"\",'Lives scenario - input'!$F117=\"\"),\"\",U132/'Lives scenario - input'!$F117),\"\")","v":""},{"$f":"IFERROR(IF(OR(V132=\"\",'Lives scenario - input'!$F117=\"\"),\"\",V132/'Lives scenario - input'!$F117),\"\")","v":""},{"$f":"IFERROR(IF(OR(W132=\"\",'Lives scenario - input'!$F117=\"\"),\"\",W132/'Lives scenario - input'!$F117),\"\")","v":""}]
[{"$f":"IFERROR('Lives scenario - input'!A118,\"\")","v":""},{"$f":"IFERROR('Lives scenario - input'!B118,\"\")","v":""},{"$f":"IFERROR('Lives scenario - input'!C118,\"\")","v":""},{"$f":"IFERROR(repcalc('Lives scenario - input'!$CX118:$GJ118,'Lives scenario - input'!$I118,'Lives scenario - input'!$G118,'Lives scenario - input'!$H118,20,TRUE,TRUE),\"\")","v":""},"","","","","","","","","","","","","","","","","","","",{"$f":"IFERROR(IF(OR(D133=\"\",'Lives scenario - input'!$F118=\"\"),\"\",D133/'Lives scenario - input'!$F118),\"\")","v":""},{"$f":"IFERROR(IF(OR(E133=\"\",'Lives scenario - input'!$F118=\"\"),\"\",E133/'Lives scenario - input'!$F118),\"\")","v":""},{"$f":"IFERROR(IF(OR(F133=\"\",'Lives scenario - input'!$F118=\"\"),\"\",F133/'Lives scenario - input'!$F118),\"\")","v":""},{"$f":"IFERROR(IF(OR(G133=\"\",'Lives scenario - input'!$F118=\"\"),\"\",G133/'Lives scenario - input'!$F118),\"\")","v":""},{"$f":"IFERROR(IF(OR(H133=\"\",'Lives scenario - input'!$F118=\"\"),\"\",H133/'Lives scenario - input'!$F118),\"\")","v":""},{"$f":"IFERROR(IF(OR(I133=\"\",'Lives scenario - input'!$F118=\"\"),\"\",I133/'Lives scenario - input'!$F118),\"\")","v":""},{"$f":"IFERROR(IF(OR(J133=\"\",'Lives scenario - input'!$F118=\"\"),\"\",J133/'Lives scenario - input'!$F118),\"\")","v":""},{"$f":"IFERROR(IF(OR(K133=\"\",'Lives scenario - input'!$F118=\"\"),\"\",K133/'Lives scenario - input'!$F118),\"\")","v":""},{"$f":"IFERROR(IF(OR(L133=\"\",'Lives scenario - input'!$F118=\"\"),\"\",L133/'Lives scenario - input'!$F118),\"\")","v":""},{"$f":"IFERROR(IF(OR(M133=\"\",'Lives scenario - input'!$F118=\"\"),\"\",M133/'Lives scenario - input'!$F118),\"\")","v":""},{"$f":"IFERROR(IF(OR(N133=\"\",'Lives scenario - input'!$F118=\"\"),\"\",N133/'Lives scenario - input'!$F118),\"\")","v":""},{"$f":"IFERROR(IF(OR(O133=\"\",'Lives scenario - input'!$F118=\"\"),\"\",O133/'Lives scenario - input'!$F118),\"\")","v":""},{"$f":"IFERROR(IF(OR(P133=\"\",'Lives scenario - input'!$F118=\"\"),\"\",P133/'Lives scenario - input'!$F118),\"\")","v":""},{"$f":"IFERROR(IF(OR(Q133=\"\",'Lives scenario - input'!$F118=\"\"),\"\",Q133/'Lives scenario - input'!$F118),\"\")","v":""},{"$f":"IFERROR(IF(OR(R133=\"\",'Lives scenario - input'!$F118=\"\"),\"\",R133/'Lives scenario - input'!$F118),\"\")","v":""},{"$f":"IFERROR(IF(OR(S133=\"\",'Lives scenario - input'!$F118=\"\"),\"\",S133/'Lives scenario - input'!$F118),\"\")","v":""},{"$f":"IFERROR(IF(OR(T133=\"\",'Lives scenario - input'!$F118=\"\"),\"\",T133/'Lives scenario - input'!$F118),\"\")","v":""},{"$f":"IFERROR(IF(OR(U133=\"\",'Lives scenario - input'!$F118=\"\"),\"\",U133/'Lives scenario - input'!$F118),\"\")","v":""},{"$f":"IFERROR(IF(OR(V133=\"\",'Lives scenario - input'!$F118=\"\"),\"\",V133/'Lives scenario - input'!$F118),\"\")","v":""},{"$f":"IFERROR(IF(OR(W133=\"\",'Lives scenario - input'!$F118=\"\"),\"\",W133/'Lives scenario - input'!$F118),\"\")","v":""}]
[{"$f":"IFERROR('Lives scenario - input'!A119,\"\")","v":""},{"$f":"IFERROR('Lives scenario - input'!B119,\"\")","v":""},{"$f":"IFERROR('Lives scenario - input'!C119,\"\")","v":""},{"$f":"IFERROR(repcalc('Lives scenario - input'!$CX119:$GJ119,'Lives scenario - input'!$I119,'Lives scenario - input'!$G119,'Lives scenario - input'!$H119,20,TRUE,TRUE),\"\")","v":""},"","","","","","","","","","","","","","","","","","","",{"$f":"IFERROR(IF(OR(D134=\"\",'Lives scenario - input'!$F119=\"\"),\"\",D134/'Lives scenario - input'!$F119),\"\")","v":""},{"$f":"IFERROR(IF(OR(E134=\"\",'Lives scenario - input'!$F119=\"\"),\"\",E134/'Lives scenario - input'!$F119),\"\")","v":""},{"$f":"IFERROR(IF(OR(F134=\"\",'Lives scenario - input'!$F119=\"\"),\"\",F134/'Lives scenario - input'!$F119),\"\")","v":""},{"$f":"IFERROR(IF(OR(G134=\"\",'Lives scenario - input'!$F119=\"\"),\"\",G134/'Lives scenario - input'!$F119),\"\")","v":""},{"$f":"IFERROR(IF(OR(H134=\"\",'Lives scenario - input'!$F119=\"\"),\"\",H134/'Lives scenario - input'!$F119),\"\")","v":""},{"$f":"IFERROR(IF(OR(I134=\"\",'Lives scenario - input'!$F119=\"\"),\"\",I134/'Lives scenario - input'!$F119),\"\")","v":""},{"$f":"IFERROR(IF(OR(J134=\"\",'Lives scenario - input'!$F119=\"\"),\"\",J134/'Lives scenario - input'!$F119),\"\")","v":""},{"$f":"IFERROR(IF(OR(K134=\"\",'Lives scenario - input'!$F119=\"\"),\"\",K134/'Lives scenario - input'!$F119),\"\")","v":""},{"$f":"IFERROR(IF(OR(L134=\"\",'Lives scenario - input'!$F119=\"\"),\"\",L134/'Lives scenario - input'!$F119),\"\")","v":""},{"$f":"IFERROR(IF(OR(M134=\"\",'Lives scenario - input'!$F119=\"\"),\"\",M134/'Lives scenario - input'!$F119),\"\")","v":""},{"$f":"IFERROR(IF(OR(N134=\"\",'Lives scenario - input'!$F119=\"\"),\"\",N134/'Lives scenario - input'!$F119),\"\")","v":""},{"$f":"IFERROR(IF(OR(O134=\"\",'Lives scenario - input'!$F119=\"\"),\"\",O134/'Lives scenario - input'!$F119),\"\")","v":""},{"$f":"IFERROR(IF(OR(P134=\"\",'Lives scenario - input'!$F119=\"\"),\"\",P134/'Lives scenario - input'!$F119),\"\")","v":""},{"$f":"IFERROR(IF(OR(Q134=\"\",'Lives scenario - input'!$F119=\"\"),\"\",Q134/'Lives scenario - input'!$F119),\"\")","v":""},{"$f":"IFERROR(IF(OR(R134=\"\",'Lives scenario - input'!$F119=\"\"),\"\",R134/'Lives scenario - input'!$F119),\"\")","v":""},{"$f":"IFERROR(IF(OR(S134=\"\",'Lives scenario - input'!$F119=\"\"),\"\",S134/'Lives scenario - input'!$F119),\"\")","v":""},{"$f":"IFERROR(IF(OR(T134=\"\",'Lives scenario - input'!$F119=\"\"),\"\",T134/'Lives scenario - input'!$F119),\"\")","v":""},{"$f":"IFERROR(IF(OR(U134=\"\",'Lives scenario - input'!$F119=\"\"),\"\",U134/'Lives scenario - input'!$F119),\"\")","v":""},{"$f":"IFERROR(IF(OR(V134=\"\",'Lives scenario - input'!$F119=\"\"),\"\",V134/'Lives scenario - input'!$F119),\"\")","v":""},{"$f":"IFERROR(IF(OR(W134=\"\",'Lives scenario - input'!$F119=\"\"),\"\",W134/'Lives scenario - input'!$F119),\"\")","v":""}]
[{"$f":"IFERROR('Lives scenario - input'!A120,\"\")","v":""},{"$f":"IFERROR('Lives scenario - input'!B120,\"\")","v":""},{"$f":"IFERROR('Lives scenario - input'!C120,\"\")","v":""},{"$f":"IFERROR(repcalc('Lives scenario - input'!$CX120:$GJ120,'Lives scenario - input'!$I120,'Lives scenario - input'!$G120,'Lives scenario - input'!$H120,20,TRUE,TRUE),\"\")","v":""},"","","","","","","","","","","","","","","","","","","",{"$f":"IFERROR(IF(OR(D135=\"\",'Lives scenario - input'!$F120=\"\"),\"\",D135/'Lives scenario - input'!$F120),\"\")","v":""},{"$f":"IFERROR(IF(OR(E135=\"\",'Lives scenario - input'!$F120=\"\"),\"\",E135/'Lives scenario - input'!$F120),\"\")","v":""},{"$f":"IFERROR(IF(OR(F135=\"\",'Lives scenario - input'!$F120=\"\"),\"\",F135/'Lives scenario - input'!$F120),\"\")","v":""},{"$f":"IFERROR(IF(OR(G135=\"\",'Lives scenario - input'!$F120=\"\"),\"\",G135/'Lives scenario - input'!$F120),\"\")","v":""},{"$f":"IFERROR(IF(OR(H135=\"\",'Lives scenario - input'!$F120=\"\"),\"\",H135/'Lives scenario - input'!$F120),\"\")","v":""},{"$f":"IFERROR(IF(OR(I135=\"\",'Lives scenario - input'!$F120=\"\"),\"\",I135/'Lives scenario - input'!$F120),\"\")","v":""},{"$f":"IFERROR(IF(OR(J135=\"\",'Lives scenario - input'!$F120=\"\"),\"\",J135/'Lives scenario - input'!$F120),\"\")","v":""},{"$f":"IFERROR(IF(OR(K135=\"\",'Lives scenario - input'!$F120=\"\"),\"\",K135/'Lives scenario - input'!$F120),\"\")","v":""},{"$f":"IFERROR(IF(OR(L135=\"\",'Lives scenario - input'!$F120=\"\"),\"\",L135/'Lives scenario - input'!$F120),\"\")","v":""},{"$f":"IFERROR(IF(OR(M135=\"\",'Lives scenario - input'!$F120=\"\"),\"\",M135/'Lives scenario - input'!$F120),\"\")","v":""},{"$f":"IFERROR(IF(OR(N135=\"\",'Lives scenario - input'!$F120=\"\"),\"\",N135/'Lives scenario - input'!$F120),\"\")","v":""},{"$f":"IFERROR(IF(OR(O135=\"\",'Lives scenario - input'!$F120=\"\"),\"\",O135/'Lives scenario - input'!$F120),\"\")","v":""},{"$f":"IFERROR(IF(OR(P135=\"\",'Lives scenario - input'!$F120=\"\"),\"\",P135/'Lives scenario - input'!$F120),\"\")","v":""},{"$f":"IFERROR(IF(OR(Q135=\"\",'Lives scenario - input'!$F120=\"\"),\"\",Q135/'Lives scenario - input'!$F120),\"\")","v":""},{"$f":"IFERROR(IF(OR(R135=\"\",'Lives scenario - input'!$F120=\"\"),\"\",R135/'Lives scenario - input'!$F120),\"\")","v":""},{"$f":"IFERROR(IF(OR(S135=\"\",'Lives scenario - input'!$F120=\"\"),\"\",S135/'Lives scenario - input'!$F120),\"\")","v":""},{"$f":"IFERROR(IF(OR(T135=\"\",'Lives scenario - input'!$F120=\"\"),\"\",T135/'Lives scenario - input'!$F120),\"\")","v":""},{"$f":"IFERROR(IF(OR(U135=\"\",'Lives scenario - input'!$F120=\"\"),\"\",U135/'Lives scenario - input'!$F120),\"\")","v":""},{"$f":"IFERROR(IF(OR(V135=\"\",'Lives scenario - input'!$F120=\"\"),\"\",V135/'Lives scenario - input'!$F120),\"\")","v":""},{"$f":"IFERROR(IF(OR(W135=\"\",'Lives scenario - input'!$F120=\"\"),\"\",W135/'Lives scenario - input'!$F120),\"\")","v":""}]
[{"$f":"IFERROR('Lives scenario - input'!A121,\"\")","v":""},{"$f":"IFERROR('Lives scenario - input'!B121,\"\")","v":""},{"$f":"IFERROR('Lives scenario - input'!C121,\"\")","v":""},{"$f":"IFERROR(repcalc('Lives scenario - input'!$CX121:$GJ121,'Lives scenario - input'!$I121,'Lives scenario - input'!$G121,'Lives scenario - input'!$H121,20,TRUE,TRUE),\"\")","v":""},"","","","","","","","","","","","","","","","","","","",{"$f":"IFERROR(IF(OR(D136=\"\",'Lives scenario - input'!$F121=\"\"),\"\",D136/'Lives scenario - input'!$F121),\"\")","v":""},{"$f":"IFERROR(IF(OR(E136=\"\",'Lives scenario - input'!$F121=\"\"),\"\",E136/'Lives scenario - input'!$F121),\"\")","v":""},{"$f":"IFERROR(IF(OR(F136=\"\",'Lives scenario - input'!$F121=\"\"),\"\",F136/'Lives scenario - input'!$F121),\"\")","v":""},{"$f":"IFERROR(IF(OR(G136=\"\",'Lives scenario - input'!$F121=\"\"),\"\",G136/'Lives scenario - input'!$F121),\"\")","v":""},{"$f":"IFERROR(IF(OR(H136=\"\",'Lives scenario - input'!$F121=\"\"),\"\",H136/'Lives scenario - input'!$F121),\"\")","v":""},{"$f":"IFERROR(IF(OR(I136=\"\",'Lives scenario - input'!$F121=\"\"),\"\",I136/'Lives scenario - input'!$F121),\"\")","v":""},{"$f":"IFERROR(IF(OR(J136=\"\",'Lives scenario - input'!$F121=\"\"),\"\",J136/'Lives scenario - input'!$F121),\"\")","v":""},{"$f":"IFERROR(IF(OR(K136=\"\",'Lives scenario - input'!$F121=\"\"),\"\",K136/'Lives scenario - input'!$F121),\"\")","v":""},{"$f":"IFERROR(IF(OR(L136=\"\",'Lives scenario - input'!$F121=\"\"),\"\",L136/'Lives scenario - input'!$F121),\"\")","v":""},{"$f":"IFERROR(IF(OR(M136=\"\",'Lives scenario - input'!$F121=\"\"),\"\",M136/'Lives scenario - input'!$F121),\"\")","v":""},{"$f":"IFERROR(IF(OR(N136=\"\",'Lives scenario - input'!$F121=\"\"),\"\",N136/'Lives scenario - input'!$F121),\"\")","v":""},{"$f":"IFERROR(IF(OR(O136=\"\",'Lives scenario - input'!$F121=\"\"),\"\",O136/'Lives scenario - input'!$F121),\"\")","v":""},{"$f":"IFERROR(IF(OR(P136=\"\",'Lives scenario - input'!$F121=\"\"),\"\",P136/'Lives scenario - input'!$F121),\"\")","v":""},{"$f":"IFERROR(IF(OR(Q136=\"\",'Lives scenario - input'!$F121=\"\"),\"\",Q136/'Lives scenario - input'!$F121),\"\")","v":""},{"$f":"IFERROR(IF(OR(R136=\"\",'Lives scenario - input'!$F121=\"\"),\"\",R136/'Lives scenario - input'!$F121),\"\")","v":""},{"$f":"IFERROR(IF(OR(S136=\"\",'Lives scenario - input'!$F121=\"\"),\"\",S136/'Lives scenario - input'!$F121),\"\")","v":""},{"$f":"IFERROR(IF(OR(T136=\"\",'Lives scenario - input'!$F121=\"\"),\"\",T136/'Lives scenario - input'!$F121),\"\")","v":""},{"$f":"IFERROR(IF(OR(U136=\"\",'Lives scenario - input'!$F121=\"\"),\"\",U136/'Lives scenario - input'!$F121),\"\")","v":""},{"$f":"IFERROR(IF(OR(V136=\"\",'Lives scenario - input'!$F121=\"\"),\"\",V136/'Lives scenario - input'!$F121),\"\")","v":""},{"$f":"IFERROR(IF(OR(W136=\"\",'Lives scenario - input'!$F121=\"\"),\"\",W136/'Lives scenario - input'!$F121),\"\")","v":""}]
[{"$f":"IFERROR('Lives scenario - input'!A122,\"\")","v":""},{"$f":"IFERROR('Lives scenario - input'!B122,\"\")","v":""},{"$f":"IFERROR('Lives scenario - input'!C122,\"\")","v":""},{"$f":"IFERROR(repcalc('Lives scenario - input'!$CX122:$GJ122,'Lives scenario - input'!$I122,'Lives scenario - input'!$G122,'Lives scenario - input'!$H122,20,TRUE,TRUE),\"\")","v":""},"","","","","","","","","","","","","","","","","","","",{"$f":"IFERROR(IF(OR(D137=\"\",'Lives scenario - input'!$F122=\"\"),\"\",D137/'Lives scenario - input'!$F122),\"\")","v":""},{"$f":"IFERROR(IF(OR(E137=\"\",'Lives scenario - input'!$F122=\"\"),\"\",E137/'Lives scenario - input'!$F122),\"\")","v":""},{"$f":"IFERROR(IF(OR(F137=\"\",'Lives scenario - input'!$F122=\"\"),\"\",F137/'Lives scenario - input'!$F122),\"\")","v":""},{"$f":"IFERROR(IF(OR(G137=\"\",'Lives scenario - input'!$F122=\"\"),\"\",G137/'Lives scenario - input'!$F122),\"\")","v":""},{"$f":"IFERROR(IF(OR(H137=\"\",'Lives scenario - input'!$F122=\"\"),\"\",H137/'Lives scenario - input'!$F122),\"\")","v":""},{"$f":"IFERROR(IF(OR(I137=\"\",'Lives scenario - input'!$F122=\"\"),\"\",I137/'Lives scenario - input'!$F122),\"\")","v":""},{"$f":"IFERROR(IF(OR(J137=\"\",'Lives scenario - input'!$F122=\"\"),\"\",J137/'Lives scenario - input'!$F122),\"\")","v":""},{"$f":"IFERROR(IF(OR(K137=\"\",'Lives scenario - input'!$F122=\"\"),\"\",K137/'Lives scenario - input'!$F122),\"\")","v":""},{"$f":"IFERROR(IF(OR(L137=\"\",'Lives scenario - input'!$F122=\"\"),\"\",L137/'Lives scenario - input'!$F122),\"\")","v":""},{"$f":"IFERROR(IF(OR(M137=\"\",'Lives scenario - input'!$F122=\"\"),\"\",M137/'Lives scenario - input'!$F122),\"\")","v":""},{"$f":"IFERROR(IF(OR(N137=\"\",'Lives scenario - input'!$F122=\"\"),\"\",N137/'Lives scenario - input'!$F122),\"\")","v":""},{"$f":"IFERROR(IF(OR(O137=\"\",'Lives scenario - input'!$F122=\"\"),\"\",O137/'Lives scenario - input'!$F122),\"\")","v":""},{"$f":"IFERROR(IF(OR(P137=\"\",'Lives scenario - input'!$F122=\"\"),\"\",P137/'Lives scenario - input'!$F122),\"\")","v":""},{"$f":"IFERROR(IF(OR(Q137=\"\",'Lives scenario - input'!$F122=\"\"),\"\",Q137/'Lives scenario - input'!$F122),\"\")","v":""},{"$f":"IFERROR(IF(OR(R137=\"\",'Lives scenario - input'!$F122=\"\"),\"\",R137/'Lives scenario - input'!$F122),\"\")","v":""},{"$f":"IFERROR(IF(OR(S137=\"\",'Lives scenario - input'!$F122=\"\"),\"\",S137/'Lives scenario - input'!$F122),\"\")","v":""},{"$f":"IFERROR(IF(OR(T137=\"\",'Lives scenario - input'!$F122=\"\"),\"\",T137/'Lives scenario - input'!$F122),\"\")","v":""},{"$f":"IFERROR(IF(OR(U137=\"\",'Lives scenario - input'!$F122=\"\"),\"\",U137/'Lives scenario - input'!$F122),\"\")","v":""},{"$f":"IFERROR(IF(OR(V137=\"\",'Lives scenario - input'!$F122=\"\"),\"\",V137/'Lives scenario - input'!$F122),\"\")","v":""},{"$f":"IFERROR(IF(OR(W137=\"\",'Lives scenario - input'!$F122=\"\"),\"\",W137/'Lives scenario - input'!$F122),\"\")","v":""}]
[{"$f":"IFERROR('Lives scenario - input'!A123,\"\")","v":""},{"$f":"IFERROR('Lives scenario - input'!B123,\"\")","v":""},{"$f":"IFERROR('Lives scenario - input'!C123,\"\")","v":""},{"$f":"IFERROR(repcalc('Lives scenario - input'!$CX123:$GJ123,'Lives scenario - input'!$I123,'Lives scenario - input'!$G123,'Lives scenario - input'!$H123,20,TRUE,TRUE),\"\")","v":""},"","","","","","","","","","","","","","","","","","","",{"$f":"IFERROR(IF(OR(D138=\"\",'Lives scenario - input'!$F123=\"\"),\"\",D138/'Lives scenario - input'!$F123),\"\")","v":""},{"$f":"IFERROR(IF(OR(E138=\"\",'Lives scenario - input'!$F123=\"\"),\"\",E138/'Lives scenario - input'!$F123),\"\")","v":""},{"$f":"IFERROR(IF(OR(F138=\"\",'Lives scenario - input'!$F123=\"\"),\"\",F138/'Lives scenario - input'!$F123),\"\")","v":""},{"$f":"IFERROR(IF(OR(G138=\"\",'Lives scenario - input'!$F123=\"\"),\"\",G138/'Lives scenario - input'!$F123),\"\")","v":""},{"$f":"IFERROR(IF(OR(H138=\"\",'Lives scenario - input'!$F123=\"\"),\"\",H138/'Lives scenario - input'!$F123),\"\")","v":""},{"$f":"IFERROR(IF(OR(I138=\"\",'Lives scenario - input'!$F123=\"\"),\"\",I138/'Lives scenario - input'!$F123),\"\")","v":""},{"$f":"IFERROR(IF(OR(J138=\"\",'Lives scenario - input'!$F123=\"\"),\"\",J138/'Lives scenario - input'!$F123),\"\")","v":""},{"$f":"IFERROR(IF(OR(K138=\"\",'Lives scenario - input'!$F123=\"\"),\"\",K138/'Lives scenario - input'!$F123),\"\")","v":""},{"$f":"IFERROR(IF(OR(L138=\"\",'Lives scenario - input'!$F123=\"\"),\"\",L138/'Lives scenario - input'!$F123),\"\")","v":""},{"$f":"IFERROR(IF(OR(M138=\"\",'Lives scenario - input'!$F123=\"\"),\"\",M138/'Lives scenario - input'!$F123),\"\")","v":""},{"$f":"IFERROR(IF(OR(N138=\"\",'Lives scenario - input'!$F123=\"\"),\"\",N138/'Lives scenario - input'!$F123),\"\")","v":""},{"$f":"IFERROR(IF(OR(O138=\"\",'Lives scenario - input'!$F123=\"\"),\"\",O138/'Lives scenario - input'!$F123),\"\")","v":""},{"$f":"IFERROR(IF(OR(P138=\"\",'Lives scenario - input'!$F123=\"\"),\"\",P138/'Lives scenario - input'!$F123),\"\")","v":""},{"$f":"IFERROR(IF(OR(Q138=\"\",'Lives scenario - input'!$F123=\"\"),\"\",Q138/'Lives scenario - input'!$F123),\"\")","v":""},{"$f":"IFERROR(IF(OR(R138=\"\",'Lives scenario - input'!$F123=\"\"),\"\",R138/'Lives scenario - input'!$F123),\"\")","v":""},{"$f":"IFERROR(IF(OR(S138=\"\",'Lives scenario - input'!$F123=\"\"),\"\",S138/'Lives scenario - input'!$F123),\"\")","v":""},{"$f":"IFERROR(IF(OR(T138=\"\",'Lives scenario - input'!$F123=\"\"),\"\",T138/'Lives scenario - input'!$F123),\"\")","v":""},{"$f":"IFERROR(IF(OR(U138=\"\",'Lives scenario - input'!$F123=\"\"),\"\",U138/'Lives scenario - input'!$F123),\"\")","v":""},{"$f":"IFERROR(IF(OR(V138=\"\",'Lives scenario - input'!$F123=\"\"),\"\",V138/'Lives scenario - input'!$F123),\"\")","v":""},{"$f":"IFERROR(IF(OR(W138=\"\",'Lives scenario - input'!$F123=\"\"),\"\",W138/'Lives scenario - input'!$F123),\"\")","v":""}]
[{"$f":"IFERROR('Lives scenario - input'!A124,\"\")","v":""},{"$f":"IFERROR('Lives scenario - input'!B124,\"\")","v":""},{"$f":"IFERROR('Lives scenario - input'!C124,\"\")","v":""},{"$f":"IFERROR(repcalc('Lives scenario - input'!$CX124:$GJ124,'Lives scenario - input'!$I124,'Lives scenario - input'!$G124,'Lives scenario - input'!$H124,20,TRUE,TRUE),\"\")","v":""},"","","","","","","","","","","","","","","","","","","",{"$f":"IFERROR(IF(OR(D139=\"\",'Lives scenario - input'!$F124=\"\"),\"\",D139/'Lives scenario - input'!$F124),\"\")","v":""},{"$f":"IFERROR(IF(OR(E139=\"\",'Lives scenario - input'!$F124=\"\"),\"\",E139/'Lives scenario - input'!$F124),\"\")","v":""},{"$f":"IFERROR(IF(OR(F139=\"\",'Lives scenario - input'!$F124=\"\"),\"\",F139/'Lives scenario - input'!$F124),\"\")","v":""},{"$f":"IFERROR(IF(OR(G139=\"\",'Lives scenario - input'!$F124=\"\"),\"\",G139/'Lives scenario - input'!$F124),\"\")","v":""},{"$f":"IFERROR(IF(OR(H139=\"\",'Lives scenario - input'!$F124=\"\"),\"\",H139/'Lives scenario - input'!$F124),\"\")","v":""},{"$f":"IFERROR(IF(OR(I139=\"\",'Lives scenario - input'!$F124=\"\"),\"\",I139/'Lives scenario - input'!$F124),\"\")","v":""},{"$f":"IFERROR(IF(OR(J139=\"\",'Lives scenario - input'!$F124=\"\"),\"\",J139/'Lives scenario - input'!$F124),\"\")","v":""},{"$f":"IFERROR(IF(OR(K139=\"\",'Lives scenario - input'!$F124=\"\"),\"\",K139/'Lives scenario - input'!$F124),\"\")","v":""},{"$f":"IFERROR(IF(OR(L139=\"\",'Lives scenario - input'!$F124=\"\"),\"\",L139/'Lives scenario - input'!$F124),\"\")","v":""},{"$f":"IFERROR(IF(OR(M139=\"\",'Lives scenario - input'!$F124=\"\"),\"\",M139/'Lives scenario - input'!$F124),\"\")","v":""},{"$f":"IFERROR(IF(OR(N139=\"\",'Lives scenario - input'!$F124=\"\"),\"\",N139/'Lives scenario - input'!$F124),\"\")","v":""},{"$f":"IFERROR(IF(OR(O139=\"\",'Lives scenario - input'!$F124=\"\"),\"\",O139/'Lives scenario - input'!$F124),\"\")","v":""},{"$f":"IFERROR(IF(OR(P139=\"\",'Lives scenario - input'!$F124=\"\"),\"\",P139/'Lives scenario - input'!$F124),\"\")","v":""},{"$f":"IFERROR(IF(OR(Q139=\"\",'Lives scenario - input'!$F124=\"\"),\"\",Q139/'Lives scenario - input'!$F124),\"\")","v":""},{"$f":"IFERROR(IF(OR(R139=\"\",'Lives scenario - input'!$F124=\"\"),\"\",R139/'Lives scenario - input'!$F124),\"\")","v":""},{"$f":"IFERROR(IF(OR(S139=\"\",'Lives scenario - input'!$F124=\"\"),\"\",S139/'Lives scenario - input'!$F124),\"\")","v":""},{"$f":"IFERROR(IF(OR(T139=\"\",'Lives scenario - input'!$F124=\"\"),\"\",T139/'Lives scenario - input'!$F124),\"\")","v":""},{"$f":"IFERROR(IF(OR(U139=\"\",'Lives scenario - input'!$F124=\"\"),\"\",U139/'Lives scenario - input'!$F124),\"\")","v":""},{"$f":"IFERROR(IF(OR(V139=\"\",'Lives scenario - input'!$F124=\"\"),\"\",V139/'Lives scenario - input'!$F124),\"\")","v":""},{"$f":"IFERROR(IF(OR(W139=\"\",'Lives scenario - input'!$F124=\"\"),\"\",W139/'Lives scenario - input'!$F124),\"\")","v":""}]
[{"$f":"IFERROR('Lives scenario - input'!A125,\"\")","v":""},{"$f":"IFERROR('Lives scenario - input'!B125,\"\")","v":""},{"$f":"IFERROR('Lives scenario - input'!C125,\"\")","v":""},{"$f":"IFERROR(repcalc('Lives scenario - input'!$CX125:$GJ125,'Lives scenario - input'!$I125,'Lives scenario - input'!$G125,'Lives scenario - input'!$H125,20,TRUE,TRUE),\"\")","v":""},"","","","","","","","","","","","","","","","","","","",{"$f":"IFERROR(IF(OR(D140=\"\",'Lives scenario - input'!$F125=\"\"),\"\",D140/'Lives scenario - input'!$F125),\"\")","v":""},{"$f":"IFERROR(IF(OR(E140=\"\",'Lives scenario - input'!$F125=\"\"),\"\",E140/'Lives scenario - input'!$F125),\"\")","v":""},{"$f":"IFERROR(IF(OR(F140=\"\",'Lives scenario - input'!$F125=\"\"),\"\",F140/'Lives scenario - input'!$F125),\"\")","v":""},{"$f":"IFERROR(IF(OR(G140=\"\",'Lives scenario - input'!$F125=\"\"),\"\",G140/'Lives scenario - input'!$F125),\"\")","v":""},{"$f":"IFERROR(IF(OR(H140=\"\",'Lives scenario - input'!$F125=\"\"),\"\",H140/'Lives scenario - input'!$F125),\"\")","v":""},{"$f":"IFERROR(IF(OR(I140=\"\",'Lives scenario - input'!$F125=\"\"),\"\",I140/'Lives scenario - input'!$F125),\"\")","v":""},{"$f":"IFERROR(IF(OR(J140=\"\",'Lives scenario - input'!$F125=\"\"),\"\",J140/'Lives scenario - input'!$F125),\"\")","v":""},{"$f":"IFERROR(IF(OR(K140=\"\",'Lives scenario - input'!$F125=\"\"),\"\",K140/'Lives scenario - input'!$F125),\"\")","v":""},{"$f":"IFERROR(IF(OR(L140=\"\",'Lives scenario - input'!$F125=\"\"),\"\",L140/'Lives scenario - input'!$F125),\"\")","v":""},{"$f":"IFERROR(IF(OR(M140=\"\",'Lives scenario - input'!$F125=\"\"),\"\",M140/'Lives scenario - input'!$F125),\"\")","v":""},{"$f":"IFERROR(IF(OR(N140=\"\",'Lives scenario - input'!$F125=\"\"),\"\",N140/'Lives scenario - input'!$F125),\"\")","v":""},{"$f":"IFERROR(IF(OR(O140=\"\",'Lives scenario - input'!$F125=\"\"),\"\",O140/'Lives scenario - input'!$F125),\"\")","v":""},{"$f":"IFERROR(IF(OR(P140=\"\",'Lives scenario - input'!$F125=\"\"),\"\",P140/'Lives scenario - input'!$F125),\"\")","v":""},{"$f":"IFERROR(IF(OR(Q140=\"\",'Lives scenario - input'!$F125=\"\"),\"\",Q140/'Lives scenario - input'!$F125),\"\")","v":""},{"$f":"IFERROR(IF(OR(R140=\"\",'Lives scenario - input'!$F125=\"\"),\"\",R140/'Lives scenario - input'!$F125),\"\")","v":""},{"$f":"IFERROR(IF(OR(S140=\"\",'Lives scenario - input'!$F125=\"\"),\"\",S140/'Lives scenario - input'!$F125),\"\")","v":""},{"$f":"IFERROR(IF(OR(T140=\"\",'Lives scenario - input'!$F125=\"\"),\"\",T140/'Lives scenario - input'!$F125),\"\")","v":""},{"$f":"IFERROR(IF(OR(U140=\"\",'Lives scenario - input'!$F125=\"\"),\"\",U140/'Lives scenario - input'!$F125),\"\")","v":""},{"$f":"IFERROR(IF(OR(V140=\"\",'Lives scenario - input'!$F125=\"\"),\"\",V140/'Lives scenario - input'!$F125),\"\")","v":""},{"$f":"IFERROR(IF(OR(W140=\"\",'Lives scenario - input'!$F125=\"\"),\"\",W140/'Lives scenario - input'!$F125),\"\")","v":""}]
[{"$f":"IFERROR('Lives scenario - input'!A126,\"\")","v":""},{"$f":"IFERROR('Lives scenario - input'!B126,\"\")","v":""},{"$f":"IFERROR('Lives scenario - input'!C126,\"\")","v":""},{"$f":"IFERROR(repcalc('Lives scenario - input'!$CX126:$GJ126,'Lives scenario - input'!$I126,'Lives scenario - input'!$G126,'Lives scenario - input'!$H126,20,TRUE,TRUE),\"\")","v":""},"","","","","","","","","","","","","","","","","","","",{"$f":"IFERROR(IF(OR(D141=\"\",'Lives scenario - input'!$F126=\"\"),\"\",D141/'Lives scenario - input'!$F126),\"\")","v":""},{"$f":"IFERROR(IF(OR(E141=\"\",'Lives scenario - input'!$F126=\"\"),\"\",E141/'Lives scenario - input'!$F126),\"\")","v":""},{"$f":"IFERROR(IF(OR(F141=\"\",'Lives scenario - input'!$F126=\"\"),\"\",F141/'Lives scenario - input'!$F126),\"\")","v":""},{"$f":"IFERROR(IF(OR(G141=\"\",'Lives scenario - input'!$F126=\"\"),\"\",G141/'Lives scenario - input'!$F126),\"\")","v":""},{"$f":"IFERROR(IF(OR(H141=\"\",'Lives scenario - input'!$F126=\"\"),\"\",H141/'Lives scenario - input'!$F126),\"\")","v":""},{"$f":"IFERROR(IF(OR(I141=\"\",'Lives scenario - input'!$F126=\"\"),\"\",I141/'Lives scenario - input'!$F126),\"\")","v":""},{"$f":"IFERROR(IF(OR(J141=\"\",'Lives scenario - input'!$F126=\"\"),\"\",J141/'Lives scenario - input'!$F126),\"\")","v":""},{"$f":"IFERROR(IF(OR(K141=\"\",'Lives scenario - input'!$F126=\"\"),\"\",K141/'Lives scenario - input'!$F126),\"\")","v":""},{"$f":"IFERROR(IF(OR(L141=\"\",'Lives scenario - input'!$F126=\"\"),\"\",L141/'Lives scenario - input'!$F126),\"\")","v":""},{"$f":"IFERROR(IF(OR(M141=\"\",'Lives scenario - input'!$F126=\"\"),\"\",M141/'Lives scenario - input'!$F126),\"\")","v":""},{"$f":"IFERROR(IF(OR(N141=\"\",'Lives scenario - input'!$F126=\"\"),\"\",N141/'Lives scenario - input'!$F126),\"\")","v":""},{"$f":"IFERROR(IF(OR(O141=\"\",'Lives scenario - input'!$F126=\"\"),\"\",O141/'Lives scenario - input'!$F126),\"\")","v":""},{"$f":"IFERROR(IF(OR(P141=\"\",'Lives scenario - input'!$F126=\"\"),\"\",P141/'Lives scenario - input'!$F126),\"\")","v":""},{"$f":"IFERROR(IF(OR(Q141=\"\",'Lives scenario - input'!$F126=\"\"),\"\",Q141/'Lives scenario - input'!$F126),\"\")","v":""},{"$f":"IFERROR(IF(OR(R141=\"\",'Lives scenario - input'!$F126=\"\"),\"\",R141/'Lives scenario - input'!$F126),\"\")","v":""},{"$f":"IFERROR(IF(OR(S141=\"\",'Lives scenario - input'!$F126=\"\"),\"\",S141/'Lives scenario - input'!$F126),\"\")","v":""},{"$f":"IFERROR(IF(OR(T141=\"\",'Lives scenario - input'!$F126=\"\"),\"\",T141/'Lives scenario - input'!$F126),\"\")","v":""},{"$f":"IFERROR(IF(OR(U141=\"\",'Lives scenario - input'!$F126=\"\"),\"\",U141/'Lives scenario - input'!$F126),\"\")","v":""},{"$f":"IFERROR(IF(OR(V141=\"\",'Lives scenario - input'!$F126=\"\"),\"\",V141/'Lives scenario - input'!$F126),\"\")","v":""},{"$f":"IFERROR(IF(OR(W141=\"\",'Lives scenario - input'!$F126=\"\"),\"\",W141/'Lives scenario - input'!$F126),\"\")","v":""}]
[{"$f":"IFERROR('Lives scenario - input'!A127,\"\")","v":""},{"$f":"IFERROR('Lives scenario - input'!B127,\"\")","v":""},{"$f":"IFERROR('Lives scenario - input'!C127,\"\")","v":""},{"$f":"IFERROR(repcalc('Lives scenario - input'!$CX127:$GJ127,'Lives scenario - input'!$I127,'Lives scenario - input'!$G127,'Lives scenario - input'!$H127,20,TRUE,TRUE),\"\")","v":""},"","","","","","","","","","","","","","","","","","","",{"$f":"IFERROR(IF(OR(D142=\"\",'Lives scenario - input'!$F127=\"\"),\"\",D142/'Lives scenario - input'!$F127),\"\")","v":""},{"$f":"IFERROR(IF(OR(E142=\"\",'Lives scenario - input'!$F127=\"\"),\"\",E142/'Lives scenario - input'!$F127),\"\")","v":""},{"$f":"IFERROR(IF(OR(F142=\"\",'Lives scenario - input'!$F127=\"\"),\"\",F142/'Lives scenario - input'!$F127),\"\")","v":""},{"$f":"IFERROR(IF(OR(G142=\"\",'Lives scenario - input'!$F127=\"\"),\"\",G142/'Lives scenario - input'!$F127),\"\")","v":""},{"$f":"IFERROR(IF(OR(H142=\"\",'Lives scenario - input'!$F127=\"\"),\"\",H142/'Lives scenario - input'!$F127),\"\")","v":""},{"$f":"IFERROR(IF(OR(I142=\"\",'Lives scenario - input'!$F127=\"\"),\"\",I142/'Lives scenario - input'!$F127),\"\")","v":""},{"$f":"IFERROR(IF(OR(J142=\"\",'Lives scenario - input'!$F127=\"\"),\"\",J142/'Lives scenario - input'!$F127),\"\")","v":""},{"$f":"IFERROR(IF(OR(K142=\"\",'Lives scenario - input'!$F127=\"\"),\"\",K142/'Lives scenario - input'!$F127),\"\")","v":""},{"$f":"IFERROR(IF(OR(L142=\"\",'Lives scenario - input'!$F127=\"\"),\"\",L142/'Lives scenario - input'!$F127),\"\")","v":""},{"$f":"IFERROR(IF(OR(M142=\"\",'Lives scenario - input'!$F127=\"\"),\"\",M142/'Lives scenario - input'!$F127),\"\")","v":""},{"$f":"IFERROR(IF(OR(N142=\"\",'Lives scenario - input'!$F127=\"\"),\"\",N142/'Lives scenario - input'!$F127),\"\")","v":""},{"$f":"IFERROR(IF(OR(O142=\"\",'Lives scenario - input'!$F127=\"\"),\"\",O142/'Lives scenario - input'!$F127),\"\")","v":""},{"$f":"IFERROR(IF(OR(P142=\"\",'Lives scenario - input'!$F127=\"\"),\"\",P142/'Lives scenario - input'!$F127),\"\")","v":""},{"$f":"IFERROR(IF(OR(Q142=\"\",'Lives scenario - input'!$F127=\"\"),\"\",Q142/'Lives scenario - input'!$F127),\"\")","v":""},{"$f":"IFERROR(IF(OR(R142=\"\",'Lives scenario - input'!$F127=\"\"),\"\",R142/'Lives scenario - input'!$F127),\"\")","v":""},{"$f":"IFERROR(IF(OR(S142=\"\",'Lives scenario - input'!$F127=\"\"),\"\",S142/'Lives scenario - input'!$F127),\"\")","v":""},{"$f":"IFERROR(IF(OR(T142=\"\",'Lives scenario - input'!$F127=\"\"),\"\",T142/'Lives scenario - input'!$F127),\"\")","v":""},{"$f":"IFERROR(IF(OR(U142=\"\",'Lives scenario - input'!$F127=\"\"),\"\",U142/'Lives scenario - input'!$F127),\"\")","v":""},{"$f":"IFERROR(IF(OR(V142=\"\",'Lives scenario - input'!$F127=\"\"),\"\",V142/'Lives scenario - input'!$F127),\"\")","v":""},{"$f":"IFERROR(IF(OR(W142=\"\",'Lives scenario - input'!$F127=\"\"),\"\",W142/'Lives scenario - input'!$F127),\"\")","v":""}]
[{"$f":"IFERROR('Lives scenario - input'!A128,\"\")","v":""},{"$f":"IFERROR('Lives scenario - input'!B128,\"\")","v":""},{"$f":"IFERROR('Lives scenario - input'!C128,\"\")","v":""},{"$f":"IFERROR(repcalc('Lives scenario - input'!$CX128:$GJ128,'Lives scenario - input'!$I128,'Lives scenario - input'!$G128,'Lives scenario - input'!$H128,20,TRUE,TRUE),\"\")","v":""},"","","","","","","","","","","","","","","","","","","",{"$f":"IFERROR(IF(OR(D143=\"\",'Lives scenario - input'!$F128=\"\"),\"\",D143/'Lives scenario - input'!$F128),\"\")","v":""},{"$f":"IFERROR(IF(OR(E143=\"\",'Lives scenario - input'!$F128=\"\"),\"\",E143/'Lives scenario - input'!$F128),\"\")","v":""},{"$f":"IFERROR(IF(OR(F143=\"\",'Lives scenario - input'!$F128=\"\"),\"\",F143/'Lives scenario - input'!$F128),\"\")","v":""},{"$f":"IFERROR(IF(OR(G143=\"\",'Lives scenario - input'!$F128=\"\"),\"\",G143/'Lives scenario - input'!$F128),\"\")","v":""},{"$f":"IFERROR(IF(OR(H143=\"\",'Lives scenario - input'!$F128=\"\"),\"\",H143/'Lives scenario - input'!$F128),\"\")","v":""},{"$f":"IFERROR(IF(OR(I143=\"\",'Lives scenario - input'!$F128=\"\"),\"\",I143/'Lives scenario - input'!$F128),\"\")","v":""},{"$f":"IFERROR(IF(OR(J143=\"\",'Lives scenario - input'!$F128=\"\"),\"\",J143/'Lives scenario - input'!$F128),\"\")","v":""},{"$f":"IFERROR(IF(OR(K143=\"\",'Lives scenario - input'!$F128=\"\"),\"\",K143/'Lives scenario - input'!$F128),\"\")","v":""},{"$f":"IFERROR(IF(OR(L143=\"\",'Lives scenario - input'!$F128=\"\"),\"\",L143/'Lives scenario - input'!$F128),\"\")","v":""},{"$f":"IFERROR(IF(OR(M143=\"\",'Lives scenario - input'!$F128=\"\"),\"\",M143/'Lives scenario - input'!$F128),\"\")","v":""},{"$f":"IFERROR(IF(OR(N143=\"\",'Lives scenario - input'!$F128=\"\"),\"\",N143/'Lives scenario - input'!$F128),\"\")","v":""},{"$f":"IFERROR(IF(OR(O143=\"\",'Lives scenario - input'!$F128=\"\"),\"\",O143/'Lives scenario - input'!$F128),\"\")","v":""},{"$f":"IFERROR(IF(OR(P143=\"\",'Lives scenario - input'!$F128=\"\"),\"\",P143/'Lives scenario - input'!$F128),\"\")","v":""},{"$f":"IFERROR(IF(OR(Q143=\"\",'Lives scenario - input'!$F128=\"\"),\"\",Q143/'Lives scenario - input'!$F128),\"\")","v":""},{"$f":"IFERROR(IF(OR(R143=\"\",'Lives scenario - input'!$F128=\"\"),\"\",R143/'Lives scenario - input'!$F128),\"\")","v":""},{"$f":"IFERROR(IF(OR(S143=\"\",'Lives scenario - input'!$F128=\"\"),\"\",S143/'Lives scenario - input'!$F128),\"\")","v":""},{"$f":"IFERROR(IF(OR(T143=\"\",'Lives scenario - input'!$F128=\"\"),\"\",T143/'Lives scenario - input'!$F128),\"\")","v":""},{"$f":"IFERROR(IF(OR(U143=\"\",'Lives scenario - input'!$F128=\"\"),\"\",U143/'Lives scenario - input'!$F128),\"\")","v":""},{"$f":"IFERROR(IF(OR(V143=\"\",'Lives scenario - input'!$F128=\"\"),\"\",V143/'Lives scenario - input'!$F128),\"\")","v":""},{"$f":"IFERROR(IF(OR(W143=\"\",'Lives scenario - input'!$F128=\"\"),\"\",W143/'Lives scenario - input'!$F128),\"\")","v":""}]
[{"$f":"IFERROR('Lives scenario - input'!A129,\"\")","v":""},{"$f":"IFERROR('Lives scenario - input'!B129,\"\")","v":""},{"$f":"IFERROR('Lives scenario - input'!C129,\"\")","v":""},{"$f":"IFERROR(repcalc('Lives scenario - input'!$CX129:$GJ129,'Lives scenario - input'!$I129,'Lives scenario - input'!$G129,'Lives scenario - input'!$H129,20,TRUE,TRUE),\"\")","v":""},"","","","","","","","","","","","","","","","","","","",{"$f":"IFERROR(IF(OR(D144=\"\",'Lives scenario - input'!$F129=\"\"),\"\",D144/'Lives scenario - input'!$F129),\"\")","v":""},{"$f":"IFERROR(IF(OR(E144=\"\",'Lives scenario - input'!$F129=\"\"),\"\",E144/'Lives scenario - input'!$F129),\"\")","v":""},{"$f":"IFERROR(IF(OR(F144=\"\",'Lives scenario - input'!$F129=\"\"),\"\",F144/'Lives scenario - input'!$F129),\"\")","v":""},{"$f":"IFERROR(IF(OR(G144=\"\",'Lives scenario - input'!$F129=\"\"),\"\",G144/'Lives scenario - input'!$F129),\"\")","v":""},{"$f":"IFERROR(IF(OR(H144=\"\",'Lives scenario - input'!$F129=\"\"),\"\",H144/'Lives scenario - input'!$F129),\"\")","v":""},{"$f":"IFERROR(IF(OR(I144=\"\",'Lives scenario - input'!$F129=\"\"),\"\",I144/'Lives scenario - input'!$F129),\"\")","v":""},{"$f":"IFERROR(IF(OR(J144=\"\",'Lives scenario - input'!$F129=\"\"),\"\",J144/'Lives scenario - input'!$F129),\"\")","v":""},{"$f":"IFERROR(IF(OR(K144=\"\",'Lives scenario - input'!$F129=\"\"),\"\",K144/'Lives scenario - input'!$F129),\"\")","v":""},{"$f":"IFERROR(IF(OR(L144=\"\",'Lives scenario - input'!$F129=\"\"),\"\",L144/'Lives scenario - input'!$F129),\"\")","v":""},{"$f":"IFERROR(IF(OR(M144=\"\",'Lives scenario - input'!$F129=\"\"),\"\",M144/'Lives scenario - input'!$F129),\"\")","v":""},{"$f":"IFERROR(IF(OR(N144=\"\",'Lives scenario - input'!$F129=\"\"),\"\",N144/'Lives scenario - input'!$F129),\"\")","v":""},{"$f":"IFERROR(IF(OR(O144=\"\",'Lives scenario - input'!$F129=\"\"),\"\",O144/'Lives scenario - input'!$F129),\"\")","v":""},{"$f":"IFERROR(IF(OR(P144=\"\",'Lives scenario - input'!$F129=\"\"),\"\",P144/'Lives scenario - input'!$F129),\"\")","v":""},{"$f":"IFERROR(IF(OR(Q144=\"\",'Lives scenario - input'!$F129=\"\"),\"\",Q144/'Lives scenario - input'!$F129),\"\")","v":""},{"$f":"IFERROR(IF(OR(R144=\"\",'Lives scenario - input'!$F129=\"\"),\"\",R144/'Lives scenario - input'!$F129),\"\")","v":""},{"$f":"IFERROR(IF(OR(S144=\"\",'Lives scenario - input'!$F129=\"\"),\"\",S144/'Lives scenario - input'!$F129),\"\")","v":""},{"$f":"IFERROR(IF(OR(T144=\"\",'Lives scenario - input'!$F129=\"\"),\"\",T144/'Lives scenario - input'!$F129),\"\")","v":""},{"$f":"IFERROR(IF(OR(U144=\"\",'Lives scenario - input'!$F129=\"\"),\"\",U144/'Lives scenario - input'!$F129),\"\")","v":""},{"$f":"IFERROR(IF(OR(V144=\"\",'Lives scenario - input'!$F129=\"\"),\"\",V144/'Lives scenario - input'!$F129),\"\")","v":""},{"$f":"IFERROR(IF(OR(W144=\"\",'Lives scenario - input'!$F129=\"\"),\"\",W144/'Lives scenario - input'!$F129),\"\")","v":""}]
[{"$f":"IFERROR('Lives scenario - input'!A130,\"\")","v":""},{"$f":"IFERROR('Lives scenario - input'!B130,\"\")","v":""},{"$f":"IFERROR('Lives scenario - input'!C130,\"\")","v":""},{"$f":"IFERROR(repcalc('Lives scenario - input'!$CX130:$GJ130,'Lives scenario - input'!$I130,'Lives scenario - input'!$G130,'Lives scenario - input'!$H130,20,TRUE,TRUE),\"\")","v":""},"","","","","","","","","","","","","","","","","","","",{"$f":"IFERROR(IF(OR(D145=\"\",'Lives scenario - input'!$F130=\"\"),\"\",D145/'Lives scenario - input'!$F130),\"\")","v":""},{"$f":"IFERROR(IF(OR(E145=\"\",'Lives scenario - input'!$F130=\"\"),\"\",E145/'Lives scenario - input'!$F130),\"\")","v":""},{"$f":"IFERROR(IF(OR(F145=\"\",'Lives scenario - input'!$F130=\"\"),\"\",F145/'Lives scenario - input'!$F130),\"\")","v":""},{"$f":"IFERROR(IF(OR(G145=\"\",'Lives scenario - input'!$F130=\"\"),\"\",G145/'Lives scenario - input'!$F130),\"\")","v":""},{"$f":"IFERROR(IF(OR(H145=\"\",'Lives scenario - input'!$F130=\"\"),\"\",H145/'Lives scenario - input'!$F130),\"\")","v":""},{"$f":"IFERROR(IF(OR(I145=\"\",'Lives scenario - input'!$F130=\"\"),\"\",I145/'Lives scenario - input'!$F130),\"\")","v":""},{"$f":"IFERROR(IF(OR(J145=\"\",'Lives scenario - input'!$F130=\"\"),\"\",J145/'Lives scenario - input'!$F130),\"\")","v":""},{"$f":"IFERROR(IF(OR(K145=\"\",'Lives scenario - input'!$F130=\"\"),\"\",K145/'Lives scenario - input'!$F130),\"\")","v":""},{"$f":"IFERROR(IF(OR(L145=\"\",'Lives scenario - input'!$F130=\"\"),\"\",L145/'Lives scenario - input'!$F130),\"\")","v":""},{"$f":"IFERROR(IF(OR(M145=\"\",'Lives scenario - input'!$F130=\"\"),\"\",M145/'Lives scenario - input'!$F130),\"\")","v":""},{"$f":"IFERROR(IF(OR(N145=\"\",'Lives scenario - input'!$F130=\"\"),\"\",N145/'Lives scenario - input'!$F130),\"\")","v":""},{"$f":"IFERROR(IF(OR(O145=\"\",'Lives scenario - input'!$F130=\"\"),\"\",O145/'Lives scenario - input'!$F130),\"\")","v":""},{"$f":"IFERROR(IF(OR(P145=\"\",'Lives scenario - input'!$F130=\"\"),\"\",P145/'Lives scenario - input'!$F130),\"\")","v":""},{"$f":"IFERROR(IF(OR(Q145=\"\",'Lives scenario - input'!$F130=\"\"),\"\",Q145/'Lives scenario - input'!$F130),\"\")","v":""},{"$f":"IFERROR(IF(OR(R145=\"\",'Lives scenario - input'!$F130=\"\"),\"\",R145/'Lives scenario - input'!$F130),\"\")","v":""},{"$f":"IFERROR(IF(OR(S145=\"\",'Lives scenario - input'!$F130=\"\"),\"\",S145/'Lives scenario - input'!$F130),\"\")","v":""},{"$f":"IFERROR(IF(OR(T145=\"\",'Lives scenario - input'!$F130=\"\"),\"\",T145/'Lives scenario - input'!$F130),\"\")","v":""},{"$f":"IFERROR(IF(OR(U145=\"\",'Lives scenario - input'!$F130=\"\"),\"\",U145/'Lives scenario - input'!$F130),\"\")","v":""},{"$f":"IFERROR(IF(OR(V145=\"\",'Lives scenario - input'!$F130=\"\"),\"\",V145/'Lives scenario - input'!$F130),\"\")","v":""},{"$f":"IFERROR(IF(OR(W145=\"\",'Lives scenario - input'!$F130=\"\"),\"\",W145/'Lives scenario - input'!$F130),\"\")","v":""}]
[{"$f":"IFERROR('Lives scenario - input'!A131,\"\")","v":""},{"$f":"IFERROR('Lives scenario - input'!B131,\"\")","v":""},{"$f":"IFERROR('Lives scenario - input'!C131,\"\")","v":""},{"$f":"IFERROR(repcalc('Lives scenario - input'!$CX131:$GJ131,'Lives scenario - input'!$I131,'Lives scenario - input'!$G131,'Lives scenario - input'!$H131,20,TRUE,TRUE),\"\")","v":""},"","","","","","","","","","","","","","","","","","","",{"$f":"IFERROR(IF(OR(D146=\"\",'Lives scenario - input'!$F131=\"\"),\"\",D146/'Lives scenario - input'!$F131),\"\")","v":""},{"$f":"IFERROR(IF(OR(E146=\"\",'Lives scenario - input'!$F131=\"\"),\"\",E146/'Lives scenario - input'!$F131),\"\")","v":""},{"$f":"IFERROR(IF(OR(F146=\"\",'Lives scenario - input'!$F131=\"\"),\"\",F146/'Lives scenario - input'!$F131),\"\")","v":""},{"$f":"IFERROR(IF(OR(G146=\"\",'Lives scenario - input'!$F131=\"\"),\"\",G146/'Lives scenario - input'!$F131),\"\")","v":""},{"$f":"IFERROR(IF(OR(H146=\"\",'Lives scenario - input'!$F131=\"\"),\"\",H146/'Lives scenario - input'!$F131),\"\")","v":""},{"$f":"IFERROR(IF(OR(I146=\"\",'Lives scenario - input'!$F131=\"\"),\"\",I146/'Lives scenario - input'!$F131),\"\")","v":""},{"$f":"IFERROR(IF(OR(J146=\"\",'Lives scenario - input'!$F131=\"\"),\"\",J146/'Lives scenario - input'!$F131),\"\")","v":""},{"$f":"IFERROR(IF(OR(K146=\"\",'Lives scenario - input'!$F131=\"\"),\"\",K146/'Lives scenario - input'!$F131),\"\")","v":""},{"$f":"IFERROR(IF(OR(L146=\"\",'Lives scenario - input'!$F131=\"\"),\"\",L146/'Lives scenario - input'!$F131),\"\")","v":""},{"$f":"IFERROR(IF(OR(M146=\"\",'Lives scenario - input'!$F131=\"\"),\"\",M146/'Lives scenario - input'!$F131),\"\")","v":""},{"$f":"IFERROR(IF(OR(N146=\"\",'Lives scenario - input'!$F131=\"\"),\"\",N146/'Lives scenario - input'!$F131),\"\")","v":""},{"$f":"IFERROR(IF(OR(O146=\"\",'Lives scenario - input'!$F131=\"\"),\"\",O146/'Lives scenario - input'!$F131),\"\")","v":""},{"$f":"IFERROR(IF(OR(P146=\"\",'Lives scenario - input'!$F131=\"\"),\"\",P146/'Lives scenario - input'!$F131),\"\")","v":""},{"$f":"IFERROR(IF(OR(Q146=\"\",'Lives scenario - input'!$F131=\"\"),\"\",Q146/'Lives scenario - input'!$F131),\"\")","v":""},{"$f":"IFERROR(IF(OR(R146=\"\",'Lives scenario - input'!$F131=\"\"),\"\",R146/'Lives scenario - input'!$F131),\"\")","v":""},{"$f":"IFERROR(IF(OR(S146=\"\",'Lives scenario - input'!$F131=\"\"),\"\",S146/'Lives scenario - input'!$F131),\"\")","v":""},{"$f":"IFERROR(IF(OR(T146=\"\",'Lives scenario - input'!$F131=\"\"),\"\",T146/'Lives scenario - input'!$F131),\"\")","v":""},{"$f":"IFERROR(IF(OR(U146=\"\",'Lives scenario - input'!$F131=\"\"),\"\",U146/'Lives scenario - input'!$F131),\"\")","v":""},{"$f":"IFERROR(IF(OR(V146=\"\",'Lives scenario - input'!$F131=\"\"),\"\",V146/'Lives scenario - input'!$F131),\"\")","v":""},{"$f":"IFERROR(IF(OR(W146=\"\",'Lives scenario - input'!$F131=\"\"),\"\",W146/'Lives scenario - input'!$F131),\"\")","v":""}]
[{"$f":"IFERROR('Lives scenario - input'!A132,\"\")","v":""},{"$f":"IFERROR('Lives scenario - input'!B132,\"\")","v":""},{"$f":"IFERROR('Lives scenario - input'!C132,\"\")","v":""},{"$f":"IFERROR(repcalc('Lives scenario - input'!$CX132:$GJ132,'Lives scenario - input'!$I132,'Lives scenario - input'!$G132,'Lives scenario - input'!$H132,20,TRUE,TRUE),\"\")","v":""},"","","","","","","","","","","","","","","","","","","",{"$f":"IFERROR(IF(OR(D147=\"\",'Lives scenario - input'!$F132=\"\"),\"\",D147/'Lives scenario - input'!$F132),\"\")","v":""},{"$f":"IFERROR(IF(OR(E147=\"\",'Lives scenario - input'!$F132=\"\"),\"\",E147/'Lives scenario - input'!$F132),\"\")","v":""},{"$f":"IFERROR(IF(OR(F147=\"\",'Lives scenario - input'!$F132=\"\"),\"\",F147/'Lives scenario - input'!$F132),\"\")","v":""},{"$f":"IFERROR(IF(OR(G147=\"\",'Lives scenario - input'!$F132=\"\"),\"\",G147/'Lives scenario - input'!$F132),\"\")","v":""},{"$f":"IFERROR(IF(OR(H147=\"\",'Lives scenario - input'!$F132=\"\"),\"\",H147/'Lives scenario - input'!$F132),\"\")","v":""},{"$f":"IFERROR(IF(OR(I147=\"\",'Lives scenario - input'!$F132=\"\"),\"\",I147/'Lives scenario - input'!$F132),\"\")","v":""},{"$f":"IFERROR(IF(OR(J147=\"\",'Lives scenario - input'!$F132=\"\"),\"\",J147/'Lives scenario - input'!$F132),\"\")","v":""},{"$f":"IFERROR(IF(OR(K147=\"\",'Lives scenario - input'!$F132=\"\"),\"\",K147/'Lives scenario - input'!$F132),\"\")","v":""},{"$f":"IFERROR(IF(OR(L147=\"\",'Lives scenario - input'!$F132=\"\"),\"\",L147/'Lives scenario - input'!$F132),\"\")","v":""},{"$f":"IFERROR(IF(OR(M147=\"\",'Lives scenario - input'!$F132=\"\"),\"\",M147/'Lives scenario - input'!$F132),\"\")","v":""},{"$f":"IFERROR(IF(OR(N147=\"\",'Lives scenario - input'!$F132=\"\"),\"\",N147/'Lives scenario - input'!$F132),\"\")","v":""},{"$f":"IFERROR(IF(OR(O147=\"\",'Lives scenario - input'!$F132=\"\"),\"\",O147/'Lives scenario - input'!$F132),\"\")","v":""},{"$f":"IFERROR(IF(OR(P147=\"\",'Lives scenario - input'!$F132=\"\"),\"\",P147/'Lives scenario - input'!$F132),\"\")","v":""},{"$f":"IFERROR(IF(OR(Q147=\"\",'Lives scenario - input'!$F132=\"\"),\"\",Q147/'Lives scenario - input'!$F132),\"\")","v":""},{"$f":"IFERROR(IF(OR(R147=\"\",'Lives scenario - input'!$F132=\"\"),\"\",R147/'Lives scenario - input'!$F132),\"\")","v":""},{"$f":"IFERROR(IF(OR(S147=\"\",'Lives scenario - input'!$F132=\"\"),\"\",S147/'Lives scenario - input'!$F132),\"\")","v":""},{"$f":"IFERROR(IF(OR(T147=\"\",'Lives scenario - input'!$F132=\"\"),\"\",T147/'Lives scenario - input'!$F132),\"\")","v":""},{"$f":"IFERROR(IF(OR(U147=\"\",'Lives scenario - input'!$F132=\"\"),\"\",U147/'Lives scenario - input'!$F132),\"\")","v":""},{"$f":"IFERROR(IF(OR(V147=\"\",'Lives scenario - input'!$F132=\"\"),\"\",V147/'Lives scenario - input'!$F132),\"\")","v":""},{"$f":"IFERROR(IF(OR(W147=\"\",'Lives scenario - input'!$F132=\"\"),\"\",W147/'Lives scenario - input'!$F132),\"\")","v":""}]
[{"$f":"IFERROR('Lives scenario - input'!A133,\"\")","v":""},{"$f":"IFERROR('Lives scenario - input'!B133,\"\")","v":""},{"$f":"IFERROR('Lives scenario - input'!C133,\"\")","v":""},{"$f":"IFERROR(repcalc('Lives scenario - input'!$CX133:$GJ133,'Lives scenario - input'!$I133,'Lives scenario - input'!$G133,'Lives scenario - input'!$H133,20,TRUE,TRUE),\"\")","v":""},"","","","","","","","","","","","","","","","","","","",{"$f":"IFERROR(IF(OR(D148=\"\",'Lives scenario - input'!$F133=\"\"),\"\",D148/'Lives scenario - input'!$F133),\"\")","v":""},{"$f":"IFERROR(IF(OR(E148=\"\",'Lives scenario - input'!$F133=\"\"),\"\",E148/'Lives scenario - input'!$F133),\"\")","v":""},{"$f":"IFERROR(IF(OR(F148=\"\",'Lives scenario - input'!$F133=\"\"),\"\",F148/'Lives scenario - input'!$F133),\"\")","v":""},{"$f":"IFERROR(IF(OR(G148=\"\",'Lives scenario - input'!$F133=\"\"),\"\",G148/'Lives scenario - input'!$F133),\"\")","v":""},{"$f":"IFERROR(IF(OR(H148=\"\",'Lives scenario - input'!$F133=\"\"),\"\",H148/'Lives scenario - input'!$F133),\"\")","v":""},{"$f":"IFERROR(IF(OR(I148=\"\",'Lives scenario - input'!$F133=\"\"),\"\",I148/'Lives scenario - input'!$F133),\"\")","v":""},{"$f":"IFERROR(IF(OR(J148=\"\",'Lives scenario - input'!$F133=\"\"),\"\",J148/'Lives scenario - input'!$F133),\"\")","v":""},{"$f":"IFERROR(IF(OR(K148=\"\",'Lives scenario - input'!$F133=\"\"),\"\",K148/'Lives scenario - input'!$F133),\"\")","v":""},{"$f":"IFERROR(IF(OR(L148=\"\",'Lives scenario - input'!$F133=\"\"),\"\",L148/'Lives scenario - input'!$F133),\"\")","v":""},{"$f":"IFERROR(IF(OR(M148=\"\",'Lives scenario - input'!$F133=\"\"),\"\",M148/'Lives scenario - input'!$F133),\"\")","v":""},{"$f":"IFERROR(IF(OR(N148=\"\",'Lives scenario - input'!$F133=\"\"),\"\",N148/'Lives scenario - input'!$F133),\"\")","v":""},{"$f":"IFERROR(IF(OR(O148=\"\",'Lives scenario - input'!$F133=\"\"),\"\",O148/'Lives scenario - input'!$F133),\"\")","v":""},{"$f":"IFERROR(IF(OR(P148=\"\",'Lives scenario - input'!$F133=\"\"),\"\",P148/'Lives scenario - input'!$F133),\"\")","v":""},{"$f":"IFERROR(IF(OR(Q148=\"\",'Lives scenario - input'!$F133=\"\"),\"\",Q148/'Lives scenario - input'!$F133),\"\")","v":""},{"$f":"IFERROR(IF(OR(R148=\"\",'Lives scenario - input'!$F133=\"\"),\"\",R148/'Lives scenario - input'!$F133),\"\")","v":""},{"$f":"IFERROR(IF(OR(S148=\"\",'Lives scenario - input'!$F133=\"\"),\"\",S148/'Lives scenario - input'!$F133),\"\")","v":""},{"$f":"IFERROR(IF(OR(T148=\"\",'Lives scenario - input'!$F133=\"\"),\"\",T148/'Lives scenario - input'!$F133),\"\")","v":""},{"$f":"IFERROR(IF(OR(U148=\"\",'Lives scenario - input'!$F133=\"\"),\"\",U148/'Lives scenario - input'!$F133),\"\")","v":""},{"$f":"IFERROR(IF(OR(V148=\"\",'Lives scenario - input'!$F133=\"\"),\"\",V148/'Lives scenario - input'!$F133),\"\")","v":""},{"$f":"IFERROR(IF(OR(W148=\"\",'Lives scenario - input'!$F133=\"\"),\"\",W148/'Lives scenario - input'!$F133),\"\")","v":""}]
[{"$f":"IFERROR('Lives scenario - input'!A134,\"\")","v":""},{"$f":"IFERROR('Lives scenario - input'!B134,\"\")","v":""},{"$f":"IFERROR('Lives scenario - input'!C134,\"\")","v":""},{"$f":"IFERROR(repcalc('Lives scenario - input'!$CX134:$GJ134,'Lives scenario - input'!$I134,'Lives scenario - input'!$G134,'Lives scenario - input'!$H134,20,TRUE,TRUE),\"\")","v":""},"","","","","","","","","","","","","","","","","","","",{"$f":"IFERROR(IF(OR(D149=\"\",'Lives scenario - input'!$F134=\"\"),\"\",D149/'Lives scenario - input'!$F134),\"\")","v":""},{"$f":"IFERROR(IF(OR(E149=\"\",'Lives scenario - input'!$F134=\"\"),\"\",E149/'Lives scenario - input'!$F134),\"\")","v":""},{"$f":"IFERROR(IF(OR(F149=\"\",'Lives scenario - input'!$F134=\"\"),\"\",F149/'Lives scenario - input'!$F134),\"\")","v":""},{"$f":"IFERROR(IF(OR(G149=\"\",'Lives scenario - input'!$F134=\"\"),\"\",G149/'Lives scenario - input'!$F134),\"\")","v":""},{"$f":"IFERROR(IF(OR(H149=\"\",'Lives scenario - input'!$F134=\"\"),\"\",H149/'Lives scenario - input'!$F134),\"\")","v":""},{"$f":"IFERROR(IF(OR(I149=\"\",'Lives scenario - input'!$F134=\"\"),\"\",I149/'Lives scenario - input'!$F134),\"\")","v":""},{"$f":"IFERROR(IF(OR(J149=\"\",'Lives scenario - input'!$F134=\"\"),\"\",J149/'Lives scenario - input'!$F134),\"\")","v":""},{"$f":"IFERROR(IF(OR(K149=\"\",'Lives scenario - input'!$F134=\"\"),\"\",K149/'Lives scenario - input'!$F134),\"\")","v":""},{"$f":"IFERROR(IF(OR(L149=\"\",'Lives scenario - input'!$F134=\"\"),\"\",L149/'Lives scenario - input'!$F134),\"\")","v":""},{"$f":"IFERROR(IF(OR(M149=\"\",'Lives scenario - input'!$F134=\"\"),\"\",M149/'Lives scenario - input'!$F134),\"\")","v":""},{"$f":"IFERROR(IF(OR(N149=\"\",'Lives scenario - input'!$F134=\"\"),\"\",N149/'Lives scenario - input'!$F134),\"\")","v":""},{"$f":"IFERROR(IF(OR(O149=\"\",'Lives scenario - input'!$F134=\"\"),\"\",O149/'Lives scenario - input'!$F134),\"\")","v":""},{"$f":"IFERROR(IF(OR(P149=\"\",'Lives scenario - input'!$F134=\"\"),\"\",P149/'Lives scenario - input'!$F134),\"\")","v":""},{"$f":"IFERROR(IF(OR(Q149=\"\",'Lives scenario - input'!$F134=\"\"),\"\",Q149/'Lives scenario - input'!$F134),\"\")","v":""},{"$f":"IFERROR(IF(OR(R149=\"\",'Lives scenario - input'!$F134=\"\"),\"\",R149/'Lives scenario - input'!$F134),\"\")","v":""},{"$f":"IFERROR(IF(OR(S149=\"\",'Lives scenario - input'!$F134=\"\"),\"\",S149/'Lives scenario - input'!$F134),\"\")","v":""},{"$f":"IFERROR(IF(OR(T149=\"\",'Lives scenario - input'!$F134=\"\"),\"\",T149/'Lives scenario - input'!$F134),\"\")","v":""},{"$f":"IFERROR(IF(OR(U149=\"\",'Lives scenario - input'!$F134=\"\"),\"\",U149/'Lives scenario - input'!$F134),\"\")","v":""},{"$f":"IFERROR(IF(OR(V149=\"\",'Lives scenario - input'!$F134=\"\"),\"\",V149/'Lives scenario - input'!$F134),\"\")","v":""},{"$f":"IFERROR(IF(OR(W149=\"\",'Lives scenario - input'!$F134=\"\"),\"\",W149/'Lives scenario - input'!$F134),\"\")","v":""}]
[{"$f":"IFERROR('Lives scenario - input'!A135,\"\")","v":""},{"$f":"IFERROR('Lives scenario - input'!B135,\"\")","v":""},{"$f":"IFERROR('Lives scenario - input'!C135,\"\")","v":""},{"$f":"IFERROR(repcalc('Lives scenario - input'!$CX135:$GJ135,'Lives scenario - input'!$I135,'Lives scenario - input'!$G135,'Lives scenario - input'!$H135,20,TRUE,TRUE),\"\")","v":""},"","","","","","","","","","","","","","","","","","","",{"$f":"IFERROR(IF(OR(D150=\"\",'Lives scenario - input'!$F135=\"\"),\"\",D150/'Lives scenario - input'!$F135),\"\")","v":""},{"$f":"IFERROR(IF(OR(E150=\"\",'Lives scenario - input'!$F135=\"\"),\"\",E150/'Lives scenario - input'!$F135),\"\")","v":""},{"$f":"IFERROR(IF(OR(F150=\"\",'Lives scenario - input'!$F135=\"\"),\"\",F150/'Lives scenario - input'!$F135),\"\")","v":""},{"$f":"IFERROR(IF(OR(G150=\"\",'Lives scenario - input'!$F135=\"\"),\"\",G150/'Lives scenario - input'!$F135),\"\")","v":""},{"$f":"IFERROR(IF(OR(H150=\"\",'Lives scenario - input'!$F135=\"\"),\"\",H150/'Lives scenario - input'!$F135),\"\")","v":""},{"$f":"IFERROR(IF(OR(I150=\"\",'Lives scenario - input'!$F135=\"\"),\"\",I150/'Lives scenario - input'!$F135),\"\")","v":""},{"$f":"IFERROR(IF(OR(J150=\"\",'Lives scenario - input'!$F135=\"\"),\"\",J150/'Lives scenario - input'!$F135),\"\")","v":""},{"$f":"IFERROR(IF(OR(K150=\"\",'Lives scenario - input'!$F135=\"\"),\"\",K150/'Lives scenario - input'!$F135),\"\")","v":""},{"$f":"IFERROR(IF(OR(L150=\"\",'Lives scenario - input'!$F135=\"\"),\"\",L150/'Lives scenario - input'!$F135),\"\")","v":""},{"$f":"IFERROR(IF(OR(M150=\"\",'Lives scenario - input'!$F135=\"\"),\"\",M150/'Lives scenario - input'!$F135),\"\")","v":""},{"$f":"IFERROR(IF(OR(N150=\"\",'Lives scenario - input'!$F135=\"\"),\"\",N150/'Lives scenario - input'!$F135),\"\")","v":""},{"$f":"IFERROR(IF(OR(O150=\"\",'Lives scenario - input'!$F135=\"\"),\"\",O150/'Lives scenario - input'!$F135),\"\")","v":""},{"$f":"IFERROR(IF(OR(P150=\"\",'Lives scenario - input'!$F135=\"\"),\"\",P150/'Lives scenario - input'!$F135),\"\")","v":""},{"$f":"IFERROR(IF(OR(Q150=\"\",'Lives scenario - input'!$F135=\"\"),\"\",Q150/'Lives scenario - input'!$F135),\"\")","v":""},{"$f":"IFERROR(IF(OR(R150=\"\",'Lives scenario - input'!$F135=\"\"),\"\",R150/'Lives scenario - input'!$F135),\"\")","v":""},{"$f":"IFERROR(IF(OR(S150=\"\",'Lives scenario - input'!$F135=\"\"),\"\",S150/'Lives scenario - input'!$F135),\"\")","v":""},{"$f":"IFERROR(IF(OR(T150=\"\",'Lives scenario - input'!$F135=\"\"),\"\",T150/'Lives scenario - input'!$F135),\"\")","v":""},{"$f":"IFERROR(IF(OR(U150=\"\",'Lives scenario - input'!$F135=\"\"),\"\",U150/'Lives scenario - input'!$F135),\"\")","v":""},{"$f":"IFERROR(IF(OR(V150=\"\",'Lives scenario - input'!$F135=\"\"),\"\",V150/'Lives scenario - input'!$F135),\"\")","v":""},{"$f":"IFERROR(IF(OR(W150=\"\",'Lives scenario - input'!$F135=\"\"),\"\",W150/'Lives scenario - input'!$F135),\"\")","v":""}]
[{"$f":"IFERROR('Lives scenario - input'!A136,\"\")","v":""},{"$f":"IFERROR('Lives scenario - input'!B136,\"\")","v":""},{"$f":"IFERROR('Lives scenario - input'!C136,\"\")","v":""},{"$f":"IFERROR(repcalc('Lives scenario - input'!$CX136:$GJ136,'Lives scenario - input'!$I136,'Lives scenario - input'!$G136,'Lives scenario - input'!$H136,20,TRUE,TRUE),\"\")","v":""},"","","","","","","","","","","","","","","","","","","",{"$f":"IFERROR(IF(OR(D151=\"\",'Lives scenario - input'!$F136=\"\"),\"\",D151/'Lives scenario - input'!$F136),\"\")","v":""},{"$f":"IFERROR(IF(OR(E151=\"\",'Lives scenario - input'!$F136=\"\"),\"\",E151/'Lives scenario - input'!$F136),\"\")","v":""},{"$f":"IFERROR(IF(OR(F151=\"\",'Lives scenario - input'!$F136=\"\"),\"\",F151/'Lives scenario - input'!$F136),\"\")","v":""},{"$f":"IFERROR(IF(OR(G151=\"\",'Lives scenario - input'!$F136=\"\"),\"\",G151/'Lives scenario - input'!$F136),\"\")","v":""},{"$f":"IFERROR(IF(OR(H151=\"\",'Lives scenario - input'!$F136=\"\"),\"\",H151/'Lives scenario - input'!$F136),\"\")","v":""},{"$f":"IFERROR(IF(OR(I151=\"\",'Lives scenario - input'!$F136=\"\"),\"\",I151/'Lives scenario - input'!$F136),\"\")","v":""},{"$f":"IFERROR(IF(OR(J151=\"\",'Lives scenario - input'!$F136=\"\"),\"\",J151/'Lives scenario - input'!$F136),\"\")","v":""},{"$f":"IFERROR(IF(OR(K151=\"\",'Lives scenario - input'!$F136=\"\"),\"\",K151/'Lives scenario - input'!$F136),\"\")","v":""},{"$f":"IFERROR(IF(OR(L151=\"\",'Lives scenario - input'!$F136=\"\"),\"\",L151/'Lives scenario - input'!$F136),\"\")","v":""},{"$f":"IFERROR(IF(OR(M151=\"\",'Lives scenario - input'!$F136=\"\"),\"\",M151/'Lives scenario - input'!$F136),\"\")","v":""},{"$f":"IFERROR(IF(OR(N151=\"\",'Lives scenario - input'!$F136=\"\"),\"\",N151/'Lives scenario - input'!$F136),\"\")","v":""},{"$f":"IFERROR(IF(OR(O151=\"\",'Lives scenario - input'!$F136=\"\"),\"\",O151/'Lives scenario - input'!$F136),\"\")","v":""},{"$f":"IFERROR(IF(OR(P151=\"\",'Lives scenario - input'!$F136=\"\"),\"\",P151/'Lives scenario - input'!$F136),\"\")","v":""},{"$f":"IFERROR(IF(OR(Q151=\"\",'Lives scenario - input'!$F136=\"\"),\"\",Q151/'Lives scenario - input'!$F136),\"\")","v":""},{"$f":"IFERROR(IF(OR(R151=\"\",'Lives scenario - input'!$F136=\"\"),\"\",R151/'Lives scenario - input'!$F136),\"\")","v":""},{"$f":"IFERROR(IF(OR(S151=\"\",'Lives scenario - input'!$F136=\"\"),\"\",S151/'Lives scenario - input'!$F136),\"\")","v":""},{"$f":"IFERROR(IF(OR(T151=\"\",'Lives scenario - input'!$F136=\"\"),\"\",T151/'Lives scenario - input'!$F136),\"\")","v":""},{"$f":"IFERROR(IF(OR(U151=\"\",'Lives scenario - input'!$F136=\"\"),\"\",U151/'Lives scenario - input'!$F136),\"\")","v":""},{"$f":"IFERROR(IF(OR(V151=\"\",'Lives scenario - input'!$F136=\"\"),\"\",V151/'Lives scenario - input'!$F136),\"\")","v":""},{"$f":"IFERROR(IF(OR(W151=\"\",'Lives scenario - input'!$F136=\"\"),\"\",W151/'Lives scenario - input'!$F136),\"\")","v":""}]
[{"$f":"IFERROR('Lives scenario - input'!A137,\"\")","v":""},{"$f":"IFERROR('Lives scenario - input'!B137,\"\")","v":""},{"$f":"IFERROR('Lives scenario - input'!C137,\"\")","v":""},{"$f":"IFERROR(repcalc('Lives scenario - input'!$CX137:$GJ137,'Lives scenario - input'!$I137,'Lives scenario - input'!$G137,'Lives scenario - input'!$H137,20,TRUE,TRUE),\"\")","v":""},"","","","","","","","","","","","","","","","","","","",{"$f":"IFERROR(IF(OR(D152=\"\",'Lives scenario - input'!$F137=\"\"),\"\",D152/'Lives scenario - input'!$F137),\"\")","v":""},{"$f":"IFERROR(IF(OR(E152=\"\",'Lives scenario - input'!$F137=\"\"),\"\",E152/'Lives scenario - input'!$F137),\"\")","v":""},{"$f":"IFERROR(IF(OR(F152=\"\",'Lives scenario - input'!$F137=\"\"),\"\",F152/'Lives scenario - input'!$F137),\"\")","v":""},{"$f":"IFERROR(IF(OR(G152=\"\",'Lives scenario - input'!$F137=\"\"),\"\",G152/'Lives scenario - input'!$F137),\"\")","v":""},{"$f":"IFERROR(IF(OR(H152=\"\",'Lives scenario - input'!$F137=\"\"),\"\",H152/'Lives scenario - input'!$F137),\"\")","v":""},{"$f":"IFERROR(IF(OR(I152=\"\",'Lives scenario - input'!$F137=\"\"),\"\",I152/'Lives scenario - input'!$F137),\"\")","v":""},{"$f":"IFERROR(IF(OR(J152=\"\",'Lives scenario - input'!$F137=\"\"),\"\",J152/'Lives scenario - input'!$F137),\"\")","v":""},{"$f":"IFERROR(IF(OR(K152=\"\",'Lives scenario - input'!$F137=\"\"),\"\",K152/'Lives scenario - input'!$F137),\"\")","v":""},{"$f":"IFERROR(IF(OR(L152=\"\",'Lives scenario - input'!$F137=\"\"),\"\",L152/'Lives scenario - input'!$F137),\"\")","v":""},{"$f":"IFERROR(IF(OR(M152=\"\",'Lives scenario - input'!$F137=\"\"),\"\",M152/'Lives scenario - input'!$F137),\"\")","v":""},{"$f":"IFERROR(IF(OR(N152=\"\",'Lives scenario - input'!$F137=\"\"),\"\",N152/'Lives scenario - input'!$F137),\"\")","v":""},{"$f":"IFERROR(IF(OR(O152=\"\",'Lives scenario - input'!$F137=\"\"),\"\",O152/'Lives scenario - input'!$F137),\"\")","v":""},{"$f":"IFERROR(IF(OR(P152=\"\",'Lives scenario - input'!$F137=\"\"),\"\",P152/'Lives scenario - input'!$F137),\"\")","v":""},{"$f":"IFERROR(IF(OR(Q152=\"\",'Lives scenario - input'!$F137=\"\"),\"\",Q152/'Lives scenario - input'!$F137),\"\")","v":""},{"$f":"IFERROR(IF(OR(R152=\"\",'Lives scenario - input'!$F137=\"\"),\"\",R152/'Lives scenario - input'!$F137),\"\")","v":""},{"$f":"IFERROR(IF(OR(S152=\"\",'Lives scenario - input'!$F137=\"\"),\"\",S152/'Lives scenario - input'!$F137),\"\")","v":""},{"$f":"IFERROR(IF(OR(T152=\"\",'Lives scenario - input'!$F137=\"\"),\"\",T152/'Lives scenario - input'!$F137),\"\")","v":""},{"$f":"IFERROR(IF(OR(U152=\"\",'Lives scenario - input'!$F137=\"\"),\"\",U152/'Lives scenario - input'!$F137),\"\")","v":""},{"$f":"IFERROR(IF(OR(V152=\"\",'Lives scenario - input'!$F137=\"\"),\"\",V152/'Lives scenario - input'!$F137),\"\")","v":""},{"$f":"IFERROR(IF(OR(W152=\"\",'Lives scenario - input'!$F137=\"\"),\"\",W152/'Lives scenario - input'!$F137),\"\")","v":""}]
[{"$f":"IFERROR('Lives scenario - input'!A138,\"\")","v":""},{"$f":"IFERROR('Lives scenario - input'!B138,\"\")","v":""},{"$f":"IFERROR('Lives scenario - input'!C138,\"\")","v":""},{"$f":"IFERROR(repcalc('Lives scenario - input'!$CX138:$GJ138,'Lives scenario - input'!$I138,'Lives scenario - input'!$G138,'Lives scenario - input'!$H138,20,TRUE,TRUE),\"\")","v":""},"","","","","","","","","","","","","","","","","","","",{"$f":"IFERROR(IF(OR(D153=\"\",'Lives scenario - input'!$F138=\"\"),\"\",D153/'Lives scenario - input'!$F138),\"\")","v":""},{"$f":"IFERROR(IF(OR(E153=\"\",'Lives scenario - input'!$F138=\"\"),\"\",E153/'Lives scenario - input'!$F138),\"\")","v":""},{"$f":"IFERROR(IF(OR(F153=\"\",'Lives scenario - input'!$F138=\"\"),\"\",F153/'Lives scenario - input'!$F138),\"\")","v":""},{"$f":"IFERROR(IF(OR(G153=\"\",'Lives scenario - input'!$F138=\"\"),\"\",G153/'Lives scenario - input'!$F138),\"\")","v":""},{"$f":"IFERROR(IF(OR(H153=\"\",'Lives scenario - input'!$F138=\"\"),\"\",H153/'Lives scenario - input'!$F138),\"\")","v":""},{"$f":"IFERROR(IF(OR(I153=\"\",'Lives scenario - input'!$F138=\"\"),\"\",I153/'Lives scenario - input'!$F138),\"\")","v":""},{"$f":"IFERROR(IF(OR(J153=\"\",'Lives scenario - input'!$F138=\"\"),\"\",J153/'Lives scenario - input'!$F138),\"\")","v":""},{"$f":"IFERROR(IF(OR(K153=\"\",'Lives scenario - input'!$F138=\"\"),\"\",K153/'Lives scenario - input'!$F138),\"\")","v":""},{"$f":"IFERROR(IF(OR(L153=\"\",'Lives scenario - input'!$F138=\"\"),\"\",L153/'Lives scenario - input'!$F138),\"\")","v":""},{"$f":"IFERROR(IF(OR(M153=\"\",'Lives scenario - input'!$F138=\"\"),\"\",M153/'Lives scenario - input'!$F138),\"\")","v":""},{"$f":"IFERROR(IF(OR(N153=\"\",'Lives scenario - input'!$F138=\"\"),\"\",N153/'Lives scenario - input'!$F138),\"\")","v":""},{"$f":"IFERROR(IF(OR(O153=\"\",'Lives scenario - input'!$F138=\"\"),\"\",O153/'Lives scenario - input'!$F138),\"\")","v":""},{"$f":"IFERROR(IF(OR(P153=\"\",'Lives scenario - input'!$F138=\"\"),\"\",P153/'Lives scenario - input'!$F138),\"\")","v":""},{"$f":"IFERROR(IF(OR(Q153=\"\",'Lives scenario - input'!$F138=\"\"),\"\",Q153/'Lives scenario - input'!$F138),\"\")","v":""},{"$f":"IFERROR(IF(OR(R153=\"\",'Lives scenario - input'!$F138=\"\"),\"\",R153/'Lives scenario - input'!$F138),\"\")","v":""},{"$f":"IFERROR(IF(OR(S153=\"\",'Lives scenario - input'!$F138=\"\"),\"\",S153/'Lives scenario - input'!$F138),\"\")","v":""},{"$f":"IFERROR(IF(OR(T153=\"\",'Lives scenario - input'!$F138=\"\"),\"\",T153/'Lives scenario - input'!$F138),\"\")","v":""},{"$f":"IFERROR(IF(OR(U153=\"\",'Lives scenario - input'!$F138=\"\"),\"\",U153/'Lives scenario - input'!$F138),\"\")","v":""},{"$f":"IFERROR(IF(OR(V153=\"\",'Lives scenario - input'!$F138=\"\"),\"\",V153/'Lives scenario - input'!$F138),\"\")","v":""},{"$f":"IFERROR(IF(OR(W153=\"\",'Lives scenario - input'!$F138=\"\"),\"\",W153/'Lives scenario - input'!$F138),\"\")","v":""}]
[{"$f":"IFERROR('Lives scenario - input'!A139,\"\")","v":""},{"$f":"IFERROR('Lives scenario - input'!B139,\"\")","v":""},{"$f":"IFERROR('Lives scenario - input'!C139,\"\")","v":""},{"$f":"IFERROR(repcalc('Lives scenario - input'!$CX139:$GJ139,'Lives scenario - input'!$I139,'Lives scenario - input'!$G139,'Lives scenario - input'!$H139,20,TRUE,TRUE),\"\")","v":""},"","","","","","","","","","","","","","","","","","","",{"$f":"IFERROR(IF(OR(D154=\"\",'Lives scenario - input'!$F139=\"\"),\"\",D154/'Lives scenario - input'!$F139),\"\")","v":""},{"$f":"IFERROR(IF(OR(E154=\"\",'Lives scenario - input'!$F139=\"\"),\"\",E154/'Lives scenario - input'!$F139),\"\")","v":""},{"$f":"IFERROR(IF(OR(F154=\"\",'Lives scenario - input'!$F139=\"\"),\"\",F154/'Lives scenario - input'!$F139),\"\")","v":""},{"$f":"IFERROR(IF(OR(G154=\"\",'Lives scenario - input'!$F139=\"\"),\"\",G154/'Lives scenario - input'!$F139),\"\")","v":""},{"$f":"IFERROR(IF(OR(H154=\"\",'Lives scenario - input'!$F139=\"\"),\"\",H154/'Lives scenario - input'!$F139),\"\")","v":""},{"$f":"IFERROR(IF(OR(I154=\"\",'Lives scenario - input'!$F139=\"\"),\"\",I154/'Lives scenario - input'!$F139),\"\")","v":""},{"$f":"IFERROR(IF(OR(J154=\"\",'Lives scenario - input'!$F139=\"\"),\"\",J154/'Lives scenario - input'!$F139),\"\")","v":""},{"$f":"IFERROR(IF(OR(K154=\"\",'Lives scenario - input'!$F139=\"\"),\"\",K154/'Lives scenario - input'!$F139),\"\")","v":""},{"$f":"IFERROR(IF(OR(L154=\"\",'Lives scenario - input'!$F139=\"\"),\"\",L154/'Lives scenario - input'!$F139),\"\")","v":""},{"$f":"IFERROR(IF(OR(M154=\"\",'Lives scenario - input'!$F139=\"\"),\"\",M154/'Lives scenario - input'!$F139),\"\")","v":""},{"$f":"IFERROR(IF(OR(N154=\"\",'Lives scenario - input'!$F139=\"\"),\"\",N154/'Lives scenario - input'!$F139),\"\")","v":""},{"$f":"IFERROR(IF(OR(O154=\"\",'Lives scenario - input'!$F139=\"\"),\"\",O154/'Lives scenario - input'!$F139),\"\")","v":""},{"$f":"IFERROR(IF(OR(P154=\"\",'Lives scenario - input'!$F139=\"\"),\"\",P154/'Lives scenario - input'!$F139),\"\")","v":""},{"$f":"IFERROR(IF(OR(Q154=\"\",'Lives scenario - input'!$F139=\"\"),\"\",Q154/'Lives scenario - input'!$F139),\"\")","v":""},{"$f":"IFERROR(IF(OR(R154=\"\",'Lives scenario - input'!$F139=\"\"),\"\",R154/'Lives scenario - input'!$F139),\"\")","v":""},{"$f":"IFERROR(IF(OR(S154=\"\",'Lives scenario - input'!$F139=\"\"),\"\",S154/'Lives scenario - input'!$F139),\"\")","v":""},{"$f":"IFERROR(IF(OR(T154=\"\",'Lives scenario - input'!$F139=\"\"),\"\",T154/'Lives scenario - input'!$F139),\"\")","v":""},{"$f":"IFERROR(IF(OR(U154=\"\",'Lives scenario - input'!$F139=\"\"),\"\",U154/'Lives scenario - input'!$F139),\"\")","v":""},{"$f":"IFERROR(IF(OR(V154=\"\",'Lives scenario - input'!$F139=\"\"),\"\",V154/'Lives scenario - input'!$F139),\"\")","v":""},{"$f":"IFERROR(IF(OR(W154=\"\",'Lives scenario - input'!$F139=\"\"),\"\",W154/'Lives scenario - input'!$F139),\"\")","v":""}]
[{"$f":"IFERROR('Lives scenario - input'!A140,\"\")","v":""},{"$f":"IFERROR('Lives scenario - input'!B140,\"\")","v":""},{"$f":"IFERROR('Lives scenario - input'!C140,\"\")","v":""},{"$f":"IFERROR(repcalc('Lives scenario - input'!$CX140:$GJ140,'Lives scenario - input'!$I140,'Lives scenario - input'!$G140,'Lives scenario - input'!$H140,20,TRUE,TRUE),\"\")","v":""},"","","","","","","","","","","","","","","","","","","",{"$f":"IFERROR(IF(OR(D155=\"\",'Lives scenario - input'!$F140=\"\"),\"\",D155/'Lives scenario - input'!$F140),\"\")","v":""},{"$f":"IFERROR(IF(OR(E155=\"\",'Lives scenario - input'!$F140=\"\"),\"\",E155/'Lives scenario - input'!$F140),\"\")","v":""},{"$f":"IFERROR(IF(OR(F155=\"\",'Lives scenario - input'!$F140=\"\"),\"\",F155/'Lives scenario - input'!$F140),\"\")","v":""},{"$f":"IFERROR(IF(OR(G155=\"\",'Lives scenario - input'!$F140=\"\"),\"\",G155/'Lives scenario - input'!$F140),\"\")","v":""},{"$f":"IFERROR(IF(OR(H155=\"\",'Lives scenario - input'!$F140=\"\"),\"\",H155/'Lives scenario - input'!$F140),\"\")","v":""},{"$f":"IFERROR(IF(OR(I155=\"\",'Lives scenario - input'!$F140=\"\"),\"\",I155/'Lives scenario - input'!$F140),\"\")","v":""},{"$f":"IFERROR(IF(OR(J155=\"\",'Lives scenario - input'!$F140=\"\"),\"\",J155/'Lives scenario - input'!$F140),\"\")","v":""},{"$f":"IFERROR(IF(OR(K155=\"\",'Lives scenario - input'!$F140=\"\"),\"\",K155/'Lives scenario - input'!$F140),\"\")","v":""},{"$f":"IFERROR(IF(OR(L155=\"\",'Lives scenario - input'!$F140=\"\"),\"\",L155/'Lives scenario - input'!$F140),\"\")","v":""},{"$f":"IFERROR(IF(OR(M155=\"\",'Lives scenario - input'!$F140=\"\"),\"\",M155/'Lives scenario - input'!$F140),\"\")","v":""},{"$f":"IFERROR(IF(OR(N155=\"\",'Lives scenario - input'!$F140=\"\"),\"\",N155/'Lives scenario - input'!$F140),\"\")","v":""},{"$f":"IFERROR(IF(OR(O155=\"\",'Lives scenario - input'!$F140=\"\"),\"\",O155/'Lives scenario - input'!$F140),\"\")","v":""},{"$f":"IFERROR(IF(OR(P155=\"\",'Lives scenario - input'!$F140=\"\"),\"\",P155/'Lives scenario - input'!$F140),\"\")","v":""},{"$f":"IFERROR(IF(OR(Q155=\"\",'Lives scenario - input'!$F140=\"\"),\"\",Q155/'Lives scenario - input'!$F140),\"\")","v":""},{"$f":"IFERROR(IF(OR(R155=\"\",'Lives scenario - input'!$F140=\"\"),\"\",R155/'Lives scenario - input'!$F140),\"\")","v":""},{"$f":"IFERROR(IF(OR(S155=\"\",'Lives scenario - input'!$F140=\"\"),\"\",S155/'Lives scenario - input'!$F140),\"\")","v":""},{"$f":"IFERROR(IF(OR(T155=\"\",'Lives scenario - input'!$F140=\"\"),\"\",T155/'Lives scenario - input'!$F140),\"\")","v":""},{"$f":"IFERROR(IF(OR(U155=\"\",'Lives scenario - input'!$F140=\"\"),\"\",U155/'Lives scenario - input'!$F140),\"\")","v":""},{"$f":"IFERROR(IF(OR(V155=\"\",'Lives scenario - input'!$F140=\"\"),\"\",V155/'Lives scenario - input'!$F140),\"\")","v":""},{"$f":"IFERROR(IF(OR(W155=\"\",'Lives scenario - input'!$F140=\"\"),\"\",W155/'Lives scenario - input'!$F140),\"\")","v":""}]
[{"$f":"IFERROR('Lives scenario - input'!A141,\"\")","v":""},{"$f":"IFERROR('Lives scenario - input'!B141,\"\")","v":""},{"$f":"IFERROR('Lives scenario - input'!C141,\"\")","v":""},{"$f":"IFERROR(repcalc('Lives scenario - input'!$CX141:$GJ141,'Lives scenario - input'!$I141,'Lives scenario - input'!$G141,'Lives scenario - input'!$H141,20,TRUE,TRUE),\"\")","v":""},"","","","","","","","","","","","","","","","","","","",{"$f":"IFERROR(IF(OR(D156=\"\",'Lives scenario - input'!$F141=\"\"),\"\",D156/'Lives scenario - input'!$F141),\"\")","v":""},{"$f":"IFERROR(IF(OR(E156=\"\",'Lives scenario - input'!$F141=\"\"),\"\",E156/'Lives scenario - input'!$F141),\"\")","v":""},{"$f":"IFERROR(IF(OR(F156=\"\",'Lives scenario - input'!$F141=\"\"),\"\",F156/'Lives scenario - input'!$F141),\"\")","v":""},{"$f":"IFERROR(IF(OR(G156=\"\",'Lives scenario - input'!$F141=\"\"),\"\",G156/'Lives scenario - input'!$F141),\"\")","v":""},{"$f":"IFERROR(IF(OR(H156=\"\",'Lives scenario - input'!$F141=\"\"),\"\",H156/'Lives scenario - input'!$F141),\"\")","v":""},{"$f":"IFERROR(IF(OR(I156=\"\",'Lives scenario - input'!$F141=\"\"),\"\",I156/'Lives scenario - input'!$F141),\"\")","v":""},{"$f":"IFERROR(IF(OR(J156=\"\",'Lives scenario - input'!$F141=\"\"),\"\",J156/'Lives scenario - input'!$F141),\"\")","v":""},{"$f":"IFERROR(IF(OR(K156=\"\",'Lives scenario - input'!$F141=\"\"),\"\",K156/'Lives scenario - input'!$F141),\"\")","v":""},{"$f":"IFERROR(IF(OR(L156=\"\",'Lives scenario - input'!$F141=\"\"),\"\",L156/'Lives scenario - input'!$F141),\"\")","v":""},{"$f":"IFERROR(IF(OR(M156=\"\",'Lives scenario - input'!$F141=\"\"),\"\",M156/'Lives scenario - input'!$F141),\"\")","v":""},{"$f":"IFERROR(IF(OR(N156=\"\",'Lives scenario - input'!$F141=\"\"),\"\",N156/'Lives scenario - input'!$F141),\"\")","v":""},{"$f":"IFERROR(IF(OR(O156=\"\",'Lives scenario - input'!$F141=\"\"),\"\",O156/'Lives scenario - input'!$F141),\"\")","v":""},{"$f":"IFERROR(IF(OR(P156=\"\",'Lives scenario - input'!$F141=\"\"),\"\",P156/'Lives scenario - input'!$F141),\"\")","v":""},{"$f":"IFERROR(IF(OR(Q156=\"\",'Lives scenario - input'!$F141=\"\"),\"\",Q156/'Lives scenario - input'!$F141),\"\")","v":""},{"$f":"IFERROR(IF(OR(R156=\"\",'Lives scenario - input'!$F141=\"\"),\"\",R156/'Lives scenario - input'!$F141),\"\")","v":""},{"$f":"IFERROR(IF(OR(S156=\"\",'Lives scenario - input'!$F141=\"\"),\"\",S156/'Lives scenario - input'!$F141),\"\")","v":""},{"$f":"IFERROR(IF(OR(T156=\"\",'Lives scenario - input'!$F141=\"\"),\"\",T156/'Lives scenario - input'!$F141),\"\")","v":""},{"$f":"IFERROR(IF(OR(U156=\"\",'Lives scenario - input'!$F141=\"\"),\"\",U156/'Lives scenario - input'!$F141),\"\")","v":""},{"$f":"IFERROR(IF(OR(V156=\"\",'Lives scenario - input'!$F141=\"\"),\"\",V156/'Lives scenario - input'!$F141),\"\")","v":""},{"$f":"IFERROR(IF(OR(W156=\"\",'Lives scenario - input'!$F141=\"\"),\"\",W156/'Lives scenario - input'!$F141),\"\")","v":""}]
[{"$f":"IFERROR('Lives scenario - input'!A142,\"\")","v":""},{"$f":"IFERROR('Lives scenario - input'!B142,\"\")","v":""},{"$f":"IFERROR('Lives scenario - input'!C142,\"\")","v":""},{"$f":"IFERROR(repcalc('Lives scenario - input'!$CX142:$GJ142,'Lives scenario - input'!$I142,'Lives scenario - input'!$G142,'Lives scenario - input'!$H142,20,TRUE,TRUE),\"\")","v":""},"","","","","","","","","","","","","","","","","","","",{"$f":"IFERROR(IF(OR(D157=\"\",'Lives scenario - input'!$F142=\"\"),\"\",D157/'Lives scenario - input'!$F142),\"\")","v":""},{"$f":"IFERROR(IF(OR(E157=\"\",'Lives scenario - input'!$F142=\"\"),\"\",E157/'Lives scenario - input'!$F142),\"\")","v":""},{"$f":"IFERROR(IF(OR(F157=\"\",'Lives scenario - input'!$F142=\"\"),\"\",F157/'Lives scenario - input'!$F142),\"\")","v":""},{"$f":"IFERROR(IF(OR(G157=\"\",'Lives scenario - input'!$F142=\"\"),\"\",G157/'Lives scenario - input'!$F142),\"\")","v":""},{"$f":"IFERROR(IF(OR(H157=\"\",'Lives scenario - input'!$F142=\"\"),\"\",H157/'Lives scenario - input'!$F142),\"\")","v":""},{"$f":"IFERROR(IF(OR(I157=\"\",'Lives scenario - input'!$F142=\"\"),\"\",I157/'Lives scenario - input'!$F142),\"\")","v":""},{"$f":"IFERROR(IF(OR(J157=\"\",'Lives scenario - input'!$F142=\"\"),\"\",J157/'Lives scenario - input'!$F142),\"\")","v":""},{"$f":"IFERROR(IF(OR(K157=\"\",'Lives scenario - input'!$F142=\"\"),\"\",K157/'Lives scenario - input'!$F142),\"\")","v":""},{"$f":"IFERROR(IF(OR(L157=\"\",'Lives scenario - input'!$F142=\"\"),\"\",L157/'Lives scenario - input'!$F142),\"\")","v":""},{"$f":"IFERROR(IF(OR(M157=\"\",'Lives scenario - input'!$F142=\"\"),\"\",M157/'Lives scenario - input'!$F142),\"\")","v":""},{"$f":"IFERROR(IF(OR(N157=\"\",'Lives scenario - input'!$F142=\"\"),\"\",N157/'Lives scenario - input'!$F142),\"\")","v":""},{"$f":"IFERROR(IF(OR(O157=\"\",'Lives scenario - input'!$F142=\"\"),\"\",O157/'Lives scenario - input'!$F142),\"\")","v":""},{"$f":"IFERROR(IF(OR(P157=\"\",'Lives scenario - input'!$F142=\"\"),\"\",P157/'Lives scenario - input'!$F142),\"\")","v":""},{"$f":"IFERROR(IF(OR(Q157=\"\",'Lives scenario - input'!$F142=\"\"),\"\",Q157/'Lives scenario - input'!$F142),\"\")","v":""},{"$f":"IFERROR(IF(OR(R157=\"\",'Lives scenario - input'!$F142=\"\"),\"\",R157/'Lives scenario - input'!$F142),\"\")","v":""},{"$f":"IFERROR(IF(OR(S157=\"\",'Lives scenario - input'!$F142=\"\"),\"\",S157/'Lives scenario - input'!$F142),\"\")","v":""},{"$f":"IFERROR(IF(OR(T157=\"\",'Lives scenario - input'!$F142=\"\"),\"\",T157/'Lives scenario - input'!$F142),\"\")","v":""},{"$f":"IFERROR(IF(OR(U157=\"\",'Lives scenario - input'!$F142=\"\"),\"\",U157/'Lives scenario - input'!$F142),\"\")","v":""},{"$f":"IFERROR(IF(OR(V157=\"\",'Lives scenario - input'!$F142=\"\"),\"\",V157/'Lives scenario - input'!$F142),\"\")","v":""},{"$f":"IFERROR(IF(OR(W157=\"\",'Lives scenario - input'!$F142=\"\"),\"\",W157/'Lives scenario - input'!$F142),\"\")","v":""}]
[{"$f":"IFERROR('Lives scenario - input'!A143,\"\")","v":""},{"$f":"IFERROR('Lives scenario - input'!B143,\"\")","v":""},{"$f":"IFERROR('Lives scenario - input'!C143,\"\")","v":""},{"$f":"IFERROR(repcalc('Lives scenario - input'!$CX143:$GJ143,'Lives scenario - input'!$I143,'Lives scenario - input'!$G143,'Lives scenario - input'!$H143,20,TRUE,TRUE),\"\")","v":""},"","","","","","","","","","","","","","","","","","","",{"$f":"IFERROR(IF(OR(D158=\"\",'Lives scenario - input'!$F143=\"\"),\"\",D158/'Lives scenario - input'!$F143),\"\")","v":""},{"$f":"IFERROR(IF(OR(E158=\"\",'Lives scenario - input'!$F143=\"\"),\"\",E158/'Lives scenario - input'!$F143),\"\")","v":""},{"$f":"IFERROR(IF(OR(F158=\"\",'Lives scenario - input'!$F143=\"\"),\"\",F158/'Lives scenario - input'!$F143),\"\")","v":""},{"$f":"IFERROR(IF(OR(G158=\"\",'Lives scenario - input'!$F143=\"\"),\"\",G158/'Lives scenario - input'!$F143),\"\")","v":""},{"$f":"IFERROR(IF(OR(H158=\"\",'Lives scenario - input'!$F143=\"\"),\"\",H158/'Lives scenario - input'!$F143),\"\")","v":""},{"$f":"IFERROR(IF(OR(I158=\"\",'Lives scenario - input'!$F143=\"\"),\"\",I158/'Lives scenario - input'!$F143),\"\")","v":""},{"$f":"IFERROR(IF(OR(J158=\"\",'Lives scenario - input'!$F143=\"\"),\"\",J158/'Lives scenario - input'!$F143),\"\")","v":""},{"$f":"IFERROR(IF(OR(K158=\"\",'Lives scenario - input'!$F143=\"\"),\"\",K158/'Lives scenario - input'!$F143),\"\")","v":""},{"$f":"IFERROR(IF(OR(L158=\"\",'Lives scenario - input'!$F143=\"\"),\"\",L158/'Lives scenario - input'!$F143),\"\")","v":""},{"$f":"IFERROR(IF(OR(M158=\"\",'Lives scenario - input'!$F143=\"\"),\"\",M158/'Lives scenario - input'!$F143),\"\")","v":""},{"$f":"IFERROR(IF(OR(N158=\"\",'Lives scenario - input'!$F143=\"\"),\"\",N158/'Lives scenario - input'!$F143),\"\")","v":""},{"$f":"IFERROR(IF(OR(O158=\"\",'Lives scenario - input'!$F143=\"\"),\"\",O158/'Lives scenario - input'!$F143),\"\")","v":""},{"$f":"IFERROR(IF(OR(P158=\"\",'Lives scenario - input'!$F143=\"\"),\"\",P158/'Lives scenario - input'!$F143),\"\")","v":""},{"$f":"IFERROR(IF(OR(Q158=\"\",'Lives scenario - input'!$F143=\"\"),\"\",Q158/'Lives scenario - input'!$F143),\"\")","v":""},{"$f":"IFERROR(IF(OR(R158=\"\",'Lives scenario - input'!$F143=\"\"),\"\",R158/'Lives scenario - input'!$F143),\"\")","v":""},{"$f":"IFERROR(IF(OR(S158=\"\",'Lives scenario - input'!$F143=\"\"),\"\",S158/'Lives scenario - input'!$F143),\"\")","v":""},{"$f":"IFERROR(IF(OR(T158=\"\",'Lives scenario - input'!$F143=\"\"),\"\",T158/'Lives scenario - input'!$F143),\"\")","v":""},{"$f":"IFERROR(IF(OR(U158=\"\",'Lives scenario - input'!$F143=\"\"),\"\",U158/'Lives scenario - input'!$F143),\"\")","v":""},{"$f":"IFERROR(IF(OR(V158=\"\",'Lives scenario - input'!$F143=\"\"),\"\",V158/'Lives scenario - input'!$F143),\"\")","v":""},{"$f":"IFERROR(IF(OR(W158=\"\",'Lives scenario - input'!$F143=\"\"),\"\",W158/'Lives scenario - input'!$F143),\"\")","v":""}]
[{"$f":"IFERROR('Lives scenario - input'!A144,\"\")","v":""},{"$f":"IFERROR('Lives scenario - input'!B144,\"\")","v":""},{"$f":"IFERROR('Lives scenario - input'!C144,\"\")","v":""},{"$f":"IFERROR(repcalc('Lives scenario - input'!$CX144:$GJ144,'Lives scenario - input'!$I144,'Lives scenario - input'!$G144,'Lives scenario - input'!$H144,20,TRUE,TRUE),\"\")","v":""},"","","","","","","","","","","","","","","","","","","",{"$f":"IFERROR(IF(OR(D159=\"\",'Lives scenario - input'!$F144=\"\"),\"\",D159/'Lives scenario - input'!$F144),\"\")","v":""},{"$f":"IFERROR(IF(OR(E159=\"\",'Lives scenario - input'!$F144=\"\"),\"\",E159/'Lives scenario - input'!$F144),\"\")","v":""},{"$f":"IFERROR(IF(OR(F159=\"\",'Lives scenario - input'!$F144=\"\"),\"\",F159/'Lives scenario - input'!$F144),\"\")","v":""},{"$f":"IFERROR(IF(OR(G159=\"\",'Lives scenario - input'!$F144=\"\"),\"\",G159/'Lives scenario - input'!$F144),\"\")","v":""},{"$f":"IFERROR(IF(OR(H159=\"\",'Lives scenario - input'!$F144=\"\"),\"\",H159/'Lives scenario - input'!$F144),\"\")","v":""},{"$f":"IFERROR(IF(OR(I159=\"\",'Lives scenario - input'!$F144=\"\"),\"\",I159/'Lives scenario - input'!$F144),\"\")","v":""},{"$f":"IFERROR(IF(OR(J159=\"\",'Lives scenario - input'!$F144=\"\"),\"\",J159/'Lives scenario - input'!$F144),\"\")","v":""},{"$f":"IFERROR(IF(OR(K159=\"\",'Lives scenario - input'!$F144=\"\"),\"\",K159/'Lives scenario - input'!$F144),\"\")","v":""},{"$f":"IFERROR(IF(OR(L159=\"\",'Lives scenario - input'!$F144=\"\"),\"\",L159/'Lives scenario - input'!$F144),\"\")","v":""},{"$f":"IFERROR(IF(OR(M159=\"\",'Lives scenario - input'!$F144=\"\"),\"\",M159/'Lives scenario - input'!$F144),\"\")","v":""},{"$f":"IFERROR(IF(OR(N159=\"\",'Lives scenario - input'!$F144=\"\"),\"\",N159/'Lives scenario - input'!$F144),\"\")","v":""},{"$f":"IFERROR(IF(OR(O159=\"\",'Lives scenario - input'!$F144=\"\"),\"\",O159/'Lives scenario - input'!$F144),\"\")","v":""},{"$f":"IFERROR(IF(OR(P159=\"\",'Lives scenario - input'!$F144=\"\"),\"\",P159/'Lives scenario - input'!$F144),\"\")","v":""},{"$f":"IFERROR(IF(OR(Q159=\"\",'Lives scenario - input'!$F144=\"\"),\"\",Q159/'Lives scenario - input'!$F144),\"\")","v":""},{"$f":"IFERROR(IF(OR(R159=\"\",'Lives scenario - input'!$F144=\"\"),\"\",R159/'Lives scenario - input'!$F144),\"\")","v":""},{"$f":"IFERROR(IF(OR(S159=\"\",'Lives scenario - input'!$F144=\"\"),\"\",S159/'Lives scenario - input'!$F144),\"\")","v":""},{"$f":"IFERROR(IF(OR(T159=\"\",'Lives scenario - input'!$F144=\"\"),\"\",T159/'Lives scenario - input'!$F144),\"\")","v":""},{"$f":"IFERROR(IF(OR(U159=\"\",'Lives scenario - input'!$F144=\"\"),\"\",U159/'Lives scenario - input'!$F144),\"\")","v":""},{"$f":"IFERROR(IF(OR(V159=\"\",'Lives scenario - input'!$F144=\"\"),\"\",V159/'Lives scenario - input'!$F144),\"\")","v":""},{"$f":"IFERROR(IF(OR(W159=\"\",'Lives scenario - input'!$F144=\"\"),\"\",W159/'Lives scenario - input'!$F144),\"\")","v":""}]
[{"$f":"IFERROR('Lives scenario - input'!A145,\"\")","v":""},{"$f":"IFERROR('Lives scenario - input'!B145,\"\")","v":""},{"$f":"IFERROR('Lives scenario - input'!C145,\"\")","v":""},{"$f":"IFERROR(repcalc('Lives scenario - input'!$CX145:$GJ145,'Lives scenario - input'!$I145,'Lives scenario - input'!$G145,'Lives scenario - input'!$H145,20,TRUE,TRUE),\"\")","v":""},"","","","","","","","","","","","","","","","","","","",{"$f":"IFERROR(IF(OR(D160=\"\",'Lives scenario - input'!$F145=\"\"),\"\",D160/'Lives scenario - input'!$F145),\"\")","v":""},{"$f":"IFERROR(IF(OR(E160=\"\",'Lives scenario - input'!$F145=\"\"),\"\",E160/'Lives scenario - input'!$F145),\"\")","v":""},{"$f":"IFERROR(IF(OR(F160=\"\",'Lives scenario - input'!$F145=\"\"),\"\",F160/'Lives scenario - input'!$F145),\"\")","v":""},{"$f":"IFERROR(IF(OR(G160=\"\",'Lives scenario - input'!$F145=\"\"),\"\",G160/'Lives scenario - input'!$F145),\"\")","v":""},{"$f":"IFERROR(IF(OR(H160=\"\",'Lives scenario - input'!$F145=\"\"),\"\",H160/'Lives scenario - input'!$F145),\"\")","v":""},{"$f":"IFERROR(IF(OR(I160=\"\",'Lives scenario - input'!$F145=\"\"),\"\",I160/'Lives scenario - input'!$F145),\"\")","v":""},{"$f":"IFERROR(IF(OR(J160=\"\",'Lives scenario - input'!$F145=\"\"),\"\",J160/'Lives scenario - input'!$F145),\"\")","v":""},{"$f":"IFERROR(IF(OR(K160=\"\",'Lives scenario - input'!$F145=\"\"),\"\",K160/'Lives scenario - input'!$F145),\"\")","v":""},{"$f":"IFERROR(IF(OR(L160=\"\",'Lives scenario - input'!$F145=\"\"),\"\",L160/'Lives scenario - input'!$F145),\"\")","v":""},{"$f":"IFERROR(IF(OR(M160=\"\",'Lives scenario - input'!$F145=\"\"),\"\",M160/'Lives scenario - input'!$F145),\"\")","v":""},{"$f":"IFERROR(IF(OR(N160=\"\",'Lives scenario - input'!$F145=\"\"),\"\",N160/'Lives scenario - input'!$F145),\"\")","v":""},{"$f":"IFERROR(IF(OR(O160=\"\",'Lives scenario - input'!$F145=\"\"),\"\",O160/'Lives scenario - input'!$F145),\"\")","v":""},{"$f":"IFERROR(IF(OR(P160=\"\",'Lives scenario - input'!$F145=\"\"),\"\",P160/'Lives scenario - input'!$F145),\"\")","v":""},{"$f":"IFERROR(IF(OR(Q160=\"\",'Lives scenario - input'!$F145=\"\"),\"\",Q160/'Lives scenario - input'!$F145),\"\")","v":""},{"$f":"IFERROR(IF(OR(R160=\"\",'Lives scenario - input'!$F145=\"\"),\"\",R160/'Lives scenario - input'!$F145),\"\")","v":""},{"$f":"IFERROR(IF(OR(S160=\"\",'Lives scenario - input'!$F145=\"\"),\"\",S160/'Lives scenario - input'!$F145),\"\")","v":""},{"$f":"IFERROR(IF(OR(T160=\"\",'Lives scenario - input'!$F145=\"\"),\"\",T160/'Lives scenario - input'!$F145),\"\")","v":""},{"$f":"IFERROR(IF(OR(U160=\"\",'Lives scenario - input'!$F145=\"\"),\"\",U160/'Lives scenario - input'!$F145),\"\")","v":""},{"$f":"IFERROR(IF(OR(V160=\"\",'Lives scenario - input'!$F145=\"\"),\"\",V160/'Lives scenario - input'!$F145),\"\")","v":""},{"$f":"IFERROR(IF(OR(W160=\"\",'Lives scenario - input'!$F145=\"\"),\"\",W160/'Lives scenario - input'!$F145),\"\")","v":""}]
[{"$f":"IFERROR('Lives scenario - input'!A146,\"\")","v":""},{"$f":"IFERROR('Lives scenario - input'!B146,\"\")","v":""},{"$f":"IFERROR('Lives scenario - input'!C146,\"\")","v":""},{"$f":"IFERROR(repcalc('Lives scenario - input'!$CX146:$GJ146,'Lives scenario - input'!$I146,'Lives scenario - input'!$G146,'Lives scenario - input'!$H146,20,TRUE,TRUE),\"\")","v":""},"","","","","","","","","","","","","","","","","","","",{"$f":"IFERROR(IF(OR(D161=\"\",'Lives scenario - input'!$F146=\"\"),\"\",D161/'Lives scenario - input'!$F146),\"\")","v":""},{"$f":"IFERROR(IF(OR(E161=\"\",'Lives scenario - input'!$F146=\"\"),\"\",E161/'Lives scenario - input'!$F146),\"\")","v":""},{"$f":"IFERROR(IF(OR(F161=\"\",'Lives scenario - input'!$F146=\"\"),\"\",F161/'Lives scenario - input'!$F146),\"\")","v":""},{"$f":"IFERROR(IF(OR(G161=\"\",'Lives scenario - input'!$F146=\"\"),\"\",G161/'Lives scenario - input'!$F146),\"\")","v":""},{"$f":"IFERROR(IF(OR(H161=\"\",'Lives scenario - input'!$F146=\"\"),\"\",H161/'Lives scenario - input'!$F146),\"\")","v":""},{"$f":"IFERROR(IF(OR(I161=\"\",'Lives scenario - input'!$F146=\"\"),\"\",I161/'Lives scenario - input'!$F146),\"\")","v":""},{"$f":"IFERROR(IF(OR(J161=\"\",'Lives scenario - input'!$F146=\"\"),\"\",J161/'Lives scenario - input'!$F146),\"\")","v":""},{"$f":"IFERROR(IF(OR(K161=\"\",'Lives scenario - input'!$F146=\"\"),\"\",K161/'Lives scenario - input'!$F146),\"\")","v":""},{"$f":"IFERROR(IF(OR(L161=\"\",'Lives scenario - input'!$F146=\"\"),\"\",L161/'Lives scenario - input'!$F146),\"\")","v":""},{"$f":"IFERROR(IF(OR(M161=\"\",'Lives scenario - input'!$F146=\"\"),\"\",M161/'Lives scenario - input'!$F146),\"\")","v":""},{"$f":"IFERROR(IF(OR(N161=\"\",'Lives scenario - input'!$F146=\"\"),\"\",N161/'Lives scenario - input'!$F146),\"\")","v":""},{"$f":"IFERROR(IF(OR(O161=\"\",'Lives scenario - input'!$F146=\"\"),\"\",O161/'Lives scenario - input'!$F146),\"\")","v":""},{"$f":"IFERROR(IF(OR(P161=\"\",'Lives scenario - input'!$F146=\"\"),\"\",P161/'Lives scenario - input'!$F146),\"\")","v":""},{"$f":"IFERROR(IF(OR(Q161=\"\",'Lives scenario - input'!$F146=\"\"),\"\",Q161/'Lives scenario - input'!$F146),\"\")","v":""},{"$f":"IFERROR(IF(OR(R161=\"\",'Lives scenario - input'!$F146=\"\"),\"\",R161/'Lives scenario - input'!$F146),\"\")","v":""},{"$f":"IFERROR(IF(OR(S161=\"\",'Lives scenario - input'!$F146=\"\"),\"\",S161/'Lives scenario - input'!$F146),\"\")","v":""},{"$f":"IFERROR(IF(OR(T161=\"\",'Lives scenario - input'!$F146=\"\"),\"\",T161/'Lives scenario - input'!$F146),\"\")","v":""},{"$f":"IFERROR(IF(OR(U161=\"\",'Lives scenario - input'!$F146=\"\"),\"\",U161/'Lives scenario - input'!$F146),\"\")","v":""},{"$f":"IFERROR(IF(OR(V161=\"\",'Lives scenario - input'!$F146=\"\"),\"\",V161/'Lives scenario - input'!$F146),\"\")","v":""},{"$f":"IFERROR(IF(OR(W161=\"\",'Lives scenario - input'!$F146=\"\"),\"\",W161/'Lives scenario - input'!$F146),\"\")","v":""}]
[{"$f":"IFERROR('Lives scenario - input'!A147,\"\")","v":""},{"$f":"IFERROR('Lives scenario - input'!B147,\"\")","v":""},{"$f":"IFERROR('Lives scenario - input'!C147,\"\")","v":""},{"$f":"IFERROR(repcalc('Lives scenario - input'!$CX147:$GJ147,'Lives scenario - input'!$I147,'Lives scenario - input'!$G147,'Lives scenario - input'!$H147,20,TRUE,TRUE),\"\")","v":""},"","","","","","","","","","","","","","","","","","","",{"$f":"IFERROR(IF(OR(D162=\"\",'Lives scenario - input'!$F147=\"\"),\"\",D162/'Lives scenario - input'!$F147),\"\")","v":""},{"$f":"IFERROR(IF(OR(E162=\"\",'Lives scenario - input'!$F147=\"\"),\"\",E162/'Lives scenario - input'!$F147),\"\")","v":""},{"$f":"IFERROR(IF(OR(F162=\"\",'Lives scenario - input'!$F147=\"\"),\"\",F162/'Lives scenario - input'!$F147),\"\")","v":""},{"$f":"IFERROR(IF(OR(G162=\"\",'Lives scenario - input'!$F147=\"\"),\"\",G162/'Lives scenario - input'!$F147),\"\")","v":""},{"$f":"IFERROR(IF(OR(H162=\"\",'Lives scenario - input'!$F147=\"\"),\"\",H162/'Lives scenario - input'!$F147),\"\")","v":""},{"$f":"IFERROR(IF(OR(I162=\"\",'Lives scenario - input'!$F147=\"\"),\"\",I162/'Lives scenario - input'!$F147),\"\")","v":""},{"$f":"IFERROR(IF(OR(J162=\"\",'Lives scenario - input'!$F147=\"\"),\"\",J162/'Lives scenario - input'!$F147),\"\")","v":""},{"$f":"IFERROR(IF(OR(K162=\"\",'Lives scenario - input'!$F147=\"\"),\"\",K162/'Lives scenario - input'!$F147),\"\")","v":""},{"$f":"IFERROR(IF(OR(L162=\"\",'Lives scenario - input'!$F147=\"\"),\"\",L162/'Lives scenario - input'!$F147),\"\")","v":""},{"$f":"IFERROR(IF(OR(M162=\"\",'Lives scenario - input'!$F147=\"\"),\"\",M162/'Lives scenario - input'!$F147),\"\")","v":""},{"$f":"IFERROR(IF(OR(N162=\"\",'Lives scenario - input'!$F147=\"\"),\"\",N162/'Lives scenario - input'!$F147),\"\")","v":""},{"$f":"IFERROR(IF(OR(O162=\"\",'Lives scenario - input'!$F147=\"\"),\"\",O162/'Lives scenario - input'!$F147),\"\")","v":""},{"$f":"IFERROR(IF(OR(P162=\"\",'Lives scenario - input'!$F147=\"\"),\"\",P162/'Lives scenario - input'!$F147),\"\")","v":""},{"$f":"IFERROR(IF(OR(Q162=\"\",'Lives scenario - input'!$F147=\"\"),\"\",Q162/'Lives scenario - input'!$F147),\"\")","v":""},{"$f":"IFERROR(IF(OR(R162=\"\",'Lives scenario - input'!$F147=\"\"),\"\",R162/'Lives scenario - input'!$F147),\"\")","v":""},{"$f":"IFERROR(IF(OR(S162=\"\",'Lives scenario - input'!$F147=\"\"),\"\",S162/'Lives scenario - input'!$F147),\"\")","v":""},{"$f":"IFERROR(IF(OR(T162=\"\",'Lives scenario - input'!$F147=\"\"),\"\",T162/'Lives scenario - input'!$F147),\"\")","v":""},{"$f":"IFERROR(IF(OR(U162=\"\",'Lives scenario - input'!$F147=\"\"),\"\",U162/'Lives scenario - input'!$F147),\"\")","v":""},{"$f":"IFERROR(IF(OR(V162=\"\",'Lives scenario - input'!$F147=\"\"),\"\",V162/'Lives scenario - input'!$F147),\"\")","v":""},{"$f":"IFERROR(IF(OR(W162=\"\",'Lives scenario - input'!$F147=\"\"),\"\",W162/'Lives scenario - input'!$F147),\"\")","v":""}]
[{"$f":"IFERROR('Lives scenario - input'!A148,\"\")","v":""},{"$f":"IFERROR('Lives scenario - input'!B148,\"\")","v":""},{"$f":"IFERROR('Lives scenario - input'!C148,\"\")","v":""},{"$f":"IFERROR(repcalc('Lives scenario - input'!$CX148:$GJ148,'Lives scenario - input'!$I148,'Lives scenario - input'!$G148,'Lives scenario - input'!$H148,20,TRUE,TRUE),\"\")","v":""},"","","","","","","","","","","","","","","","","","","",{"$f":"IFERROR(IF(OR(D163=\"\",'Lives scenario - input'!$F148=\"\"),\"\",D163/'Lives scenario - input'!$F148),\"\")","v":""},{"$f":"IFERROR(IF(OR(E163=\"\",'Lives scenario - input'!$F148=\"\"),\"\",E163/'Lives scenario - input'!$F148),\"\")","v":""},{"$f":"IFERROR(IF(OR(F163=\"\",'Lives scenario - input'!$F148=\"\"),\"\",F163/'Lives scenario - input'!$F148),\"\")","v":""},{"$f":"IFERROR(IF(OR(G163=\"\",'Lives scenario - input'!$F148=\"\"),\"\",G163/'Lives scenario - input'!$F148),\"\")","v":""},{"$f":"IFERROR(IF(OR(H163=\"\",'Lives scenario - input'!$F148=\"\"),\"\",H163/'Lives scenario - input'!$F148),\"\")","v":""},{"$f":"IFERROR(IF(OR(I163=\"\",'Lives scenario - input'!$F148=\"\"),\"\",I163/'Lives scenario - input'!$F148),\"\")","v":""},{"$f":"IFERROR(IF(OR(J163=\"\",'Lives scenario - input'!$F148=\"\"),\"\",J163/'Lives scenario - input'!$F148),\"\")","v":""},{"$f":"IFERROR(IF(OR(K163=\"\",'Lives scenario - input'!$F148=\"\"),\"\",K163/'Lives scenario - input'!$F148),\"\")","v":""},{"$f":"IFERROR(IF(OR(L163=\"\",'Lives scenario - input'!$F148=\"\"),\"\",L163/'Lives scenario - input'!$F148),\"\")","v":""},{"$f":"IFERROR(IF(OR(M163=\"\",'Lives scenario - input'!$F148=\"\"),\"\",M163/'Lives scenario - input'!$F148),\"\")","v":""},{"$f":"IFERROR(IF(OR(N163=\"\",'Lives scenario - input'!$F148=\"\"),\"\",N163/'Lives scenario - input'!$F148),\"\")","v":""},{"$f":"IFERROR(IF(OR(O163=\"\",'Lives scenario - input'!$F148=\"\"),\"\",O163/'Lives scenario - input'!$F148),\"\")","v":""},{"$f":"IFERROR(IF(OR(P163=\"\",'Lives scenario - input'!$F148=\"\"),\"\",P163/'Lives scenario - input'!$F148),\"\")","v":""},{"$f":"IFERROR(IF(OR(Q163=\"\",'Lives scenario - input'!$F148=\"\"),\"\",Q163/'Lives scenario - input'!$F148),\"\")","v":""},{"$f":"IFERROR(IF(OR(R163=\"\",'Lives scenario - input'!$F148=\"\"),\"\",R163/'Lives scenario - input'!$F148),\"\")","v":""},{"$f":"IFERROR(IF(OR(S163=\"\",'Lives scenario - input'!$F148=\"\"),\"\",S163/'Lives scenario - input'!$F148),\"\")","v":""},{"$f":"IFERROR(IF(OR(T163=\"\",'Lives scenario - input'!$F148=\"\"),\"\",T163/'Lives scenario - input'!$F148),\"\")","v":""},{"$f":"IFERROR(IF(OR(U163=\"\",'Lives scenario - input'!$F148=\"\"),\"\",U163/'Lives scenario - input'!$F148),\"\")","v":""},{"$f":"IFERROR(IF(OR(V163=\"\",'Lives scenario - input'!$F148=\"\"),\"\",V163/'Lives scenario - input'!$F148),\"\")","v":""},{"$f":"IFERROR(IF(OR(W163=\"\",'Lives scenario - input'!$F148=\"\"),\"\",W163/'Lives scenario - input'!$F148),\"\")","v":""}]
[{"$f":"IFERROR('Lives scenario - input'!A149,\"\")","v":""},{"$f":"IFERROR('Lives scenario - input'!B149,\"\")","v":""},{"$f":"IFERROR('Lives scenario - input'!C149,\"\")","v":""},{"$f":"IFERROR(repcalc('Lives scenario - input'!$CX149:$GJ149,'Lives scenario - input'!$I149,'Lives scenario - input'!$G149,'Lives scenario - input'!$H149,20,TRUE,TRUE),\"\")","v":""},"","","","","","","","","","","","","","","","","","","",{"$f":"IFERROR(IF(OR(D164=\"\",'Lives scenario - input'!$F149=\"\"),\"\",D164/'Lives scenario - input'!$F149),\"\")","v":""},{"$f":"IFERROR(IF(OR(E164=\"\",'Lives scenario - input'!$F149=\"\"),\"\",E164/'Lives scenario - input'!$F149),\"\")","v":""},{"$f":"IFERROR(IF(OR(F164=\"\",'Lives scenario - input'!$F149=\"\"),\"\",F164/'Lives scenario - input'!$F149),\"\")","v":""},{"$f":"IFERROR(IF(OR(G164=\"\",'Lives scenario - input'!$F149=\"\"),\"\",G164/'Lives scenario - input'!$F149),\"\")","v":""},{"$f":"IFERROR(IF(OR(H164=\"\",'Lives scenario - input'!$F149=\"\"),\"\",H164/'Lives scenario - input'!$F149),\"\")","v":""},{"$f":"IFERROR(IF(OR(I164=\"\",'Lives scenario - input'!$F149=\"\"),\"\",I164/'Lives scenario - input'!$F149),\"\")","v":""},{"$f":"IFERROR(IF(OR(J164=\"\",'Lives scenario - input'!$F149=\"\"),\"\",J164/'Lives scenario - input'!$F149),\"\")","v":""},{"$f":"IFERROR(IF(OR(K164=\"\",'Lives scenario - input'!$F149=\"\"),\"\",K164/'Lives scenario - input'!$F149),\"\")","v":""},{"$f":"IFERROR(IF(OR(L164=\"\",'Lives scenario - input'!$F149=\"\"),\"\",L164/'Lives scenario - input'!$F149),\"\")","v":""},{"$f":"IFERROR(IF(OR(M164=\"\",'Lives scenario - input'!$F149=\"\"),\"\",M164/'Lives scenario - input'!$F149),\"\")","v":""},{"$f":"IFERROR(IF(OR(N164=\"\",'Lives scenario - input'!$F149=\"\"),\"\",N164/'Lives scenario - input'!$F149),\"\")","v":""},{"$f":"IFERROR(IF(OR(O164=\"\",'Lives scenario - input'!$F149=\"\"),\"\",O164/'Lives scenario - input'!$F149),\"\")","v":""},{"$f":"IFERROR(IF(OR(P164=\"\",'Lives scenario - input'!$F149=\"\"),\"\",P164/'Lives scenario - input'!$F149),\"\")","v":""},{"$f":"IFERROR(IF(OR(Q164=\"\",'Lives scenario - input'!$F149=\"\"),\"\",Q164/'Lives scenario - input'!$F149),\"\")","v":""},{"$f":"IFERROR(IF(OR(R164=\"\",'Lives scenario - input'!$F149=\"\"),\"\",R164/'Lives scenario - input'!$F149),\"\")","v":""},{"$f":"IFERROR(IF(OR(S164=\"\",'Lives scenario - input'!$F149=\"\"),\"\",S164/'Lives scenario - input'!$F149),\"\")","v":""},{"$f":"IFERROR(IF(OR(T164=\"\",'Lives scenario - input'!$F149=\"\"),\"\",T164/'Lives scenario - input'!$F149),\"\")","v":""},{"$f":"IFERROR(IF(OR(U164=\"\",'Lives scenario - input'!$F149=\"\"),\"\",U164/'Lives scenario - input'!$F149),\"\")","v":""},{"$f":"IFERROR(IF(OR(V164=\"\",'Lives scenario - input'!$F149=\"\"),\"\",V164/'Lives scenario - input'!$F149),\"\")","v":""},{"$f":"IFERROR(IF(OR(W164=\"\",'Lives scenario - input'!$F149=\"\"),\"\",W164/'Lives scenario - input'!$F149),\"\")","v":""}]
[{"$f":"IFERROR('Lives scenario - input'!A150,\"\")","v":""},{"$f":"IFERROR('Lives scenario - input'!B150,\"\")","v":""},{"$f":"IFERROR('Lives scenario - input'!C150,\"\")","v":""},{"$f":"IFERROR(repcalc('Lives scenario - input'!$CX150:$GJ150,'Lives scenario - input'!$I150,'Lives scenario - input'!$G150,'Lives scenario - input'!$H150,20,TRUE,TRUE),\"\")","v":""},"","","","","","","","","","","","","","","","","","","",{"$f":"IFERROR(IF(OR(D165=\"\",'Lives scenario - input'!$F150=\"\"),\"\",D165/'Lives scenario - input'!$F150),\"\")","v":""},{"$f":"IFERROR(IF(OR(E165=\"\",'Lives scenario - input'!$F150=\"\"),\"\",E165/'Lives scenario - input'!$F150),\"\")","v":""},{"$f":"IFERROR(IF(OR(F165=\"\",'Lives scenario - input'!$F150=\"\"),\"\",F165/'Lives scenario - input'!$F150),\"\")","v":""},{"$f":"IFERROR(IF(OR(G165=\"\",'Lives scenario - input'!$F150=\"\"),\"\",G165/'Lives scenario - input'!$F150),\"\")","v":""},{"$f":"IFERROR(IF(OR(H165=\"\",'Lives scenario - input'!$F150=\"\"),\"\",H165/'Lives scenario - input'!$F150),\"\")","v":""},{"$f":"IFERROR(IF(OR(I165=\"\",'Lives scenario - input'!$F150=\"\"),\"\",I165/'Lives scenario - input'!$F150),\"\")","v":""},{"$f":"IFERROR(IF(OR(J165=\"\",'Lives scenario - input'!$F150=\"\"),\"\",J165/'Lives scenario - input'!$F150),\"\")","v":""},{"$f":"IFERROR(IF(OR(K165=\"\",'Lives scenario - input'!$F150=\"\"),\"\",K165/'Lives scenario - input'!$F150),\"\")","v":""},{"$f":"IFERROR(IF(OR(L165=\"\",'Lives scenario - input'!$F150=\"\"),\"\",L165/'Lives scenario - input'!$F150),\"\")","v":""},{"$f":"IFERROR(IF(OR(M165=\"\",'Lives scenario - input'!$F150=\"\"),\"\",M165/'Lives scenario - input'!$F150),\"\")","v":""},{"$f":"IFERROR(IF(OR(N165=\"\",'Lives scenario - input'!$F150=\"\"),\"\",N165/'Lives scenario - input'!$F150),\"\")","v":""},{"$f":"IFERROR(IF(OR(O165=\"\",'Lives scenario - input'!$F150=\"\"),\"\",O165/'Lives scenario - input'!$F150),\"\")","v":""},{"$f":"IFERROR(IF(OR(P165=\"\",'Lives scenario - input'!$F150=\"\"),\"\",P165/'Lives scenario - input'!$F150),\"\")","v":""},{"$f":"IFERROR(IF(OR(Q165=\"\",'Lives scenario - input'!$F150=\"\"),\"\",Q165/'Lives scenario - input'!$F150),\"\")","v":""},{"$f":"IFERROR(IF(OR(R165=\"\",'Lives scenario - input'!$F150=\"\"),\"\",R165/'Lives scenario - input'!$F150),\"\")","v":""},{"$f":"IFERROR(IF(OR(S165=\"\",'Lives scenario - input'!$F150=\"\"),\"\",S165/'Lives scenario - input'!$F150),\"\")","v":""},{"$f":"IFERROR(IF(OR(T165=\"\",'Lives scenario - input'!$F150=\"\"),\"\",T165/'Lives scenario - input'!$F150),\"\")","v":""},{"$f":"IFERROR(IF(OR(U165=\"\",'Lives scenario - input'!$F150=\"\"),\"\",U165/'Lives scenario - input'!$F150),\"\")","v":""},{"$f":"IFERROR(IF(OR(V165=\"\",'Lives scenario - input'!$F150=\"\"),\"\",V165/'Lives scenario - input'!$F150),\"\")","v":""},{"$f":"IFERROR(IF(OR(W165=\"\",'Lives scenario - input'!$F150=\"\"),\"\",W165/'Lives scenario - input'!$F150),\"\")","v":""}]
[{"$f":"IFERROR('Lives scenario - input'!A151,\"\")","v":""},{"$f":"IFERROR('Lives scenario - input'!B151,\"\")","v":""},{"$f":"IFERROR('Lives scenario - input'!C151,\"\")","v":""},{"$f":"IFERROR(repcalc('Lives scenario - input'!$CX151:$GJ151,'Lives scenario - input'!$I151,'Lives scenario - input'!$G151,'Lives scenario - input'!$H151,20,TRUE,TRUE),\"\")","v":""},"","","","","","","","","","","","","","","","","","","",{"$f":"IFERROR(IF(OR(D166=\"\",'Lives scenario - input'!$F151=\"\"),\"\",D166/'Lives scenario - input'!$F151),\"\")","v":""},{"$f":"IFERROR(IF(OR(E166=\"\",'Lives scenario - input'!$F151=\"\"),\"\",E166/'Lives scenario - input'!$F151),\"\")","v":""},{"$f":"IFERROR(IF(OR(F166=\"\",'Lives scenario - input'!$F151=\"\"),\"\",F166/'Lives scenario - input'!$F151),\"\")","v":""},{"$f":"IFERROR(IF(OR(G166=\"\",'Lives scenario - input'!$F151=\"\"),\"\",G166/'Lives scenario - input'!$F151),\"\")","v":""},{"$f":"IFERROR(IF(OR(H166=\"\",'Lives scenario - input'!$F151=\"\"),\"\",H166/'Lives scenario - input'!$F151),\"\")","v":""},{"$f":"IFERROR(IF(OR(I166=\"\",'Lives scenario - input'!$F151=\"\"),\"\",I166/'Lives scenario - input'!$F151),\"\")","v":""},{"$f":"IFERROR(IF(OR(J166=\"\",'Lives scenario - input'!$F151=\"\"),\"\",J166/'Lives scenario - input'!$F151),\"\")","v":""},{"$f":"IFERROR(IF(OR(K166=\"\",'Lives scenario - input'!$F151=\"\"),\"\",K166/'Lives scenario - input'!$F151),\"\")","v":""},{"$f":"IFERROR(IF(OR(L166=\"\",'Lives scenario - input'!$F151=\"\"),\"\",L166/'Lives scenario - input'!$F151),\"\")","v":""},{"$f":"IFERROR(IF(OR(M166=\"\",'Lives scenario - input'!$F151=\"\"),\"\",M166/'Lives scenario - input'!$F151),\"\")","v":""},{"$f":"IFERROR(IF(OR(N166=\"\",'Lives scenario - input'!$F151=\"\"),\"\",N166/'Lives scenario - input'!$F151),\"\")","v":""},{"$f":"IFERROR(IF(OR(O166=\"\",'Lives scenario - input'!$F151=\"\"),\"\",O166/'Lives scenario - input'!$F151),\"\")","v":""},{"$f":"IFERROR(IF(OR(P166=\"\",'Lives scenario - input'!$F151=\"\"),\"\",P166/'Lives scenario - input'!$F151),\"\")","v":""},{"$f":"IFERROR(IF(OR(Q166=\"\",'Lives scenario - input'!$F151=\"\"),\"\",Q166/'Lives scenario - input'!$F151),\"\")","v":""},{"$f":"IFERROR(IF(OR(R166=\"\",'Lives scenario - input'!$F151=\"\"),\"\",R166/'Lives scenario - input'!$F151),\"\")","v":""},{"$f":"IFERROR(IF(OR(S166=\"\",'Lives scenario - input'!$F151=\"\"),\"\",S166/'Lives scenario - input'!$F151),\"\")","v":""},{"$f":"IFERROR(IF(OR(T166=\"\",'Lives scenario - input'!$F151=\"\"),\"\",T166/'Lives scenario - input'!$F151),\"\")","v":""},{"$f":"IFERROR(IF(OR(U166=\"\",'Lives scenario - input'!$F151=\"\"),\"\",U166/'Lives scenario - input'!$F151),\"\")","v":""},{"$f":"IFERROR(IF(OR(V166=\"\",'Lives scenario - input'!$F151=\"\"),\"\",V166/'Lives scenario - input'!$F151),\"\")","v":""},{"$f":"IFERROR(IF(OR(W166=\"\",'Lives scenario - input'!$F151=\"\"),\"\",W166/'Lives scenario - input'!$F151),\"\")","v":""}]
[{"$f":"IFERROR('Lives scenario - input'!A152,\"\")","v":""},{"$f":"IFERROR('Lives scenario - input'!B152,\"\")","v":""},{"$f":"IFERROR('Lives scenario - input'!C152,\"\")","v":""},{"$f":"IFERROR(repcalc('Lives scenario - input'!$CX152:$GJ152,'Lives scenario - input'!$I152,'Lives scenario - input'!$G152,'Lives scenario - input'!$H152,20,TRUE,TRUE),\"\")","v":""},"","","","","","","","","","","","","","","","","","","",{"$f":"IFERROR(IF(OR(D167=\"\",'Lives scenario - input'!$F152=\"\"),\"\",D167/'Lives scenario - input'!$F152),\"\")","v":""},{"$f":"IFERROR(IF(OR(E167=\"\",'Lives scenario - input'!$F152=\"\"),\"\",E167/'Lives scenario - input'!$F152),\"\")","v":""},{"$f":"IFERROR(IF(OR(F167=\"\",'Lives scenario - input'!$F152=\"\"),\"\",F167/'Lives scenario - input'!$F152),\"\")","v":""},{"$f":"IFERROR(IF(OR(G167=\"\",'Lives scenario - input'!$F152=\"\"),\"\",G167/'Lives scenario - input'!$F152),\"\")","v":""},{"$f":"IFERROR(IF(OR(H167=\"\",'Lives scenario - input'!$F152=\"\"),\"\",H167/'Lives scenario - input'!$F152),\"\")","v":""},{"$f":"IFERROR(IF(OR(I167=\"\",'Lives scenario - input'!$F152=\"\"),\"\",I167/'Lives scenario - input'!$F152),\"\")","v":""},{"$f":"IFERROR(IF(OR(J167=\"\",'Lives scenario - input'!$F152=\"\"),\"\",J167/'Lives scenario - input'!$F152),\"\")","v":""},{"$f":"IFERROR(IF(OR(K167=\"\",'Lives scenario - input'!$F152=\"\"),\"\",K167/'Lives scenario - input'!$F152),\"\")","v":""},{"$f":"IFERROR(IF(OR(L167=\"\",'Lives scenario - input'!$F152=\"\"),\"\",L167/'Lives scenario - input'!$F152),\"\")","v":""},{"$f":"IFERROR(IF(OR(M167=\"\",'Lives scenario - input'!$F152=\"\"),\"\",M167/'Lives scenario - input'!$F152),\"\")","v":""},{"$f":"IFERROR(IF(OR(N167=\"\",'Lives scenario - input'!$F152=\"\"),\"\",N167/'Lives scenario - input'!$F152),\"\")","v":""},{"$f":"IFERROR(IF(OR(O167=\"\",'Lives scenario - input'!$F152=\"\"),\"\",O167/'Lives scenario - input'!$F152),\"\")","v":""},{"$f":"IFERROR(IF(OR(P167=\"\",'Lives scenario - input'!$F152=\"\"),\"\",P167/'Lives scenario - input'!$F152),\"\")","v":""},{"$f":"IFERROR(IF(OR(Q167=\"\",'Lives scenario - input'!$F152=\"\"),\"\",Q167/'Lives scenario - input'!$F152),\"\")","v":""},{"$f":"IFERROR(IF(OR(R167=\"\",'Lives scenario - input'!$F152=\"\"),\"\",R167/'Lives scenario - input'!$F152),\"\")","v":""},{"$f":"IFERROR(IF(OR(S167=\"\",'Lives scenario - input'!$F152=\"\"),\"\",S167/'Lives scenario - input'!$F152),\"\")","v":""},{"$f":"IFERROR(IF(OR(T167=\"\",'Lives scenario - input'!$F152=\"\"),\"\",T167/'Lives scenario - input'!$F152),\"\")","v":""},{"$f":"IFERROR(IF(OR(U167=\"\",'Lives scenario - input'!$F152=\"\"),\"\",U167/'Lives scenario - input'!$F152),\"\")","v":""},{"$f":"IFERROR(IF(OR(V167=\"\",'Lives scenario - input'!$F152=\"\"),\"\",V167/'Lives scenario - input'!$F152),\"\")","v":""},{"$f":"IFERROR(IF(OR(W167=\"\",'Lives scenario - input'!$F152=\"\"),\"\",W167/'Lives scenario - input'!$F152),\"\")","v":""}]
[{"$f":"IFERROR('Lives scenario - input'!A153,\"\")","v":""},{"$f":"IFERROR('Lives scenario - input'!B153,\"\")","v":""},{"$f":"IFERROR('Lives scenario - input'!C153,\"\")","v":""},{"$f":"IFERROR(repcalc('Lives scenario - input'!$CX153:$GJ153,'Lives scenario - input'!$I153,'Lives scenario - input'!$G153,'Lives scenario - input'!$H153,20,TRUE,TRUE),\"\")","v":""},"","","","","","","","","","","","","","","","","","","",{"$f":"IFERROR(IF(OR(D168=\"\",'Lives scenario - input'!$F153=\"\"),\"\",D168/'Lives scenario - input'!$F153),\"\")","v":""},{"$f":"IFERROR(IF(OR(E168=\"\",'Lives scenario - input'!$F153=\"\"),\"\",E168/'Lives scenario - input'!$F153),\"\")","v":""},{"$f":"IFERROR(IF(OR(F168=\"\",'Lives scenario - input'!$F153=\"\"),\"\",F168/'Lives scenario - input'!$F153),\"\")","v":""},{"$f":"IFERROR(IF(OR(G168=\"\",'Lives scenario - input'!$F153=\"\"),\"\",G168/'Lives scenario - input'!$F153),\"\")","v":""},{"$f":"IFERROR(IF(OR(H168=\"\",'Lives scenario - input'!$F153=\"\"),\"\",H168/'Lives scenario - input'!$F153),\"\")","v":""},{"$f":"IFERROR(IF(OR(I168=\"\",'Lives scenario - input'!$F153=\"\"),\"\",I168/'Lives scenario - input'!$F153),\"\")","v":""},{"$f":"IFERROR(IF(OR(J168=\"\",'Lives scenario - input'!$F153=\"\"),\"\",J168/'Lives scenario - input'!$F153),\"\")","v":""},{"$f":"IFERROR(IF(OR(K168=\"\",'Lives scenario - input'!$F153=\"\"),\"\",K168/'Lives scenario - input'!$F153),\"\")","v":""},{"$f":"IFERROR(IF(OR(L168=\"\",'Lives scenario - input'!$F153=\"\"),\"\",L168/'Lives scenario - input'!$F153),\"\")","v":""},{"$f":"IFERROR(IF(OR(M168=\"\",'Lives scenario - input'!$F153=\"\"),\"\",M168/'Lives scenario - input'!$F153),\"\")","v":""},{"$f":"IFERROR(IF(OR(N168=\"\",'Lives scenario - input'!$F153=\"\"),\"\",N168/'Lives scenario - input'!$F153),\"\")","v":""},{"$f":"IFERROR(IF(OR(O168=\"\",'Lives scenario - input'!$F153=\"\"),\"\",O168/'Lives scenario - input'!$F153),\"\")","v":""},{"$f":"IFERROR(IF(OR(P168=\"\",'Lives scenario - input'!$F153=\"\"),\"\",P168/'Lives scenario - input'!$F153),\"\")","v":""},{"$f":"IFERROR(IF(OR(Q168=\"\",'Lives scenario - input'!$F153=\"\"),\"\",Q168/'Lives scenario - input'!$F153),\"\")","v":""},{"$f":"IFERROR(IF(OR(R168=\"\",'Lives scenario - input'!$F153=\"\"),\"\",R168/'Lives scenario - input'!$F153),\"\")","v":""},{"$f":"IFERROR(IF(OR(S168=\"\",'Lives scenario - input'!$F153=\"\"),\"\",S168/'Lives scenario - input'!$F153),\"\")","v":""},{"$f":"IFERROR(IF(OR(T168=\"\",'Lives scenario - input'!$F153=\"\"),\"\",T168/'Lives scenario - input'!$F153),\"\")","v":""},{"$f":"IFERROR(IF(OR(U168=\"\",'Lives scenario - input'!$F153=\"\"),\"\",U168/'Lives scenario - input'!$F153),\"\")","v":""},{"$f":"IFERROR(IF(OR(V168=\"\",'Lives scenario - input'!$F153=\"\"),\"\",V168/'Lives scenario - input'!$F153),\"\")","v":""},{"$f":"IFERROR(IF(OR(W168=\"\",'Lives scenario - input'!$F153=\"\"),\"\",W168/'Lives scenario - input'!$F153),\"\")","v":""}]
[{"$f":"IFERROR('Lives scenario - input'!A154,\"\")","v":""},{"$f":"IFERROR('Lives scenario - input'!B154,\"\")","v":""},{"$f":"IFERROR('Lives scenario - input'!C154,\"\")","v":""},{"$f":"IFERROR(repcalc('Lives scenario - input'!$CX154:$GJ154,'Lives scenario - input'!$I154,'Lives scenario - input'!$G154,'Lives scenario - input'!$H154,20,TRUE,TRUE),\"\")","v":""},"","","","","","","","","","","","","","","","","","","",{"$f":"IFERROR(IF(OR(D169=\"\",'Lives scenario - input'!$F154=\"\"),\"\",D169/'Lives scenario - input'!$F154),\"\")","v":""},{"$f":"IFERROR(IF(OR(E169=\"\",'Lives scenario - input'!$F154=\"\"),\"\",E169/'Lives scenario - input'!$F154),\"\")","v":""},{"$f":"IFERROR(IF(OR(F169=\"\",'Lives scenario - input'!$F154=\"\"),\"\",F169/'Lives scenario - input'!$F154),\"\")","v":""},{"$f":"IFERROR(IF(OR(G169=\"\",'Lives scenario - input'!$F154=\"\"),\"\",G169/'Lives scenario - input'!$F154),\"\")","v":""},{"$f":"IFERROR(IF(OR(H169=\"\",'Lives scenario - input'!$F154=\"\"),\"\",H169/'Lives scenario - input'!$F154),\"\")","v":""},{"$f":"IFERROR(IF(OR(I169=\"\",'Lives scenario - input'!$F154=\"\"),\"\",I169/'Lives scenario - input'!$F154),\"\")","v":""},{"$f":"IFERROR(IF(OR(J169=\"\",'Lives scenario - input'!$F154=\"\"),\"\",J169/'Lives scenario - input'!$F154),\"\")","v":""},{"$f":"IFERROR(IF(OR(K169=\"\",'Lives scenario - input'!$F154=\"\"),\"\",K169/'Lives scenario - input'!$F154),\"\")","v":""},{"$f":"IFERROR(IF(OR(L169=\"\",'Lives scenario - input'!$F154=\"\"),\"\",L169/'Lives scenario - input'!$F154),\"\")","v":""},{"$f":"IFERROR(IF(OR(M169=\"\",'Lives scenario - input'!$F154=\"\"),\"\",M169/'Lives scenario - input'!$F154),\"\")","v":""},{"$f":"IFERROR(IF(OR(N169=\"\",'Lives scenario - input'!$F154=\"\"),\"\",N169/'Lives scenario - input'!$F154),\"\")","v":""},{"$f":"IFERROR(IF(OR(O169=\"\",'Lives scenario - input'!$F154=\"\"),\"\",O169/'Lives scenario - input'!$F154),\"\")","v":""},{"$f":"IFERROR(IF(OR(P169=\"\",'Lives scenario - input'!$F154=\"\"),\"\",P169/'Lives scenario - input'!$F154),\"\")","v":""},{"$f":"IFERROR(IF(OR(Q169=\"\",'Lives scenario - input'!$F154=\"\"),\"\",Q169/'Lives scenario - input'!$F154),\"\")","v":""},{"$f":"IFERROR(IF(OR(R169=\"\",'Lives scenario - input'!$F154=\"\"),\"\",R169/'Lives scenario - input'!$F154),\"\")","v":""},{"$f":"IFERROR(IF(OR(S169=\"\",'Lives scenario - input'!$F154=\"\"),\"\",S169/'Lives scenario - input'!$F154),\"\")","v":""},{"$f":"IFERROR(IF(OR(T169=\"\",'Lives scenario - input'!$F154=\"\"),\"\",T169/'Lives scenario - input'!$F154),\"\")","v":""},{"$f":"IFERROR(IF(OR(U169=\"\",'Lives scenario - input'!$F154=\"\"),\"\",U169/'Lives scenario - input'!$F154),\"\")","v":""},{"$f":"IFERROR(IF(OR(V169=\"\",'Lives scenario - input'!$F154=\"\"),\"\",V169/'Lives scenario - input'!$F154),\"\")","v":""},{"$f":"IFERROR(IF(OR(W169=\"\",'Lives scenario - input'!$F154=\"\"),\"\",W169/'Lives scenario - input'!$F154),\"\")","v":""}]
[{"$f":"IFERROR('Lives scenario - input'!A155,\"\")","v":""},{"$f":"IFERROR('Lives scenario - input'!B155,\"\")","v":""},{"$f":"IFERROR('Lives scenario - input'!C155,\"\")","v":""},{"$f":"IFERROR(repcalc('Lives scenario - input'!$CX155:$GJ155,'Lives scenario - input'!$I155,'Lives scenario - input'!$G155,'Lives scenario - input'!$H155,20,TRUE,TRUE),\"\")","v":""},"","","","","","","","","","","","","","","","","","","",{"$f":"IFERROR(IF(OR(D170=\"\",'Lives scenario - input'!$F155=\"\"),\"\",D170/'Lives scenario - input'!$F155),\"\")","v":""},{"$f":"IFERROR(IF(OR(E170=\"\",'Lives scenario - input'!$F155=\"\"),\"\",E170/'Lives scenario - input'!$F155),\"\")","v":""},{"$f":"IFERROR(IF(OR(F170=\"\",'Lives scenario - input'!$F155=\"\"),\"\",F170/'Lives scenario - input'!$F155),\"\")","v":""},{"$f":"IFERROR(IF(OR(G170=\"\",'Lives scenario - input'!$F155=\"\"),\"\",G170/'Lives scenario - input'!$F155),\"\")","v":""},{"$f":"IFERROR(IF(OR(H170=\"\",'Lives scenario - input'!$F155=\"\"),\"\",H170/'Lives scenario - input'!$F155),\"\")","v":""},{"$f":"IFERROR(IF(OR(I170=\"\",'Lives scenario - input'!$F155=\"\"),\"\",I170/'Lives scenario - input'!$F155),\"\")","v":""},{"$f":"IFERROR(IF(OR(J170=\"\",'Lives scenario - input'!$F155=\"\"),\"\",J170/'Lives scenario - input'!$F155),\"\")","v":""},{"$f":"IFERROR(IF(OR(K170=\"\",'Lives scenario - input'!$F155=\"\"),\"\",K170/'Lives scenario - input'!$F155),\"\")","v":""},{"$f":"IFERROR(IF(OR(L170=\"\",'Lives scenario - input'!$F155=\"\"),\"\",L170/'Lives scenario - input'!$F155),\"\")","v":""},{"$f":"IFERROR(IF(OR(M170=\"\",'Lives scenario - input'!$F155=\"\"),\"\",M170/'Lives scenario - input'!$F155),\"\")","v":""},{"$f":"IFERROR(IF(OR(N170=\"\",'Lives scenario - input'!$F155=\"\"),\"\",N170/'Lives scenario - input'!$F155),\"\")","v":""},{"$f":"IFERROR(IF(OR(O170=\"\",'Lives scenario - input'!$F155=\"\"),\"\",O170/'Lives scenario - input'!$F155),\"\")","v":""},{"$f":"IFERROR(IF(OR(P170=\"\",'Lives scenario - input'!$F155=\"\"),\"\",P170/'Lives scenario - input'!$F155),\"\")","v":""},{"$f":"IFERROR(IF(OR(Q170=\"\",'Lives scenario - input'!$F155=\"\"),\"\",Q170/'Lives scenario - input'!$F155),\"\")","v":""},{"$f":"IFERROR(IF(OR(R170=\"\",'Lives scenario - input'!$F155=\"\"),\"\",R170/'Lives scenario - input'!$F155),\"\")","v":""},{"$f":"IFERROR(IF(OR(S170=\"\",'Lives scenario - input'!$F155=\"\"),\"\",S170/'Lives scenario - input'!$F155),\"\")","v":""},{"$f":"IFERROR(IF(OR(T170=\"\",'Lives scenario - input'!$F155=\"\"),\"\",T170/'Lives scenario - input'!$F155),\"\")","v":""},{"$f":"IFERROR(IF(OR(U170=\"\",'Lives scenario - input'!$F155=\"\"),\"\",U170/'Lives scenario - input'!$F155),\"\")","v":""},{"$f":"IFERROR(IF(OR(V170=\"\",'Lives scenario - input'!$F155=\"\"),\"\",V170/'Lives scenario - input'!$F155),\"\")","v":""},{"$f":"IFERROR(IF(OR(W170=\"\",'Lives scenario - input'!$F155=\"\"),\"\",W170/'Lives scenario - input'!$F155),\"\")","v":""}]
[{"$f":"IFERROR('Lives scenario - input'!A156,\"\")","v":""},{"$f":"IFERROR('Lives scenario - input'!B156,\"\")","v":""},{"$f":"IFERROR('Lives scenario - input'!C156,\"\")","v":""},{"$f":"IFERROR(repcalc('Lives scenario - input'!$CX156:$GJ156,'Lives scenario - input'!$I156,'Lives scenario - input'!$G156,'Lives scenario - input'!$H156,20,TRUE,TRUE),\"\")","v":""},"","","","","","","","","","","","","","","","","","","",{"$f":"IFERROR(IF(OR(D171=\"\",'Lives scenario - input'!$F156=\"\"),\"\",D171/'Lives scenario - input'!$F156),\"\")","v":""},{"$f":"IFERROR(IF(OR(E171=\"\",'Lives scenario - input'!$F156=\"\"),\"\",E171/'Lives scenario - input'!$F156),\"\")","v":""},{"$f":"IFERROR(IF(OR(F171=\"\",'Lives scenario - input'!$F156=\"\"),\"\",F171/'Lives scenario - input'!$F156),\"\")","v":""},{"$f":"IFERROR(IF(OR(G171=\"\",'Lives scenario - input'!$F156=\"\"),\"\",G171/'Lives scenario - input'!$F156),\"\")","v":""},{"$f":"IFERROR(IF(OR(H171=\"\",'Lives scenario - input'!$F156=\"\"),\"\",H171/'Lives scenario - input'!$F156),\"\")","v":""},{"$f":"IFERROR(IF(OR(I171=\"\",'Lives scenario - input'!$F156=\"\"),\"\",I171/'Lives scenario - input'!$F156),\"\")","v":""},{"$f":"IFERROR(IF(OR(J171=\"\",'Lives scenario - input'!$F156=\"\"),\"\",J171/'Lives scenario - input'!$F156),\"\")","v":""},{"$f":"IFERROR(IF(OR(K171=\"\",'Lives scenario - input'!$F156=\"\"),\"\",K171/'Lives scenario - input'!$F156),\"\")","v":""},{"$f":"IFERROR(IF(OR(L171=\"\",'Lives scenario - input'!$F156=\"\"),\"\",L171/'Lives scenario - input'!$F156),\"\")","v":""},{"$f":"IFERROR(IF(OR(M171=\"\",'Lives scenario - input'!$F156=\"\"),\"\",M171/'Lives scenario - input'!$F156),\"\")","v":""},{"$f":"IFERROR(IF(OR(N171=\"\",'Lives scenario - input'!$F156=\"\"),\"\",N171/'Lives scenario - input'!$F156),\"\")","v":""},{"$f":"IFERROR(IF(OR(O171=\"\",'Lives scenario - input'!$F156=\"\"),\"\",O171/'Lives scenario - input'!$F156),\"\")","v":""},{"$f":"IFERROR(IF(OR(P171=\"\",'Lives scenario - input'!$F156=\"\"),\"\",P171/'Lives scenario - input'!$F156),\"\")","v":""},{"$f":"IFERROR(IF(OR(Q171=\"\",'Lives scenario - input'!$F156=\"\"),\"\",Q171/'Lives scenario - input'!$F156),\"\")","v":""},{"$f":"IFERROR(IF(OR(R171=\"\",'Lives scenario - input'!$F156=\"\"),\"\",R171/'Lives scenario - input'!$F156),\"\")","v":""},{"$f":"IFERROR(IF(OR(S171=\"\",'Lives scenario - input'!$F156=\"\"),\"\",S171/'Lives scenario - input'!$F156),\"\")","v":""},{"$f":"IFERROR(IF(OR(T171=\"\",'Lives scenario - input'!$F156=\"\"),\"\",T171/'Lives scenario - input'!$F156),\"\")","v":""},{"$f":"IFERROR(IF(OR(U171=\"\",'Lives scenario - input'!$F156=\"\"),\"\",U171/'Lives scenario - input'!$F156),\"\")","v":""},{"$f":"IFERROR(IF(OR(V171=\"\",'Lives scenario - input'!$F156=\"\"),\"\",V171/'Lives scenario - input'!$F156),\"\")","v":""},{"$f":"IFERROR(IF(OR(W171=\"\",'Lives scenario - input'!$F156=\"\"),\"\",W171/'Lives scenario - input'!$F156),\"\")","v":""}]
[{"$f":"IFERROR('Lives scenario - input'!A157,\"\")","v":""},{"$f":"IFERROR('Lives scenario - input'!B157,\"\")","v":""},{"$f":"IFERROR('Lives scenario - input'!C157,\"\")","v":""},{"$f":"IFERROR(repcalc('Lives scenario - input'!$CX157:$GJ157,'Lives scenario - input'!$I157,'Lives scenario - input'!$G157,'Lives scenario - input'!$H157,20,TRUE,TRUE),\"\")","v":""},"","","","","","","","","","","","","","","","","","","",{"$f":"IFERROR(IF(OR(D172=\"\",'Lives scenario - input'!$F157=\"\"),\"\",D172/'Lives scenario - input'!$F157),\"\")","v":""},{"$f":"IFERROR(IF(OR(E172=\"\",'Lives scenario - input'!$F157=\"\"),\"\",E172/'Lives scenario - input'!$F157),\"\")","v":""},{"$f":"IFERROR(IF(OR(F172=\"\",'Lives scenario - input'!$F157=\"\"),\"\",F172/'Lives scenario - input'!$F157),\"\")","v":""},{"$f":"IFERROR(IF(OR(G172=\"\",'Lives scenario - input'!$F157=\"\"),\"\",G172/'Lives scenario - input'!$F157),\"\")","v":""},{"$f":"IFERROR(IF(OR(H172=\"\",'Lives scenario - input'!$F157=\"\"),\"\",H172/'Lives scenario - input'!$F157),\"\")","v":""},{"$f":"IFERROR(IF(OR(I172=\"\",'Lives scenario - input'!$F157=\"\"),\"\",I172/'Lives scenario - input'!$F157),\"\")","v":""},{"$f":"IFERROR(IF(OR(J172=\"\",'Lives scenario - input'!$F157=\"\"),\"\",J172/'Lives scenario - input'!$F157),\"\")","v":""},{"$f":"IFERROR(IF(OR(K172=\"\",'Lives scenario - input'!$F157=\"\"),\"\",K172/'Lives scenario - input'!$F157),\"\")","v":""},{"$f":"IFERROR(IF(OR(L172=\"\",'Lives scenario - input'!$F157=\"\"),\"\",L172/'Lives scenario - input'!$F157),\"\")","v":""},{"$f":"IFERROR(IF(OR(M172=\"\",'Lives scenario - input'!$F157=\"\"),\"\",M172/'Lives scenario - input'!$F157),\"\")","v":""},{"$f":"IFERROR(IF(OR(N172=\"\",'Lives scenario - input'!$F157=\"\"),\"\",N172/'Lives scenario - input'!$F157),\"\")","v":""},{"$f":"IFERROR(IF(OR(O172=\"\",'Lives scenario - input'!$F157=\"\"),\"\",O172/'Lives scenario - input'!$F157),\"\")","v":""},{"$f":"IFERROR(IF(OR(P172=\"\",'Lives scenario - input'!$F157=\"\"),\"\",P172/'Lives scenario - input'!$F157),\"\")","v":""},{"$f":"IFERROR(IF(OR(Q172=\"\",'Lives scenario - input'!$F157=\"\"),\"\",Q172/'Lives scenario - input'!$F157),\"\")","v":""},{"$f":"IFERROR(IF(OR(R172=\"\",'Lives scenario - input'!$F157=\"\"),\"\",R172/'Lives scenario - input'!$F157),\"\")","v":""},{"$f":"IFERROR(IF(OR(S172=\"\",'Lives scenario - input'!$F157=\"\"),\"\",S172/'Lives scenario - input'!$F157),\"\")","v":""},{"$f":"IFERROR(IF(OR(T172=\"\",'Lives scenario - input'!$F157=\"\"),\"\",T172/'Lives scenario - input'!$F157),\"\")","v":""},{"$f":"IFERROR(IF(OR(U172=\"\",'Lives scenario - input'!$F157=\"\"),\"\",U172/'Lives scenario - input'!$F157),\"\")","v":""},{"$f":"IFERROR(IF(OR(V172=\"\",'Lives scenario - input'!$F157=\"\"),\"\",V172/'Lives scenario - input'!$F157),\"\")","v":""},{"$f":"IFERROR(IF(OR(W172=\"\",'Lives scenario - input'!$F157=\"\"),\"\",W172/'Lives scenario - input'!$F157),\"\")","v":""}]
[{"$f":"IFERROR('Lives scenario - input'!A158,\"\")","v":""},{"$f":"IFERROR('Lives scenario - input'!B158,\"\")","v":""},{"$f":"IFERROR('Lives scenario - input'!C158,\"\")","v":""},{"$f":"IFERROR(repcalc('Lives scenario - input'!$CX158:$GJ158,'Lives scenario - input'!$I158,'Lives scenario - input'!$G158,'Lives scenario - input'!$H158,20,TRUE,TRUE),\"\")","v":""},"","","","","","","","","","","","","","","","","","","",{"$f":"IFERROR(IF(OR(D173=\"\",'Lives scenario - input'!$F158=\"\"),\"\",D173/'Lives scenario - input'!$F158),\"\")","v":""},{"$f":"IFERROR(IF(OR(E173=\"\",'Lives scenario - input'!$F158=\"\"),\"\",E173/'Lives scenario - input'!$F158),\"\")","v":""},{"$f":"IFERROR(IF(OR(F173=\"\",'Lives scenario - input'!$F158=\"\"),\"\",F173/'Lives scenario - input'!$F158),\"\")","v":""},{"$f":"IFERROR(IF(OR(G173=\"\",'Lives scenario - input'!$F158=\"\"),\"\",G173/'Lives scenario - input'!$F158),\"\")","v":""},{"$f":"IFERROR(IF(OR(H173=\"\",'Lives scenario - input'!$F158=\"\"),\"\",H173/'Lives scenario - input'!$F158),\"\")","v":""},{"$f":"IFERROR(IF(OR(I173=\"\",'Lives scenario - input'!$F158=\"\"),\"\",I173/'Lives scenario - input'!$F158),\"\")","v":""},{"$f":"IFERROR(IF(OR(J173=\"\",'Lives scenario - input'!$F158=\"\"),\"\",J173/'Lives scenario - input'!$F158),\"\")","v":""},{"$f":"IFERROR(IF(OR(K173=\"\",'Lives scenario - input'!$F158=\"\"),\"\",K173/'Lives scenario - input'!$F158),\"\")","v":""},{"$f":"IFERROR(IF(OR(L173=\"\",'Lives scenario - input'!$F158=\"\"),\"\",L173/'Lives scenario - input'!$F158),\"\")","v":""},{"$f":"IFERROR(IF(OR(M173=\"\",'Lives scenario - input'!$F158=\"\"),\"\",M173/'Lives scenario - input'!$F158),\"\")","v":""},{"$f":"IFERROR(IF(OR(N173=\"\",'Lives scenario - input'!$F158=\"\"),\"\",N173/'Lives scenario - input'!$F158),\"\")","v":""},{"$f":"IFERROR(IF(OR(O173=\"\",'Lives scenario - input'!$F158=\"\"),\"\",O173/'Lives scenario - input'!$F158),\"\")","v":""},{"$f":"IFERROR(IF(OR(P173=\"\",'Lives scenario - input'!$F158=\"\"),\"\",P173/'Lives scenario - input'!$F158),\"\")","v":""},{"$f":"IFERROR(IF(OR(Q173=\"\",'Lives scenario - input'!$F158=\"\"),\"\",Q173/'Lives scenario - input'!$F158),\"\")","v":""},{"$f":"IFERROR(IF(OR(R173=\"\",'Lives scenario - input'!$F158=\"\"),\"\",R173/'Lives scenario - input'!$F158),\"\")","v":""},{"$f":"IFERROR(IF(OR(S173=\"\",'Lives scenario - input'!$F158=\"\"),\"\",S173/'Lives scenario - input'!$F158),\"\")","v":""},{"$f":"IFERROR(IF(OR(T173=\"\",'Lives scenario - input'!$F158=\"\"),\"\",T173/'Lives scenario - input'!$F158),\"\")","v":""},{"$f":"IFERROR(IF(OR(U173=\"\",'Lives scenario - input'!$F158=\"\"),\"\",U173/'Lives scenario - input'!$F158),\"\")","v":""},{"$f":"IFERROR(IF(OR(V173=\"\",'Lives scenario - input'!$F158=\"\"),\"\",V173/'Lives scenario - input'!$F158),\"\")","v":""},{"$f":"IFERROR(IF(OR(W173=\"\",'Lives scenario - input'!$F158=\"\"),\"\",W173/'Lives scenario - input'!$F158),\"\")","v":""}]
[{"$f":"IFERROR('Lives scenario - input'!A159,\"\")","v":""},{"$f":"IFERROR('Lives scenario - input'!B159,\"\")","v":""},{"$f":"IFERROR('Lives scenario - input'!C159,\"\")","v":""},{"$f":"IFERROR(repcalc('Lives scenario - input'!$CX159:$GJ159,'Lives scenario - input'!$I159,'Lives scenario - input'!$G159,'Lives scenario - input'!$H159,20,TRUE,TRUE),\"\")","v":""},"","","","","","","","","","","","","","","","","","","",{"$f":"IFERROR(IF(OR(D174=\"\",'Lives scenario - input'!$F159=\"\"),\"\",D174/'Lives scenario - input'!$F159),\"\")","v":""},{"$f":"IFERROR(IF(OR(E174=\"\",'Lives scenario - input'!$F159=\"\"),\"\",E174/'Lives scenario - input'!$F159),\"\")","v":""},{"$f":"IFERROR(IF(OR(F174=\"\",'Lives scenario - input'!$F159=\"\"),\"\",F174/'Lives scenario - input'!$F159),\"\")","v":""},{"$f":"IFERROR(IF(OR(G174=\"\",'Lives scenario - input'!$F159=\"\"),\"\",G174/'Lives scenario - input'!$F159),\"\")","v":""},{"$f":"IFERROR(IF(OR(H174=\"\",'Lives scenario - input'!$F159=\"\"),\"\",H174/'Lives scenario - input'!$F159),\"\")","v":""},{"$f":"IFERROR(IF(OR(I174=\"\",'Lives scenario - input'!$F159=\"\"),\"\",I174/'Lives scenario - input'!$F159),\"\")","v":""},{"$f":"IFERROR(IF(OR(J174=\"\",'Lives scenario - input'!$F159=\"\"),\"\",J174/'Lives scenario - input'!$F159),\"\")","v":""},{"$f":"IFERROR(IF(OR(K174=\"\",'Lives scenario - input'!$F159=\"\"),\"\",K174/'Lives scenario - input'!$F159),\"\")","v":""},{"$f":"IFERROR(IF(OR(L174=\"\",'Lives scenario - input'!$F159=\"\"),\"\",L174/'Lives scenario - input'!$F159),\"\")","v":""},{"$f":"IFERROR(IF(OR(M174=\"\",'Lives scenario - input'!$F159=\"\"),\"\",M174/'Lives scenario - input'!$F159),\"\")","v":""},{"$f":"IFERROR(IF(OR(N174=\"\",'Lives scenario - input'!$F159=\"\"),\"\",N174/'Lives scenario - input'!$F159),\"\")","v":""},{"$f":"IFERROR(IF(OR(O174=\"\",'Lives scenario - input'!$F159=\"\"),\"\",O174/'Lives scenario - input'!$F159),\"\")","v":""},{"$f":"IFERROR(IF(OR(P174=\"\",'Lives scenario - input'!$F159=\"\"),\"\",P174/'Lives scenario - input'!$F159),\"\")","v":""},{"$f":"IFERROR(IF(OR(Q174=\"\",'Lives scenario - input'!$F159=\"\"),\"\",Q174/'Lives scenario - input'!$F159),\"\")","v":""},{"$f":"IFERROR(IF(OR(R174=\"\",'Lives scenario - input'!$F159=\"\"),\"\",R174/'Lives scenario - input'!$F159),\"\")","v":""},{"$f":"IFERROR(IF(OR(S174=\"\",'Lives scenario - input'!$F159=\"\"),\"\",S174/'Lives scenario - input'!$F159),\"\")","v":""},{"$f":"IFERROR(IF(OR(T174=\"\",'Lives scenario - input'!$F159=\"\"),\"\",T174/'Lives scenario - input'!$F159),\"\")","v":""},{"$f":"IFERROR(IF(OR(U174=\"\",'Lives scenario - input'!$F159=\"\"),\"\",U174/'Lives scenario - input'!$F159),\"\")","v":""},{"$f":"IFERROR(IF(OR(V174=\"\",'Lives scenario - input'!$F159=\"\"),\"\",V174/'Lives scenario - input'!$F159),\"\")","v":""},{"$f":"IFERROR(IF(OR(W174=\"\",'Lives scenario - input'!$F159=\"\"),\"\",W174/'Lives scenario - input'!$F159),\"\")","v":""}]
[{"$f":"IFERROR('Lives scenario - input'!A160,\"\")","v":""},{"$f":"IFERROR('Lives scenario - input'!B160,\"\")","v":""},{"$f":"IFERROR('Lives scenario - input'!C160,\"\")","v":""},{"$f":"IFERROR(repcalc('Lives scenario - input'!$CX160:$GJ160,'Lives scenario - input'!$I160,'Lives scenario - input'!$G160,'Lives scenario - input'!$H160,20,TRUE,TRUE),\"\")","v":""},"","","","","","","","","","","","","","","","","","","",{"$f":"IFERROR(IF(OR(D175=\"\",'Lives scenario - input'!$F160=\"\"),\"\",D175/'Lives scenario - input'!$F160),\"\")","v":""},{"$f":"IFERROR(IF(OR(E175=\"\",'Lives scenario - input'!$F160=\"\"),\"\",E175/'Lives scenario - input'!$F160),\"\")","v":""},{"$f":"IFERROR(IF(OR(F175=\"\",'Lives scenario - input'!$F160=\"\"),\"\",F175/'Lives scenario - input'!$F160),\"\")","v":""},{"$f":"IFERROR(IF(OR(G175=\"\",'Lives scenario - input'!$F160=\"\"),\"\",G175/'Lives scenario - input'!$F160),\"\")","v":""},{"$f":"IFERROR(IF(OR(H175=\"\",'Lives scenario - input'!$F160=\"\"),\"\",H175/'Lives scenario - input'!$F160),\"\")","v":""},{"$f":"IFERROR(IF(OR(I175=\"\",'Lives scenario - input'!$F160=\"\"),\"\",I175/'Lives scenario - input'!$F160),\"\")","v":""},{"$f":"IFERROR(IF(OR(J175=\"\",'Lives scenario - input'!$F160=\"\"),\"\",J175/'Lives scenario - input'!$F160),\"\")","v":""},{"$f":"IFERROR(IF(OR(K175=\"\",'Lives scenario - input'!$F160=\"\"),\"\",K175/'Lives scenario - input'!$F160),\"\")","v":""},{"$f":"IFERROR(IF(OR(L175=\"\",'Lives scenario - input'!$F160=\"\"),\"\",L175/'Lives scenario - input'!$F160),\"\")","v":""},{"$f":"IFERROR(IF(OR(M175=\"\",'Lives scenario - input'!$F160=\"\"),\"\",M175/'Lives scenario - input'!$F160),\"\")","v":""},{"$f":"IFERROR(IF(OR(N175=\"\",'Lives scenario - input'!$F160=\"\"),\"\",N175/'Lives scenario - input'!$F160),\"\")","v":""},{"$f":"IFERROR(IF(OR(O175=\"\",'Lives scenario - input'!$F160=\"\"),\"\",O175/'Lives scenario - input'!$F160),\"\")","v":""},{"$f":"IFERROR(IF(OR(P175=\"\",'Lives scenario - input'!$F160=\"\"),\"\",P175/'Lives scenario - input'!$F160),\"\")","v":""},{"$f":"IFERROR(IF(OR(Q175=\"\",'Lives scenario - input'!$F160=\"\"),\"\",Q175/'Lives scenario - input'!$F160),\"\")","v":""},{"$f":"IFERROR(IF(OR(R175=\"\",'Lives scenario - input'!$F160=\"\"),\"\",R175/'Lives scenario - input'!$F160),\"\")","v":""},{"$f":"IFERROR(IF(OR(S175=\"\",'Lives scenario - input'!$F160=\"\"),\"\",S175/'Lives scenario - input'!$F160),\"\")","v":""},{"$f":"IFERROR(IF(OR(T175=\"\",'Lives scenario - input'!$F160=\"\"),\"\",T175/'Lives scenario - input'!$F160),\"\")","v":""},{"$f":"IFERROR(IF(OR(U175=\"\",'Lives scenario - input'!$F160=\"\"),\"\",U175/'Lives scenario - input'!$F160),\"\")","v":""},{"$f":"IFERROR(IF(OR(V175=\"\",'Lives scenario - input'!$F160=\"\"),\"\",V175/'Lives scenario - input'!$F160),\"\")","v":""},{"$f":"IFERROR(IF(OR(W175=\"\",'Lives scenario - input'!$F160=\"\"),\"\",W175/'Lives scenario - input'!$F160),\"\")","v":""}]

{"sheet":"Combined scenario - input","index":6,"n_rows":190,"n_cols":190,"rows_kept":190,"cut":false,"hidden":false,"merged":[[2,3,3,3],[2,4,3,5],[2,6,3,6]]}
[null,"Unit cost - comparative"]
[null,"Replacement lives - comparative"]
[null,null,null,"Unit cost","Replacement \nlife",null,"Method","Volume",null,null,null,null,null,null,null,null,null,null,null,null,null,null,null,null,null,null,null,null,null,null,null,null,null,null,null,null,null,null,null,null,null,null,null,null,null,null,null,null,null,null,null,null,null,null,null,null,null,null,null,null,null,null,null,null,null,null,null,null,null,null,null,null,null,null,null,null,null,null,null,null,null,null,null,null,null,null,null,null,null,null,null,null,null,null,null,null,null,null,null,"Replacement Cost (NOT depreciated)"]
[null,null,null,null,null,null,null,"Installation date",null,null,null,null,null,null,null,null,null,null,null,null,null,null,null,null,null,null,null,null,null,null,null,null,null,null,null,null,null,null,null,null,null,null,null,null,null,null,null,null,null,null,null,null,null,null,null,null,null,null,null,null,null,null,null,null,null,null,null,null,null,null,null,null,null,null,null,null,null,null,null,null,null,null,null,null,null,null,null,null,null,null,null,null,null,null,null,null,null,null,null,"Installation date"]
["ID","Asset group","Asset category","$ ('000)","μ","σ","#",2019,2018,2017,2016,2015,2014,2013,2012,2011,2010,2009,2008,2007,2006,2005,2004,2003,2002,2001,2000,1999,1998,1997,1996,1995,1994,1993,1992,1991,1990,1989,1988,1987,1986,1985,1984,1983,1982,1981,1980,1979,1978,1977,1976,1975,1974,1973,1972,1971,1970,1969,1968,1967,1966,1965,1964,1963,1962,1961,1960,1959,1958,1957,1956,1955,1954,1953,1952,1951,1950,1949,1948,1947,1946,1945,1944,1943,1942,1941,1940,1939,1938,1937,1936,1935,1934,1933,1932,1931,1930,1929,null,2019,2018,2017,2016,2015,2014,2013,2012,2011,2010,2009,2008,2007,2006,2005,2004,2003,2002,2001,2000,1999,1998,1997,1996,1995,1994,1993,1992,1991,1990,1989,1988,1987,1986,1985,1984,1983,1982,1981,1980,1979,1978,1977,1976,1975,1974,1973,1972,1971,1970,1969,1968,1967,1966,1965,1964,1963,1962,1961,1960,1959,1958,1957,1956,1955,1954,1953,1952,1951,1950,1949,1948,1947,1946,1945,1944,1943,1942,1941,1940,1939,1938,1937,1936,1935,1934,1933,1932,1931,1930,1929]
[1,"OVERHEAD CONDUCTORS","˂ = 1 kv",36.6537145,116.88139000189572,10.811169687036445,2,17.342427000000001,22.5921770804304,22.452734678821301,0,105.084897141984,18.060992667051799,0,0,0,0,0,0,0,0,0,0,0,0,0,0,0,0,0,0,0,0,0,0,0,0,0,0,0,0,0,0,0,0,0,0,0,0,0,0,0,0,0,0,0,0,0,0,0,0,0,0,0,0,0,0,0,0,0,0,0,0,0,0,0,0,0,0,0,0,0,0,0,0,0,0,0,0,0,0,0,0,0,0,0,0,6429.4667714317102,null,635.66436799509154,828.08720863953943,822.97612666176519,0,3851.7518181041473,662.00246880471025,0,0,0,0,0,0,0,0,0,0,0,0,0,0,0,0,0,0,0,0,0,0,0,0,0,0,0,0,0,0,0,0,0,0,0,0,0,0,0,0,0,0,0,0,0,0,0,0,0,0,0,0,0,0,0,0,0,0,0,0,0,0,0,0,0,0,0,0,0,0,0,0,0,0,0,0,0,0,0,0,0,0,0,0,235663.83942729465]
[1,"OVERHEAD CONDUCTORS","˃ 11 kv & < = 22 kv ; multiple-phase",52.008032791248858,78.231071886620541,8.8448330615461899,2,104.137157,145.59768311300601,143.68845369688199,0,264.34076008929901,199.00441212795801,16.845894795512098,148.48880074760601,72.716529238158301,97.895626499954204,90.291224404940394,100.061798681515,75.990878092212,86.992399660485205,104.50059640357399,74.460240845665595,189.538724741865,121.285860283365,93.215255092494203,134.320166018614,182.00277690653601,175.08269388425401,261.13556581569702,60.0296358559374,74.669571177729495,113.821775450448,155.54461878766199,155.79178057589499,155.792059981036,233.083624888283,257.80237423882897,239.060715557767,228.79749413557801,262.88732429128203,283.348274570478,320.30413090634602,194.627865871441,134.08513041352501,385.82648067834202,288.29519848299498,104.870361167927,221.859305660122,285.88169687011703,286.23452968289098,259.89416877170402,229.67834678489001,179.69835506092599,182.89117349467,254.65431650876499,289.43550674676902,356.955994448186,393.89011306404001,379.95684922630602,357.33788539568297,386.46536847505502,280.75919476663699,167.51847024859799,157.98393743562099,221.23254404655299,150.85234472117099,108.101290462981,108.752919134149,173.85051720993201,152.19438349715799,178.419238322821,167.944004279208,132.26905287435201,96.447804937369099,58.179917937718599,75.783056547912594,82.704313071788803,109.905688867237,69.648269616526306,49.011629384311597,18.216879944165601,11.5173034596106,7.9485733483992398,13.648997046701499,29.9520635331722,94.967851783503406,3.8923930272055798,16.507199882901499,5.6287283389754696,9.2854151887529603,15.148508560477,5.9872610166375297,2.7784606087960499,0.15199639701384199,2.3637674976785001E-2,0.30969265891570302,144.76986243228737,null,5415.9686760434306,7572.2490776710765,7472.9538115912819,0,13747.84291878791,10349.827991554042,876.12184892292169,7722.6104184147116,3781.8436370839431,5091.3589531294692,4695.8689596141494,5204.0173069795737,3952.1360796555564,4524.3035741319409,5434.8704444621389,3872.5306475456641,9857.5362115864064,6307.8389987320743,4847.9420434950653,6985.7275988220681,9465.6063894534745,9105.7064847124693,13581.147069904095,3122.0232700423207,3883.4175063198463,5919.6466299850636,8089.5696344110283,8102.4240327981934,8102.4385641099298,12122.220806292971,13407.794333074828,12433.077533827762,11899.307577558709,13672.252582144669,14736.386355205204,16658.387743349711,10122.212430332689,6973.5038593654881,20066.076258851357,14993.6661362632,5454.1011824516581,11538.466043815328,14868.144665238913,14886.494805735489,13516.584451733148,11945.118991028387,9345.7579425421191,9511.8101483407809,13244.070043420916,15052.971325837694,18564.579064294103,20485.449916383313,19760.808273821323,18584.440461214206,20099.303556332736,14601.733407867881,8712.3060938289309,8216.4337986423852,11505.869405264535,7845.5336908954378,5622.1354591750332,5656.0253844728568,9041.6233998297175,7915.330487564097,9279.2335972829205,8734.4372816466876,6879.0532391567285,5016.0606018266653,3025.8230798970367,3941.3276899649045,4301.2886262153033,5715.9786705520564,3622.2694900700417,2548.9984281718134,947.42408949040828,598.99229599419198,413.38966334719441,709.8574859725104,1557.7479023987889,4939.0911496709068,202.4357041953362,858.50699280164054,292.73908802646793,482.91617761702418,787.84412995180185,311.38566728305062,144.50227045145823,7.9050336000475738,1.229348975301517,16.106505960096932,7529.1957525629878]
[1,"OVERHEAD CONDUCTORS","˃ 11 kv & < = 22 kv ; single-phase",61.120551511636336,84.032487459816252,9.1669235548146819,2,68.983517000000006,73.337036254610695,72.5458824023993,0,129.134284929579,134.90696327416501,11.419990573059801,100.661955053547,49.295219309254499,66.364366235452295,61.209270510768597,67.832834737323495,51.514931203464101,58.972966180179398,70.841937474634804,50.477297813340499,128.49008473913401,82.220825779493893,63.191498424010597,91.056904268038906,123.381394801128,118.69020541412701,177.02625690743301,40.6946549233855,50.619204814888498,77.160852446931798,105.44516048613301,105.61271378774801,105.612903199122,158.00958223174601,174.76665497781701,162.06150823083399,155.103973869295,178.213790459096,192.08446115606,217.137183857819,131.94006139102501,90.897571420064807,261.55540122198499,195.438027418486,71.092604487246504,150.400510625246,193.80189196817599,194.04108065151101,176.18470217187701,155.70111216758801,121.81920555130399,123.983647206524,172.63255702474399,196.211053118857,241.98382698445201,267.02181348129898,257.57632283741401,242.242714450704,261.98850927022301,190.32929959820501,113.562347045053,107.098797547419,149.97562303064799,102.264223750151,73.282881853906005,73.724627060807293,117.85490125392,103.174004462692,120.95208028023301,113.850820567954,89.666435370061905,65.382874376640402,39.440713743929301,51.374047023336701,56.066031938109703,74.506100508467497,47.215217244652202,33.225444675592598,12.3493943039676,7.8076883734821303,5.3884126554189704,9.2527835117774693,20.304785667048201,64.379600209795996,2.6386898539324699,11.1903861052587,3.8157678977396601,6.2946703163999,10.2693164748156,4.0588205731086999,1.8835445872855701,0.103039787562936,1.6024202257029999E-2,0.20994356715948201,98.140851780715991,null,4216.3106042523414,4482.4001021106742,4434.044342332958,0,7892.7587139566567,8245.5879980770333,697.99612208310293,6152.5142091123416,3012.9509910686998,4056.2266650310612,3741.1443712431151,4145.980269742895,3148.6210062397295,3604.4602172096425,4329.8982886025369,3085.2002811684861,7853.384843032758,5025.382217384833,3862.299234522226,5565.4482078048104,7541.138896519883,7254.4108139408472,10819.942454222926,2487.2797524930488,3093.8737153664624,4716.1138566644659,6444.8663631454529,6455.1073133477576,6455.1188902753984,9657.6328101275703,10681.83433808804,9905.2887618761652,9480.0404245377413,10892.525159839141,11740.308202673874,13271.544431073477,8064.2493186986048,5555.7096962627138,15986.410373535044,11945.280022164168,4345.2191946591383,9192.5621570467556,11845.278521093482,11859.89786533426,10768.506164658515,9516.5378466581296,7445.657028005091,7577.9488956868963,10551.397094216361,11992.527779303513,14790.184962186093,16320.520505614284,15743.206908162034,14806.008306902866,16012.882176307479,11633.031760265754,6940.9932823494846,6545.9375723313342,9166.5927929344743,6250.4457555186082,4479.0901552728219,4506.08986594625,7203.3565629890318,6306.0520544237634,7392.6578532075546,6958.6249431656979,5480.4619819006793,3996.2373413162973,2410.6381760415338,3140.0100874510781,3426.7867931262822,4553.8539540589418,2885.8201177348651,2030.7575027915807,754.80179069316,477.21021941821868,329.34275327148833,565.53523125761421,1241.0396982955547,3934.9166709213896,161.2781791405117,683.96257038156386,233.22183835024518,384.73372132228826,627.66628658826255,248.07735191517961,115.12328397165149,6.2978486434884946,0.97940807948368136,12.831866611107802,5998.4229866591186]
[1,"OVERHEAD CONDUCTORS","˃ 11 kv & < = 22 kv ; swer",33.46996881596661,81.714095733542521,9.0395849314856562,2,17.660554000000001,57.8432371663148,57.333178343376602,2.6552464343628301,341.27914178051202,203.066392771045,4.42935843120752,62.923630544733498,15.0686715539061,12.6468784817353,13.979456685531099,22.496262634334698,35.1964223852396,31.172456995184099,27.828943505925398,28.751392555754101,27.945615823543001,38.909716990444601,29.886511286798299,44.669649885410799,57.140472481154902,53.754607213838398,68.004295567106595,25.969654909637601,20.505911223798901,57.949801297977402,45.634450713297397,52.446802523229103,47.272417114573003,111.22569680112299,76.973491368842602,67.685791980292805,39.662030295301001,136.41744518088399,85.655423712525703,88.716683093824301,75.919159792932504,52.6397080413509,109.293362772572,108.524564151955,43.214843539348998,87.647596704913397,103.679520742132,111.447747628876,128.285084081935,90.132234350976603,65.244234745028294,94.893302837424599,87.215972885093294,75.004725703252404,111.707140884594,266.20961500803202,204.949453010501,335.37280094935102,245.98122177937799,288.30950143138199,261.90339551001603,148.55300563677599,175.595572257214,233.42824584211101,137.08551032508799,180.63488737154799,243.832210589537,72.673465249123694,40.877845102386701,3.7033669841118799,0.87271986527040801,1.74161440865172,0.38043736978026499,1.1261019008769899,5.9072077876965299,0.42424641331972002,0.39109362361418598,18.7594696232395,0.20957299206712701,1.0510527285765501,0,0.390547149058601,5.5326905589351103,24.324220022769001,6.8309319448210002E-3,0.29618920912746499,0.12559806869212001,0.13525245250746801,0,0,0,0,0,0,89.608165252169798,null,591.09819165269437,1936.0113441711171,1918.939691273067,88.871015356830455,11422.602232933585,6796.6258336177034,148.25048856725448,2106.0519521196343,504.34796700728026,423.29062840299963,467.89197932888186,752.94920884697717,1178.0231596675585,1043.341163545872,931.43387132461953,962.30821225670434,935.3388901569673,1302.3070143082668,1000.3006007871732,1495.0917886848458,1912.4898320738528,1799.165027161705,2276.101651982834,869.20353998698465,686.33220920352892,1939.5780423347651,1527.3836423078292,1755.392844949637,1582.2063266801247,3722.7206034677438,2576.3003557712368,2265.4413468644029,1327.4869171616474,4565.8876361580215,2866.8843605766419,2969.3446166062913,2541.0119108038371,1761.8493866256015,3658.0454437901108,3632.3137779323019,1446.3994656488871,2933.5623285078691,3470.1503260935215,3730.1526377481964,4293.6977637760192,3016.7230730405813,2183.7225023377023,3176.0758868126773,2919.1158927182619,2510.405830337987,3738.8345219281496,8910.0275128293088,6859.6518011108828,11224.917189498155,8232.9838222691487,9649.7100222552363,8765.8984805160053,4972.0644661810047,5877.1783276707638,7812.836109101243,4588.2477557015636,6045.8440474013523,8161.0564847600062,2432.3786156364031,1368.1802008407963,123.95157747230493,29.209906675675136,58.291779947011193,12.733226902973827,37.690595505953574,197.71406044363795,14.19951422409671,13.089891386490187,627.87886329389892,7.0144015091555589,35.178702049393749,0,13.071600900156039,185.17898047595102,814.13088563478914,0.22863107917714903,9.9134435931220661,4.2037634424708887,4.5268953677079589,0,0,0,0,0,0,2999.1824966461058]
[1,"OVERHEAD CONDUCTORS","> 1 kv & < = 11 kv",58.930852846750383,119.12797229803044,10.914576139183346,2,0,0.61205052631579004,0.61789278231653799,0,1.6156358906008199,1.4148006199893799,0.381530785944099,9.8748340621389999E-2,2.323490367562E-3,7.1276483922566997E-2,8.8019282159412002E-2,0,1.35370649091289,1.0916987829942699,0.81985040998949599,0,5.1731829654251001E-2,4.1002771192270001E-3,0,0.48191923741318099,0.152393632931281,1.9559688617753901,3.3101537183521899,1.8189512680412101,1.0757760401812699,6.9773048978851004E-2,0.85121752995158495,1.5904974945482599,0.96766540013764002,1.87136647721533,1.3317700083250199,1.8291336228872901,1.14397731626441,0.629665889609337,0.72205880069592498,0.83556813894653403,0.26364781876631499,0.30649571466224002,0.34749848585451298,1.79277783243014,1.5034349437166E-2,8.6789199023644001E-2,1.3700392614378101,1.6038233951857499,1.4478078507991601,0.779804370125043,0.232485712660187,0.26877316516534899,0.94969251876502703,2.0417329915192299,0.84042013353762002,0.42321693665624299,0.44371832225238,0.370255023866224,0.74180846882020401,0.41686150712144099,0.29556164234429999,6.3007591732126E-2,0.41604145169759499,0.70852788620247598,0.24635831691357299,0.23569759640358201,0.17535518479895401,0.17528684684696699,0,6.2529226068215996E-2,1.4829335581205E-2,0.10968241293933,0,3.9909363960478998E-2,0.24642665486556001,4.5239724215474002E-2,4.2232854328040997E-2,0.38289754498384199,0,0,0,0,0.44891200660340103,0.35091538345386902,0.49818366998611602,0.57677231477130497,0,0.19469482521130901,0.18396576674933099,0.21915981202269899,3.4852355513430001E-3,0.32556200326664703,1.4692659677231001E-2,2.3439917531582002E-2,6.2967272340453544,null,0,36.068659501091943,36.412948629765069,0,95.210800922925415,83.375407144085358,22.483934602976717,5.8193239300199178,0.13692526894163817,4.2003839854745655,5.1870513646129099,0,79.775078013678353,64.334740333611805,48.314483867438959,0,3.0486008408478233,0.24163282754406393,0,28.399911664014329,8.9806867570550146,115.26691316611135,195.07018167633652,107.19234951234657,63.396399519982246,4.111785282041776,50.162974998151192,93.729373804348683,57.025347300403091,110.28122249111827,78.482342386317285,107.79240436741431,67.415558884798372,37.10674788318601,42.551540930512616,49.240743039691274,15.536990811084422,18.062053858920059,20.478382134360874,105.64992662985669,0.88598703432825399,5.1145615163496965,80.737582110062164,94.514680493867019,85.320551405815237,45.95453658509178,13.700581321749373,15.839031845514517,55.966190073001535,120.32106647557519,49.526675218951794,24.940535016341535,26.148699154061973,21.819444327230496,43.715405716516663,24.566004133648224,17.417699652135809,3.7130911165940432,24.517677568139376,41.754152599617214,14.518105721606865,13.889860369992254,10.333830591301879,10.329803377509483,0,3.684900620047225,0.87390539295107139,6.463678136804166,0,2.351892854762391,14.522132935399261,2.6660155305696684,2.488818123704029,22.564478878824776,0,0,0,0,26.454767402284464,20.679742823980941,29.358388546605859,33.989684407867365,0,11.473532094551437,10.841259529144429,12.915274632231149,0.20538790341245727,19.185646507000044,0.86585096536628314,1.3813343307936234,371.07150604565231]
[1,"OVERHEAD CONDUCTORS","> 22 kv & < = 66 kv",62.634335183419452,119.12797229803044,10.914576139183346,2,2.6187230000000001,0.37159890052187999,0.361851033506359,101.866377325459,25.974013594534402,58.905359002729497,0,38.393952686729598,8.1337708858253297,0.81252052876624203,2.8205909102097202,10.594520151999401,3.20405284008854,7.4159910640124496,20.802809695925902,7.00674581845134,58.995254522843197,12.7455235452118,16.735534907642201,18.0895050657364,2.9795303427881001,72.725562293208597,28.7260745178083,1.6314436258562699,3.9040958172206501,0.22374380655835399,0.72530716565300901,6.6851465419713003,2.8236191519844902,26.577839802789999,5.8618108640094597,11.4653559652283,38.448028432707503,10.6613145134314,48.762479481137902,101.137910963151,14.6942403878699,0,52.317894888292798,30.0873124561619,32.211234715788599,31.967764077097499,2.9619665404944602,33.759531474629199,71.399538480635798,63.257894166196103,93.187997613650893,7.2866418796332004,63.873405937215502,71.299519980875004,47.544001512165998,57.676325448142698,105.4490024749,54.341625605771497,50.098193667389999,12.221118591015999,24.600224881481299,23.6280727505881,68.404347801812506,27.123528970602599,11.572036596893501,29.1459618701778,67.435137391500604,5.6721564077156099,62.992360623145998,11.218164915213899,7.2740097853727503,12.325290108068,20.905337310300101,7.5899851842710904,40.9208906659806,29.336308496020202,12.0912502794754,3.9165548690939702,38.419303396444,1.0032132393828701,22.706362475543202,8.1279739658564907,22.240186284616499,37.9161826558652,0,0,0,0,0,2.3447243456036999E-2,0,0,0,0,241.588543167496,null,164.02197413452976,23.274850089077574,22.664298919104034,6380.3328213234781,1626.8650735387612,3689.4979998766139,0,2404.7797015969695,509.45333196792222,50.891683142154008,176.66583648538176,663.58072630782249,200.68371953149267,464.49567002059922,1302.970155251511,438.86286613790389,3695.1285460149033,798.30739381896046,1048.2191028790783,1133.0241235894978,186.62090217935852,4555.1172450754784,1799.2385798522894,102.18438689473477,244.53044600398408,14.014044575190107,45.429132124446504,418.71970926010789,176.85550839571914,1664.6853266591756,367.15062643817811,718.12494852332702,2408.1666999958429,667.7643467301167,3054.2054841962049,6334.7058150168323,920.36397771958275,0,3276.8965645242383,1884.4988131475156,2017.5292718604999,2002.2796502694002,185.52080509940336,2114.5058100171241,4472.0626251375979,3962.1161462028008,5836.7682776051024,456.39396985048739,4000.6683167781698,4465.7980328990379,2977.8869266740066,3612.5183002669551,6604.7281657701142,3403.651592603781,3137.8670542471668,765.46163814601493,1540.8187308141949,1479.9286283985546,4284.4608482219264,1698.8642049019111,724.80681896462409,1825.5379450198791,4223.7549985191908,355.27174565363993,3945.4846292649595,702.64230144238365,455.60276702450983,771.98635186161528,1309.3919042157811,475.39367606882314,2563.0527819770896,1837.4601793839252,757.32742279127626,245.31081043508522,2406.3675264463591,62.835594295950699,1422.1979180893907,509.09024573956253,1392.999282292358,2374.8548933432162,0,0,0,0,0,1.4686025057526597,0,0,0,0,15131.737789226943]
["","POLES","˂ = 1 kv ; concrete","","","",2,154,337.638160093583,463.910982836306,313.61196950368799,308.60409032514599,515.99957588484995,631.23770097235104,487.96616191924198,188.373873761597,177.346321295227,197.38961147414099,152.29910818783699,54.106257697447802,50.098386735894302,49.098386743454903,50.098386735894302,26.051156937465802,20.0432901637935,32.0629675109723,179.35418393394201,103.202680841141,72.141676899687695,115.22825722727499,145.28532986449201,595.16883860274402,714.40299485385196,1281.5265588519201,1650.2546165399001,1084.13106917239,1107.1743510209001,1725.39039443088,1529.0047558978499,1082.13894012638,1140.2432176086299,1545.0362063393,1227.41245107184,486.96224311816297,142.281402717894,1065.09958130462,636.249507373097,12.0236128166146,778.540740456864,618.21606005565297,427.84025604612998,179.35222449182001,3.00590321927496,52.104289940047899,67.131842391297496,2.0059032041536602,25.051161102664999,3.0059032041536602,7.0118064158679596,4.0098428387886003,6.0118064083073097,3.00591153455199,2.0039354694357701,2.0039312966759502,3.00591153455199,2.0039354769964199,2.0039313042366,3.0059032041536602,4.1727598199999996E-6,1.0019718999170499,1.0019718999170499,0,2.0039354694357701,1.0019677347178899,0,1.0019718923564001,0,1.0019677347178899,0,0,1.0019718999170499,0,0,0,0,0,0,0,2.0039354694357701,2.0039354694357701,1.0019718999170499,1.0019677347178899,0,0,0,0,0,1.0019677347178899,null,"","","","","","","","","","","","","","","","","","","","","","","","","","","","","","","","","","","","","","","","","","","","","","","","","","","","","","","","","","","","","","","","","","","","","","","","","","","","","","","","","","","","","","","","","","",""]
[2,"POLES","˂ = 1 kv ; steel",2.5224574013473338,66.271484508302052,8.140729973921383,2,2,4.01204819277108,7.0424022961652701,8.0666676292816408,2.0121152876111998,6.0545187942503897,5.0302883919528396,5.0302885648776803,10.060576438056,0,4.02419702780234,24.188056029033401,2.0121490079561002,6.0363795831784897,11.072694319539901,7.0424038524888797,9.0545189671752304,2.0121152876111998,1.0060576438055999,66.509311916475895,15.0969224738144,10.060576438056,6.9169938199999996E-7,2.0181731043416402,3.0181729314168,15.090864657083999,3.0605766109808301,5.0302882190279901,8.0484611504447905,5.0304224087082199,9.0545187942503897,10.060576438056,1.0060576438055999,3.0181729314168,7.0485616197801102,1.0060576438055999,1.0060576438055999,2.0060576438056001,0,1.0060576438055999,0,0,1.0060576438055999,0,7.0424035066391903,0,0,0,0,1.0060576438055999,0,0,0,0,0,0,0,1.0060576438055999,0,0,1.0060576438055999,0,0,0,0,0,0,0,0,0,0,0,0,0,0,0,0,0,0,0,0,0,0,0,0,0,0,0,0,0,0,null,5.0449148026946675,10.120220658417605,17.764159795227545,20.347825465690427,5.0754750995989903,15.272265744153431,12.688688185193017,12.688688621388563,25.377375497994951,0,10.150865577259955,61.013340954639304,5.0755601577325598,15.226510356930515,27.93039973918,17.76416372098755,22.839638384390977,5.0754750995989903,2.5377375497994952,167.76690610223304,38.081343831640034,25.377375497994951,1.7447822256332766E-6,5.0907556842466954,7.613212649398486,38.066063246992428,7.7201741247591347,12.688687748997452,20.30190039839594,12.689026236749532,22.839637948195431,25.377375497994951,2.5377375497994952,7.613212649398486,17.77969642666709,2.5377375497994952,2.5377375497994952,5.0601949511468298,0,2.5377375497994952,0,0,2.5377375497994952,0,17.764162848596442,0,0,0,0,2.5377375497994952,0,0,0,0,0,0,0,2.5377375497994952,0,0,2.5377375497994952,0,0,0,0,0,0,0,0,0,0,0,0,0,0,0,0,0,0,0,0,0,0,0,0,0,0,0,0,0,0]
[2,"POLES","˂ = 1 kv ; wood",2.058576393286998,70.808604055078234,8.4147848490070274,2,498,1152.0807466177801,1387.33359408357,985.94859537920797,746.72278832443806,683.65909721596097,267.260554528657,239.23160262323199,151.14572095890901,144.14089503457501,177.17563058730099,334.32520700422401,362.35029982257799,335.32327517524698,392.37731444657697,315.303976939221,204.19879066852599,208.201686591704,142.138960465194,1302.2796453972701,353.34064887940201,238.229670764123,257.24897083505999,131.12738042989901,89.086850294844794,49.047286070292103,88.084922109103601,50.048250162719498,89.086852116463206,500.48347118181903,687.66489269846397,688.66392040077801,563.54715683430402,1549.49961593793,1267.2216886318799,1401.3577631989999,1168.1367747253801,831.80868275072396,1307.26705928105,2212.1481218427498,1207.1734585326601,1387.3519887058701,1264.2410224594701,1853.80940751766,1902.8605673002601,1636.5913295703001,2032.9763731907401,1868.8229285396601,1308.2777245201601,1976.9329754305099,2167.1395088978202,2386.3324867634001,2125.0796431224098,1167.1474217305799,1782.7573220074,1434.41086940745,965.94764964209503,1118.0904992962601,1078.06057781406,1196.1773441200501,967.95441832068605,655.64946727368101,923.91775277300701,353.35322858539899,219.224859449956,199.19687527753601,131.12931409556001,276.274070960269,162.16405511845801,282.28179645810701,142.140895956018,104.107120840077,154.153448298748,119.118701792384,47.0472897259354,22.022197812188001,31.029916013804399,88.086852115577003,242.23449943860899,245.23739353751,295.28950553213599,555.539445928909,307.30301830633198,326.31459744233803,226.221953478633,256.25090449186001,142.13799728003099,24.024125992612099,8.0077209384749004,32.030880104459499,79.076237081745958,null,1025.1710438569251,2371.6462281478216,2855.9321863944438,2029.6505034421118,1537.1859043741322,1407.3644785846782,550.17626840948583,492.47652968840123,311.14501311235392,296.72504382543519,364.72957059275558,688.23397881968447,745.925773315225,690.28857839544344,807.73867678107274,649.0773236365884,420.35881000798094,428.59907706021994,292.60390858000227,2680.842135472983,727.378718571847,490.41397641555733,529.56665855842994,269.93572986655357,183.39208696926033,100.96758525909753,181.32954125832464,103.02814631029652,183.39209071920101,1030.2834590052262,1415.6107146012944,1417.667289445518,1160.1048735631039,3189.7633307770925,2608.6726532788748,2884.8020098709321,2404.6987885800795,1712.3417180417941,2691.109107957684,4553.8759020796542,2485.0587843379549,2855.9700531296739,2602.5367242600823,3816.2082839692112,3917.1838435610202,3369.0482765116012,4185.0371699606758,3847.1147639252185,2693.1896395604317,4069.6675543318725,4461.2222339766313,4912.4477237849933,4374.6387871865518,2402.6621298603559,3669.9421380439808,2952.8443540364556,1988.4770287042768,2301.6747074097539,2219.2700560213648,2462.4224427902732,1992.6081153328121,1349.704515600796,1901.9552751972851,727.40461485764683,451.29112048533949,410.06198506287006,269.93971046503583,568.73128055610675,333.82709570654924,581.09864244330447,292.60789293572196,214.31246133445939,317.33664961159042,245.21494750879532,96.850439997944534,45.334376544466792,63.877452591695921,181.33351432408969,498.65822218401303,504.83990908755152,607.87600527384552,1143.6203889289907,632.60673907125727,671.74352707974685,465.69517307438338,527.51206274538424,292.6019257897633,49.455498637743837,16.484505287974436,65.938013639246492,162.78447492644815]
["","POLES","˃ 11 kv & < = 22 kv ; concrete","","","",2,954,1999.3352233812,2060.7404651236002,2036.68264328347,1666.9708855763699,2843.0684248636699,2339.2568391372201,1548.8257920983899,1225.21537285107,1467.66098699857,1192.15557778581,727.31330917111302,355.64667332050499,333.605021995828,368.66842135548802,378.688357951586,282.50900987175299,217.39126823076501,265.480019941573,1006.82774954997,991.79149546227404,1021.85127568115,1114.0142877803401,936.70091756778197,1910.4743063401199,2667.8401242364798,4465.0807587625404,4731.5734954714098,3927.1153328243699,4742.5861235667599,6012.8957155485296,4733.5825303599904,4771.64411101721,4011.2710880876398,4420.0227750926197,4431.0282092786701,2024.6626781483401,860.55601588100899,4100.4159268478097,1694.070369386,70.124990981145302,1150.08312877101,827.49806559006095,338.60865964016602,169.30613568976099,23.041655039900299,69.126795004095797,53.097823548449,13.0253671467385,102.192016875752,29.050752818804,17.030790281443799,37.065258871516598,20.038039621600898,25.0471077657865,12.019929216442801,15.027174863144401,23.041658733355799,16.029001068596202,31.056157399157499,3.0054342295840701,4.0072456394454301,10.018114105869801,6.0108833128082502,11.0181252080048,21.034416787365799,3.0054342295840701,4.0054342368402898,2.0036228269789298,11.021733210368399,4.0072456394454301,1.0018114026051399,6.0108684591681403,1.00181140986136,0,0,0,0,0,5.0090570493067901,1.00181140986136,5.0090459544280401,6.0108684591681403,0,3.0090570493067901,37.068833574731599,1.00181140986136,0,0,0,6.0072456394454301,null,"","","","","","","","","","","","","","","","","","","","","","","","","","","","","","","","","","","","","","","","","","","","","","","","","","","","","","","","","","","","","","","","","","","","","","","","","","","","","","","","","","","","","","","","","","",""]
[2,"POLES","˃ 11 kv & < = 22 kv ; steel",6.3224068272800125,70.398904877109402,8.3904055251882426,2,5,0,1.1547619047619,3.4782312925170098,0.15578231292517,1.1551020408163299,0,0,0,2.3227891156462599,2.3102040816326501,2.3105442176870699,1.2585034013604999E-2,0,3.4013605442099998E-4,1.1551020408163299,0,0,0,2.3105442176870699,0,0,0,0,0,1.2244897959183E-2,0,0,0,1.3102040816326499,1.1551020408163299,0,0,0,6.8027210884300004E-4,0,0,0,0,0,0,0,0,3.4013605442099998E-4,0,0,0,0,0,1.1551020408163299,0,0,0,0,0,0,0,3.4013605442099998E-4,0,0,0,0,0,0,0,0,0,0,0,0,0,0,0,0,0,0,0,0,0,0,0,0,0,0,0,0,0,0,0,0,0,null,31.612034136400062,0,7.3008745505495076,21.990793270668526,0.9849191588075662,7.3030250290622405,0,0,0,14.685617763093616,14.606050058124419,14.608200536637085,7.956770496916743E-2,0,2.1504785126754164E-3,7.3030250290622405,0,0,0,14.608200536637085,0,0,0,0,0,7.7417226456485688E-2,0,0,0,8.2836432308444046,7.3030250290622405,0,0,0,4.300957025357155E-3,0,0,0,0,0,0,0,0,2.1504785126754164E-3,0,0,0,0,0,7.3030250290622405,0,0,0,0,0,0,0,2.1504785126754164E-3,0,0,0,0,0,0,0,0,0,0,0,0,0,0,0,0,0,0,0,0,0,0,0,0,0,0,0,0,0,0,0,0,0]
[2,"POLES","˃ 11 kv & < = 22 kv ; wood",7.031845558797154,68.468428272339111,8.274565140981073,2,580,1526.4348389731899,1556.4551911917099,1249.3675539733199,942.27317452066995,1033.29867409028,587.17322614959903,354.10581153023998,351.10375961695797,402.118415067679,763.22539910728904,1597.4704356730599,1771.52172870254,1351.3974521360301,1387.41034947767,1118.3288649198,761.22510687506804,504.14831226758901,465.13658769737901,1749.5214393533299,700.20751914639698,535.15944975345406,500.14860458702901,249.07327655519899,199.05891438461299,215.063310967425,535.15769085811201,267.07855227990098,736.21689904699804,1657.4868494074799,1275.37634818897,1707.50443486535,1178.3467448806,3472.0244062451502,2519.7468343550499,2978.8763865590499,2708.79871665274,2205.6524570848601,3564.0584073598202,3849.1369612991102,1760.5196780122899,3178.9423420281501,3872.1522058443102,3840.1416543076002,2896.8608574708201,2323.68851002561,1846.5504588968899,2423.7228085249899,2781.83214334998,2611.7855301395598,3360.0071250770802,2954.8986766436701,2666.8045855783298,2876.8538237247099,2879.86085930535,2425.7254438555101,1505.4484570397301,1237.3737194994401,1728.5149935664001,1157.34675134534,910.27523036611899,631.19228071749797,1215.3699041493801,622.18817776403205,447.136297299955,561.170003736279,556.16502155364003,277.08324336600401,171.05451823862501,295.08764064769201,157.04807026651201,293.087640211105,93.027845723719196,189.057449381315,51.015535728279303,43.012896992438797,40.012310781316401,114.033707833826,171.05041449923399,535.16355445372699,424.128966866685,511.15212255237299,452.13541667325001,529.15827803016396,354.10581161761701,221.065655986465,242.07181120256499,8.0023449315362996,3.0008793165812602,9.0032242480860898,84.024034827514114,null,4078.4704241023492,10733.654043226874,10944.7525236482,8785.359685712554,6625.9194374268691,7265.9966923127231,4128.9114425446551,2490.0173781531798,2468.9074127394892,2827.634591104209,5366.8831330737758,11233.165388397361,12457.067200289614,9502.8181719725326,9756.0553042037609,7863.9158620609578,5352.8173870243363,3545.0930705939263,3270.7686484338774,12302.364563337118,4923.7511337459646,3763.1585999971544,3516.9677439038937,1751.4448135597313,1399.7515430544238,1512.2919880864988,3763.1462317167552,1878.0551316993951,5176.9635318750461,11655.191540770675,8968.2495098075415,12006.907476934357,8285.9523247117304,24414.739401090286,17718.470586452746,20946.99868903097,19047.85422537,15509.807434602204,25061.90828308681,27066.536646513123,12379.702479005717,22353.831589462869,27228.376291652916,27003.283036994853,20370.278155059503,16339.818729251561,12984.657643488943,17043.244466881813,19561.414002534726,18365.672480642534,23627.05118000006,20778.391136052378,18752.557981278864,20229.591783667212,20250.736793460081,17057.326689236623,10586.081046632855,8701.0208940344528,12154.650480824183,8138.2836134360432,6400.9148359330502,4438.4466359103844,8546.2934627885406,4375.1311745461026,3144.1933863456925,3946.0607985031356,3910.866536770287,1948.4065742803464,1202.8289543884621,2075.0107153444037,1104.3377754212358,2060.9470211567968,654.15744379680166,1329.4227857895175,358.73336834055834,302.46004868728022,281.36038986481122,801.86742198446154,1202.8000975268508,3763.1874636155389,2982.4093920187242,3594.3427828396425,3179.3464217086939,3720.9592872671578,2490.0173787676017,1554.4995512510034,1702.2115905147398,56.271253666786443,21.101719894788172,63.309282443759017,590.84403613407255]
["","POLES","> 1 kv & < = 11 kv ; concrete","","","",2,1,4,4,19,4,3,5,6,5,3,0,0,0,0,0,0,1,1,0,0,2,2,0,0,12,16,14,22,3,4,4,4,4,3,5,18,2,3,5,7,0,4,4,1,0,0,0,0,0,0,1,0,0,0,0,0,0,0,0,0,0,0,0,0,0,0,0,0,0,0,0,0,0,0,0,0,1,0,0,0,2,1,0,0,1,0,0,0,0,0,0,null,"","","","","","","","","","","","","","","","","","","","","","","","","","","","","","","","","","","","","","","","","","","","","","","","","","","","","","","","","","","","","","","","","","","","","","","","","","","","","","","","","","","","","","","","","","",""]
[2,"POLES","> 1 kv & < = 11 kv ; steel",4.4643113281258184,61.769553775200471,7.8593609011929511,2,0,0,0,0,0,0,0,2,0,0,0,0,0,0,0,0,0,0,0,0,0,0,0,0,0,0,0,0,0,0,0,0,0,0,0,0,0,0,0,0,0,0,0,0,0,0,0,0,0,0,0,0,0,0,0,0,0,0,0,0,0,0,0,0,0,0,0,0,0,0,0,0,0,0,0,0,0,0,0,0,0,0,0,0,0,0,0,0,0,0,0,null,0,0,0,0,0,0,0,8.9286226562516369,0,0,0,0,0,0,0,0,0,0,0,0,0,0,0,0,0,0,0,0,0,0,0,0,0,0,0,0,0,0,0,0,0,0,0,0,0,0,0,0,0,0,0,0,0,0,0,0,0,0,0,0,0,0,0,0,0,0,0,0,0,0,0,0,0,0,0,0,0,0,0,0,0,0,0,0,0,0,0,0,0,0,0]
[2,"POLES","> 1 kv & < = 11 kv ; wood",4.1260643912425126,109.48032933097934,10.463284825090987,2,10,6,7,3,2,1,4,4,10,0,1,5,3,0,1,2,1,0,1,2,2,4,7,5,5,1,2,0,2,5,6,10,7,24,3,13,25,17,17,9,2,8,23,37,25,19,5,3,5,11,12,9,19,9,13,3,5,5,5,19,6,11,4,1,0,4,0,1,1,0,10,0,1,0,0,0,2,2,10,7,22,22,5,1,8,13,3,1,0,0,0,null,41.260643912425124,24.756386347455077,28.882450738697589,12.378193173727539,8.2521287824850251,4.1260643912425126,16.50425756497005,16.50425756497005,41.260643912425124,0,4.1260643912425126,20.630321956212562,12.378193173727539,0,4.1260643912425126,8.2521287824850251,4.1260643912425126,0,4.1260643912425126,8.2521287824850251,8.2521287824850251,16.50425756497005,28.882450738697589,20.630321956212562,20.630321956212562,4.1260643912425126,8.2521287824850251,0,8.2521287824850251,20.630321956212562,24.756386347455077,41.260643912425124,28.882450738697589,99.025545389820309,12.378193173727539,53.638837086152662,103.15160978106282,70.143094651122709,70.143094651122709,37.134579521182616,8.2521287824850251,33.008515129940101,94.899480998577786,152.66438247597296,103.15160978106282,78.39522343360774,20.630321956212562,12.378193173727539,20.630321956212562,45.386708303667639,49.512772694910154,37.134579521182616,78.39522343360774,37.134579521182616,53.638837086152662,12.378193173727539,20.630321956212562,20.630321956212562,20.630321956212562,78.39522343360774,24.756386347455077,45.386708303667639,16.50425756497005,4.1260643912425126,0,16.50425756497005,0,4.1260643912425126,4.1260643912425126,0,41.260643912425124,0,4.1260643912425126,0,0,0,8.2521287824850251,8.2521287824850251,41.260643912425124,28.882450738697589,90.773416607335278,90.773416607335278,20.630321956212562,4.1260643912425126,33.008515129940101,53.638837086152662,12.378193173727539,4.1260643912425126,0,0,0]
["","POLES","> 22 kv & < = 66 kv ; concrete","","","",2,141,311.44017794427498,160.250153785886,236.37369792074401,447.69257374096298,605.93663038930697,336.52695698222198,133.206404519454,272.42531838867501,345.53946358776602,220.34713486478299,318.50193824493601,140.21889458415001,206.32211337746401,299.467537490241,90.139163921857403,53.082874544211897,25.039091763398101,38.0594194716533,171.26738766454699,187.293970066562,60.093820232155501,77.120408142946005,74.115711619658398,317.49568356279201,210.32837081254399,339.53164798511801,255.40186333354001,187.292406396026,608.95540269745004,627.98198510527197,591.92569571601098,558.87565550302202,449.711472849686,593.93508049216302,1203.8826620810901,219.34244660320701,154.24236893306801,848.33537465219899,386.605140497403,8.0125093642873999,240.375280928622,33.051595616005699,26.040663704357701,15.023452302199001,11.0172003787991,5.0078183497756799,19.028173628045799,10.015650484558799,22.032861883813599,3.0046910116077701,4.0062546821437,8.0125093642873999,3.00312734107185,22.035964422326298,2.00312734107185,0,0,2.00312734107185,0,2.00312734107185,0,2.00312734107185,1.0015636705359201,3.0046910116077701,2.0015636705359201,1.0015636705359201,1.0015636705359201,0,0,0,0,0,1.0015636705359201,0,0,0,0,0,2.00312734107185,0,0,0,0,0,0,0,0,0,0,0,null,"","","","","","","","","","","","","","","","","","","","","","","","","","","","","","","","","","","","","","","","","","","","","","","","","","","","","","","","","","","","","","","","","","","","","","","","","","","","","","","","","","","","","","","","","","",""]
[2,"POLES","> 22 kv & < = 66 kv ; steel",3.1384565534237185,61.162024947307401,7.8206153816248634,2,0,0,0,0,0,29,0,0,0,0,0,9,0,1,0,0,0,1,0,4,2,0,0,0,0,0,0,0,0,0,0,0,0,0,0,0,0,0,0,0,0,0,0,0,0,0,0,0,0,0,0,0,0,0,0,0,0,0,0,0,0,0,0,0,0,0,0,0,0,0,0,0,0,0,0,0,0,0,0,0,0,0,0,0,0,0,0,0,0,0,0,null,0,0,0,0,0,91.01524004928784,0,0,0,0,0,28.246108980813467,0,3.1384565534237185,0,0,0,3.1384565534237185,0,12.553826213694874,6.2769131068474371,0,0,0,0,0,0,0,0,0,0,0,0,0,0,0,0,0,0,0,0,0,0,0,0,0,0,0,0,0,0,0,0,0,0,0,0,0,0,0,0,0,0,0,0,0,0,0,0,0,0,0,0,0,0,0,0,0,0,0,0,0,0,0,0,0,0,0,0,0,0]
[2,"POLES","> 22 kv & < = 66 kv ; wood",8.2704443687302955,64.593201424488484,8.0369895747405629,2,34,55.042880703683302,34.018699469686901,47.025849838913601,34.018149719745502,78.045649533548996,49.026949822834602,62.0340997115321,37.0203496856805,45.023649873588901,83.045649533701607,96.054449397670297,172.09515020230401,113.062699270365,125.06874917682001,31.017049975478798,31.017049497695801,36.019800171884398,53.0291490718663,135.074800039069,41.022549651615499,20.011000069024099,11.006049906531,6.0032999490168999,4.0021999660112701,20.0115498215591,27.0142997789969,5.0027499575140801,21.0115498215591,115.062699986887,45.024750334377501,35.019249702674898,43.023099643042002,72.039599388202802,85.047299269318501,112.06214927871,172.09404878587301,111.06215047332,792.44109533589199,235.12924824228199,246.13695075120401,181.100649400886,852.47134510743899,1329.7518393410601,235.129250153643,187.10449910304899,225.12594949123201,241.13694597383201,110.06104881830299,134.07589763338899,279.15564974654097,119.069300840792,331.18314884351798,168.09349951150199,142.07864950211101,43.023649874046598,70.039049397081399,21.012100052106,60.041259396306401,21.012100290997498,19.010450555380601,27.014850487250499,42.023652263037803,48.026949822758397,137.07589978348901,2.0016499745084499,12.0065998980338,2.38891491E-7,0,1.00054999150282,8.0055001539196606,5.0032999490168999,2.38967774E-7,1.00054999150282,4.0027504353733496,0,111.06104953474799,13.0076998810394,26.014299779073198,21.0115498215591,91.050049943507105,80.045650011408199,1.00054999150282,4.0021999660112701,0,0,0,0,0,0,0,null,281.19510853683005,455.22908275447099,281.34976146060029,388.92467498499946,281.34521478429326,645.4722026886385,405.47466107828518,513.04957062849428,306.17474258636264,372.36559155670784,686.82442453355213,794.41298011245146,1423.3033658764396,935.07876449403716,1034.3741323335728,256.52478630432478,256.52478235284707,297.89975349435184,438.574627319976,1117.128619340489,339.27471475716237,165.49986283352192,91.024923471433908,49.649958257145691,33.099972171430487,165.50440953127921,223.42026348239699,41.374965214288046,173.7748539000095,951.61965915745304,372.37469285643988,289.62475650064766,355.82015216811914,595.79949908574827,703.37895731765536,926.80377144992087,1423.2942566731201,918.53333696114612,6553.8399944711955,1944.6233670491688,2035.6619582767414,1497.7828460109572,7050.316835647759,10997.638611487024,1944.6233828569736,1547.4373509709142,1861.8916412248207,1994.3096969221006,910.25378141588419,1108.8672525645216,2308.7412714455268,984.75602862738162,2739.0318083712405,1390.2079364550702,1175.0535666915393,355.82470282303257,579.25406167731489,173.77940455113762,496.5678956656572,173.77940652687647,157.22487374277321,223.42481808437176,347.55427821232115,397.20421670892466,1133.678603452995,16.55453475984255,99.299916514291382,1.9757387864785341E-6,0,8.274993042857643,66.20904366685437,41.379513888415396,1.9763696807863138E-6,8.274993042857643,33.104524797666258,0,918.52423170993291,107.57945823127605,215.14981911429771,173.7748539000095,753.02437282789049,662.01309537820703,8.274993042857643,33.099972171430487,0,0,0,0,0,0,0]
[2,"POLES","staking of a wooden pole",8.6581953077170137,29.664100122473336,5.4464759360960491,2,737,1457.2693063997101,2064.6213204624,1342.15196575297,864.71849464548995,1132.2518866402099,820.03347821735804,626.71405129480695,328.224775962526,369.107241502009,341.79541476763001,416.234534189405,380.46268614046699,427.69275166930498,787.59493593685602,453.772837260328,169.90556428354901,87.979352404648196,405.92668025783701,860.77573685673804,844.21546608813503,923.42371878354595,602.66818344033595,408.41851771314202,575.21020308898596,518.72726494303595,433.97544782088301,495.26091025441002,612.88239428157999,940.04485165334904,1395.5588654400699,357.16558559445599,68.5577389989203,3.0884601434974202,1.0218789787488001,0,0,0,0,0,1.0218789787488001,0,0,0,0,2.0437579574975899,1.0309936973E-5,0,1.0218789787488001,1.0218789787488001,1.02188928868577,3.0656369362463902,4.0875262249321498,1.0218789787488001,2.0437579574975899,1.0218789787488001,0,4.82424188092E-4,1.0218789787488001,4.0875159149951799,1.0309936973E-5,1.0218789787488001,0,0,0,0,0,0,0,1.0218789787488001,0,0,0,0,0,0,0,0,1.0218789787488001,0,0,0,0,0,0,0,0,0,0,0,1,null,6381.0899417874389,12617.322270749997,17875.894629040056,11620.613852125531,7486.9016128357007,9803.2579720620015,7100.010013272391,5426.2126582010178,2841.8342151152106,3195.802586417065,2959.3314563402846,3603.8398908284835,3294.120243902802,3703.0473756477545,6819.1507787101691,3928.8538503368081,1471.0755594348354,761.74241616590655,3514.5924782855491,7452.7644458496643,7309.3823871864224,7995.1829090062929,5218.0188379734536,3536.1672936486643,4980.282281336009,4491.2419713146737,3757.444185987159,4288.0656892603902,5306.4554703511449,8139.0919236285627,12083.021220396093,3092.4093972719184,593.58629410813944,26.740491122500377,8.8476277788575146,0,0,0,0,0,8.8476277788575146,0,0,0,0,17.69525555771494,8.926544792248676E-5,0,8.8476277788575146,8.8476277788575146,8.8477170443054103,26.542883336572459,35.390600380877778,8.8476277788575146,17.69525555771494,8.8476277788575146,0,4.1769228416673448E-3,8.8476277788575146,35.390511115429881,8.926544792248676E-5,8.8476277788575146,0,0,0,0,0,0,0,8.8476277788575146,0,0,0,0,0,0,0,0,8.8476277788575146,0,0,0,0,0,0,0,0,0,0,0,8.6581953077170137]
[3,"SERVICE LINES","˂ = 11 kv ; commercial and industrial ; simple type",0.94327070484581488,56.118708311210142,7.4912421073684534,2,494.4375,810.78750000000002,999.5625,1024.3125,655.08749999999998,689.12209944647304,1454.8603438918999,2044.9191560865299,1415.6846843713099,1156.7064224389301,1248.13659931699,1277.43339007648,1407.1996426001599,408.73166812747399,260.412310261811,262.05046708429597,264.43338234932702,284.75766966818298,237.35538146354901,384.96276231849203,559.987239391559,542.67558330138002,223.789426639477,231.10860257636,282.94361936031999,283.19555105240403,383.61226809886398,461.36102725066598,340.40967198210302,883.41919183456002,1027.3680871311799,1007.62952492573,729.47031513309696,906.49287300164099,926.78699666095599,1175.0671904763601,267.83037373056197,561.568857207777,840.21756585221306,854.67958420626201,586.46955439846704,901.486925781134,100.775193535536,103.522548115622,119.374467336538,96.513112964110206,97.231502892844503,99.189713640490993,100.69201668881399,129.22581355277501,149.344000752868,147.50257701947399,140.15167019958,125.797866619236,127.70193381394699,111.766573373196,0,0,0,0,0,0,0,0,0,0,0,0,0,0,0,0,0,0,0,0,0,0,0,0,0,0,0,0,0,0,0,0,0,0,0,null,466.38840912720258,764.7920966051762,942.85802391244488,966.20397385737874,617.92484786068269,650.02868846970239,1372.3271420351371,1928.9123337144499,1335.3738900663504,1091.0872823936504,1177.3306897815955,1204.9654942510201,1327.3701987342315,385.54460868740807,245.6393034511855,247.18452879177889,249.43226295341256,268.60356777815866,223.89037797206913,363.12409615155588,528.21955800553792,511.88997996330647,211.09401020326024,217.99797444813441,266.89242726563498,267.1300670504001,361.85021451711714,435.18834136312489,321.09847122689098,833.30344375610559,969.08621968432465,950.46741220014701,688.08797831969503,855.0681712539656,874.21102358231587,1108.4064570018277,252.63654540794522,529.71145175783863,792.55261556525193,806.19421381156872,553.199549948053,850.34620789085704,95.058287837238453,97.649786928457544,112.60243794512991,91.037992092519985,91.715628266951327,93.562751099120476,94.979829554404134,121.89492423419993,140.8718208546517,139.13485979173333,132.200964734476,118.66144231402656,120.45749311885538,105.42613444393608,0,0,0,0,0,0,0,0,0,0,0,0,0,0,0,0,0,0,0,0,0,0,0,0,0,0,0,0,0,0,0,0,0,0,0]
[3,"SERVICE LINES","˂ = 11 kv ; residential ; simple type",0.92261857371230815,59.588154241786384,7.7193363861012294,2,3900.5625,6396.2124999999996,7885.4375,8080.6875,5167.9125000000004,5436.4076734110604,11477.231601813901,16132.140009127101,11168.179176707001,9125.1284436849201,9846.4109501673793,10077.530077269999,11101.2416249568,3224.43871522785,2054.3637809542802,2067.2870181094399,2086.08557186691,2246.42161627122,1872.47023154577,3036.9284582903201,4417.6771107556297,4281.1073793775504,1765.44992126699,1823.1900869912799,2232.11077495363,2234.0982360800699,3026.27455944659,3639.62588164414,2685.4540789699199,6969.1958466948599,8104.7926873681699,7949.0773633030103,5754.7102638277602,7151.2215536796102,7311.3196403253196,9269.9745026468408,2112.88405942999,4430.1543179724604,6628.3830195007904,6742.4722754049499,4626.5931513656797,7111.7301922733895,795.00430455812102,816.67787957879204,941.73190898824203,761.38122449464595,767.04852282132902,782.49662983053997,794.34813165620096,1019.44808469412,1178.1582281615199,1163.63144093141,1105.6409537966899,992.40539221842005,1007.42636675447,881.71407883298696,0,0,0,0,0,0,0,0,0,0,0,0,0,0,0,0,0,0,0,0,0,0,0,0,0,0,0,0,0,0,0,0,0,0,0,null,3598.7314104257148,5901.2644539108369,7275.2510993475489,7455.3923758648771,4768.0120598200092,5015.7306937611602,10589.107050631372,14883.812006148108,10303.969542976913,8419.0129896541948,9084.481627028681,9297.7164264337334,10242.211714453348,2974.9270484662666,1895.3941814702625,1907.3174001021021,1924.6612949576731,2072.5903075606511,1727.5758143475139,2801.9266026541341,4075.8309550468693,3949.829184270553,1628.8368883198571,1682.1090376663137,2059.3868595555928,2061.2205281053775,2792.0971176984567,3357.9864397689184,2477.6498121091277,6429.909531999353,7477.6322694535656,7333.9664192594182,5309.4025757403488,6597.8498301565987,6745.5592985117319,8552.6506539814909,1949.386077330769,4087.3426581731746,6115.4692874707016,6220.7301540288954,4268.5807744601361,6561.4143666220334,733.48573756655901,753.48218043937732,868.859350690101,702.4644593945809,707.69321409354745,721.94592454894075,732.88034025968091,940.56173787423336,1086.9906640738016,1073.5879803589355,1020.0848798298181,915.61164751296246,929.47027761518177,813.48578583495203,0,0,0,0,0,0,0,0,0,0,0,0,0,0,0,0,0,0,0,0,0,0,0,0,0,0,0,0,0,0,0,0,0,0,0]
[4,"SWITCHGEAR","˂ = 11 kv ; circuit breaker",104.8156265294694,78.360754575381634,8.8521610116051122,2,0,0,0,0,4.9806762371300002E-4,6.1501390176089004,0,2.0249033811856498,0,0,0,0,5.0046339202965001E-2,13.325301204819301,0,2.4903381185652999E-2,0,0,0,0,0,0,0,0,0,0,5.1042474450391E-2,0,0,0,0,2.5521237225195E-2,0,2.5521237225195E-2,0,0,1.0255212372252001,0,0,0,0,0,0,0,10.2301892026505,1.9922704948520001E-3,0,0,4.1521312881037504,0,0,0,0,0,0,0,0,0,5.0046339202965001E-2,0,0,0,6.1531274233511803,0,0,0,0,0,0,0.12511584800741399,11.250231696014801,0,0,0,0,0,0,0,0,0,2.0510424744503899,0,0,11.282725879972,0,0,0,0,0,0,0,null,0,0,0,0,5.2205270033522107E-2,644.6306743740123,0,212.24151656061488,0,0,0,0,5.2456383990651227,1396.6997944770285,0,2.6102635016764197,0,0,0,0,0,0,0,0,0,0,5.3500489391321668,0,0,0,0,2.675024469566031,0,2.675024469566031,0,0,107.49065099903596,0,0,0,0,0,0,0,1072.2836907908252,0.20882108013408843,0,0,435.20824239520744,0,0,0,0,0,0,0,0,0,5.2456383990651227,0,0,0,644.94390599421365,0,0,0,0,0,0,13.114095997662963,1179.2000838194865,0,0,0,0,0,0,0,0,0,214.98130199807085,0,0,1182.6059820695241,0,0,0,0,0,0,0]
[4,"SWITCHGEAR","˂ = 11 kv ; fuse",1.5332172170207623,48.067773765718812,6.9330926552094203,2,3,15.6937119675456,81.855221722905199,75.387807425319295,110.881613888825,7.0279381922262703,5.3485047190722099,4.7193420835515898,1.88779906513533,0,4.7193420835515898,0,0,0.62916263552062501,1.88779906513533,0.94374395328093696,0.94374395328093696,0,0,0.94374395328093696,0,0,0.94374395328093696,2.83154301841626,1.88779906513533,1.88779906513533,1.88779906513533,0.62916263552062501,3.1461243361765798,6.2925598309266002,27.686889865788899,2.83154301841626,52.227344236827797,1.88779906513533,9.1241028493428704,3.4607056539368899,2.83154301841626,5.6630860368325298,3.7755981302706498,0.94374395328093696,0.94374395328093696,3.7755981302706498,3.7755981302706498,0.94374395328093696,0.94374395328093696,0,2.83154301841626,0,0,0,0,0,0,0,0,0,0,0,0,0,0,0,0,0,0,0,0,0,0,0,0,0,0,0,0,0,0,0,0,0,0,0,0,0,0,0,0,0,0,0,5.9776673545928398,null,4.5996516510622865,24.061869387605697,125.50183524861016,115.58588429794521,170.00559946539497,10.77535583647909,8.2004195205983077,7.2357765355119348,2.8944060289411873,0,7.2357765355119348,0,0,0.96464298508638091,2.8944060289411873,1.4469644776295705,1.4469644776295705,0,0,1.4469644776295705,0,0,1.4469644776295705,4.3413705065707475,2.8944060289411873,2.8944060289411873,2.8944060289411873,0.96464298508638091,4.8236919991139491,9.6478610719099205,42.450016227985202,4.3413705065707475,80.075863383174465,2.8944060289411873,13.989231578480684,5.3060134916571355,4.3413705065707475,8.6827410131415093,5.7888120578823594,1.4469644776295705,1.4469644776295705,5.7888120578823594,5.7888120578823594,1.4469644776295705,1.4469644776295705,0,4.3413705065707475,0,0,0,0,0,0,0,0,0,0,0,0,0,0,0,0,0,0,0,0,0,0,0,0,0,0,0,0,0,0,0,0,0,0,0,0,0,0,0,0,0,0,0,9.1650625056846966]
[4,"SWITCHGEAR","˂ = 11 kv ; switch",12.402637532530369,102.63300322138431,10.130794797121514,2,381,647.18560518398499,931.680102910605,575.35399935038402,385.57718120805401,115.145620399131,33.911157804286702,2.6662809534829899,16.282358052075899,10.9976857208979,2.6662809534829899,40.243719711252602,170.461167009408,22.6616523952789,3.3325619069659802,16.282358052075899,4.9988428604489696,1.6662809534829901,1,1.6662809534829901,1,1.6662809534829901,1,1,1,0,3.3325619069659802,0,0,20.3290904883129,2.3325619069659802,0,3.3325619069659802,3.9988428604489701,5.9988428604489696,10.331404767415,42.528392042430603,4.6662809534829899,0.66628095348298999,4.3325619069659798,0,27.2460339903547,4.6662809534829899,1,0,0,40.862111088947699,45.860953949396603,1,0,0,0,149.846247050366,21.280043772973901,1,1,0,27.2460339903547,0,0,0,0,0,0,0,0,0,0,326.92464829791902,6.3325619069659798,0,0,0,0,0,0,0,0,0,0,0,504.00304954547101,30.3290904883129,0,0,0,0,0,0,0,68.108145079302403,null,4725.4048998940707,8026.8084773682731,11555.290612670826,7135.9071068345265,4782.1740193382739,1428.1093932687565,420.58779855500637,33.068916225938985,201.94418509477461,136.40030969298161,33.068916225938985,499.12826853941374,2114.1680677898112,281.06426054684283,41.332557386817243,201.94418509477461,61.998836080225857,20.666278693408621,12.402637532530369,20.666278693408621,12.402637532530369,20.666278693408621,12.402637532530369,12.402637532530369,12.402637532530369,0,41.332557386817243,0,0,252.1343406925557,28.929919854286876,0,41.332557386817243,49.596198547695494,74.40147361275622,128.13666853210447,527.46423134361567,57.874191290999725,8.2636411608782527,53.735194919347606,0,337.92268378137135,57.874191290999725,12.402637532530369,0,0,506.79795265020812,568.79678873043315,12.402637532530369,0,0,0,1858.4886877756874,263.92866959257526,12.402637532530369,12.402637532530369,0,337.92268378137135,0,0,0,0,0,0,0,0,0,0,4054.7279132890608,78.540469984408347,0,0,0,0,0,0,0,0,0,0,0,6250.9671388024217,376.16071601785939,0,0,0,0,0,0,0,844.72063643157958]
[4,"SWITCHGEAR","> 11 kv & < = 22 kv ; circuit breaker",54.755400000000002,57.714297813394928,7.5969926821996427,2,67,176.72215272531699,144.50494254521101,56.562977056602499,243.49031283100999,211.21202428664901,165.09363837832399,168.833205331274,56.447412417006397,84.325077516281596,24.1881866170521,23.320915018248598,47.967709551441601,19.354618346707799,56.628214675012799,13.1029338854805,23.079158730043201,10.8602903179276,47.575251783126497,10.159796664591401,20.4303632575309,44.933952953896203,1.83694329174043,19.318868720905499,4.6833091956908,2.85846639411964,10.616641702987099,4.9809455906793296,4.6077171306387603,6.4975663362621097,23.196073608600699,5.0337945265588004,35.062909301177399,9.9651482818043604,10.349584158161701,8.8312735154889008,20.304395083568199,6.5322652086867397,50.489014457725702,1.4937596954598,8.0572999369956904,44.882529095800599,2.5663028842161899,47.372634035478299,1.5631960081960901,1.31781956715218,1.13591763447275,1.2656396051445999,0.57866239918664797,4.79352410617396,22.194128733560198,9.5977517942981905,10.875238981192901,7.2274142091509503,15.634508449959901,14.676258769898199,3.5615271425678898,17.050868262327199,11.1278941428906,4.7406751702944803,0,5.7078954505717698,8.6966603345969996E-3,2.39241372291968,2.3529442644780501,1.1764721322390199,1.3379477437841E-2,2.0069216156759998E-3,5.6862779110826003E-2,0,0.56018919482410701,0,0,0,0,0,0,1.337947743784E-3,0,8.6966603345969996E-3,0,0,0,0.176472132239024,0,0,0,0,0,0,6.87103063820354,null,3668.6118000000001,9676.4921613358219,7912.4259310400475,3097.1284339250924,13332.409475187085,11564.998874625182,9039.7682068604809,9244.5296911960413,3090.8006458581522,4617.2533494350055,1324.4338334913346,1276.9460301902093,2626.4911235730056,1059.7698694213243,3100.7005458161957,717.45638607303897,1263.7085679270076,594.65954047425294,2605.0019414858048,556.303730288368,1118.6727123114074,2460.3765675717682,100.58256471656395,1057.8123843606691,256.43646833372804,156.51647079657855,581.31846310373987,272.73366819588296,252.29739457497757,355.77684376856632,1270.1102888683747,275.62743281953777,1919.8836239496891,545.6456802295105,566.69562041380721,483.55991385000095,1111.7752745588102,357.67679440772594,2764.5461822385541,81.791409628779533,441.18068097017385,2457.5608336522,140.51894094641116,2593.9075256662286,85.593422707180196,72.157737527244478,62.197624442609218,69.300602835534633,31.684891132424585,262.47132984319768,1215.2483964575822,525.52873859751514,595.47806051080977,395.73995598774394,856.07376398093436,803.60441944928391,195.01284330216183,933.62711205103074,609.312294951632,259.57756521954241,0,312.53809855423748,0.47618911528499258,130.99757036395624,128.83640437920141,64.418202189600436,0.73259863889995913,0.10988979583498565,3.1135442153249224,0,30.673383438271909,0,0,0,0,0,0,7.3259863889990437E-2,0,0.47618911528499258,0,0,0,9.6628021896006544,0,0,0,0,0,0,376.22603100709011]
[4,"SWITCHGEAR","> 11 kv & < = 22 kv ; switch",3.1752461568079391,83.501864096178707,9.1379354394840586,2,5329,17360.5333411721,27824.287016510101,12703.1309114224,15315.3068427364,5438.1413396649796,3915.9607100034,3152.5731953283798,2925.2392346738002,2597.3670939960002,3379.4092858905801,4575.65828849834,1715.8879276514999,2118.8243731499101,1729.80785668155,1390.1311806509,909.78061630016998,804.18813569412396,1804.5711664426201,1508.41507731398,1289.81622731076,1611.4867219734101,956.00762040939696,1206.8054626991,1602.62603967359,2382.8164640317,2534.4487521105598,2361.8073044499702,3356.1117028920298,4683.1212392961297,14615.7683152269,2575.7834979853101,12182.870046644701,1718.04064184812,1952.09890258466,917.88733669751605,1393.99495987368,1130.1223597401899,1780.02136336481,525.658183391536,824.73114519791795,1338.3654346389999,806.16279178719799,508.81310680029401,311.45052567664698,210.37527090454,1507.4229231802999,137.873997893004,794.86082946951603,343.29828590791499,462.46456689326902,409.07952271672798,477.263825183682,363.04478358454901,309.98374660289898,802.021286633101,227.39967820690501,83.156787572534199,39.051690027467401,55.787623704969803,20.961701219996101,4.7105267751708402,13.446905926242399,58.857814352685402,8.1117821657567699,4.1792260596987099,17.472758302143198,5.6209137453214799,74.259222784108701,38.123861149378598,43.276957124778797,21.051314249845401,2.0896130298493598,0,0,2.0896130298493598,4.1792260596987099,2.7472758302143201,0,11.357292896393099,2.1117821657567699,1,22.6545633504441,2.0896130298493598,0,6.2688390895480701,3.0896130298493598,0,0,0,8973.1350260656509,null,16920.886769629509,55123.966771692802,88348.960415094742,40335.567605922108,48629.869192733087,17267.437388949602,12434.139194649184,10010.195922522162,9288.3546376417817,8247.2798830302054,10730.456347305126,14528.841395420746,5448.3665477885643,6727.7889477952431,5492.5657489442701,4414.0086888206533,2888.7774054454731,2553.4952872133085,5729.957660933349,4789.5891771123652,4095.4840187570062,5116.8670206930947,3035.5595225840407,3831.9044074501439,5088.7321732738947,7566.0288197953378,8047.4986597657316,7499.3195665756857,10656.480786426066,14870.062716940669,46408.662171719465,8178.7466527471661,38683.611294499147,5455.2019452680879,6198.3945381409367,2914.5182382314624,4426.2771389485397,3588.4166794877574,5652.005993060141,1669.0941266086174,2618.7243991894993,4249.6397027420717,2559.7653063838593,1615.606861901141,988.93208469058561,667.99327042706966,4786.4388435124365,437.78388193350685,2523.8787939702515,1090.0565629678601,1468.4388386877006,1298.9281823351166,1515.4301266979423,1152.7565538260092,984.27470007378099,2546.6150080599123,722.0499542858372,264.04327015218342,123.99872867657079,177.13943776665286,66.558561238948911,14.957082039402104,42.69723636325908,186.88804882147949,25.756905146682364,13.270071484489915,55.480308647714203,17.847784767580947,235.7913117527857,121.0526435972439,137.41499178879585,66.843104667577819,6.6350357422449733,0,0,6.6350357422449733,13.270071484489915,8.72327702157936,0,36.062200621014298,6.7054282058347301,3.1752461568079391,71.93381521265961,6.6350357422449733,0,19.905107226734888,9.8102818990529119,0,0,0,28491.912506033663]
[4,"SWITCHGEAR","> 33 kv & < = 66 kv ; circuit breaker",158.1055466244774,55.8336433568902,7.4721913356718987,2,8,2.01129943502825,5.0282485875706202,5.0282485875706202,5.0282485875706202,10.0564971751412,2.01129943502825,0,6.0338983050847501,11.062146892655401,7.0395480225988702,5.0282485875706202,4.0225988700565001,2.01129943502825,11.0677966101695,2.01129943502825,3.0169491525423702,0,7.0395480225988702,1.0056497175141199,8.0451977401130002,0,0,1.0056497175141199,0,0,0,0,0,0,0,0,1.0056497175141199,2.01129943502825,1.0056497175141199,0,2.01129943502825,12.0677966101695,4.0225988700565001,0,0,2.01129943502825,6.0395480225988702,0,2.01129943502825,0,0,0,0,0,5.0451977401129904,0,7.0395480225988702,11.062146892655401,2.01129943502825,5.6497175141239997E-3,8.0451977401130002,4.0225988700565001,0,1.0169491525423699,0,0,0,0,0,1.0056497175141199,0,0,0,0,0,0,1.0056497175141199,0,0,0,0,0,0,0,0,0,0,0,0,0,0,0,0,0,0,null,1264.8443729958192,317.99759660064404,794.99399150160934,794.99399150160934,794.99399150160934,1589.9879830032121,317.99759660064404,0,953.99278980193208,1748.9867813035462,1112.9915881022534,794.99399150160934,635.99519320128809,317.99759660064404,1749.8800329793869,317.99759660064404,476.9963949009653,0,1112.9915881022534,158.9987983003212,1271.9903864025762,0,0,158.9987983003212,0,0,0,0,0,0,0,0,158.9987983003212,317.99759660064404,158.9987983003212,0,317.99759660064404,1907.9855796038642,635.99519320128809,0,0,317.99759660064404,954.88604147777596,0,317.99759660064404,0,0,0,0,0,797.67374652914236,0,1112.9915881022534,1748.9867813035462,317.99759660064404,0.89325167584445864,1271.9903864025762,635.99519320128809,0,160.78530165201045,0,0,0,0,0,158.9987983003212,0,0,0,0,0,0,158.9987983003212,0,0,0,0,0,0,0,0,0,0,0,0,0,0,0,0,0,0]
[4,"SWITCHGEAR","> 33 kv & < = 66 kv ; switch",1.2058379895656841,71.570663856209947,8.4599446721719129,2,55,23.4520123839009,23.866873065015501,8.6222910216718294,19.175438596491201,54.558307533539697,6.4148606811145497,6.4148606811145497,33.1434468524252,49.042311661506702,27.7977296181631,15.6914344685242,15.1062951496388,19.7605779153767,27.7977296181631,11.7605779153767,20.4520123839009,3.0691434468524199,62.010319917440697,0,42.765737874096999,3.2074303405572802,0,11.7605779153767,0,0,1,0,0,0,0,5.4148606811145497,9.6222910216718294,3.13828689370485,5.4148606811145497,20.244582043343701,12.829721362229099,29.936016511867901,31.005159958720299,3.0691434468524199,44.042311661506702,22.244582043343701,20.244582043343701,20.037151702786399,0,0,0,0,0,52.425180598555201,9.6222910216718294,24.590299277605801,39.696594427244598,39.558307533539697,11.1062951496388,54.5954592363261,19.659442724458199,0,17.7977296181631,0,2.13828689370485,4.2765737874097001,0,0,0,0,0,0,4.2765737874097001,22.659442724458199,0,5.3457172342621302,1.0691434468524299,0,0,0,0,0,0,0,0,0,6.9143446852425003E-2,0,0,0,0,0,0,0,0,null,66.321089426112621,28.279327464272587,28.779582233937667,10.397086071023008,23.122472326233172,65.788479870349832,7.7352827070591239,7.7352827070591239,39.965627319805506,59.137082497564947,33.519558397256262,18.921327792926899,18.215744573026296,23.828055546133896,33.519558397256262,14.181351629608425,24.661813495575537,3.7008897636412161,74.774399501571594,0,51.568551380394162,3.8676413535295682,0,14.181351629608425,0,0,1.2058379895656841,0,0,0,0,6.5294447174934396,11.602924060588691,3.7842655585853922,6.5294447174934396,24.411686110743119,15.470565414118248,36.097985966275914,37.387199750785733,3.7008897636412161,53.107892549736526,26.823362089874486,24.411686110743119,24.161558725910577,0,0,0,0,0,63.216274375579708,11.602924060588691,29.651917043726673,47.867661616752969,47.700910026864562,13.39239261476356,65.83327880494673,23.706102890842391,0,21.461178501599424,0,2.5784275690197078,5.1568551380394156,0,0,0,0,0,0,5.1568551380394156,27.323616859539442,0,6.4460689225492764,1.2892137845098599,0,0,0,0,0,0,0,0,0,8.3375794944169898E-2,0,0,0,0,0,0,0,0]
["","TRANSFORMERS","ground outdoor / indoor chamber mounted ; ˂ 22 kv ; < = 60 kva ; multiple phase","","","",2,0,0,0,0,0,0,0,0,0,0,0,0,0,0,0,0,0,0,0,0,0,1,0,0,0,0,0,0,0,0,0,0,0,0,0,0,0,0,0,0,0,0,0,0,0,0,0,0,0,0,0,0,0,0,0,0,0,1,0,0,0,0,0,0,0,0,0,0,0,0,0,0,0,0,0,0,0,0,0,0,0,0,0,0,0,0,0,0,0,0,0,null,"","","","","","","","","","","","","","","","","","","","","","","","","","","","","","","","","","","","","","","","","","","","","","","","","","","","","","","","","","","","","","","","","","","","","","","","","","","","","","","","","","","","","","","","","","",""]
[5,"TRANSFORMERS","ground outdoor / indoor chamber mounted ; ˂ 22 kv ; > 60 kva and < = 600 kva ; multiple phase",25.900824545891364,66.545404372036302,8.157536660784082,2,5,7.11320754716981,1.01922999557469,4.07656491907907,4.07692932606769,6.1153939891015296,2.0388290700224601,8.15349424514676,6.1157583960901496,4.0772937330563099,2.0384646630338401,9.1730909836522994,8.15385865213538,10.192323315169199,6.1153939891015296,13.25002030972,6.1153939891015296,6.1153939891015296,6.1150295821129097,7.1346263206184499,6.1153939891015296,18.346546374293201,7.13426191362983,10.191958908180601,8.1730909836522994,11.211920053674801,17.327314042776301,7.1357195415843098,11.211555646686101,21.404607775832599,23.4427080318778,17.326949635787699,12.25002030972,12.2304235712144,10.211555646686101,7.1346263206184499,11.211555646686101,10.192323315169199,23.4427080318778,10.192323315169199,17.326220821810399,13.2692526412369,14.2884849727538,14.268888234248299,3.07692932606769,2.0384646630338401,4.07692932606769,5.0961616575846103,7.1349907276070699,6.1153939891015296,1.0192323315169201,1.0188679245283001,3.0576969945507702,2.0384646630338401,2.0384646630338401,0,0,0,0,0,0,0,0,1.0192323315169201,0,0,0,0,0,1.0192323315169201,0,0,0,0,0,0,1.0192323315169201,0,0,0,0,0,0,0,0,0,0,0,0,0,0,null,129.50412272945681,184.23794063775551,26.398897287289675,105.58639271900282,105.59583116047837,158.3937467407174,52.807354021714595,211.18222387948117,158.40318518219294,105.60526960195391,52.797915580239057,237.59062011107622,211.19166232095674,263.98957790119522,158.3937467407174,343.18645127155486,158.3937467407174,158.3937467407174,158.38430829924187,184.79270453083694,158.3937467407174,475.19067866362752,184.7832660893614,263.98013945972025,211.68979556518488,290.39797413279189,448.79172087350855,184.82101985526356,290.3885356913143,554.39699047546208,607.1854676142251,448.78228243203347,317.28562672566352,316.77805503995825,264.48771114542291,184.79270453083694,290.3885356913143,263.98957790119522,607.1854676142251,263.98957790119522,448.7634055490808,343.68458451578249,370.08354230590152,369.57597062019886,79.695006614587001,52.797915580239057,105.59583116047837,131.99478895059789,184.80214297231248,158.3937467407174,26.398957790119528,26.389519348643987,79.196873370358844,52.797915580239057,52.797915580239057,0,0,0,0,0,0,0,0,26.398957790119528,0,0,0,0,0,26.398957790119528,0,0,0,0,0,0,26.398957790119528,0,0,0,0,0,0,0,0,0,0,0,0,0,0]
[5,"TRANSFORMERS","ground outdoor / indoor chamber mounted ; ˂ 22 kv ; > 600 kva ; multiple phase",49.528268552848793,58.681078980594798,7.660357627460666,2,2,7.2232558139534904,10.3844011538872,5.1874226290110004,15.5732768260978,5.1943032159264897,11.4271918515617,20.771708394173601,16.618742832721999,9.3858541970867897,31.118977171551698,26.0032209124257,25.963259375333902,39.470374301079097,16.655952135047499,16.6173667153389,17.657328252430599,24.9660116101001,17.657328252430599,10.3858541970868,20.774460628939799,33.236109548060803,14.5401958759215,15.5801574130133,18.694537554756199,15.6173667153389,16.620118950105098,7.2728501727269501,4.1543416788347196,11.425815734178601,12.463025036504099,22.8488792335909,13.5016104562128,15.5829096477795,11.425815734178601,8.3100594750525296,5.1929270985434002,9.3858541970867897,5.1929270985434002,7.2700979379607498,6.2342647530182704,10.3872303144699,7.2687218205776603,7.2342647530182704,1.0385854197086799,2.0771708394173598,2.0771708394173598,1.0385854197086799,2.0771708394173598,1.0385854197086799,1.0385854197086799,1.0399615370917801,1.0385854197086799,1.0385854197086799,1.3761173830969999E-3,0,0,4.1283521492929999E-3,0,0,2.7522347661949999E-3,0,0,0,1.3761173830969999E-3,0,0,0,0,1.3761173830969999E-3,0,0,0,0,0,0,0,0,4.1283521492929999E-3,0,0,0,1.3761173830969999E-3,0,1.3761173830969999E-3,0,0,0,0,0,2.7522347661949999E-3,null,99.056537105697586,357.75535377941486,514.32140911023816,256.92406106678175,771.3174368908285,257.26484462333332,565.9690268290733,1028.7867516480937,823.09755802978623,464.86510727119753,1541.2690584425834,1287.8945085896739,1285.9152828488068,1954.8992982653069,824.94047034802782,823.02940131847583,874.53689561218698,1236.5233277185787,874.53689561218698,514.39337582404687,1028.9230650707145,1646.1269593482573,720.15072615366455,771.65822044738059,925.90807648328223,773.50113276562706,823.16571474109662,360.21167649945312,205.7573503296187,565.90087011776291,617.27205098885315,1131.6654268129,668.71138857125891,771.79453387000149,565.90087011776291,411.58285737054734,257.19668791202344,464.86510727119753,257.19668791202344,360.07536307683228,308.77233891704844,514.46153253535726,360.00720636552234,358.30060746989727,51.439337582404676,102.87867516480935,102.87867516480935,51.439337582404676,102.87867516480935,51.439337582404676,51.439337582404676,51.507494293715105,51.439337582404676,51.439337582404676,6.815671131027172E-2,0,0,0.20447013393091421,0,0,0.13631342262059296,0,0,0,6.815671131027172E-2,0,0,0,0,6.815671131027172E-2,0,0,0,0,0,0,0,0,0.20447013393091421,0,0,0,6.815671131027172E-2,0,6.815671131027172E-2,0,0,0,0,0,0.13631342262059296]
[5,"TRANSFORMERS","ground outdoor / indoor chamber mounted ; > = 22 kv & < = 33 kv ; < = 15 mva",49.528268552848793,63.467828545607446,7.9666698529314894,2,0,0,0,0,0,0,2,0,0,0,0,0,0,0,0,0,0,0,0,0,0,0,0,0,0,0,0,0,0,0,0,0,0,0,0,0,0,0,0,0,0,0,0,0,0,0,0,0,0,0,0,0,0,0,0,0,0,0,0,0,2,0,0,0,1,0,0,0,0,1,0,0,0,0,0,0,0,0,1,0,0,0,1,0,1,0,0,0,0,0,2,null,0,0,0,0,0,0,99.056537105697586,0,0,0,0,0,0,0,0,0,0,0,0,0,0,0,0,0,0,0,0,0,0,0,0,0,0,0,0,0,0,0,0,0,0,0,0,0,0,0,0,0,0,0,0,0,0,0,0,0,0,0,0,0,99.056537105697586,0,0,0,49.528268552848793,0,0,0,0,49.528268552848793,0,0,0,0,0,0,0,0,49.528268552848793,0,0,0,49.528268552848793,0,49.528268552848793,0,0,0,0,0,99.056537105697586]
[5,"TRANSFORMERS","ground outdoor / indoor chamber mounted ; > = 22 kv & < = 33 kv ; > 15 mva and < = 40 mva",49.528268552848793,58.681078980594798,7.660357627460666,2,0,0,0,0,0,0,0,0,0,0,0,0,0,0,0,0,0,0,0,0,0,0,0,0,0,0,0,0,0,0,0,0,0,0,0,0,0,0,0,0,0,0,0,0,0,0,0,0,0,0,0,0,0,0,1,0,0,1,0,0,0,0,0,0,0,0,0,0,0,0,0,0,0,0,0,0,0,0,0,0,0,0,0,0,0,0,0,0,0,0,0,null,0,0,0,0,0,0,0,0,0,0,0,0,0,0,0,0,0,0,0,0,0,0,0,0,0,0,0,0,0,0,0,0,0,0,0,0,0,0,0,0,0,0,0,0,0,0,0,0,0,0,0,0,0,0,49.528268552848793,0,0,49.528268552848793,0,0,0,0,0,0,0,0,0,0,0,0,0,0,0,0,0,0,0,0,0,0,0,0,0,0,0,0,0,0,0,0,0]
[5,"TRANSFORMERS","ground outdoor / indoor chamber mounted ; > 33 kv & < = 66 kv ; < = 15 mva",0,65.067227117613939,8.0664259196755754,2,6,0,4,0,1,2,0,0,1,2,0,0,0,0,0,0,0,0,0,0,1,1,0,0,0,0,0,0,0,0,0,0,0,0,0,0,3,0,0,0,1,1,2,3,2,0,0,0,0,0,0,3,2,2,1,1,1,7,0,3,0,0,0,0,0,0,0,2,0,3,3,0,1,1,0,0,0,0,0,0,0,0,0,2,0,0,0,0,0,0,0,null,0,0,0,0,0,0,0,0,0,0,0,0,0,0,0,0,0,0,0,0,0,0,0,0,0,0,0,0,0,0,0,0,0,0,0,0,0,0,0,0,0,0,0,0,0,0,0,0,0,0,0,0,0,0,0,0,0,0,0,0,0,0,0,0,0,0,0,0,0,0,0,0,0,0,0,0,0,0,0,0,0,0,0,0,0,0,0,0,0,0,0]
[5,"TRANSFORMERS","ground outdoor / indoor chamber mounted ; > 33 kv & < = 66 kv ; > 15 mva and < = 40 mva",726.47902955521761,56.776174575474336,7.5349966539789746,2,2,0,0,1,1,4,3,2,1,4,3,1,0,3,4,2,1,2,2,0,1,0,0,1,0,0,0,0,0,0,1,0,0,2,2,2,3,2,6,2,0,3,1,0,0,0,0,0,0,0,3,2,1,2,0,0,0,2,0,0,0,0,1,0,0,0,0,0,0,2,1,1,0,0,0,0,0,0,0,0,0,0,0,0,0,0,0,0,0,0,0,null,1452.9580591104352,0,0,726.47902955521761,726.47902955521761,2905.9161182208704,2179.4370886656529,1452.9580591104352,726.47902955521761,2905.9161182208704,2179.4370886656529,726.47902955521761,0,2179.4370886656529,2905.9161182208704,1452.9580591104352,726.47902955521761,1452.9580591104352,1452.9580591104352,0,726.47902955521761,0,0,726.47902955521761,0,0,0,0,0,0,726.47902955521761,0,0,1452.9580591104352,1452.9580591104352,1452.9580591104352,2179.4370886656529,1452.9580591104352,4358.8741773313059,1452.9580591104352,0,2179.4370886656529,726.47902955521761,0,0,0,0,0,0,0,2179.4370886656529,1452.9580591104352,726.47902955521761,1452.9580591104352,0,0,0,1452.9580591104352,0,0,0,0,726.47902955521761,0,0,0,0,0,0,1452.9580591104352,726.47902955521761,726.47902955521761,0,0,0,0,0,0,0,0,0,0,0,0,0,0,0,0,0,0,0]
[null,"TRANSFORMERS","kiosk mounted ; < = 22 kv ; < = 60 kva ; multiple phase","","","",2,0,0,0,0,0,0,0,0,0,1,0,0,0,0,0,1,0,0,1,1,1,3,0,0,0,1,0,0,0,0,0,0,0,0,0,0,0,0,0,0,0,0,0,0,0,0,0,0,0,0,0,0,0,0,0,0,0,0,0,0,0,0,0,0,0,0,0,0,0,0,0,0,0,0,0,0,0,0,0,0,0,0,0,0,0,0,0,0,0,0,0,null,"","","","","","","","","","","","","","","","","","","","","","","","","","","","","","","","","","","","","","","","","","","","","","","","","","","","","","","","","","","","","","","","","","","","","","","","","","","","","","","","","","","","","","","","","","",""]
[5,"TRANSFORMERS","kiosk mounted ; < = 22 kv ; < = 60 kva ; single phase",9.9972903054103028,36.523992402274374,6.043508285944049,2,2,1.01538461538462,1.01564102564103,1.01538461538462,1.01564102564103,4.0625641025641004,1.01564102564103,0,1.01564102564103,5.0779487179487202,1.01564102564103,2.0312820512820502,1,6.0938461538461501,3.04692307692308,2.0312820512820502,3.04692307692308,2.0312820512820502,3.04692307692308,5.0782051282051297,6.0935897435897397,6.0941025641025597,4.0625641025641004,1.01564102564103,2.0312820512820502,2.0312820512820502,1.01538461538462,0,0,0,0,0,0,0,0,0,0,0,0,0,0,0,0,0,0,0,0,0,0,0,0,0,0,0,0,0,0,0,0,0,0,0,0,0,0,0,0,0,0,0,0,0,0,0,0,0,0,0,0,0,0,0,0,0,0,0,0,0,0,0,0,null,19.994580610820606,10.151094771647431,10.153658179418047,10.151094771647431,10.153658179418047,40.614632717671988,10.153658179418047,0,10.153658179418047,50.765727489319417,10.153658179418047,20.307316358835994,9.9972903054103028,60.921949076507978,30.460974538254039,20.307316358835994,30.460974538254039,20.307316358835994,30.460974538254039,50.768290897090026,60.919385668737355,60.924512484278587,40.614632717671988,10.153658179418047,20.307316358835994,20.307316358835994,10.151094771647431,0,0,0,0,0,0,0,0,0,0,0,0,0,0,0,0,0,0,0,0,0,0,0,0,0,0,0,0,0,0,0,0,0,0,0,0,0,0,0,0,0,0,0,0,0,0,0,0,0,0,0,0,0,0,0,0,0,0,0,0,0,0,0,0]
[5,"TRANSFORMERS","kiosk mounted ; < = 22 kv ; > 60 kva and < = 600 kva ; multiple phase",43.963666597817671,51.555454284724931,7.1802126907721142,2,166,219.86485623003199,160.552398475692,153.40265033467099,103.653867533728,135.118746228775,112.799806410019,158.48465090376101,177.787670280567,185.963326121769,221.48843521626,182.91344087692801,107.70401826844299,110.73745209158599,106.67244287441601,60.989456809790198,69.162457752254795,34.558808407507399,62.036156176146399,78.2757592750241,50.813535478714201,36.604976794116197,26.4301174225353,22.3510461925306,26.446568844233202,45.716950867516701,25.398011048760601,35.573135910215299,40.638145127385798,44.733136799340798,50.796553077268797,53.859969355196803,29.4776132585128,33.525374584364101,28.477878748386502,17.286833444981401,6.0955226517025602,8.1273635356034095,10.159204419504301,11.191045303405099,18.286567955107699,17.270913003031001,23.366170164859799,11.1751248614547,0,0,0,0,0,1.01592044195043,0,0,0,0,0,0,0,0,0,0,0,0,0,0,0,0,0,0,0,1.01592044195043,0,0,0,0,0,0,0,0,0,0,0,0,0,0,0,0,0,0,0,0,0,null,7297.9686552377334,9666.0652358742409,7058.4721180652932,6744.1429745350788,4557.0040738271755,5940.3155103169975,4959.0930813084524,6967.5663532044719,7816.197861417585,8175.6296690386898,9737.4437211199929,8041.5455309728968,4735.0635503990916,4868.4244236462937,4689.7117137055766,2681.3201451676168,3040.6352337057801,1519.3319308455136,2727.3368871382477,3441.2893834581937,2233.9493324425707,1609.2889955973772,1161.964870505514,982.6339429208374,1162.6881353241006,2009.8847858083157,1116.5896899954007,1563.9254869955607,1786.6018635341179,1966.6327121207876,2233.2027238073947,2367.8817357005491,1295.9439613966665,1473.8983907939335,1251.9919667071413,759.99258210716619,267.98152559889684,357.30870079852895,446.63587599816287,491.99938459997509,803.94457679669131,759.29266110516892,1027.2625147957706,491.29946359797782,0,0,0,0,0,44.663587599816282,0,0,0,0,0,0,0,0,0,0,0,0,0,0,0,0,0,0,0,44.663587599816282,0,0,0,0,0,0,0,0,0,0,0,0,0,0,0,0,0,0,0,0,0]
[null,"TRANSFORMERS","kiosk mounted ; < = 22 kv ; > 60 kva and < = 600 kva ; single phase","","","",2,0,0,0,0,0,0,0,0,0,0,0,0,0,0,0,0,0,0,0,0,0,0,0,0,0,0,0,0,0,0,0,0,0,1,0,0,0,0,0,0,0,0,0,0,0,0,0,0,0,0,0,0,0,0,0,0,0,0,0,0,0,0,0,0,0,0,0,0,0,0,0,0,0,0,0,0,0,0,0,0,0,0,0,0,0,0,0,0,0,0,0,null,"","","","","","","","","","","","","","","","","","","","","","","","","","","","","","","","","","","","","","","","","","","","","","","","","","","","","","","","","","","","","","","","","","","","","","","","","","","","","","","","","","","","","","","","","","",""]
[5,"TRANSFORMERS","kiosk mounted ; < = 22 kv ; > 600 kva ; multiple phase",65.304312651794547,46.457247836110575,6.8159553868926235,2,2,27.2507836990596,23.297608347765099,22.280465615888801,26.3199245895171,23.295460025867499,20.256921761624,21.2697678497052,15.2055374092992,19.243768770414501,13.1669991450556,17.218383497380401,13.1669991450556,11.1416138720214,9.1156147927307796,10.128460880812,7.08992261656838,7.08992261656838,7.0902295196966003,10.128460880812,3.0385382642435901,1.0128460880812,1.0128460880812,3.0379244579871498,1.0128460880812,0,3.0385382642435901,0,3.0382313611153702,0,2.0256921761624,0,1.0128460880812,0,0,0,1.0128460880812,0,0,0,0,0,0,0,0,0,0,0,0,0,0,0,0,0,0,0,0,0,0,0,0,0,0,0,0,0,0,0,0,0,0,0,0,0,0,0,0,0,0,0,0,0,0,0,0,0,0,0,0,0,0,null,130.60862530358909,1779.5936986898143,1521.4342995815107,1455.0104926075603,1718.80458436548,1521.2940048966329,1322.8643520840344,1389.0075696882361,992.9871690154331,1256.7010923819885,859.86182885462244,1124.4346992714293,859.86182885462244,727.59543574405677,595.28895843781413,661.4321760420172,463.00252322941077,463.00252322941077,463.02256532724988,661.4321760420172,198.42965281260453,66.143217604201723,66.143217604201723,198.38956861692631,66.143217604201723,0,198.42965281260453,0,198.40961071476542,0,132.28643520840345,0,66.143217604201723,0,0,0,66.143217604201723,0,0,0,0,0,0,0,0,0,0,0,0,0,0,0,0,0,0,0,0,0,0,0,0,0,0,0,0,0,0,0,0,0,0,0,0,0,0,0,0,0,0,0,0,0,0,0,0,0,0,0,0,0,0]
[5,"TRANSFORMERS","pole mounted ; < = 22 kv ; < = 60 kva ; multiple phase",6.0034732841041958,57.378578874311842,7.5748649409947797,2,41,41.679796696315101,30.573502952808902,42.789958846741101,48.988407994946002,31.615921531190001,36.735912079171797,34.713802894164999,43.857437725584902,54.073006988894598,72.388760262826295,76.526638475128607,69.409718124009601,69.367418627035207,77.530476221206996,82.629892682613402,74.487025400409195,85.687777196261095,146.95769823492901,185.66919848144701,210.12474884072,168.318053653482,154.00867480563599,138.710809196025,142.76946125888799,180.60287092642699,168.322509206528,156.051358077218,160.13173555047999,228.518576940267,259.151234811954,167.35114255986801,142.83502126469301,145.91271231569999,149.89444087677199,131.61638180451999,126.51734911772201,134.61599802991199,169.369030224189,119.418700205531,100.98525903126399,93.843159298276007,70.409718124009601,72.407031701754605,32.634960519334001,35.7126515703415,58.110317415967003,37.736295853779602,39.773606280852,51.032626364959498,33.674573594053498,56.128588854895298,32.714186668772903,24.4959309832083,28.594579895399001,21.415553509945902,15.3184396961866,19.376324209834401,10.198065373597,5.0990326867985196,2.0399968493272498,8.1584522988776307,2.0392293001115598,0,1.0198065373597001,0,0,0,0,5.0990326867985196,0,0,1.0198065373597001,0,0,0,0,0,0,0,0,1.0198065373597001,0,0,0,0,0,0,0,0,1.0198065373597001,null,246.14240464827202,250.22354595322204,183.547208178669,256.8883747643282,294.10059862845469,189.80534026483377,220.5430667345085,208.40338826477847,263.29695569481243,324.6258528490082,434.58398830730107,459.42562960773483,416.69938841469445,416.4454445146776,465.45214269789182,496.06635318846634,447.18086700374721,514.42428117202621,882.25661524684267,1114.6600727644066,1261.4783159943665,1010.4929383410957,924.58696471592657,832.74663722481068,857.11264645368306,1084.2445106393227,1010.5196871347733,936.85015916475572,961.34659631454474,1371.9051715824021,1555.807514736179,1004.6881134224802,857.50623419703925,875.98307019848619,899.88727123943659,790.15543191389338,759.54352540392756,808.16354778559969,1016.8024481055547,716.92697630635359,606.26230468253539,563.38489974313427,422.70286169879864,434.69368040276936,195.92311360561686,214.39994960706696,348.86373813757268,226.54884399921778,238.77978271957383,306.37300899970575,202.16440292550078,336.96648366483242,196.39874567717575,147.06066722695127,171.66679647221085,128.56770336126405,91.963843470217441,116.32524473788217,61.223813019937666,30.61190650996895,12.247066584592876,48.979050415950319,12.242458623382246,0,6.1223813019937667,0,0,0,0,30.61190650996895,0,0,6.1223813019937667,0,0,0,0,0,0,0,0,6.1223813019937667,0,0,0,0,0,0,0,0,6.1223813019937667]
[5,"TRANSFORMERS","pole mounted ; < = 22 kv ; < = 60 kva ; single phase",5.2410068118282505,55.251752298459252,7.4331522450747132,2,431,477.33079157588998,432.47674183772602,368.33640021063297,384.01911386822599,422.369552394435,441.25949270155598,445.16111990521199,499.02199519693897,567.32144415281095,610.59558925340605,571.39319114234195,553.79952518524601,520.88993354122397,621.07932280421699,592.21369638192004,672.86147663650104,633.40102829611305,502.01390346997999,570.31219646485795,682.37183599412504,693.70976364388605,552.83886656299399,513.42353940532496,564.33069184076396,752.46066782538003,748.42128774368496,859.15459793707998,815.69761747967402,1042.45696692561,1251.82979965609,1131.5398916653,1224.47234795602,1234.6818091196401,1209.2432354555001,1116.8501648338499,869.601302032131,1003.0509261598399,1400.57685409482,1076.4765296798601,1035.1966047743001,871.79569699888305,820.96957794487503,804.675615516839,356.15691662496499,313.60271933220997,327.12117041679301,366.40340724434702,353.10482097233398,343.822456858186,332.577122199798,407.10803428212898,590.02157463320998,414.32211928972799,366.58971048414003,434.97366070442598,321.94873870893002,282.63062838661102,192.611358909492,135.76323789264799,86.994955592294602,82.8526175742265,67.330698606661201,26.904967800045,25.8690943052794,9.3483312987082599,11.3830488324797,2.0694350675428201,3.10415260131423,31.040370052148202,1.0347175337714101,3.10415260131423,4.1388701350856403,0,1.0370294557597199,0,0,0,0,1.0347175337714101,3.10415260131423,1.0347175337714101,0,2.0694350675428201,0,0,0,0,0,0,3.1041526013142304,null,2258.873935897976,2501.69393014461,2266.6135499288098,1930.4535825482239,2012.646791655621,2213.6417012080828,2312.644007032733,2333.0924617843084,2615.3776760792816,2973.3355533011227,3200.1356425493855,2994.6756070092956,2902.4670838831253,2729.9876899023193,3255.0809615025782,3103.7960167956303,3526.4715824687173,3319.659103918947,2631.0582877186548,2989.0101065410518,3576.3154406449589,3635.7375966893724,2897.4322655000606,2690.8562673762781,2957.6610000611931,3943.6514857056513,3922.4810671819241,4502.835100201798,4275.0767696030462,5463.5240646949396,6560.8485072471622,5930.4082800732385,6417.4679165328325,6470.9757720364614,6337.6520341795085,5853.419321685712,4557.5863475251144,5256.9967366143565,7340.4328327999328,5641.8208248253823,5425.4724572035839,4569.0871864937035,4302.7071503128536,4217.3103822358435,1866.6208261111879,1643.5939882279754,1714.4442824476421,1920.3227532447033,1850.6247720053973,1801.9758384532777,1743.0389629073777,2133.6559808226471,3092.3070917782838,2171.4650494885814,1921.299169793524,2279.6999187177666,1687.3355326330159,1481.2690486055274,1009.4774440801435,711.53605459122741,455.94115485391217,434.2311330843221,352.88065004266628,141.00911951205558,135.58009946979675,48.994668015757227,59.658636470399721,10.845923285628176,16.268884928442262,162.68279088497835,5.4229616428140881,16.268884928442262,21.691846571256352,0,5.4350784417032356,0,0,0,0,5.4229616428140881,16.268884928442262,5.4229616428140881,0,10.845923285628176,0,0,0,0,0,0,16.268884928442265]
[5,"TRANSFORMERS","pole mounted ; < = 22 kv ; > 60 kva and < = 600 kva ; multiple phase",12.625588500000001,54.872455898030239,7.4075944744586444,2,336,370.21152419421298,420.59955416195402,328.14283358058702,280.428118033175,349.54391599808503,364.87610428087601,353.65232376317999,483.68028747103199,669.62556709826197,499.908195388732,407.49995351321002,410.59777574222397,347.57153613275102,343.50675125090902,279.49806216502299,319.07751462660298,269.24253411265499,210.41064914871001,202.25087962535599,188.02632522015799,153.43473944749601,147.35575755457,114.809342440161,122.999827648185,115.905874856674,121.95517291493201,135.16114494654099,119.938654241346,223.57016070956499,254.05101705462999,223.538671137394,196.2041611921,219.55364203597901,204.34741204186901,155.529208164007,177.85081091071899,204.267656261442,269.32435359308403,192.09007825200001,202.269977923944,202.23668261427201,231.749802419009,206.414776548714,85.425792399109696,74.186267095327906,56.898217620789197,64.057729181643495,61.993718187301603,43.721671461348301,37.593391510164203,34.545383264407697,45.736900322433101,33.528348665821298,31.496601131150499,15.240815116283001,19.304826110625001,12.208809619112101,14.239783266282,18.288565399539198,6.09601649151291,10.160027485854901,2.0322634596712201,4.06401099434194,2.03200549717097,2.0480082457564599,0,3.0477502832562098,0,5.0800137429274299,0,0,1.0160027485854899,0,0,1.0160027485854899,0,0,0,0,0,0,1.01574478608524,1.0160027485854899,0,0,0,0,0,0,0,null,4242.1977360000001,4674.1383624339278,5310.3168941322938,4142.9963860124735,3540.570022116297,4413.1976460703891,4606.7755461334291,4465.0687119026825,6106.7482751709558,8454.4168592617953,6311.6351627557278,5144.9267268269195,5184.038555536602,4388.2951895249962,4336.9748882658378,3528.8275194429998,4028.5413992782205,3399.3454424035949,2656.5582721694882,2553.536379912779,2373.9430093968867,1937.2038818688022,1860.4531579897673,1449.5355136050589,1552.9452094569067,1463.3798806728626,1539.7558286702772,1706.4889972838812,1514.2960936950144,2822.7048499978359,3207.5435993382407,2822.3072756175638,2477.1930011991244,2771.9939380225733,2580.0063354805829,1963.6477820095931,2245.4711529500482,2578.9993718164151,3400.3784614947758,2425.2502829425516,2553.7775071718015,2553.3571342929031,2925.9776402987122,2606.1080290235136,1078.5509021175869,936.64528069670052,718.37348206353352,808.76652889187255,782.70717541783597,552.01183240317732,474.6386915267268,436.1557936711983,577.45528273655771,423.31513333918377,397.66312503054075,192.42426006276884,243.73479053680677,154.14340632575113,179.78564384926247,230.90390098992003,76.965795711055748,128.27632618509355,25.658522165395173,51.310530474037165,25.655265237018583,25.857309355527935,0,38.479640927151351,0,64.13816309254652,0,0,12.827632618509353,0,0,12.827632618509353,0,0,0,0,0,0,12.824375690132767,12.827632618509353,0,0,0,0,0,0,0]
[5,"TRANSFORMERS","pole mounted ; < = 22 kv ; > 60 kva and < = 600 kva ; single phase",18.434556021236997,59.442915248687292,7.7099231674957238,2,16,20.963671128107102,8.4465946913365606,5.2811687166514503,12.6667155446571,16.897043434849198,32.745942501674399,17.961366553485799,17.9559736366149,9.50880014840806,18.036475505864299,15.7818794897532,19.073834040146401,15.8515955252607,9.5114966068435098,9.50880014840806,15.840809691518899,11.6640190862217,9.5034072315371603,5.28656163352235,10.5650338917384,11.6266605519395,10.5758197254802,5.3616705859008098,7.4125114123601996,8.4660486972550295,6.3481882937235499,8.4606557803841298,4.2330243486275201,7.4017255786183904,9.5114966068435098,10.5704268086093,12.680197836834401,6.3454918352881,7.4017255786183904,5.2357208070629699,9.50880014840806,3.1848799806035801,8.5704268086092608,14.8488990668253,11.682894295269801,5.28656163352235,7.3963326617474801,15.7845759481886,3.17409414686177,4.2249349733211599,5.6233743330289E-2,2.1124674866605799,0,2.1124674866605799,0,2.1178604035314801,2.1205568619669402,3.1713976884263202,2.6964584354520001E-3,0,3.1687012299908699,2.1687012299908699,4.2249349733211599,6.3374024599817398,2.6964584354520001E-3,1.05623374333029,0,0,0,0,0,0,0,0,0,0,0,0,0,0,0,0,0,0,0,0,2.6964584354520001E-3,0,0,0,0,0,0,0,0,null,294.95289633979195,386.45596982187897,155.70922302612684,97.356000564715458,233.50527731305479,311.48949379300234,603.65691151532224,331.10981794820646,331.010401920032,175.29050903057504,332.49441813852434,290.93194157426649,351.61766215285604,292.21712573640809,175.3402170446623,175.29050903057504,292.01829368005912,215.0210132777315,175.19109300240058,97.455416592889932,194.76170914351906,214.33232528463498,194.960541199868,98.840016783207076,136.64635688921268,156.06784898806833,117.02603273400769,155.96843295989387,78.033924494034267,136.44752483286354,175.3402170446623,194.86112517169354,233.75381738349193,116.97632471992044,136.44752483286354,96.518188529358497,175.29050903057504,58.711848423352897,157.99201312921883,273.73286170108474,215.36896937634125,97.455416592889932,136.34810880468888,290.98164958835281,58.51301636700375,77.884800451772364,1.0366440917060749,38.942400225886182,0,38.942400225886182,0,39.041816254060663,39.091524268148085,58.463308352916513,4.9708014087276958E-2,0,58.413600338829269,39.979044317592269,77.884800451772364,116.82720067765854,4.9708014087276958E-2,19.471200112943091,0,0,0,0,0,0,0,0,0,0,0,0,0,0,0,0,0,0,0,0,4.9708014087276958E-2,0,0,0,0,0,0,0,0]
[5,"TRANSFORMERS","pole mounted ; < = 22 kv ; > 600 kva ; multiple phase",32.842895433441782,59.442915248687292,7.7099231674957238,2,0,0,0,0,0,0,0,0,0,0,0,0,0,0,0,0,0,0,0,0,0,0,0,0,1,0,0,0,0,0,0,0,0,0,0,0,0,0,0,0,0,0,0,0,0,0,0,0,0,0,0,0,0,0,0,0,0,0,0,0,0,0,0,0,0,0,0,0,0,0,0,0,0,0,0,0,0,0,0,0,0,0,0,0,0,0,0,0,0,0,0,null,0,0,0,0,0,0,0,0,0,0,0,0,0,0,0,0,0,0,0,0,0,0,0,0,32.842895433441782,0,0,0,0,0,0,0,0,0,0,0,0,0,0,0,0,0,0,0,0,0,0,0,0,0,0,0,0,0,0,0,0,0,0,0,0,0,0,0,0,0,0,0,0,0,0,0,0,0,0,0,0,0,0,0,0,0,0,0,0,0,0,0,0,0,0]
["","UNDERGROUND CABLES","˂ = 1 kv","","","",2,263.73,177.23838700001701,185.266847453678,210.41366381008501,146.46195065563401,138.843945413157,119.47205951057001,173.45404825521101,196.327614882798,107.422332782233,85.439456015241007,46.632394115246399,45.776616646682697,58.210553958892802,65.781255809767899,131.65866518544499,148.794693920329,149.76377642182501,124.67878214432,116.926408646518,132.90701827024799,103.09375344511299,77.079771912472907,33.763160052801901,22.395857902982801,17.736970060850101,17.809880533645199,17.330656533049702,8.6597382863853003,11.270849270134301,12.658478765435101,11.015961929127601,13.7196701585277,17.139579147633299,5.6433662959752304,8.6761788831920104,3.5532611529276799,4.6051413276707702,4.6690773101140497,1114.8306439339201,0.32739118028383002,3.0648627912683,6.12328639801654,2.7842915714557699,1.4547959004367299,2.42550198225074,7.1325448818286201,1.78122120304255,1.11430875787441,9.5462968292074404,0.118266355685072,2.2423918569469001E-2,5.7578518460704997E-2,2.0618190066442998E-2,479.85414372169902,0,0,0,0,0,0,0,0,0,0,0,0,0,0,0,0,0,0,0,0,0,0,0,0,0,0,0,0,0,0,0,0,0,0,0,0,null,"","","","","","","","","","","","","","","","","","","","","","","","","","","","","","","","","","","","","","","","","","","","","","","","","","","","","","","","","","","","","","","","","","","","","","","","","","","","","","","","","","","","","","","","","","",""]
["","UNDERGROUND CABLES","> 1 kv & < = 11 kv","","","",2,0.48000000000000398,1.124539,1.1776063423301899,9.2334135555205101,6.6311229848321995E-2,5.2268544288944001E-2,0,0,0,0,0,0,0,0,0,0,0,0,0,0,0,4.8571407747249997E-3,0,0,0,0,0.89092044348224597,0,0,0,0,0,0,0,0,0,0,0,0,0,0,0,0,0.96862363864513101,1.9276506044888699,0,0,0,0,0.495197162337777,0,0,0,0,1.8612338283280998E-2,0,0,0,0,0,0,0,0,0,0,0,0,0,0,0,0,0,0,0,0,0,0,0,0,0,0,0,0,0,0,0,0,0,0,0,0,null,"","","","","","","","","","","","","","","","","","","","","","","","","","","","","","","","","","","","","","","","","","","","","","","","","","","","","","","","","","","","","","","","","","","","","","","","","","","","","","","","","","","","","","","","","","",""]
[6,"UNDERGROUND CABLES","> 11 kv & < = 22 kv",631.06373888415737,61.113668176043589,7.8175231484175081,2,132.259999999999,155.087253000007,121.64154371657401,106.94894420014001,97.600377351021393,85.666851138041906,62.639791690789203,86.612415955862105,69.374534954060195,49.205263625365497,44.915205697323103,34.274954613218902,36.587043012943603,30.941404802784501,41.310796906054001,44.281144536002699,50.212133634696002,57.419608555050601,47.406166648496999,54.499585632317803,78.813780744913601,61.482855062768898,85.211740917130498,28.0882486677624,12.5523025321224,12.3624927108053,15.3044404226069,6.22316384667816,1.55321492960222,4.8553558918166297,5.4872221622621602,5.4106170537742502,3.9485765243326099,6.1722723269835802,1.9125298216704201,3.2016965650621301,0.77513616432454202,1.12203645612838,4.7372448340922402,211.369104775994,0,1.1344791960193401,1.25233398214433,417.14440855397402,0.23542616601062999,1.19289304089637,1.83968838824039,1.4409719890107999,0.19506690655814199,43.281715447934801,0,1.47250847053721,0,0,1.8514557770929401,0,0,0,0,0,0,0,0,0,0,0,0,0,0,0,0,0,0,0,0,0,0,0,0,0,0,0,0,0,0,0,0,0,0,0,0,null,83464.490104818018,97869.941731457671,76763.567381421875,67491.600596653472,61592.059047640192,54061.243377605257,39529.701147314205,54657.95504689619,43779.753411458893,31051.657636203778,28344.357640103724,21629.681008302719,23088.756158463675,19525.998601173411,26069.745951818517,27944.224632959638,31687.056788862214,36235.432860014982,29916.31277136596,34392.712276767779,49736.519152481385,38799.600393183682,53774.039819992511,17725.475222986093,7921.3029675262378,7801.5208720089349,9658.0773946201443,3927.2130447734348,980.17762076547024,3064.0390427030247,3462.7869338051692,3414.4442276251625,2491.8034647155478,3895.0972520774767,1206.9282199907861,2020.4746051206716,489.16032600297007,708.07652116870531,2989.5034370119088,133387.37754453599,0,715.92868312625762,790.30256510368645,263244.71011669131,148.56891655383049,752.79154247695533,1160.9606326647499,909.34517101249628,123.09965138514764,27313.521175893926,0,929.24670095580382,0,0,1168.3866050709439,0,0,0,0,0,0,0,0,0,0,0,0,0,0,0,0,0,0,0,0,0,0,0,0,0,0,0,0,0,0,0,0,0,0,0,0]
["","UNDERGROUND CABLES","> 33 kv & < = 66 kv","","","",2,0.47000000000000097,0.250911,0,0,0,0.75741838527685401,0,1.2241582248976799,0,0,0,0,0,0,0.360314888924049,0,0,0,0,0,0,0.70093612879080602,0,0,0,0,0,0,0,0,0,0,0,0,0,0,5.7308697238222299,0,0,0,0,0,0,2.4053916482883899,0,0,0,0,0,0,0,0,0,0,0,0,0,0,0,0,0,0,0,0,0,0,0,0,0,0,0,0,0,0,0,0,0,0,0,0,0,0,0,0,0,0,0,0,0,0,0,null,"","","","","","","","","","","","","","","","","","","","","","","","","","","","","","","","","","","","","","","","","","","","","","","","","","","","","","","","","","","","","","","","","","","","","","","","","","","","","","","","","","","","","","","","","","",""]
["","","","","","","","","","","","","","","","","","","","","","","","","","","","","","","","","","","","","","","","","","","","","","","","","","","","","","","","","","","","","","","","","","","","","","","","","","","","","","","","","","","","","","","","","","","","","","","","","","",null,"","","","","","","","","","","","","","","","","","","","","","","","","","","","","","","","","","","","","","","","","","","","","","","","","","","","","","","","","","","","","","","","","","","","","","","","","","","","","","","","","","","","","","","","","","",""]
["","","","","","","","","","","","","","","","","","","","","","","","","","","","","","","","","","","","","","","","","","","","","","","","","","","","","","","","","","","","","","","","","","","","","","","","","","","","","","","","","","","","","","","","","","","","","","","","","","",null,"","","","","","","","","","","","","","","","","","","","","","","","","","","","","","","","","","","","","","","","","","","","","","","","","","","","","","","","","","","","","","","","","","","","","","","","","","","","","","","","","","","","","","","","","","",""]
["","","","","","","","","","","","","","","","","","","","","","","","","","","","","","","","","","","","","","","","","","","","","","","","","","","","","","","","","","","","","","","","","","","","","","","","","","","","","","","","","","","","","","","","","","","","","","","","","","",null,"","","","","","","","","","","","","","","","","","","","","","","","","","","","","","","","","","","","","","","","","","","","","","","","","","","","","","","","","","","","","","","","","","","","","","","","","","","","","","","","","","","","","","","","","","",""]
["","","","","","","","","","","","","","","","","","","","","","","","","","","","","","","","","","","","","","","","","","","","","","","","","","","","","","","","","","","","","","","","","","","","","","","","","","","","","","","","","","","","","","","","","","","","","","","","","","",null,"","","","","","","","","","","","","","","","","","","","","","","","","","","","","","","","","","","","","","","","","","","","","","","","","","","","","","","","","","","","","","","","","","","","","","","","","","","","","","","","","","","","","","","","","","",""]
["","","","","","","","","","","","","","","","","","","","","","","","","","","","","","","","","","","","","","","","","","","","","","","","","","","","","","","","","","","","","","","","","","","","","","","","","","","","","","","","","","","","","","","","","","","","","","","","","","",null,"","","","","","","","","","","","","","","","","","","","","","","","","","","","","","","","","","","","","","","","","","","","","","","","","","","","","","","","","","","","","","","","","","","","","","","","","","","","","","","","","","","","","","","","","","",""]
["","","","","","","","","","","","","","","","","","","","","","","","","","","","","","","","","","","","","","","","","","","","","","","","","","","","","","","","","","","","","","","","","","","","","","","","","","","","","","","","","","","","","","","","","","","","","","","","","","",null,"","","","","","","","","","","","","","","","","","","","","","","","","","","","","","","","","","","","","","","","","","","","","","","","","","","","","","","","","","","","","","","","","","","","","","","","","","","","","","","","","","","","","","","","","","",""]
["","","","","","","","","","","","","","","","","","","","","","","","","","","","","","","","","","","","","","","","","","","","","","","","","","","","","","","","","","","","","","","","","","","","","","","","","","","","","","","","","","","","","","","","","","","","","","","","","","",null,"","","","","","","","","","","","","","","","","","","","","","","","","","","","","","","","","","","","","","","","","","","","","","","","","","","","","","","","","","","","","","","","","","","","","","","","","","","","","","","","","","","","","","","","","","",""]
["","","","","","","","","","","","","","","","","","","","","","","","","","","","","","","","","","","","","","","","","","","","","","","","","","","","","","","","","","","","","","","","","","","","","","","","","","","","","","","","","","","","","","","","","","","","","","","","","","",null,"","","","","","","","","","","","","","","","","","","","","","","","","","","","","","","","","","","","","","","","","","","","","","","","","","","","","","","","","","","","","","","","","","","","","","","","","","","","","","","","","","","","","","","","","","",""]
["","","","","","","","","","","","","","","","","","","","","","","","","","","","","","","","","","","","","","","","","","","","","","","","","","","","","","","","","","","","","","","","","","","","","","","","","","","","","","","","","","","","","","","","","","","","","","","","","","",null,"","","","","","","","","","","","","","","","","","","","","","","","","","","","","","","","","","","","","","","","","","","","","","","","","","","","","","","","","","","","","","","","","","","","","","","","","","","","","","","","","","","","","","","","","","",""]
["","","","","","","","","","","","","","","","","","","","","","","","","","","","","","","","","","","","","","","","","","","","","","","","","","","","","","","","","","","","","","","","","","","","","","","","","","","","","","","","","","","","","","","","","","","","","","","","","","",null,"","","","","","","","","","","","","","","","","","","","","","","","","","","","","","","","","","","","","","","","","","","","","","","","","","","","","","","","","","","","","","","","","","","","","","","","","","","","","","","","","","","","","","","","","","",""]
["","","","","","","","","","","","","","","","","","","","","","","","","","","","","","","","","","","","","","","","","","","","","","","","","","","","","","","","","","","","","","","","","","","","","","","","","","","","","","","","","","","","","","","","","","","","","","","","","","",null,"","","","","","","","","","","","","","","","","","","","","","","","","","","","","","","","","","","","","","","","","","","","","","","","","","","","","","","","","","","","","","","","","","","","","","","","","","","","","","","","","","","","","","","","","","",""]
["","","","","","","","","","","","","","","","","","","","","","","","","","","","","","","","","","","","","","","","","","","","","","","","","","","","","","","","","","","","","","","","","","","","","","","","","","","","","","","","","","","","","","","","","","","","","","","","","","",null,"","","","","","","","","","","","","","","","","","","","","","","","","","","","","","","","","","","","","","","","","","","","","","","","","","","","","","","","","","","","","","","","","","","","","","","","","","","","","","","","","","","","","","","","","","",""]
["","","","","","","","","","","","","","","","","","","","","","","","","","","","","","","","","","","","","","","","","","","","","","","","","","","","","","","","","","","","","","","","","","","","","","","","","","","","","","","","","","","","","","","","","","","","","","","","","","",null,"","","","","","","","","","","","","","","","","","","","","","","","","","","","","","","","","","","","","","","","","","","","","","","","","","","","","","","","","","","","","","","","","","","","","","","","","","","","","","","","","","","","","","","","","","",""]
["","","","","","","","","","","","","","","","","","","","","","","","","","","","","","","","","","","","","","","","","","","","","","","","","","","","","","","","","","","","","","","","","","","","","","","","","","","","","","","","","","","","","","","","","","","","","","","","","","",null,"","","","","","","","","","","","","","","","","","","","","","","","","","","","","","","","","","","","","","","","","","","","","","","","","","","","","","","","","","","","","","","","","","","","","","","","","","","","","","","","","","","","","","","","","","",""]
["","","","","","","","","","","","","","","","","","","","","","","","","","","","","","","","","","","","","","","","","","","","","","","","","","","","","","","","","","","","","","","","","","","","","","","","","","","","","","","","","","","","","","","","","","","","","","","","","","",null,"","","","","","","","","","","","","","","","","","","","","","","","","","","","","","","","","","","","","","","","","","","","","","","","","","","","","","","","","","","","","","","","","","","","","","","","","","","","","","","","","","","","","","","","","","",""]
["","","","","","","","","","","","","","","","","","","","","","","","","","","","","","","","","","","","","","","","","","","","","","","","","","","","","","","","","","","","","","","","","","","","","","","","","","","","","","","","","","","","","","","","","","","","","","","","","","",null,"","","","","","","","","","","","","","","","","","","","","","","","","","","","","","","","","","","","","","","","","","","","","","","","","","","","","","","","","","","","","","","","","","","","","","","","","","","","","","","","","","","","","","","","","","",""]
["","","","","","","","","","","","","","","","","","","","","","","","","","","","","","","","","","","","","","","","","","","","","","","","","","","","","","","","","","","","","","","","","","","","","","","","","","","","","","","","","","","","","","","","","","","","","","","","","","",null,"","","","","","","","","","","","","","","","","","","","","","","","","","","","","","","","","","","","","","","","","","","","","","","","","","","","","","","","","","","","","","","","","","","","","","","","","","","","","","","","","","","","","","","","","","",""]
["","","","","","","","","","","","","","","","","","","","","","","","","","","","","","","","","","","","","","","","","","","","","","","","","","","","","","","","","","","","","","","","","","","","","","","","","","","","","","","","","","","","","","","","","","","","","","","","","","",null,"","","","","","","","","","","","","","","","","","","","","","","","","","","","","","","","","","","","","","","","","","","","","","","","","","","","","","","","","","","","","","","","","","","","","","","","","","","","","","","","","","","","","","","","","","",""]
["","","","","","","","","","","","","","","","","","","","","","","","","","","","","","","","","","","","","","","","","","","","","","","","","","","","","","","","","","","","","","","","","","","","","","","","","","","","","","","","","","","","","","","","","","","","","","","","","","",null,"","","","","","","","","","","","","","","","","","","","","","","","","","","","","","","","","","","","","","","","","","","","","","","","","","","","","","","","","","","","","","","","","","","","","","","","","","","","","","","","","","","","","","","","","","",""]
["","","","","","","","","","","","","","","","","","","","","","","","","","","","","","","","","","","","","","","","","","","","","","","","","","","","","","","","","","","","","","","","","","","","","","","","","","","","","","","","","","","","","","","","","","","","","","","","","","",null,"","","","","","","","","","","","","","","","","","","","","","","","","","","","","","","","","","","","","","","","","","","","","","","","","","","","","","","","","","","","","","","","","","","","","","","","","","","","","","","","","","","","","","","","","","",""]
["","","","","","","","","","","","","","","","","","","","","","","","","","","","","","","","","","","","","","","","","","","","","","","","","","","","","","","","","","","","","","","","","","","","","","","","","","","","","","","","","","","","","","","","","","","","","","","","","","",null,"","","","","","","","","","","","","","","","","","","","","","","","","","","","","","","","","","","","","","","","","","","","","","","","","","","","","","","","","","","","","","","","","","","","","","","","","","","","","","","","","","","","","","","","","","",""]
["","","","","","","","","","","","","","","","","","","","","","","","","","","","","","","","","","","","","","","","","","","","","","","","","","","","","","","","","","","","","","","","","","","","","","","","","","","","","","","","","","","","","","","","","","","","","","","","","","",null,"","","","","","","","","","","","","","","","","","","","","","","","","","","","","","","","","","","","","","","","","","","","","","","","","","","","","","","","","","","","","","","","","","","","","","","","","","","","","","","","","","","","","","","","","","",""]
["","","","","","","","","","","","","","","","","","","","","","","","","","","","","","","","","","","","","","","","","","","","","","","","","","","","","","","","","","","","","","","","","","","","","","","","","","","","","","","","","","","","","","","","","","","","","","","","","","",null,"","","","","","","","","","","","","","","","","","","","","","","","","","","","","","","","","","","","","","","","","","","","","","","","","","","","","","","","","","","","","","","","","","","","","","","","","","","","","","","","","","","","","","","","","","",""]
["","","","","","","","","","","","","","","","","","","","","","","","","","","","","","","","","","","","","","","","","","","","","","","","","","","","","","","","","","","","","","","","","","","","","","","","","","","","","","","","","","","","","","","","","","","","","","","","","","",null,"","","","","","","","","","","","","","","","","","","","","","","","","","","","","","","","","","","","","","","","","","","","","","","","","","","","","","","","","","","","","","","","","","","","","","","","","","","","","","","","","","","","","","","","","","",""]
["","","","","","","","","","","","","","","","","","","","","","","","","","","","","","","","","","","","","","","","","","","","","","","","","","","","","","","","","","","","","","","","","","","","","","","","","","","","","","","","","","","","","","","","","","","","","","","","","","",null,"","","","","","","","","","","","","","","","","","","","","","","","","","","","","","","","","","","","","","","","","","","","","","","","","","","","","","","","","","","","","","","","","","","","","","","","","","","","","","","","","","","","","","","","","","",""]
["","","","","","","","","","","","","","","","","","","","","","","","","","","","","","","","","","","","","","","","","","","","","","","","","","","","","","","","","","","","","","","","","","","","","","","","","","","","","","","","","","","","","","","","","","","","","","","","","","",null,"","","","","","","","","","","","","","","","","","","","","","","","","","","","","","","","","","","","","","","","","","","","","","","","","","","","","","","","","","","","","","","","","","","","","","","","","","","","","","","","","","","","","","","","","","",""]
["","","","","","","","","","","","","","","","","","","","","","","","","","","","","","","","","","","","","","","","","","","","","","","","","","","","","","","","","","","","","","","","","","","","","","","","","","","","","","","","","","","","","","","","","","","","","","","","","","",null,"","","","","","","","","","","","","","","","","","","","","","","","","","","","","","","","","","","","","","","","","","","","","","","","","","","","","","","","","","","","","","","","","","","","","","","","","","","","","","","","","","","","","","","","","","",""]
["","","","","","","","","","","","","","","","","","","","","","","","","","","","","","","","","","","","","","","","","","","","","","","","","","","","","","","","","","","","","","","","","","","","","","","","","","","","","","","","","","","","","","","","","","","","","","","","","","",null,"","","","","","","","","","","","","","","","","","","","","","","","","","","","","","","","","","","","","","","","","","","","","","","","","","","","","","","","","","","","","","","","","","","","","","","","","","","","","","","","","","","","","","","","","","",""]
["","","","","","","","","","","","","","","","","","","","","","","","","","","","","","","","","","","","","","","","","","","","","","","","","","","","","","","","","","","","","","","","","","","","","","","","","","","","","","","","","","","","","","","","","","","","","","","","","","",null,"","","","","","","","","","","","","","","","","","","","","","","","","","","","","","","","","","","","","","","","","","","","","","","","","","","","","","","","","","","","","","","","","","","","","","","","","","","","","","","","","","","","","","","","","","",""]
["","","","","","","","","","","","","","","","","","","","","","","","","","","","","","","","","","","","","","","","","","","","","","","","","","","","","","","","","","","","","","","","","","","","","","","","","","","","","","","","","","","","","","","","","","","","","","","","","","",null,"","","","","","","","","","","","","","","","","","","","","","","","","","","","","","","","","","","","","","","","","","","","","","","","","","","","","","","","","","","","","","","","","","","","","","","","","","","","","","","","","","","","","","","","","","",""]
["","","","","","","","","","","","","","","","","","","","","","","","","","","","","","","","","","","","","","","","","","","","","","","","","","","","","","","","","","","","","","","","","","","","","","","","","","","","","","","","","","","","","","","","","","","","","","","","","","",null,"","","","","","","","","","","","","","","","","","","","","","","","","","","","","","","","","","","","","","","","","","","","","","","","","","","","","","","","","","","","","","","","","","","","","","","","","","","","","","","","","","","","","","","","","","",""]
["","","","","","","","","","","","","","","","","","","","","","","","","","","","","","","","","","","","","","","","","","","","","","","","","","","","","","","","","","","","","","","","","","","","","","","","","","","","","","","","","","","","","","","","","","","","","","","","","","",null,"","","","","","","","","","","","","","","","","","","","","","","","","","","","","","","","","","","","","","","","","","","","","","","","","","","","","","","","","","","","","","","","","","","","","","","","","","","","","","","","","","","","","","","","","","",""]
["","","","","","","","","","","","","","","","","","","","","","","","","","","","","","","","","","","","","","","","","","","","","","","","","","","","","","","","","","","","","","","","","","","","","","","","","","","","","","","","","","","","","","","","","","","","","","","","","","",null,"","","","","","","","","","","","","","","","","","","","","","","","","","","","","","","","","","","","","","","","","","","","","","","","","","","","","","","","","","","","","","","","","","","","","","","","","","","","","","","","","","","","","","","","","","",""]
["","","","","","","","","","","","","","","","","","","","","","","","","","","","","","","","","","","","","","","","","","","","","","","","","","","","","","","","","","","","","","","","","","","","","","","","","","","","","","","","","","","","","","","","","","","","","","","","","","",null,"","","","","","","","","","","","","","","","","","","","","","","","","","","","","","","","","","","","","","","","","","","","","","","","","","","","","","","","","","","","","","","","","","","","","","","","","","","","","","","","","","","","","","","","","","",""]
["","","","","","","","","","","","","","","","","","","","","","","","","","","","","","","","","","","","","","","","","","","","","","","","","","","","","","","","","","","","","","","","","","","","","","","","","","","","","","","","","","","","","","","","","","","","","","","","","","",null,"","","","","","","","","","","","","","","","","","","","","","","","","","","","","","","","","","","","","","","","","","","","","","","","","","","","","","","","","","","","","","","","","","","","","","","","","","","","","","","","","","","","","","","","","","",""]
["","","","","","","","","","","","","","","","","","","","","","","","","","","","","","","","","","","","","","","","","","","","","","","","","","","","","","","","","","","","","","","","","","","","","","","","","","","","","","","","","","","","","","","","","","","","","","","","","","",null,"","","","","","","","","","","","","","","","","","","","","","","","","","","","","","","","","","","","","","","","","","","","","","","","","","","","","","","","","","","","","","","","","","","","","","","","","","","","","","","","","","","","","","","","","","",""]
["","","","","","","","","","","","","","","","","","","","","","","","","","","","","","","","","","","","","","","","","","","","","","","","","","","","","","","","","","","","","","","","","","","","","","","","","","","","","","","","","","","","","","","","","","","","","","","","","","",null,"","","","","","","","","","","","","","","","","","","","","","","","","","","","","","","","","","","","","","","","","","","","","","","","","","","","","","","","","","","","","","","","","","","","","","","","","","","","","","","","","","","","","","","","","","",""]
["","","","","","","","","","","","","","","","","","","","","","","","","","","","","","","","","","","","","","","","","","","","","","","","","","","","","","","","","","","","","","","","","","","","","","","","","","","","","","","","","","","","","","","","","","","","","","","","","","",null,"","","","","","","","","","","","","","","","","","","","","","","","","","","","","","","","","","","","","","","","","","","","","","","","","","","","","","","","","","","","","","","","","","","","","","","","","","","","","","","","","","","","","","","","","","",""]
["","","","","","","","","","","","","","","","","","","","","","","","","","","","","","","","","","","","","","","","","","","","","","","","","","","","","","","","","","","","","","","","","","","","","","","","","","","","","","","","","","","","","","","","","","","","","","","","","","",null,"","","","","","","","","","","","","","","","","","","","","","","","","","","","","","","","","","","","","","","","","","","","","","","","","","","","","","","","","","","","","","","","","","","","","","","","","","","","","","","","","","","","","","","","","","",""]
["","","","","","","","","","","","","","","","","","","","","","","","","","","","","","","","","","","","","","","","","","","","","","","","","","","","","","","","","","","","","","","","","","","","","","","","","","","","","","","","","","","","","","","","","","","","","","","","","","",null,"","","","","","","","","","","","","","","","","","","","","","","","","","","","","","","","","","","","","","","","","","","","","","","","","","","","","","","","","","","","","","","","","","","","","","","","","","","","","","","","","","","","","","","","","","",""]
["","","","","","","","","","","","","","","","","","","","","","","","","","","","","","","","","","","","","","","","","","","","","","","","","","","","","","","","","","","","","","","","","","","","","","","","","","","","","","","","","","","","","","","","","","","","","","","","","","",null,"","","","","","","","","","","","","","","","","","","","","","","","","","","","","","","","","","","","","","","","","","","","","","","","","","","","","","","","","","","","","","","","","","","","","","","","","","","","","","","","","","","","","","","","","","",""]
["","","","","","","","","","","","","","","","","","","","","","","","","","","","","","","","","","","","","","","","","","","","","","","","","","","","","","","","","","","","","","","","","","","","","","","","","","","","","","","","","","","","","","","","","","","","","","","","","","",null,"","","","","","","","","","","","","","","","","","","","","","","","","","","","","","","","","","","","","","","","","","","","","","","","","","","","","","","","","","","","","","","","","","","","","","","","","","","","","","","","","","","","","","","","","","",""]
["","","","","","","","","","","","","","","","","","","","","","","","","","","","","","","","","","","","","","","","","","","","","","","","","","","","","","","","","","","","","","","","","","","","","","","","","","","","","","","","","","","","","","","","","","","","","","","","","","",null,"","","","","","","","","","","","","","","","","","","","","","","","","","","","","","","","","","","","","","","","","","","","","","","","","","","","","","","","","","","","","","","","","","","","","","","","","","","","","","","","","","","","","","","","","","",""]
["","","","","","","","","","","","","","","","","","","","","","","","","","","","","","","","","","","","","","","","","","","","","","","","","","","","","","","","","","","","","","","","","","","","","","","","","","","","","","","","","","","","","","","","","","","","","","","","","","",null,"","","","","","","","","","","","","","","","","","","","","","","","","","","","","","","","","","","","","","","","","","","","","","","","","","","","","","","","","","","","","","","","","","","","","","","","","","","","","","","","","","","","","","","","","","",""]
["","","","","","","","","","","","","","","","","","","","","","","","","","","","","","","","","","","","","","","","","","","","","","","","","","","","","","","","","","","","","","","","","","","","","","","","","","","","","","","","","","","","","","","","","","","","","","","","","","",null,"","","","","","","","","","","","","","","","","","","","","","","","","","","","","","","","","","","","","","","","","","","","","","","","","","","","","","","","","","","","","","","","","","","","","","","","","","","","","","","","","","","","","","","","","","",""]
["","","","","","","","","","","","","","","","","","","","","","","","","","","","","","","","","","","","","","","","","","","","","","","","","","","","","","","","","","","","","","","","","","","","","","","","","","","","","","","","","","","","","","","","","","","","","","","","","","",null,"","","","","","","","","","","","","","","","","","","","","","","","","","","","","","","","","","","","","","","","","","","","","","","","","","","","","","","","","","","","","","","","","","","","","","","","","","","","","","","","","","","","","","","","","","",""]
["","","","","","","","","","","","","","","","","","","","","","","","","","","","","","","","","","","","","","","","","","","","","","","","","","","","","","","","","","","","","","","","","","","","","","","","","","","","","","","","","","","","","","","","","","","","","","","","","","",null,"","","","","","","","","","","","","","","","","","","","","","","","","","","","","","","","","","","","","","","","","","","","","","","","","","","","","","","","","","","","","","","","","","","","","","","","","","","","","","","","","","","","","","","","","","",""]
["","","","","","","","","","","","","","","","","","","","","","","","","","","","","","","","","","","","","","","","","","","","","","","","","","","","","","","","","","","","","","","","","","","","","","","","","","","","","","","","","","","","","","","","","","","","","","","","","","",null,"","","","","","","","","","","","","","","","","","","","","","","","","","","","","","","","","","","","","","","","","","","","","","","","","","","","","","","","","","","","","","","","","","","","","","","","","","","","","","","","","","","","","","","","","","",""]
["","","","","","","","","","","","","","","","","","","","","","","","","","","","","","","","","","","","","","","","","","","","","","","","","","","","","","","","","","","","","","","","","","","","","","","","","","","","","","","","","","","","","","","","","","","","","","","","","","",null,"","","","","","","","","","","","","","","","","","","","","","","","","","","","","","","","","","","","","","","","","","","","","","","","","","","","","","","","","","","","","","","","","","","","","","","","","","","","","","","","","","","","","","","","","","",""]
["","","","","","","","","","","","","","","","","","","","","","","","","","","","","","","","","","","","","","","","","","","","","","","","","","","","","","","","","","","","","","","","","","","","","","","","","","","","","","","","","","","","","","","","","","","","","","","","","","",null,"","","","","","","","","","","","","","","","","","","","","","","","","","","","","","","","","","","","","","","","","","","","","","","","","","","","","","","","","","","","","","","","","","","","","","","","","","","","","","","","","","","","","","","","","","",""]
["","","","","","","","","","","","","","","","","","","","","","","","","","","","","","","","","","","","","","","","","","","","","","","","","","","","","","","","","","","","","","","","","","","","","","","","","","","","","","","","","","","","","","","","","","","","","","","","","","",null,"","","","","","","","","","","","","","","","","","","","","","","","","","","","","","","","","","","","","","","","","","","","","","","","","","","","","","","","","","","","","","","","","","","","","","","","","","","","","","","","","","","","","","","","","","",""]
["","","","","","","","","","","","","","","","","","","","","","","","","","","","","","","","","","","","","","","","","","","","","","","","","","","","","","","","","","","","","","","","","","","","","","","","","","","","","","","","","","","","","","","","","","","","","","","","","","",null,"","","","","","","","","","","","","","","","","","","","","","","","","","","","","","","","","","","","","","","","","","","","","","","","","","","","","","","","","","","","","","","","","","","","","","","","","","","","","","","","","","","","","","","","","","",""]
["","","","","","","","","","","","","","","","","","","","","","","","","","","","","","","","","","","","","","","","","","","","","","","","","","","","","","","","","","","","","","","","","","","","","","","","","","","","","","","","","","","","","","","","","","","","","","","","","","",null,"","","","","","","","","","","","","","","","","","","","","","","","","","","","","","","","","","","","","","","","","","","","","","","","","","","","","","","","","","","","","","","","","","","","","","","","","","","","","","","","","","","","","","","","","","",""]
["","","","","","","","","","","","","","","","","","","","","","","","","","","","","","","","","","","","","","","","","","","","","","","","","","","","","","","","","","","","","","","","","","","","","","","","","","","","","","","","","","","","","","","","","","","","","","","","","","",null,"","","","","","","","","","","","","","","","","","","","","","","","","","","","","","","","","","","","","","","","","","","","","","","","","","","","","","","","","","","","","","","","","","","","","","","","","","","","","","","","","","","","","","","","","","",""]
["","","","","","","","","","","","","","","","","","","","","","","","","","","","","","","","","","","","","","","","","","","","","","","","","","","","","","","","","","","","","","","","","","","","","","","","","","","","","","","","","","","","","","","","","","","","","","","","","","",null,"","","","","","","","","","","","","","","","","","","","","","","","","","","","","","","","","","","","","","","","","","","","","","","","","","","","","","","","","","","","","","","","","","","","","","","","","","","","","","","","","","","","","","","","","","",""]
["","","","","","","","","","","","","","","","","","","","","","","","","","","","","","","","","","","","","","","","","","","","","","","","","","","","","","","","","","","","","","","","","","","","","","","","","","","","","","","","","","","","","","","","","","","","","","","","","","",null,"","","","","","","","","","","","","","","","","","","","","","","","","","","","","","","","","","","","","","","","","","","","","","","","","","","","","","","","","","","","","","","","","","","","","","","","","","","","","","","","","","","","","","","","","","",""]
["","","","","","","","","","","","","","","","","","","","","","","","","","","","","","","","","","","","","","","","","","","","","","","","","","","","","","","","","","","","","","","","","","","","","","","","","","","","","","","","","","","","","","","","","","","","","","","","","","",null,"","","","","","","","","","","","","","","","","","","","","","","","","","","","","","","","","","","","","","","","","","","","","","","","","","","","","","","","","","","","","","","","","","","","","","","","","","","","","","","","","","","","","","","","","","",""]
["","","","","","","","","","","","","","","","","","","","","","","","","","","","","","","","","","","","","","","","","","","","","","","","","","","","","","","","","","","","","","","","","","","","","","","","","","","","","","","","","","","","","","","","","","","","","","","","","","",null,"","","","","","","","","","","","","","","","","","","","","","","","","","","","","","","","","","","","","","","","","","","","","","","","","","","","","","","","","","","","","","","","","","","","","","","","","","","","","","","","","","","","","","","","","","",""]
["","","","","","","","","","","","","","","","","","","","","","","","","","","","","","","","","","","","","","","","","","","","","","","","","","","","","","","","","","","","","","","","","","","","","","","","","","","","","","","","","","","","","","","","","","","","","","","","","","",null,"","","","","","","","","","","","","","","","","","","","","","","","","","","","","","","","","","","","","","","","","","","","","","","","","","","","","","","","","","","","","","","","","","","","","","","","","","","","","","","","","","","","","","","","","","",""]
["","","","","","","","","","","","","","","","","","","","","","","","","","","","","","","","","","","","","","","","","","","","","","","","","","","","","","","","","","","","","","","","","","","","","","","","","","","","","","","","","","","","","","","","","","","","","","","","","","",null,"","","","","","","","","","","","","","","","","","","","","","","","","","","","","","","","","","","","","","","","","","","","","","","","","","","","","","","","","","","","","","","","","","","","","","","","","","","","","","","","","","","","","","","","","","",""]
["","","","","","","","","","","","","","","","","","","","","","","","","","","","","","","","","","","","","","","","","","","","","","","","","","","","","","","","","","","","","","","","","","","","","","","","","","","","","","","","","","","","","","","","","","","","","","","","","","",null,"","","","","","","","","","","","","","","","","","","","","","","","","","","","","","","","","","","","","","","","","","","","","","","","","","","","","","","","","","","","","","","","","","","","","","","","","","","","","","","","","","","","","","","","","","",""]
["","","","","","","","","","","","","","","","","","","","","","","","","","","","","","","","","","","","","","","","","","","","","","","","","","","","","","","","","","","","","","","","","","","","","","","","","","","","","","","","","","","","","","","","","","","","","","","","","","",null,"","","","","","","","","","","","","","","","","","","","","","","","","","","","","","","","","","","","","","","","","","","","","","","","","","","","","","","","","","","","","","","","","","","","","","","","","","","","","","","","","","","","","","","","","","",""]
["","","","","","","","","","","","","","","","","","","","","","","","","","","","","","","","","","","","","","","","","","","","","","","","","","","","","","","","","","","","","","","","","","","","","","","","","","","","","","","","","","","","","","","","","","","","","","","","","","",null,"","","","","","","","","","","","","","","","","","","","","","","","","","","","","","","","","","","","","","","","","","","","","","","","","","","","","","","","","","","","","","","","","","","","","","","","","","","","","","","","","","","","","","","","","","",""]
["","","","","","","","","","","","","","","","","","","","","","","","","","","","","","","","","","","","","","","","","","","","","","","","","","","","","","","","","","","","","","","","","","","","","","","","","","","","","","","","","","","","","","","","","","","","","","","","","","",null,"","","","","","","","","","","","","","","","","","","","","","","","","","","","","","","","","","","","","","","","","","","","","","","","","","","","","","","","","","","","","","","","","","","","","","","","","","","","","","","","","","","","","","","","","","",""]
["","","","","","","","","","","","","","","","","","","","","","","","","","","","","","","","","","","","","","","","","","","","","","","","","","","","","","","","","","","","","","","","","","","","","","","","","","","","","","","","","","","","","","","","","","","","","","","","","","",null,"","","","","","","","","","","","","","","","","","","","","","","","","","","","","","","","","","","","","","","","","","","","","","","","","","","","","","","","","","","","","","","","","","","","","","","","","","","","","","","","","","","","","","","","","","",""]
["","","","","","","","","","","","","","","","","","","","","","","","","","","","","","","","","","","","","","","","","","","","","","","","","","","","","","","","","","","","","","","","","","","","","","","","","","","","","","","","","","","","","","","","","","","","","","","","","","",null,"","","","","","","","","","","","","","","","","","","","","","","","","","","","","","","","","","","","","","","","","","","","","","","","","","","","","","","","","","","","","","","","","","","","","","","","","","","","","","","","","","","","","","","","","","",""]
["","","","","","","","","","","","","","","","","","","","","","","","","","","","","","","","","","","","","","","","","","","","","","","","","","","","","","","","","","","","","","","","","","","","","","","","","","","","","","","","","","","","","","","","","","","","","","","","","","",null,"","","","","","","","","","","","","","","","","","","","","","","","","","","","","","","","","","","","","","","","","","","","","","","","","","","","","","","","","","","","","","","","","","","","","","","","","","","","","","","","","","","","","","","","","","",""]
["","","","","","","","","","","","","","","","","","","","","","","","","","","","","","","","","","","","","","","","","","","","","","","","","","","","","","","","","","","","","","","","","","","","","","","","","","","","","","","","","","","","","","","","","","","","","","","","","","",null,"","","","","","","","","","","","","","","","","","","","","","","","","","","","","","","","","","","","","","","","","","","","","","","","","","","","","","","","","","","","","","","","","","","","","","","","","","","","","","","","","","","","","","","","","","",""]
["","","","","","","","","","","","","","","","","","","","","","","","","","","","","","","","","","","","","","","","","","","","","","","","","","","","","","","","","","","","","","","","","","","","","","","","","","","","","","","","","","","","","","","","","","","","","","","","","","",null,"","","","","","","","","","","","","","","","","","","","","","","","","","","","","","","","","","","","","","","","","","","","","","","","","","","","","","","","","","","","","","","","","","","","","","","","","","","","","","","","","","","","","","","","","","",""]
["","","","","","","","","","","","","","","","","","","","","","","","","","","","","","","","","","","","","","","","","","","","","","","","","","","","","","","","","","","","","","","","","","","","","","","","","","","","","","","","","","","","","","","","","","","","","","","","","","",null,"","","","","","","","","","","","","","","","","","","","","","","","","","","","","","","","","","","","","","","","","","","","","","","","","","","","","","","","","","","","","","","","","","","","","","","","","","","","","","","","","","","","","","","","","","",""]
["","","","","","","","","","","","","","","","","","","","","","","","","","","","","","","","","","","","","","","","","","","","","","","","","","","","","","","","","","","","","","","","","","","","","","","","","","","","","","","","","","","","","","","","","","","","","","","","","","",null,"","","","","","","","","","","","","","","","","","","","","","","","","","","","","","","","","","","","","","","","","","","","","","","","","","","","","","","","","","","","","","","","","","","","","","","","","","","","","","","","","","","","","","","","","","",""]
["","","","","","","","","","","","","","","","","","","","","","","","","","","","","","","","","","","","","","","","","","","","","","","","","","","","","","","","","","","","","","","","","","","","","","","","","","","","","","","","","","","","","","","","","","","","","","","","","","",null,"","","","","","","","","","","","","","","","","","","","","","","","","","","","","","","","","","","","","","","","","","","","","","","","","","","","","","","","","","","","","","","","","","","","","","","","","","","","","","","","","","","","","","","","","","",""]
["","","","","","","","","","","","","","","","","","","","","","","","","","","","","","","","","","","","","","","","","","","","","","","","","","","","","","","","","","","","","","","","","","","","","","","","","","","","","","","","","","","","","","","","","","","","","","","","","","",null,"","","","","","","","","","","","","","","","","","","","","","","","","","","","","","","","","","","","","","","","","","","","","","","","","","","","","","","","","","","","","","","","","","","","","","","","","","","","","","","","","","","","","","","","","","",""]
["","","","","","","","","","","","","","","","","","","","","","","","","","","","","","","","","","","","","","","","","","","","","","","","","","","","","","","","","","","","","","","","","","","","","","","","","","","","","","","","","","","","","","","","","","","","","","","","","","",null,"","","","","","","","","","","","","","","","","","","","","","","","","","","","","","","","","","","","","","","","","","","","","","","","","","","","","","","","","","","","","","","","","","","","","","","","","","","","","","","","","","","","","","","","","","",""]
["","","","","","","","","","","","","","","","","","","","","","","","","","","","","","","","","","","","","","","","","","","","","","","","","","","","","","","","","","","","","","","","","","","","","","","","","","","","","","","","","","","","","","","","","","","","","","","","","","",null,"","","","","","","","","","","","","","","","","","","","","","","","","","","","","","","","","","","","","","","","","","","","","","","","","","","","","","","","","","","","","","","","","","","","","","","","","","","","","","","","","","","","","","","","","","",""]
["","","","","","","","","","","","","","","","","","","","","","","","","","","","","","","","","","","","","","","","","","","","","","","","","","","","","","","","","","","","","","","","","","","","","","","","","","","","","","","","","","","","","","","","","","","","","","","","","","",null,"","","","","","","","","","","","","","","","","","","","","","","","","","","","","","","","","","","","","","","","","","","","","","","","","","","","","","","","","","","","","","","","","","","","","","","","","","","","","","","","","","","","","","","","","","",""]
["","","","","","","","","","","","","","","","","","","","","","","","","","","","","","","","","","","","","","","","","","","","","","","","","","","","","","","","","","","","","","","","","","","","","","","","","","","","","","","","","","","","","","","","","","","","","","","","","","",null,"","","","","","","","","","","","","","","","","","","","","","","","","","","","","","","","","","","","","","","","","","","","","","","","","","","","","","","","","","","","","","","","","","","","","","","","","","","","","","","","","","","","","","","","","","",""]
["","","","","","","","","","","","","","","","","","","","","","","","","","","","","","","","","","","","","","","","","","","","","","","","","","","","","","","","","","","","","","","","","","","","","","","","","","","","","","","","","","","","","","","","","","","","","","","","","","",null,"","","","","","","","","","","","","","","","","","","","","","","","","","","","","","","","","","","","","","","","","","","","","","","","","","","","","","","","","","","","","","","","","","","","","","","","","","","","","","","","","","","","","","","","","","",""]
["","","","","","","","","","","","","","","","","","","","","","","","","","","","","","","","","","","","","","","","","","","","","","","","","","","","","","","","","","","","","","","","","","","","","","","","","","","","","","","","","","","","","","","","","","","","","","","","","","",null,"","","","","","","","","","","","","","","","","","","","","","","","","","","","","","","","","","","","","","","","","","","","","","","","","","","","","","","","","","","","","","","","","","","","","","","","","","","","","","","","","","","","","","","","","","",""]
["","","","","","","","","","","","","","","","","","","","","","","","","","","","","","","","","","","","","","","","","","","","","","","","","","","","","","","","","","","","","","","","","","","","","","","","","","","","","","","","","","","","","","","","","","","","","","","","","","",null,"","","","","","","","","","","","","","","","","","","","","","","","","","","","","","","","","","","","","","","","","","","","","","","","","","","","","","","","","","","","","","","","","","","","","","","","","","","","","","","","","","","","","","","","","","",""]
["","","","","","","","","","","","","","","","","","","","","","","","","","","","","","","","","","","","","","","","","","","","","","","","","","","","","","","","","","","","","","","","","","","","","","","","","","","","","","","","","","","","","","","","","","","","","","","","","","",null,"","","","","","","","","","","","","","","","","","","","","","","","","","","","","","","","","","","","","","","","","","","","","","","","","","","","","","","","","","","","","","","","","","","","","","","","","","","","","","","","","","","","","","","","","","",""]
["","","","","","","","","","","","","","","","","","","","","","","","","","","","","","","","","","","","","","","","","","","","","","","","","","","","","","","","","","","","","","","","","","","","","","","","","","","","","","","","","","","","","","","","","","","","","","","","","","",null,"","","","","","","","","","","","","","","","","","","","","","","","","","","","","","","","","","","","","","","","","","","","","","","","","","","","","","","","","","","","","","","","","","","","","","","","","","","","","","","","","","","","","","","","","","",""]
["","","","","","","","","","","","","","","","","","","","","","","","","","","","","","","","","","","","","","","","","","","","","","","","","","","","","","","","","","","","","","","","","","","","","","","","","","","","","","","","","","","","","","","","","","","","","","","","","","",null,"","","","","","","","","","","","","","","","","","","","","","","","","","","","","","","","","","","","","","","","","","","","","","","","","","","","","","","","","","","","","","","","","","","","","","","","","","","","","","","","","","","","","","","","","","",""]
["","","","","","","","","","","","","","","","","","","","","","","","","","","","","","","","","","","","","","","","","","","","","","","","","","","","","","","","","","","","","","","","","","","","","","","","","","","","","","","","","","","","","","","","","","","","","","","","","","",null,"","","","","","","","","","","","","","","","","","","","","","","","","","","","","","","","","","","","","","","","","","","","","","","","","","","","","","","","","","","","","","","","","","","","","","","","","","","","","","","","","","","","","","","","","","",""]
["","","","","","","","","","","","","","","","","","","","","","","","","","","","","","","","","","","","","","","","","","","","","","","","","","","","","","","","","","","","","","","","","","","","","","","","","","","","","","","","","","","","","","","","","","","","","","","","","","",null,"","","","","","","","","","","","","","","","","","","","","","","","","","","","","","","","","","","","","","","","","","","","","","","","","","","","","","","","","","","","","","","","","","","","","","","","","","","","","","","","","","","","","","","","","","",""]
["","","","","","","","","","","","","","","","","","","","","","","","","","","","","","","","","","","","","","","","","","","","","","","","","","","","","","","","","","","","","","","","","","","","","","","","","","","","","","","","","","","","","","","","","","","","","","","","","","",null,"","","","","","","","","","","","","","","","","","","","","","","","","","","","","","","","","","","","","","","","","","","","","","","","","","","","","","","","","","","","","","","","","","","","","","","","","","","","","","","","","","","","","","","","","","",""]
["","","","","","","","","","","","","","","","","","","","","","","","","","","","","","","","","","","","","","","","","","","","","","","","","","","","","","","","","","","","","","","","","","","","","","","","","","","","","","","","","","","","","","","","","","","","","","","","","","",null,"","","","","","","","","","","","","","","","","","","","","","","","","","","","","","","","","","","","","","","","","","","","","","","","","","","","","","","","","","","","","","","","","","","","","","","","","","","","","","","","","","","","","","","","","","",""]
["","","","","","","","","","","","","","","","","","","","","","","","","","","","","","","","","","","","","","","","","","","","","","","","","","","","","","","","","","","","","","","","","","","","","","","","","","","","","","","","","","","","","","","","","","","","","","","","","","",null,"","","","","","","","","","","","","","","","","","","","","","","","","","","","","","","","","","","","","","","","","","","","","","","","","","","","","","","","","","","","","","","","","","","","","","","","","","","","","","","","","","","","","","","","","","",""]
["","","","","","","","","","","","","","","","","","","","","","","","","","","","","","","","","","","","","","","","","","","","","","","","","","","","","","","","","","","","","","","","","","","","","","","","","","","","","","","","","","","","","","","","","","","","","","","","","","",null,"","","","","","","","","","","","","","","","","","","","","","","","","","","","","","","","","","","","","","","","","","","","","","","","","","","","","","","","","","","","","","","","","","","","","","","","","","","","","","","","","","","","","","","","","","",""]
["","","","","","","","","","","","","","","","","","","","","","","","","","","","","","","","","","","","","","","","","","","","","","","","","","","","","","","","","","","","","","","","","","","","","","","","","","","","","","","","","","","","","","","","","","","","","","","","","","",null,"","","","","","","","","","","","","","","","","","","","","","","","","","","","","","","","","","","","","","","","","","","","","","","","","","","","","","","","","","","","","","","","","","","","","","","","","","","","","","","","","","","","","","","","","","",""]
["","","","","","","","","","","","","","","","","","","","","","","","","","","","","","","","","","","","","","","","","","","","","","","","","","","","","","","","","","","","","","","","","","","","","","","","","","","","","","","","","","","","","","","","","","","","","","","","","","",null,"","","","","","","","","","","","","","","","","","","","","","","","","","","","","","","","","","","","","","","","","","","","","","","","","","","","","","","","","","","","","","","","","","","","","","","","","","","","","","","","","","","","","","","","","","",""]
["","","","","","","","","","","","","","","","","","","","","","","","","","","","","","","","","","","","","","","","","","","","","","","","","","","","","","","","","","","","","","","","","","","","","","","","","","","","","","","","","","","","","","","","","","","","","","","","","","",null,"","","","","","","","","","","","","","","","","","","","","","","","","","","","","","","","","","","","","","","","","","","","","","","","","","","","","","","","","","","","","","","","","","","","","","","","","","","","","","","","","","","","","","","","","","",""]
["","","","","","","","","","","","","","","","","","","","","","","","","","","","","","","","","","","","","","","","","","","","","","","","","","","","","","","","","","","","","","","","","","","","","","","","","","","","","","","","","","","","","","","","","","","","","","","","","","",null,"","","","","","","","","","","","","","","","","","","","","","","","","","","","","","","","","","","","","","","","","","","","","","","","","","","","","","","","","","","","","","","","","","","","","","","","","","","","","","","","","","","","","","","","","","",""]
["","","","","","","","","","","","","","","","","","","","","","","","","","","","","","","","","","","","","","","","","","","","","","","","","","","","","","","","","","","","","","","","","","","","","","","","","","","","","","","","","","","","","","","","","","","","","","","","","","",null,"","","","","","","","","","","","","","","","","","","","","","","","","","","","","","","","","","","","","","","","","","","","","","","","","","","","","","","","","","","","","","","","","","","","","","","","","","","","","","","","","","","","","","","","","","",""]
["","","","","","","","","","","","","","","","","","","","","","","","","","","","","","","","","","","","","","","","","","","","","","","","","","","","","","","","","","","","","","","","","","","","","","","","","","","","","","","","","","","","","","","","","","","","","","","","","","",null,"","","","","","","","","","","","","","","","","","","","","","","","","","","","","","","","","","","","","","","","","","","","","","","","","","","","","","","","","","","","","","","","","","","","","","","","","","","","","","","","","","","","","","","","","","",""]
["","","","","","","","","","","","","","","","","","","","","","","","","","","","","","","","","","","","","","","","","","","","","","","","","","","","","","","","","","","","","","","","","","","","","","","","","","","","","","","","","","","","","","","","","","","","","","","","","","",null,"","","","","","","","","","","","","","","","","","","","","","","","","","","","","","","","","","","","","","","","","","","","","","","","","","","","","","","","","","","","","","","","","","","","","","","","","","","","","","","","","","","","","","","","","","",""]
["","","","","","","","","","","","","","","","","","","","","","","","","","","","","","","","","","","","","","","","","","","","","","","","","","","","","","","","","","","","","","","","","","","","","","","","","","","","","","","","","","","","","","","","","","","","","","","","","","",null,"","","","","","","","","","","","","","","","","","","","","","","","","","","","","","","","","","","","","","","","","","","","","","","","","","","","","","","","","","","","","","","","","","","","","","","","","","","","","","","","","","","","","","","","","","",""]
["","","","","","","","","","","","","","","","","","","","","","","","","","","","","","","","","","","","","","","","","","","","","","","","","","","","","","","","","","","","","","","","","","","","","","","","","","","","","","","","","","","","","","","","","","","","","","","","","","",null,"","","","","","","","","","","","","","","","","","","","","","","","","","","","","","","","","","","","","","","","","","","","","","","","","","","","","","","","","","","","","","","","","","","","","","","","","","","","","","","","","","","","","","","","","","",""]
["","","","","","","","","","","","","","","","","","","","","","","","","","","","","","","","","","","","","","","","","","","","","","","","","","","","","","","","","","","","","","","","","","","","","","","","","","","","","","","","","","","","","","","","","","","","","","","","","","",null,"","","","","","","","","","","","","","","","","","","","","","","","","","","","","","","","","","","","","","","","","","","","","","","","","","","","","","","","","","","","","","","","","","","","","","","","","","","","","","","","","","","","","","","","","","",""]
["","","","","","","","","","","","","","","","","","","","","","","","","","","","","","","","","","","","","","","","","","","","","","","","","","","","","","","","","","","","","","","","","","","","","","","","","","","","","","","","","","","","","","","","","","","","","","","","","","",null,"","","","","","","","","","","","","","","","","","","","","","","","","","","","","","","","","","","","","","","","","","","","","","","","","","","","","","","","","","","","","","","","","","","","","","","","","","","","","","","","","","","","","","","","","","",""]
["","","","","","","","","","","","","","","","","","","","","","","","","","","","","","","","","","","","","","","","","","","","","","","","","","","","","","","","","","","","","","","","","","","","","","","","","","","","","","","","","","","","","","","","","","","","","","","","","","",null,"","","","","","","","","","","","","","","","","","","","","","","","","","","","","","","","","","","","","","","","","","","","","","","","","","","","","","","","","","","","","","","","","","","","","","","","","","","","","","","","","","","","","","","","","","",""]
["","","","","","","","","","","","","","","","","","","","","","","","","","","","","","","","","","","","","","","","","","","","","","","","","","","","","","","","","","","","","","","","","","","","","","","","","","","","","","","","","","","","","","","","","","","","","","","","","","",null,"","","","","","","","","","","","","","","","","","","","","","","","","","","","","","","","","","","","","","","","","","","","","","","","","","","","","","","","","","","","","","","","","","","","","","","","","","","","","","","","","","","","","","","","","","",""]
["","","","","","","","","","","","","","","","","","","","","","","","","","","","","","","","","","","","","","","","","","","","","","","","","","","","","","","","","","","","","","","","","","","","","","","","","","","","","","","","","","","","","","","","","","","","","","","","","","",null,"","","","","","","","","","","","","","","","","","","","","","","","","","","","","","","","","","","","","","","","","","","","","","","","","","","","","","","","","","","","","","","","","","","","","","","","","","","","","","","","","","","","","","","","","","",""]
["","","","","","","","","","","","","","","","","","","","","","","","","","","","","","","","","","","","","","","","","","","","","","","","","","","","","","","","","","","","","","","","","","","","","","","","","","","","","","","","","","","","","","","","","","","","","","","","","","",null,"","","","","","","","","","","","","","","","","","","","","","","","","","","","","","","","","","","","","","","","","","","","","","","","","","","","","","","","","","","","","","","","","","","","","","","","","","","","","","","","","","","","","","","","","","",""]
["","","","","","","","","","","","","","","","","","","","","","","","","","","","","","","","","","","","","","","","","","","","","","","","","","","","","","","","","","","","","","","","","","","","","","","","","","","","","","","","","","","","","","","","","","","","","","","","","","",null,"","","","","","","","","","","","","","","","","","","","","","","","","","","","","","","","","","","","","","","","","","","","","","","","","","","","","","","","","","","","","","","","","","","","","","","","","","","","","","","","","","","","","","","","","","",""]
["","","","","","","","","","","","","","","","","","","","","","","","","","","","","","","","","","","","","","","","","","","","","","","","","","","","","","","","","","","","","","","","","","","","","","","","","","","","","","","","","","","","","","","","","","","","","","","","","","",null,"","","","","","","","","","","","","","","","","","","","","","","","","","","","","","","","","","","","","","","","","","","","","","","","","","","","","","","","","","","","","","","","","","","","","","","","","","","","","","","","","","","","","","","","","","",""]
["","","","","","","","","","","","","","","","","","","","","","","","","","","","","","","","","","","","","","","","","","","","","","","","","","","","","","","","","","","","","","","","","","","","","","","","","","","","","","","","","","","","","","","","","","","","","","","","","","",null,"","","","","","","","","","","","","","","","","","","","","","","","","","","","","","","","","","","","","","","","","","","","","","","","","","","","","","","","","","","","","","","","","","","","","","","","","","","","","","","","","","","","","","","","","","",""]
["","","","","","","","","","","","","","","","","","","","","","","","","","","","","","","","","","","","","","","","","","","","","","","","","","","","","","","","","","","","","","","","","","","","","","","","","","","","","","","","","","","","","","","","","","","","","","","","","","",null,"","","","","","","","","","","","","","","","","","","","","","","","","","","","","","","","","","","","","","","","","","","","","","","","","","","","","","","","","","","","","","","","","","","","","","","","","","","","","","","","","","","","","","","","","","",""]
["","","","","","","","","","","","","","","","","","","","","","","","","","","","","","","","","","","","","","","","","","","","","","","","","","","","","","","","","","","","","","","","","","","","","","","","","","","","","","","","","","","","","","","","","","","","","","","","","","",null,"","","","","","","","","","","","","","","","","","","","","","","","","","","","","","","","","","","","","","","","","","","","","","","","","","","","","","","","","","","","","","","","","","","","","","","","","","","","","","","","","","","","","","","","","","",""]
["","","","","","","","","","","","","","","","","","","","","","","","","","","","","","","","","","","","","","","","","","","","","","","","","","","","","","","","","","","","","","","","","","","","","","","","","","","","","","","","","","","","","","","","","","","","","","","","","","",null,"","","","","","","","","","","","","","","","","","","","","","","","","","","","","","","","","","","","","","","","","","","","","","","","","","","","","","","","","","","","","","","","","","","","","","","","","","","","","","","","","","","","","","","","","","",""]
["","","","","","","","","","","","","","","","","","","","","","","","","","","","","","","","","","","","","","","","","","","","","","","","","","","","","","","","","","","","","","","","","","","","","","","","","","","","","","","","","","","","","","","","","","","","","","","","","","",null,"","","","","","","","","","","","","","","","","","","","","","","","","","","","","","","","","","","","","","","","","","","","","","","","","","","","","","","","","","","","","","","","","","","","","","","","","","","","","","","","","","","","","","","","","","",""]
["","","","","","","","","","","","","","","","","","","","","","","","","","","","","","","","","","","","","","","","","","","","","","","","","","","","","","","","","","","","","","","","","","","","","","","","","","","","","","","","","","","","","","","","","","","","","","","","","","",null,"","","","","","","","","","","","","","","","","","","","","","","","","","","","","","","","","","","","","","","","","","","","","","","","","","","","","","","","","","","","","","","","","","","","","","","","","","","","","","","","","","","","","","","","","","",""]
["","","","","","","","","","","","","","","","","","","","","","","","","","","","","","","","","","","","","","","","","","","","","","","","","","","","","","","","","","","","","","","","","","","","","","","","","","","","","","","","","","","","","","","","","","","","","","","","","","",null,"","","","","","","","","","","","","","","","","","","","","","","","","","","","","","","","","","","","","","","","","","","","","","","","","","","","","","","","","","","","","","","","","","","","","","","","","","","","","","","","","","","","","","","","","","",""]
["","","","","","","","","","","","","","","","","","","","","","","","","","","","","","","","","","","","","","","","","","","","","","","","","","","","","","","","","","","","","","","","","","","","","","","","","","","","","","","","","","","","","","","","","","","","","","","","","","",null,"","","","","","","","","","","","","","","","","","","","","","","","","","","","","","","","","","","","","","","","","","","","","","","","","","","","","","","","","","","","","","","","","","","","","","","","","","","","","","","","","","","","","","","","","","",""]
["","","","","","","","","","","","","","","","","","","","","","","","","","","","","","","","","","","","","","","","","","","","","","","","","","","","","","","","","","","","","","","","","","","","","","","","","","","","","","","","","","","","","","","","","","","","","","","","","","",null,"","","","","","","","","","","","","","","","","","","","","","","","","","","","","","","","","","","","","","","","","","","","","","","","","","","","","","","","","","","","","","","","","","","","","","","","","","","","","","","","","","","","","","","","","","",""]
["","","","","","","","","","","","","","","","","","","","","","","","","","","","","","","","","","","","","","","","","","","","","","","","","","","","","","","","","","","","","","","","","","","","","","","","","","","","","","","","","","","","","","","","","","","","","","","","","","",null,"","","","","","","","","","","","","","","","","","","","","","","","","","","","","","","","","","","","","","","","","","","","","","","","","","","","","","","","","","","","","","","","","","","","","","","","","","","","","","","","","","","","","","","","","","",""]
["","","","","","","","","","","","","","","","","","","","","","","","","","","","","","","","","","","","","","","","","","","","","","","","","","","","","","","","","","","","","","","","","","","","","","","","","","","","","","","","","","","","","","","","","","","","","","","","","","",null,"","","","","","","","","","","","","","","","","","","","","","","","","","","","","","","","","","","","","","","","","","","","","","","","","","","","","","","","","","","","","","","","","","","","","","","","","","","","","","","","","","","","","","","","","","",""]
["","","","","","","","","","","","","","","","","","","","","","","","","","","","","","","","","","","","","","","","","","","","","","","","","","","","","","","","","","","","","","","","","","","","","","","","","","","","","","","","","","","","","","","","","","","","","","","","","","",null,"","","","","","","","","","","","","","","","","","","","","","","","","","","","","","","","","","","","","","","","","","","","","","","","","","","","","","","","","","","","","","","","","","","","","","","","","","","","","","","","","","","","","","","","","","",""]
["","","","","","","","","","","","","","","","","","","","","","","","","","","","","","","","","","","","","","","","","","","","","","","","","","","","","","","","","","","","","","","","","","","","","","","","","","","","","","","","","","","","","","","","","","","","","","","","","","",null,"","","","","","","","","","","","","","","","","","","","","","","","","","","","","","","","","","","","","","","","","","","","","","","","","","","","","","","","","","","","","","","","","","","","","","","","","","","","","","","","","","","","","","","","","","",""]
["","","","","","","","","","","","","","","","","","","","","","","","","","","","","","","","","","","","","","","","","","","","","","","","","","","","","","","","","","","","","","","","","","","","","","","","","","","","","","","","","","","","","","","","","","","","","","","","","","",null,"","","","","","","","","","","","","","","","","","","","","","","","","","","","","","","","","","","","","","","","","","","","","","","","","","","","","","","","","","","","","","","","","","","","","","","","","","","","","","","","","","","","","","","","","","",""]
["","","","","","","","","","","","","","","","","","","","","","","","","","","","","","","","","","","","","","","","","","","","","","","","","","","","","","","","","","","","","","","","","","","","","","","","","","","","","","","","","","","","","","","","","","","","","","","","","","",null,"","","","","","","","","","","","","","","","","","","","","","","","","","","","","","","","","","","","","","","","","","","","","","","","","","","","","","","","","","","","","","","","","","","","","","","","","","","","","","","","","","","","","","","","","","",""]
["","","","","","","","","","","","","","","","","","","","","","","","","","","","","","","","","","","","","","","","","","","","","","","","","","","","","","","","","","","","","","","","","","","","","","","","","","","","","","","","","","","","","","","","","","","","","","","","","","",null,"","","","","","","","","","","","","","","","","","","","","","","","","","","","","","","","","","","","","","","","","","","","","","","","","","","","","","","","","","","","","","","","","","","","","","","","","","","","","","","","","","","","","","","","","","",""]
["","","","","","","","","","","","","","","","","","","","","","","","","","","","","","","","","","","","","","","","","","","","","","","","","","","","","","","","","","","","","","","","","","","","","","","","","","","","","","","","","","","","","","","","","","","","","","","","","","",null,"","","","","","","","","","","","","","","","","","","","","","","","","","","","","","","","","","","","","","","","","","","","","","","","","","","","","","","","","","","","","","","","","","","","","","","","","","","","","","","","","","","","","","","","","","",""]
["","","","","","","","","","","","","","","","","","","","","","","","","","","","","","","","","","","","","","","","","","","","","","","","","","","","","","","","","","","","","","","","","","","","","","","","","","","","","","","","","","","","","","","","","","","","","","","","","","",null,"","","","","","","","","","","","","","","","","","","","","","","","","","","","","","","","","","","","","","","","","","","","","","","","","","","","","","","","","","","","","","","","","","","","","","","","","","","","","","","","","","","","","","","","","","",""]
["","","","","","","","","","","","","","","","","","","","","","","","","","","","","","","","","","","","","","","","","","","","","","","","","","","","","","","","","","","","","","","","","","","","","","","","","","","","","","","","","","","","","","","","","","","","","","","","","","",null,"","","","","","","","","","","","","","","","","","","","","","","","","","","","","","","","","","","","","","","","","","","","","","","","","","","","","","","","","","","","","","","","","","","","","","","","","","","","","","","","","","","","","","","","","","",""]
["","","","","","","","","","","","","","","","","","","","","","","","","","","","","","","","","","","","","","","","","","","","","","","","","","","","","","","","","","","","","","","","","","","","","","","","","","","","","","","","","","","","","","","","","","","","","","","","","","",null,"","","","","","","","","","","","","","","","","","","","","","","","","","","","","","","","","","","","","","","","","","","","","","","","","","","","","","","","","","","","","","","","","","","","","","","","","","","","","","","","","","","","","","","","","","",""]
["","","","","","","","","","","","","","","","","","","","","","","","","","","","","","","","","","","","","","","","","","","","","","","","","","","","","","","","","","","","","","","","","","","","","","","","","","","","","","","","","","","","","","","","","","","","","","","","","","",null,"","","","","","","","","","","","","","","","","","","","","","","","","","","","","","","","","","","","","","","","","","","","","","","","","","","","","","","","","","","","","","","","","","","","","","","","","","","","","","","","","","","","","","","","","","",""]
["","","","","","","","","","","","","","","","","","","","","","","","","","","","","","","","","","","","","","","","","","","","","","","","","","","","","","","","","","","","","","","","","","","","","","","","","","","","","","","","","","","","","","","","","","","","","","","","","","",null,"","","","","","","","","","","","","","","","","","","","","","","","","","","","","","","","","","","","","","","","","","","","","","","","","","","","","","","","","","","","","","","","","","","","","","","","","","","","","","","","","","","","","","","","","","",""]
["","","","","","","","","","","","","","","","","","","","","","","","","","","","","","","","","","","","","","","","","","","","","","","","","","","","","","","","","","","","","","","","","","","","","","","","","","","","","","","","","","","","","","","","","","","","","","","","","","",null,"","","","","","","","","","","","","","","","","","","","","","","","","","","","","","","","","","","","","","","","","","","","","","","","","","","","","","","","","","","","","","","","","","","","","","","","","","","","","","","","","","","","","","","","","","",""]
["","","","","","","","","","","","","","","","","","","","","","","","","","","","","","","","","","","","","","","","","","","","","","","","","","","","","","","","","","","","","","","","","","","","","","","","","","","","","","","","","","","","","","","","","","","","","","","","","","",null,"","","","","","","","","","","","","","","","","","","","","","","","","","","","","","","","","","","","","","","","","","","","","","","","","","","","","","","","","","","","","","","","","","","","","","","","","","","","","","","","","","","","","","","","","","",""]
["","","","","","","","","","","","","","","","","","","","","","","","","","","","","","","","","","","","","","","","","","","","","","","","","","","","","","","","","","","","","","","","","","","","","","","","","","","","","","","","","","","","","","","","","","","","","","","","","","",null,"","","","","","","","","","","","","","","","","","","","","","","","","","","","","","","","","","","","","","","","","","","","","","","","","","","","","","","","","","","","","","","","","","","","","","","","","","","","","","","","","","","","","","","","","","",""]
["","","","","","","","","","","","","","","","","","","","","","","","","","","","","","","","","","","","","","","","","","","","","","","","","","","","","","","","","","","","","","","","","","","","","","","","","","","","","","","","","","","","","","","","","","","","","","","","","","",null,"","","","","","","","","","","","","","","","","","","","","","","","","","","","","","","","","","","","","","","","","","","","","","","","","","","","","","","","","","","","","","","","","","","","","","","","","","","","","","","","","","","","","","","","","","",""]
["","","","","","","","","","","","","","","","","","","","","","","","","","","","","","","","","","","","","","","","","","","","","","","","","","","","","","","","","","","","","","","","","","","","","","","","","","","","","","","","","","","","","","","","","","","","","","","","","","",null,"","","","","","","","","","","","","","","","","","","","","","","","","","","","","","","","","","","","","","","","","","","","","","","","","","","","","","","","","","","","","","","","","","","","","","","","","","","","","","","","","","","","","","","","","","",""]
["","","","","","","","","","","","","","","","","","","","","","","","","","","","","","","","","","","","","","","","","","","","","","","","","","","","","","","","","","","","","","","","","","","","","","","","","","","","","","","","","","","","","","","","","","","","","","","","","","",null,"","","","","","","","","","","","","","","","","","","","","","","","","","","","","","","","","","","","","","","","","","","","","","","","","","","","","","","","","","","","","","","","","","","","","","","","","","","","","","","","","","","","","","","","","","",""]
["","","","","","","","","","","","","","","","","","","","","","","","","","","","","","","","","","","","","","","","","","","","","","","","","","","","","","","","","","","","","","","","","","","","","","","","","","","","","","","","","","","","","","","","","","","","","","","","","","",null,"","","","","","","","","","","","","","","","","","","","","","","","","","","","","","","","","","","","","","","","","","","","","","","","","","","","","","","","","","","","","","","","","","","","","","","","","","","","","","","","","","","","","","","","","","",""]
["","","","","","","","","","","","","","","","","","","","","","","","","","","","","","","","","","","","","","","","","","","","","","","","","","","","","","","","","","","","","","","","","","","","","","","","","","","","","","","","","","","","","","","","","","","","","","","","","","",null,"","","","","","","","","","","","","","","","","","","","","","","","","","","","","","","","","","","","","","","","","","","","","","","","","","","","","","","","","","","","","","","","","","","","","","","","","","","","","","","","","","","","","","","","","","",""]

{"sheet":"Combined scenario - output","index":7,"n_rows":175,"n_cols":43,"rows_kept":175,"cut":false,"hidden":false,"merged":[]}
[null,null,null,"Replacement expenditure forecast ($,000)",null,null,null,null,null,null,null,null,null,null,null,null,null,null,null,null,null,null,null,"Replacement quantity forecast (#)"]
[null,null,null,1,2,3,4,5,6,7,8,9,10,11,12,13,14,15,16,17,18,19,20,1,2,3,4,5,6,7,8,9,10,11,12,13,14,15,16,17,18,19,20]
[]
[]
["ID","Asset group",null,2020,2021,2022,2023,2024,2025,2026,2027,2028,2029,2030,2031,2032,2033,2034,2035,2036,2037,2038,2039,2020,2021,2022,2023,2024,2025,2026,2027,2028,2029,2030,2031,2032,2033,2034,2035,2036,2037,2038,2039]
[{"$f":"IFERROR(IF('Historical scenario - output'!A6=\"\",\"\",'Historical scenario - output'!A6),\"\")","v":1},{"$f":"IFERROR(IF('Historical scenario - output'!B6=\"\",\"\",'Historical scenario - output'!B6),\"\")","v":"OVERHEAD CONDUCTORS"},null,{"$f":"IFERROR(IF($A6=\"\",\"\",SUMIFS(D$21:D$175,$A$21:$A$175,$A6)),\"\")","v":0},{"$f":"IFERROR(IF($A6=\"\",\"\",SUMIFS(E$21:E$175,$A$21:$A$175,$A6)),\"\")","v":0},0,0,0,0,0,0,0,0,0,0,0,0,0,0,0,{"$f":"IFERROR(IF($A6=\"\",\"\",SUMIFS(U$21:U$175,$A$21:$A$175,$A6)),\"\")","v":0},0,0,{"$f":"IFERROR(IF($A6=\"\",\"\",SUMIFS(X$21:X$175,$A$21:$A$175,$A6)),\"\")","v":0},{"$f":"IFERROR(IF($A6=\"\",\"\",SUMIFS(Y$21:Y$175,$A$21:$A$175,$A6)),\"\")","v":0},0,0,0,0,0,0,0,0,0,0,0,0,0,0,0,{"$f":"IFERROR(IF($A6=\"\",\"\",SUMIFS(AO$21:AO$175,$A$21:$A$175,$A6)),\"\")","v":0},0,0]
[{"$f":"IFERROR(IF('Historical scenario - output'!A7=\"\",\"\",'Historical scenario - output'!A7),\"\")","v":2},{"$f":"IFERROR(IF('Historical scenario - output'!B7=\"\",\"\",'Historical scenario - output'!B7),\"\")","v":"POLES"},null,{"$f":"IFERROR(IF($A7=\"\",\"\",SUMIFS(D$21:D$175,$A$21:$A$175,$A7)),\"\")","v":0},0,0,0,0,0,0,0,0,0,0,0,0,0,0,0,0,0,0,0,0,0,0,0,0,0,0,0,0,0,0,0,0,0,0,0,0,0,0,0]
[{"$f":"IFERROR(IF('Historical scenario - output'!A8=\"\",\"\",'Historical scenario - output'!A8),\"\")","v":3},{"$f":"IFERROR(IF('Historical scenario - output'!B8=\"\",\"\",'Historical scenario - output'!B8),\"\")","v":"SERVICE LINES"},null,0,0,0,0,0,0,0,0,0,0,0,0,0,0,0,0,0,0,0,0,0,0,0,0,0,0,0,0,0,0,0,0,0,0,0,0,0,0,0,0]
[{"$f":"IFERROR(IF('Historical scenario - output'!A9=\"\",\"\",'Historical scenario - output'!A9),\"\")","v":4},{"$f":"IFERROR(IF('Historical scenario - output'!B9=\"\",\"\",'Historical scenario - output'!B9),\"\")","v":"SWITCHGEAR"},null,0,0,0,0,0,0,0,0,0,0,0,0,0,0,0,0,0,0,0,0,0,0,0,0,0,0,0,0,0,0,0,0,0,0,0,0,0,0,0,0]
[{"$f":"IFERROR(IF('Historical scenario - output'!A10=\"\",\"\",'Historical scenario - output'!A10),\"\")","v":5},{"$f":"IFERROR(IF('Historical scenario - output'!B10=\"\",\"\",'Historical scenario - output'!B10),\"\")","v":"TRANSFORMERS"},null,0,0,0,0,0,0,0,0,0,0,0,0,0,0,0,0,0,0,0,0,0,0,0,0,0,0,0,0,0,0,0,0,0,0,0,0,0,0,0,0]
[{"$f":"IFERROR(IF('Historical scenario - output'!A11=\"\",\"\",'Historical scenario - output'!A11),\"\")","v":6},{"$f":"IFERROR(IF('Historical scenario - output'!B11=\"\",\"\",'Historical scenario - output'!B11),\"\")","v":"UNDERGROUND CABLES"},null,0,0,0,0,0,0,0,0,0,0,0,0,0,0,0,0,0,0,0,0,0,0,0,0,0,0,0,0,0,0,0,0,0,0,0,0,0,0,0,0]
[{"$f":"IFERROR(IF('Historical scenario - output'!A12=\"\",\"\",'Historical scenario - output'!A12),\"\")","v":""},{"$f":"IFERROR(IF('Historical scenario - output'!B12=\"\",\"\",'Historical scenario - output'!B12),\"\")","v":""},null,"","","","","","","","","","","","","","","","","","","","","","","","","","","","","","","","","","","","","","","",""]
[{"$f":"IFERROR(IF('Historical scenario - output'!A13=\"\",\"\",'Historical scenario - output'!A13),\"\")","v":""},{"$f":"IFERROR(IF('Historical scenario - output'!B13=\"\",\"\",'Historical scenario - output'!B13),\"\")","v":""},null,"","","","","","","","","","","","","","","","","","","","","","","","","","","","","","","","","","","","","","","",""]
[{"$f":"IFERROR(IF('Historical scenario - output'!A14=\"\",\"\",'Historical scenario - output'!A14),\"\")","v":""},{"$f":"IFERROR(IF('Historical scenario - output'!B14=\"\",\"\",'Historical scenario - output'!B14),\"\")","v":""},null,"","","","","","","","","","","","","","","","","","","","","","","","","","","","","","","","","","","","","","","",""]
[{"$f":"IFERROR(IF('Historical scenario - output'!A15=\"\",\"\",'Historical scenario - output'!A15),\"\")","v":""},{"$f":"IFERROR(IF('Historical scenario - output'!B15=\"\",\"\",'Historical scenario - output'!B15),\"\")","v":""},null,"","","","","","","","","","","","","","","","","","","","","","","","","","","","","","","","","","","","","","","",""]
[{"$f":"IFERROR(IF('Historical scenario - output'!A16=\"\",\"\",'Historical scenario - output'!A16),\"\")","v":""},{"$f":"IFERROR(IF('Historical scenario - output'!B16=\"\",\"\",'Historical scenario - output'!B16),\"\")","v":""},null,"","","","","","","","","","","","","","","","","","","","","","","","","","","","","","","","","","","","","","","",""]
[{"$f":"IFERROR(IF('Historical scenario - output'!A17=\"\",\"\",'Historical scenario - output'!A17),\"\")","v":""},{"$f":"IFERROR(IF('Historical scenario - output'!B17=\"\",\"\",'Historical scenario - output'!B17),\"\")","v":""},null,"","","","","","","","","","","","","","","","","","","","","","","","","","","","","","","","","","","","","","","",""]
[null,null,"Total",{"$f":"IFERROR(SUM(D$6:D$17),\"\")","v":0},{"$f":"IFERROR(SUM(E$6:E$17),\"\")","v":0},0,0,0,0,0,0,0,0,0,0,0,0,0,0,0,0,0,0]
[]
["ID","Asset group","Asset category"]
[{"$f":"IFERROR('Combined scenario - input'!A6,\"\")","v":1},{"$f":"IFERROR('Combined scenario - input'!B6,\"\")","v":"OVERHEAD CONDUCTORS"},{"$f":"IFERROR('Combined scenario - input'!C6,\"\")","v":"˂ = 1 kv"},{"$f":"IFERROR(repcalc('Combined scenario - input'!$CV6:$GH6,'Combined scenario - input'!$G6,'Combined scenario - input'!$E6,'Combined scenario - input'!$F6,20,TRUE,TRUE),\"\")","v":""},"","","","","","","","","","","","","","","","","","","",{"$f":"IFERROR(IF(OR(D21=\"\",'Combined scenario - input'!$D6=\"\"),\"\",D21/'Combined scenario - input'!$D6),\"\")","v":""},{"$f":"IFERROR(IF(OR(E21=\"\",'Combined scenario - input'!$D6=\"\"),\"\",E21/'Combined scenario - input'!$D6),\"\")","v":""},{"$f":"IFERROR(IF(OR(F21=\"\",'Combined scenario - input'!$D6=\"\"),\"\",F21/'Combined scenario - input'!$D6),\"\")","v":""},{"$f":"IFERROR(IF(OR(G21=\"\",'Combined scenario - input'!$D6=\"\"),\"\",G21/'Combined scenario - input'!$D6),\"\")","v":""},{"$f":"IFERROR(IF(OR(H21=\"\",'Combined scenario - input'!$D6=\"\"),\"\",H21/'Combined scenario - input'!$D6),\"\")","v":""},{"$f":"IFERROR(IF(OR(I21=\"\",'Combined scenario - input'!$D6=\"\"),\"\",I21/'Combined scenario - input'!$D6),\"\")","v":""},{"$f":"IFERROR(IF(OR(J21=\"\",'Combined scenario - input'!$D6=\"\"),\"\",J21/'Combined scenario - input'!$D6),\"\")","v":""},{"$f":"IFERROR(IF(OR(K21=\"\",'Combined scenario - input'!$D6=\"\"),\"\",K21/'Combined scenario - input'!$D6),\"\")","v":""},{"$f":"IFERROR(IF(OR(L21=\"\",'Combined scenario - input'!$D6=\"\"),\"\",L21/'Combined scenario - input'!$D6),\"\")","v":""},{"$f":"IFERROR(IF(OR(M21=\"\",'Combined scenario - input'!$D6=\"\"),\"\",M21/'Combined scenario - input'!$D6),\"\")","v":""},{"$f":"IFERROR(IF(OR(N21=\"\",'Combined scenario - input'!$D6=\"\"),\"\",N21/'Combined scenario - input'!$D6),\"\")","v":""},{"$f":"IFERROR(IF(OR(O21=\"\",'Combined scenario - input'!$D6=\"\"),\"\",O21/'Combined scenario - input'!$D6),\"\")","v":""},{"$f":"IFERROR(IF(OR(P21=\"\",'Combined scenario - input'!$D6=\"\"),\"\",P21/'Combined scenario - input'!$D6),\"\")","v":""},{"$f":"IFERROR(IF(OR(Q21=\"\",'Combined scenario - input'!$D6=\"\"),\"\",Q21/'Combined scenario - input'!$D6),\"\")","v":""},{"$f":"IFERROR(IF(OR(R21=\"\",'Combined scenario - input'!$D6=\"\"),\"\",R21/'Combined scenario - input'!$D6),\"\")","v":""},{"$f":"IFERROR(IF(OR(S21=\"\",'Combined scenario - input'!$D6=\"\"),\"\",S21/'Combined scenario - input'!$D6),\"\")","v":""},{"$f":"IFERROR(IF(OR(T21=\"\",'Combined scenario - input'!$D6=\"\"),\"\",T21/'Combined scenario - input'!$D6),\"\")","v":""},{"$f":"IFERROR(IF(OR(U21=\"\",'Combined scenario - input'!$D6=\"\"),\"\",U21/'Combined scenario - input'!$D6),\"\")","v":""},{"$f":"IFERROR(IF(OR(V21=\"\",'Combined scenario - input'!$D6=\"\"),\"\",V21/'Combined scenario - input'!$D6),\"\")","v":""},{"$f":"IFERROR(IF(OR(W21=\"\",'Combined scenario - input'!$D6=\"\"),\"\",W21/'Combined scenario - input'!$D6),\"\")","v":""}]
[{"$f":"IFERROR('Combined scenario - input'!A7,\"\")","v":1},{"$f":"IFERROR('Combined scenario - input'!B7,\"\")","v":"OVERHEAD CONDUCTORS"},{"$f":"IFERROR('Combined scenario - input'!C7,\"\")","v":"˃ 11 kv & < = 22 kv ; multiple-phase"},{"$f":"IFERROR(repcalc('Combined scenario - input'!$CV7:$GH7,'Combined scenario - input'!$G7,'Combined scenario - input'!$E7,'Combined scenario - input'!$F7,20,TRUE,TRUE),\"\")","v":""},"","","","","","","","","","","","","","","","","","","",{"$f":"IFERROR(IF(OR(D22=\"\",'Combined scenario - input'!$D7=\"\"),\"\",D22/'Combined scenario - input'!$D7),\"\")","v":""},{"$f":"IFERROR(IF(OR(E22=\"\",'Combined scenario - input'!$D7=\"\"),\"\",E22/'Combined scenario - input'!$D7),\"\")","v":""},{"$f":"IFERROR(IF(OR(F22=\"\",'Combined scenario - input'!$D7=\"\"),\"\",F22/'Combined scenario - input'!$D7),\"\")","v":""},{"$f":"IFERROR(IF(OR(G22=\"\",'Combined scenario - input'!$D7=\"\"),\"\",G22/'Combined scenario - input'!$D7),\"\")","v":""},{"$f":"IFERROR(IF(OR(H22=\"\",'Combined scenario - input'!$D7=\"\"),\"\",H22/'Combined scenario - input'!$D7),\"\")","v":""},{"$f":"IFERROR(IF(OR(I22=\"\",'Combined scenario - input'!$D7=\"\"),\"\",I22/'Combined scenario - input'!$D7),\"\")","v":""},{"$f":"IFERROR(IF(OR(J22=\"\",'Combined scenario - input'!$D7=\"\"),\"\",J22/'Combined scenario - input'!$D7),\"\")","v":""},{"$f":"IFERROR(IF(OR(K22=\"\",'Combined scenario - input'!$D7=\"\"),\"\",K22/'Combined scenario - input'!$D7),\"\")","v":""},{"$f":"IFERROR(IF(OR(L22=\"\",'Combined scenario - input'!$D7=\"\"),\"\",L22/'Combined scenario - input'!$D7),\"\")","v":""},{"$f":"IFERROR(IF(OR(M22=\"\",'Combined scenario - input'!$D7=\"\"),\"\",M22/'Combined scenario - input'!$D7),\"\")","v":""},{"$f":"IFERROR(IF(OR(N22=\"\",'Combined scenario - input'!$D7=\"\"),\"\",N22/'Combined scenario - input'!$D7),\"\")","v":""},{"$f":"IFERROR(IF(OR(O22=\"\",'Combined scenario - input'!$D7=\"\"),\"\",O22/'Combined scenario - input'!$D7),\"\")","v":""},{"$f":"IFERROR(IF(OR(P22=\"\",'Combined scenario - input'!$D7=\"\"),\"\",P22/'Combined scenario - input'!$D7),\"\")","v":""},{"$f":"IFERROR(IF(OR(Q22=\"\",'Combined scenario - input'!$D7=\"\"),\"\",Q22/'Combined scenario - input'!$D7),\"\")","v":""},{"$f":"IFERROR(IF(OR(R22=\"\",'Combined scenario - input'!$D7=\"\"),\"\",R22/'Combined scenario - input'!$D7),\"\")","v":""},{"$f":"IFERROR(IF(OR(S22=\"\",'Combined scenario - input'!$D7=\"\"),\"\",S22/'Combined scenario - input'!$D7),\"\")","v":""},{"$f":"IFERROR(IF(OR(T22=\"\",'Combined scenario - input'!$D7=\"\"),\"\",T22/'Combined scenario - input'!$D7),\"\")","v":""},{"$f":"IFERROR(IF(OR(U22=\"\",'Combined scenario - input'!$D7=\"\"),\"\",U22/'Combined scenario - input'!$D7),\"\")","v":""},{"$f":"IFERROR(IF(OR(V22=\"\",'Combined scenario - input'!$D7=\"\"),\"\",V22/'Combined scenario - input'!$D7),\"\")","v":""},{"$f":"IFERROR(IF(OR(W22=\"\",'Combined scenario - input'!$D7=\"\"),\"\",W22/'Combined scenario - input'!$D7),\"\")","v":""}]
[{"$f":"IFERROR('Combined scenario - input'!A8,\"\")","v":1},{"$f":"IFERROR('Combined scenario - input'!B8,\"\")","v":"OVERHEAD CONDUCTORS"},{"$f":"IFERROR('Combined scenario - input'!C8,\"\")","v":"˃ 11 kv & < = 22 kv ; single-phase"},{"$f":"IFERROR(repcalc('Combined scenario - input'!$CV8:$GH8,'Combined scenario - input'!$G8,'Combined scenario - input'!$E8,'Combined scenario - input'!$F8,20,TRUE,TRUE),\"\")","v":""},"","","","","","","","","","","","","","","","","","","",{"$f":"IFERROR(IF(OR(D23=\"\",'Combined scenario - input'!$D8=\"\"),\"\",D23/'Combined scenario - input'!$D8),\"\")","v":""},{"$f":"IFERROR(IF(OR(E23=\"\",'Combined scenario - input'!$D8=\"\"),\"\",E23/'Combined scenario - input'!$D8),\"\")","v":""},{"$f":"IFERROR(IF(OR(F23=\"\",'Combined scenario - input'!$D8=\"\"),\"\",F23/'Combined scenario - input'!$D8),\"\")","v":""},{"$f":"IFERROR(IF(OR(G23=\"\",'Combined scenario - input'!$D8=\"\"),\"\",G23/'Combined scenario - input'!$D8),\"\")","v":""},{"$f":"IFERROR(IF(OR(H23=\"\",'Combined scenario - input'!$D8=\"\"),\"\",H23/'Combined scenario - input'!$D8),\"\")","v":""},{"$f":"IFERROR(IF(OR(I23=\"\",'Combined scenario - input'!$D8=\"\"),\"\",I23/'Combined scenario - input'!$D8),\"\")","v":""},{"$f":"IFERROR(IF(OR(J23=\"\",'Combined scenario - input'!$D8=\"\"),\"\",J23/'Combined scenario - input'!$D8),\"\")","v":""},{"$f":"IFERROR(IF(OR(K23=\"\",'Combined scenario - input'!$D8=\"\"),\"\",K23/'Combined scenario - input'!$D8),\"\")","v":""},{"$f":"IFERROR(IF(OR(L23=\"\",'Combined scenario - input'!$D8=\"\"),\"\",L23/'Combined scenario - input'!$D8),\"\")","v":""},{"$f":"IFERROR(IF(OR(M23=\"\",'Combined scenario - input'!$D8=\"\"),\"\",M23/'Combined scenario - input'!$D8),\"\")","v":""},{"$f":"IFERROR(IF(OR(N23=\"\",'Combined scenario - input'!$D8=\"\"),\"\",N23/'Combined scenario - input'!$D8),\"\")","v":""},{"$f":"IFERROR(IF(OR(O23=\"\",'Combined scenario - input'!$D8=\"\"),\"\",O23/'Combined scenario - input'!$D8),\"\")","v":""},{"$f":"IFERROR(IF(OR(P23=\"\",'Combined scenario - input'!$D8=\"\"),\"\",P23/'Combined scenario - input'!$D8),\"\")","v":""},{"$f":"IFERROR(IF(OR(Q23=\"\",'Combined scenario - input'!$D8=\"\"),\"\",Q23/'Combined scenario - input'!$D8),\"\")","v":""},{"$f":"IFERROR(IF(OR(R23=\"\",'Combined scenario - input'!$D8=\"\"),\"\",R23/'Combined scenario - input'!$D8),\"\")","v":""},{"$f":"IFERROR(IF(OR(S23=\"\",'Combined scenario - input'!$D8=\"\"),\"\",S23/'Combined scenario - input'!$D8),\"\")","v":""},{"$f":"IFERROR(IF(OR(T23=\"\",'Combined scenario - input'!$D8=\"\"),\"\",T23/'Combined scenario - input'!$D8),\"\")","v":""},{"$f":"IFERROR(IF(OR(U23=\"\",'Combined scenario - input'!$D8=\"\"),\"\",U23/'Combined scenario - input'!$D8),\"\")","v":""},{"$f":"IFERROR(IF(OR(V23=\"\",'Combined scenario - input'!$D8=\"\"),\"\",V23/'Combined scenario - input'!$D8),\"\")","v":""},{"$f":"IFERROR(IF(OR(W23=\"\",'Combined scenario - input'!$D8=\"\"),\"\",W23/'Combined scenario - input'!$D8),\"\")","v":""}]
[{"$f":"IFERROR('Combined scenario - input'!A9,\"\")","v":1},{"$f":"IFERROR('Combined scenario - input'!B9,\"\")","v":"OVERHEAD CONDUCTORS"},{"$f":"IFERROR('Combined scenario - input'!C9,\"\")","v":"˃ 11 kv & < = 22 kv ; swer"},{"$f":"IFERROR(repcalc('Combined scenario - input'!$CV9:$GH9,'Combined scenario - input'!$G9,'Combined scenario - input'!$E9,'Combined scenario - input'!$F9,20,TRUE,TRUE),\"\")","v":""},"","","","","","","","","","","","","","","","","","","",{"$f":"IFERROR(IF(OR(D24=\"\",'Combined scenario - input'!$D9=\"\"),\"\",D24/'Combined scenario - input'!$D9),\"\")","v":""},{"$f":"IFERROR(IF(OR(E24=\"\",'Combined scenario - input'!$D9=\"\"),\"\",E24/'Combined scenario - input'!$D9),\"\")","v":""},{"$f":"IFERROR(IF(OR(F24=\"\",'Combined scenario - input'!$D9=\"\"),\"\",F24/'Combined scenario - input'!$D9),\"\")","v":""},{"$f":"IFERROR(IF(OR(G24=\"\",'Combined scenario - input'!$D9=\"\"),\"\",G24/'Combined scenario - input'!$D9),\"\")","v":""},{"$f":"IFERROR(IF(OR(H24=\"\",'Combined scenario - input'!$D9=\"\"),\"\",H24/'Combined scenario - input'!$D9),\"\")","v":""},{"$f":"IFERROR(IF(OR(I24=\"\",'Combined scenario - input'!$D9=\"\"),\"\",I24/'Combined scenario - input'!$D9),\"\")","v":""},{"$f":"IFERROR(IF(OR(J24=\"\",'Combined scenario - input'!$D9=\"\"),\"\",J24/'Combined scenario - input'!$D9),\"\")","v":""},{"$f":"IFERROR(IF(OR(K24=\"\",'Combined scenario - input'!$D9=\"\"),\"\",K24/'Combined scenario - input'!$D9),\"\")","v":""},{"$f":"IFERROR(IF(OR(L24=\"\",'Combined scenario - input'!$D9=\"\"),\"\",L24/'Combined scenario - input'!$D9),\"\")","v":""},{"$f":"IFERROR(IF(OR(M24=\"\",'Combined scenario - input'!$D9=\"\"),\"\",M24/'Combined scenario - input'!$D9),\"\")","v":""},{"$f":"IFERROR(IF(OR(N24=\"\",'Combined scenario - input'!$D9=\"\"),\"\",N24/'Combined scenario - input'!$D9),\"\")","v":""},{"$f":"IFERROR(IF(OR(O24=\"\",'Combined scenario - input'!$D9=\"\"),\"\",O24/'Combined scenario - input'!$D9),\"\")","v":""},{"$f":"IFERROR(IF(OR(P24=\"\",'Combined scenario - input'!$D9=\"\"),\"\",P24/'Combined scenario - input'!$D9),\"\")","v":""},{"$f":"IFERROR(IF(OR(Q24=\"\",'Combined scenario - input'!$D9=\"\"),\"\",Q24/'Combined scenario - input'!$D9),\"\")","v":""},{"$f":"IFERROR(IF(OR(R24=\"\",'Combined scenario - input'!$D9=\"\"),\"\",R24/'Combined scenario - input'!$D9),\"\")","v":""},{"$f":"IFERROR(IF(OR(S24=\"\",'Combined scenario - input'!$D9=\"\"),\"\",S24/'Combined scenario - input'!$D9),\"\")","v":""},{"$f":"IFERROR(IF(OR(T24=\"\",'Combined scenario - input'!$D9=\"\"),\"\",T24/'Combined scenario - input'!$D9),\"\")","v":""},{"$f":"IFERROR(IF(OR(U24=\"\",'Combined scenario - input'!$D9=\"\"),\"\",U24/'Combined scenario - input'!$D9),\"\")","v":""},{"$f":"IFERROR(IF(OR(V24=\"\",'Combined scenario - input'!$D9=\"\"),\"\",V24/'Combined scenario - input'!$D9),\"\")","v":""},{"$f":"IFERROR(IF(OR(W24=\"\",'Combined scenario - input'!$D9=\"\"),\"\",W24/'Combined scenario - input'!$D9),\"\")","v":""}]
[{"$f":"IFERROR('Combined scenario - input'!A10,\"\")","v":1},{"$f":"IFERROR('Combined scenario - input'!B10,\"\")","v":"OVERHEAD CONDUCTORS"},{"$f":"IFERROR('Combined scenario - input'!C10,\"\")","v":"> 1 kv & < = 11 kv"},{"$f":"IFERROR(repcalc('Combined scenario - input'!$CV10:$GH10,'Combined scenario - input'!$G10,'Combined scenario - input'!$E10,'Combined scenario - input'!$F10,20,TRUE,TRUE),\"\")","v":""},"","","","","","","","","","","","","","","","","","","",{"$f":"IFERROR(IF(OR(D25=\"\",'Combined scenario - input'!$D10=\"\"),\"\",D25/'Combined scenario - input'!$D10),\"\")","v":""},{"$f":"IFERROR(IF(OR(E25=\"\",'Combined scenario - input'!$D10=\"\"),\"\",E25/'Combined scenario - input'!$D10),\"\")","v":""},{"$f":"IFERROR(IF(OR(F25=\"\",'Combined scenario - input'!$D10=\"\"),\"\",F25/'Combined scenario - input'!$D10),\"\")","v":""},{"$f":"IFERROR(IF(OR(G25=\"\",'Combined scenario - input'!$D10=\"\"),\"\",G25/'Combined scenario - input'!$D10),\"\")","v":""},{"$f":"IFERROR(IF(OR(H25=\"\",'Combined scenario - input'!$D10=\"\"),\"\",H25/'Combined scenario - input'!$D10),\"\")","v":""},{"$f":"IFERROR(IF(OR(I25=\"\",'Combined scenario - input'!$D10=\"\"),\"\",I25/'Combined scenario - input'!$D10),\"\")","v":""},{"$f":"IFERROR(IF(OR(J25=\"\",'Combined scenario - input'!$D10=\"\"),\"\",J25/'Combined scenario - input'!$D10),\"\")","v":""},{"$f":"IFERROR(IF(OR(K25=\"\",'Combined scenario - input'!$D10=\"\"),\"\",K25/'Combined scenario - input'!$D10),\"\")","v":""},{"$f":"IFERROR(IF(OR(L25=\"\",'Combined scenario - input'!$D10=\"\"),\"\",L25/'Combined scenario - input'!$D10),\"\")","v":""},{"$f":"IFERROR(IF(OR(M25=\"\",'Combined scenario - input'!$D10=\"\"),\"\",M25/'Combined scenario - input'!$D10),\"\")","v":""},{"$f":"IFERROR(IF(OR(N25=\"\",'Combined scenario - input'!$D10=\"\"),\"\",N25/'Combined scenario - input'!$D10),\"\")","v":""},{"$f":"IFERROR(IF(OR(O25=\"\",'Combined scenario - input'!$D10=\"\"),\"\",O25/'Combined scenario - input'!$D10),\"\")","v":""},{"$f":"IFERROR(IF(OR(P25=\"\",'Combined scenario - input'!$D10=\"\"),\"\",P25/'Combined scenario - input'!$D10),\"\")","v":""},{"$f":"IFERROR(IF(OR(Q25=\"\",'Combined scenario - input'!$D10=\"\"),\"\",Q25/'Combined scenario - input'!$D10),\"\")","v":""},{"$f":"IFERROR(IF(OR(R25=\"\",'Combined scenario - input'!$D10=\"\"),\"\",R25/'Combined scenario - input'!$D10),\"\")","v":""},{"$f":"IFERROR(IF(OR(S25=\"\",'Combined scenario - input'!$D10=\"\"),\"\",S25/'Combined scenario - input'!$D10),\"\")","v":""},{"$f":"IFERROR(IF(OR(T25=\"\",'Combined scenario - input'!$D10=\"\"),\"\",T25/'Combined scenario - input'!$D10),\"\")","v":""},{"$f":"IFERROR(IF(OR(U25=\"\",'Combined scenario - input'!$D10=\"\"),\"\",U25/'Combined scenario - input'!$D10),\"\")","v":""},{"$f":"IFERROR(IF(OR(V25=\"\",'Combined scenario - input'!$D10=\"\"),\"\",V25/'Combined scenario - input'!$D10),\"\")","v":""},{"$f":"IFERROR(IF(OR(W25=\"\",'Combined scenario - input'!$D10=\"\"),\"\",W25/'Combined scenario - input'!$D10),\"\")","v":""}]
[{"$f":"IFERROR('Combined scenario - input'!A11,\"\")","v":1},{"$f":"IFERROR('Combined scenario - input'!B11,\"\")","v":"OVERHEAD CONDUCTORS"},{"$f":"IFERROR('Combined scenario - input'!C11,\"\")","v":"> 22 kv & < = 66 kv"},{"$f":"IFERROR(repcalc('Combined scenario - input'!$CV11:$GH11,'Combined scenario - input'!$G11,'Combined scenario - input'!$E11,'Combined scenario - input'!$F11,20,TRUE,TRUE),\"\")","v":""},"","","","","","","","","","","","","","","","","","","",{"$f":"IFERROR(IF(OR(D26=\"\",'Combined scenario - input'!$D11=\"\"),\"\",D26/'Combined scenario - input'!$D11),\"\")","v":""},{"$f":"IFERROR(IF(OR(E26=\"\",'Combined scenario - input'!$D11=\"\"),\"\",E26/'Combined scenario - input'!$D11),\"\")","v":""},{"$f":"IFERROR(IF(OR(F26=\"\",'Combined scenario - input'!$D11=\"\"),\"\",F26/'Combined scenario - input'!$D11),\"\")","v":""},{"$f":"IFERROR(IF(OR(G26=\"\",'Combined scenario - input'!$D11=\"\"),\"\",G26/'Combined scenario - input'!$D11),\"\")","v":""},{"$f":"IFERROR(IF(OR(H26=\"\",'Combined scenario - input'!$D11=\"\"),\"\",H26/'Combined scenario - input'!$D11),\"\")","v":""},{"$f":"IFERROR(IF(OR(I26=\"\",'Combined scenario - input'!$D11=\"\"),\"\",I26/'Combined scenario - input'!$D11),\"\")","v":""},{"$f":"IFERROR(IF(OR(J26=\"\",'Combined scenario - input'!$D11=\"\"),\"\",J26/'Combined scenario - input'!$D11),\"\")","v":""},{"$f":"IFERROR(IF(OR(K26=\"\",'Combined scenario - input'!$D11=\"\"),\"\",K26/'Combined scenario - input'!$D11),\"\")","v":""},{"$f":"IFERROR(IF(OR(L26=\"\",'Combined scenario - input'!$D11=\"\"),\"\",L26/'Combined scenario - input'!$D11),\"\")","v":""},{"$f":"IFERROR(IF(OR(M26=\"\",'Combined scenario - input'!$D11=\"\"),\"\",M26/'Combined scenario - input'!$D11),\"\")","v":""},{"$f":"IFERROR(IF(OR(N26=\"\",'Combined scenario - input'!$D11=\"\"),\"\",N26/'Combined scenario - input'!$D11),\"\")","v":""},{"$f":"IFERROR(IF(OR(O26=\"\",'Combined scenario - input'!$D11=\"\"),\"\",O26/'Combined scenario - input'!$D11),\"\")","v":""},{"$f":"IFERROR(IF(OR(P26=\"\",'Combined scenario - input'!$D11=\"\"),\"\",P26/'Combined scenario - input'!$D11),\"\")","v":""},{"$f":"IFERROR(IF(OR(Q26=\"\",'Combined scenario - input'!$D11=\"\"),\"\",Q26/'Combined scenario - input'!$D11),\"\")","v":""},{"$f":"IFERROR(IF(OR(R26=\"\",'Combined scenario - input'!$D11=\"\"),\"\",R26/'Combined scenario - input'!$D11),\"\")","v":""},{"$f":"IFERROR(IF(OR(S26=\"\",'Combined scenario - input'!$D11=\"\"),\"\",S26/'Combined scenario - input'!$D11),\"\")","v":""},{"$f":"IFERROR(IF(OR(T26=\"\",'Combined scenario - input'!$D11=\"\"),\"\",T26/'Combined scenario - input'!$D11),\"\")","v":""},{"$f":"IFERROR(IF(OR(U26=\"\",'Combined scenario - input'!$D11=\"\"),\"\",U26/'Combined scenario - input'!$D11),\"\")","v":""},{"$f":"IFERROR(IF(OR(V26=\"\",'Combined scenario - input'!$D11=\"\"),\"\",V26/'Combined scenario - input'!$D11),\"\")","v":""},{"$f":"IFERROR(IF(OR(W26=\"\",'Combined scenario - input'!$D11=\"\"),\"\",W26/'Combined scenario - input'!$D11),\"\")","v":""}]
[{"$f":"IFERROR('Combined scenario - input'!A12,\"\")","v":""},{"$f":"IFERROR('Combined scenario - input'!B12,\"\")","v":"POLES"},{"$f":"IFERROR('Combined scenario - input'!C12,\"\")","v":"˂ = 1 kv ; concrete"},{"$f":"IFERROR(repcalc('Combined scenario - input'!$CV12:$GH12,'Combined scenario - input'!$G12,'Combined scenario - input'!$E12,'Combined scenario - input'!$F12,20,TRUE,TRUE),\"\")","v":""},"","","","","","","","","","","","","","","","","","","",{"$f":"IFERROR(IF(OR(D27=\"\",'Combined scenario - input'!$D12=\"\"),\"\",D27/'Combined scenario - input'!$D12),\"\")","v":""},{"$f":"IFERROR(IF(OR(E27=\"\",'Combined scenario - input'!$D12=\"\"),\"\",E27/'Combined scenario - input'!$D12),\"\")","v":""},{"$f":"IFERROR(IF(OR(F27=\"\",'Combined scenario - input'!$D12=\"\"),\"\",F27/'Combined scenario - input'!$D12),\"\")","v":""},{"$f":"IFERROR(IF(OR(G27=\"\",'Combined scenario - input'!$D12=\"\"),\"\",G27/'Combined scenario - input'!$D12),\"\")","v":""},{"$f":"IFERROR(IF(OR(H27=\"\",'Combined scenario - input'!$D12=\"\"),\"\",H27/'Combined scenario - input'!$D12),\"\")","v":""},{"$f":"IFERROR(IF(OR(I27=\"\",'Combined scenario - input'!$D12=\"\"),\"\",I27/'Combined scenario - input'!$D12),\"\")","v":""},{"$f":"IFERROR(IF(OR(J27=\"\",'Combined scenario - input'!$D12=\"\"),\"\",J27/'Combined scenario - input'!$D12),\"\")","v":""},{"$f":"IFERROR(IF(OR(K27=\"\",'Combined scenario - input'!$D12=\"\"),\"\",K27/'Combined scenario - input'!$D12),\"\")","v":""},{"$f":"IFERROR(IF(OR(L27=\"\",'Combined scenario - input'!$D12=\"\"),\"\",L27/'Combined scenario - input'!$D12),\"\")","v":""},{"$f":"IFERROR(IF(OR(M27=\"\",'Combined scenario - input'!$D12=\"\"),\"\",M27/'Combined scenario - input'!$D12),\"\")","v":""},{"$f":"IFERROR(IF(OR(N27=\"\",'Combined scenario - input'!$D12=\"\"),\"\",N27/'Combined scenario - input'!$D12),\"\")","v":""},{"$f":"IFERROR(IF(OR(O27=\"\",'Combined scenario - input'!$D12=\"\"),\"\",O27/'Combined scenario - input'!$D12),\"\")","v":""},{"$f":"IFERROR(IF(OR(P27=\"\",'Combined scenario - input'!$D12=\"\"),\"\",P27/'Combined scenario - input'!$D12),\"\")","v":""},{"$f":"IFERROR(IF(OR(Q27=\"\",'Combined scenario - input'!$D12=\"\"),\"\",Q27/'Combined scenario - input'!$D12),\"\")","v":""},{"$f":"IFERROR(IF(OR(R27=\"\",'Combined scenario - input'!$D12=\"\"),\"\",R27/'Combined scenario - input'!$D12),\"\")","v":""},{"$f":"IFERROR(IF(OR(S27=\"\",'Combined scenario - input'!$D12=\"\"),\"\",S27/'Combined scenario - input'!$D12),\"\")","v":""},{"$f":"IFERROR(IF(OR(T27=\"\",'Combined scenario - input'!$D12=\"\"),\"\",T27/'Combined scenario - input'!$D12),\"\")","v":""},{"$f":"IFERROR(IF(OR(U27=\"\",'Combined scenario - input'!$D12=\"\"),\"\",U27/'Combined scenario - input'!$D12),\"\")","v":""},{"$f":"IFERROR(IF(OR(V27=\"\",'Combined scenario - input'!$D12=\"\"),\"\",V27/'Combined scenario - input'!$D12),\"\")","v":""},{"$f":"IFERROR(IF(OR(W27=\"\",'Combined scenario - input'!$D12=\"\"),\"\",W27/'Combined scenario - input'!$D12),\"\")","v":""}]
[{"$f":"IFERROR('Combined scenario - input'!A13,\"\")","v":2},{"$f":"IFERROR('Combined scenario - input'!B13,\"\")","v":"POLES"},{"$f":"IFERROR('Combined scenario - input'!C13,\"\")","v":"˂ = 1 kv ; steel"},{"$f":"IFERROR(repcalc('Combined scenario - input'!$CV13:$GH13,'Combined scenario - input'!$G13,'Combined scenario - input'!$E13,'Combined scenario - input'!$F13,20,TRUE,TRUE),\"\")","v":""},"","","","","","","","","","","","","","","","","","","",{"$f":"IFERROR(IF(OR(D28=\"\",'Combined scenario - input'!$D13=\"\"),\"\",D28/'Combined scenario - input'!$D13),\"\")","v":""},{"$f":"IFERROR(IF(OR(E28=\"\",'Combined scenario - input'!$D13=\"\"),\"\",E28/'Combined scenario - input'!$D13),\"\")","v":""},{"$f":"IFERROR(IF(OR(F28=\"\",'Combined scenario - input'!$D13=\"\"),\"\",F28/'Combined scenario - input'!$D13),\"\")","v":""},{"$f":"IFERROR(IF(OR(G28=\"\",'Combined scenario - input'!$D13=\"\"),\"\",G28/'Combined scenario - input'!$D13),\"\")","v":""},{"$f":"IFERROR(IF(OR(H28=\"\",'Combined scenario - input'!$D13=\"\"),\"\",H28/'Combined scenario - input'!$D13),\"\")","v":""},{"$f":"IFERROR(IF(OR(I28=\"\",'Combined scenario - input'!$D13=\"\"),\"\",I28/'Combined scenario - input'!$D13),\"\")","v":""},{"$f":"IFERROR(IF(OR(J28=\"\",'Combined scenario - input'!$D13=\"\"),\"\",J28/'Combined scenario - input'!$D13),\"\")","v":""},{"$f":"IFERROR(IF(OR(K28=\"\",'Combined scenario - input'!$D13=\"\"),\"\",K28/'Combined scenario - input'!$D13),\"\")","v":""},{"$f":"IFERROR(IF(OR(L28=\"\",'Combined scenario - input'!$D13=\"\"),\"\",L28/'Combined scenario - input'!$D13),\"\")","v":""},{"$f":"IFERROR(IF(OR(M28=\"\",'Combined scenario - input'!$D13=\"\"),\"\",M28/'Combined scenario - input'!$D13),\"\")","v":""},{"$f":"IFERROR(IF(OR(N28=\"\",'Combined scenario - input'!$D13=\"\"),\"\",N28/'Combined scenario - input'!$D13),\"\")","v":""},{"$f":"IFERROR(IF(OR(O28=\"\",'Combined scenario - input'!$D13=\"\"),\"\",O28/'Combined scenario - input'!$D13),\"\")","v":""},{"$f":"IFERROR(IF(OR(P28=\"\",'Combined scenario - input'!$D13=\"\"),\"\",P28/'Combined scenario - input'!$D13),\"\")","v":""},{"$f":"IFERROR(IF(OR(Q28=\"\",'Combined scenario - input'!$D13=\"\"),\"\",Q28/'Combined scenario - input'!$D13),\"\")","v":""},{"$f":"IFERROR(IF(OR(R28=\"\",'Combined scenario - input'!$D13=\"\"),\"\",R28/'Combined scenario - input'!$D13),\"\")","v":""},{"$f":"IFERROR(IF(OR(S28=\"\",'Combined scenario - input'!$D13=\"\"),\"\",S28/'Combined scenario - input'!$D13),\"\")","v":""},{"$f":"IFERROR(IF(OR(T28=\"\",'Combined scenario - input'!$D13=\"\"),\"\",T28/'Combined scenario - input'!$D13),\"\")","v":""},{"$f":"IFERROR(IF(OR(U28=\"\",'Combined scenario - input'!$D13=\"\"),\"\",U28/'Combined scenario - input'!$D13),\"\")","v":""},{"$f":"IFERROR(IF(OR(V28=\"\",'Combined scenario - input'!$D13=\"\"),\"\",V28/'Combined scenario - input'!$D13),\"\")","v":""},{"$f":"IFERROR(IF(OR(W28=\"\",'Combined scenario - input'!$D13=\"\"),\"\",W28/'Combined scenario - input'!$D13),\"\")","v":""}]
[{"$f":"IFERROR('Combined scenario - input'!A14,\"\")","v":2},{"$f":"IFERROR('Combined scenario - input'!B14,\"\")","v":"POLES"},{"$f":"IFERROR('Combined scenario - input'!C14,\"\")","v":"˂ = 1 kv ; wood"},{"$f":"IFERROR(repcalc('Combined scenario - input'!$CV14:$GH14,'Combined scenario - input'!$G14,'Combined scenario - input'!$E14,'Combined scenario - input'!$F14,20,TRUE,TRUE),\"\")","v":""},"","","","","","","","","","","","","","","","","","","",{"$f":"IFERROR(IF(OR(D29=\"\",'Combined scenario - input'!$D14=\"\"),\"\",D29/'Combined scenario - input'!$D14),\"\")","v":""},{"$f":"IFERROR(IF(OR(E29=\"\",'Combined scenario - input'!$D14=\"\"),\"\",E29/'Combined scenario - input'!$D14),\"\")","v":""},{"$f":"IFERROR(IF(OR(F29=\"\",'Combined scenario - input'!$D14=\"\"),\"\",F29/'Combined scenario - input'!$D14),\"\")","v":""},{"$f":"IFERROR(IF(OR(G29=\"\",'Combined scenario - input'!$D14=\"\"),\"\",G29/'Combined scenario - input'!$D14),\"\")","v":""},{"$f":"IFERROR(IF(OR(H29=\"\",'Combined scenario - input'!$D14=\"\"),\"\",H29/'Combined scenario - input'!$D14),\"\")","v":""},{"$f":"IFERROR(IF(OR(I29=\"\",'Combined scenario - input'!$D14=\"\"),\"\",I29/'Combined scenario - input'!$D14),\"\")","v":""},{"$f":"IFERROR(IF(OR(J29=\"\",'Combined scenario - input'!$D14=\"\"),\"\",J29/'Combined scenario - input'!$D14),\"\")","v":""},{"$f":"IFERROR(IF(OR(K29=\"\",'Combined scenario - input'!$D14=\"\"),\"\",K29/'Combined scenario - input'!$D14),\"\")","v":""},{"$f":"IFERROR(IF(OR(L29=\"\",'Combined scenario - input'!$D14=\"\"),\"\",L29/'Combined scenario - input'!$D14),\"\")","v":""},{"$f":"IFERROR(IF(OR(M29=\"\",'Combined scenario - input'!$D14=\"\"),\"\",M29/'Combined scenario - input'!$D14),\"\")","v":""},{"$f":"IFERROR(IF(OR(N29=\"\",'Combined scenario - input'!$D14=\"\"),\"\",N29/'Combined scenario - input'!$D14),\"\")","v":""},{"$f":"IFERROR(IF(OR(O29=\"\",'Combined scenario - input'!$D14=\"\"),\"\",O29/'Combined scenario - input'!$D14),\"\")","v":""},{"$f":"IFERROR(IF(OR(P29=\"\",'Combined scenario - input'!$D14=\"\"),\"\",P29/'Combined scenario - input'!$D14),\"\")","v":""},{"$f":"IFERROR(IF(OR(Q29=\"\",'Combined scenario - input'!$D14=\"\"),\"\",Q29/'Combined scenario - input'!$D14),\"\")","v":""},{"$f":"IFERROR(IF(OR(R29=\"\",'Combined scenario - input'!$D14=\"\"),\"\",R29/'Combined scenario - input'!$D14),\"\")","v":""},{"$f":"IFERROR(IF(OR(S29=\"\",'Combined scenario - input'!$D14=\"\"),\"\",S29/'Combined scenario - input'!$D14),\"\")","v":""},{"$f":"IFERROR(IF(OR(T29=\"\",'Combined scenario - input'!$D14=\"\"),\"\",T29/'Combined scenario - input'!$D14),\"\")","v":""},{"$f":"IFERROR(IF(OR(U29=\"\",'Combined scenario - input'!$D14=\"\"),\"\",U29/'Combined scenario - input'!$D14),\"\")","v":""},{"$f":"IFERROR(IF(OR(V29=\"\",'Combined scenario - input'!$D14=\"\"),\"\",V29/'Combined scenario - input'!$D14),\"\")","v":""},{"$f":"IFERROR(IF(OR(W29=\"\",'Combined scenario - input'!$D14=\"\"),\"\",W29/'Combined scenario - input'!$D14),\"\")","v":""}]
[{"$f":"IFERROR('Combined scenario - input'!A15,\"\")","v":""},{"$f":"IFERROR('Combined scenario - input'!B15,\"\")","v":"POLES"},{"$f":"IFERROR('Combined scenario - input'!C15,\"\")","v":"˃ 11 kv & < = 22 kv ; concrete"},{"$f":"IFERROR(repcalc('Combined scenario - input'!$CV15:$GH15,'Combined scenario - input'!$G15,'Combined scenario - input'!$E15,'Combined scenario - input'!$F15,20,TRUE,TRUE),\"\")","v":""},"","","","","","","","","","","","","","","","","","","",{"$f":"IFERROR(IF(OR(D30=\"\",'Combined scenario - input'!$D15=\"\"),\"\",D30/'Combined scenario - input'!$D15),\"\")","v":""},{"$f":"IFERROR(IF(OR(E30=\"\",'Combined scenario - input'!$D15=\"\"),\"\",E30/'Combined scenario - input'!$D15),\"\")","v":""},{"$f":"IFERROR(IF(OR(F30=\"\",'Combined scenario - input'!$D15=\"\"),\"\",F30/'Combined scenario - input'!$D15),\"\")","v":""},{"$f":"IFERROR(IF(OR(G30=\"\",'Combined scenario - input'!$D15=\"\"),\"\",G30/'Combined scenario - input'!$D15),\"\")","v":""},{"$f":"IFERROR(IF(OR(H30=\"\",'Combined scenario - input'!$D15=\"\"),\"\",H30/'Combined scenario - input'!$D15),\"\")","v":""},{"$f":"IFERROR(IF(OR(I30=\"\",'Combined scenario - input'!$D15=\"\"),\"\",I30/'Combined scenario - input'!$D15),\"\")","v":""},{"$f":"IFERROR(IF(OR(J30=\"\",'Combined scenario - input'!$D15=\"\"),\"\",J30/'Combined scenario - input'!$D15),\"\")","v":""},{"$f":"IFERROR(IF(OR(K30=\"\",'Combined scenario - input'!$D15=\"\"),\"\",K30/'Combined scenario - input'!$D15),\"\")","v":""},{"$f":"IFERROR(IF(OR(L30=\"\",'Combined scenario - input'!$D15=\"\"),\"\",L30/'Combined scenario - input'!$D15),\"\")","v":""},{"$f":"IFERROR(IF(OR(M30=\"\",'Combined scenario - input'!$D15=\"\"),\"\",M30/'Combined scenario - input'!$D15),\"\")","v":""},{"$f":"IFERROR(IF(OR(N30=\"\",'Combined scenario - input'!$D15=\"\"),\"\",N30/'Combined scenario - input'!$D15),\"\")","v":""},{"$f":"IFERROR(IF(OR(O30=\"\",'Combined scenario - input'!$D15=\"\"),\"\",O30/'Combined scenario - input'!$D15),\"\")","v":""},{"$f":"IFERROR(IF(OR(P30=\"\",'Combined scenario - input'!$D15=\"\"),\"\",P30/'Combined scenario - input'!$D15),\"\")","v":""},{"$f":"IFERROR(IF(OR(Q30=\"\",'Combined scenario - input'!$D15=\"\"),\"\",Q30/'Combined scenario - input'!$D15),\"\")","v":""},{"$f":"IFERROR(IF(OR(R30=\"\",'Combined scenario - input'!$D15=\"\"),\"\",R30/'Combined scenario - input'!$D15),\"\")","v":""},{"$f":"IFERROR(IF(OR(S30=\"\",'Combined scenario - input'!$D15=\"\"),\"\",S30/'Combined scenario - input'!$D15),\"\")","v":""},{"$f":"IFERROR(IF(OR(T30=\"\",'Combined scenario - input'!$D15=\"\"),\"\",T30/'Combined scenario - input'!$D15),\"\")","v":""},{"$f":"IFERROR(IF(OR(U30=\"\",'Combined scenario - input'!$D15=\"\"),\"\",U30/'Combined scenario - input'!$D15),\"\")","v":""},{"$f":"IFERROR(IF(OR(V30=\"\",'Combined scenario - input'!$D15=\"\"),\"\",V30/'Combined scenario - input'!$D15),\"\")","v":""},{"$f":"IFERROR(IF(OR(W30=\"\",'Combined scenario - input'!$D15=\"\"),\"\",W30/'Combined scenario - input'!$D15),\"\")","v":""}]
[{"$f":"IFERROR('Combined scenario - input'!A16,\"\")","v":2},{"$f":"IFERROR('Combined scenario - input'!B16,\"\")","v":"POLES"},{"$f":"IFERROR('Combined scenario - input'!C16,\"\")","v":"˃ 11 kv & < = 22 kv ; steel"},{"$f":"IFERROR(repcalc('Combined scenario - input'!$CV16:$GH16,'Combined scenario - input'!$G16,'Combined scenario - input'!$E16,'Combined scenario - input'!$F16,20,TRUE,TRUE),\"\")","v":""},"","","","","","","","","","","","","","","","","","","",{"$f":"IFERROR(IF(OR(D31=\"\",'Combined scenario - input'!$D16=\"\"),\"\",D31/'Combined scenario - input'!$D16),\"\")","v":""},{"$f":"IFERROR(IF(OR(E31=\"\",'Combined scenario - input'!$D16=\"\"),\"\",E31/'Combined scenario - input'!$D16),\"\")","v":""},{"$f":"IFERROR(IF(OR(F31=\"\",'Combined scenario - input'!$D16=\"\"),\"\",F31/'Combined scenario - input'!$D16),\"\")","v":""},{"$f":"IFERROR(IF(OR(G31=\"\",'Combined scenario - input'!$D16=\"\"),\"\",G31/'Combined scenario - input'!$D16),\"\")","v":""},{"$f":"IFERROR(IF(OR(H31=\"\",'Combined scenario - input'!$D16=\"\"),\"\",H31/'Combined scenario - input'!$D16),\"\")","v":""},{"$f":"IFERROR(IF(OR(I31=\"\",'Combined scenario - input'!$D16=\"\"),\"\",I31/'Combined scenario - input'!$D16),\"\")","v":""},{"$f":"IFERROR(IF(OR(J31=\"\",'Combined scenario - input'!$D16=\"\"),\"\",J31/'Combined scenario - input'!$D16),\"\")","v":""},{"$f":"IFERROR(IF(OR(K31=\"\",'Combined scenario - input'!$D16=\"\"),\"\",K31/'Combined scenario - input'!$D16),\"\")","v":""},{"$f":"IFERROR(IF(OR(L31=\"\",'Combined scenario - input'!$D16=\"\"),\"\",L31/'Combined scenario - input'!$D16),\"\")","v":""},{"$f":"IFERROR(IF(OR(M31=\"\",'Combined scenario - input'!$D16=\"\"),\"\",M31/'Combined scenario - input'!$D16),\"\")","v":""},{"$f":"IFERROR(IF(OR(N31=\"\",'Combined scenario - input'!$D16=\"\"),\"\",N31/'Combined scenario - input'!$D16),\"\")","v":""},{"$f":"IFERROR(IF(OR(O31=\"\",'Combined scenario - input'!$D16=\"\"),\"\",O31/'Combined scenario - input'!$D16),\"\")","v":""},{"$f":"IFERROR(IF(OR(P31=\"\",'Combined scenario - input'!$D16=\"\"),\"\",P31/'Combined scenario - input'!$D16),\"\")","v":""},{"$f":"IFERROR(IF(OR(Q31=\"\",'Combined scenario - input'!$D16=\"\"),\"\",Q31/'Combined scenario - input'!$D16),\"\")","v":""},{"$f":"IFERROR(IF(OR(R31=\"\",'Combined scenario - input'!$D16=\"\"),\"\",R31/'Combined scenario - input'!$D16),\"\")","v":""},{"$f":"IFERROR(IF(OR(S31=\"\",'Combined scenario - input'!$D16=\"\"),\"\",S31/'Combined scenario - input'!$D16),\"\")","v":""},{"$f":"IFERROR(IF(OR(T31=\"\",'Combined scenario - input'!$D16=\"\"),\"\",T31/'Combined scenario - input'!$D16),\"\")","v":""},{"$f":"IFERROR(IF(OR(U31=\"\",'Combined scenario - input'!$D16=\"\"),\"\",U31/'Combined scenario - input'!$D16),\"\")","v":""},{"$f":"IFERROR(IF(OR(V31=\"\",'Combined scenario - input'!$D16=\"\"),\"\",V31/'Combined scenario - input'!$D16),\"\")","v":""},{"$f":"IFERROR(IF(OR(W31=\"\",'Combined scenario - input'!$D16=\"\"),\"\",W31/'Combined scenario - input'!$D16),\"\")","v":""}]
[{"$f":"IFERROR('Combined scenario - input'!A17,\"\")","v":2},{"$f":"IFERROR('Combined scenario - input'!B17,\"\")","v":"POLES"},{"$f":"IFERROR('Combined scenario - input'!C17,\"\")","v":"˃ 11 kv & < = 22 kv ; wood"},{"$f":"IFERROR(repcalc('Combined scenario - input'!$CV17:$GH17,'Combined scenario - input'!$G17,'Combined scenario - input'!$E17,'Combined scenario - input'!$F17,20,TRUE,TRUE),\"\")","v":""},"","","","","","","","","","","","","","","","","","","",{"$f":"IFERROR(IF(OR(D32=\"\",'Combined scenario - input'!$D17=\"\"),\"\",D32/'Combined scenario - input'!$D17),\"\")","v":""},{"$f":"IFERROR(IF(OR(E32=\"\",'Combined scenario - input'!$D17=\"\"),\"\",E32/'Combined scenario - input'!$D17),\"\")","v":""},{"$f":"IFERROR(IF(OR(F32=\"\",'Combined scenario - input'!$D17=\"\"),\"\",F32/'Combined scenario - input'!$D17),\"\")","v":""},{"$f":"IFERROR(IF(OR(G32=\"\",'Combined scenario - input'!$D17=\"\"),\"\",G32/'Combined scenario - input'!$D17),\"\")","v":""},{"$f":"IFERROR(IF(OR(H32=\"\",'Combined scenario - input'!$D17=\"\"),\"\",H32/'Combined scenario - input'!$D17),\"\")","v":""},{"$f":"IFERROR(IF(OR(I32=\"\",'Combined scenario - input'!$D17=\"\"),\"\",I32/'Combined scenario - input'!$D17),\"\")","v":""},{"$f":"IFERROR(IF(OR(J32=\"\",'Combined scenario - input'!$D17=\"\"),\"\",J32/'Combined scenario - input'!$D17),\"\")","v":""},{"$f":"IFERROR(IF(OR(K32=\"\",'Combined scenario - input'!$D17=\"\"),\"\",K32/'Combined scenario - input'!$D17),\"\")","v":""},{"$f":"IFERROR(IF(OR(L32=\"\",'Combined scenario - input'!$D17=\"\"),\"\",L32/'Combined scenario - input'!$D17),\"\")","v":""},{"$f":"IFERROR(IF(OR(M32=\"\",'Combined scenario - input'!$D17=\"\"),\"\",M32/'Combined scenario - input'!$D17),\"\")","v":""},{"$f":"IFERROR(IF(OR(N32=\"\",'Combined scenario - input'!$D17=\"\"),\"\",N32/'Combined scenario - input'!$D17),\"\")","v":""},{"$f":"IFERROR(IF(OR(O32=\"\",'Combined scenario - input'!$D17=\"\"),\"\",O32/'Combined scenario - input'!$D17),\"\")","v":""},{"$f":"IFERROR(IF(OR(P32=\"\",'Combined scenario - input'!$D17=\"\"),\"\",P32/'Combined scenario - input'!$D17),\"\")","v":""},{"$f":"IFERROR(IF(OR(Q32=\"\",'Combined scenario - input'!$D17=\"\"),\"\",Q32/'Combined scenario - input'!$D17),\"\")","v":""},{"$f":"IFERROR(IF(OR(R32=\"\",'Combined scenario - input'!$D17=\"\"),\"\",R32/'Combined scenario - input'!$D17),\"\")","v":""},{"$f":"IFERROR(IF(OR(S32=\"\",'Combined scenario - input'!$D17=\"\"),\"\",S32/'Combined scenario - input'!$D17),\"\")","v":""},{"$f":"IFERROR(IF(OR(T32=\"\",'Combined scenario - input'!$D17=\"\"),\"\",T32/'Combined scenario - input'!$D17),\"\")","v":""},{"$f":"IFERROR(IF(OR(U32=\"\",'Combined scenario - input'!$D17=\"\"),\"\",U32/'Combined scenario - input'!$D17),\"\")","v":""},{"$f":"IFERROR(IF(OR(V32=\"\",'Combined scenario - input'!$D17=\"\"),\"\",V32/'Combined scenario - input'!$D17),\"\")","v":""},{"$f":"IFERROR(IF(OR(W32=\"\",'Combined scenario - input'!$D17=\"\"),\"\",W32/'Combined scenario - input'!$D17),\"\")","v":""}]
[{"$f":"IFERROR('Combined scenario - input'!A18,\"\")","v":""},{"$f":"IFERROR('Combined scenario - input'!B18,\"\")","v":"POLES"},{"$f":"IFERROR('Combined scenario - input'!C18,\"\")","v":"> 1 kv & < = 11 kv ; concrete"},{"$f":"IFERROR(repcalc('Combined scenario - input'!$CV18:$GH18,'Combined scenario - input'!$G18,'Combined scenario - input'!$E18,'Combined scenario - input'!$F18,20,TRUE,TRUE),\"\")","v":""},"","","","","","","","","","","","","","","","","","","",{"$f":"IFERROR(IF(OR(D33=\"\",'Combined scenario - input'!$D18=\"\"),\"\",D33/'Combined scenario - input'!$D18),\"\")","v":""},{"$f":"IFERROR(IF(OR(E33=\"\",'Combined scenario - input'!$D18=\"\"),\"\",E33/'Combined scenario - input'!$D18),\"\")","v":""},{"$f":"IFERROR(IF(OR(F33=\"\",'Combined scenario - input'!$D18=\"\"),\"\",F33/'Combined scenario - input'!$D18),\"\")","v":""},{"$f":"IFERROR(IF(OR(G33=\"\",'Combined scenario - input'!$D18=\"\"),\"\",G33/'Combined scenario - input'!$D18),\"\")","v":""},{"$f":"IFERROR(IF(OR(H33=\"\",'Combined scenario - input'!$D18=\"\"),\"\",H33/'Combined scenario - input'!$D18),\"\")","v":""},{"$f":"IFERROR(IF(OR(I33=\"\",'Combined scenario - input'!$D18=\"\"),\"\",I33/'Combined scenario - input'!$D18),\"\")","v":""},{"$f":"IFERROR(IF(OR(J33=\"\",'Combined scenario - input'!$D18=\"\"),\"\",J33/'Combined scenario - input'!$D18),\"\")","v":""},{"$f":"IFERROR(IF(OR(K33=\"\",'Combined scenario - input'!$D18=\"\"),\"\",K33/'Combined scenario - input'!$D18),\"\")","v":""},{"$f":"IFERROR(IF(OR(L33=\"\",'Combined scenario - input'!$D18=\"\"),\"\",L33/'Combined scenario - input'!$D18),\"\")","v":""},{"$f":"IFERROR(IF(OR(M33=\"\",'Combined scenario - input'!$D18=\"\"),\"\",M33/'Combined scenario - input'!$D18),\"\")","v":""},{"$f":"IFERROR(IF(OR(N33=\"\",'Combined scenario - input'!$D18=\"\"),\"\",N33/'Combined scenario - input'!$D18),\"\")","v":""},{"$f":"IFERROR(IF(OR(O33=\"\",'Combined scenario - input'!$D18=\"\"),\"\",O33/'Combined scenario - input'!$D18),\"\")","v":""},{"$f":"IFERROR(IF(OR(P33=\"\",'Combined scenario - input'!$D18=\"\"),\"\",P33/'Combined scenario - input'!$D18),\"\")","v":""},{"$f":"IFERROR(IF(OR(Q33=\"\",'Combined scenario - input'!$D18=\"\"),\"\",Q33/'Combined scenario - input'!$D18),\"\")","v":""},{"$f":"IFERROR(IF(OR(R33=\"\",'Combined scenario - input'!$D18=\"\"),\"\",R33/'Combined scenario - input'!$D18),\"\")","v":""},{"$f":"IFERROR(IF(OR(S33=\"\",'Combined scenario - input'!$D18=\"\"),\"\",S33/'Combined scenario - input'!$D18),\"\")","v":""},{"$f":"IFERROR(IF(OR(T33=\"\",'Combined scenario - input'!$D18=\"\"),\"\",T33/'Combined scenario - input'!$D18),\"\")","v":""},{"$f":"IFERROR(IF(OR(U33=\"\",'Combined scenario - input'!$D18=\"\"),\"\",U33/'Combined scenario - input'!$D18),\"\")","v":""},{"$f":"IFERROR(IF(OR(V33=\"\",'Combined scenario - input'!$D18=\"\"),\"\",V33/'Combined scenario - input'!$D18),\"\")","v":""},{"$f":"IFERROR(IF(OR(W33=\"\",'Combined scenario - input'!$D18=\"\"),\"\",W33/'Combined scenario - input'!$D18),\"\")","v":""}]
[{"$f":"IFERROR('Combined scenario - input'!A19,\"\")","v":2},{"$f":"IFERROR('Combined scenario - input'!B19,\"\")","v":"POLES"},{"$f":"IFERROR('Combined scenario - input'!C19,\"\")","v":"> 1 kv & < = 11 kv ; steel"},{"$f":"IFERROR(repcalc('Combined scenario - input'!$CV19:$GH19,'Combined scenario - input'!$G19,'Combined scenario - input'!$E19,'Combined scenario - input'!$F19,20,TRUE,TRUE),\"\")","v":""},"","","","","","","","","","","","","","","","","","","",{"$f":"IFERROR(IF(OR(D34=\"\",'Combined scenario - input'!$D19=\"\"),\"\",D34/'Combined scenario - input'!$D19),\"\")","v":""},{"$f":"IFERROR(IF(OR(E34=\"\",'Combined scenario - input'!$D19=\"\"),\"\",E34/'Combined scenario - input'!$D19),\"\")","v":""},{"$f":"IFERROR(IF(OR(F34=\"\",'Combined scenario - input'!$D19=\"\"),\"\",F34/'Combined scenario - input'!$D19),\"\")","v":""},{"$f":"IFERROR(IF(OR(G34=\"\",'Combined scenario - input'!$D19=\"\"),\"\",G34/'Combined scenario - input'!$D19),\"\")","v":""},{"$f":"IFERROR(IF(OR(H34=\"\",'Combined scenario - input'!$D19=\"\"),\"\",H34/'Combined scenario - input'!$D19),\"\")","v":""},{"$f":"IFERROR(IF(OR(I34=\"\",'Combined scenario - input'!$D19=\"\"),\"\",I34/'Combined scenario - input'!$D19),\"\")","v":""},{"$f":"IFERROR(IF(OR(J34=\"\",'Combined scenario - input'!$D19=\"\"),\"\",J34/'Combined scenario - input'!$D19),\"\")","v":""},{"$f":"IFERROR(IF(OR(K34=\"\",'Combined scenario - input'!$D19=\"\"),\"\",K34/'Combined scenario - input'!$D19),\"\")","v":""},{"$f":"IFERROR(IF(OR(L34=\"\",'Combined scenario - input'!$D19=\"\"),\"\",L34/'Combined scenario - input'!$D19),\"\")","v":""},{"$f":"IFERROR(IF(OR(M34=\"\",'Combined scenario - input'!$D19=\"\"),\"\",M34/'Combined scenario - input'!$D19),\"\")","v":""},{"$f":"IFERROR(IF(OR(N34=\"\",'Combined scenario - input'!$D19=\"\"),\"\",N34/'Combined scenario - input'!$D19),\"\")","v":""},{"$f":"IFERROR(IF(OR(O34=\"\",'Combined scenario - input'!$D19=\"\"),\"\",O34/'Combined scenario - input'!$D19),\"\")","v":""},{"$f":"IFERROR(IF(OR(P34=\"\",'Combined scenario - input'!$D19=\"\"),\"\",P34/'Combined scenario - input'!$D19),\"\")","v":""},{"$f":"IFERROR(IF(OR(Q34=\"\",'Combined scenario - input'!$D19=\"\"),\"\",Q34/'Combined scenario - input'!$D19),\"\")","v":""},{"$f":"IFERROR(IF(OR(R34=\"\",'Combined scenario - input'!$D19=\"\"),\"\",R34/'Combined scenario - input'!$D19),\"\")","v":""},{"$f":"IFERROR(IF(OR(S34=\"\",'Combined scenario - input'!$D19=\"\"),\"\",S34/'Combined scenario - input'!$D19),\"\")","v":""},{"$f":"IFERROR(IF(OR(T34=\"\",'Combined scenario - input'!$D19=\"\"),\"\",T34/'Combined scenario - input'!$D19),\"\")","v":""},{"$f":"IFERROR(IF(OR(U34=\"\",'Combined scenario - input'!$D19=\"\"),\"\",U34/'Combined scenario - input'!$D19),\"\")","v":""},{"$f":"IFERROR(IF(OR(V34=\"\",'Combined scenario - input'!$D19=\"\"),\"\",V34/'Combined scenario - input'!$D19),\"\")","v":""},{"$f":"IFERROR(IF(OR(W34=\"\",'Combined scenario - input'!$D19=\"\"),\"\",W34/'Combined scenario - input'!$D19),\"\")","v":""}]
[{"$f":"IFERROR('Combined scenario - input'!A20,\"\")","v":2},{"$f":"IFERROR('Combined scenario - input'!B20,\"\")","v":"POLES"},{"$f":"IFERROR('Combined scenario - input'!C20,\"\")","v":"> 1 kv & < = 11 kv ; wood"},{"$f":"IFERROR(repcalc('Combined scenario - input'!$CV20:$GH20,'Combined scenario - input'!$G20,'Combined scenario - input'!$E20,'Combined scenario - input'!$F20,20,TRUE,TRUE),\"\")","v":""},"","","","","","","","","","","","","","","","","","","",{"$f":"IFERROR(IF(OR(D35=\"\",'Combined scenario - input'!$D20=\"\"),\"\",D35/'Combined scenario - input'!$D20),\"\")","v":""},{"$f":"IFERROR(IF(OR(E35=\"\",'Combined scenario - input'!$D20=\"\"),\"\",E35/'Combined scenario - input'!$D20),\"\")","v":""},{"$f":"IFERROR(IF(OR(F35=\"\",'Combined scenario - input'!$D20=\"\"),\"\",F35/'Combined scenario - input'!$D20),\"\")","v":""},{"$f":"IFERROR(IF(OR(G35=\"\",'Combined scenario - input'!$D20=\"\"),\"\",G35/'Combined scenario - input'!$D20),\"\")","v":""},{"$f":"IFERROR(IF(OR(H35=\"\",'Combined scenario - input'!$D20=\"\"),\"\",H35/'Combined scenario - input'!$D20),\"\")","v":""},{"$f":"IFERROR(IF(OR(I35=\"\",'Combined scenario - input'!$D20=\"\"),\"\",I35/'Combined scenario - input'!$D20),\"\")","v":""},{"$f":"IFERROR(IF(OR(J35=\"\",'Combined scenario - input'!$D20=\"\"),\"\",J35/'Combined scenario - input'!$D20),\"\")","v":""},{"$f":"IFERROR(IF(OR(K35=\"\",'Combined scenario - input'!$D20=\"\"),\"\",K35/'Combined scenario - input'!$D20),\"\")","v":""},{"$f":"IFERROR(IF(OR(L35=\"\",'Combined scenario - input'!$D20=\"\"),\"\",L35/'Combined scenario - input'!$D20),\"\")","v":""},{"$f":"IFERROR(IF(OR(M35=\"\",'Combined scenario - input'!$D20=\"\"),\"\",M35/'Combined scenario - input'!$D20),\"\")","v":""},{"$f":"IFERROR(IF(OR(N35=\"\",'Combined scenario - input'!$D20=\"\"),\"\",N35/'Combined scenario - input'!$D20),\"\")","v":""},{"$f":"IFERROR(IF(OR(O35=\"\",'Combined scenario - input'!$D20=\"\"),\"\",O35/'Combined scenario - input'!$D20),\"\")","v":""},{"$f":"IFERROR(IF(OR(P35=\"\",'Combined scenario - input'!$D20=\"\"),\"\",P35/'Combined scenario - input'!$D20),\"\")","v":""},{"$f":"IFERROR(IF(OR(Q35=\"\",'Combined scenario - input'!$D20=\"\"),\"\",Q35/'Combined scenario - input'!$D20),\"\")","v":""},{"$f":"IFERROR(IF(OR(R35=\"\",'Combined scenario - input'!$D20=\"\"),\"\",R35/'Combined scenario - input'!$D20),\"\")","v":""},{"$f":"IFERROR(IF(OR(S35=\"\",'Combined scenario - input'!$D20=\"\"),\"\",S35/'Combined scenario - input'!$D20),\"\")","v":""},{"$f":"IFERROR(IF(OR(T35=\"\",'Combined scenario - input'!$D20=\"\"),\"\",T35/'Combined scenario - input'!$D20),\"\")","v":""},{"$f":"IFERROR(IF(OR(U35=\"\",'Combined scenario - input'!$D20=\"\"),\"\",U35/'Combined scenario - input'!$D20),\"\")","v":""},{"$f":"IFERROR(IF(OR(V35=\"\",'Combined scenario - input'!$D20=\"\"),\"\",V35/'Combined scenario - input'!$D20),\"\")","v":""},{"$f":"IFERROR(IF(OR(W35=\"\",'Combined scenario - input'!$D20=\"\"),\"\",W35/'Combined scenario - input'!$D20),\"\")","v":""}]
[{"$f":"IFERROR('Combined scenario - input'!A21,\"\")","v":""},{"$f":"IFERROR('Combined scenario - input'!B21,\"\")","v":"POLES"},{"$f":"IFERROR('Combined scenario - input'!C21,\"\")","v":"> 22 kv & < = 66 kv ; concrete"},{"$f":"IFERROR(repcalc('Combined scenario - input'!$CV21:$GH21,'Combined scenario - input'!$G21,'Combined scenario - input'!$E21,'Combined scenario - input'!$F21,20,TRUE,TRUE),\"\")","v":""},"","","","","","","","","","","","","","","","","","","",{"$f":"IFERROR(IF(OR(D36=\"\",'Combined scenario - input'!$D21=\"\"),\"\",D36/'Combined scenario - input'!$D21),\"\")","v":""},{"$f":"IFERROR(IF(OR(E36=\"\",'Combined scenario - input'!$D21=\"\"),\"\",E36/'Combined scenario - input'!$D21),\"\")","v":""},{"$f":"IFERROR(IF(OR(F36=\"\",'Combined scenario - input'!$D21=\"\"),\"\",F36/'Combined scenario - input'!$D21),\"\")","v":""},{"$f":"IFERROR(IF(OR(G36=\"\",'Combined scenario - input'!$D21=\"\"),\"\",G36/'Combined scenario - input'!$D21),\"\")","v":""},{"$f":"IFERROR(IF(OR(H36=\"\",'Combined scenario - input'!$D21=\"\"),\"\",H36/'Combined scenario - input'!$D21),\"\")","v":""},{"$f":"IFERROR(IF(OR(I36=\"\",'Combined scenario - input'!$D21=\"\"),\"\",I36/'Combined scenario - input'!$D21),\"\")","v":""},{"$f":"IFERROR(IF(OR(J36=\"\",'Combined scenario - input'!$D21=\"\"),\"\",J36/'Combined scenario - input'!$D21),\"\")","v":""},{"$f":"IFERROR(IF(OR(K36=\"\",'Combined scenario - input'!$D21=\"\"),\"\",K36/'Combined scenario - input'!$D21),\"\")","v":""},{"$f":"IFERROR(IF(OR(L36=\"\",'Combined scenario - input'!$D21=\"\"),\"\",L36/'Combined scenario - input'!$D21),\"\")","v":""},{"$f":"IFERROR(IF(OR(M36=\"\",'Combined scenario - input'!$D21=\"\"),\"\",M36/'Combined scenario - input'!$D21),\"\")","v":""},{"$f":"IFERROR(IF(OR(N36=\"\",'Combined scenario - input'!$D21=\"\"),\"\",N36/'Combined scenario - input'!$D21),\"\")","v":""},{"$f":"IFERROR(IF(OR(O36=\"\",'Combined scenario - input'!$D21=\"\"),\"\",O36/'Combined scenario - input'!$D21),\"\")","v":""},{"$f":"IFERROR(IF(OR(P36=\"\",'Combined scenario - input'!$D21=\"\"),\"\",P36/'Combined scenario - input'!$D21),\"\")","v":""},{"$f":"IFERROR(IF(OR(Q36=\"\",'Combined scenario - input'!$D21=\"\"),\"\",Q36/'Combined scenario - input'!$D21),\"\")","v":""},{"$f":"IFERROR(IF(OR(R36=\"\",'Combined scenario - input'!$D21=\"\"),\"\",R36/'Combined scenario - input'!$D21),\"\")","v":""},{"$f":"IFERROR(IF(OR(S36=\"\",'Combined scenario - input'!$D21=\"\"),\"\",S36/'Combined scenario - input'!$D21),\"\")","v":""},{"$f":"IFERROR(IF(OR(T36=\"\",'Combined scenario - input'!$D21=\"\"),\"\",T36/'Combined scenario - input'!$D21),\"\")","v":""},{"$f":"IFERROR(IF(OR(U36=\"\",'Combined scenario - input'!$D21=\"\"),\"\",U36/'Combined scenario - input'!$D21),\"\")","v":""},{"$f":"IFERROR(IF(OR(V36=\"\",'Combined scenario - input'!$D21=\"\"),\"\",V36/'Combined scenario - input'!$D21),\"\")","v":""},{"$f":"IFERROR(IF(OR(W36=\"\",'Combined scenario - input'!$D21=\"\"),\"\",W36/'Combined scenario - input'!$D21),\"\")","v":""}]
[{"$f":"IFERROR('Combined scenario - input'!A22,\"\")","v":2},{"$f":"IFERROR('Combined scenario - input'!B22,\"\")","v":"POLES"},{"$f":"IFERROR('Combined scenario - input'!C22,\"\")","v":"> 22 kv & < = 66 kv ; steel"},{"$f":"IFERROR(repcalc('Combined scenario - input'!$CV22:$GH22,'Combined scenario - input'!$G22,'Combined scenario - input'!$E22,'Combined scenario - input'!$F22,20,TRUE,TRUE),\"\")","v":""},"","","","","","","","","","","","","","","","","","","",{"$f":"IFERROR(IF(OR(D37=\"\",'Combined scenario - input'!$D22=\"\"),\"\",D37/'Combined scenario - input'!$D22),\"\")","v":""},{"$f":"IFERROR(IF(OR(E37=\"\",'Combined scenario - input'!$D22=\"\"),\"\",E37/'Combined scenario - input'!$D22),\"\")","v":""},{"$f":"IFERROR(IF(OR(F37=\"\",'Combined scenario - input'!$D22=\"\"),\"\",F37/'Combined scenario - input'!$D22),\"\")","v":""},{"$f":"IFERROR(IF(OR(G37=\"\",'Combined scenario - input'!$D22=\"\"),\"\",G37/'Combined scenario - input'!$D22),\"\")","v":""},{"$f":"IFERROR(IF(OR(H37=\"\",'Combined scenario - input'!$D22=\"\"),\"\",H37/'Combined scenario - input'!$D22),\"\")","v":""},{"$f":"IFERROR(IF(OR(I37=\"\",'Combined scenario - input'!$D22=\"\"),\"\",I37/'Combined scenario - input'!$D22),\"\")","v":""},{"$f":"IFERROR(IF(OR(J37=\"\",'Combined scenario - input'!$D22=\"\"),\"\",J37/'Combined scenario - input'!$D22),\"\")","v":""},{"$f":"IFERROR(IF(OR(K37=\"\",'Combined scenario - input'!$D22=\"\"),\"\",K37/'Combined scenario - input'!$D22),\"\")","v":""},{"$f":"IFERROR(IF(OR(L37=\"\",'Combined scenario - input'!$D22=\"\"),\"\",L37/'Combined scenario - input'!$D22),\"\")","v":""},{"$f":"IFERROR(IF(OR(M37=\"\",'Combined scenario - input'!$D22=\"\"),\"\",M37/'Combined scenario - input'!$D22),\"\")","v":""},{"$f":"IFERROR(IF(OR(N37=\"\",'Combined scenario - input'!$D22=\"\"),\"\",N37/'Combined scenario - input'!$D22),\"\")","v":""},{"$f":"IFERROR(IF(OR(O37=\"\",'Combined scenario - input'!$D22=\"\"),\"\",O37/'Combined scenario - input'!$D22),\"\")","v":""},{"$f":"IFERROR(IF(OR(P37=\"\",'Combined scenario - input'!$D22=\"\"),\"\",P37/'Combined scenario - input'!$D22),\"\")","v":""},{"$f":"IFERROR(IF(OR(Q37=\"\",'Combined scenario - input'!$D22=\"\"),\"\",Q37/'Combined scenario - input'!$D22),\"\")","v":""},{"$f":"IFERROR(IF(OR(R37=\"\",'Combined scenario - input'!$D22=\"\"),\"\",R37/'Combined scenario - input'!$D22),\"\")","v":""},{"$f":"IFERROR(IF(OR(S37=\"\",'Combined scenario - input'!$D22=\"\"),\"\",S37/'Combined scenario - input'!$D22),\"\")","v":""},{"$f":"IFERROR(IF(OR(T37=\"\",'Combined scenario - input'!$D22=\"\"),\"\",T37/'Combined scenario - input'!$D22),\"\")","v":""},{"$f":"IFERROR(IF(OR(U37=\"\",'Combined scenario - input'!$D22=\"\"),\"\",U37/'Combined scenario - input'!$D22),\"\")","v":""},{"$f":"IFERROR(IF(OR(V37=\"\",'Combined scenario - input'!$D22=\"\"),\"\",V37/'Combined scenario - input'!$D22),\"\")","v":""},{"$f":"IFERROR(IF(OR(W37=\"\",'Combined scenario - input'!$D22=\"\"),\"\",W37/'Combined scenario - input'!$D22),\"\")","v":""}]
[{"$f":"IFERROR('Combined scenario - input'!A23,\"\")","v":2},{"$f":"IFERROR('Combined scenario - input'!B23,\"\")","v":"POLES"},{"$f":"IFERROR('Combined scenario - input'!C23,\"\")","v":"> 22 kv & < = 66 kv ; wood"},{"$f":"IFERROR(repcalc('Combined scenario - input'!$CV23:$GH23,'Combined scenario - input'!$G23,'Combined scenario - input'!$E23,'Combined scenario - input'!$F23,20,TRUE,TRUE),\"\")","v":""},"","","","","","","","","","","","","","","","","","","",{"$f":"IFERROR(IF(OR(D38=\"\",'Combined scenario - input'!$D23=\"\"),\"\",D38/'Combined scenario - input'!$D23),\"\")","v":""},{"$f":"IFERROR(IF(OR(E38=\"\",'Combined scenario - input'!$D23=\"\"),\"\",E38/'Combined scenario - input'!$D23),\"\")","v":""},{"$f":"IFERROR(IF(OR(F38=\"\",'Combined scenario - input'!$D23=\"\"),\"\",F38/'Combined scenario - input'!$D23),\"\")","v":""},{"$f":"IFERROR(IF(OR(G38=\"\",'Combined scenario - input'!$D23=\"\"),\"\",G38/'Combined scenario - input'!$D23),\"\")","v":""},{"$f":"IFERROR(IF(OR(H38=\"\",'Combined scenario - input'!$D23=\"\"),\"\",H38/'Combined scenario - input'!$D23),\"\")","v":""},{"$f":"IFERROR(IF(OR(I38=\"\",'Combined scenario - input'!$D23=\"\"),\"\",I38/'Combined scenario - input'!$D23),\"\")","v":""},{"$f":"IFERROR(IF(OR(J38=\"\",'Combined scenario - input'!$D23=\"\"),\"\",J38/'Combined scenario - input'!$D23),\"\")","v":""},{"$f":"IFERROR(IF(OR(K38=\"\",'Combined scenario - input'!$D23=\"\"),\"\",K38/'Combined scenario - input'!$D23),\"\")","v":""},{"$f":"IFERROR(IF(OR(L38=\"\",'Combined scenario - input'!$D23=\"\"),\"\",L38/'Combined scenario - input'!$D23),\"\")","v":""},{"$f":"IFERROR(IF(OR(M38=\"\",'Combined scenario - input'!$D23=\"\"),\"\",M38/'Combined scenario - input'!$D23),\"\")","v":""},{"$f":"IFERROR(IF(OR(N38=\"\",'Combined scenario - input'!$D23=\"\"),\"\",N38/'Combined scenario - input'!$D23),\"\")","v":""},{"$f":"IFERROR(IF(OR(O38=\"\",'Combined scenario - input'!$D23=\"\"),\"\",O38/'Combined scenario - input'!$D23),\"\")","v":""},{"$f":"IFERROR(IF(OR(P38=\"\",'Combined scenario - input'!$D23=\"\"),\"\",P38/'Combined scenario - input'!$D23),\"\")","v":""},{"$f":"IFERROR(IF(OR(Q38=\"\",'Combined scenario - input'!$D23=\"\"),\"\",Q38/'Combined scenario - input'!$D23),\"\")","v":""},{"$f":"IFERROR(IF(OR(R38=\"\",'Combined scenario - input'!$D23=\"\"),\"\",R38/'Combined scenario - input'!$D23),\"\")","v":""},{"$f":"IFERROR(IF(OR(S38=\"\",'Combined scenario - input'!$D23=\"\"),\"\",S38/'Combined scenario - input'!$D23),\"\")","v":""},{"$f":"IFERROR(IF(OR(T38=\"\",'Combined scenario - input'!$D23=\"\"),\"\",T38/'Combined scenario - input'!$D23),\"\")","v":""},{"$f":"IFERROR(IF(OR(U38=\"\",'Combined scenario - input'!$D23=\"\"),\"\",U38/'Combined scenario - input'!$D23),\"\")","v":""},{"$f":"IFERROR(IF(OR(V38=\"\",'Combined scenario - input'!$D23=\"\"),\"\",V38/'Combined scenario - input'!$D23),\"\")","v":""},{"$f":"IFERROR(IF(OR(W38=\"\",'Combined scenario - input'!$D23=\"\"),\"\",W38/'Combined scenario - input'!$D23),\"\")","v":""}]
[{"$f":"IFERROR('Combined scenario - input'!A24,\"\")","v":2},{"$f":"IFERROR('Combined scenario - input'!B24,\"\")","v":"POLES"},{"$f":"IFERROR('Combined scenario - input'!C24,\"\")","v":"staking of a wooden pole"},{"$f":"IFERROR(repcalc('Combined scenario - input'!$CV24:$GH24,'Combined scenario - input'!$G24,'Combined scenario - input'!$E24,'Combined scenario - input'!$F24,20,TRUE,TRUE),\"\")","v":""},"","","","","","","","","","","","","","","","","","","",{"$f":"IFERROR(IF(OR(D39=\"\",'Combined scenario - input'!$D24=\"\"),\"\",D39/'Combined scenario - input'!$D24),\"\")","v":""},{"$f":"IFERROR(IF(OR(E39=\"\",'Combined scenario - input'!$D24=\"\"),\"\",E39/'Combined scenario - input'!$D24),\"\")","v":""},{"$f":"IFERROR(IF(OR(F39=\"\",'Combined scenario - input'!$D24=\"\"),\"\",F39/'Combined scenario - input'!$D24),\"\")","v":""},{"$f":"IFERROR(IF(OR(G39=\"\",'Combined scenario - input'!$D24=\"\"),\"\",G39/'Combined scenario - input'!$D24),\"\")","v":""},{"$f":"IFERROR(IF(OR(H39=\"\",'Combined scenario - input'!$D24=\"\"),\"\",H39/'Combined scenario - input'!$D24),\"\")","v":""},{"$f":"IFERROR(IF(OR(I39=\"\",'Combined scenario - input'!$D24=\"\"),\"\",I39/'Combined scenario - input'!$D24),\"\")","v":""},{"$f":"IFERROR(IF(OR(J39=\"\",'Combined scenario - input'!$D24=\"\"),\"\",J39/'Combined scenario - input'!$D24),\"\")","v":""},{"$f":"IFERROR(IF(OR(K39=\"\",'Combined scenario - input'!$D24=\"\"),\"\",K39/'Combined scenario - input'!$D24),\"\")","v":""},{"$f":"IFERROR(IF(OR(L39=\"\",'Combined scenario - input'!$D24=\"\"),\"\",L39/'Combined scenario - input'!$D24),\"\")","v":""},{"$f":"IFERROR(IF(OR(M39=\"\",'Combined scenario - input'!$D24=\"\"),\"\",M39/'Combined scenario - input'!$D24),\"\")","v":""},{"$f":"IFERROR(IF(OR(N39=\"\",'Combined scenario - input'!$D24=\"\"),\"\",N39/'Combined scenario - input'!$D24),\"\")","v":""},{"$f":"IFERROR(IF(OR(O39=\"\",'Combined scenario - input'!$D24=\"\"),\"\",O39/'Combined scenario - input'!$D24),\"\")","v":""},{"$f":"IFERROR(IF(OR(P39=\"\",'Combined scenario - input'!$D24=\"\"),\"\",P39/'Combined scenario - input'!$D24),\"\")","v":""},{"$f":"IFERROR(IF(OR(Q39=\"\",'Combined scenario - input'!$D24=\"\"),\"\",Q39/'Combined scenario - input'!$D24),\"\")","v":""},{"$f":"IFERROR(IF(OR(R39=\"\",'Combined scenario - input'!$D24=\"\"),\"\",R39/'Combined scenario - input'!$D24),\"\")","v":""},{"$f":"IFERROR(IF(OR(S39=\"\",'Combined scenario - input'!$D24=\"\"),\"\",S39/'Combined scenario - input'!$D24),\"\")","v":""},{"$f":"IFERROR(IF(OR(T39=\"\",'Combined scenario - input'!$D24=\"\"),\"\",T39/'Combined scenario - input'!$D24),\"\")","v":""},{"$f":"IFERROR(IF(OR(U39=\"\",'Combined scenario - input'!$D24=\"\"),\"\",U39/'Combined scenario - input'!$D24),\"\")","v":""},{"$f":"IFERROR(IF(OR(V39=\"\",'Combined scenario - input'!$D24=\"\"),\"\",V39/'Combined scenario - input'!$D24),\"\")","v":""},{"$f":"IFERROR(IF(OR(W39=\"\",'Combined scenario - input'!$D24=\"\"),\"\",W39/'Combined scenario - input'!$D24),\"\")","v":""}]
[{"$f":"IFERROR('Combined scenario - input'!A25,\"\")","v":3},{"$f":"IFERROR('Combined scenario - input'!B25,\"\")","v":"SERVICE LINES"},{"$f":"IFERROR('Combined scenario - input'!C25,\"\")","v":"˂ = 11 kv ; commercial and industrial ; simple type"},{"$f":"IFERROR(repcalc('Combined scenario - input'!$CV25:$GH25,'Combined scenario - input'!$G25,'Combined scenario - input'!$E25,'Combined scenario - input'!$F25,20,TRUE,TRUE),\"\")","v":""},"","","","","","","","","","","","","","","","","","","",{"$f":"IFERROR(IF(OR(D40=\"\",'Combined scenario - input'!$D25=\"\"),\"\",D40/'Combined scenario - input'!$D25),\"\")","v":""},{"$f":"IFERROR(IF(OR(E40=\"\",'Combined scenario - input'!$D25=\"\"),\"\",E40/'Combined scenario - input'!$D25),\"\")","v":""},{"$f":"IFERROR(IF(OR(F40=\"\",'Combined scenario - input'!$D25=\"\"),\"\",F40/'Combined scenario - input'!$D25),\"\")","v":""},{"$f":"IFERROR(IF(OR(G40=\"\",'Combined scenario - input'!$D25=\"\"),\"\",G40/'Combined scenario - input'!$D25),\"\")","v":""},{"$f":"IFERROR(IF(OR(H40=\"\",'Combined scenario - input'!$D25=\"\"),\"\",H40/'Combined scenario - input'!$D25),\"\")","v":""},{"$f":"IFERROR(IF(OR(I40=\"\",'Combined scenario - input'!$D25=\"\"),\"\",I40/'Combined scenario - input'!$D25),\"\")","v":""},{"$f":"IFERROR(IF(OR(J40=\"\",'Combined scenario - input'!$D25=\"\"),\"\",J40/'Combined scenario - input'!$D25),\"\")","v":""},{"$f":"IFERROR(IF(OR(K40=\"\",'Combined scenario - input'!$D25=\"\"),\"\",K40/'Combined scenario - input'!$D25),\"\")","v":""},{"$f":"IFERROR(IF(OR(L40=\"\",'Combined scenario - input'!$D25=\"\"),\"\",L40/'Combined scenario - input'!$D25),\"\")","v":""},{"$f":"IFERROR(IF(OR(M40=\"\",'Combined scenario - input'!$D25=\"\"),\"\",M40/'Combined scenario - input'!$D25),\"\")","v":""},{"$f":"IFERROR(IF(OR(N40=\"\",'Combined scenario - input'!$D25=\"\"),\"\",N40/'Combined scenario - input'!$D25),\"\")","v":""},{"$f":"IFERROR(IF(OR(O40=\"\",'Combined scenario - input'!$D25=\"\"),\"\",O40/'Combined scenario - input'!$D25),\"\")","v":""},{"$f":"IFERROR(IF(OR(P40=\"\",'Combined scenario - input'!$D25=\"\"),\"\",P40/'Combined scenario - input'!$D25),\"\")","v":""},{"$f":"IFERROR(IF(OR(Q40=\"\",'Combined scenario - input'!$D25=\"\"),\"\",Q40/'Combined scenario - input'!$D25),\"\")","v":""},{"$f":"IFERROR(IF(OR(R40=\"\",'Combined scenario - input'!$D25=\"\"),\"\",R40/'Combined scenario - input'!$D25),\"\")","v":""},{"$f":"IFERROR(IF(OR(S40=\"\",'Combined scenario - input'!$D25=\"\"),\"\",S40/'Combined scenario - input'!$D25),\"\")","v":""},{"$f":"IFERROR(IF(OR(T40=\"\",'Combined scenario - input'!$D25=\"\"),\"\",T40/'Combined scenario - input'!$D25),\"\")","v":""},{"$f":"IFERROR(IF(OR(U40=\"\",'Combined scenario - input'!$D25=\"\"),\"\",U40/'Combined scenario - input'!$D25),\"\")","v":""},{"$f":"IFERROR(IF(OR(V40=\"\",'Combined scenario - input'!$D25=\"\"),\"\",V40/'Combined scenario - input'!$D25),\"\")","v":""},{"$f":"IFERROR(IF(OR(W40=\"\",'Combined scenario - input'!$D25=\"\"),\"\",W40/'Combined scenario - input'!$D25),\"\")","v":""}]
[{"$f":"IFERROR('Combined scenario - input'!A26,\"\")","v":3},{"$f":"IFERROR('Combined scenario - input'!B26,\"\")","v":"SERVICE LINES"},{"$f":"IFERROR('Combined scenario - input'!C26,\"\")","v":"˂ = 11 kv ; residential ; simple type"},{"$f":"IFERROR(repcalc('Combined scenario - input'!$CV26:$GH26,'Combined scenario - input'!$G26,'Combined scenario - input'!$E26,'Combined scenario - input'!$F26,20,TRUE,TRUE),\"\")","v":""},"","","","","","","","","","","","","","","","","","","",{"$f":"IFERROR(IF(OR(D41=\"\",'Combined scenario - input'!$D26=\"\"),\"\",D41/'Combined scenario - input'!$D26),\"\")","v":""},{"$f":"IFERROR(IF(OR(E41=\"\",'Combined scenario - input'!$D26=\"\"),\"\",E41/'Combined scenario - input'!$D26),\"\")","v":""},{"$f":"IFERROR(IF(OR(F41=\"\",'Combined scenario - input'!$D26=\"\"),\"\",F41/'Combined scenario - input'!$D26),\"\")","v":""},{"$f":"IFERROR(IF(OR(G41=\"\",'Combined scenario - input'!$D26=\"\"),\"\",G41/'Combined scenario - input'!$D26),\"\")","v":""},{"$f":"IFERROR(IF(OR(H41=\"\",'Combined scenario - input'!$D26=\"\"),\"\",H41/'Combined scenario - input'!$D26),\"\")","v":""},{"$f":"IFERROR(IF(OR(I41=\"\",'Combined scenario - input'!$D26=\"\"),\"\",I41/'Combined scenario - input'!$D26),\"\")","v":""},{"$f":"IFERROR(IF(OR(J41=\"\",'Combined scenario - input'!$D26=\"\"),\"\",J41/'Combined scenario - input'!$D26),\"\")","v":""},{"$f":"IFERROR(IF(OR(K41=\"\",'Combined scenario - input'!$D26=\"\"),\"\",K41/'Combined scenario - input'!$D26),\"\")","v":""},{"$f":"IFERROR(IF(OR(L41=\"\",'Combined scenario - input'!$D26=\"\"),\"\",L41/'Combined scenario - input'!$D26),\"\")","v":""},{"$f":"IFERROR(IF(OR(M41=\"\",'Combined scenario - input'!$D26=\"\"),\"\",M41/'Combined scenario - input'!$D26),\"\")","v":""},{"$f":"IFERROR(IF(OR(N41=\"\",'Combined scenario - input'!$D26=\"\"),\"\",N41/'Combined scenario - input'!$D26),\"\")","v":""},{"$f":"IFERROR(IF(OR(O41=\"\",'Combined scenario - input'!$D26=\"\"),\"\",O41/'Combined scenario - input'!$D26),\"\")","v":""},{"$f":"IFERROR(IF(OR(P41=\"\",'Combined scenario - input'!$D26=\"\"),\"\",P41/'Combined scenario - input'!$D26),\"\")","v":""},{"$f":"IFERROR(IF(OR(Q41=\"\",'Combined scenario - input'!$D26=\"\"),\"\",Q41/'Combined scenario - input'!$D26),\"\")","v":""},{"$f":"IFERROR(IF(OR(R41=\"\",'Combined scenario - input'!$D26=\"\"),\"\",R41/'Combined scenario - input'!$D26),\"\")","v":""},{"$f":"IFERROR(IF(OR(S41=\"\",'Combined scenario - input'!$D26=\"\"),\"\",S41/'Combined scenario - input'!$D26),\"\")","v":""},{"$f":"IFERROR(IF(OR(T41=\"\",'Combined scenario - input'!$D26=\"\"),\"\",T41/'Combined scenario - input'!$D26),\"\")","v":""},{"$f":"IFERROR(IF(OR(U41=\"\",'Combined scenario - input'!$D26=\"\"),\"\",U41/'Combined scenario - input'!$D26),\"\")","v":""},{"$f":"IFERROR(IF(OR(V41=\"\",'Combined scenario - input'!$D26=\"\"),\"\",V41/'Combined scenario - input'!$D26),\"\")","v":""},{"$f":"IFERROR(IF(OR(W41=\"\",'Combined scenario - input'!$D26=\"\"),\"\",W41/'Combined scenario - input'!$D26),\"\")","v":""}]
[{"$f":"IFERROR('Combined scenario - input'!A27,\"\")","v":4},{"$f":"IFERROR('Combined scenario - input'!B27,\"\")","v":"SWITCHGEAR"},{"$f":"IFERROR('Combined scenario - input'!C27,\"\")","v":"˂ = 11 kv ; circuit breaker"},{"$f":"IFERROR(repcalc('Combined scenario - input'!$CV27:$GH27,'Combined scenario - input'!$G27,'Combined scenario - input'!$E27,'Combined scenario - input'!$F27,20,TRUE,TRUE),\"\")","v":""},"","","","","","","","","","","","","","","","","","","",{"$f":"IFERROR(IF(OR(D42=\"\",'Combined scenario - input'!$D27=\"\"),\"\",D42/'Combined scenario - input'!$D27),\"\")","v":""},{"$f":"IFERROR(IF(OR(E42=\"\",'Combined scenario - input'!$D27=\"\"),\"\",E42/'Combined scenario - input'!$D27),\"\")","v":""},{"$f":"IFERROR(IF(OR(F42=\"\",'Combined scenario - input'!$D27=\"\"),\"\",F42/'Combined scenario - input'!$D27),\"\")","v":""},{"$f":"IFERROR(IF(OR(G42=\"\",'Combined scenario - input'!$D27=\"\"),\"\",G42/'Combined scenario - input'!$D27),\"\")","v":""},{"$f":"IFERROR(IF(OR(H42=\"\",'Combined scenario - input'!$D27=\"\"),\"\",H42/'Combined scenario - input'!$D27),\"\")","v":""},{"$f":"IFERROR(IF(OR(I42=\"\",'Combined scenario - input'!$D27=\"\"),\"\",I42/'Combined scenario - input'!$D27),\"\")","v":""},{"$f":"IFERROR(IF(OR(J42=\"\",'Combined scenario - input'!$D27=\"\"),\"\",J42/'Combined scenario - input'!$D27),\"\")","v":""},{"$f":"IFERROR(IF(OR(K42=\"\",'Combined scenario - input'!$D27=\"\"),\"\",K42/'Combined scenario - input'!$D27),\"\")","v":""},{"$f":"IFERROR(IF(OR(L42=\"\",'Combined scenario - input'!$D27=\"\"),\"\",L42/'Combined scenario - input'!$D27),\"\")","v":""},{"$f":"IFERROR(IF(OR(M42=\"\",'Combined scenario - input'!$D27=\"\"),\"\",M42/'Combined scenario - input'!$D27),\"\")","v":""},{"$f":"IFERROR(IF(OR(N42=\"\",'Combined scenario - input'!$D27=\"\"),\"\",N42/'Combined scenario - input'!$D27),\"\")","v":""},{"$f":"IFERROR(IF(OR(O42=\"\",'Combined scenario - input'!$D27=\"\"),\"\",O42/'Combined scenario - input'!$D27),\"\")","v":""},{"$f":"IFERROR(IF(OR(P42=\"\",'Combined scenario - input'!$D27=\"\"),\"\",P42/'Combined scenario - input'!$D27),\"\")","v":""},{"$f":"IFERROR(IF(OR(Q42=\"\",'Combined scenario - input'!$D27=\"\"),\"\",Q42/'Combined scenario - input'!$D27),\"\")","v":""},{"$f":"IFERROR(IF(OR(R42=\"\",'Combined scenario - input'!$D27=\"\"),\"\",R42/'Combined scenario - input'!$D27),\"\")","v":""},{"$f":"IFERROR(IF(OR(S42=\"\",'Combined scenario - input'!$D27=\"\"),\"\",S42/'Combined scenario - input'!$D27),\"\")","v":""},{"$f":"IFERROR(IF(OR(T42=\"\",'Combined scenario - input'!$D27=\"\"),\"\",T42/'Combined scenario - input'!$D27),\"\")","v":""},{"$f":"IFERROR(IF(OR(U42=\"\",'Combined scenario - input'!$D27=\"\"),\"\",U42/'Combined scenario - input'!$D27),\"\")","v":""},{"$f":"IFERROR(IF(OR(V42=\"\",'Combined scenario - input'!$D27=\"\"),\"\",V42/'Combined scenario - input'!$D27),\"\")","v":""},{"$f":"IFERROR(IF(OR(W42=\"\",'Combined scenario - input'!$D27=\"\"),\"\",W42/'Combined scenario - input'!$D27),\"\")","v":""}]
[{"$f":"IFERROR('Combined scenario - input'!A28,\"\")","v":4},{"$f":"IFERROR('Combined scenario - input'!B28,\"\")","v":"SWITCHGEAR"},{"$f":"IFERROR('Combined scenario - input'!C28,\"\")","v":"˂ = 11 kv ; fuse"},{"$f":"IFERROR(repcalc('Combined scenario - input'!$CV28:$GH28,'Combined scenario - input'!$G28,'Combined scenario - input'!$E28,'Combined scenario - input'!$F28,20,TRUE,TRUE),\"\")","v":""},"","","","","","","","","","","","","","","","","","","",{"$f":"IFERROR(IF(OR(D43=\"\",'Combined scenario - input'!$D28=\"\"),\"\",D43/'Combined scenario - input'!$D28),\"\")","v":""},{"$f":"IFERROR(IF(OR(E43=\"\",'Combined scenario - input'!$D28=\"\"),\"\",E43/'Combined scenario - input'!$D28),\"\")","v":""},{"$f":"IFERROR(IF(OR(F43=\"\",'Combined scenario - input'!$D28=\"\"),\"\",F43/'Combined scenario - input'!$D28),\"\")","v":""},{"$f":"IFERROR(IF(OR(G43=\"\",'Combined scenario - input'!$D28=\"\"),\"\",G43/'Combined scenario - input'!$D28),\"\")","v":""},{"$f":"IFERROR(IF(OR(H43=\"\",'Combined scenario - input'!$D28=\"\"),\"\",H43/'Combined scenario - input'!$D28),\"\")","v":""},{"$f":"IFERROR(IF(OR(I43=\"\",'Combined scenario - input'!$D28=\"\"),\"\",I43/'Combined scenario - input'!$D28),\"\")","v":""},{"$f":"IFERROR(IF(OR(J43=\"\",'Combined scenario - input'!$D28=\"\"),\"\",J43/'Combined scenario - input'!$D28),\"\")","v":""},{"$f":"IFERROR(IF(OR(K43=\"\",'Combined scenario - input'!$D28=\"\"),\"\",K43/'Combined scenario - input'!$D28),\"\")","v":""},{"$f":"IFERROR(IF(OR(L43=\"\",'Combined scenario - input'!$D28=\"\"),\"\",L43/'Combined scenario - input'!$D28),\"\")","v":""},{"$f":"IFERROR(IF(OR(M43=\"\",'Combined scenario - input'!$D28=\"\"),\"\",M43/'Combined scenario - input'!$D28),\"\")","v":""},{"$f":"IFERROR(IF(OR(N43=\"\",'Combined scenario - input'!$D28=\"\"),\"\",N43/'Combined scenario - input'!$D28),\"\")","v":""},{"$f":"IFERROR(IF(OR(O43=\"\",'Combined scenario - input'!$D28=\"\"),\"\",O43/'Combined scenario - input'!$D28),\"\")","v":""},{"$f":"IFERROR(IF(OR(P43=\"\",'Combined scenario - input'!$D28=\"\"),\"\",P43/'Combined scenario - input'!$D28),\"\")","v":""},{"$f":"IFERROR(IF(OR(Q43=\"\",'Combined scenario - input'!$D28=\"\"),\"\",Q43/'Combined scenario - input'!$D28),\"\")","v":""},{"$f":"IFERROR(IF(OR(R43=\"\",'Combined scenario - input'!$D28=\"\"),\"\",R43/'Combined scenario - input'!$D28),\"\")","v":""},{"$f":"IFERROR(IF(OR(S43=\"\",'Combined scenario - input'!$D28=\"\"),\"\",S43/'Combined scenario - input'!$D28),\"\")","v":""},{"$f":"IFERROR(IF(OR(T43=\"\",'Combined scenario - input'!$D28=\"\"),\"\",T43/'Combined scenario - input'!$D28),\"\")","v":""},{"$f":"IFERROR(IF(OR(U43=\"\",'Combined scenario - input'!$D28=\"\"),\"\",U43/'Combined scenario - input'!$D28),\"\")","v":""},{"$f":"IFERROR(IF(OR(V43=\"\",'Combined scenario - input'!$D28=\"\"),\"\",V43/'Combined scenario - input'!$D28),\"\")","v":""},{"$f":"IFERROR(IF(OR(W43=\"\",'Combined scenario - input'!$D28=\"\"),\"\",W43/'Combined scenario - input'!$D28),\"\")","v":""}]
[{"$f":"IFERROR('Combined scenario - input'!A29,\"\")","v":4},{"$f":"IFERROR('Combined scenario - input'!B29,\"\")","v":"SWITCHGEAR"},{"$f":"IFERROR('Combined scenario - input'!C29,\"\")","v":"˂ = 11 kv ; switch"},{"$f":"IFERROR(repcalc('Combined scenario - input'!$CV29:$GH29,'Combined scenario - input'!$G29,'Combined scenario - input'!$E29,'Combined scenario - input'!$F29,20,TRUE,TRUE),\"\")","v":""},"","","","","","","","","","","","","","","","","","","",{"$f":"IFERROR(IF(OR(D44=\"\",'Combined scenario - input'!$D29=\"\"),\"\",D44/'Combined scenario - input'!$D29),\"\")","v":""},{"$f":"IFERROR(IF(OR(E44=\"\",'Combined scenario - input'!$D29=\"\"),\"\",E44/'Combined scenario - input'!$D29),\"\")","v":""},{"$f":"IFERROR(IF(OR(F44=\"\",'Combined scenario - input'!$D29=\"\"),\"\",F44/'Combined scenario - input'!$D29),\"\")","v":""},{"$f":"IFERROR(IF(OR(G44=\"\",'Combined scenario - input'!$D29=\"\"),\"\",G44/'Combined scenario - input'!$D29),\"\")","v":""},{"$f":"IFERROR(IF(OR(H44=\"\",'Combined scenario - input'!$D29=\"\"),\"\",H44/'Combined scenario - input'!$D29),\"\")","v":""},{"$f":"IFERROR(IF(OR(I44=\"\",'Combined scenario - input'!$D29=\"\"),\"\",I44/'Combined scenario - input'!$D29),\"\")","v":""},{"$f":"IFERROR(IF(OR(J44=\"\",'Combined scenario - input'!$D29=\"\"),\"\",J44/'Combined scenario - input'!$D29),\"\")","v":""},{"$f":"IFERROR(IF(OR(K44=\"\",'Combined scenario - input'!$D29=\"\"),\"\",K44/'Combined scenario - input'!$D29),\"\")","v":""},{"$f":"IFERROR(IF(OR(L44=\"\",'Combined scenario - input'!$D29=\"\"),\"\",L44/'Combined scenario - input'!$D29),\"\")","v":""},{"$f":"IFERROR(IF(OR(M44=\"\",'Combined scenario - input'!$D29=\"\"),\"\",M44/'Combined scenario - input'!$D29),\"\")","v":""},{"$f":"IFERROR(IF(OR(N44=\"\",'Combined scenario - input'!$D29=\"\"),\"\",N44/'Combined scenario - input'!$D29),\"\")","v":""},{"$f":"IFERROR(IF(OR(O44=\"\",'Combined scenario - input'!$D29=\"\"),\"\",O44/'Combined scenario - input'!$D29),\"\")","v":""},{"$f":"IFERROR(IF(OR(P44=\"\",'Combined scenario - input'!$D29=\"\"),\"\",P44/'Combined scenario - input'!$D29),\"\")","v":""},{"$f":"IFERROR(IF(OR(Q44=\"\",'Combined scenario - input'!$D29=\"\"),\"\",Q44/'Combined scenario - input'!$D29),\"\")","v":""},{"$f":"IFERROR(IF(OR(R44=\"\",'Combined scenario - input'!$D29=\"\"),\"\",R44/'Combined scenario - input'!$D29),\"\")","v":""},{"$f":"IFERROR(IF(OR(S44=\"\",'Combined scenario - input'!$D29=\"\"),\"\",S44/'Combined scenario - input'!$D29),\"\")","v":""},{"$f":"IFERROR(IF(OR(T44=\"\",'Combined scenario - input'!$D29=\"\"),\"\",T44/'Combined scenario - input'!$D29),\"\")","v":""},{"$f":"IFERROR(IF(OR(U44=\"\",'Combined scenario - input'!$D29=\"\"),\"\",U44/'Combined scenario - input'!$D29),\"\")","v":""},{"$f":"IFERROR(IF(OR(V44=\"\",'Combined scenario - input'!$D29=\"\"),\"\",V44/'Combined scenario - input'!$D29),\"\")","v":""},{"$f":"IFERROR(IF(OR(W44=\"\",'Combined scenario - input'!$D29=\"\"),\"\",W44/'Combined scenario - input'!$D29),\"\")","v":""}]
[{"$f":"IFERROR('Combined scenario - input'!A30,\"\")","v":4},{"$f":"IFERROR('Combined scenario - input'!B30,\"\")","v":"SWITCHGEAR"},{"$f":"IFERROR('Combined scenario - input'!C30,\"\")","v":"> 11 kv & < = 22 kv ; circuit breaker"},{"$f":"IFERROR(repcalc('Combined scenario - input'!$CV30:$GH30,'Combined scenario - input'!$G30,'Combined scenario - input'!$E30,'Combined scenario - input'!$F30,20,TRUE,TRUE),\"\")","v":""},"","","","","","","","","","","","","","","","","","","",{"$f":"IFERROR(IF(OR(D45=\"\",'Combined scenario - input'!$D30=\"\"),\"\",D45/'Combined scenario - input'!$D30),\"\")","v":""},{"$f":"IFERROR(IF(OR(E45=\"\",'Combined scenario - input'!$D30=\"\"),\"\",E45/'Combined scenario - input'!$D30),\"\")","v":""},{"$f":"IFERROR(IF(OR(F45=\"\",'Combined scenario - input'!$D30=\"\"),\"\",F45/'Combined scenario - input'!$D30),\"\")","v":""},{"$f":"IFERROR(IF(OR(G45=\"\",'Combined scenario - input'!$D30=\"\"),\"\",G45/'Combined scenario - input'!$D30),\"\")","v":""},{"$f":"IFERROR(IF(OR(H45=\"\",'Combined scenario - input'!$D30=\"\"),\"\",H45/'Combined scenario - input'!$D30),\"\")","v":""},{"$f":"IFERROR(IF(OR(I45=\"\",'Combined scenario - input'!$D30=\"\"),\"\",I45/'Combined scenario - input'!$D30),\"\")","v":""},{"$f":"IFERROR(IF(OR(J45=\"\",'Combined scenario - input'!$D30=\"\"),\"\",J45/'Combined scenario - input'!$D30),\"\")","v":""},{"$f":"IFERROR(IF(OR(K45=\"\",'Combined scenario - input'!$D30=\"\"),\"\",K45/'Combined scenario - input'!$D30),\"\")","v":""},{"$f":"IFERROR(IF(OR(L45=\"\",'Combined scenario - input'!$D30=\"\"),\"\",L45/'Combined scenario - input'!$D30),\"\")","v":""},{"$f":"IFERROR(IF(OR(M45=\"\",'Combined scenario - input'!$D30=\"\"),\"\",M45/'Combined scenario - input'!$D30),\"\")","v":""},{"$f":"IFERROR(IF(OR(N45=\"\",'Combined scenario - input'!$D30=\"\"),\"\",N45/'Combined scenario - input'!$D30),\"\")","v":""},{"$f":"IFERROR(IF(OR(O45=\"\",'Combined scenario - input'!$D30=\"\"),\"\",O45/'Combined scenario - input'!$D30),\"\")","v":""},{"$f":"IFERROR(IF(OR(P45=\"\",'Combined scenario - input'!$D30=\"\"),\"\",P45/'Combined scenario - input'!$D30),\"\")","v":""},{"$f":"IFERROR(IF(OR(Q45=\"\",'Combined scenario - input'!$D30=\"\"),\"\",Q45/'Combined scenario - input'!$D30),\"\")","v":""},{"$f":"IFERROR(IF(OR(R45=\"\",'Combined scenario - input'!$D30=\"\"),\"\",R45/'Combined scenario - input'!$D30),\"\")","v":""},{"$f":"IFERROR(IF(OR(S45=\"\",'Combined scenario - input'!$D30=\"\"),\"\",S45/'Combined scenario - input'!$D30),\"\")","v":""},{"$f":"IFERROR(IF(OR(T45=\"\",'Combined scenario - input'!$D30=\"\"),\"\",T45/'Combined scenario - input'!$D30),\"\")","v":""},{"$f":"IFERROR(IF(OR(U45=\"\",'Combined scenario - input'!$D30=\"\"),\"\",U45/'Combined scenario - input'!$D30),\"\")","v":""},{"$f":"IFERROR(IF(OR(V45=\"\",'Combined scenario - input'!$D30=\"\"),\"\",V45/'Combined scenario - input'!$D30),\"\")","v":""},{"$f":"IFERROR(IF(OR(W45=\"\",'Combined scenario - input'!$D30=\"\"),\"\",W45/'Combined scenario - input'!$D30),\"\")","v":""}]
[{"$f":"IFERROR('Combined scenario - input'!A31,\"\")","v":4},{"$f":"IFERROR('Combined scenario - input'!B31,\"\")","v":"SWITCHGEAR"},{"$f":"IFERROR('Combined scenario - input'!C31,\"\")","v":"> 11 kv & < = 22 kv ; switch"},{"$f":"IFERROR(repcalc('Combined scenario - input'!$CV31:$GH31,'Combined scenario - input'!$G31,'Combined scenario - input'!$E31,'Combined scenario - input'!$F31,20,TRUE,TRUE),\"\")","v":""},"","","","","","","","","","","","","","","","","","","",{"$f":"IFERROR(IF(OR(D46=\"\",'Combined scenario - input'!$D31=\"\"),\"\",D46/'Combined scenario - input'!$D31),\"\")","v":""},{"$f":"IFERROR(IF(OR(E46=\"\",'Combined scenario - input'!$D31=\"\"),\"\",E46/'Combined scenario - input'!$D31),\"\")","v":""},{"$f":"IFERROR(IF(OR(F46=\"\",'Combined scenario - input'!$D31=\"\"),\"\",F46/'Combined scenario - input'!$D31),\"\")","v":""},{"$f":"IFERROR(IF(OR(G46=\"\",'Combined scenario - input'!$D31=\"\"),\"\",G46/'Combined scenario - input'!$D31),\"\")","v":""},{"$f":"IFERROR(IF(OR(H46=\"\",'Combined scenario - input'!$D31=\"\"),\"\",H46/'Combined scenario - input'!$D31),\"\")","v":""},{"$f":"IFERROR(IF(OR(I46=\"\",'Combined scenario - input'!$D31=\"\"),\"\",I46/'Combined scenario - input'!$D31),\"\")","v":""},{"$f":"IFERROR(IF(OR(J46=\"\",'Combined scenario - input'!$D31=\"\"),\"\",J46/'Combined scenario - input'!$D31),\"\")","v":""},{"$f":"IFERROR(IF(OR(K46=\"\",'Combined scenario - input'!$D31=\"\"),\"\",K46/'Combined scenario - input'!$D31),\"\")","v":""},{"$f":"IFERROR(IF(OR(L46=\"\",'Combined scenario - input'!$D31=\"\"),\"\",L46/'Combined scenario - input'!$D31),\"\")","v":""},{"$f":"IFERROR(IF(OR(M46=\"\",'Combined scenario - input'!$D31=\"\"),\"\",M46/'Combined scenario - input'!$D31),\"\")","v":""},{"$f":"IFERROR(IF(OR(N46=\"\",'Combined scenario - input'!$D31=\"\"),\"\",N46/'Combined scenario - input'!$D31),\"\")","v":""},{"$f":"IFERROR(IF(OR(O46=\"\",'Combined scenario - input'!$D31=\"\"),\"\",O46/'Combined scenario - input'!$D31),\"\")","v":""},{"$f":"IFERROR(IF(OR(P46=\"\",'Combined scenario - input'!$D31=\"\"),\"\",P46/'Combined scenario - input'!$D31),\"\")","v":""},{"$f":"IFERROR(IF(OR(Q46=\"\",'Combined scenario - input'!$D31=\"\"),\"\",Q46/'Combined scenario - input'!$D31),\"\")","v":""},{"$f":"IFERROR(IF(OR(R46=\"\",'Combined scenario - input'!$D31=\"\"),\"\",R46/'Combined scenario - input'!$D31),\"\")","v":""},{"$f":"IFERROR(IF(OR(S46=\"\",'Combined scenario - input'!$D31=\"\"),\"\",S46/'Combined scenario - input'!$D31),\"\")","v":""},{"$f":"IFERROR(IF(OR(T46=\"\",'Combined scenario - input'!$D31=\"\"),\"\",T46/'Combined scenario - input'!$D31),\"\")","v":""},{"$f":"IFERROR(IF(OR(U46=\"\",'Combined scenario - input'!$D31=\"\"),\"\",U46/'Combined scenario - input'!$D31),\"\")","v":""},{"$f":"IFERROR(IF(OR(V46=\"\",'Combined scenario - input'!$D31=\"\"),\"\",V46/'Combined scenario - input'!$D31),\"\")","v":""},{"$f":"IFERROR(IF(OR(W46=\"\",'Combined scenario - input'!$D31=\"\"),\"\",W46/'Combined scenario - input'!$D31),\"\")","v":""}]
[{"$f":"IFERROR('Combined scenario - input'!A32,\"\")","v":4},{"$f":"IFERROR('Combined scenario - input'!B32,\"\")","v":"SWITCHGEAR"},{"$f":"IFERROR('Combined scenario - input'!C32,\"\")","v":"> 33 kv & < = 66 kv ; circuit breaker"},{"$f":"IFERROR(repcalc('Combined scenario - input'!$CV32:$GH32,'Combined scenario - input'!$G32,'Combined scenario - input'!$E32,'Combined scenario - input'!$F32,20,TRUE,TRUE),\"\")","v":""},"","","","","","","","","","","","","","","","","","","",{"$f":"IFERROR(IF(OR(D47=\"\",'Combined scenario - input'!$D32=\"\"),\"\",D47/'Combined scenario - input'!$D32),\"\")","v":""},{"$f":"IFERROR(IF(OR(E47=\"\",'Combined scenario - input'!$D32=\"\"),\"\",E47/'Combined scenario - input'!$D32),\"\")","v":""},{"$f":"IFERROR(IF(OR(F47=\"\",'Combined scenario - input'!$D32=\"\"),\"\",F47/'Combined scenario - input'!$D32),\"\")","v":""},{"$f":"IFERROR(IF(OR(G47=\"\",'Combined scenario - input'!$D32=\"\"),\"\",G47/'Combined scenario - input'!$D32),\"\")","v":""},{"$f":"IFERROR(IF(OR(H47=\"\",'Combined scenario - input'!$D32=\"\"),\"\",H47/'Combined scenario - input'!$D32),\"\")","v":""},{"$f":"IFERROR(IF(OR(I47=\"\",'Combined scenario - input'!$D32=\"\"),\"\",I47/'Combined scenario - input'!$D32),\"\")","v":""},{"$f":"IFERROR(IF(OR(J47=\"\",'Combined scenario - input'!$D32=\"\"),\"\",J47/'Combined scenario - input'!$D32),\"\")","v":""},{"$f":"IFERROR(IF(OR(K47=\"\",'Combined scenario - input'!$D32=\"\"),\"\",K47/'Combined scenario - input'!$D32),\"\")","v":""},{"$f":"IFERROR(IF(OR(L47=\"\",'Combined scenario - input'!$D32=\"\"),\"\",L47/'Combined scenario - input'!$D32),\"\")","v":""},{"$f":"IFERROR(IF(OR(M47=\"\",'Combined scenario - input'!$D32=\"\"),\"\",M47/'Combined scenario - input'!$D32),\"\")","v":""},{"$f":"IFERROR(IF(OR(N47=\"\",'Combined scenario - input'!$D32=\"\"),\"\",N47/'Combined scenario - input'!$D32),\"\")","v":""},{"$f":"IFERROR(IF(OR(O47=\"\",'Combined scenario - input'!$D32=\"\"),\"\",O47/'Combined scenario - input'!$D32),\"\")","v":""},{"$f":"IFERROR(IF(OR(P47=\"\",'Combined scenario - input'!$D32=\"\"),\"\",P47/'Combined scenario - input'!$D32),\"\")","v":""},{"$f":"IFERROR(IF(OR(Q47=\"\",'Combined scenario - input'!$D32=\"\"),\"\",Q47/'Combined scenario - input'!$D32),\"\")","v":""},{"$f":"IFERROR(IF(OR(R47=\"\",'Combined scenario - input'!$D32=\"\"),\"\",R47/'Combined scenario - input'!$D32),\"\")","v":""},{"$f":"IFERROR(IF(OR(S47=\"\",'Combined scenario - input'!$D32=\"\"),\"\",S47/'Combined scenario - input'!$D32),\"\")","v":""},{"$f":"IFERROR(IF(OR(T47=\"\",'Combined scenario - input'!$D32=\"\"),\"\",T47/'Combined scenario - input'!$D32),\"\")","v":""},{"$f":"IFERROR(IF(OR(U47=\"\",'Combined scenario - input'!$D32=\"\"),\"\",U47/'Combined scenario - input'!$D32),\"\")","v":""},{"$f":"IFERROR(IF(OR(V47=\"\",'Combined scenario - input'!$D32=\"\"),\"\",V47/'Combined scenario - input'!$D32),\"\")","v":""},{"$f":"IFERROR(IF(OR(W47=\"\",'Combined scenario - input'!$D32=\"\"),\"\",W47/'Combined scenario - input'!$D32),\"\")","v":""}]
[{"$f":"IFERROR('Combined scenario - input'!A33,\"\")","v":4},{"$f":"IFERROR('Combined scenario - input'!B33,\"\")","v":"SWITCHGEAR"},{"$f":"IFERROR('Combined scenario - input'!C33,\"\")","v":"> 33 kv & < = 66 kv ; switch"},{"$f":"IFERROR(repcalc('Combined scenario - input'!$CV33:$GH33,'Combined scenario - input'!$G33,'Combined scenario - input'!$E33,'Combined scenario - input'!$F33,20,TRUE,TRUE),\"\")","v":""},"","","","","","","","","","","","","","","","","","","",{"$f":"IFERROR(IF(OR(D48=\"\",'Combined scenario - input'!$D33=\"\"),\"\",D48/'Combined scenario - input'!$D33),\"\")","v":""},{"$f":"IFERROR(IF(OR(E48=\"\",'Combined scenario - input'!$D33=\"\"),\"\",E48/'Combined scenario - input'!$D33),\"\")","v":""},{"$f":"IFERROR(IF(OR(F48=\"\",'Combined scenario - input'!$D33=\"\"),\"\",F48/'Combined scenario - input'!$D33),\"\")","v":""},{"$f":"IFERROR(IF(OR(G48=\"\",'Combined scenario - input'!$D33=\"\"),\"\",G48/'Combined scenario - input'!$D33),\"\")","v":""},{"$f":"IFERROR(IF(OR(H48=\"\",'Combined scenario - input'!$D33=\"\"),\"\",H48/'Combined scenario - input'!$D33),\"\")","v":""},{"$f":"IFERROR(IF(OR(I48=\"\",'Combined scenario - input'!$D33=\"\"),\"\",I48/'Combined scenario - input'!$D33),\"\")","v":""},{"$f":"IFERROR(IF(OR(J48=\"\",'Combined scenario - input'!$D33=\"\"),\"\",J48/'Combined scenario - input'!$D33),\"\")","v":""},{"$f":"IFERROR(IF(OR(K48=\"\",'Combined scenario - input'!$D33=\"\"),\"\",K48/'Combined scenario - input'!$D33),\"\")","v":""},{"$f":"IFERROR(IF(OR(L48=\"\",'Combined scenario - input'!$D33=\"\"),\"\",L48/'Combined scenario - input'!$D33),\"\")","v":""},{"$f":"IFERROR(IF(OR(M48=\"\",'Combined scenario - input'!$D33=\"\"),\"\",M48/'Combined scenario - input'!$D33),\"\")","v":""},{"$f":"IFERROR(IF(OR(N48=\"\",'Combined scenario - input'!$D33=\"\"),\"\",N48/'Combined scenario - input'!$D33),\"\")","v":""},{"$f":"IFERROR(IF(OR(O48=\"\",'Combined scenario - input'!$D33=\"\"),\"\",O48/'Combined scenario - input'!$D33),\"\")","v":""},{"$f":"IFERROR(IF(OR(P48=\"\",'Combined scenario - input'!$D33=\"\"),\"\",P48/'Combined scenario - input'!$D33),\"\")","v":""},{"$f":"IFERROR(IF(OR(Q48=\"\",'Combined scenario - input'!$D33=\"\"),\"\",Q48/'Combined scenario - input'!$D33),\"\")","v":""},{"$f":"IFERROR(IF(OR(R48=\"\",'Combined scenario - input'!$D33=\"\"),\"\",R48/'Combined scenario - input'!$D33),\"\")","v":""},{"$f":"IFERROR(IF(OR(S48=\"\",'Combined scenario - input'!$D33=\"\"),\"\",S48/'Combined scenario - input'!$D33),\"\")","v":""},{"$f":"IFERROR(IF(OR(T48=\"\",'Combined scenario - input'!$D33=\"\"),\"\",T48/'Combined scenario - input'!$D33),\"\")","v":""},{"$f":"IFERROR(IF(OR(U48=\"\",'Combined scenario - input'!$D33=\"\"),\"\",U48/'Combined scenario - input'!$D33),\"\")","v":""},{"$f":"IFERROR(IF(OR(V48=\"\",'Combined scenario - input'!$D33=\"\"),\"\",V48/'Combined scenario - input'!$D33),\"\")","v":""},{"$f":"IFERROR(IF(OR(W48=\"\",'Combined scenario - input'!$D33=\"\"),\"\",W48/'Combined scenario - input'!$D33),\"\")","v":""}]
[{"$f":"IFERROR('Combined scenario - input'!A34,\"\")","v":""},{"$f":"IFERROR('Combined scenario - input'!B34,\"\")","v":"TRANSFORMERS"},{"$f":"IFERROR('Combined scenario - input'!C34,\"\")","v":"ground outdoor / indoor chamber mounted ; ˂ 22 kv ; < = 60 kva ; multiple phase"},{"$f":"IFERROR(repcalc('Combined scenario - input'!$CV34:$GH34,'Combined scenario - input'!$G34,'Combined scenario - input'!$E34,'Combined scenario - input'!$F34,20,TRUE,TRUE),\"\")","v":""},"","","","","","","","","","","","","","","","","","","",{"$f":"IFERROR(IF(OR(D49=\"\",'Combined scenario - input'!$D34=\"\"),\"\",D49/'Combined scenario - input'!$D34),\"\")","v":""},{"$f":"IFERROR(IF(OR(E49=\"\",'Combined scenario - input'!$D34=\"\"),\"\",E49/'Combined scenario - input'!$D34),\"\")","v":""},{"$f":"IFERROR(IF(OR(F49=\"\",'Combined scenario - input'!$D34=\"\"),\"\",F49/'Combined scenario - input'!$D34),\"\")","v":""},{"$f":"IFERROR(IF(OR(G49=\"\",'Combined scenario - input'!$D34=\"\"),\"\",G49/'Combined scenario - input'!$D34),\"\")","v":""},{"$f":"IFERROR(IF(OR(H49=\"\",'Combined scenario - input'!$D34=\"\"),\"\",H49/'Combined scenario - input'!$D34),\"\")","v":""},{"$f":"IFERROR(IF(OR(I49=\"\",'Combined scenario - input'!$D34=\"\"),\"\",I49/'Combined scenario - input'!$D34),\"\")","v":""},{"$f":"IFERROR(IF(OR(J49=\"\",'Combined scenario - input'!$D34=\"\"),\"\",J49/'Combined scenario - input'!$D34),\"\")","v":""},{"$f":"IFERROR(IF(OR(K49=\"\",'Combined scenario - input'!$D34=\"\"),\"\",K49/'Combined scenario - input'!$D34),\"\")","v":""},{"$f":"IFERROR(IF(OR(L49=\"\",'Combined scenario - input'!$D34=\"\"),\"\",L49/'Combined scenario - input'!$D34),\"\")","v":""},{"$f":"IFERROR(IF(OR(M49=\"\",'Combined scenario - input'!$D34=\"\"),\"\",M49/'Combined scenario - input'!$D34),\"\")","v":""},{"$f":"IFERROR(IF(OR(N49=\"\",'Combined scenario - input'!$D34=\"\"),\"\",N49/'Combined scenario - input'!$D34),\"\")","v":""},{"$f":"IFERROR(IF(OR(O49=\"\",'Combined scenario - input'!$D34=\"\"),\"\",O49/'Combined scenario - input'!$D34),\"\")","v":""},{"$f":"IFERROR(IF(OR(P49=\"\",'Combined scenario - input'!$D34=\"\"),\"\",P49/'Combined scenario - input'!$D34),\"\")","v":""},{"$f":"IFERROR(IF(OR(Q49=\"\",'Combined scenario - input'!$D34=\"\"),\"\",Q49/'Combined scenario - input'!$D34),\"\")","v":""},{"$f":"IFERROR(IF(OR(R49=\"\",'Combined scenario - input'!$D34=\"\"),\"\",R49/'Combined scenario - input'!$D34),\"\")","v":""},{"$f":"IFERROR(IF(OR(S49=\"\",'Combined scenario - input'!$D34=\"\"),\"\",S49/'Combined scenario - input'!$D34),\"\")","v":""},{"$f":"IFERROR(IF(OR(T49=\"\",'Combined scenario - input'!$D34=\"\"),\"\",T49/'Combined scenario - input'!$D34),\"\")","v":""},{"$f":"IFERROR(IF(OR(U49=\"\",'Combined scenario - input'!$D34=\"\"),\"\",U49/'Combined scenario - input'!$D34),\"\")","v":""},{"$f":"IFERROR(IF(OR(V49=\"\",'Combined scenario - input'!$D34=\"\"),\"\",V49/'Combined scenario - input'!$D34),\"\")","v":""},{"$f":"IFERROR(IF(OR(W49=\"\",'Combined scenario - input'!$D34=\"\"),\"\",W49/'Combined scenario - input'!$D34),\"\")","v":""}]
[{"$f":"IFERROR('Combined scenario - input'!A35,\"\")","v":5},{"$f":"IFERROR('Combined scenario - input'!B35,\"\")","v":"TRANSFORMERS"},{"$f":"IFERROR('Combined scenario - input'!C35,\"\")","v":"ground outdoor / indoor chamber mounted ; ˂ 22 kv ; > 60 kva and < = 600 kva ; multiple phase"},{"$f":"IFERROR(repcalc('Combined scenario - input'!$CV35:$GH35,'Combined scenario - input'!$G35,'Combined scenario - input'!$E35,'Combined scenario - input'!$F35,20,TRUE,TRUE),\"\")","v":""},"","","","","","","","","","","","","","","","","","","",{"$f":"IFERROR(IF(OR(D50=\"\",'Combined scenario - input'!$D35=\"\"),\"\",D50/'Combined scenario - input'!$D35),\"\")","v":""},{"$f":"IFERROR(IF(OR(E50=\"\",'Combined scenario - input'!$D35=\"\"),\"\",E50/'Combined scenario - input'!$D35),\"\")","v":""},{"$f":"IFERROR(IF(OR(F50=\"\",'Combined scenario - input'!$D35=\"\"),\"\",F50/'Combined scenario - input'!$D35),\"\")","v":""},{"$f":"IFERROR(IF(OR(G50=\"\",'Combined scenario - input'!$D35=\"\"),\"\",G50/'Combined scenario - input'!$D35),\"\")","v":""},{"$f":"IFERROR(IF(OR(H50=\"\",'Combined scenario - input'!$D35=\"\"),\"\",H50/'Combined scenario - input'!$D35),\"\")","v":""},{"$f":"IFERROR(IF(OR(I50=\"\",'Combined scenario - input'!$D35=\"\"),\"\",I50/'Combined scenario - input'!$D35),\"\")","v":""},{"$f":"IFERROR(IF(OR(J50=\"\",'Combined scenario - input'!$D35=\"\"),\"\",J50/'Combined scenario - input'!$D35),\"\")","v":""},{"$f":"IFERROR(IF(OR(K50=\"\",'Combined scenario - input'!$D35=\"\"),\"\",K50/'Combined scenario - input'!$D35),\"\")","v":""},{"$f":"IFERROR(IF(OR(L50=\"\",'Combined scenario - input'!$D35=\"\"),\"\",L50/'Combined scenario - input'!$D35),\"\")","v":""},{"$f":"IFERROR(IF(OR(M50=\"\",'Combined scenario - input'!$D35=\"\"),\"\",M50/'Combined scenario - input'!$D35),\"\")","v":""},{"$f":"IFERROR(IF(OR(N50=\"\",'Combined scenario - input'!$D35=\"\"),\"\",N50/'Combined scenario - input'!$D35),\"\")","v":""},{"$f":"IFERROR(IF(OR(O50=\"\",'Combined scenario - input'!$D35=\"\"),\"\",O50/'Combined scenario - input'!$D35),\"\")","v":""},{"$f":"IFERROR(IF(OR(P50=\"\",'Combined scenario - input'!$D35=\"\"),\"\",P50/'Combined scenario - input'!$D35),\"\")","v":""},{"$f":"IFERROR(IF(OR(Q50=\"\",'Combined scenario - input'!$D35=\"\"),\"\",Q50/'Combined scenario - input'!$D35),\"\")","v":""},{"$f":"IFERROR(IF(OR(R50=\"\",'Combined scenario - input'!$D35=\"\"),\"\",R50/'Combined scenario - input'!$D35),\"\")","v":""},{"$f":"IFERROR(IF(OR(S50=\"\",'Combined scenario - input'!$D35=\"\"),\"\",S50/'Combined scenario - input'!$D35),\"\")","v":""},{"$f":"IFERROR(IF(OR(T50=\"\",'Combined scenario - input'!$D35=\"\"),\"\",T50/'Combined scenario - input'!$D35),\"\")","v":""},{"$f":"IFERROR(IF(OR(U50=\"\",'Combined scenario - input'!$D35=\"\"),\"\",U50/'Combined scenario - input'!$D35),\"\")","v":""},{"$f":"IFERROR(IF(OR(V50=\"\",'Combined scenario - input'!$D35=\"\"),\"\",V50/'Combined scenario - input'!$D35),\"\")","v":""},{"$f":"IFERROR(IF(OR(W50=\"\",'Combined scenario - input'!$D35=\"\"),\"\",W50/'Combined scenario - input'!$D35),\"\")","v":""}]
[{"$f":"IFERROR('Combined scenario - input'!A36,\"\")","v":5},{"$f":"IFERROR('Combined scenario - input'!B36,\"\")","v":"TRANSFORMERS"},{"$f":"IFERROR('Combined scenario - input'!C36,\"\")","v":"ground outdoor / indoor chamber mounted ; ˂ 22 kv ; > 600 kva ; multiple phase"},{"$f":"IFERROR(repcalc('Combined scenario - input'!$CV36:$GH36,'Combined scenario - input'!$G36,'Combined scenario - input'!$E36,'Combined scenario - input'!$F36,20,TRUE,TRUE),\"\")","v":""},"","","","","","","","","","","","","","","","","","","",{"$f":"IFERROR(IF(OR(D51=\"\",'Combined scenario - input'!$D36=\"\"),\"\",D51/'Combined scenario - input'!$D36),\"\")","v":""},{"$f":"IFERROR(IF(OR(E51=\"\",'Combined scenario - input'!$D36=\"\"),\"\",E51/'Combined scenario - input'!$D36),\"\")","v":""},{"$f":"IFERROR(IF(OR(F51=\"\",'Combined scenario - input'!$D36=\"\"),\"\",F51/'Combined scenario - input'!$D36),\"\")","v":""},{"$f":"IFERROR(IF(OR(G51=\"\",'Combined scenario - input'!$D36=\"\"),\"\",G51/'Combined scenario - input'!$D36),\"\")","v":""},{"$f":"IFERROR(IF(OR(H51=\"\",'Combined scenario - input'!$D36=\"\"),\"\",H51/'Combined scenario - input'!$D36),\"\")","v":""},{"$f":"IFERROR(IF(OR(I51=\"\",'Combined scenario - input'!$D36=\"\"),\"\",I51/'Combined scenario - input'!$D36),\"\")","v":""},{"$f":"IFERROR(IF(OR(J51=\"\",'Combined scenario - input'!$D36=\"\"),\"\",J51/'Combined scenario - input'!$D36),\"\")","v":""},{"$f":"IFERROR(IF(OR(K51=\"\",'Combined scenario - input'!$D36=\"\"),\"\",K51/'Combined scenario - input'!$D36),\"\")","v":""},{"$f":"IFERROR(IF(OR(L51=\"\",'Combined scenario - input'!$D36=\"\"),\"\",L51/'Combined scenario - input'!$D36),\"\")","v":""},{"$f":"IFERROR(IF(OR(M51=\"\",'Combined scenario - input'!$D36=\"\"),\"\",M51/'Combined scenario - input'!$D36),\"\")","v":""},{"$f":"IFERROR(IF(OR(N51=\"\",'Combined scenario - input'!$D36=\"\"),\"\",N51/'Combined scenario - input'!$D36),\"\")","v":""},{"$f":"IFERROR(IF(OR(O51=\"\",'Combined scenario - input'!$D36=\"\"),\"\",O51/'Combined scenario - input'!$D36),\"\")","v":""},{"$f":"IFERROR(IF(OR(P51=\"\",'Combined scenario - input'!$D36=\"\"),\"\",P51/'Combined scenario - input'!$D36),\"\")","v":""},{"$f":"IFERROR(IF(OR(Q51=\"\",'Combined scenario - input'!$D36=\"\"),\"\",Q51/'Combined scenario - input'!$D36),\"\")","v":""},{"$f":"IFERROR(IF(OR(R51=\"\",'Combined scenario - input'!$D36=\"\"),\"\",R51/'Combined scenario - input'!$D36),\"\")","v":""},{"$f":"IFERROR(IF(OR(S51=\"\",'Combined scenario - input'!$D36=\"\"),\"\",S51/'Combined scenario - input'!$D36),\"\")","v":""},{"$f":"IFERROR(IF(OR(T51=\"\",'Combined scenario - input'!$D36=\"\"),\"\",T51/'Combined scenario - input'!$D36),\"\")","v":""},{"$f":"IFERROR(IF(OR(U51=\"\",'Combined scenario - input'!$D36=\"\"),\"\",U51/'Combined scenario - input'!$D36),\"\")","v":""},{"$f":"IFERROR(IF(OR(V51=\"\",'Combined scenario - input'!$D36=\"\"),\"\",V51/'Combined scenario - input'!$D36),\"\")","v":""},{"$f":"IFERROR(IF(OR(W51=\"\",'Combined scenario - input'!$D36=\"\"),\"\",W51/'Combined scenario - input'!$D36),\"\")","v":""}]
[{"$f":"IFERROR('Combined scenario - input'!A37,\"\")","v":5},{"$f":"IFERROR('Combined scenario - input'!B37,\"\")","v":"TRANSFORMERS"},{"$f":"IFERROR('Combined scenario - input'!C37,\"\")","v":"ground outdoor / indoor chamber mounted ; > = 22 kv & < = 33 kv ; < = 15 mva"},{"$f":"IFERROR(repcalc('Combined scenario - input'!$CV37:$GH37,'Combined scenario - input'!$G37,'Combined scenario - input'!$E37,'Combined scenario - input'!$F37,20,TRUE,TRUE),\"\")","v":""},"","","","","","","","","","","","","","","","","","","",{"$f":"IFERROR(IF(OR(D52=\"\",'Combined scenario - input'!$D37=\"\"),\"\",D52/'Combined scenario - input'!$D37),\"\")","v":""},{"$f":"IFERROR(IF(OR(E52=\"\",'Combined scenario - input'!$D37=\"\"),\"\",E52/'Combined scenario - input'!$D37),\"\")","v":""},{"$f":"IFERROR(IF(OR(F52=\"\",'Combined scenario - input'!$D37=\"\"),\"\",F52/'Combined scenario - input'!$D37),\"\")","v":""},{"$f":"IFERROR(IF(OR(G52=\"\",'Combined scenario - input'!$D37=\"\"),\"\",G52/'Combined scenario - input'!$D37),\"\")","v":""},{"$f":"IFERROR(IF(OR(H52=\"\",'Combined scenario - input'!$D37=\"\"),\"\",H52/'Combined scenario - input'!$D37),\"\")","v":""},{"$f":"IFERROR(IF(OR(I52=\"\",'Combined scenario - input'!$D37=\"\"),\"\",I52/'Combined scenario - input'!$D37),\"\")","v":""},{"$f":"IFERROR(IF(OR(J52=\"\",'Combined scenario - input'!$D37=\"\"),\"\",J52/'Combined scenario - input'!$D37),\"\")","v":""},{"$f":"IFERROR(IF(OR(K52=\"\",'Combined scenario - input'!$D37=\"\"),\"\",K52/'Combined scenario - input'!$D37),\"\")","v":""},{"$f":"IFERROR(IF(OR(L52=\"\",'Combined scenario - input'!$D37=\"\"),\"\",L52/'Combined scenario - input'!$D37),\"\")","v":""},{"$f":"IFERROR(IF(OR(M52=\"\",'Combined scenario - input'!$D37=\"\"),\"\",M52/'Combined scenario - input'!$D37),\"\")","v":""},{"$f":"IFERROR(IF(OR(N52=\"\",'Combined scenario - input'!$D37=\"\"),\"\",N52/'Combined scenario - input'!$D37),\"\")","v":""},{"$f":"IFERROR(IF(OR(O52=\"\",'Combined scenario - input'!$D37=\"\"),\"\",O52/'Combined scenario - input'!$D37),\"\")","v":""},{"$f":"IFERROR(IF(OR(P52=\"\",'Combined scenario - input'!$D37=\"\"),\"\",P52/'Combined scenario - input'!$D37),\"\")","v":""},{"$f":"IFERROR(IF(OR(Q52=\"\",'Combined scenario - input'!$D37=\"\"),\"\",Q52/'Combined scenario - input'!$D37),\"\")","v":""},{"$f":"IFERROR(IF(OR(R52=\"\",'Combined scenario - input'!$D37=\"\"),\"\",R52/'Combined scenario - input'!$D37),\"\")","v":""},{"$f":"IFERROR(IF(OR(S52=\"\",'Combined scenario - input'!$D37=\"\"),\"\",S52/'Combined scenario - input'!$D37),\"\")","v":""},{"$f":"IFERROR(IF(OR(T52=\"\",'Combined scenario - input'!$D37=\"\"),\"\",T52/'Combined scenario - input'!$D37),\"\")","v":""},{"$f":"IFERROR(IF(OR(U52=\"\",'Combined scenario - input'!$D37=\"\"),\"\",U52/'Combined scenario - input'!$D37),\"\")","v":""},{"$f":"IFERROR(IF(OR(V52=\"\",'Combined scenario - input'!$D37=\"\"),\"\",V52/'Combined scenario - input'!$D37),\"\")","v":""},{"$f":"IFERROR(IF(OR(W52=\"\",'Combined scenario - input'!$D37=\"\"),\"\",W52/'Combined scenario - input'!$D37),\"\")","v":""}]
[{"$f":"IFERROR('Combined scenario - input'!A38,\"\")","v":5},{"$f":"IFERROR('Combined scenario - input'!B38,\"\")","v":"TRANSFORMERS"},{"$f":"IFERROR('Combined scenario - input'!C38,\"\")","v":"ground outdoor / indoor chamber mounted ; > = 22 kv & < = 33 kv ; > 15 mva and < = 40 mva"},{"$f":"IFERROR(repcalc('Combined scenario - input'!$CV38:$GH38,'Combined scenario - input'!$G38,'Combined scenario - input'!$E38,'Combined scenario - input'!$F38,20,TRUE,TRUE),\"\")","v":""},"","","","","","","","","","","","","","","","","","","",{"$f":"IFERROR(IF(OR(D53=\"\",'Combined scenario - input'!$D38=\"\"),\"\",D53/'Combined scenario - input'!$D38),\"\")","v":""},{"$f":"IFERROR(IF(OR(E53=\"\",'Combined scenario - input'!$D38=\"\"),\"\",E53/'Combined scenario - input'!$D38),\"\")","v":""},{"$f":"IFERROR(IF(OR(F53=\"\",'Combined scenario - input'!$D38=\"\"),\"\",F53/'Combined scenario - input'!$D38),\"\")","v":""},{"$f":"IFERROR(IF(OR(G53=\"\",'Combined scenario - input'!$D38=\"\"),\"\",G53/'Combined scenario - input'!$D38),\"\")","v":""},{"$f":"IFERROR(IF(OR(H53=\"\",'Combined scenario - input'!$D38=\"\"),\"\",H53/'Combined scenario - input'!$D38),\"\")","v":""},{"$f":"IFERROR(IF(OR(I53=\"\",'Combined scenario - input'!$D38=\"\"),\"\",I53/'Combined scenario - input'!$D38),\"\")","v":""},{"$f":"IFERROR(IF(OR(J53=\"\",'Combined scenario - input'!$D38=\"\"),\"\",J53/'Combined scenario - input'!$D38),\"\")","v":""},{"$f":"IFERROR(IF(OR(K53=\"\",'Combined scenario - input'!$D38=\"\"),\"\",K53/'Combined scenario - input'!$D38),\"\")","v":""},{"$f":"IFERROR(IF(OR(L53=\"\",'Combined scenario - input'!$D38=\"\"),\"\",L53/'Combined scenario - input'!$D38),\"\")","v":""},{"$f":"IFERROR(IF(OR(M53=\"\",'Combined scenario - input'!$D38=\"\"),\"\",M53/'Combined scenario - input'!$D38),\"\")","v":""},{"$f":"IFERROR(IF(OR(N53=\"\",'Combined scenario - input'!$D38=\"\"),\"\",N53/'Combined scenario - input'!$D38),\"\")","v":""},{"$f":"IFERROR(IF(OR(O53=\"\",'Combined scenario - input'!$D38=\"\"),\"\",O53/'Combined scenario - input'!$D38),\"\")","v":""},{"$f":"IFERROR(IF(OR(P53=\"\",'Combined scenario - input'!$D38=\"\"),\"\",P53/'Combined scenario - input'!$D38),\"\")","v":""},{"$f":"IFERROR(IF(OR(Q53=\"\",'Combined scenario - input'!$D38=\"\"),\"\",Q53/'Combined scenario - input'!$D38),\"\")","v":""},{"$f":"IFERROR(IF(OR(R53=\"\",'Combined scenario - input'!$D38=\"\"),\"\",R53/'Combined scenario - input'!$D38),\"\")","v":""},{"$f":"IFERROR(IF(OR(S53=\"\",'Combined scenario - input'!$D38=\"\"),\"\",S53/'Combined scenario - input'!$D38),\"\")","v":""},{"$f":"IFERROR(IF(OR(T53=\"\",'Combined scenario - input'!$D38=\"\"),\"\",T53/'Combined scenario - input'!$D38),\"\")","v":""},{"$f":"IFERROR(IF(OR(U53=\"\",'Combined scenario - input'!$D38=\"\"),\"\",U53/'Combined scenario - input'!$D38),\"\")","v":""},{"$f":"IFERROR(IF(OR(V53=\"\",'Combined scenario - input'!$D38=\"\"),\"\",V53/'Combined scenario - input'!$D38),\"\")","v":""},{"$f":"IFERROR(IF(OR(W53=\"\",'Combined scenario - input'!$D38=\"\"),\"\",W53/'Combined scenario - input'!$D38),\"\")","v":""}]
[{"$f":"IFERROR('Combined scenario - input'!A39,\"\")","v":5},{"$f":"IFERROR('Combined scenario - input'!B39,\"\")","v":"TRANSFORMERS"},{"$f":"IFERROR('Combined scenario - input'!C39,\"\")","v":"ground outdoor / indoor chamber mounted ; > 33 kv & < = 66 kv ; < = 15 mva"},{"$f":"IFERROR(repcalc('Combined scenario - input'!$CV39:$GH39,'Combined scenario - input'!$G39,'Combined scenario - input'!$E39,'Combined scenario - input'!$F39,20,TRUE,TRUE),\"\")","v":""},"","","","","","","","","","","","","","","","","","","",{"$f":"IFERROR(IF(OR(D54=\"\",'Combined scenario - input'!$D39=\"\"),\"\",D54/'Combined scenario - input'!$D39),\"\")","v":""},{"$f":"IFERROR(IF(OR(E54=\"\",'Combined scenario - input'!$D39=\"\"),\"\",E54/'Combined scenario - input'!$D39),\"\")","v":""},{"$f":"IFERROR(IF(OR(F54=\"\",'Combined scenario - input'!$D39=\"\"),\"\",F54/'Combined scenario - input'!$D39),\"\")","v":""},{"$f":"IFERROR(IF(OR(G54=\"\",'Combined scenario - input'!$D39=\"\"),\"\",G54/'Combined scenario - input'!$D39),\"\")","v":""},{"$f":"IFERROR(IF(OR(H54=\"\",'Combined scenario - input'!$D39=\"\"),\"\",H54/'Combined scenario - input'!$D39),\"\")","v":""},{"$f":"IFERROR(IF(OR(I54=\"\",'Combined scenario - input'!$D39=\"\"),\"\",I54/'Combined scenario - input'!$D39),\"\")","v":""},{"$f":"IFERROR(IF(OR(J54=\"\",'Combined scenario - input'!$D39=\"\"),\"\",J54/'Combined scenario - input'!$D39),\"\")","v":""},{"$f":"IFERROR(IF(OR(K54=\"\",'Combined scenario - input'!$D39=\"\"),\"\",K54/'Combined scenario - input'!$D39),\"\")","v":""},{"$f":"IFERROR(IF(OR(L54=\"\",'Combined scenario - input'!$D39=\"\"),\"\",L54/'Combined scenario - input'!$D39),\"\")","v":""},{"$f":"IFERROR(IF(OR(M54=\"\",'Combined scenario - input'!$D39=\"\"),\"\",M54/'Combined scenario - input'!$D39),\"\")","v":""},{"$f":"IFERROR(IF(OR(N54=\"\",'Combined scenario - input'!$D39=\"\"),\"\",N54/'Combined scenario - input'!$D39),\"\")","v":""},{"$f":"IFERROR(IF(OR(O54=\"\",'Combined scenario - input'!$D39=\"\"),\"\",O54/'Combined scenario - input'!$D39),\"\")","v":""},{"$f":"IFERROR(IF(OR(P54=\"\",'Combined scenario - input'!$D39=\"\"),\"\",P54/'Combined scenario - input'!$D39),\"\")","v":""},{"$f":"IFERROR(IF(OR(Q54=\"\",'Combined scenario - input'!$D39=\"\"),\"\",Q54/'Combined scenario - input'!$D39),\"\")","v":""},{"$f":"IFERROR(IF(OR(R54=\"\",'Combined scenario - input'!$D39=\"\"),\"\",R54/'Combined scenario - input'!$D39),\"\")","v":""},{"$f":"IFERROR(IF(OR(S54=\"\",'Combined scenario - input'!$D39=\"\"),\"\",S54/'Combined scenario - input'!$D39),\"\")","v":""},{"$f":"IFERROR(IF(OR(T54=\"\",'Combined scenario - input'!$D39=\"\"),\"\",T54/'Combined scenario - input'!$D39),\"\")","v":""},{"$f":"IFERROR(IF(OR(U54=\"\",'Combined scenario - input'!$D39=\"\"),\"\",U54/'Combined scenario - input'!$D39),\"\")","v":""},{"$f":"IFERROR(IF(OR(V54=\"\",'Combined scenario - input'!$D39=\"\"),\"\",V54/'Combined scenario - input'!$D39),\"\")","v":""},{"$f":"IFERROR(IF(OR(W54=\"\",'Combined scenario - input'!$D39=\"\"),\"\",W54/'Combined scenario - input'!$D39),\"\")","v":""}]
[{"$f":"IFERROR('Combined scenario - input'!A40,\"\")","v":5},{"$f":"IFERROR('Combined scenario - input'!B40,\"\")","v":"TRANSFORMERS"},{"$f":"IFERROR('Combined scenario - input'!C40,\"\")","v":"ground outdoor / indoor chamber mounted ; > 33 kv & < = 66 kv ; > 15 mva and < = 40 mva"},{"$f":"IFERROR(repcalc('Combined scenario - input'!$CV40:$GH40,'Combined scenario - input'!$G40,'Combined scenario - input'!$E40,'Combined scenario - input'!$F40,20,TRUE,TRUE),\"\")","v":""},"","","","","","","","","","","","","","","","","","","",{"$f":"IFERROR(IF(OR(D55=\"\",'Combined scenario - input'!$D40=\"\"),\"\",D55/'Combined scenario - input'!$D40),\"\")","v":""},{"$f":"IFERROR(IF(OR(E55=\"\",'Combined scenario - input'!$D40=\"\"),\"\",E55/'Combined scenario - input'!$D40),\"\")","v":""},{"$f":"IFERROR(IF(OR(F55=\"\",'Combined scenario - input'!$D40=\"\"),\"\",F55/'Combined scenario - input'!$D40),\"\")","v":""},{"$f":"IFERROR(IF(OR(G55=\"\",'Combined scenario - input'!$D40=\"\"),\"\",G55/'Combined scenario - input'!$D40),\"\")","v":""},{"$f":"IFERROR(IF(OR(H55=\"\",'Combined scenario - input'!$D40=\"\"),\"\",H55/'Combined scenario - input'!$D40),\"\")","v":""},{"$f":"IFERROR(IF(OR(I55=\"\",'Combined scenario - input'!$D40=\"\"),\"\",I55/'Combined scenario - input'!$D40),\"\")","v":""},{"$f":"IFERROR(IF(OR(J55=\"\",'Combined scenario - input'!$D40=\"\"),\"\",J55/'Combined scenario - input'!$D40),\"\")","v":""},{"$f":"IFERROR(IF(OR(K55=\"\",'Combined scenario - input'!$D40=\"\"),\"\",K55/'Combined scenario - input'!$D40),\"\")","v":""},{"$f":"IFERROR(IF(OR(L55=\"\",'Combined scenario - input'!$D40=\"\"),\"\",L55/'Combined scenario - input'!$D40),\"\")","v":""},{"$f":"IFERROR(IF(OR(M55=\"\",'Combined scenario - input'!$D40=\"\"),\"\",M55/'Combined scenario - input'!$D40),\"\")","v":""},{"$f":"IFERROR(IF(OR(N55=\"\",'Combined scenario - input'!$D40=\"\"),\"\",N55/'Combined scenario - input'!$D40),\"\")","v":""},{"$f":"IFERROR(IF(OR(O55=\"\",'Combined scenario - input'!$D40=\"\"),\"\",O55/'Combined scenario - input'!$D40),\"\")","v":""},{"$f":"IFERROR(IF(OR(P55=\"\",'Combined scenario - input'!$D40=\"\"),\"\",P55/'Combined scenario - input'!$D40),\"\")","v":""},{"$f":"IFERROR(IF(OR(Q55=\"\",'Combined scenario - input'!$D40=\"\"),\"\",Q55/'Combined scenario - input'!$D40),\"\")","v":""},{"$f":"IFERROR(IF(OR(R55=\"\",'Combined scenario - input'!$D40=\"\"),\"\",R55/'Combined scenario - input'!$D40),\"\")","v":""},{"$f":"IFERROR(IF(OR(S55=\"\",'Combined scenario - input'!$D40=\"\"),\"\",S55/'Combined scenario - input'!$D40),\"\")","v":""},{"$f":"IFERROR(IF(OR(T55=\"\",'Combined scenario - input'!$D40=\"\"),\"\",T55/'Combined scenario - input'!$D40),\"\")","v":""},{"$f":"IFERROR(IF(OR(U55=\"\",'Combined scenario - input'!$D40=\"\"),\"\",U55/'Combined scenario - input'!$D40),\"\")","v":""},{"$f":"IFERROR(IF(OR(V55=\"\",'Combined scenario - input'!$D40=\"\"),\"\",V55/'Combined scenario - input'!$D40),\"\")","v":""},{"$f":"IFERROR(IF(OR(W55=\"\",'Combined scenario - input'!$D40=\"\"),\"\",W55/'Combined scenario - input'!$D40),\"\")","v":""}]
[{"$f":"IFERROR('Combined scenario - input'!A41,\"\")","v":0},{"$f":"IFERROR('Combined scenario - input'!B41,\"\")","v":"TRANSFORMERS"},{"$f":"IFERROR('Combined scenario - input'!C41,\"\")","v":"kiosk mounted ; < = 22 kv ; < = 60 kva ; multiple phase"},{"$f":"IFERROR(repcalc('Combined scenario - input'!$CV41:$GH41,'Combined scenario - input'!$G41,'Combined scenario - input'!$E41,'Combined scenario - input'!$F41,20,TRUE,TRUE),\"\")","v":""},"","","","","","","","","","","","","","","","","","","",{"$f":"IFERROR(IF(OR(D56=\"\",'Combined scenario - input'!$D41=\"\"),\"\",D56/'Combined scenario - input'!$D41),\"\")","v":""},{"$f":"IFERROR(IF(OR(E56=\"\",'Combined scenario - input'!$D41=\"\"),\"\",E56/'Combined scenario - input'!$D41),\"\")","v":""},{"$f":"IFERROR(IF(OR(F56=\"\",'Combined scenario - input'!$D41=\"\"),\"\",F56/'Combined scenario - input'!$D41),\"\")","v":""},{"$f":"IFERROR(IF(OR(G56=\"\",'Combined scenario - input'!$D41=\"\"),\"\",G56/'Combined scenario - input'!$D41),\"\")","v":""},{"$f":"IFERROR(IF(OR(H56=\"\",'Combined scenario - input'!$D41=\"\"),\"\",H56/'Combined scenario - input'!$D41),\"\")","v":""},{"$f":"IFERROR(IF(OR(I56=\"\",'Combined scenario - input'!$D41=\"\"),\"\",I56/'Combined scenario - input'!$D41),\"\")","v":""},{"$f":"IFERROR(IF(OR(J56=\"\",'Combined scenario - input'!$D41=\"\"),\"\",J56/'Combined scenario - input'!$D41),\"\")","v":""},{"$f":"IFERROR(IF(OR(K56=\"\",'Combined scenario - input'!$D41=\"\"),\"\",K56/'Combined scenario - input'!$D41),\"\")","v":""},{"$f":"IFERROR(IF(OR(L56=\"\",'Combined scenario - input'!$D41=\"\"),\"\",L56/'Combined scenario - input'!$D41),\"\")","v":""},{"$f":"IFERROR(IF(OR(M56=\"\",'Combined scenario - input'!$D41=\"\"),\"\",M56/'Combined scenario - input'!$D41),\"\")","v":""},{"$f":"IFERROR(IF(OR(N56=\"\",'Combined scenario - input'!$D41=\"\"),\"\",N56/'Combined scenario - input'!$D41),\"\")","v":""},{"$f":"IFERROR(IF(OR(O56=\"\",'Combined scenario - input'!$D41=\"\"),\"\",O56/'Combined scenario - input'!$D41),\"\")","v":""},{"$f":"IFERROR(IF(OR(P56=\"\",'Combined scenario - input'!$D41=\"\"),\"\",P56/'Combined scenario - input'!$D41),\"\")","v":""},{"$f":"IFERROR(IF(OR(Q56=\"\",'Combined scenario - input'!$D41=\"\"),\"\",Q56/'Combined scenario - input'!$D41),\"\")","v":""},{"$f":"IFERROR(IF(OR(R56=\"\",'Combined scenario - input'!$D41=\"\"),\"\",R56/'Combined scenario - input'!$D41),\"\")","v":""},{"$f":"IFERROR(IF(OR(S56=\"\",'Combined scenario - input'!$D41=\"\"),\"\",S56/'Combined scenario - input'!$D41),\"\")","v":""},{"$f":"IFERROR(IF(OR(T56=\"\",'Combined scenario - input'!$D41=\"\"),\"\",T56/'Combined scenario - input'!$D41),\"\")","v":""},{"$f":"IFERROR(IF(OR(U56=\"\",'Combined scenario - input'!$D41=\"\"),\"\",U56/'Combined scenario - input'!$D41),\"\")","v":""},{"$f":"IFERROR(IF(OR(V56=\"\",'Combined scenario - input'!$D41=\"\"),\"\",V56/'Combined scenario - input'!$D41),\"\")","v":""},{"$f":"IFERROR(IF(OR(W56=\"\",'Combined scenario - input'!$D41=\"\"),\"\",W56/'Combined scenario - input'!$D41),\"\")","v":""}]
[{"$f":"IFERROR('Combined scenario - input'!A42,\"\")","v":5},{"$f":"IFERROR('Combined scenario - input'!B42,\"\")","v":"TRANSFORMERS"},{"$f":"IFERROR('Combined scenario - input'!C42,\"\")","v":"kiosk mounted ; < = 22 kv ; < = 60 kva ; single phase"},{"$f":"IFERROR(repcalc('Combined scenario - input'!$CV42:$GH42,'Combined scenario - input'!$G42,'Combined scenario - input'!$E42,'Combined scenario - input'!$F42,20,TRUE,TRUE),\"\")","v":""},"","","","","","","","","","","","","","","","","","","",{"$f":"IFERROR(IF(OR(D57=\"\",'Combined scenario - input'!$D42=\"\"),\"\",D57/'Combined scenario - input'!$D42),\"\")","v":""},{"$f":"IFERROR(IF(OR(E57=\"\",'Combined scenario - input'!$D42=\"\"),\"\",E57/'Combined scenario - input'!$D42),\"\")","v":""},{"$f":"IFERROR(IF(OR(F57=\"\",'Combined scenario - input'!$D42=\"\"),\"\",F57/'Combined scenario - input'!$D42),\"\")","v":""},{"$f":"IFERROR(IF(OR(G57=\"\",'Combined scenario - input'!$D42=\"\"),\"\",G57/'Combined scenario - input'!$D42),\"\")","v":""},{"$f":"IFERROR(IF(OR(H57=\"\",'Combined scenario - input'!$D42=\"\"),\"\",H57/'Combined scenario - input'!$D42),\"\")","v":""},{"$f":"IFERROR(IF(OR(I57=\"\",'Combined scenario - input'!$D42=\"\"),\"\",I57/'Combined scenario - input'!$D42),\"\")","v":""},{"$f":"IFERROR(IF(OR(J57=\"\",'Combined scenario - input'!$D42=\"\"),\"\",J57/'Combined scenario - input'!$D42),\"\")","v":""},{"$f":"IFERROR(IF(OR(K57=\"\",'Combined scenario - input'!$D42=\"\"),\"\",K57/'Combined scenario - input'!$D42),\"\")","v":""},{"$f":"IFERROR(IF(OR(L57=\"\",'Combined scenario - input'!$D42=\"\"),\"\",L57/'Combined scenario - input'!$D42),\"\")","v":""},{"$f":"IFERROR(IF(OR(M57=\"\",'Combined scenario - input'!$D42=\"\"),\"\",M57/'Combined scenario - input'!$D42),\"\")","v":""},{"$f":"IFERROR(IF(OR(N57=\"\",'Combined scenario - input'!$D42=\"\"),\"\",N57/'Combined scenario - input'!$D42),\"\")","v":""},{"$f":"IFERROR(IF(OR(O57=\"\",'Combined scenario - input'!$D42=\"\"),\"\",O57/'Combined scenario - input'!$D42),\"\")","v":""},{"$f":"IFERROR(IF(OR(P57=\"\",'Combined scenario - input'!$D42=\"\"),\"\",P57/'Combined scenario - input'!$D42),\"\")","v":""},{"$f":"IFERROR(IF(OR(Q57=\"\",'Combined scenario - input'!$D42=\"\"),\"\",Q57/'Combined scenario - input'!$D42),\"\")","v":""},{"$f":"IFERROR(IF(OR(R57=\"\",'Combined scenario - input'!$D42=\"\"),\"\",R57/'Combined scenario - input'!$D42),\"\")","v":""},{"$f":"IFERROR(IF(OR(S57=\"\",'Combined scenario - input'!$D42=\"\"),\"\",S57/'Combined scenario - input'!$D42),\"\")","v":""},{"$f":"IFERROR(IF(OR(T57=\"\",'Combined scenario - input'!$D42=\"\"),\"\",T57/'Combined scenario - input'!$D42),\"\")","v":""},{"$f":"IFERROR(IF(OR(U57=\"\",'Combined scenario - input'!$D42=\"\"),\"\",U57/'Combined scenario - input'!$D42),\"\")","v":""},{"$f":"IFERROR(IF(OR(V57=\"\",'Combined scenario - input'!$D42=\"\"),\"\",V57/'Combined scenario - input'!$D42),\"\")","v":""},{"$f":"IFERROR(IF(OR(W57=\"\",'Combined scenario - input'!$D42=\"\"),\"\",W57/'Combined scenario - input'!$D42),\"\")","v":""}]
[{"$f":"IFERROR('Combined scenario - input'!A43,\"\")","v":5},{"$f":"IFERROR('Combined scenario - input'!B43,\"\")","v":"TRANSFORMERS"},{"$f":"IFERROR('Combined scenario - input'!C43,\"\")","v":"kiosk mounted ; < = 22 kv ; > 60 kva and < = 600 kva ; multiple phase"},{"$f":"IFERROR(repcalc('Combined scenario - input'!$CV43:$GH43,'Combined scenario - input'!$G43,'Combined scenario - input'!$E43,'Combined scenario - input'!$F43,20,TRUE,TRUE),\"\")","v":""},"","","","","","","","","","","","","","","","","","","",{"$f":"IFERROR(IF(OR(D58=\"\",'Combined scenario - input'!$D43=\"\"),\"\",D58/'Combined scenario - input'!$D43),\"\")","v":""},{"$f":"IFERROR(IF(OR(E58=\"\",'Combined scenario - input'!$D43=\"\"),\"\",E58/'Combined scenario - input'!$D43),\"\")","v":""},{"$f":"IFERROR(IF(OR(F58=\"\",'Combined scenario - input'!$D43=\"\"),\"\",F58/'Combined scenario - input'!$D43),\"\")","v":""},{"$f":"IFERROR(IF(OR(G58=\"\",'Combined scenario - input'!$D43=\"\"),\"\",G58/'Combined scenario - input'!$D43),\"\")","v":""},{"$f":"IFERROR(IF(OR(H58=\"\",'Combined scenario - input'!$D43=\"\"),\"\",H58/'Combined scenario - input'!$D43),\"\")","v":""},{"$f":"IFERROR(IF(OR(I58=\"\",'Combined scenario - input'!$D43=\"\"),\"\",I58/'Combined scenario - input'!$D43),\"\")","v":""},{"$f":"IFERROR(IF(OR(J58=\"\",'Combined scenario - input'!$D43=\"\"),\"\",J58/'Combined scenario - input'!$D43),\"\")","v":""},{"$f":"IFERROR(IF(OR(K58=\"\",'Combined scenario - input'!$D43=\"\"),\"\",K58/'Combined scenario - input'!$D43),\"\")","v":""},{"$f":"IFERROR(IF(OR(L58=\"\",'Combined scenario - input'!$D43=\"\"),\"\",L58/'Combined scenario - input'!$D43),\"\")","v":""},{"$f":"IFERROR(IF(OR(M58=\"\",'Combined scenario - input'!$D43=\"\"),\"\",M58/'Combined scenario - input'!$D43),\"\")","v":""},{"$f":"IFERROR(IF(OR(N58=\"\",'Combined scenario - input'!$D43=\"\"),\"\",N58/'Combined scenario - input'!$D43),\"\")","v":""},{"$f":"IFERROR(IF(OR(O58=\"\",'Combined scenario - input'!$D43=\"\"),\"\",O58/'Combined scenario - input'!$D43),\"\")","v":""},{"$f":"IFERROR(IF(OR(P58=\"\",'Combined scenario - input'!$D43=\"\"),\"\",P58/'Combined scenario - input'!$D43),\"\")","v":""},{"$f":"IFERROR(IF(OR(Q58=\"\",'Combined scenario - input'!$D43=\"\"),\"\",Q58/'Combined scenario - input'!$D43),\"\")","v":""},{"$f":"IFERROR(IF(OR(R58=\"\",'Combined scenario - input'!$D43=\"\"),\"\",R58/'Combined scenario - input'!$D43),\"\")","v":""},{"$f":"IFERROR(IF(OR(S58=\"\",'Combined scenario - input'!$D43=\"\"),\"\",S58/'Combined scenario - input'!$D43),\"\")","v":""},{"$f":"IFERROR(IF(OR(T58=\"\",'Combined scenario - input'!$D43=\"\"),\"\",T58/'Combined scenario - input'!$D43),\"\")","v":""},{"$f":"IFERROR(IF(OR(U58=\"\",'Combined scenario - input'!$D43=\"\"),\"\",U58/'Combined scenario - input'!$D43),\"\")","v":""},{"$f":"IFERROR(IF(OR(V58=\"\",'Combined scenario - input'!$D43=\"\"),\"\",V58/'Combined scenario - input'!$D43),\"\")","v":""},{"$f":"IFERROR(IF(OR(W58=\"\",'Combined scenario - input'!$D43=\"\"),\"\",W58/'Combined scenario - input'!$D43),\"\")","v":""}]
[{"$f":"IFERROR('Combined scenario - input'!A44,\"\")","v":0},{"$f":"IFERROR('Combined scenario - input'!B44,\"\")","v":"TRANSFORMERS"},{"$f":"IFERROR('Combined scenario - input'!C44,\"\")","v":"kiosk mounted ; < = 22 kv ; > 60 kva and < = 600 kva ; single phase"},{"$f":"IFERROR(repcalc('Combined scenario - input'!$CV44:$GH44,'Combined scenario - input'!$G44,'Combined scenario - input'!$E44,'Combined scenario - input'!$F44,20,TRUE,TRUE),\"\")","v":""},"","","","","","","","","","","","","","","","","","","",{"$f":"IFERROR(IF(OR(D59=\"\",'Combined scenario - input'!$D44=\"\"),\"\",D59/'Combined scenario - input'!$D44),\"\")","v":""},{"$f":"IFERROR(IF(OR(E59=\"\",'Combined scenario - input'!$D44=\"\"),\"\",E59/'Combined scenario - input'!$D44),\"\")","v":""},{"$f":"IFERROR(IF(OR(F59=\"\",'Combined scenario - input'!$D44=\"\"),\"\",F59/'Combined scenario - input'!$D44),\"\")","v":""},{"$f":"IFERROR(IF(OR(G59=\"\",'Combined scenario - input'!$D44=\"\"),\"\",G59/'Combined scenario - input'!$D44),\"\")","v":""},{"$f":"IFERROR(IF(OR(H59=\"\",'Combined scenario - input'!$D44=\"\"),\"\",H59/'Combined scenario - input'!$D44),\"\")","v":""},{"$f":"IFERROR(IF(OR(I59=\"\",'Combined scenario - input'!$D44=\"\"),\"\",I59/'Combined scenario - input'!$D44),\"\")","v":""},{"$f":"IFERROR(IF(OR(J59=\"\",'Combined scenario - input'!$D44=\"\"),\"\",J59/'Combined scenario - input'!$D44),\"\")","v":""},{"$f":"IFERROR(IF(OR(K59=\"\",'Combined scenario - input'!$D44=\"\"),\"\",K59/'Combined scenario - input'!$D44),\"\")","v":""},{"$f":"IFERROR(IF(OR(L59=\"\",'Combined scenario - input'!$D44=\"\"),\"\",L59/'Combined scenario - input'!$D44),\"\")","v":""},{"$f":"IFERROR(IF(OR(M59=\"\",'Combined scenario - input'!$D44=\"\"),\"\",M59/'Combined scenario - input'!$D44),\"\")","v":""},{"$f":"IFERROR(IF(OR(N59=\"\",'Combined scenario - input'!$D44=\"\"),\"\",N59/'Combined scenario - input'!$D44),\"\")","v":""},{"$f":"IFERROR(IF(OR(O59=\"\",'Combined scenario - input'!$D44=\"\"),\"\",O59/'Combined scenario - input'!$D44),\"\")","v":""},{"$f":"IFERROR(IF(OR(P59=\"\",'Combined scenario - input'!$D44=\"\"),\"\",P59/'Combined scenario - input'!$D44),\"\")","v":""},{"$f":"IFERROR(IF(OR(Q59=\"\",'Combined scenario - input'!$D44=\"\"),\"\",Q59/'Combined scenario - input'!$D44),\"\")","v":""},{"$f":"IFERROR(IF(OR(R59=\"\",'Combined scenario - input'!$D44=\"\"),\"\",R59/'Combined scenario - input'!$D44),\"\")","v":""},{"$f":"IFERROR(IF(OR(S59=\"\",'Combined scenario - input'!$D44=\"\"),\"\",S59/'Combined scenario - input'!$D44),\"\")","v":""},{"$f":"IFERROR(IF(OR(T59=\"\",'Combined scenario - input'!$D44=\"\"),\"\",T59/'Combined scenario - input'!$D44),\"\")","v":""},{"$f":"IFERROR(IF(OR(U59=\"\",'Combined scenario - input'!$D44=\"\"),\"\",U59/'Combined scenario - input'!$D44),\"\")","v":""},{"$f":"IFERROR(IF(OR(V59=\"\",'Combined scenario - input'!$D44=\"\"),\"\",V59/'Combined scenario - input'!$D44),\"\")","v":""},{"$f":"IFERROR(IF(OR(W59=\"\",'Combined scenario - input'!$D44=\"\"),\"\",W59/'Combined scenario - input'!$D44),\"\")","v":""}]
[{"$f":"IFERROR('Combined scenario - input'!A45,\"\")","v":5},{"$f":"IFERROR('Combined scenario - input'!B45,\"\")","v":"TRANSFORMERS"},{"$f":"IFERROR('Combined scenario - input'!C45,\"\")","v":"kiosk mounted ; < = 22 kv ; > 600 kva ; multiple phase"},{"$f":"IFERROR(repcalc('Combined scenario - input'!$CV45:$GH45,'Combined scenario - input'!$G45,'Combined scenario - input'!$E45,'Combined scenario - input'!$F45,20,TRUE,TRUE),\"\")","v":""},"","","","","","","","","","","","","","","","","","","",{"$f":"IFERROR(IF(OR(D60=\"\",'Combined scenario - input'!$D45=\"\"),\"\",D60/'Combined scenario - input'!$D45),\"\")","v":""},{"$f":"IFERROR(IF(OR(E60=\"\",'Combined scenario - input'!$D45=\"\"),\"\",E60/'Combined scenario - input'!$D45),\"\")","v":""},{"$f":"IFERROR(IF(OR(F60=\"\",'Combined scenario - input'!$D45=\"\"),\"\",F60/'Combined scenario - input'!$D45),\"\")","v":""},{"$f":"IFERROR(IF(OR(G60=\"\",'Combined scenario - input'!$D45=\"\"),\"\",G60/'Combined scenario - input'!$D45),\"\")","v":""},{"$f":"IFERROR(IF(OR(H60=\"\",'Combined scenario - input'!$D45=\"\"),\"\",H60/'Combined scenario - input'!$D45),\"\")","v":""},{"$f":"IFERROR(IF(OR(I60=\"\",'Combined scenario - input'!$D45=\"\"),\"\",I60/'Combined scenario - input'!$D45),\"\")","v":""},{"$f":"IFERROR(IF(OR(J60=\"\",'Combined scenario - input'!$D45=\"\"),\"\",J60/'Combined scenario - input'!$D45),\"\")","v":""},{"$f":"IFERROR(IF(OR(K60=\"\",'Combined scenario - input'!$D45=\"\"),\"\",K60/'Combined scenario - input'!$D45),\"\")","v":""},{"$f":"IFERROR(IF(OR(L60=\"\",'Combined scenario - input'!$D45=\"\"),\"\",L60/'Combined scenario - input'!$D45),\"\")","v":""},{"$f":"IFERROR(IF(OR(M60=\"\",'Combined scenario - input'!$D45=\"\"),\"\",M60/'Combined scenario - input'!$D45),\"\")","v":""},{"$f":"IFERROR(IF(OR(N60=\"\",'Combined scenario - input'!$D45=\"\"),\"\",N60/'Combined scenario - input'!$D45),\"\")","v":""},{"$f":"IFERROR(IF(OR(O60=\"\",'Combined scenario - input'!$D45=\"\"),\"\",O60/'Combined scenario - input'!$D45),\"\")","v":""},{"$f":"IFERROR(IF(OR(P60=\"\",'Combined scenario - input'!$D45=\"\"),\"\",P60/'Combined scenario - input'!$D45),\"\")","v":""},{"$f":"IFERROR(IF(OR(Q60=\"\",'Combined scenario - input'!$D45=\"\"),\"\",Q60/'Combined scenario - input'!$D45),\"\")","v":""},{"$f":"IFERROR(IF(OR(R60=\"\",'Combined scenario - input'!$D45=\"\"),\"\",R60/'Combined scenario - input'!$D45),\"\")","v":""},{"$f":"IFERROR(IF(OR(S60=\"\",'Combined scenario - input'!$D45=\"\"),\"\",S60/'Combined scenario - input'!$D45),\"\")","v":""},{"$f":"IFERROR(IF(OR(T60=\"\",'Combined scenario - input'!$D45=\"\"),\"\",T60/'Combined scenario - input'!$D45),\"\")","v":""},{"$f":"IFERROR(IF(OR(U60=\"\",'Combined scenario - input'!$D45=\"\"),\"\",U60/'Combined scenario - input'!$D45),\"\")","v":""},{"$f":"IFERROR(IF(OR(V60=\"\",'Combined scenario - input'!$D45=\"\"),\"\",V60/'Combined scenario - input'!$D45),\"\")","v":""},{"$f":"IFERROR(IF(OR(W60=\"\",'Combined scenario - input'!$D45=\"\"),\"\",W60/'Combined scenario - input'!$D45),\"\")","v":""}]
[{"$f":"IFERROR('Combined scenario - input'!A46,\"\")","v":5},{"$f":"IFERROR('Combined scenario - input'!B46,\"\")","v":"TRANSFORMERS"},{"$f":"IFERROR('Combined scenario - input'!C46,\"\")","v":"pole mounted ; < = 22 kv ; < = 60 kva ; multiple phase"},{"$f":"IFERROR(repcalc('Combined scenario - input'!$CV46:$GH46,'Combined scenario - input'!$G46,'Combined scenario - input'!$E46,'Combined scenario - input'!$F46,20,TRUE,TRUE),\"\")","v":""},"","","","","","","","","","","","","","","","","","","",{"$f":"IFERROR(IF(OR(D61=\"\",'Combined scenario - input'!$D46=\"\"),\"\",D61/'Combined scenario - input'!$D46),\"\")","v":""},{"$f":"IFERROR(IF(OR(E61=\"\",'Combined scenario - input'!$D46=\"\"),\"\",E61/'Combined scenario - input'!$D46),\"\")","v":""},{"$f":"IFERROR(IF(OR(F61=\"\",'Combined scenario - input'!$D46=\"\"),\"\",F61/'Combined scenario - input'!$D46),\"\")","v":""},{"$f":"IFERROR(IF(OR(G61=\"\",'Combined scenario - input'!$D46=\"\"),\"\",G61/'Combined scenario - input'!$D46),\"\")","v":""},{"$f":"IFERROR(IF(OR(H61=\"\",'Combined scenario - input'!$D46=\"\"),\"\",H61/'Combined scenario - input'!$D46),\"\")","v":""},{"$f":"IFERROR(IF(OR(I61=\"\",'Combined scenario - input'!$D46=\"\"),\"\",I61/'Combined scenario - input'!$D46),\"\")","v":""},{"$f":"IFERROR(IF(OR(J61=\"\",'Combined scenario - input'!$D46=\"\"),\"\",J61/'Combined scenario - input'!$D46),\"\")","v":""},{"$f":"IFERROR(IF(OR(K61=\"\",'Combined scenario - input'!$D46=\"\"),\"\",K61/'Combined scenario - input'!$D46),\"\")","v":""},{"$f":"IFERROR(IF(OR(L61=\"\",'Combined scenario - input'!$D46=\"\"),\"\",L61/'Combined scenario - input'!$D46),\"\")","v":""},{"$f":"IFERROR(IF(OR(M61=\"\",'Combined scenario - input'!$D46=\"\"),\"\",M61/'Combined scenario - input'!$D46),\"\")","v":""},{"$f":"IFERROR(IF(OR(N61=\"\",'Combined scenario - input'!$D46=\"\"),\"\",N61/'Combined scenario - input'!$D46),\"\")","v":""},{"$f":"IFERROR(IF(OR(O61=\"\",'Combined scenario - input'!$D46=\"\"),\"\",O61/'Combined scenario - input'!$D46),\"\")","v":""},{"$f":"IFERROR(IF(OR(P61=\"\",'Combined scenario - input'!$D46=\"\"),\"\",P61/'Combined scenario - input'!$D46),\"\")","v":""},{"$f":"IFERROR(IF(OR(Q61=\"\",'Combined scenario - input'!$D46=\"\"),\"\",Q61/'Combined scenario - input'!$D46),\"\")","v":""},{"$f":"IFERROR(IF(OR(R61=\"\",'Combined scenario - input'!$D46=\"\"),\"\",R61/'Combined scenario - input'!$D46),\"\")","v":""},{"$f":"IFERROR(IF(OR(S61=\"\",'Combined scenario - input'!$D46=\"\"),\"\",S61/'Combined scenario - input'!$D46),\"\")","v":""},{"$f":"IFERROR(IF(OR(T61=\"\",'Combined scenario - input'!$D46=\"\"),\"\",T61/'Combined scenario - input'!$D46),\"\")","v":""},{"$f":"IFERROR(IF(OR(U61=\"\",'Combined scenario - input'!$D46=\"\"),\"\",U61/'Combined scenario - input'!$D46),\"\")","v":""},{"$f":"IFERROR(IF(OR(V61=\"\",'Combined scenario - input'!$D46=\"\"),\"\",V61/'Combined scenario - input'!$D46),\"\")","v":""},{"$f":"IFERROR(IF(OR(W61=\"\",'Combined scenario - input'!$D46=\"\"),\"\",W61/'Combined scenario - input'!$D46),\"\")","v":""}]
[{"$f":"IFERROR('Combined scenario - input'!A47,\"\")","v":5},{"$f":"IFERROR('Combined scenario - input'!B47,\"\")","v":"TRANSFORMERS"},{"$f":"IFERROR('Combined scenario - input'!C47,\"\")","v":"pole mounted ; < = 22 kv ; < = 60 kva ; single phase"},{"$f":"IFERROR(repcalc('Combined scenario - input'!$CV47:$GH47,'Combined scenario - input'!$G47,'Combined scenario - input'!$E47,'Combined scenario - input'!$F47,20,TRUE,TRUE),\"\")","v":""},"","","","","","","","","","","","","","","","","","","",{"$f":"IFERROR(IF(OR(D62=\"\",'Combined scenario - input'!$D47=\"\"),\"\",D62/'Combined scenario - input'!$D47),\"\")","v":""},{"$f":"IFERROR(IF(OR(E62=\"\",'Combined scenario - input'!$D47=\"\"),\"\",E62/'Combined scenario - input'!$D47),\"\")","v":""},{"$f":"IFERROR(IF(OR(F62=\"\",'Combined scenario - input'!$D47=\"\"),\"\",F62/'Combined scenario - input'!$D47),\"\")","v":""},{"$f":"IFERROR(IF(OR(G62=\"\",'Combined scenario - input'!$D47=\"\"),\"\",G62/'Combined scenario - input'!$D47),\"\")","v":""},{"$f":"IFERROR(IF(OR(H62=\"\",'Combined scenario - input'!$D47=\"\"),\"\",H62/'Combined scenario - input'!$D47),\"\")","v":""},{"$f":"IFERROR(IF(OR(I62=\"\",'Combined scenario - input'!$D47=\"\"),\"\",I62/'Combined scenario - input'!$D47),\"\")","v":""},{"$f":"IFERROR(IF(OR(J62=\"\",'Combined scenario - input'!$D47=\"\"),\"\",J62/'Combined scenario - input'!$D47),\"\")","v":""},{"$f":"IFERROR(IF(OR(K62=\"\",'Combined scenario - input'!$D47=\"\"),\"\",K62/'Combined scenario - input'!$D47),\"\")","v":""},{"$f":"IFERROR(IF(OR(L62=\"\",'Combined scenario - input'!$D47=\"\"),\"\",L62/'Combined scenario - input'!$D47),\"\")","v":""},{"$f":"IFERROR(IF(OR(M62=\"\",'Combined scenario - input'!$D47=\"\"),\"\",M62/'Combined scenario - input'!$D47),\"\")","v":""},{"$f":"IFERROR(IF(OR(N62=\"\",'Combined scenario - input'!$D47=\"\"),\"\",N62/'Combined scenario - input'!$D47),\"\")","v":""},{"$f":"IFERROR(IF(OR(O62=\"\",'Combined scenario - input'!$D47=\"\"),\"\",O62/'Combined scenario - input'!$D47),\"\")","v":""},{"$f":"IFERROR(IF(OR(P62=\"\",'Combined scenario - input'!$D47=\"\"),\"\",P62/'Combined scenario - input'!$D47),\"\")","v":""},{"$f":"IFERROR(IF(OR(Q62=\"\",'Combined scenario - input'!$D47=\"\"),\"\",Q62/'Combined scenario - input'!$D47),\"\")","v":""},{"$f":"IFERROR(IF(OR(R62=\"\",'Combined scenario - input'!$D47=\"\"),\"\",R62/'Combined scenario - input'!$D47),\"\")","v":""},{"$f":"IFERROR(IF(OR(S62=\"\",'Combined scenario - input'!$D47=\"\"),\"\",S62/'Combined scenario - input'!$D47),\"\")","v":""},{"$f":"IFERROR(IF(OR(T62=\"\",'Combined scenario - input'!$D47=\"\"),\"\",T62/'Combined scenario - input'!$D47),\"\")","v":""},{"$f":"IFERROR(IF(OR(U62=\"\",'Combined scenario - input'!$D47=\"\"),\"\",U62/'Combined scenario - input'!$D47),\"\")","v":""},{"$f":"IFERROR(IF(OR(V62=\"\",'Combined scenario - input'!$D47=\"\"),\"\",V62/'Combined scenario - input'!$D47),\"\")","v":""},{"$f":"IFERROR(IF(OR(W62=\"\",'Combined scenario - input'!$D47=\"\"),\"\",W62/'Combined scenario - input'!$D47),\"\")","v":""}]
[{"$f":"IFERROR('Combined scenario - input'!A48,\"\")","v":5},{"$f":"IFERROR('Combined scenario - input'!B48,\"\")","v":"TRANSFORMERS"},{"$f":"IFERROR('Combined scenario - input'!C48,\"\")","v":"pole mounted ; < = 22 kv ; > 60 kva and < = 600 kva ; multiple phase"},{"$f":"IFERROR(repcalc('Combined scenario - input'!$CV48:$GH48,'Combined scenario - input'!$G48,'Combined scenario - input'!$E48,'Combined scenario - input'!$F48,20,TRUE,TRUE),\"\")","v":""},"","","","","","","","","","","","","","","","","","","",{"$f":"IFERROR(IF(OR(D63=\"\",'Combined scenario - input'!$D48=\"\"),\"\",D63/'Combined scenario - input'!$D48),\"\")","v":""},{"$f":"IFERROR(IF(OR(E63=\"\",'Combined scenario - input'!$D48=\"\"),\"\",E63/'Combined scenario - input'!$D48),\"\")","v":""},{"$f":"IFERROR(IF(OR(F63=\"\",'Combined scenario - input'!$D48=\"\"),\"\",F63/'Combined scenario - input'!$D48),\"\")","v":""},{"$f":"IFERROR(IF(OR(G63=\"\",'Combined scenario - input'!$D48=\"\"),\"\",G63/'Combined scenario - input'!$D48),\"\")","v":""},{"$f":"IFERROR(IF(OR(H63=\"\",'Combined scenario - input'!$D48=\"\"),\"\",H63/'Combined scenario - input'!$D48),\"\")","v":""},{"$f":"IFERROR(IF(OR(I63=\"\",'Combined scenario - input'!$D48=\"\"),\"\",I63/'Combined scenario - input'!$D48),\"\")","v":""},{"$f":"IFERROR(IF(OR(J63=\"\",'Combined scenario - input'!$D48=\"\"),\"\",J63/'Combined scenario - input'!$D48),\"\")","v":""},{"$f":"IFERROR(IF(OR(K63=\"\",'Combined scenario - input'!$D48=\"\"),\"\",K63/'Combined scenario - input'!$D48),\"\")","v":""},{"$f":"IFERROR(IF(OR(L63=\"\",'Combined scenario - input'!$D48=\"\"),\"\",L63/'Combined scenario - input'!$D48),\"\")","v":""},{"$f":"IFERROR(IF(OR(M63=\"\",'Combined scenario - input'!$D48=\"\"),\"\",M63/'Combined scenario - input'!$D48),\"\")","v":""},{"$f":"IFERROR(IF(OR(N63=\"\",'Combined scenario - input'!$D48=\"\"),\"\",N63/'Combined scenario - input'!$D48),\"\")","v":""},{"$f":"IFERROR(IF(OR(O63=\"\",'Combined scenario - input'!$D48=\"\"),\"\",O63/'Combined scenario - input'!$D48),\"\")","v":""},{"$f":"IFERROR(IF(OR(P63=\"\",'Combined scenario - input'!$D48=\"\"),\"\",P63/'Combined scenario - input'!$D48),\"\")","v":""},{"$f":"IFERROR(IF(OR(Q63=\"\",'Combined scenario - input'!$D48=\"\"),\"\",Q63/'Combined scenario - input'!$D48),\"\")","v":""},{"$f":"IFERROR(IF(OR(R63=\"\",'Combined scenario - input'!$D48=\"\"),\"\",R63/'Combined scenario - input'!$D48),\"\")","v":""},{"$f":"IFERROR(IF(OR(S63=\"\",'Combined scenario - input'!$D48=\"\"),\"\",S63/'Combined scenario - input'!$D48),\"\")","v":""},{"$f":"IFERROR(IF(OR(T63=\"\",'Combined scenario - input'!$D48=\"\"),\"\",T63/'Combined scenario - input'!$D48),\"\")","v":""},{"$f":"IFERROR(IF(OR(U63=\"\",'Combined scenario - input'!$D48=\"\"),\"\",U63/'Combined scenario - input'!$D48),\"\")","v":""},{"$f":"IFERROR(IF(OR(V63=\"\",'Combined scenario - input'!$D48=\"\"),\"\",V63/'Combined scenario - input'!$D48),\"\")","v":""},{"$f":"IFERROR(IF(OR(W63=\"\",'Combined scenario - input'!$D48=\"\"),\"\",W63/'Combined scenario - input'!$D48),\"\")","v":""}]
[{"$f":"IFERROR('Combined scenario - input'!A49,\"\")","v":5},{"$f":"IFERROR('Combined scenario - input'!B49,\"\")","v":"TRANSFORMERS"},{"$f":"IFERROR('Combined scenario - input'!C49,\"\")","v":"pole mounted ; < = 22 kv ; > 60 kva and < = 600 kva ; single phase"},{"$f":"IFERROR(repcalc('Combined scenario - input'!$CV49:$GH49,'Combined scenario - input'!$G49,'Combined scenario - input'!$E49,'Combined scenario - input'!$F49,20,TRUE,TRUE),\"\")","v":""},"","","","","","","","","","","","","","","","","","","",{"$f":"IFERROR(IF(OR(D64=\"\",'Combined scenario - input'!$D49=\"\"),\"\",D64/'Combined scenario - input'!$D49),\"\")","v":""},{"$f":"IFERROR(IF(OR(E64=\"\",'Combined scenario - input'!$D49=\"\"),\"\",E64/'Combined scenario - input'!$D49),\"\")","v":""},{"$f":"IFERROR(IF(OR(F64=\"\",'Combined scenario - input'!$D49=\"\"),\"\",F64/'Combined scenario - input'!$D49),\"\")","v":""},{"$f":"IFERROR(IF(OR(G64=\"\",'Combined scenario - input'!$D49=\"\"),\"\",G64/'Combined scenario - input'!$D49),\"\")","v":""},{"$f":"IFERROR(IF(OR(H64=\"\",'Combined scenario - input'!$D49=\"\"),\"\",H64/'Combined scenario - input'!$D49),\"\")","v":""},{"$f":"IFERROR(IF(OR(I64=\"\",'Combined scenario - input'!$D49=\"\"),\"\",I64/'Combined scenario - input'!$D49),\"\")","v":""},{"$f":"IFERROR(IF(OR(J64=\"\",'Combined scenario - input'!$D49=\"\"),\"\",J64/'Combined scenario - input'!$D49),\"\")","v":""},{"$f":"IFERROR(IF(OR(K64=\"\",'Combined scenario - input'!$D49=\"\"),\"\",K64/'Combined scenario - input'!$D49),\"\")","v":""},{"$f":"IFERROR(IF(OR(L64=\"\",'Combined scenario - input'!$D49=\"\"),\"\",L64/'Combined scenario - input'!$D49),\"\")","v":""},{"$f":"IFERROR(IF(OR(M64=\"\",'Combined scenario - input'!$D49=\"\"),\"\",M64/'Combined scenario - input'!$D49),\"\")","v":""},{"$f":"IFERROR(IF(OR(N64=\"\",'Combined scenario - input'!$D49=\"\"),\"\",N64/'Combined scenario - input'!$D49),\"\")","v":""},{"$f":"IFERROR(IF(OR(O64=\"\",'Combined scenario - input'!$D49=\"\"),\"\",O64/'Combined scenario - input'!$D49),\"\")","v":""},{"$f":"IFERROR(IF(OR(P64=\"\",'Combined scenario - input'!$D49=\"\"),\"\",P64/'Combined scenario - input'!$D49),\"\")","v":""},{"$f":"IFERROR(IF(OR(Q64=\"\",'Combined scenario - input'!$D49=\"\"),\"\",Q64/'Combined scenario - input'!$D49),\"\")","v":""},{"$f":"IFERROR(IF(OR(R64=\"\",'Combined scenario - input'!$D49=\"\"),\"\",R64/'Combined scenario - input'!$D49),\"\")","v":""},{"$f":"IFERROR(IF(OR(S64=\"\",'Combined scenario - input'!$D49=\"\"),\"\",S64/'Combined scenario - input'!$D49),\"\")","v":""},{"$f":"IFERROR(IF(OR(T64=\"\",'Combined scenario - input'!$D49=\"\"),\"\",T64/'Combined scenario - input'!$D49),\"\")","v":""},{"$f":"IFERROR(IF(OR(U64=\"\",'Combined scenario - input'!$D49=\"\"),\"\",U64/'Combined scenario - input'!$D49),\"\")","v":""},{"$f":"IFERROR(IF(OR(V64=\"\",'Combined scenario - input'!$D49=\"\"),\"\",V64/'Combined scenario - input'!$D49),\"\")","v":""},{"$f":"IFERROR(IF(OR(W64=\"\",'Combined scenario - input'!$D49=\"\"),\"\",W64/'Combined scenario - input'!$D49),\"\")","v":""}]
[{"$f":"IFERROR('Combined scenario - input'!A50,\"\")","v":5},{"$f":"IFERROR('Combined scenario - input'!B50,\"\")","v":"TRANSFORMERS"},{"$f":"IFERROR('Combined scenario - input'!C50,\"\")","v":"pole mounted ; < = 22 kv ; > 600 kva ; multiple phase"},{"$f":"IFERROR(repcalc('Combined scenario - input'!$CV50:$GH50,'Combined scenario - input'!$G50,'Combined scenario - input'!$E50,'Combined scenario - input'!$F50,20,TRUE,TRUE),\"\")","v":""},"","","","","","","","","","","","","","","","","","","",{"$f":"IFERROR(IF(OR(D65=\"\",'Combined scenario - input'!$D50=\"\"),\"\",D65/'Combined scenario - input'!$D50),\"\")","v":""},{"$f":"IFERROR(IF(OR(E65=\"\",'Combined scenario - input'!$D50=\"\"),\"\",E65/'Combined scenario - input'!$D50),\"\")","v":""},{"$f":"IFERROR(IF(OR(F65=\"\",'Combined scenario - input'!$D50=\"\"),\"\",F65/'Combined scenario - input'!$D50),\"\")","v":""},{"$f":"IFERROR(IF(OR(G65=\"\",'Combined scenario - input'!$D50=\"\"),\"\",G65/'Combined scenario - input'!$D50),\"\")","v":""},{"$f":"IFERROR(IF(OR(H65=\"\",'Combined scenario - input'!$D50=\"\"),\"\",H65/'Combined scenario - input'!$D50),\"\")","v":""},{"$f":"IFERROR(IF(OR(I65=\"\",'Combined scenario - input'!$D50=\"\"),\"\",I65/'Combined scenario - input'!$D50),\"\")","v":""},{"$f":"IFERROR(IF(OR(J65=\"\",'Combined scenario - input'!$D50=\"\"),\"\",J65/'Combined scenario - input'!$D50),\"\")","v":""},{"$f":"IFERROR(IF(OR(K65=\"\",'Combined scenario - input'!$D50=\"\"),\"\",K65/'Combined scenario - input'!$D50),\"\")","v":""},{"$f":"IFERROR(IF(OR(L65=\"\",'Combined scenario - input'!$D50=\"\"),\"\",L65/'Combined scenario - input'!$D50),\"\")","v":""},{"$f":"IFERROR(IF(OR(M65=\"\",'Combined scenario - input'!$D50=\"\"),\"\",M65/'Combined scenario - input'!$D50),\"\")","v":""},{"$f":"IFERROR(IF(OR(N65=\"\",'Combined scenario - input'!$D50=\"\"),\"\",N65/'Combined scenario - input'!$D50),\"\")","v":""},{"$f":"IFERROR(IF(OR(O65=\"\",'Combined scenario - input'!$D50=\"\"),\"\",O65/'Combined scenario - input'!$D50),\"\")","v":""},{"$f":"IFERROR(IF(OR(P65=\"\",'Combined scenario - input'!$D50=\"\"),\"\",P65/'Combined scenario - input'!$D50),\"\")","v":""},{"$f":"IFERROR(IF(OR(Q65=\"\",'Combined scenario - input'!$D50=\"\"),\"\",Q65/'Combined scenario - input'!$D50),\"\")","v":""},{"$f":"IFERROR(IF(OR(R65=\"\",'Combined scenario - input'!$D50=\"\"),\"\",R65/'Combined scenario - input'!$D50),\"\")","v":""},{"$f":"IFERROR(IF(OR(S65=\"\",'Combined scenario - input'!$D50=\"\"),\"\",S65/'Combined scenario - input'!$D50),\"\")","v":""},{"$f":"IFERROR(IF(OR(T65=\"\",'Combined scenario - input'!$D50=\"\"),\"\",T65/'Combined scenario - input'!$D50),\"\")","v":""},{"$f":"IFERROR(IF(OR(U65=\"\",'Combined scenario - input'!$D50=\"\"),\"\",U65/'Combined scenario - input'!$D50),\"\")","v":""},{"$f":"IFERROR(IF(OR(V65=\"\",'Combined scenario - input'!$D50=\"\"),\"\",V65/'Combined scenario - input'!$D50),\"\")","v":""},{"$f":"IFERROR(IF(OR(W65=\"\",'Combined scenario - input'!$D50=\"\"),\"\",W65/'Combined scenario - input'!$D50),\"\")","v":""}]
[{"$f":"IFERROR('Combined scenario - input'!A51,\"\")","v":""},{"$f":"IFERROR('Combined scenario - input'!B51,\"\")","v":"UNDERGROUND CABLES"},{"$f":"IFERROR('Combined scenario - input'!C51,\"\")","v":"˂ = 1 kv"},{"$f":"IFERROR(repcalc('Combined scenario - input'!$CV51:$GH51,'Combined scenario - input'!$G51,'Combined scenario - input'!$E51,'Combined scenario - input'!$F51,20,TRUE,TRUE),\"\")","v":""},"","","","","","","","","","","","","","","","","","","",{"$f":"IFERROR(IF(OR(D66=\"\",'Combined scenario - input'!$D51=\"\"),\"\",D66/'Combined scenario - input'!$D51),\"\")","v":""},{"$f":"IFERROR(IF(OR(E66=\"\",'Combined scenario - input'!$D51=\"\"),\"\",E66/'Combined scenario - input'!$D51),\"\")","v":""},{"$f":"IFERROR(IF(OR(F66=\"\",'Combined scenario - input'!$D51=\"\"),\"\",F66/'Combined scenario - input'!$D51),\"\")","v":""},{"$f":"IFERROR(IF(OR(G66=\"\",'Combined scenario - input'!$D51=\"\"),\"\",G66/'Combined scenario - input'!$D51),\"\")","v":""},{"$f":"IFERROR(IF(OR(H66=\"\",'Combined scenario - input'!$D51=\"\"),\"\",H66/'Combined scenario - input'!$D51),\"\")","v":""},{"$f":"IFERROR(IF(OR(I66=\"\",'Combined scenario - input'!$D51=\"\"),\"\",I66/'Combined scenario - input'!$D51),\"\")","v":""},{"$f":"IFERROR(IF(OR(J66=\"\",'Combined scenario - input'!$D51=\"\"),\"\",J66/'Combined scenario - input'!$D51),\"\")","v":""},{"$f":"IFERROR(IF(OR(K66=\"\",'Combined scenario - input'!$D51=\"\"),\"\",K66/'Combined scenario - input'!$D51),\"\")","v":""},{"$f":"IFERROR(IF(OR(L66=\"\",'Combined scenario - input'!$D51=\"\"),\"\",L66/'Combined scenario - input'!$D51),\"\")","v":""},{"$f":"IFERROR(IF(OR(M66=\"\",'Combined scenario - input'!$D51=\"\"),\"\",M66/'Combined scenario - input'!$D51),\"\")","v":""},{"$f":"IFERROR(IF(OR(N66=\"\",'Combined scenario - input'!$D51=\"\"),\"\",N66/'Combined scenario - input'!$D51),\"\")","v":""},{"$f":"IFERROR(IF(OR(O66=\"\",'Combined scenario - input'!$D51=\"\"),\"\",O66/'Combined scenario - input'!$D51),\"\")","v":""},{"$f":"IFERROR(IF(OR(P66=\"\",'Combined scenario - input'!$D51=\"\"),\"\",P66/'Combined scenario - input'!$D51),\"\")","v":""},{"$f":"IFERROR(IF(OR(Q66=\"\",'Combined scenario - input'!$D51=\"\"),\"\",Q66/'Combined scenario - input'!$D51),\"\")","v":""},{"$f":"IFERROR(IF(OR(R66=\"\",'Combined scenario - input'!$D51=\"\"),\"\",R66/'Combined scenario - input'!$D51),\"\")","v":""},{"$f":"IFERROR(IF(OR(S66=\"\",'Combined scenario - input'!$D51=\"\"),\"\",S66/'Combined scenario - input'!$D51),\"\")","v":""},{"$f":"IFERROR(IF(OR(T66=\"\",'Combined scenario - input'!$D51=\"\"),\"\",T66/'Combined scenario - input'!$D51),\"\")","v":""},{"$f":"IFERROR(IF(OR(U66=\"\",'Combined scenario - input'!$D51=\"\"),\"\",U66/'Combined scenario - input'!$D51),\"\")","v":""},{"$f":"IFERROR(IF(OR(V66=\"\",'Combined scenario - input'!$D51=\"\"),\"\",V66/'Combined scenario - input'!$D51),\"\")","v":""},{"$f":"IFERROR(IF(OR(W66=\"\",'Combined scenario - input'!$D51=\"\"),\"\",W66/'Combined scenario - input'!$D51),\"\")","v":""}]
[{"$f":"IFERROR('Combined scenario - input'!A52,\"\")","v":""},{"$f":"IFERROR('Combined scenario - input'!B52,\"\")","v":"UNDERGROUND CABLES"},{"$f":"IFERROR('Combined scenario - input'!C52,\"\")","v":"> 1 kv & < = 11 kv"},{"$f":"IFERROR(repcalc('Combined scenario - input'!$CV52:$GH52,'Combined scenario - input'!$G52,'Combined scenario - input'!$E52,'Combined scenario - input'!$F52,20,TRUE,TRUE),\"\")","v":""},"","","","","","","","","","","","","","","","","","","",{"$f":"IFERROR(IF(OR(D67=\"\",'Combined scenario - input'!$D52=\"\"),\"\",D67/'Combined scenario - input'!$D52),\"\")","v":""},{"$f":"IFERROR(IF(OR(E67=\"\",'Combined scenario - input'!$D52=\"\"),\"\",E67/'Combined scenario - input'!$D52),\"\")","v":""},{"$f":"IFERROR(IF(OR(F67=\"\",'Combined scenario - input'!$D52=\"\"),\"\",F67/'Combined scenario - input'!$D52),\"\")","v":""},{"$f":"IFERROR(IF(OR(G67=\"\",'Combined scenario - input'!$D52=\"\"),\"\",G67/'Combined scenario - input'!$D52),\"\")","v":""},{"$f":"IFERROR(IF(OR(H67=\"\",'Combined scenario - input'!$D52=\"\"),\"\",H67/'Combined scenario - input'!$D52),\"\")","v":""},{"$f":"IFERROR(IF(OR(I67=\"\",'Combined scenario - input'!$D52=\"\"),\"\",I67/'Combined scenario - input'!$D52),\"\")","v":""},{"$f":"IFERROR(IF(OR(J67=\"\",'Combined scenario - input'!$D52=\"\"),\"\",J67/'Combined scenario - input'!$D52),\"\")","v":""},{"$f":"IFERROR(IF(OR(K67=\"\",'Combined scenario - input'!$D52=\"\"),\"\",K67/'Combined scenario - input'!$D52),\"\")","v":""},{"$f":"IFERROR(IF(OR(L67=\"\",'Combined scenario - input'!$D52=\"\"),\"\",L67/'Combined scenario - input'!$D52),\"\")","v":""},{"$f":"IFERROR(IF(OR(M67=\"\",'Combined scenario - input'!$D52=\"\"),\"\",M67/'Combined scenario - input'!$D52),\"\")","v":""},{"$f":"IFERROR(IF(OR(N67=\"\",'Combined scenario - input'!$D52=\"\"),\"\",N67/'Combined scenario - input'!$D52),\"\")","v":""},{"$f":"IFERROR(IF(OR(O67=\"\",'Combined scenario - input'!$D52=\"\"),\"\",O67/'Combined scenario - input'!$D52),\"\")","v":""},{"$f":"IFERROR(IF(OR(P67=\"\",'Combined scenario - input'!$D52=\"\"),\"\",P67/'Combined scenario - input'!$D52),\"\")","v":""},{"$f":"IFERROR(IF(OR(Q67=\"\",'Combined scenario - input'!$D52=\"\"),\"\",Q67/'Combined scenario - input'!$D52),\"\")","v":""},{"$f":"IFERROR(IF(OR(R67=\"\",'Combined scenario - input'!$D52=\"\"),\"\",R67/'Combined scenario - input'!$D52),\"\")","v":""},{"$f":"IFERROR(IF(OR(S67=\"\",'Combined scenario - input'!$D52=\"\"),\"\",S67/'Combined scenario - input'!$D52),\"\")","v":""},{"$f":"IFERROR(IF(OR(T67=\"\",'Combined scenario - input'!$D52=\"\"),\"\",T67/'Combined scenario - input'!$D52),\"\")","v":""},{"$f":"IFERROR(IF(OR(U67=\"\",'Combined scenario - input'!$D52=\"\"),\"\",U67/'Combined scenario - input'!$D52),\"\")","v":""},{"$f":"IFERROR(IF(OR(V67=\"\",'Combined scenario - input'!$D52=\"\"),\"\",V67/'Combined scenario - input'!$D52),\"\")","v":""},{"$f":"IFERROR(IF(OR(W67=\"\",'Combined scenario - input'!$D52=\"\"),\"\",W67/'Combined scenario - input'!$D52),\"\")","v":""}]
[{"$f":"IFERROR('Combined scenario - input'!A53,\"\")","v":6},{"$f":"IFERROR('Combined scenario - input'!B53,\"\")","v":"UNDERGROUND CABLES"},{"$f":"IFERROR('Combined scenario - input'!C53,\"\")","v":"> 11 kv & < = 22 kv"},{"$f":"IFERROR(repcalc('Combined scenario - input'!$CV53:$GH53,'Combined scenario - input'!$G53,'Combined scenario - input'!$E53,'Combined scenario - input'!$F53,20,TRUE,TRUE),\"\")","v":""},"","","","","","","","","","","","","","","","","","","",{"$f":"IFERROR(IF(OR(D68=\"\",'Combined scenario - input'!$D53=\"\"),\"\",D68/'Combined scenario - input'!$D53),\"\")","v":""},{"$f":"IFERROR(IF(OR(E68=\"\",'Combined scenario - input'!$D53=\"\"),\"\",E68/'Combined scenario - input'!$D53),\"\")","v":""},{"$f":"IFERROR(IF(OR(F68=\"\",'Combined scenario - input'!$D53=\"\"),\"\",F68/'Combined scenario - input'!$D53),\"\")","v":""},{"$f":"IFERROR(IF(OR(G68=\"\",'Combined scenario - input'!$D53=\"\"),\"\",G68/'Combined scenario - input'!$D53),\"\")","v":""},{"$f":"IFERROR(IF(OR(H68=\"\",'Combined scenario - input'!$D53=\"\"),\"\",H68/'Combined scenario - input'!$D53),\"\")","v":""},{"$f":"IFERROR(IF(OR(I68=\"\",'Combined scenario - input'!$D53=\"\"),\"\",I68/'Combined scenario - input'!$D53),\"\")","v":""},{"$f":"IFERROR(IF(OR(J68=\"\",'Combined scenario - input'!$D53=\"\"),\"\",J68/'Combined scenario - input'!$D53),\"\")","v":""},{"$f":"IFERROR(IF(OR(K68=\"\",'Combined scenario - input'!$D53=\"\"),\"\",K68/'Combined scenario - input'!$D53),\"\")","v":""},{"$f":"IFERROR(IF(OR(L68=\"\",'Combined scenario - input'!$D53=\"\"),\"\",L68/'Combined scenario - input'!$D53),\"\")","v":""},{"$f":"IFERROR(IF(OR(M68=\"\",'Combined scenario - input'!$D53=\"\"),\"\",M68/'Combined scenario - input'!$D53),\"\")","v":""},{"$f":"IFERROR(IF(OR(N68=\"\",'Combined scenario - input'!$D53=\"\"),\"\",N68/'Combined scenario - input'!$D53),\"\")","v":""},{"$f":"IFERROR(IF(OR(O68=\"\",'Combined scenario - input'!$D53=\"\"),\"\",O68/'Combined scenario - input'!$D53),\"\")","v":""},{"$f":"IFERROR(IF(OR(P68=\"\",'Combined scenario - input'!$D53=\"\"),\"\",P68/'Combined scenario - input'!$D53),\"\")","v":""},{"$f":"IFERROR(IF(OR(Q68=\"\",'Combined scenario - input'!$D53=\"\"),\"\",Q68/'Combined scenario - input'!$D53),\"\")","v":""},{"$f":"IFERROR(IF(OR(R68=\"\",'Combined scenario - input'!$D53=\"\"),\"\",R68/'Combined scenario - input'!$D53),\"\")","v":""},{"$f":"IFERROR(IF(OR(S68=\"\",'Combined scenario - input'!$D53=\"\"),\"\",S68/'Combined scenario - input'!$D53),\"\")","v":""},{"$f":"IFERROR(IF(OR(T68=\"\",'Combined scenario - input'!$D53=\"\"),\"\",T68/'Combined scenario - input'!$D53),\"\")","v":""},{"$f":"IFERROR(IF(OR(U68=\"\",'Combined scenario - input'!$D53=\"\"),\"\",U68/'Combined scenario - input'!$D53),\"\")","v":""},{"$f":"IFERROR(IF(OR(V68=\"\",'Combined scenario - input'!$D53=\"\"),\"\",V68/'Combined scenario - input'!$D53),\"\")","v":""},{"$f":"IFERROR(IF(OR(W68=\"\",'Combined scenario - input'!$D53=\"\"),\"\",W68/'Combined scenario - input'!$D53),\"\")","v":""}]
[{"$f":"IFERROR('Combined scenario - input'!A54,\"\")","v":""},{"$f":"IFERROR('Combined scenario - input'!B54,\"\")","v":"UNDERGROUND CABLES"},{"$f":"IFERROR('Combined scenario - input'!C54,\"\")","v":"> 33 kv & < = 66 kv"},{"$f":"IFERROR(repcalc('Combined scenario - input'!$CV54:$GH54,'Combined scenario - input'!$G54,'Combined scenario - input'!$E54,'Combined scenario - input'!$F54,20,TRUE,TRUE),\"\")","v":""},"","","","","","","","","","","","","","","","","","","",{"$f":"IFERROR(IF(OR(D69=\"\",'Combined scenario - input'!$D54=\"\"),\"\",D69/'Combined scenario - input'!$D54),\"\")","v":""},{"$f":"IFERROR(IF(OR(E69=\"\",'Combined scenario - input'!$D54=\"\"),\"\",E69/'Combined scenario - input'!$D54),\"\")","v":""},{"$f":"IFERROR(IF(OR(F69=\"\",'Combined scenario - input'!$D54=\"\"),\"\",F69/'Combined scenario - input'!$D54),\"\")","v":""},{"$f":"IFERROR(IF(OR(G69=\"\",'Combined scenario - input'!$D54=\"\"),\"\",G69/'Combined scenario - input'!$D54),\"\")","v":""},{"$f":"IFERROR(IF(OR(H69=\"\",'Combined scenario - input'!$D54=\"\"),\"\",H69/'Combined scenario - input'!$D54),\"\")","v":""},{"$f":"IFERROR(IF(OR(I69=\"\",'Combined scenario - input'!$D54=\"\"),\"\",I69/'Combined scenario - input'!$D54),\"\")","v":""},{"$f":"IFERROR(IF(OR(J69=\"\",'Combined scenario - input'!$D54=\"\"),\"\",J69/'Combined scenario - input'!$D54),\"\")","v":""},{"$f":"IFERROR(IF(OR(K69=\"\",'Combined scenario - input'!$D54=\"\"),\"\",K69/'Combined scenario - input'!$D54),\"\")","v":""},{"$f":"IFERROR(IF(OR(L69=\"\",'Combined scenario - input'!$D54=\"\"),\"\",L69/'Combined scenario - input'!$D54),\"\")","v":""},{"$f":"IFERROR(IF(OR(M69=\"\",'Combined scenario - input'!$D54=\"\"),\"\",M69/'Combined scenario - input'!$D54),\"\")","v":""},{"$f":"IFERROR(IF(OR(N69=\"\",'Combined scenario - input'!$D54=\"\"),\"\",N69/'Combined scenario - input'!$D54),\"\")","v":""},{"$f":"IFERROR(IF(OR(O69=\"\",'Combined scenario - input'!$D54=\"\"),\"\",O69/'Combined scenario - input'!$D54),\"\")","v":""},{"$f":"IFERROR(IF(OR(P69=\"\",'Combined scenario - input'!$D54=\"\"),\"\",P69/'Combined scenario - input'!$D54),\"\")","v":""},{"$f":"IFERROR(IF(OR(Q69=\"\",'Combined scenario - input'!$D54=\"\"),\"\",Q69/'Combined scenario - input'!$D54),\"\")","v":""},{"$f":"IFERROR(IF(OR(R69=\"\",'Combined scenario - input'!$D54=\"\"),\"\",R69/'Combined scenario - input'!$D54),\"\")","v":""},{"$f":"IFERROR(IF(OR(S69=\"\",'Combined scenario - input'!$D54=\"\"),\"\",S69/'Combined scenario - input'!$D54),\"\")","v":""},{"$f":"IFERROR(IF(OR(T69=\"\",'Combined scenario - input'!$D54=\"\"),\"\",T69/'Combined scenario - input'!$D54),\"\")","v":""},{"$f":"IFERROR(IF(OR(U69=\"\",'Combined scenario - input'!$D54=\"\"),\"\",U69/'Combined scenario - input'!$D54),\"\")","v":""},{"$f":"IFERROR(IF(OR(V69=\"\",'Combined scenario - input'!$D54=\"\"),\"\",V69/'Combined scenario - input'!$D54),\"\")","v":""},{"$f":"IFERROR(IF(OR(W69=\"\",'Combined scenario - input'!$D54=\"\"),\"\",W69/'Combined scenario - input'!$D54),\"\")","v":""}]
[{"$f":"IFERROR('Combined scenario - input'!A55,\"\")","v":""},{"$f":"IFERROR('Combined scenario - input'!B55,\"\")","v":""},{"$f":"IFERROR('Combined scenario - input'!C55,\"\")","v":""},{"$f":"IFERROR(repcalc('Combined scenario - input'!$CV55:$GH55,'Combined scenario - input'!$G55,'Combined scenario - input'!$E55,'Combined scenario - input'!$F55,20,TRUE,TRUE),\"\")","v":""},"","","","","","","","","","","","","","","","","","","",{"$f":"IFERROR(IF(OR(D70=\"\",'Combined scenario - input'!$D55=\"\"),\"\",D70/'Combined scenario - input'!$D55),\"\")","v":""},{"$f":"IFERROR(IF(OR(E70=\"\",'Combined scenario - input'!$D55=\"\"),\"\",E70/'Combined scenario - input'!$D55),\"\")","v":""},{"$f":"IFERROR(IF(OR(F70=\"\",'Combined scenario - input'!$D55=\"\"),\"\",F70/'Combined scenario - input'!$D55),\"\")","v":""},{"$f":"IFERROR(IF(OR(G70=\"\",'Combined scenario - input'!$D55=\"\"),\"\",G70/'Combined scenario - input'!$D55),\"\")","v":""},{"$f":"IFERROR(IF(OR(H70=\"\",'Combined scenario - input'!$D55=\"\"),\"\",H70/'Combined scenario - input'!$D55),\"\")","v":""},{"$f":"IFERROR(IF(OR(I70=\"\",'Combined scenario - input'!$D55=\"\"),\"\",I70/'Combined scenario - input'!$D55),\"\")","v":""},{"$f":"IFERROR(IF(OR(J70=\"\",'Combined scenario - input'!$D55=\"\"),\"\",J70/'Combined scenario - input'!$D55),\"\")","v":""},{"$f":"IFERROR(IF(OR(K70=\"\",'Combined scenario - input'!$D55=\"\"),\"\",K70/'Combined scenario - input'!$D55),\"\")","v":""},{"$f":"IFERROR(IF(OR(L70=\"\",'Combined scenario - input'!$D55=\"\"),\"\",L70/'Combined scenario - input'!$D55),\"\")","v":""},{"$f":"IFERROR(IF(OR(M70=\"\",'Combined scenario - input'!$D55=\"\"),\"\",M70/'Combined scenario - input'!$D55),\"\")","v":""},{"$f":"IFERROR(IF(OR(N70=\"\",'Combined scenario - input'!$D55=\"\"),\"\",N70/'Combined scenario - input'!$D55),\"\")","v":""},{"$f":"IFERROR(IF(OR(O70=\"\",'Combined scenario - input'!$D55=\"\"),\"\",O70/'Combined scenario - input'!$D55),\"\")","v":""},{"$f":"IFERROR(IF(OR(P70=\"\",'Combined scenario - input'!$D55=\"\"),\"\",P70/'Combined scenario - input'!$D55),\"\")","v":""},{"$f":"IFERROR(IF(OR(Q70=\"\",'Combined scenario - input'!$D55=\"\"),\"\",Q70/'Combined scenario - input'!$D55),\"\")","v":""},{"$f":"IFERROR(IF(OR(R70=\"\",'Combined scenario - input'!$D55=\"\"),\"\",R70/'Combined scenario - input'!$D55),\"\")","v":""},{"$f":"IFERROR(IF(OR(S70=\"\",'Combined scenario - input'!$D55=\"\"),\"\",S70/'Combined scenario - input'!$D55),\"\")","v":""},{"$f":"IFERROR(IF(OR(T70=\"\",'Combined scenario - input'!$D55=\"\"),\"\",T70/'Combined scenario - input'!$D55),\"\")","v":""},{"$f":"IFERROR(IF(OR(U70=\"\",'Combined scenario - input'!$D55=\"\"),\"\",U70/'Combined scenario - input'!$D55),\"\")","v":""},{"$f":"IFERROR(IF(OR(V70=\"\",'Combined scenario - input'!$D55=\"\"),\"\",V70/'Combined scenario - input'!$D55),\"\")","v":""},{"$f":"IFERROR(IF(OR(W70=\"\",'Combined scenario - input'!$D55=\"\"),\"\",W70/'Combined scenario - input'!$D55),\"\")","v":""}]
[{"$f":"IFERROR('Combined scenario - input'!A56,\"\")","v":""},{"$f":"IFERROR('Combined scenario - input'!B56,\"\")","v":""},{"$f":"IFERROR('Combined scenario - input'!C56,\"\")","v":""},{"$f":"IFERROR(repcalc('Combined scenario - input'!$CV56:$GH56,'Combined scenario - input'!$G56,'Combined scenario - input'!$E56,'Combined scenario - input'!$F56,20,TRUE,TRUE),\"\")","v":""},"","","","","","","","","","","","","","","","","","","",{"$f":"IFERROR(IF(OR(D71=\"\",'Combined scenario - input'!$D56=\"\"),\"\",D71/'Combined scenario - input'!$D56),\"\")","v":""},{"$f":"IFERROR(IF(OR(E71=\"\",'Combined scenario - input'!$D56=\"\"),\"\",E71/'Combined scenario - input'!$D56),\"\")","v":""},{"$f":"IFERROR(IF(OR(F71=\"\",'Combined scenario - input'!$D56=\"\"),\"\",F71/'Combined scenario - input'!$D56),\"\")","v":""},{"$f":"IFERROR(IF(OR(G71=\"\",'Combined scenario - input'!$D56=\"\"),\"\",G71/'Combined scenario - input'!$D56),\"\")","v":""},{"$f":"IFERROR(IF(OR(H71=\"\",'Combined scenario - input'!$D56=\"\"),\"\",H71/'Combined scenario - input'!$D56),\"\")","v":""},{"$f":"IFERROR(IF(OR(I71=\"\",'Combined scenario - input'!$D56=\"\"),\"\",I71/'Combined scenario - input'!$D56),\"\")","v":""},{"$f":"IFERROR(IF(OR(J71=\"\",'Combined scenario - input'!$D56=\"\"),\"\",J71/'Combined scenario - input'!$D56),\"\")","v":""},{"$f":"IFERROR(IF(OR(K71=\"\",'Combined scenario - input'!$D56=\"\"),\"\",K71/'Combined scenario - input'!$D56),\"\")","v":""},{"$f":"IFERROR(IF(OR(L71=\"\",'Combined scenario - input'!$D56=\"\"),\"\",L71/'Combined scenario - input'!$D56),\"\")","v":""},{"$f":"IFERROR(IF(OR(M71=\"\",'Combined scenario - input'!$D56=\"\"),\"\",M71/'Combined scenario - input'!$D56),\"\")","v":""},{"$f":"IFERROR(IF(OR(N71=\"\",'Combined scenario - input'!$D56=\"\"),\"\",N71/'Combined scenario - input'!$D56),\"\")","v":""},{"$f":"IFERROR(IF(OR(O71=\"\",'Combined scenario - input'!$D56=\"\"),\"\",O71/'Combined scenario - input'!$D56),\"\")","v":""},{"$f":"IFERROR(IF(OR(P71=\"\",'Combined scenario - input'!$D56=\"\"),\"\",P71/'Combined scenario - input'!$D56),\"\")","v":""},{"$f":"IFERROR(IF(OR(Q71=\"\",'Combined scenario - input'!$D56=\"\"),\"\",Q71/'Combined scenario - input'!$D56),\"\")","v":""},{"$f":"IFERROR(IF(OR(R71=\"\",'Combined scenario - input'!$D56=\"\"),\"\",R71/'Combined scenario - input'!$D56),\"\")","v":""},{"$f":"IFERROR(IF(OR(S71=\"\",'Combined scenario - input'!$D56=\"\"),\"\",S71/'Combined scenario - input'!$D56),\"\")","v":""},{"$f":"IFERROR(IF(OR(T71=\"\",'Combined scenario - input'!$D56=\"\"),\"\",T71/'Combined scenario - input'!$D56),\"\")","v":""},{"$f":"IFERROR(IF(OR(U71=\"\",'Combined scenario - input'!$D56=\"\"),\"\",U71/'Combined scenario - input'!$D56),\"\")","v":""},{"$f":"IFERROR(IF(OR(V71=\"\",'Combined scenario - input'!$D56=\"\"),\"\",V71/'Combined scenario - input'!$D56),\"\")","v":""},{"$f":"IFERROR(IF(OR(W71=\"\",'Combined scenario - input'!$D56=\"\"),\"\",W71/'Combined scenario - input'!$D56),\"\")","v":""}]
[{"$f":"IFERROR('Combined scenario - input'!A57,\"\")","v":""},{"$f":"IFERROR('Combined scenario - input'!B57,\"\")","v":""},{"$f":"IFERROR('Combined scenario - input'!C57,\"\")","v":""},{"$f":"IFERROR(repcalc('Combined scenario - input'!$CV57:$GH57,'Combined scenario - input'!$G57,'Combined scenario - input'!$E57,'Combined scenario - input'!$F57,20,TRUE,TRUE),\"\")","v":""},"","","","","","","","","","","","","","","","","","","",{"$f":"IFERROR(IF(OR(D72=\"\",'Combined scenario - input'!$D57=\"\"),\"\",D72/'Combined scenario - input'!$D57),\"\")","v":""},{"$f":"IFERROR(IF(OR(E72=\"\",'Combined scenario - input'!$D57=\"\"),\"\",E72/'Combined scenario - input'!$D57),\"\")","v":""},{"$f":"IFERROR(IF(OR(F72=\"\",'Combined scenario - input'!$D57=\"\"),\"\",F72/'Combined scenario - input'!$D57),\"\")","v":""},{"$f":"IFERROR(IF(OR(G72=\"\",'Combined scenario - input'!$D57=\"\"),\"\",G72/'Combined scenario - input'!$D57),\"\")","v":""},{"$f":"IFERROR(IF(OR(H72=\"\",'Combined scenario - input'!$D57=\"\"),\"\",H72/'Combined scenario - input'!$D57),\"\")","v":""},{"$f":"IFERROR(IF(OR(I72=\"\",'Combined scenario - input'!$D57=\"\"),\"\",I72/'Combined scenario - input'!$D57),\"\")","v":""},{"$f":"IFERROR(IF(OR(J72=\"\",'Combined scenario - input'!$D57=\"\"),\"\",J72/'Combined scenario - input'!$D57),\"\")","v":""},{"$f":"IFERROR(IF(OR(K72=\"\",'Combined scenario - input'!$D57=\"\"),\"\",K72/'Combined scenario - input'!$D57),\"\")","v":""},{"$f":"IFERROR(IF(OR(L72=\"\",'Combined scenario - input'!$D57=\"\"),\"\",L72/'Combined scenario - input'!$D57),\"\")","v":""},{"$f":"IFERROR(IF(OR(M72=\"\",'Combined scenario - input'!$D57=\"\"),\"\",M72/'Combined scenario - input'!$D57),\"\")","v":""},{"$f":"IFERROR(IF(OR(N72=\"\",'Combined scenario - input'!$D57=\"\"),\"\",N72/'Combined scenario - input'!$D57),\"\")","v":""},{"$f":"IFERROR(IF(OR(O72=\"\",'Combined scenario - input'!$D57=\"\"),\"\",O72/'Combined scenario - input'!$D57),\"\")","v":""},{"$f":"IFERROR(IF(OR(P72=\"\",'Combined scenario - input'!$D57=\"\"),\"\",P72/'Combined scenario - input'!$D57),\"\")","v":""},{"$f":"IFERROR(IF(OR(Q72=\"\",'Combined scenario - input'!$D57=\"\"),\"\",Q72/'Combined scenario - input'!$D57),\"\")","v":""},{"$f":"IFERROR(IF(OR(R72=\"\",'Combined scenario - input'!$D57=\"\"),\"\",R72/'Combined scenario - input'!$D57),\"\")","v":""},{"$f":"IFERROR(IF(OR(S72=\"\",'Combined scenario - input'!$D57=\"\"),\"\",S72/'Combined scenario - input'!$D57),\"\")","v":""},{"$f":"IFERROR(IF(OR(T72=\"\",'Combined scenario - input'!$D57=\"\"),\"\",T72/'Combined scenario - input'!$D57),\"\")","v":""},{"$f":"IFERROR(IF(OR(U72=\"\",'Combined scenario - input'!$D57=\"\"),\"\",U72/'Combined scenario - input'!$D57),\"\")","v":""},{"$f":"IFERROR(IF(OR(V72=\"\",'Combined scenario - input'!$D57=\"\"),\"\",V72/'Combined scenario - input'!$D57),\"\")","v":""},{"$f":"IFERROR(IF(OR(W72=\"\",'Combined scenario - input'!$D57=\"\"),\"\",W72/'Combined scenario - input'!$D57),\"\")","v":""}]
[{"$f":"IFERROR('Combined scenario - input'!A58,\"\")","v":""},{"$f":"IFERROR('Combined scenario - input'!B58,\"\")","v":""},{"$f":"IFERROR('Combined scenario - input'!C58,\"\")","v":""},{"$f":"IFERROR(repcalc('Combined scenario - input'!$CV58:$GH58,'Combined scenario - input'!$G58,'Combined scenario - input'!$E58,'Combined scenario - input'!$F58,20,TRUE,TRUE),\"\")","v":""},"","","","","","","","","","","","","","","","","","","",{"$f":"IFERROR(IF(OR(D73=\"\",'Combined scenario - input'!$D58=\"\"),\"\",D73/'Combined scenario - input'!$D58),\"\")","v":""},{"$f":"IFERROR(IF(OR(E73=\"\",'Combined scenario - input'!$D58=\"\"),\"\",E73/'Combined scenario - input'!$D58),\"\")","v":""},{"$f":"IFERROR(IF(OR(F73=\"\",'Combined scenario - input'!$D58=\"\"),\"\",F73/'Combined scenario - input'!$D58),\"\")","v":""},{"$f":"IFERROR(IF(OR(G73=\"\",'Combined scenario - input'!$D58=\"\"),\"\",G73/'Combined scenario - input'!$D58),\"\")","v":""},{"$f":"IFERROR(IF(OR(H73=\"\",'Combined scenario - input'!$D58=\"\"),\"\",H73/'Combined scenario - input'!$D58),\"\")","v":""},{"$f":"IFERROR(IF(OR(I73=\"\",'Combined scenario - input'!$D58=\"\"),\"\",I73/'Combined scenario - input'!$D58),\"\")","v":""},{"$f":"IFERROR(IF(OR(J73=\"\",'Combined scenario - input'!$D58=\"\"),\"\",J73/'Combined scenario - input'!$D58),\"\")","v":""},{"$f":"IFERROR(IF(OR(K73=\"\",'Combined scenario - input'!$D58=\"\"),\"\",K73/'Combined scenario - input'!$D58),\"\")","v":""},{"$f":"IFERROR(IF(OR(L73=\"\",'Combined scenario - input'!$D58=\"\"),\"\",L73/'Combined scenario - input'!$D58),\"\")","v":""},{"$f":"IFERROR(IF(OR(M73=\"\",'Combined scenario - input'!$D58=\"\"),\"\",M73/'Combined scenario - input'!$D58),\"\")","v":""},{"$f":"IFERROR(IF(OR(N73=\"\",'Combined scenario - input'!$D58=\"\"),\"\",N73/'Combined scenario - input'!$D58),\"\")","v":""},{"$f":"IFERROR(IF(OR(O73=\"\",'Combined scenario - input'!$D58=\"\"),\"\",O73/'Combined scenario - input'!$D58),\"\")","v":""},{"$f":"IFERROR(IF(OR(P73=\"\",'Combined scenario - input'!$D58=\"\"),\"\",P73/'Combined scenario - input'!$D58),\"\")","v":""},{"$f":"IFERROR(IF(OR(Q73=\"\",'Combined scenario - input'!$D58=\"\"),\"\",Q73/'Combined scenario - input'!$D58),\"\")","v":""},{"$f":"IFERROR(IF(OR(R73=\"\",'Combined scenario - input'!$D58=\"\"),\"\",R73/'Combined scenario - input'!$D58),\"\")","v":""},{"$f":"IFERROR(IF(OR(S73=\"\",'Combined scenario - input'!$D58=\"\"),\"\",S73/'Combined scenario - input'!$D58),\"\")","v":""},{"$f":"IFERROR(IF(OR(T73=\"\",'Combined scenario - input'!$D58=\"\"),\"\",T73/'Combined scenario - input'!$D58),\"\")","v":""},{"$f":"IFERROR(IF(OR(U73=\"\",'Combined scenario - input'!$D58=\"\"),\"\",U73/'Combined scenario - input'!$D58),\"\")","v":""},{"$f":"IFERROR(IF(OR(V73=\"\",'Combined scenario - input'!$D58=\"\"),\"\",V73/'Combined scenario - input'!$D58),\"\")","v":""},{"$f":"IFERROR(IF(OR(W73=\"\",'Combined scenario - input'!$D58=\"\"),\"\",W73/'Combined scenario - input'!$D58),\"\")","v":""}]
[{"$f":"IFERROR('Combined scenario - input'!A59,\"\")","v":""},{"$f":"IFERROR('Combined scenario - input'!B59,\"\")","v":""},{"$f":"IFERROR('Combined scenario - input'!C59,\"\")","v":""},{"$f":"IFERROR(repcalc('Combined scenario - input'!$CV59:$GH59,'Combined scenario - input'!$G59,'Combined scenario - input'!$E59,'Combined scenario - input'!$F59,20,TRUE,TRUE),\"\")","v":""},"","","","","","","","","","","","","","","","","","","",{"$f":"IFERROR(IF(OR(D74=\"\",'Combined scenario - input'!$D59=\"\"),\"\",D74/'Combined scenario - input'!$D59),\"\")","v":""},{"$f":"IFERROR(IF(OR(E74=\"\",'Combined scenario - input'!$D59=\"\"),\"\",E74/'Combined scenario - input'!$D59),\"\")","v":""},{"$f":"IFERROR(IF(OR(F74=\"\",'Combined scenario - input'!$D59=\"\"),\"\",F74/'Combined scenario - input'!$D59),\"\")","v":""},{"$f":"IFERROR(IF(OR(G74=\"\",'Combined scenario - input'!$D59=\"\"),\"\",G74/'Combined scenario - input'!$D59),\"\")","v":""},{"$f":"IFERROR(IF(OR(H74=\"\",'Combined scenario - input'!$D59=\"\"),\"\",H74/'Combined scenario - input'!$D59),\"\")","v":""},{"$f":"IFERROR(IF(OR(I74=\"\",'Combined scenario - input'!$D59=\"\"),\"\",I74/'Combined scenario - input'!$D59),\"\")","v":""},{"$f":"IFERROR(IF(OR(J74=\"\",'Combined scenario - input'!$D59=\"\"),\"\",J74/'Combined scenario - input'!$D59),\"\")","v":""},{"$f":"IFERROR(IF(OR(K74=\"\",'Combined scenario - input'!$D59=\"\"),\"\",K74/'Combined scenario - input'!$D59),\"\")","v":""},{"$f":"IFERROR(IF(OR(L74=\"\",'Combined scenario - input'!$D59=\"\"),\"\",L74/'Combined scenario - input'!$D59),\"\")","v":""},{"$f":"IFERROR(IF(OR(M74=\"\",'Combined scenario - input'!$D59=\"\"),\"\",M74/'Combined scenario - input'!$D59),\"\")","v":""},{"$f":"IFERROR(IF(OR(N74=\"\",'Combined scenario - input'!$D59=\"\"),\"\",N74/'Combined scenario - input'!$D59),\"\")","v":""},{"$f":"IFERROR(IF(OR(O74=\"\",'Combined scenario - input'!$D59=\"\"),\"\",O74/'Combined scenario - input'!$D59),\"\")","v":""},{"$f":"IFERROR(IF(OR(P74=\"\",'Combined scenario - input'!$D59=\"\"),\"\",P74/'Combined scenario - input'!$D59),\"\")","v":""},{"$f":"IFERROR(IF(OR(Q74=\"\",'Combined scenario - input'!$D59=\"\"),\"\",Q74/'Combined scenario - input'!$D59),\"\")","v":""},{"$f":"IFERROR(IF(OR(R74=\"\",'Combined scenario - input'!$D59=\"\"),\"\",R74/'Combined scenario - input'!$D59),\"\")","v":""},{"$f":"IFERROR(IF(OR(S74=\"\",'Combined scenario - input'!$D59=\"\"),\"\",S74/'Combined scenario - input'!$D59),\"\")","v":""},{"$f":"IFERROR(IF(OR(T74=\"\",'Combined scenario - input'!$D59=\"\"),\"\",T74/'Combined scenario - input'!$D59),\"\")","v":""},{"$f":"IFERROR(IF(OR(U74=\"\",'Combined scenario - input'!$D59=\"\"),\"\",U74/'Combined scenario - input'!$D59),\"\")","v":""},{"$f":"IFERROR(IF(OR(V74=\"\",'Combined scenario - input'!$D59=\"\"),\"\",V74/'Combined scenario - input'!$D59),\"\")","v":""},{"$f":"IFERROR(IF(OR(W74=\"\",'Combined scenario - input'!$D59=\"\"),\"\",W74/'Combined scenario - input'!$D59),\"\")","v":""}]
[{"$f":"IFERROR('Combined scenario - input'!A60,\"\")","v":""},{"$f":"IFERROR('Combined scenario - input'!B60,\"\")","v":""},{"$f":"IFERROR('Combined scenario - input'!C60,\"\")","v":""},{"$f":"IFERROR(repcalc('Combined scenario - input'!$CV60:$GH60,'Combined scenario - input'!$G60,'Combined scenario - input'!$E60,'Combined scenario - input'!$F60,20,TRUE,TRUE),\"\")","v":""},"","","","","","","","","","","","","","","","","","","",{"$f":"IFERROR(IF(OR(D75=\"\",'Combined scenario - input'!$D60=\"\"),\"\",D75/'Combined scenario - input'!$D60),\"\")","v":""},{"$f":"IFERROR(IF(OR(E75=\"\",'Combined scenario - input'!$D60=\"\"),\"\",E75/'Combined scenario - input'!$D60),\"\")","v":""},{"$f":"IFERROR(IF(OR(F75=\"\",'Combined scenario - input'!$D60=\"\"),\"\",F75/'Combined scenario - input'!$D60),\"\")","v":""},{"$f":"IFERROR(IF(OR(G75=\"\",'Combined scenario - input'!$D60=\"\"),\"\",G75/'Combined scenario - input'!$D60),\"\")","v":""},{"$f":"IFERROR(IF(OR(H75=\"\",'Combined scenario - input'!$D60=\"\"),\"\",H75/'Combined scenario - input'!$D60),\"\")","v":""},{"$f":"IFERROR(IF(OR(I75=\"\",'Combined scenario - input'!$D60=\"\"),\"\",I75/'Combined scenario - input'!$D60),\"\")","v":""},{"$f":"IFERROR(IF(OR(J75=\"\",'Combined scenario - input'!$D60=\"\"),\"\",J75/'Combined scenario - input'!$D60),\"\")","v":""},{"$f":"IFERROR(IF(OR(K75=\"\",'Combined scenario - input'!$D60=\"\"),\"\",K75/'Combined scenario - input'!$D60),\"\")","v":""},{"$f":"IFERROR(IF(OR(L75=\"\",'Combined scenario - input'!$D60=\"\"),\"\",L75/'Combined scenario - input'!$D60),\"\")","v":""},{"$f":"IFERROR(IF(OR(M75=\"\",'Combined scenario - input'!$D60=\"\"),\"\",M75/'Combined scenario - input'!$D60),\"\")","v":""},{"$f":"IFERROR(IF(OR(N75=\"\",'Combined scenario - input'!$D60=\"\"),\"\",N75/'Combined scenario - input'!$D60),\"\")","v":""},{"$f":"IFERROR(IF(OR(O75=\"\",'Combined scenario - input'!$D60=\"\"),\"\",O75/'Combined scenario - input'!$D60),\"\")","v":""},{"$f":"IFERROR(IF(OR(P75=\"\",'Combined scenario - input'!$D60=\"\"),\"\",P75/'Combined scenario - input'!$D60),\"\")","v":""},{"$f":"IFERROR(IF(OR(Q75=\"\",'Combined scenario - input'!$D60=\"\"),\"\",Q75/'Combined scenario - input'!$D60),\"\")","v":""},{"$f":"IFERROR(IF(OR(R75=\"\",'Combined scenario - input'!$D60=\"\"),\"\",R75/'Combined scenario - input'!$D60),\"\")","v":""},{"$f":"IFERROR(IF(OR(S75=\"\",'Combined scenario - input'!$D60=\"\"),\"\",S75/'Combined scenario - input'!$D60),\"\")","v":""},{"$f":"IFERROR(IF(OR(T75=\"\",'Combined scenario - input'!$D60=\"\"),\"\",T75/'Combined scenario - input'!$D60),\"\")","v":""},{"$f":"IFERROR(IF(OR(U75=\"\",'Combined scenario - input'!$D60=\"\"),\"\",U75/'Combined scenario - input'!$D60),\"\")","v":""},{"$f":"IFERROR(IF(OR(V75=\"\",'Combined scenario - input'!$D60=\"\"),\"\",V75/'Combined scenario - input'!$D60),\"\")","v":""},{"$f":"IFERROR(IF(OR(W75=\"\",'Combined scenario - input'!$D60=\"\"),\"\",W75/'Combined scenario - input'!$D60),\"\")","v":""}]
[{"$f":"IFERROR('Combined scenario - input'!A61,\"\")","v":""},{"$f":"IFERROR('Combined scenario - input'!B61,\"\")","v":""},{"$f":"IFERROR('Combined scenario - input'!C61,\"\")","v":""},{"$f":"IFERROR(repcalc('Combined scenario - input'!$CV61:$GH61,'Combined scenario - input'!$G61,'Combined scenario - input'!$E61,'Combined scenario - input'!$F61,20,TRUE,TRUE),\"\")","v":""},"","","","","","","","","","","","","","","","","","","",{"$f":"IFERROR(IF(OR(D76=\"\",'Combined scenario - input'!$D61=\"\"),\"\",D76/'Combined scenario - input'!$D61),\"\")","v":""},{"$f":"IFERROR(IF(OR(E76=\"\",'Combined scenario - input'!$D61=\"\"),\"\",E76/'Combined scenario - input'!$D61),\"\")","v":""},{"$f":"IFERROR(IF(OR(F76=\"\",'Combined scenario - input'!$D61=\"\"),\"\",F76/'Combined scenario - input'!$D61),\"\")","v":""},{"$f":"IFERROR(IF(OR(G76=\"\",'Combined scenario - input'!$D61=\"\"),\"\",G76/'Combined scenario - input'!$D61),\"\")","v":""},{"$f":"IFERROR(IF(OR(H76=\"\",'Combined scenario - input'!$D61=\"\"),\"\",H76/'Combined scenario - input'!$D61),\"\")","v":""},{"$f":"IFERROR(IF(OR(I76=\"\",'Combined scenario - input'!$D61=\"\"),\"\",I76/'Combined scenario - input'!$D61),\"\")","v":""},{"$f":"IFERROR(IF(OR(J76=\"\",'Combined scenario - input'!$D61=\"\"),\"\",J76/'Combined scenario - input'!$D61),\"\")","v":""},{"$f":"IFERROR(IF(OR(K76=\"\",'Combined scenario - input'!$D61=\"\"),\"\",K76/'Combined scenario - input'!$D61),\"\")","v":""},{"$f":"IFERROR(IF(OR(L76=\"\",'Combined scenario - input'!$D61=\"\"),\"\",L76/'Combined scenario - input'!$D61),\"\")","v":""},{"$f":"IFERROR(IF(OR(M76=\"\",'Combined scenario - input'!$D61=\"\"),\"\",M76/'Combined scenario - input'!$D61),\"\")","v":""},{"$f":"IFERROR(IF(OR(N76=\"\",'Combined scenario - input'!$D61=\"\"),\"\",N76/'Combined scenario - input'!$D61),\"\")","v":""},{"$f":"IFERROR(IF(OR(O76=\"\",'Combined scenario - input'!$D61=\"\"),\"\",O76/'Combined scenario - input'!$D61),\"\")","v":""},{"$f":"IFERROR(IF(OR(P76=\"\",'Combined scenario - input'!$D61=\"\"),\"\",P76/'Combined scenario - input'!$D61),\"\")","v":""},{"$f":"IFERROR(IF(OR(Q76=\"\",'Combined scenario - input'!$D61=\"\"),\"\",Q76/'Combined scenario - input'!$D61),\"\")","v":""},{"$f":"IFERROR(IF(OR(R76=\"\",'Combined scenario - input'!$D61=\"\"),\"\",R76/'Combined scenario - input'!$D61),\"\")","v":""},{"$f":"IFERROR(IF(OR(S76=\"\",'Combined scenario - input'!$D61=\"\"),\"\",S76/'Combined scenario - input'!$D61),\"\")","v":""},{"$f":"IFERROR(IF(OR(T76=\"\",'Combined scenario - input'!$D61=\"\"),\"\",T76/'Combined scenario - input'!$D61),\"\")","v":""},{"$f":"IFERROR(IF(OR(U76=\"\",'Combined scenario - input'!$D61=\"\"),\"\",U76/'Combined scenario - input'!$D61),\"\")","v":""},{"$f":"IFERROR(IF(OR(V76=\"\",'Combined scenario - input'!$D61=\"\"),\"\",V76/'Combined scenario - input'!$D61),\"\")","v":""},{"$f":"IFERROR(IF(OR(W76=\"\",'Combined scenario - input'!$D61=\"\"),\"\",W76/'Combined scenario - input'!$D61),\"\")","v":""}]
[{"$f":"IFERROR('Combined scenario - input'!A62,\"\")","v":""},{"$f":"IFERROR('Combined scenario - input'!B62,\"\")","v":""},{"$f":"IFERROR('Combined scenario - input'!C62,\"\")","v":""},{"$f":"IFERROR(repcalc('Combined scenario - input'!$CV62:$GH62,'Combined scenario - input'!$G62,'Combined scenario - input'!$E62,'Combined scenario - input'!$F62,20,TRUE,TRUE),\"\")","v":""},"","","","","","","","","","","","","","","","","","","",{"$f":"IFERROR(IF(OR(D77=\"\",'Combined scenario - input'!$D62=\"\"),\"\",D77/'Combined scenario - input'!$D62),\"\")","v":""},{"$f":"IFERROR(IF(OR(E77=\"\",'Combined scenario - input'!$D62=\"\"),\"\",E77/'Combined scenario - input'!$D62),\"\")","v":""},{"$f":"IFERROR(IF(OR(F77=\"\",'Combined scenario - input'!$D62=\"\"),\"\",F77/'Combined scenario - input'!$D62),\"\")","v":""},{"$f":"IFERROR(IF(OR(G77=\"\",'Combined scenario - input'!$D62=\"\"),\"\",G77/'Combined scenario - input'!$D62),\"\")","v":""},{"$f":"IFERROR(IF(OR(H77=\"\",'Combined scenario - input'!$D62=\"\"),\"\",H77/'Combined scenario - input'!$D62),\"\")","v":""},{"$f":"IFERROR(IF(OR(I77=\"\",'Combined scenario - input'!$D62=\"\"),\"\",I77/'Combined scenario - input'!$D62),\"\")","v":""},{"$f":"IFERROR(IF(OR(J77=\"\",'Combined scenario - input'!$D62=\"\"),\"\",J77/'Combined scenario - input'!$D62),\"\")","v":""},{"$f":"IFERROR(IF(OR(K77=\"\",'Combined scenario - input'!$D62=\"\"),\"\",K77/'Combined scenario - input'!$D62),\"\")","v":""},{"$f":"IFERROR(IF(OR(L77=\"\",'Combined scenario - input'!$D62=\"\"),\"\",L77/'Combined scenario - input'!$D62),\"\")","v":""},{"$f":"IFERROR(IF(OR(M77=\"\",'Combined scenario - input'!$D62=\"\"),\"\",M77/'Combined scenario - input'!$D62),\"\")","v":""},{"$f":"IFERROR(IF(OR(N77=\"\",'Combined scenario - input'!$D62=\"\"),\"\",N77/'Combined scenario - input'!$D62),\"\")","v":""},{"$f":"IFERROR(IF(OR(O77=\"\",'Combined scenario - input'!$D62=\"\"),\"\",O77/'Combined scenario - input'!$D62),\"\")","v":""},{"$f":"IFERROR(IF(OR(P77=\"\",'Combined scenario - input'!$D62=\"\"),\"\",P77/'Combined scenario - input'!$D62),\"\")","v":""},{"$f":"IFERROR(IF(OR(Q77=\"\",'Combined scenario - input'!$D62=\"\"),\"\",Q77/'Combined scenario - input'!$D62),\"\")","v":""},{"$f":"IFERROR(IF(OR(R77=\"\",'Combined scenario - input'!$D62=\"\"),\"\",R77/'Combined scenario - input'!$D62),\"\")","v":""},{"$f":"IFERROR(IF(OR(S77=\"\",'Combined scenario - input'!$D62=\"\"),\"\",S77/'Combined scenario - input'!$D62),\"\")","v":""},{"$f":"IFERROR(IF(OR(T77=\"\",'Combined scenario - input'!$D62=\"\"),\"\",T77/'Combined scenario - input'!$D62),\"\")","v":""},{"$f":"IFERROR(IF(OR(U77=\"\",'Combined scenario - input'!$D62=\"\"),\"\",U77/'Combined scenario - input'!$D62),\"\")","v":""},{"$f":"IFERROR(IF(OR(V77=\"\",'Combined scenario - input'!$D62=\"\"),\"\",V77/'Combined scenario - input'!$D62),\"\")","v":""},{"$f":"IFERROR(IF(OR(W77=\"\",'Combined scenario - input'!$D62=\"\"),\"\",W77/'Combined scenario - input'!$D62),\"\")","v":""}]
[{"$f":"IFERROR('Combined scenario - input'!A63,\"\")","v":""},{"$f":"IFERROR('Combined scenario - input'!B63,\"\")","v":""},{"$f":"IFERROR('Combined scenario - input'!C63,\"\")","v":""},{"$f":"IFERROR(repcalc('Combined scenario - input'!$CV63:$GH63,'Combined scenario - input'!$G63,'Combined scenario - input'!$E63,'Combined scenario - input'!$F63,20,TRUE,TRUE),\"\")","v":""},"","","","","","","","","","","","","","","","","","","",{"$f":"IFERROR(IF(OR(D78=\"\",'Combined scenario - input'!$D63=\"\"),\"\",D78/'Combined scenario - input'!$D63),\"\")","v":""},{"$f":"IFERROR(IF(OR(E78=\"\",'Combined scenario - input'!$D63=\"\"),\"\",E78/'Combined scenario - input'!$D63),\"\")","v":""},{"$f":"IFERROR(IF(OR(F78=\"\",'Combined scenario - input'!$D63=\"\"),\"\",F78/'Combined scenario - input'!$D63),\"\")","v":""},{"$f":"IFERROR(IF(OR(G78=\"\",'Combined scenario - input'!$D63=\"\"),\"\",G78/'Combined scenario - input'!$D63),\"\")","v":""},{"$f":"IFERROR(IF(OR(H78=\"\",'Combined scenario - input'!$D63=\"\"),\"\",H78/'Combined scenario - input'!$D63),\"\")","v":""},{"$f":"IFERROR(IF(OR(I78=\"\",'Combined scenario - input'!$D63=\"\"),\"\",I78/'Combined scenario - input'!$D63),\"\")","v":""},{"$f":"IFERROR(IF(OR(J78=\"\",'Combined scenario - input'!$D63=\"\"),\"\",J78/'Combined scenario - input'!$D63),\"\")","v":""},{"$f":"IFERROR(IF(OR(K78=\"\",'Combined scenario - input'!$D63=\"\"),\"\",K78/'Combined scenario - input'!$D63),\"\")","v":""},{"$f":"IFERROR(IF(OR(L78=\"\",'Combined scenario - input'!$D63=\"\"),\"\",L78/'Combined scenario - input'!$D63),\"\")","v":""},{"$f":"IFERROR(IF(OR(M78=\"\",'Combined scenario - input'!$D63=\"\"),\"\",M78/'Combined scenario - input'!$D63),\"\")","v":""},{"$f":"IFERROR(IF(OR(N78=\"\",'Combined scenario - input'!$D63=\"\"),\"\",N78/'Combined scenario - input'!$D63),\"\")","v":""},{"$f":"IFERROR(IF(OR(O78=\"\",'Combined scenario - input'!$D63=\"\"),\"\",O78/'Combined scenario - input'!$D63),\"\")","v":""},{"$f":"IFERROR(IF(OR(P78=\"\",'Combined scenario - input'!$D63=\"\"),\"\",P78/'Combined scenario - input'!$D63),\"\")","v":""},{"$f":"IFERROR(IF(OR(Q78=\"\",'Combined scenario - input'!$D63=\"\"),\"\",Q78/'Combined scenario - input'!$D63),\"\")","v":""},{"$f":"IFERROR(IF(OR(R78=\"\",'Combined scenario - input'!$D63=\"\"),\"\",R78/'Combined scenario - input'!$D63),\"\")","v":""},{"$f":"IFERROR(IF(OR(S78=\"\",'Combined scenario - input'!$D63=\"\"),\"\",S78/'Combined scenario - input'!$D63),\"\")","v":""},{"$f":"IFERROR(IF(OR(T78=\"\",'Combined scenario - input'!$D63=\"\"),\"\",T78/'Combined scenario - input'!$D63),\"\")","v":""},{"$f":"IFERROR(IF(OR(U78=\"\",'Combined scenario - input'!$D63=\"\"),\"\",U78/'Combined scenario - input'!$D63),\"\")","v":""},{"$f":"IFERROR(IF(OR(V78=\"\",'Combined scenario - input'!$D63=\"\"),\"\",V78/'Combined scenario - input'!$D63),\"\")","v":""},{"$f":"IFERROR(IF(OR(W78=\"\",'Combined scenario - input'!$D63=\"\"),\"\",W78/'Combined scenario - input'!$D63),\"\")","v":""}]
[{"$f":"IFERROR('Combined scenario - input'!A64,\"\")","v":""},{"$f":"IFERROR('Combined scenario - input'!B64,\"\")","v":""},{"$f":"IFERROR('Combined scenario - input'!C64,\"\")","v":""},{"$f":"IFERROR(repcalc('Combined scenario - input'!$CV64:$GH64,'Combined scenario - input'!$G64,'Combined scenario - input'!$E64,'Combined scenario - input'!$F64,20,TRUE,TRUE),\"\")","v":""},"","","","","","","","","","","","","","","","","","","",{"$f":"IFERROR(IF(OR(D79=\"\",'Combined scenario - input'!$D64=\"\"),\"\",D79/'Combined scenario - input'!$D64),\"\")","v":""},{"$f":"IFERROR(IF(OR(E79=\"\",'Combined scenario - input'!$D64=\"\"),\"\",E79/'Combined scenario - input'!$D64),\"\")","v":""},{"$f":"IFERROR(IF(OR(F79=\"\",'Combined scenario - input'!$D64=\"\"),\"\",F79/'Combined scenario - input'!$D64),\"\")","v":""},{"$f":"IFERROR(IF(OR(G79=\"\",'Combined scenario - input'!$D64=\"\"),\"\",G79/'Combined scenario - input'!$D64),\"\")","v":""},{"$f":"IFERROR(IF(OR(H79=\"\",'Combined scenario - input'!$D64=\"\"),\"\",H79/'Combined scenario - input'!$D64),\"\")","v":""},{"$f":"IFERROR(IF(OR(I79=\"\",'Combined scenario - input'!$D64=\"\"),\"\",I79/'Combined scenario - input'!$D64),\"\")","v":""},{"$f":"IFERROR(IF(OR(J79=\"\",'Combined scenario - input'!$D64=\"\"),\"\",J79/'Combined scenario - input'!$D64),\"\")","v":""},{"$f":"IFERROR(IF(OR(K79=\"\",'Combined scenario - input'!$D64=\"\"),\"\",K79/'Combined scenario - input'!$D64),\"\")","v":""},{"$f":"IFERROR(IF(OR(L79=\"\",'Combined scenario - input'!$D64=\"\"),\"\",L79/'Combined scenario - input'!$D64),\"\")","v":""},{"$f":"IFERROR(IF(OR(M79=\"\",'Combined scenario - input'!$D64=\"\"),\"\",M79/'Combined scenario - input'!$D64),\"\")","v":""},{"$f":"IFERROR(IF(OR(N79=\"\",'Combined scenario - input'!$D64=\"\"),\"\",N79/'Combined scenario - input'!$D64),\"\")","v":""},{"$f":"IFERROR(IF(OR(O79=\"\",'Combined scenario - input'!$D64=\"\"),\"\",O79/'Combined scenario - input'!$D64),\"\")","v":""},{"$f":"IFERROR(IF(OR(P79=\"\",'Combined scenario - input'!$D64=\"\"),\"\",P79/'Combined scenario - input'!$D64),\"\")","v":""},{"$f":"IFERROR(IF(OR(Q79=\"\",'Combined scenario - input'!$D64=\"\"),\"\",Q79/'Combined scenario - input'!$D64),\"\")","v":""},{"$f":"IFERROR(IF(OR(R79=\"\",'Combined scenario - input'!$D64=\"\"),\"\",R79/'Combined scenario - input'!$D64),\"\")","v":""},{"$f":"IFERROR(IF(OR(S79=\"\",'Combined scenario - input'!$D64=\"\"),\"\",S79/'Combined scenario - input'!$D64),\"\")","v":""},{"$f":"IFERROR(IF(OR(T79=\"\",'Combined scenario - input'!$D64=\"\"),\"\",T79/'Combined scenario - input'!$D64),\"\")","v":""},{"$f":"IFERROR(IF(OR(U79=\"\",'Combined scenario - input'!$D64=\"\"),\"\",U79/'Combined scenario - input'!$D64),\"\")","v":""},{"$f":"IFERROR(IF(OR(V79=\"\",'Combined scenario - input'!$D64=\"\"),\"\",V79/'Combined scenario - input'!$D64),\"\")","v":""},{"$f":"IFERROR(IF(OR(W79=\"\",'Combined scenario - input'!$D64=\"\"),\"\",W79/'Combined scenario - input'!$D64),\"\")","v":""}]
[{"$f":"IFERROR('Combined scenario - input'!A65,\"\")","v":""},{"$f":"IFERROR('Combined scenario - input'!B65,\"\")","v":""},{"$f":"IFERROR('Combined scenario - input'!C65,\"\")","v":""},{"$f":"IFERROR(repcalc('Combined scenario - input'!$CV65:$GH65,'Combined scenario - input'!$G65,'Combined scenario - input'!$E65,'Combined scenario - input'!$F65,20,TRUE,TRUE),\"\")","v":""},"","","","","","","","","","","","","","","","","","","",{"$f":"IFERROR(IF(OR(D80=\"\",'Combined scenario - input'!$D65=\"\"),\"\",D80/'Combined scenario - input'!$D65),\"\")","v":""},{"$f":"IFERROR(IF(OR(E80=\"\",'Combined scenario - input'!$D65=\"\"),\"\",E80/'Combined scenario - input'!$D65),\"\")","v":""},{"$f":"IFERROR(IF(OR(F80=\"\",'Combined scenario - input'!$D65=\"\"),\"\",F80/'Combined scenario - input'!$D65),\"\")","v":""},{"$f":"IFERROR(IF(OR(G80=\"\",'Combined scenario - input'!$D65=\"\"),\"\",G80/'Combined scenario - input'!$D65),\"\")","v":""},{"$f":"IFERROR(IF(OR(H80=\"\",'Combined scenario - input'!$D65=\"\"),\"\",H80/'Combined scenario - input'!$D65),\"\")","v":""},{"$f":"IFERROR(IF(OR(I80=\"\",'Combined scenario - input'!$D65=\"\"),\"\",I80/'Combined scenario - input'!$D65),\"\")","v":""},{"$f":"IFERROR(IF(OR(J80=\"\",'Combined scenario - input'!$D65=\"\"),\"\",J80/'Combined scenario - input'!$D65),\"\")","v":""},{"$f":"IFERROR(IF(OR(K80=\"\",'Combined scenario - input'!$D65=\"\"),\"\",K80/'Combined scenario - input'!$D65),\"\")","v":""},{"$f":"IFERROR(IF(OR(L80=\"\",'Combined scenario - input'!$D65=\"\"),\"\",L80/'Combined scenario - input'!$D65),\"\")","v":""},{"$f":"IFERROR(IF(OR(M80=\"\",'Combined scenario - input'!$D65=\"\"),\"\",M80/'Combined scenario - input'!$D65),\"\")","v":""},{"$f":"IFERROR(IF(OR(N80=\"\",'Combined scenario - input'!$D65=\"\"),\"\",N80/'Combined scenario - input'!$D65),\"\")","v":""},{"$f":"IFERROR(IF(OR(O80=\"\",'Combined scenario - input'!$D65=\"\"),\"\",O80/'Combined scenario - input'!$D65),\"\")","v":""},{"$f":"IFERROR(IF(OR(P80=\"\",'Combined scenario - input'!$D65=\"\"),\"\",P80/'Combined scenario - input'!$D65),\"\")","v":""},{"$f":"IFERROR(IF(OR(Q80=\"\",'Combined scenario - input'!$D65=\"\"),\"\",Q80/'Combined scenario - input'!$D65),\"\")","v":""},{"$f":"IFERROR(IF(OR(R80=\"\",'Combined scenario - input'!$D65=\"\"),\"\",R80/'Combined scenario - input'!$D65),\"\")","v":""},{"$f":"IFERROR(IF(OR(S80=\"\",'Combined scenario - input'!$D65=\"\"),\"\",S80/'Combined scenario - input'!$D65),\"\")","v":""},{"$f":"IFERROR(IF(OR(T80=\"\",'Combined scenario - input'!$D65=\"\"),\"\",T80/'Combined scenario - input'!$D65),\"\")","v":""},{"$f":"IFERROR(IF(OR(U80=\"\",'Combined scenario - input'!$D65=\"\"),\"\",U80/'Combined scenario - input'!$D65),\"\")","v":""},{"$f":"IFERROR(IF(OR(V80=\"\",'Combined scenario - input'!$D65=\"\"),\"\",V80/'Combined scenario - input'!$D65),\"\")","v":""},{"$f":"IFERROR(IF(OR(W80=\"\",'Combined scenario - input'!$D65=\"\"),\"\",W80/'Combined scenario - input'!$D65),\"\")","v":""}]
[{"$f":"IFERROR('Combined scenario - input'!A66,\"\")","v":""},{"$f":"IFERROR('Combined scenario - input'!B66,\"\")","v":""},{"$f":"IFERROR('Combined scenario - input'!C66,\"\")","v":""},{"$f":"IFERROR(repcalc('Combined scenario - input'!$CV66:$GH66,'Combined scenario - input'!$G66,'Combined scenario - input'!$E66,'Combined scenario - input'!$F66,20,TRUE,TRUE),\"\")","v":""},"","","","","","","","","","","","","","","","","","","",{"$f":"IFERROR(IF(OR(D81=\"\",'Combined scenario - input'!$D66=\"\"),\"\",D81/'Combined scenario - input'!$D66),\"\")","v":""},{"$f":"IFERROR(IF(OR(E81=\"\",'Combined scenario - input'!$D66=\"\"),\"\",E81/'Combined scenario - input'!$D66),\"\")","v":""},{"$f":"IFERROR(IF(OR(F81=\"\",'Combined scenario - input'!$D66=\"\"),\"\",F81/'Combined scenario - input'!$D66),\"\")","v":""},{"$f":"IFERROR(IF(OR(G81=\"\",'Combined scenario - input'!$D66=\"\"),\"\",G81/'Combined scenario - input'!$D66),\"\")","v":""},{"$f":"IFERROR(IF(OR(H81=\"\",'Combined scenario - input'!$D66=\"\"),\"\",H81/'Combined scenario - input'!$D66),\"\")","v":""},{"$f":"IFERROR(IF(OR(I81=\"\",'Combined scenario - input'!$D66=\"\"),\"\",I81/'Combined scenario - input'!$D66),\"\")","v":""},{"$f":"IFERROR(IF(OR(J81=\"\",'Combined scenario - input'!$D66=\"\"),\"\",J81/'Combined scenario - input'!$D66),\"\")","v":""},{"$f":"IFERROR(IF(OR(K81=\"\",'Combined scenario - input'!$D66=\"\"),\"\",K81/'Combined scenario - input'!$D66),\"\")","v":""},{"$f":"IFERROR(IF(OR(L81=\"\",'Combined scenario - input'!$D66=\"\"),\"\",L81/'Combined scenario - input'!$D66),\"\")","v":""},{"$f":"IFERROR(IF(OR(M81=\"\",'Combined scenario - input'!$D66=\"\"),\"\",M81/'Combined scenario - input'!$D66),\"\")","v":""},{"$f":"IFERROR(IF(OR(N81=\"\",'Combined scenario - input'!$D66=\"\"),\"\",N81/'Combined scenario - input'!$D66),\"\")","v":""},{"$f":"IFERROR(IF(OR(O81=\"\",'Combined scenario - input'!$D66=\"\"),\"\",O81/'Combined scenario - input'!$D66),\"\")","v":""},{"$f":"IFERROR(IF(OR(P81=\"\",'Combined scenario - input'!$D66=\"\"),\"\",P81/'Combined scenario - input'!$D66),\"\")","v":""},{"$f":"IFERROR(IF(OR(Q81=\"\",'Combined scenario - input'!$D66=\"\"),\"\",Q81/'Combined scenario - input'!$D66),\"\")","v":""},{"$f":"IFERROR(IF(OR(R81=\"\",'Combined scenario - input'!$D66=\"\"),\"\",R81/'Combined scenario - input'!$D66),\"\")","v":""},{"$f":"IFERROR(IF(OR(S81=\"\",'Combined scenario - input'!$D66=\"\"),\"\",S81/'Combined scenario - input'!$D66),\"\")","v":""},{"$f":"IFERROR(IF(OR(T81=\"\",'Combined scenario - input'!$D66=\"\"),\"\",T81/'Combined scenario - input'!$D66),\"\")","v":""},{"$f":"IFERROR(IF(OR(U81=\"\",'Combined scenario - input'!$D66=\"\"),\"\",U81/'Combined scenario - input'!$D66),\"\")","v":""},{"$f":"IFERROR(IF(OR(V81=\"\",'Combined scenario - input'!$D66=\"\"),\"\",V81/'Combined scenario - input'!$D66),\"\")","v":""},{"$f":"IFERROR(IF(OR(W81=\"\",'Combined scenario - input'!$D66=\"\"),\"\",W81/'Combined scenario - input'!$D66),\"\")","v":""}]
[{"$f":"IFERROR('Combined scenario - input'!A67,\"\")","v":""},{"$f":"IFERROR('Combined scenario - input'!B67,\"\")","v":""},{"$f":"IFERROR('Combined scenario - input'!C67,\"\")","v":""},{"$f":"IFERROR(repcalc('Combined scenario - input'!$CV67:$GH67,'Combined scenario - input'!$G67,'Combined scenario - input'!$E67,'Combined scenario - input'!$F67,20,TRUE,TRUE),\"\")","v":""},"","","","","","","","","","","","","","","","","","","",{"$f":"IFERROR(IF(OR(D82=\"\",'Combined scenario - input'!$D67=\"\"),\"\",D82/'Combined scenario - input'!$D67),\"\")","v":""},{"$f":"IFERROR(IF(OR(E82=\"\",'Combined scenario - input'!$D67=\"\"),\"\",E82/'Combined scenario - input'!$D67),\"\")","v":""},{"$f":"IFERROR(IF(OR(F82=\"\",'Combined scenario - input'!$D67=\"\"),\"\",F82/'Combined scenario - input'!$D67),\"\")","v":""},{"$f":"IFERROR(IF(OR(G82=\"\",'Combined scenario - input'!$D67=\"\"),\"\",G82/'Combined scenario - input'!$D67),\"\")","v":""},{"$f":"IFERROR(IF(OR(H82=\"\",'Combined scenario - input'!$D67=\"\"),\"\",H82/'Combined scenario - input'!$D67),\"\")","v":""},{"$f":"IFERROR(IF(OR(I82=\"\",'Combined scenario - input'!$D67=\"\"),\"\",I82/'Combined scenario - input'!$D67),\"\")","v":""},{"$f":"IFERROR(IF(OR(J82=\"\",'Combined scenario - input'!$D67=\"\"),\"\",J82/'Combined scenario - input'!$D67),\"\")","v":""},{"$f":"IFERROR(IF(OR(K82=\"\",'Combined scenario - input'!$D67=\"\"),\"\",K82/'Combined scenario - input'!$D67),\"\")","v":""},{"$f":"IFERROR(IF(OR(L82=\"\",'Combined scenario - input'!$D67=\"\"),\"\",L82/'Combined scenario - input'!$D67),\"\")","v":""},{"$f":"IFERROR(IF(OR(M82=\"\",'Combined scenario - input'!$D67=\"\"),\"\",M82/'Combined scenario - input'!$D67),\"\")","v":""},{"$f":"IFERROR(IF(OR(N82=\"\",'Combined scenario - input'!$D67=\"\"),\"\",N82/'Combined scenario - input'!$D67),\"\")","v":""},{"$f":"IFERROR(IF(OR(O82=\"\",'Combined scenario - input'!$D67=\"\"),\"\",O82/'Combined scenario - input'!$D67),\"\")","v":""},{"$f":"IFERROR(IF(OR(P82=\"\",'Combined scenario - input'!$D67=\"\"),\"\",P82/'Combined scenario - input'!$D67),\"\")","v":""},{"$f":"IFERROR(IF(OR(Q82=\"\",'Combined scenario - input'!$D67=\"\"),\"\",Q82/'Combined scenario - input'!$D67),\"\")","v":""},{"$f":"IFERROR(IF(OR(R82=\"\",'Combined scenario - input'!$D67=\"\"),\"\",R82/'Combined scenario - input'!$D67),\"\")","v":""},{"$f":"IFERROR(IF(OR(S82=\"\",'Combined scenario - input'!$D67=\"\"),\"\",S82/'Combined scenario - input'!$D67),\"\")","v":""},{"$f":"IFERROR(IF(OR(T82=\"\",'Combined scenario - input'!$D67=\"\"),\"\",T82/'Combined scenario - input'!$D67),\"\")","v":""},{"$f":"IFERROR(IF(OR(U82=\"\",'Combined scenario - input'!$D67=\"\"),\"\",U82/'Combined scenario - input'!$D67),\"\")","v":""},{"$f":"IFERROR(IF(OR(V82=\"\",'Combined scenario - input'!$D67=\"\"),\"\",V82/'Combined scenario - input'!$D67),\"\")","v":""},{"$f":"IFERROR(IF(OR(W82=\"\",'Combined scenario - input'!$D67=\"\"),\"\",W82/'Combined scenario - input'!$D67),\"\")","v":""}]
[{"$f":"IFERROR('Combined scenario - input'!A68,\"\")","v":""},{"$f":"IFERROR('Combined scenario - input'!B68,\"\")","v":""},{"$f":"IFERROR('Combined scenario - input'!C68,\"\")","v":""},{"$f":"IFERROR(repcalc('Combined scenario - input'!$CV68:$GH68,'Combined scenario - input'!$G68,'Combined scenario - input'!$E68,'Combined scenario - input'!$F68,20,TRUE,TRUE),\"\")","v":""},"","","","","","","","","","","","","","","","","","","",{"$f":"IFERROR(IF(OR(D83=\"\",'Combined scenario - input'!$D68=\"\"),\"\",D83/'Combined scenario - input'!$D68),\"\")","v":""},{"$f":"IFERROR(IF(OR(E83=\"\",'Combined scenario - input'!$D68=\"\"),\"\",E83/'Combined scenario - input'!$D68),\"\")","v":""},{"$f":"IFERROR(IF(OR(F83=\"\",'Combined scenario - input'!$D68=\"\"),\"\",F83/'Combined scenario - input'!$D68),\"\")","v":""},{"$f":"IFERROR(IF(OR(G83=\"\",'Combined scenario - input'!$D68=\"\"),\"\",G83/'Combined scenario - input'!$D68),\"\")","v":""},{"$f":"IFERROR(IF(OR(H83=\"\",'Combined scenario - input'!$D68=\"\"),\"\",H83/'Combined scenario - input'!$D68),\"\")","v":""},{"$f":"IFERROR(IF(OR(I83=\"\",'Combined scenario - input'!$D68=\"\"),\"\",I83/'Combined scenario - input'!$D68),\"\")","v":""},{"$f":"IFERROR(IF(OR(J83=\"\",'Combined scenario - input'!$D68=\"\"),\"\",J83/'Combined scenario - input'!$D68),\"\")","v":""},{"$f":"IFERROR(IF(OR(K83=\"\",'Combined scenario - input'!$D68=\"\"),\"\",K83/'Combined scenario - input'!$D68),\"\")","v":""},{"$f":"IFERROR(IF(OR(L83=\"\",'Combined scenario - input'!$D68=\"\"),\"\",L83/'Combined scenario - input'!$D68),\"\")","v":""},{"$f":"IFERROR(IF(OR(M83=\"\",'Combined scenario - input'!$D68=\"\"),\"\",M83/'Combined scenario - input'!$D68),\"\")","v":""},{"$f":"IFERROR(IF(OR(N83=\"\",'Combined scenario - input'!$D68=\"\"),\"\",N83/'Combined scenario - input'!$D68),\"\")","v":""},{"$f":"IFERROR(IF(OR(O83=\"\",'Combined scenario - input'!$D68=\"\"),\"\",O83/'Combined scenario - input'!$D68),\"\")","v":""},{"$f":"IFERROR(IF(OR(P83=\"\",'Combined scenario - input'!$D68=\"\"),\"\",P83/'Combined scenario - input'!$D68),\"\")","v":""},{"$f":"IFERROR(IF(OR(Q83=\"\",'Combined scenario - input'!$D68=\"\"),\"\",Q83/'Combined scenario - input'!$D68),\"\")","v":""},{"$f":"IFERROR(IF(OR(R83=\"\",'Combined scenario - input'!$D68=\"\"),\"\",R83/'Combined scenario - input'!$D68),\"\")","v":""},{"$f":"IFERROR(IF(OR(S83=\"\",'Combined scenario - input'!$D68=\"\"),\"\",S83/'Combined scenario - input'!$D68),\"\")","v":""},{"$f":"IFERROR(IF(OR(T83=\"\",'Combined scenario - input'!$D68=\"\"),\"\",T83/'Combined scenario - input'!$D68),\"\")","v":""},{"$f":"IFERROR(IF(OR(U83=\"\",'Combined scenario - input'!$D68=\"\"),\"\",U83/'Combined scenario - input'!$D68),\"\")","v":""},{"$f":"IFERROR(IF(OR(V83=\"\",'Combined scenario - input'!$D68=\"\"),\"\",V83/'Combined scenario - input'!$D68),\"\")","v":""},{"$f":"IFERROR(IF(OR(W83=\"\",'Combined scenario - input'!$D68=\"\"),\"\",W83/'Combined scenario - input'!$D68),\"\")","v":""}]
[{"$f":"IFERROR('Combined scenario - input'!A69,\"\")","v":""},{"$f":"IFERROR('Combined scenario - input'!B69,\"\")","v":""},{"$f":"IFERROR('Combined scenario - input'!C69,\"\")","v":""},{"$f":"IFERROR(repcalc('Combined scenario - input'!$CV69:$GH69,'Combined scenario - input'!$G69,'Combined scenario - input'!$E69,'Combined scenario - input'!$F69,20,TRUE,TRUE),\"\")","v":""},"","","","","","","","","","","","","","","","","","","",{"$f":"IFERROR(IF(OR(D84=\"\",'Combined scenario - input'!$D69=\"\"),\"\",D84/'Combined scenario - input'!$D69),\"\")","v":""},{"$f":"IFERROR(IF(OR(E84=\"\",'Combined scenario - input'!$D69=\"\"),\"\",E84/'Combined scenario - input'!$D69),\"\")","v":""},{"$f":"IFERROR(IF(OR(F84=\"\",'Combined scenario - input'!$D69=\"\"),\"\",F84/'Combined scenario - input'!$D69),\"\")","v":""},{"$f":"IFERROR(IF(OR(G84=\"\",'Combined scenario - input'!$D69=\"\"),\"\",G84/'Combined scenario - input'!$D69),\"\")","v":""},{"$f":"IFERROR(IF(OR(H84=\"\",'Combined scenario - input'!$D69=\"\"),\"\",H84/'Combined scenario - input'!$D69),\"\")","v":""},{"$f":"IFERROR(IF(OR(I84=\"\",'Combined scenario - input'!$D69=\"\"),\"\",I84/'Combined scenario - input'!$D69),\"\")","v":""},{"$f":"IFERROR(IF(OR(J84=\"\",'Combined scenario - input'!$D69=\"\"),\"\",J84/'Combined scenario - input'!$D69),\"\")","v":""},{"$f":"IFERROR(IF(OR(K84=\"\",'Combined scenario - input'!$D69=\"\"),\"\",K84/'Combined scenario - input'!$D69),\"\")","v":""},{"$f":"IFERROR(IF(OR(L84=\"\",'Combined scenario - input'!$D69=\"\"),\"\",L84/'Combined scenario - input'!$D69),\"\")","v":""},{"$f":"IFERROR(IF(OR(M84=\"\",'Combined scenario - input'!$D69=\"\"),\"\",M84/'Combined scenario - input'!$D69),\"\")","v":""},{"$f":"IFERROR(IF(OR(N84=\"\",'Combined scenario - input'!$D69=\"\"),\"\",N84/'Combined scenario - input'!$D69),\"\")","v":""},{"$f":"IFERROR(IF(OR(O84=\"\",'Combined scenario - input'!$D69=\"\"),\"\",O84/'Combined scenario - input'!$D69),\"\")","v":""},{"$f":"IFERROR(IF(OR(P84=\"\",'Combined scenario - input'!$D69=\"\"),\"\",P84/'Combined scenario - input'!$D69),\"\")","v":""},{"$f":"IFERROR(IF(OR(Q84=\"\",'Combined scenario - input'!$D69=\"\"),\"\",Q84/'Combined scenario - input'!$D69),\"\")","v":""},{"$f":"IFERROR(IF(OR(R84=\"\",'Combined scenario - input'!$D69=\"\"),\"\",R84/'Combined scenario - input'!$D69),\"\")","v":""},{"$f":"IFERROR(IF(OR(S84=\"\",'Combined scenario - input'!$D69=\"\"),\"\",S84/'Combined scenario - input'!$D69),\"\")","v":""},{"$f":"IFERROR(IF(OR(T84=\"\",'Combined scenario - input'!$D69=\"\"),\"\",T84/'Combined scenario - input'!$D69),\"\")","v":""},{"$f":"IFERROR(IF(OR(U84=\"\",'Combined scenario - input'!$D69=\"\"),\"\",U84/'Combined scenario - input'!$D69),\"\")","v":""},{"$f":"IFERROR(IF(OR(V84=\"\",'Combined scenario - input'!$D69=\"\"),\"\",V84/'Combined scenario - input'!$D69),\"\")","v":""},{"$f":"IFERROR(IF(OR(W84=\"\",'Combined scenario - input'!$D69=\"\"),\"\",W84/'Combined scenario - input'!$D69),\"\")","v":""}]
[{"$f":"IFERROR('Combined scenario - input'!A70,\"\")","v":""},{"$f":"IFERROR('Combined scenario - input'!B70,\"\")","v":""},{"$f":"IFERROR('Combined scenario - input'!C70,\"\")","v":""},{"$f":"IFERROR(repcalc('Combined scenario - input'!$CV70:$GH70,'Combined scenario - input'!$G70,'Combined scenario - input'!$E70,'Combined scenario - input'!$F70,20,TRUE,TRUE),\"\")","v":""},"","","","","","","","","","","","","","","","","","","",{"$f":"IFERROR(IF(OR(D85=\"\",'Combined scenario - input'!$D70=\"\"),\"\",D85/'Combined scenario - input'!$D70),\"\")","v":""},{"$f":"IFERROR(IF(OR(E85=\"\",'Combined scenario - input'!$D70=\"\"),\"\",E85/'Combined scenario - input'!$D70),\"\")","v":""},{"$f":"IFERROR(IF(OR(F85=\"\",'Combined scenario - input'!$D70=\"\"),\"\",F85/'Combined scenario - input'!$D70),\"\")","v":""},{"$f":"IFERROR(IF(OR(G85=\"\",'Combined scenario - input'!$D70=\"\"),\"\",G85/'Combined scenario - input'!$D70),\"\")","v":""},{"$f":"IFERROR(IF(OR(H85=\"\",'Combined scenario - input'!$D70=\"\"),\"\",H85/'Combined scenario - input'!$D70),\"\")","v":""},{"$f":"IFERROR(IF(OR(I85=\"\",'Combined scenario - input'!$D70=\"\"),\"\",I85/'Combined scenario - input'!$D70),\"\")","v":""},{"$f":"IFERROR(IF(OR(J85=\"\",'Combined scenario - input'!$D70=\"\"),\"\",J85/'Combined scenario - input'!$D70),\"\")","v":""},{"$f":"IFERROR(IF(OR(K85=\"\",'Combined scenario - input'!$D70=\"\"),\"\",K85/'Combined scenario - input'!$D70),\"\")","v":""},{"$f":"IFERROR(IF(OR(L85=\"\",'Combined scenario - input'!$D70=\"\"),\"\",L85/'Combined scenario - input'!$D70),\"\")","v":""},{"$f":"IFERROR(IF(OR(M85=\"\",'Combined scenario - input'!$D70=\"\"),\"\",M85/'Combined scenario - input'!$D70),\"\")","v":""},{"$f":"IFERROR(IF(OR(N85=\"\",'Combined scenario - input'!$D70=\"\"),\"\",N85/'Combined scenario - input'!$D70),\"\")","v":""},{"$f":"IFERROR(IF(OR(O85=\"\",'Combined scenario - input'!$D70=\"\"),\"\",O85/'Combined scenario - input'!$D70),\"\")","v":""},{"$f":"IFERROR(IF(OR(P85=\"\",'Combined scenario - input'!$D70=\"\"),\"\",P85/'Combined scenario - input'!$D70),\"\")","v":""},{"$f":"IFERROR(IF(OR(Q85=\"\",'Combined scenario - input'!$D70=\"\"),\"\",Q85/'Combined scenario - input'!$D70),\"\")","v":""},{"$f":"IFERROR(IF(OR(R85=\"\",'Combined scenario - input'!$D70=\"\"),\"\",R85/'Combined scenario - input'!$D70),\"\")","v":""},{"$f":"IFERROR(IF(OR(S85=\"\",'Combined scenario - input'!$D70=\"\"),\"\",S85/'Combined scenario - input'!$D70),\"\")","v":""},{"$f":"IFERROR(IF(OR(T85=\"\",'Combined scenario - input'!$D70=\"\"),\"\",T85/'Combined scenario - input'!$D70),\"\")","v":""},{"$f":"IFERROR(IF(OR(U85=\"\",'Combined scenario - input'!$D70=\"\"),\"\",U85/'Combined scenario - input'!$D70),\"\")","v":""},{"$f":"IFERROR(IF(OR(V85=\"\",'Combined scenario - input'!$D70=\"\"),\"\",V85/'Combined scenario - input'!$D70),\"\")","v":""},{"$f":"IFERROR(IF(OR(W85=\"\",'Combined scenario - input'!$D70=\"\"),\"\",W85/'Combined scenario - input'!$D70),\"\")","v":""}]
[{"$f":"IFERROR('Combined scenario - input'!A71,\"\")","v":""},{"$f":"IFERROR('Combined scenario - input'!B71,\"\")","v":""},{"$f":"IFERROR('Combined scenario - input'!C71,\"\")","v":""},{"$f":"IFERROR(repcalc('Combined scenario - input'!$CV71:$GH71,'Combined scenario - input'!$G71,'Combined scenario - input'!$E71,'Combined scenario - input'!$F71,20,TRUE,TRUE),\"\")","v":""},"","","","","","","","","","","","","","","","","","","",{"$f":"IFERROR(IF(OR(D86=\"\",'Combined scenario - input'!$D71=\"\"),\"\",D86/'Combined scenario - input'!$D71),\"\")","v":""},{"$f":"IFERROR(IF(OR(E86=\"\",'Combined scenario - input'!$D71=\"\"),\"\",E86/'Combined scenario - input'!$D71),\"\")","v":""},{"$f":"IFERROR(IF(OR(F86=\"\",'Combined scenario - input'!$D71=\"\"),\"\",F86/'Combined scenario - input'!$D71),\"\")","v":""},{"$f":"IFERROR(IF(OR(G86=\"\",'Combined scenario - input'!$D71=\"\"),\"\",G86/'Combined scenario - input'!$D71),\"\")","v":""},{"$f":"IFERROR(IF(OR(H86=\"\",'Combined scenario - input'!$D71=\"\"),\"\",H86/'Combined scenario - input'!$D71),\"\")","v":""},{"$f":"IFERROR(IF(OR(I86=\"\",'Combined scenario - input'!$D71=\"\"),\"\",I86/'Combined scenario - input'!$D71),\"\")","v":""},{"$f":"IFERROR(IF(OR(J86=\"\",'Combined scenario - input'!$D71=\"\"),\"\",J86/'Combined scenario - input'!$D71),\"\")","v":""},{"$f":"IFERROR(IF(OR(K86=\"\",'Combined scenario - input'!$D71=\"\"),\"\",K86/'Combined scenario - input'!$D71),\"\")","v":""},{"$f":"IFERROR(IF(OR(L86=\"\",'Combined scenario - input'!$D71=\"\"),\"\",L86/'Combined scenario - input'!$D71),\"\")","v":""},{"$f":"IFERROR(IF(OR(M86=\"\",'Combined scenario - input'!$D71=\"\"),\"\",M86/'Combined scenario - input'!$D71),\"\")","v":""},{"$f":"IFERROR(IF(OR(N86=\"\",'Combined scenario - input'!$D71=\"\"),\"\",N86/'Combined scenario - input'!$D71),\"\")","v":""},{"$f":"IFERROR(IF(OR(O86=\"\",'Combined scenario - input'!$D71=\"\"),\"\",O86/'Combined scenario - input'!$D71),\"\")","v":""},{"$f":"IFERROR(IF(OR(P86=\"\",'Combined scenario - input'!$D71=\"\"),\"\",P86/'Combined scenario - input'!$D71),\"\")","v":""},{"$f":"IFERROR(IF(OR(Q86=\"\",'Combined scenario - input'!$D71=\"\"),\"\",Q86/'Combined scenario - input'!$D71),\"\")","v":""},{"$f":"IFERROR(IF(OR(R86=\"\",'Combined scenario - input'!$D71=\"\"),\"\",R86/'Combined scenario - input'!$D71),\"\")","v":""},{"$f":"IFERROR(IF(OR(S86=\"\",'Combined scenario - input'!$D71=\"\"),\"\",S86/'Combined scenario - input'!$D71),\"\")","v":""},{"$f":"IFERROR(IF(OR(T86=\"\",'Combined scenario - input'!$D71=\"\"),\"\",T86/'Combined scenario - input'!$D71),\"\")","v":""},{"$f":"IFERROR(IF(OR(U86=\"\",'Combined scenario - input'!$D71=\"\"),\"\",U86/'Combined scenario - input'!$D71),\"\")","v":""},{"$f":"IFERROR(IF(OR(V86=\"\",'Combined scenario - input'!$D71=\"\"),\"\",V86/'Combined scenario - input'!$D71),\"\")","v":""},{"$f":"IFERROR(IF(OR(W86=\"\",'Combined scenario - input'!$D71=\"\"),\"\",W86/'Combined scenario - input'!$D71),\"\")","v":""}]
[{"$f":"IFERROR('Combined scenario - input'!A72,\"\")","v":""},{"$f":"IFERROR('Combined scenario - input'!B72,\"\")","v":""},{"$f":"IFERROR('Combined scenario - input'!C72,\"\")","v":""},{"$f":"IFERROR(repcalc('Combined scenario - input'!$CV72:$GH72,'Combined scenario - input'!$G72,'Combined scenario - input'!$E72,'Combined scenario - input'!$F72,20,TRUE,TRUE),\"\")","v":""},"","","","","","","","","","","","","","","","","","","",{"$f":"IFERROR(IF(OR(D87=\"\",'Combined scenario - input'!$D72=\"\"),\"\",D87/'Combined scenario - input'!$D72),\"\")","v":""},{"$f":"IFERROR(IF(OR(E87=\"\",'Combined scenario - input'!$D72=\"\"),\"\",E87/'Combined scenario - input'!$D72),\"\")","v":""},{"$f":"IFERROR(IF(OR(F87=\"\",'Combined scenario - input'!$D72=\"\"),\"\",F87/'Combined scenario - input'!$D72),\"\")","v":""},{"$f":"IFERROR(IF(OR(G87=\"\",'Combined scenario - input'!$D72=\"\"),\"\",G87/'Combined scenario - input'!$D72),\"\")","v":""},{"$f":"IFERROR(IF(OR(H87=\"\",'Combined scenario - input'!$D72=\"\"),\"\",H87/'Combined scenario - input'!$D72),\"\")","v":""},{"$f":"IFERROR(IF(OR(I87=\"\",'Combined scenario - input'!$D72=\"\"),\"\",I87/'Combined scenario - input'!$D72),\"\")","v":""},{"$f":"IFERROR(IF(OR(J87=\"\",'Combined scenario - input'!$D72=\"\"),\"\",J87/'Combined scenario - input'!$D72),\"\")","v":""},{"$f":"IFERROR(IF(OR(K87=\"\",'Combined scenario - input'!$D72=\"\"),\"\",K87/'Combined scenario - input'!$D72),\"\")","v":""},{"$f":"IFERROR(IF(OR(L87=\"\",'Combined scenario - input'!$D72=\"\"),\"\",L87/'Combined scenario - input'!$D72),\"\")","v":""},{"$f":"IFERROR(IF(OR(M87=\"\",'Combined scenario - input'!$D72=\"\"),\"\",M87/'Combined scenario - input'!$D72),\"\")","v":""},{"$f":"IFERROR(IF(OR(N87=\"\",'Combined scenario - input'!$D72=\"\"),\"\",N87/'Combined scenario - input'!$D72),\"\")","v":""},{"$f":"IFERROR(IF(OR(O87=\"\",'Combined scenario - input'!$D72=\"\"),\"\",O87/'Combined scenario - input'!$D72),\"\")","v":""},{"$f":"IFERROR(IF(OR(P87=\"\",'Combined scenario - input'!$D72=\"\"),\"\",P87/'Combined scenario - input'!$D72),\"\")","v":""},{"$f":"IFERROR(IF(OR(Q87=\"\",'Combined scenario - input'!$D72=\"\"),\"\",Q87/'Combined scenario - input'!$D72),\"\")","v":""},{"$f":"IFERROR(IF(OR(R87=\"\",'Combined scenario - input'!$D72=\"\"),\"\",R87/'Combined scenario - input'!$D72),\"\")","v":""},{"$f":"IFERROR(IF(OR(S87=\"\",'Combined scenario - input'!$D72=\"\"),\"\",S87/'Combined scenario - input'!$D72),\"\")","v":""},{"$f":"IFERROR(IF(OR(T87=\"\",'Combined scenario - input'!$D72=\"\"),\"\",T87/'Combined scenario - input'!$D72),\"\")","v":""},{"$f":"IFERROR(IF(OR(U87=\"\",'Combined scenario - input'!$D72=\"\"),\"\",U87/'Combined scenario - input'!$D72),\"\")","v":""},{"$f":"IFERROR(IF(OR(V87=\"\",'Combined scenario - input'!$D72=\"\"),\"\",V87/'Combined scenario - input'!$D72),\"\")","v":""},{"$f":"IFERROR(IF(OR(W87=\"\",'Combined scenario - input'!$D72=\"\"),\"\",W87/'Combined scenario - input'!$D72),\"\")","v":""}]
[{"$f":"IFERROR('Combined scenario - input'!A73,\"\")","v":""},{"$f":"IFERROR('Combined scenario - input'!B73,\"\")","v":""},{"$f":"IFERROR('Combined scenario - input'!C73,\"\")","v":""},{"$f":"IFERROR(repcalc('Combined scenario - input'!$CV73:$GH73,'Combined scenario - input'!$G73,'Combined scenario - input'!$E73,'Combined scenario - input'!$F73,20,TRUE,TRUE),\"\")","v":""},"","","","","","","","","","","","","","","","","","","",{"$f":"IFERROR(IF(OR(D88=\"\",'Combined scenario - input'!$D73=\"\"),\"\",D88/'Combined scenario - input'!$D73),\"\")","v":""},{"$f":"IFERROR(IF(OR(E88=\"\",'Combined scenario - input'!$D73=\"\"),\"\",E88/'Combined scenario - input'!$D73),\"\")","v":""},{"$f":"IFERROR(IF(OR(F88=\"\",'Combined scenario - input'!$D73=\"\"),\"\",F88/'Combined scenario - input'!$D73),\"\")","v":""},{"$f":"IFERROR(IF(OR(G88=\"\",'Combined scenario - input'!$D73=\"\"),\"\",G88/'Combined scenario - input'!$D73),\"\")","v":""},{"$f":"IFERROR(IF(OR(H88=\"\",'Combined scenario - input'!$D73=\"\"),\"\",H88/'Combined scenario - input'!$D73),\"\")","v":""},{"$f":"IFERROR(IF(OR(I88=\"\",'Combined scenario - input'!$D73=\"\"),\"\",I88/'Combined scenario - input'!$D73),\"\")","v":""},{"$f":"IFERROR(IF(OR(J88=\"\",'Combined scenario - input'!$D73=\"\"),\"\",J88/'Combined scenario - input'!$D73),\"\")","v":""},{"$f":"IFERROR(IF(OR(K88=\"\",'Combined scenario - input'!$D73=\"\"),\"\",K88/'Combined scenario - input'!$D73),\"\")","v":""},{"$f":"IFERROR(IF(OR(L88=\"\",'Combined scenario - input'!$D73=\"\"),\"\",L88/'Combined scenario - input'!$D73),\"\")","v":""},{"$f":"IFERROR(IF(OR(M88=\"\",'Combined scenario - input'!$D73=\"\"),\"\",M88/'Combined scenario - input'!$D73),\"\")","v":""},{"$f":"IFERROR(IF(OR(N88=\"\",'Combined scenario - input'!$D73=\"\"),\"\",N88/'Combined scenario - input'!$D73),\"\")","v":""},{"$f":"IFERROR(IF(OR(O88=\"\",'Combined scenario - input'!$D73=\"\"),\"\",O88/'Combined scenario - input'!$D73),\"\")","v":""},{"$f":"IFERROR(IF(OR(P88=\"\",'Combined scenario - input'!$D73=\"\"),\"\",P88/'Combined scenario - input'!$D73),\"\")","v":""},{"$f":"IFERROR(IF(OR(Q88=\"\",'Combined scenario - input'!$D73=\"\"),\"\",Q88/'Combined scenario - input'!$D73),\"\")","v":""},{"$f":"IFERROR(IF(OR(R88=\"\",'Combined scenario - input'!$D73=\"\"),\"\",R88/'Combined scenario - input'!$D73),\"\")","v":""},{"$f":"IFERROR(IF(OR(S88=\"\",'Combined scenario - input'!$D73=\"\"),\"\",S88/'Combined scenario - input'!$D73),\"\")","v":""},{"$f":"IFERROR(IF(OR(T88=\"\",'Combined scenario - input'!$D73=\"\"),\"\",T88/'Combined scenario - input'!$D73),\"\")","v":""},{"$f":"IFERROR(IF(OR(U88=\"\",'Combined scenario - input'!$D73=\"\"),\"\",U88/'Combined scenario - input'!$D73),\"\")","v":""},{"$f":"IFERROR(IF(OR(V88=\"\",'Combined scenario - input'!$D73=\"\"),\"\",V88/'Combined scenario - input'!$D73),\"\")","v":""},{"$f":"IFERROR(IF(OR(W88=\"\",'Combined scenario - input'!$D73=\"\"),\"\",W88/'Combined scenario - input'!$D73),\"\")","v":""}]
[{"$f":"IFERROR('Combined scenario - input'!A74,\"\")","v":""},{"$f":"IFERROR('Combined scenario - input'!B74,\"\")","v":""},{"$f":"IFERROR('Combined scenario - input'!C74,\"\")","v":""},{"$f":"IFERROR(repcalc('Combined scenario - input'!$CV74:$GH74,'Combined scenario - input'!$G74,'Combined scenario - input'!$E74,'Combined scenario - input'!$F74,20,TRUE,TRUE),\"\")","v":""},"","","","","","","","","","","","","","","","","","","",{"$f":"IFERROR(IF(OR(D89=\"\",'Combined scenario - input'!$D74=\"\"),\"\",D89/'Combined scenario - input'!$D74),\"\")","v":""},{"$f":"IFERROR(IF(OR(E89=\"\",'Combined scenario - input'!$D74=\"\"),\"\",E89/'Combined scenario - input'!$D74),\"\")","v":""},{"$f":"IFERROR(IF(OR(F89=\"\",'Combined scenario - input'!$D74=\"\"),\"\",F89/'Combined scenario - input'!$D74),\"\")","v":""},{"$f":"IFERROR(IF(OR(G89=\"\",'Combined scenario - input'!$D74=\"\"),\"\",G89/'Combined scenario - input'!$D74),\"\")","v":""},{"$f":"IFERROR(IF(OR(H89=\"\",'Combined scenario - input'!$D74=\"\"),\"\",H89/'Combined scenario - input'!$D74),\"\")","v":""},{"$f":"IFERROR(IF(OR(I89=\"\",'Combined scenario - input'!$D74=\"\"),\"\",I89/'Combined scenario - input'!$D74),\"\")","v":""},{"$f":"IFERROR(IF(OR(J89=\"\",'Combined scenario - input'!$D74=\"\"),\"\",J89/'Combined scenario - input'!$D74),\"\")","v":""},{"$f":"IFERROR(IF(OR(K89=\"\",'Combined scenario - input'!$D74=\"\"),\"\",K89/'Combined scenario - input'!$D74),\"\")","v":""},{"$f":"IFERROR(IF(OR(L89=\"\",'Combined scenario - input'!$D74=\"\"),\"\",L89/'Combined scenario - input'!$D74),\"\")","v":""},{"$f":"IFERROR(IF(OR(M89=\"\",'Combined scenario - input'!$D74=\"\"),\"\",M89/'Combined scenario - input'!$D74),\"\")","v":""},{"$f":"IFERROR(IF(OR(N89=\"\",'Combined scenario - input'!$D74=\"\"),\"\",N89/'Combined scenario - input'!$D74),\"\")","v":""},{"$f":"IFERROR(IF(OR(O89=\"\",'Combined scenario - input'!$D74=\"\"),\"\",O89/'Combined scenario - input'!$D74),\"\")","v":""},{"$f":"IFERROR(IF(OR(P89=\"\",'Combined scenario - input'!$D74=\"\"),\"\",P89/'Combined scenario - input'!$D74),\"\")","v":""},{"$f":"IFERROR(IF(OR(Q89=\"\",'Combined scenario - input'!$D74=\"\"),\"\",Q89/'Combined scenario - input'!$D74),\"\")","v":""},{"$f":"IFERROR(IF(OR(R89=\"\",'Combined scenario - input'!$D74=\"\"),\"\",R89/'Combined scenario - input'!$D74),\"\")","v":""},{"$f":"IFERROR(IF(OR(S89=\"\",'Combined scenario - input'!$D74=\"\"),\"\",S89/'Combined scenario - input'!$D74),\"\")","v":""},{"$f":"IFERROR(IF(OR(T89=\"\",'Combined scenario - input'!$D74=\"\"),\"\",T89/'Combined scenario - input'!$D74),\"\")","v":""},{"$f":"IFERROR(IF(OR(U89=\"\",'Combined scenario - input'!$D74=\"\"),\"\",U89/'Combined scenario - input'!$D74),\"\")","v":""},{"$f":"IFERROR(IF(OR(V89=\"\",'Combined scenario - input'!$D74=\"\"),\"\",V89/'Combined scenario - input'!$D74),\"\")","v":""},{"$f":"IFERROR(IF(OR(W89=\"\",'Combined scenario - input'!$D74=\"\"),\"\",W89/'Combined scenario - input'!$D74),\"\")","v":""}]
[{"$f":"IFERROR('Combined scenario - input'!A75,\"\")","v":""},{"$f":"IFERROR('Combined scenario - input'!B75,\"\")","v":""},{"$f":"IFERROR('Combined scenario - input'!C75,\"\")","v":""},{"$f":"IFERROR(repcalc('Combined scenario - input'!$CV75:$GH75,'Combined scenario - input'!$G75,'Combined scenario - input'!$E75,'Combined scenario - input'!$F75,20,TRUE,TRUE),\"\")","v":""},"","","","","","","","","","","","","","","","","","","",{"$f":"IFERROR(IF(OR(D90=\"\",'Combined scenario - input'!$D75=\"\"),\"\",D90/'Combined scenario - input'!$D75),\"\")","v":""},{"$f":"IFERROR(IF(OR(E90=\"\",'Combined scenario - input'!$D75=\"\"),\"\",E90/'Combined scenario - input'!$D75),\"\")","v":""},{"$f":"IFERROR(IF(OR(F90=\"\",'Combined scenario - input'!$D75=\"\"),\"\",F90/'Combined scenario - input'!$D75),\"\")","v":""},{"$f":"IFERROR(IF(OR(G90=\"\",'Combined scenario - input'!$D75=\"\"),\"\",G90/'Combined scenario - input'!$D75),\"\")","v":""},{"$f":"IFERROR(IF(OR(H90=\"\",'Combined scenario - input'!$D75=\"\"),\"\",H90/'Combined scenario - input'!$D75),\"\")","v":""},{"$f":"IFERROR(IF(OR(I90=\"\",'Combined scenario - input'!$D75=\"\"),\"\",I90/'Combined scenario - input'!$D75),\"\")","v":""},{"$f":"IFERROR(IF(OR(J90=\"\",'Combined scenario - input'!$D75=\"\"),\"\",J90/'Combined scenario - input'!$D75),\"\")","v":""},{"$f":"IFERROR(IF(OR(K90=\"\",'Combined scenario - input'!$D75=\"\"),\"\",K90/'Combined scenario - input'!$D75),\"\")","v":""},{"$f":"IFERROR(IF(OR(L90=\"\",'Combined scenario - input'!$D75=\"\"),\"\",L90/'Combined scenario - input'!$D75),\"\")","v":""},{"$f":"IFERROR(IF(OR(M90=\"\",'Combined scenario - input'!$D75=\"\"),\"\",M90/'Combined scenario - input'!$D75),\"\")","v":""},{"$f":"IFERROR(IF(OR(N90=\"\",'Combined scenario - input'!$D75=\"\"),\"\",N90/'Combined scenario - input'!$D75),\"\")","v":""},{"$f":"IFERROR(IF(OR(O90=\"\",'Combined scenario - input'!$D75=\"\"),\"\",O90/'Combined scenario - input'!$D75),\"\")","v":""},{"$f":"IFERROR(IF(OR(P90=\"\",'Combined scenario - input'!$D75=\"\"),\"\",P90/'Combined scenario - input'!$D75),\"\")","v":""},{"$f":"IFERROR(IF(OR(Q90=\"\",'Combined scenario - input'!$D75=\"\"),\"\",Q90/'Combined scenario - input'!$D75),\"\")","v":""},{"$f":"IFERROR(IF(OR(R90=\"\",'Combined scenario - input'!$D75=\"\"),\"\",R90/'Combined scenario - input'!$D75),\"\")","v":""},{"$f":"IFERROR(IF(OR(S90=\"\",'Combined scenario - input'!$D75=\"\"),\"\",S90/'Combined scenario - input'!$D75),\"\")","v":""},{"$f":"IFERROR(IF(OR(T90=\"\",'Combined scenario - input'!$D75=\"\"),\"\",T90/'Combined scenario - input'!$D75),\"\")","v":""},{"$f":"IFERROR(IF(OR(U90=\"\",'Combined scenario - input'!$D75=\"\"),\"\",U90/'Combined scenario - input'!$D75),\"\")","v":""},{"$f":"IFERROR(IF(OR(V90=\"\",'Combined scenario - input'!$D75=\"\"),\"\",V90/'Combined scenario - input'!$D75),\"\")","v":""},{"$f":"IFERROR(IF(OR(W90=\"\",'Combined scenario - input'!$D75=\"\"),\"\",W90/'Combined scenario - input'!$D75),\"\")","v":""}]
[{"$f":"IFERROR('Combined scenario - input'!A76,\"\")","v":""},{"$f":"IFERROR('Combined scenario - input'!B76,\"\")","v":""},{"$f":"IFERROR('Combined scenario - input'!C76,\"\")","v":""},{"$f":"IFERROR(repcalc('Combined scenario - input'!$CV76:$GH76,'Combined scenario - input'!$G76,'Combined scenario - input'!$E76,'Combined scenario - input'!$F76,20,TRUE,TRUE),\"\")","v":""},"","","","","","","","","","","","","","","","","","","",{"$f":"IFERROR(IF(OR(D91=\"\",'Combined scenario - input'!$D76=\"\"),\"\",D91/'Combined scenario - input'!$D76),\"\")","v":""},{"$f":"IFERROR(IF(OR(E91=\"\",'Combined scenario - input'!$D76=\"\"),\"\",E91/'Combined scenario - input'!$D76),\"\")","v":""},{"$f":"IFERROR(IF(OR(F91=\"\",'Combined scenario - input'!$D76=\"\"),\"\",F91/'Combined scenario - input'!$D76),\"\")","v":""},{"$f":"IFERROR(IF(OR(G91=\"\",'Combined scenario - input'!$D76=\"\"),\"\",G91/'Combined scenario - input'!$D76),\"\")","v":""},{"$f":"IFERROR(IF(OR(H91=\"\",'Combined scenario - input'!$D76=\"\"),\"\",H91/'Combined scenario - input'!$D76),\"\")","v":""},{"$f":"IFERROR(IF(OR(I91=\"\",'Combined scenario - input'!$D76=\"\"),\"\",I91/'Combined scenario - input'!$D76),\"\")","v":""},{"$f":"IFERROR(IF(OR(J91=\"\",'Combined scenario - input'!$D76=\"\"),\"\",J91/'Combined scenario - input'!$D76),\"\")","v":""},{"$f":"IFERROR(IF(OR(K91=\"\",'Combined scenario - input'!$D76=\"\"),\"\",K91/'Combined scenario - input'!$D76),\"\")","v":""},{"$f":"IFERROR(IF(OR(L91=\"\",'Combined scenario - input'!$D76=\"\"),\"\",L91/'Combined scenario - input'!$D76),\"\")","v":""},{"$f":"IFERROR(IF(OR(M91=\"\",'Combined scenario - input'!$D76=\"\"),\"\",M91/'Combined scenario - input'!$D76),\"\")","v":""},{"$f":"IFERROR(IF(OR(N91=\"\",'Combined scenario - input'!$D76=\"\"),\"\",N91/'Combined scenario - input'!$D76),\"\")","v":""},{"$f":"IFERROR(IF(OR(O91=\"\",'Combined scenario - input'!$D76=\"\"),\"\",O91/'Combined scenario - input'!$D76),\"\")","v":""},{"$f":"IFERROR(IF(OR(P91=\"\",'Combined scenario - input'!$D76=\"\"),\"\",P91/'Combined scenario - input'!$D76),\"\")","v":""},{"$f":"IFERROR(IF(OR(Q91=\"\",'Combined scenario - input'!$D76=\"\"),\"\",Q91/'Combined scenario - input'!$D76),\"\")","v":""},{"$f":"IFERROR(IF(OR(R91=\"\",'Combined scenario - input'!$D76=\"\"),\"\",R91/'Combined scenario - input'!$D76),\"\")","v":""},{"$f":"IFERROR(IF(OR(S91=\"\",'Combined scenario - input'!$D76=\"\"),\"\",S91/'Combined scenario - input'!$D76),\"\")","v":""},{"$f":"IFERROR(IF(OR(T91=\"\",'Combined scenario - input'!$D76=\"\"),\"\",T91/'Combined scenario - input'!$D76),\"\")","v":""},{"$f":"IFERROR(IF(OR(U91=\"\",'Combined scenario - input'!$D76=\"\"),\"\",U91/'Combined scenario - input'!$D76),\"\")","v":""},{"$f":"IFERROR(IF(OR(V91=\"\",'Combined scenario - input'!$D76=\"\"),\"\",V91/'Combined scenario - input'!$D76),\"\")","v":""},{"$f":"IFERROR(IF(OR(W91=\"\",'Combined scenario - input'!$D76=\"\"),\"\",W91/'Combined scenario - input'!$D76),\"\")","v":""}]
[{"$f":"IFERROR('Combined scenario - input'!A77,\"\")","v":""},{"$f":"IFERROR('Combined scenario - input'!B77,\"\")","v":""},{"$f":"IFERROR('Combined scenario - input'!C77,\"\")","v":""},{"$f":"IFERROR(repcalc('Combined scenario - input'!$CV77:$GH77,'Combined scenario - input'!$G77,'Combined scenario - input'!$E77,'Combined scenario - input'!$F77,20,TRUE,TRUE),\"\")","v":""},"","","","","","","","","","","","","","","","","","","",{"$f":"IFERROR(IF(OR(D92=\"\",'Combined scenario - input'!$D77=\"\"),\"\",D92/'Combined scenario - input'!$D77),\"\")","v":""},{"$f":"IFERROR(IF(OR(E92=\"\",'Combined scenario - input'!$D77=\"\"),\"\",E92/'Combined scenario - input'!$D77),\"\")","v":""},{"$f":"IFERROR(IF(OR(F92=\"\",'Combined scenario - input'!$D77=\"\"),\"\",F92/'Combined scenario - input'!$D77),\"\")","v":""},{"$f":"IFERROR(IF(OR(G92=\"\",'Combined scenario - input'!$D77=\"\"),\"\",G92/'Combined scenario - input'!$D77),\"\")","v":""},{"$f":"IFERROR(IF(OR(H92=\"\",'Combined scenario - input'!$D77=\"\"),\"\",H92/'Combined scenario - input'!$D77),\"\")","v":""},{"$f":"IFERROR(IF(OR(I92=\"\",'Combined scenario - input'!$D77=\"\"),\"\",I92/'Combined scenario - input'!$D77),\"\")","v":""},{"$f":"IFERROR(IF(OR(J92=\"\",'Combined scenario - input'!$D77=\"\"),\"\",J92/'Combined scenario - input'!$D77),\"\")","v":""},{"$f":"IFERROR(IF(OR(K92=\"\",'Combined scenario - input'!$D77=\"\"),\"\",K92/'Combined scenario - input'!$D77),\"\")","v":""},{"$f":"IFERROR(IF(OR(L92=\"\",'Combined scenario - input'!$D77=\"\"),\"\",L92/'Combined scenario - input'!$D77),\"\")","v":""},{"$f":"IFERROR(IF(OR(M92=\"\",'Combined scenario - input'!$D77=\"\"),\"\",M92/'Combined scenario - input'!$D77),\"\")","v":""},{"$f":"IFERROR(IF(OR(N92=\"\",'Combined scenario - input'!$D77=\"\"),\"\",N92/'Combined scenario - input'!$D77),\"\")","v":""},{"$f":"IFERROR(IF(OR(O92=\"\",'Combined scenario - input'!$D77=\"\"),\"\",O92/'Combined scenario - input'!$D77),\"\")","v":""},{"$f":"IFERROR(IF(OR(P92=\"\",'Combined scenario - input'!$D77=\"\"),\"\",P92/'Combined scenario - input'!$D77),\"\")","v":""},{"$f":"IFERROR(IF(OR(Q92=\"\",'Combined scenario - input'!$D77=\"\"),\"\",Q92/'Combined scenario - input'!$D77),\"\")","v":""},{"$f":"IFERROR(IF(OR(R92=\"\",'Combined scenario - input'!$D77=\"\"),\"\",R92/'Combined scenario - input'!$D77),\"\")","v":""},{"$f":"IFERROR(IF(OR(S92=\"\",'Combined scenario - input'!$D77=\"\"),\"\",S92/'Combined scenario - input'!$D77),\"\")","v":""},{"$f":"IFERROR(IF(OR(T92=\"\",'Combined scenario - input'!$D77=\"\"),\"\",T92/'Combined scenario - input'!$D77),\"\")","v":""},{"$f":"IFERROR(IF(OR(U92=\"\",'Combined scenario - input'!$D77=\"\"),\"\",U92/'Combined scenario - input'!$D77),\"\")","v":""},{"$f":"IFERROR(IF(OR(V92=\"\",'Combined scenario - input'!$D77=\"\"),\"\",V92/'Combined scenario - input'!$D77),\"\")","v":""},{"$f":"IFERROR(IF(OR(W92=\"\",'Combined scenario - input'!$D77=\"\"),\"\",W92/'Combined scenario - input'!$D77),\"\")","v":""}]
[{"$f":"IFERROR('Combined scenario - input'!A78,\"\")","v":""},{"$f":"IFERROR('Combined scenario - input'!B78,\"\")","v":""},{"$f":"IFERROR('Combined scenario - input'!C78,\"\")","v":""},{"$f":"IFERROR(repcalc('Combined scenario - input'!$CV78:$GH78,'Combined scenario - input'!$G78,'Combined scenario - input'!$E78,'Combined scenario - input'!$F78,20,TRUE,TRUE),\"\")","v":""},"","","","","","","","","","","","","","","","","","","",{"$f":"IFERROR(IF(OR(D93=\"\",'Combined scenario - input'!$D78=\"\"),\"\",D93/'Combined scenario - input'!$D78),\"\")","v":""},{"$f":"IFERROR(IF(OR(E93=\"\",'Combined scenario - input'!$D78=\"\"),\"\",E93/'Combined scenario - input'!$D78),\"\")","v":""},{"$f":"IFERROR(IF(OR(F93=\"\",'Combined scenario - input'!$D78=\"\"),\"\",F93/'Combined scenario - input'!$D78),\"\")","v":""},{"$f":"IFERROR(IF(OR(G93=\"\",'Combined scenario - input'!$D78=\"\"),\"\",G93/'Combined scenario - input'!$D78),\"\")","v":""},{"$f":"IFERROR(IF(OR(H93=\"\",'Combined scenario - input'!$D78=\"\"),\"\",H93/'Combined scenario - input'!$D78),\"\")","v":""},{"$f":"IFERROR(IF(OR(I93=\"\",'Combined scenario - input'!$D78=\"\"),\"\",I93/'Combined scenario - input'!$D78),\"\")","v":""},{"$f":"IFERROR(IF(OR(J93=\"\",'Combined scenario - input'!$D78=\"\"),\"\",J93/'Combined scenario - input'!$D78),\"\")","v":""},{"$f":"IFERROR(IF(OR(K93=\"\",'Combined scenario - input'!$D78=\"\"),\"\",K93/'Combined scenario - input'!$D78),\"\")","v":""},{"$f":"IFERROR(IF(OR(L93=\"\",'Combined scenario - input'!$D78=\"\"),\"\",L93/'Combined scenario - input'!$D78),\"\")","v":""},{"$f":"IFERROR(IF(OR(M93=\"\",'Combined scenario - input'!$D78=\"\"),\"\",M93/'Combined scenario - input'!$D78),\"\")","v":""},{"$f":"IFERROR(IF(OR(N93=\"\",'Combined scenario - input'!$D78=\"\"),\"\",N93/'Combined scenario - input'!$D78),\"\")","v":""},{"$f":"IFERROR(IF(OR(O93=\"\",'Combined scenario - input'!$D78=\"\"),\"\",O93/'Combined scenario - input'!$D78),\"\")","v":""},{"$f":"IFERROR(IF(OR(P93=\"\",'Combined scenario - input'!$D78=\"\"),\"\",P93/'Combined scenario - input'!$D78),\"\")","v":""},{"$f":"IFERROR(IF(OR(Q93=\"\",'Combined scenario - input'!$D78=\"\"),\"\",Q93/'Combined scenario - input'!$D78),\"\")","v":""},{"$f":"IFERROR(IF(OR(R93=\"\",'Combined scenario - input'!$D78=\"\"),\"\",R93/'Combined scenario - input'!$D78),\"\")","v":""},{"$f":"IFERROR(IF(OR(S93=\"\",'Combined scenario - input'!$D78=\"\"),\"\",S93/'Combined scenario - input'!$D78),\"\")","v":""},{"$f":"IFERROR(IF(OR(T93=\"\",'Combined scenario - input'!$D78=\"\"),\"\",T93/'Combined scenario - input'!$D78),\"\")","v":""},{"$f":"IFERROR(IF(OR(U93=\"\",'Combined scenario - input'!$D78=\"\"),\"\",U93/'Combined scenario - input'!$D78),\"\")","v":""},{"$f":"IFERROR(IF(OR(V93=\"\",'Combined scenario - input'!$D78=\"\"),\"\",V93/'Combined scenario - input'!$D78),\"\")","v":""},{"$f":"IFERROR(IF(OR(W93=\"\",'Combined scenario - input'!$D78=\"\"),\"\",W93/'Combined scenario - input'!$D78),\"\")","v":""}]
[{"$f":"IFERROR('Combined scenario - input'!A79,\"\")","v":""},{"$f":"IFERROR('Combined scenario - input'!B79,\"\")","v":""},{"$f":"IFERROR('Combined scenario - input'!C79,\"\")","v":""},{"$f":"IFERROR(repcalc('Combined scenario - input'!$CV79:$GH79,'Combined scenario - input'!$G79,'Combined scenario - input'!$E79,'Combined scenario - input'!$F79,20,TRUE,TRUE),\"\")","v":""},"","","","","","","","","","","","","","","","","","","",{"$f":"IFERROR(IF(OR(D94=\"\",'Combined scenario - input'!$D79=\"\"),\"\",D94/'Combined scenario - input'!$D79),\"\")","v":""},{"$f":"IFERROR(IF(OR(E94=\"\",'Combined scenario - input'!$D79=\"\"),\"\",E94/'Combined scenario - input'!$D79),\"\")","v":""},{"$f":"IFERROR(IF(OR(F94=\"\",'Combined scenario - input'!$D79=\"\"),\"\",F94/'Combined scenario - input'!$D79),\"\")","v":""},{"$f":"IFERROR(IF(OR(G94=\"\",'Combined scenario - input'!$D79=\"\"),\"\",G94/'Combined scenario - input'!$D79),\"\")","v":""},{"$f":"IFERROR(IF(OR(H94=\"\",'Combined scenario - input'!$D79=\"\"),\"\",H94/'Combined scenario - input'!$D79),\"\")","v":""},{"$f":"IFERROR(IF(OR(I94=\"\",'Combined scenario - input'!$D79=\"\"),\"\",I94/'Combined scenario - input'!$D79),\"\")","v":""},{"$f":"IFERROR(IF(OR(J94=\"\",'Combined scenario - input'!$D79=\"\"),\"\",J94/'Combined scenario - input'!$D79),\"\")","v":""},{"$f":"IFERROR(IF(OR(K94=\"\",'Combined scenario - input'!$D79=\"\"),\"\",K94/'Combined scenario - input'!$D79),\"\")","v":""},{"$f":"IFERROR(IF(OR(L94=\"\",'Combined scenario - input'!$D79=\"\"),\"\",L94/'Combined scenario - input'!$D79),\"\")","v":""},{"$f":"IFERROR(IF(OR(M94=\"\",'Combined scenario - input'!$D79=\"\"),\"\",M94/'Combined scenario - input'!$D79),\"\")","v":""},{"$f":"IFERROR(IF(OR(N94=\"\",'Combined scenario - input'!$D79=\"\"),\"\",N94/'Combined scenario - input'!$D79),\"\")","v":""},{"$f":"IFERROR(IF(OR(O94=\"\",'Combined scenario - input'!$D79=\"\"),\"\",O94/'Combined scenario - input'!$D79),\"\")","v":""},{"$f":"IFERROR(IF(OR(P94=\"\",'Combined scenario - input'!$D79=\"\"),\"\",P94/'Combined scenario - input'!$D79),\"\")","v":""},{"$f":"IFERROR(IF(OR(Q94=\"\",'Combined scenario - input'!$D79=\"\"),\"\",Q94/'Combined scenario - input'!$D79),\"\")","v":""},{"$f":"IFERROR(IF(OR(R94=\"\",'Combined scenario - input'!$D79=\"\"),\"\",R94/'Combined scenario - input'!$D79),\"\")","v":""},{"$f":"IFERROR(IF(OR(S94=\"\",'Combined scenario - input'!$D79=\"\"),\"\",S94/'Combined scenario - input'!$D79),\"\")","v":""},{"$f":"IFERROR(IF(OR(T94=\"\",'Combined scenario - input'!$D79=\"\"),\"\",T94/'Combined scenario - input'!$D79),\"\")","v":""},{"$f":"IFERROR(IF(OR(U94=\"\",'Combined scenario - input'!$D79=\"\"),\"\",U94/'Combined scenario - input'!$D79),\"\")","v":""},{"$f":"IFERROR(IF(OR(V94=\"\",'Combined scenario - input'!$D79=\"\"),\"\",V94/'Combined scenario - input'!$D79),\"\")","v":""},{"$f":"IFERROR(IF(OR(W94=\"\",'Combined scenario - input'!$D79=\"\"),\"\",W94/'Combined scenario - input'!$D79),\"\")","v":""}]
[{"$f":"IFERROR('Combined scenario - input'!A80,\"\")","v":""},{"$f":"IFERROR('Combined scenario - input'!B80,\"\")","v":""},{"$f":"IFERROR('Combined scenario - input'!C80,\"\")","v":""},{"$f":"IFERROR(repcalc('Combined scenario - input'!$CV80:$GH80,'Combined scenario - input'!$G80,'Combined scenario - input'!$E80,'Combined scenario - input'!$F80,20,TRUE,TRUE),\"\")","v":""},"","","","","","","","","","","","","","","","","","","",{"$f":"IFERROR(IF(OR(D95=\"\",'Combined scenario - input'!$D80=\"\"),\"\",D95/'Combined scenario - input'!$D80),\"\")","v":""},{"$f":"IFERROR(IF(OR(E95=\"\",'Combined scenario - input'!$D80=\"\"),\"\",E95/'Combined scenario - input'!$D80),\"\")","v":""},{"$f":"IFERROR(IF(OR(F95=\"\",'Combined scenario - input'!$D80=\"\"),\"\",F95/'Combined scenario - input'!$D80),\"\")","v":""},{"$f":"IFERROR(IF(OR(G95=\"\",'Combined scenario - input'!$D80=\"\"),\"\",G95/'Combined scenario - input'!$D80),\"\")","v":""},{"$f":"IFERROR(IF(OR(H95=\"\",'Combined scenario - input'!$D80=\"\"),\"\",H95/'Combined scenario - input'!$D80),\"\")","v":""},{"$f":"IFERROR(IF(OR(I95=\"\",'Combined scenario - input'!$D80=\"\"),\"\",I95/'Combined scenario - input'!$D80),\"\")","v":""},{"$f":"IFERROR(IF(OR(J95=\"\",'Combined scenario - input'!$D80=\"\"),\"\",J95/'Combined scenario - input'!$D80),\"\")","v":""},{"$f":"IFERROR(IF(OR(K95=\"\",'Combined scenario - input'!$D80=\"\"),\"\",K95/'Combined scenario - input'!$D80),\"\")","v":""},{"$f":"IFERROR(IF(OR(L95=\"\",'Combined scenario - input'!$D80=\"\"),\"\",L95/'Combined scenario - input'!$D80),\"\")","v":""},{"$f":"IFERROR(IF(OR(M95=\"\",'Combined scenario - input'!$D80=\"\"),\"\",M95/'Combined scenario - input'!$D80),\"\")","v":""},{"$f":"IFERROR(IF(OR(N95=\"\",'Combined scenario - input'!$D80=\"\"),\"\",N95/'Combined scenario - input'!$D80),\"\")","v":""},{"$f":"IFERROR(IF(OR(O95=\"\",'Combined scenario - input'!$D80=\"\"),\"\",O95/'Combined scenario - input'!$D80),\"\")","v":""},{"$f":"IFERROR(IF(OR(P95=\"\",'Combined scenario - input'!$D80=\"\"),\"\",P95/'Combined scenario - input'!$D80),\"\")","v":""},{"$f":"IFERROR(IF(OR(Q95=\"\",'Combined scenario - input'!$D80=\"\"),\"\",Q95/'Combined scenario - input'!$D80),\"\")","v":""},{"$f":"IFERROR(IF(OR(R95=\"\",'Combined scenario - input'!$D80=\"\"),\"\",R95/'Combined scenario - input'!$D80),\"\")","v":""},{"$f":"IFERROR(IF(OR(S95=\"\",'Combined scenario - input'!$D80=\"\"),\"\",S95/'Combined scenario - input'!$D80),\"\")","v":""},{"$f":"IFERROR(IF(OR(T95=\"\",'Combined scenario - input'!$D80=\"\"),\"\",T95/'Combined scenario - input'!$D80),\"\")","v":""},{"$f":"IFERROR(IF(OR(U95=\"\",'Combined scenario - input'!$D80=\"\"),\"\",U95/'Combined scenario - input'!$D80),\"\")","v":""},{"$f":"IFERROR(IF(OR(V95=\"\",'Combined scenario - input'!$D80=\"\"),\"\",V95/'Combined scenario - input'!$D80),\"\")","v":""},{"$f":"IFERROR(IF(OR(W95=\"\",'Combined scenario - input'!$D80=\"\"),\"\",W95/'Combined scenario - input'!$D80),\"\")","v":""}]
[{"$f":"IFERROR('Combined scenario - input'!A81,\"\")","v":""},{"$f":"IFERROR('Combined scenario - input'!B81,\"\")","v":""},{"$f":"IFERROR('Combined scenario - input'!C81,\"\")","v":""},{"$f":"IFERROR(repcalc('Combined scenario - input'!$CV81:$GH81,'Combined scenario - input'!$G81,'Combined scenario - input'!$E81,'Combined scenario - input'!$F81,20,TRUE,TRUE),\"\")","v":""},"","","","","","","","","","","","","","","","","","","",{"$f":"IFERROR(IF(OR(D96=\"\",'Combined scenario - input'!$D81=\"\"),\"\",D96/'Combined scenario - input'!$D81),\"\")","v":""},{"$f":"IFERROR(IF(OR(E96=\"\",'Combined scenario - input'!$D81=\"\"),\"\",E96/'Combined scenario - input'!$D81),\"\")","v":""},{"$f":"IFERROR(IF(OR(F96=\"\",'Combined scenario - input'!$D81=\"\"),\"\",F96/'Combined scenario - input'!$D81),\"\")","v":""},{"$f":"IFERROR(IF(OR(G96=\"\",'Combined scenario - input'!$D81=\"\"),\"\",G96/'Combined scenario - input'!$D81),\"\")","v":""},{"$f":"IFERROR(IF(OR(H96=\"\",'Combined scenario - input'!$D81=\"\"),\"\",H96/'Combined scenario - input'!$D81),\"\")","v":""},{"$f":"IFERROR(IF(OR(I96=\"\",'Combined scenario - input'!$D81=\"\"),\"\",I96/'Combined scenario - input'!$D81),\"\")","v":""},{"$f":"IFERROR(IF(OR(J96=\"\",'Combined scenario - input'!$D81=\"\"),\"\",J96/'Combined scenario - input'!$D81),\"\")","v":""},{"$f":"IFERROR(IF(OR(K96=\"\",'Combined scenario - input'!$D81=\"\"),\"\",K96/'Combined scenario - input'!$D81),\"\")","v":""},{"$f":"IFERROR(IF(OR(L96=\"\",'Combined scenario - input'!$D81=\"\"),\"\",L96/'Combined scenario - input'!$D81),\"\")","v":""},{"$f":"IFERROR(IF(OR(M96=\"\",'Combined scenario - input'!$D81=\"\"),\"\",M96/'Combined scenario - input'!$D81),\"\")","v":""},{"$f":"IFERROR(IF(OR(N96=\"\",'Combined scenario - input'!$D81=\"\"),\"\",N96/'Combined scenario - input'!$D81),\"\")","v":""},{"$f":"IFERROR(IF(OR(O96=\"\",'Combined scenario - input'!$D81=\"\"),\"\",O96/'Combined scenario - input'!$D81),\"\")","v":""},{"$f":"IFERROR(IF(OR(P96=\"\",'Combined scenario - input'!$D81=\"\"),\"\",P96/'Combined scenario - input'!$D81),\"\")","v":""},{"$f":"IFERROR(IF(OR(Q96=\"\",'Combined scenario - input'!$D81=\"\"),\"\",Q96/'Combined scenario - input'!$D81),\"\")","v":""},{"$f":"IFERROR(IF(OR(R96=\"\",'Combined scenario - input'!$D81=\"\"),\"\",R96/'Combined scenario - input'!$D81),\"\")","v":""},{"$f":"IFERROR(IF(OR(S96=\"\",'Combined scenario - input'!$D81=\"\"),\"\",S96/'Combined scenario - input'!$D81),\"\")","v":""},{"$f":"IFERROR(IF(OR(T96=\"\",'Combined scenario - input'!$D81=\"\"),\"\",T96/'Combined scenario - input'!$D81),\"\")","v":""},{"$f":"IFERROR(IF(OR(U96=\"\",'Combined scenario - input'!$D81=\"\"),\"\",U96/'Combined scenario - input'!$D81),\"\")","v":""},{"$f":"IFERROR(IF(OR(V96=\"\",'Combined scenario - input'!$D81=\"\"),\"\",V96/'Combined scenario - input'!$D81),\"\")","v":""},{"$f":"IFERROR(IF(OR(W96=\"\",'Combined scenario - input'!$D81=\"\"),\"\",W96/'Combined scenario - input'!$D81),\"\")","v":""}]
[{"$f":"IFERROR('Combined scenario - input'!A82,\"\")","v":""},{"$f":"IFERROR('Combined scenario - input'!B82,\"\")","v":""},{"$f":"IFERROR('Combined scenario - input'!C82,\"\")","v":""},{"$f":"IFERROR(repcalc('Combined scenario - input'!$CV82:$GH82,'Combined scenario - input'!$G82,'Combined scenario - input'!$E82,'Combined scenario - input'!$F82,20,TRUE,TRUE),\"\")","v":""},"","","","","","","","","","","","","","","","","","","",{"$f":"IFERROR(IF(OR(D97=\"\",'Combined scenario - input'!$D82=\"\"),\"\",D97/'Combined scenario - input'!$D82),\"\")","v":""},{"$f":"IFERROR(IF(OR(E97=\"\",'Combined scenario - input'!$D82=\"\"),\"\",E97/'Combined scenario - input'!$D82),\"\")","v":""},{"$f":"IFERROR(IF(OR(F97=\"\",'Combined scenario - input'!$D82=\"\"),\"\",F97/'Combined scenario - input'!$D82),\"\")","v":""},{"$f":"IFERROR(IF(OR(G97=\"\",'Combined scenario - input'!$D82=\"\"),\"\",G97/'Combined scenario - input'!$D82),\"\")","v":""},{"$f":"IFERROR(IF(OR(H97=\"\",'Combined scenario - input'!$D82=\"\"),\"\",H97/'Combined scenario - input'!$D82),\"\")","v":""},{"$f":"IFERROR(IF(OR(I97=\"\",'Combined scenario - input'!$D82=\"\"),\"\",I97/'Combined scenario - input'!$D82),\"\")","v":""},{"$f":"IFERROR(IF(OR(J97=\"\",'Combined scenario - input'!$D82=\"\"),\"\",J97/'Combined scenario - input'!$D82),\"\")","v":""},{"$f":"IFERROR(IF(OR(K97=\"\",'Combined scenario - input'!$D82=\"\"),\"\",K97/'Combined scenario - input'!$D82),\"\")","v":""},{"$f":"IFERROR(IF(OR(L97=\"\",'Combined scenario - input'!$D82=\"\"),\"\",L97/'Combined scenario - input'!$D82),\"\")","v":""},{"$f":"IFERROR(IF(OR(M97=\"\",'Combined scenario - input'!$D82=\"\"),\"\",M97/'Combined scenario - input'!$D82),\"\")","v":""},{"$f":"IFERROR(IF(OR(N97=\"\",'Combined scenario - input'!$D82=\"\"),\"\",N97/'Combined scenario - input'!$D82),\"\")","v":""},{"$f":"IFERROR(IF(OR(O97=\"\",'Combined scenario - input'!$D82=\"\"),\"\",O97/'Combined scenario - input'!$D82),\"\")","v":""},{"$f":"IFERROR(IF(OR(P97=\"\",'Combined scenario - input'!$D82=\"\"),\"\",P97/'Combined scenario - input'!$D82),\"\")","v":""},{"$f":"IFERROR(IF(OR(Q97=\"\",'Combined scenario - input'!$D82=\"\"),\"\",Q97/'Combined scenario - input'!$D82),\"\")","v":""},{"$f":"IFERROR(IF(OR(R97=\"\",'Combined scenario - input'!$D82=\"\"),\"\",R97/'Combined scenario - input'!$D82),\"\")","v":""},{"$f":"IFERROR(IF(OR(S97=\"\",'Combined scenario - input'!$D82=\"\"),\"\",S97/'Combined scenario - input'!$D82),\"\")","v":""},{"$f":"IFERROR(IF(OR(T97=\"\",'Combined scenario - input'!$D82=\"\"),\"\",T97/'Combined scenario - input'!$D82),\"\")","v":""},{"$f":"IFERROR(IF(OR(U97=\"\",'Combined scenario - input'!$D82=\"\"),\"\",U97/'Combined scenario - input'!$D82),\"\")","v":""},{"$f":"IFERROR(IF(OR(V97=\"\",'Combined scenario - input'!$D82=\"\"),\"\",V97/'Combined scenario - input'!$D82),\"\")","v":""},{"$f":"IFERROR(IF(OR(W97=\"\",'Combined scenario - input'!$D82=\"\"),\"\",W97/'Combined scenario - input'!$D82),\"\")","v":""}]
[{"$f":"IFERROR('Combined scenario - input'!A83,\"\")","v":""},{"$f":"IFERROR('Combined scenario - input'!B83,\"\")","v":""},{"$f":"IFERROR('Combined scenario - input'!C83,\"\")","v":""},{"$f":"IFERROR(repcalc('Combined scenario - input'!$CV83:$GH83,'Combined scenario - input'!$G83,'Combined scenario - input'!$E83,'Combined scenario - input'!$F83,20,TRUE,TRUE),\"\")","v":""},"","","","","","","","","","","","","","","","","","","",{"$f":"IFERROR(IF(OR(D98=\"\",'Combined scenario - input'!$D83=\"\"),\"\",D98/'Combined scenario - input'!$D83),\"\")","v":""},{"$f":"IFERROR(IF(OR(E98=\"\",'Combined scenario - input'!$D83=\"\"),\"\",E98/'Combined scenario - input'!$D83),\"\")","v":""},{"$f":"IFERROR(IF(OR(F98=\"\",'Combined scenario - input'!$D83=\"\"),\"\",F98/'Combined scenario - input'!$D83),\"\")","v":""},{"$f":"IFERROR(IF(OR(G98=\"\",'Combined scenario - input'!$D83=\"\"),\"\",G98/'Combined scenario - input'!$D83),\"\")","v":""},{"$f":"IFERROR(IF(OR(H98=\"\",'Combined scenario - input'!$D83=\"\"),\"\",H98/'Combined scenario - input'!$D83),\"\")","v":""},{"$f":"IFERROR(IF(OR(I98=\"\",'Combined scenario - input'!$D83=\"\"),\"\",I98/'Combined scenario - input'!$D83),\"\")","v":""},{"$f":"IFERROR(IF(OR(J98=\"\",'Combined scenario - input'!$D83=\"\"),\"\",J98/'Combined scenario - input'!$D83),\"\")","v":""},{"$f":"IFERROR(IF(OR(K98=\"\",'Combined scenario - input'!$D83=\"\"),\"\",K98/'Combined scenario - input'!$D83),\"\")","v":""},{"$f":"IFERROR(IF(OR(L98=\"\",'Combined scenario - input'!$D83=\"\"),\"\",L98/'Combined scenario - input'!$D83),\"\")","v":""},{"$f":"IFERROR(IF(OR(M98=\"\",'Combined scenario - input'!$D83=\"\"),\"\",M98/'Combined scenario - input'!$D83),\"\")","v":""},{"$f":"IFERROR(IF(OR(N98=\"\",'Combined scenario - input'!$D83=\"\"),\"\",N98/'Combined scenario - input'!$D83),\"\")","v":""},{"$f":"IFERROR(IF(OR(O98=\"\",'Combined scenario - input'!$D83=\"\"),\"\",O98/'Combined scenario - input'!$D83),\"\")","v":""},{"$f":"IFERROR(IF(OR(P98=\"\",'Combined scenario - input'!$D83=\"\"),\"\",P98/'Combined scenario - input'!$D83),\"\")","v":""},{"$f":"IFERROR(IF(OR(Q98=\"\",'Combined scenario - input'!$D83=\"\"),\"\",Q98/'Combined scenario - input'!$D83),\"\")","v":""},{"$f":"IFERROR(IF(OR(R98=\"\",'Combined scenario - input'!$D83=\"\"),\"\",R98/'Combined scenario - input'!$D83),\"\")","v":""},{"$f":"IFERROR(IF(OR(S98=\"\",'Combined scenario - input'!$D83=\"\"),\"\",S98/'Combined scenario - input'!$D83),\"\")","v":""},{"$f":"IFERROR(IF(OR(T98=\"\",'Combined scenario - input'!$D83=\"\"),\"\",T98/'Combined scenario - input'!$D83),\"\")","v":""},{"$f":"IFERROR(IF(OR(U98=\"\",'Combined scenario - input'!$D83=\"\"),\"\",U98/'Combined scenario - input'!$D83),\"\")","v":""},{"$f":"IFERROR(IF(OR(V98=\"\",'Combined scenario - input'!$D83=\"\"),\"\",V98/'Combined scenario - input'!$D83),\"\")","v":""},{"$f":"IFERROR(IF(OR(W98=\"\",'Combined scenario - input'!$D83=\"\"),\"\",W98/'Combined scenario - input'!$D83),\"\")","v":""}]
[{"$f":"IFERROR('Combined scenario - input'!A84,\"\")","v":""},{"$f":"IFERROR('Combined scenario - input'!B84,\"\")","v":""},{"$f":"IFERROR('Combined scenario - input'!C84,\"\")","v":""},{"$f":"IFERROR(repcalc('Combined scenario - input'!$CV84:$GH84,'Combined scenario - input'!$G84,'Combined scenario - input'!$E84,'Combined scenario - input'!$F84,20,TRUE,TRUE),\"\")","v":""},"","","","","","","","","","","","","","","","","","","",{"$f":"IFERROR(IF(OR(D99=\"\",'Combined scenario - input'!$D84=\"\"),\"\",D99/'Combined scenario - input'!$D84),\"\")","v":""},{"$f":"IFERROR(IF(OR(E99=\"\",'Combined scenario - input'!$D84=\"\"),\"\",E99/'Combined scenario - input'!$D84),\"\")","v":""},{"$f":"IFERROR(IF(OR(F99=\"\",'Combined scenario - input'!$D84=\"\"),\"\",F99/'Combined scenario - input'!$D84),\"\")","v":""},{"$f":"IFERROR(IF(OR(G99=\"\",'Combined scenario - input'!$D84=\"\"),\"\",G99/'Combined scenario - input'!$D84),\"\")","v":""},{"$f":"IFERROR(IF(OR(H99=\"\",'Combined scenario - input'!$D84=\"\"),\"\",H99/'Combined scenario - input'!$D84),\"\")","v":""},{"$f":"IFERROR(IF(OR(I99=\"\",'Combined scenario - input'!$D84=\"\"),\"\",I99/'Combined scenario - input'!$D84),\"\")","v":""},{"$f":"IFERROR(IF(OR(J99=\"\",'Combined scenario - input'!$D84=\"\"),\"\",J99/'Combined scenario - input'!$D84),\"\")","v":""},{"$f":"IFERROR(IF(OR(K99=\"\",'Combined scenario - input'!$D84=\"\"),\"\",K99/'Combined scenario - input'!$D84),\"\")","v":""},{"$f":"IFERROR(IF(OR(L99=\"\",'Combined scenario - input'!$D84=\"\"),\"\",L99/'Combined scenario - input'!$D84),\"\")","v":""},{"$f":"IFERROR(IF(OR(M99=\"\",'Combined scenario - input'!$D84=\"\"),\"\",M99/'Combined scenario - input'!$D84),\"\")","v":""},{"$f":"IFERROR(IF(OR(N99=\"\",'Combined scenario - input'!$D84=\"\"),\"\",N99/'Combined scenario - input'!$D84),\"\")","v":""},{"$f":"IFERROR(IF(OR(O99=\"\",'Combined scenario - input'!$D84=\"\"),\"\",O99/'Combined scenario - input'!$D84),\"\")","v":""},{"$f":"IFERROR(IF(OR(P99=\"\",'Combined scenario - input'!$D84=\"\"),\"\",P99/'Combined scenario - input'!$D84),\"\")","v":""},{"$f":"IFERROR(IF(OR(Q99=\"\",'Combined scenario - input'!$D84=\"\"),\"\",Q99/'Combined scenario - input'!$D84),\"\")","v":""},{"$f":"IFERROR(IF(OR(R99=\"\",'Combined scenario - input'!$D84=\"\"),\"\",R99/'Combined scenario - input'!$D84),\"\")","v":""},{"$f":"IFERROR(IF(OR(S99=\"\",'Combined scenario - input'!$D84=\"\"),\"\",S99/'Combined scenario - input'!$D84),\"\")","v":""},{"$f":"IFERROR(IF(OR(T99=\"\",'Combined scenario - input'!$D84=\"\"),\"\",T99/'Combined scenario - input'!$D84),\"\")","v":""},{"$f":"IFERROR(IF(OR(U99=\"\",'Combined scenario - input'!$D84=\"\"),\"\",U99/'Combined scenario - input'!$D84),\"\")","v":""},{"$f":"IFERROR(IF(OR(V99=\"\",'Combined scenario - input'!$D84=\"\"),\"\",V99/'Combined scenario - input'!$D84),\"\")","v":""},{"$f":"IFERROR(IF(OR(W99=\"\",'Combined scenario - input'!$D84=\"\"),\"\",W99/'Combined scenario - input'!$D84),\"\")","v":""}]
[{"$f":"IFERROR('Combined scenario - input'!A85,\"\")","v":""},{"$f":"IFERROR('Combined scenario - input'!B85,\"\")","v":""},{"$f":"IFERROR('Combined scenario - input'!C85,\"\")","v":""},{"$f":"IFERROR(repcalc('Combined scenario - input'!$CV85:$GH85,'Combined scenario - input'!$G85,'Combined scenario - input'!$E85,'Combined scenario - input'!$F85,20,TRUE,TRUE),\"\")","v":""},"","","","","","","","","","","","","","","","","","","",{"$f":"IFERROR(IF(OR(D100=\"\",'Combined scenario - input'!$D85=\"\"),\"\",D100/'Combined scenario - input'!$D85),\"\")","v":""},{"$f":"IFERROR(IF(OR(E100=\"\",'Combined scenario - input'!$D85=\"\"),\"\",E100/'Combined scenario - input'!$D85),\"\")","v":""},{"$f":"IFERROR(IF(OR(F100=\"\",'Combined scenario - input'!$D85=\"\"),\"\",F100/'Combined scenario - input'!$D85),\"\")","v":""},{"$f":"IFERROR(IF(OR(G100=\"\",'Combined scenario - input'!$D85=\"\"),\"\",G100/'Combined scenario - input'!$D85),\"\")","v":""},{"$f":"IFERROR(IF(OR(H100=\"\",'Combined scenario - input'!$D85=\"\"),\"\",H100/'Combined scenario - input'!$D85),\"\")","v":""},{"$f":"IFERROR(IF(OR(I100=\"\",'Combined scenario - input'!$D85=\"\"),\"\",I100/'Combined scenario - input'!$D85),\"\")","v":""},{"$f":"IFERROR(IF(OR(J100=\"\",'Combined scenario - input'!$D85=\"\"),\"\",J100/'Combined scenario - input'!$D85),\"\")","v":""},{"$f":"IFERROR(IF(OR(K100=\"\",'Combined scenario - input'!$D85=\"\"),\"\",K100/'Combined scenario - input'!$D85),\"\")","v":""},{"$f":"IFERROR(IF(OR(L100=\"\",'Combined scenario - input'!$D85=\"\"),\"\",L100/'Combined scenario - input'!$D85),\"\")","v":""},{"$f":"IFERROR(IF(OR(M100=\"\",'Combined scenario - input'!$D85=\"\"),\"\",M100/'Combined scenario - input'!$D85),\"\")","v":""},{"$f":"IFERROR(IF(OR(N100=\"\",'Combined scenario - input'!$D85=\"\"),\"\",N100/'Combined scenario - input'!$D85),\"\")","v":""},{"$f":"IFERROR(IF(OR(O100=\"\",'Combined scenario - input'!$D85=\"\"),\"\",O100/'Combined scenario - input'!$D85),\"\")","v":""},{"$f":"IFERROR(IF(OR(P100=\"\",'Combined scenario - input'!$D85=\"\"),\"\",P100/'Combined scenario - input'!$D85),\"\")","v":""},{"$f":"IFERROR(IF(OR(Q100=\"\",'Combined scenario - input'!$D85=\"\"),\"\",Q100/'Combined scenario - input'!$D85),\"\")","v":""},{"$f":"IFERROR(IF(OR(R100=\"\",'Combined scenario - input'!$D85=\"\"),\"\",R100/'Combined scenario - input'!$D85),\"\")","v":""},{"$f":"IFERROR(IF(OR(S100=\"\",'Combined scenario - input'!$D85=\"\"),\"\",S100/'Combined scenario - input'!$D85),\"\")","v":""},{"$f":"IFERROR(IF(OR(T100=\"\",'Combined scenario - input'!$D85=\"\"),\"\",T100/'Combined scenario - input'!$D85),\"\")","v":""},{"$f":"IFERROR(IF(OR(U100=\"\",'Combined scenario - input'!$D85=\"\"),\"\",U100/'Combined scenario - input'!$D85),\"\")","v":""},{"$f":"IFERROR(IF(OR(V100=\"\",'Combined scenario - input'!$D85=\"\"),\"\",V100/'Combined scenario - input'!$D85),\"\")","v":""},{"$f":"IFERROR(IF(OR(W100=\"\",'Combined scenario - input'!$D85=\"\"),\"\",W100/'Combined scenario - input'!$D85),\"\")","v":""}]
[{"$f":"IFERROR('Combined scenario - input'!A86,\"\")","v":""},{"$f":"IFERROR('Combined scenario - input'!B86,\"\")","v":""},{"$f":"IFERROR('Combined scenario - input'!C86,\"\")","v":""},{"$f":"IFERROR(repcalc('Combined scenario - input'!$CV86:$GH86,'Combined scenario - input'!$G86,'Combined scenario - input'!$E86,'Combined scenario - input'!$F86,20,TRUE,TRUE),\"\")","v":""},"","","","","","","","","","","","","","","","","","","",{"$f":"IFERROR(IF(OR(D101=\"\",'Combined scenario - input'!$D86=\"\"),\"\",D101/'Combined scenario - input'!$D86),\"\")","v":""},{"$f":"IFERROR(IF(OR(E101=\"\",'Combined scenario - input'!$D86=\"\"),\"\",E101/'Combined scenario - input'!$D86),\"\")","v":""},{"$f":"IFERROR(IF(OR(F101=\"\",'Combined scenario - input'!$D86=\"\"),\"\",F101/'Combined scenario - input'!$D86),\"\")","v":""},{"$f":"IFERROR(IF(OR(G101=\"\",'Combined scenario - input'!$D86=\"\"),\"\",G101/'Combined scenario - input'!$D86),\"\")","v":""},{"$f":"IFERROR(IF(OR(H101=\"\",'Combined scenario - input'!$D86=\"\"),\"\",H101/'Combined scenario - input'!$D86),\"\")","v":""},{"$f":"IFERROR(IF(OR(I101=\"\",'Combined scenario - input'!$D86=\"\"),\"\",I101/'Combined scenario - input'!$D86),\"\")","v":""},{"$f":"IFERROR(IF(OR(J101=\"\",'Combined scenario - input'!$D86=\"\"),\"\",J101/'Combined scenario - input'!$D86),\"\")","v":""},{"$f":"IFERROR(IF(OR(K101=\"\",'Combined scenario - input'!$D86=\"\"),\"\",K101/'Combined scenario - input'!$D86),\"\")","v":""},{"$f":"IFERROR(IF(OR(L101=\"\",'Combined scenario - input'!$D86=\"\"),\"\",L101/'Combined scenario - input'!$D86),\"\")","v":""},{"$f":"IFERROR(IF(OR(M101=\"\",'Combined scenario - input'!$D86=\"\"),\"\",M101/'Combined scenario - input'!$D86),\"\")","v":""},{"$f":"IFERROR(IF(OR(N101=\"\",'Combined scenario - input'!$D86=\"\"),\"\",N101/'Combined scenario - input'!$D86),\"\")","v":""},{"$f":"IFERROR(IF(OR(O101=\"\",'Combined scenario - input'!$D86=\"\"),\"\",O101/'Combined scenario - input'!$D86),\"\")","v":""},{"$f":"IFERROR(IF(OR(P101=\"\",'Combined scenario - input'!$D86=\"\"),\"\",P101/'Combined scenario - input'!$D86),\"\")","v":""},{"$f":"IFERROR(IF(OR(Q101=\"\",'Combined scenario - input'!$D86=\"\"),\"\",Q101/'Combined scenario - input'!$D86),\"\")","v":""},{"$f":"IFERROR(IF(OR(R101=\"\",'Combined scenario - input'!$D86=\"\"),\"\",R101/'Combined scenario - input'!$D86),\"\")","v":""},{"$f":"IFERROR(IF(OR(S101=\"\",'Combined scenario - input'!$D86=\"\"),\"\",S101/'Combined scenario - input'!$D86),\"\")","v":""},{"$f":"IFERROR(IF(OR(T101=\"\",'Combined scenario - input'!$D86=\"\"),\"\",T101/'Combined scenario - input'!$D86),\"\")","v":""},{"$f":"IFERROR(IF(OR(U101=\"\",'Combined scenario - input'!$D86=\"\"),\"\",U101/'Combined scenario - input'!$D86),\"\")","v":""},{"$f":"IFERROR(IF(OR(V101=\"\",'Combined scenario - input'!$D86=\"\"),\"\",V101/'Combined scenario - input'!$D86),\"\")","v":""},{"$f":"IFERROR(IF(OR(W101=\"\",'Combined scenario - input'!$D86=\"\"),\"\",W101/'Combined scenario - input'!$D86),\"\")","v":""}]
[{"$f":"IFERROR('Combined scenario - input'!A87,\"\")","v":""},{"$f":"IFERROR('Combined scenario - input'!B87,\"\")","v":""},{"$f":"IFERROR('Combined scenario - input'!C87,\"\")","v":""},{"$f":"IFERROR(repcalc('Combined scenario - input'!$CV87:$GH87,'Combined scenario - input'!$G87,'Combined scenario - input'!$E87,'Combined scenario - input'!$F87,20,TRUE,TRUE),\"\")","v":""},"","","","","","","","","","","","","","","","","","","",{"$f":"IFERROR(IF(OR(D102=\"\",'Combined scenario - input'!$D87=\"\"),\"\",D102/'Combined scenario - input'!$D87),\"\")","v":""},{"$f":"IFERROR(IF(OR(E102=\"\",'Combined scenario - input'!$D87=\"\"),\"\",E102/'Combined scenario - input'!$D87),\"\")","v":""},{"$f":"IFERROR(IF(OR(F102=\"\",'Combined scenario - input'!$D87=\"\"),\"\",F102/'Combined scenario - input'!$D87),\"\")","v":""},{"$f":"IFERROR(IF(OR(G102=\"\",'Combined scenario - input'!$D87=\"\"),\"\",G102/'Combined scenario - input'!$D87),\"\")","v":""},{"$f":"IFERROR(IF(OR(H102=\"\",'Combined scenario - input'!$D87=\"\"),\"\",H102/'Combined scenario - input'!$D87),\"\")","v":""},{"$f":"IFERROR(IF(OR(I102=\"\",'Combined scenario - input'!$D87=\"\"),\"\",I102/'Combined scenario - input'!$D87),\"\")","v":""},{"$f":"IFERROR(IF(OR(J102=\"\",'Combined scenario - input'!$D87=\"\"),\"\",J102/'Combined scenario - input'!$D87),\"\")","v":""},{"$f":"IFERROR(IF(OR(K102=\"\",'Combined scenario - input'!$D87=\"\"),\"\",K102/'Combined scenario - input'!$D87),\"\")","v":""},{"$f":"IFERROR(IF(OR(L102=\"\",'Combined scenario - input'!$D87=\"\"),\"\",L102/'Combined scenario - input'!$D87),\"\")","v":""},{"$f":"IFERROR(IF(OR(M102=\"\",'Combined scenario - input'!$D87=\"\"),\"\",M102/'Combined scenario - input'!$D87),\"\")","v":""},{"$f":"IFERROR(IF(OR(N102=\"\",'Combined scenario - input'!$D87=\"\"),\"\",N102/'Combined scenario - input'!$D87),\"\")","v":""},{"$f":"IFERROR(IF(OR(O102=\"\",'Combined scenario - input'!$D87=\"\"),\"\",O102/'Combined scenario - input'!$D87),\"\")","v":""},{"$f":"IFERROR(IF(OR(P102=\"\",'Combined scenario - input'!$D87=\"\"),\"\",P102/'Combined scenario - input'!$D87),\"\")","v":""},{"$f":"IFERROR(IF(OR(Q102=\"\",'Combined scenario - input'!$D87=\"\"),\"\",Q102/'Combined scenario - input'!$D87),\"\")","v":""},{"$f":"IFERROR(IF(OR(R102=\"\",'Combined scenario - input'!$D87=\"\"),\"\",R102/'Combined scenario - input'!$D87),\"\")","v":""},{"$f":"IFERROR(IF(OR(S102=\"\",'Combined scenario - input'!$D87=\"\"),\"\",S102/'Combined scenario - input'!$D87),\"\")","v":""},{"$f":"IFERROR(IF(OR(T102=\"\",'Combined scenario - input'!$D87=\"\"),\"\",T102/'Combined scenario - input'!$D87),\"\")","v":""},{"$f":"IFERROR(IF(OR(U102=\"\",'Combined scenario - input'!$D87=\"\"),\"\",U102/'Combined scenario - input'!$D87),\"\")","v":""},{"$f":"IFERROR(IF(OR(V102=\"\",'Combined scenario - input'!$D87=\"\"),\"\",V102/'Combined scenario - input'!$D87),\"\")","v":""},{"$f":"IFERROR(IF(OR(W102=\"\",'Combined scenario - input'!$D87=\"\"),\"\",W102/'Combined scenario - input'!$D87),\"\")","v":""}]
[{"$f":"IFERROR('Combined scenario - input'!A88,\"\")","v":""},{"$f":"IFERROR('Combined scenario - input'!B88,\"\")","v":""},{"$f":"IFERROR('Combined scenario - input'!C88,\"\")","v":""},{"$f":"IFERROR(repcalc('Combined scenario - input'!$CV88:$GH88,'Combined scenario - input'!$G88,'Combined scenario - input'!$E88,'Combined scenario - input'!$F88,20,TRUE,TRUE),\"\")","v":""},"","","","","","","","","","","","","","","","","","","",{"$f":"IFERROR(IF(OR(D103=\"\",'Combined scenario - input'!$D88=\"\"),\"\",D103/'Combined scenario - input'!$D88),\"\")","v":""},{"$f":"IFERROR(IF(OR(E103=\"\",'Combined scenario - input'!$D88=\"\"),\"\",E103/'Combined scenario - input'!$D88),\"\")","v":""},{"$f":"IFERROR(IF(OR(F103=\"\",'Combined scenario - input'!$D88=\"\"),\"\",F103/'Combined scenario - input'!$D88),\"\")","v":""},{"$f":"IFERROR(IF(OR(G103=\"\",'Combined scenario - input'!$D88=\"\"),\"\",G103/'Combined scenario - input'!$D88),\"\")","v":""},{"$f":"IFERROR(IF(OR(H103=\"\",'Combined scenario - input'!$D88=\"\"),\"\",H103/'Combined scenario - input'!$D88),\"\")","v":""},{"$f":"IFERROR(IF(OR(I103=\"\",'Combined scenario - input'!$D88=\"\"),\"\",I103/'Combined scenario - input'!$D88),\"\")","v":""},{"$f":"IFERROR(IF(OR(J103=\"\",'Combined scenario - input'!$D88=\"\"),\"\",J103/'Combined scenario - input'!$D88),\"\")","v":""},{"$f":"IFERROR(IF(OR(K103=\"\",'Combined scenario - input'!$D88=\"\"),\"\",K103/'Combined scenario - input'!$D88),\"\")","v":""},{"$f":"IFERROR(IF(OR(L103=\"\",'Combined scenario - input'!$D88=\"\"),\"\",L103/'Combined scenario - input'!$D88),\"\")","v":""},{"$f":"IFERROR(IF(OR(M103=\"\",'Combined scenario - input'!$D88=\"\"),\"\",M103/'Combined scenario - input'!$D88),\"\")","v":""},{"$f":"IFERROR(IF(OR(N103=\"\",'Combined scenario - input'!$D88=\"\"),\"\",N103/'Combined scenario - input'!$D88),\"\")","v":""},{"$f":"IFERROR(IF(OR(O103=\"\",'Combined scenario - input'!$D88=\"\"),\"\",O103/'Combined scenario - input'!$D88),\"\")","v":""},{"$f":"IFERROR(IF(OR(P103=\"\",'Combined scenario - input'!$D88=\"\"),\"\",P103/'Combined scenario - input'!$D88),\"\")","v":""},{"$f":"IFERROR(IF(OR(Q103=\"\",'Combined scenario - input'!$D88=\"\"),\"\",Q103/'Combined scenario - input'!$D88),\"\")","v":""},{"$f":"IFERROR(IF(OR(R103=\"\",'Combined scenario - input'!$D88=\"\"),\"\",R103/'Combined scenario - input'!$D88),\"\")","v":""},{"$f":"IFERROR(IF(OR(S103=\"\",'Combined scenario - input'!$D88=\"\"),\"\",S103/'Combined scenario - input'!$D88),\"\")","v":""},{"$f":"IFERROR(IF(OR(T103=\"\",'Combined scenario - input'!$D88=\"\"),\"\",T103/'Combined scenario - input'!$D88),\"\")","v":""},{"$f":"IFERROR(IF(OR(U103=\"\",'Combined scenario - input'!$D88=\"\"),\"\",U103/'Combined scenario - input'!$D88),\"\")","v":""},{"$f":"IFERROR(IF(OR(V103=\"\",'Combined scenario - input'!$D88=\"\"),\"\",V103/'Combined scenario - input'!$D88),\"\")","v":""},{"$f":"IFERROR(IF(OR(W103=\"\",'Combined scenario - input'!$D88=\"\"),\"\",W103/'Combined scenario - input'!$D88),\"\")","v":""}]
[{"$f":"IFERROR('Combined scenario - input'!A89,\"\")","v":""},{"$f":"IFERROR('Combined scenario - input'!B89,\"\")","v":""},{"$f":"IFERROR('Combined scenario - input'!C89,\"\")","v":""},{"$f":"IFERROR(repcalc('Combined scenario - input'!$CV89:$GH89,'Combined scenario - input'!$G89,'Combined scenario - input'!$E89,'Combined scenario - input'!$F89,20,TRUE,TRUE),\"\")","v":""},"","","","","","","","","","","","","","","","","","","",{"$f":"IFERROR(IF(OR(D104=\"\",'Combined scenario - input'!$D89=\"\"),\"\",D104/'Combined scenario - input'!$D89),\"\")","v":""},{"$f":"IFERROR(IF(OR(E104=\"\",'Combined scenario - input'!$D89=\"\"),\"\",E104/'Combined scenario - input'!$D89),\"\")","v":""},{"$f":"IFERROR(IF(OR(F104=\"\",'Combined scenario - input'!$D89=\"\"),\"\",F104/'Combined scenario - input'!$D89),\"\")","v":""},{"$f":"IFERROR(IF(OR(G104=\"\",'Combined scenario - input'!$D89=\"\"),\"\",G104/'Combined scenario - input'!$D89),\"\")","v":""},{"$f":"IFERROR(IF(OR(H104=\"\",'Combined scenario - input'!$D89=\"\"),\"\",H104/'Combined scenario - input'!$D89),\"\")","v":""},{"$f":"IFERROR(IF(OR(I104=\"\",'Combined scenario - input'!$D89=\"\"),\"\",I104/'Combined scenario - input'!$D89),\"\")","v":""},{"$f":"IFERROR(IF(OR(J104=\"\",'Combined scenario - input'!$D89=\"\"),\"\",J104/'Combined scenario - input'!$D89),\"\")","v":""},{"$f":"IFERROR(IF(OR(K104=\"\",'Combined scenario - input'!$D89=\"\"),\"\",K104/'Combined scenario - input'!$D89),\"\")","v":""},{"$f":"IFERROR(IF(OR(L104=\"\",'Combined scenario - input'!$D89=\"\"),\"\",L104/'Combined scenario - input'!$D89),\"\")","v":""},{"$f":"IFERROR(IF(OR(M104=\"\",'Combined scenario - input'!$D89=\"\"),\"\",M104/'Combined scenario - input'!$D89),\"\")","v":""},{"$f":"IFERROR(IF(OR(N104=\"\",'Combined scenario - input'!$D89=\"\"),\"\",N104/'Combined scenario - input'!$D89),\"\")","v":""},{"$f":"IFERROR(IF(OR(O104=\"\",'Combined scenario - input'!$D89=\"\"),\"\",O104/'Combined scenario - input'!$D89),\"\")","v":""},{"$f":"IFERROR(IF(OR(P104=\"\",'Combined scenario - input'!$D89=\"\"),\"\",P104/'Combined scenario - input'!$D89),\"\")","v":""},{"$f":"IFERROR(IF(OR(Q104=\"\",'Combined scenario - input'!$D89=\"\"),\"\",Q104/'Combined scenario - input'!$D89),\"\")","v":""},{"$f":"IFERROR(IF(OR(R104=\"\",'Combined scenario - input'!$D89=\"\"),\"\",R104/'Combined scenario - input'!$D89),\"\")","v":""},{"$f":"IFERROR(IF(OR(S104=\"\",'Combined scenario - input'!$D89=\"\"),\"\",S104/'Combined scenario - input'!$D89),\"\")","v":""},{"$f":"IFERROR(IF(OR(T104=\"\",'Combined scenario - input'!$D89=\"\"),\"\",T104/'Combined scenario - input'!$D89),\"\")","v":""},{"$f":"IFERROR(IF(OR(U104=\"\",'Combined scenario - input'!$D89=\"\"),\"\",U104/'Combined scenario - input'!$D89),\"\")","v":""},{"$f":"IFERROR(IF(OR(V104=\"\",'Combined scenario - input'!$D89=\"\"),\"\",V104/'Combined scenario - input'!$D89),\"\")","v":""},{"$f":"IFERROR(IF(OR(W104=\"\",'Combined scenario - input'!$D89=\"\"),\"\",W104/'Combined scenario - input'!$D89),\"\")","v":""}]
[{"$f":"IFERROR('Combined scenario - input'!A90,\"\")","v":""},{"$f":"IFERROR('Combined scenario - input'!B90,\"\")","v":""},{"$f":"IFERROR('Combined scenario - input'!C90,\"\")","v":""},{"$f":"IFERROR(repcalc('Combined scenario - input'!$CV90:$GH90,'Combined scenario - input'!$G90,'Combined scenario - input'!$E90,'Combined scenario - input'!$F90,20,TRUE,TRUE),\"\")","v":""},"","","","","","","","","","","","","","","","","","","",{"$f":"IFERROR(IF(OR(D105=\"\",'Combined scenario - input'!$D90=\"\"),\"\",D105/'Combined scenario - input'!$D90),\"\")","v":""},{"$f":"IFERROR(IF(OR(E105=\"\",'Combined scenario - input'!$D90=\"\"),\"\",E105/'Combined scenario - input'!$D90),\"\")","v":""},{"$f":"IFERROR(IF(OR(F105=\"\",'Combined scenario - input'!$D90=\"\"),\"\",F105/'Combined scenario - input'!$D90),\"\")","v":""},{"$f":"IFERROR(IF(OR(G105=\"\",'Combined scenario - input'!$D90=\"\"),\"\",G105/'Combined scenario - input'!$D90),\"\")","v":""},{"$f":"IFERROR(IF(OR(H105=\"\",'Combined scenario - input'!$D90=\"\"),\"\",H105/'Combined scenario - input'!$D90),\"\")","v":""},{"$f":"IFERROR(IF(OR(I105=\"\",'Combined scenario - input'!$D90=\"\"),\"\",I105/'Combined scenario - input'!$D90),\"\")","v":""},{"$f":"IFERROR(IF(OR(J105=\"\",'Combined scenario - input'!$D90=\"\"),\"\",J105/'Combined scenario - input'!$D90),\"\")","v":""},{"$f":"IFERROR(IF(OR(K105=\"\",'Combined scenario - input'!$D90=\"\"),\"\",K105/'Combined scenario - input'!$D90),\"\")","v":""},{"$f":"IFERROR(IF(OR(L105=\"\",'Combined scenario - input'!$D90=\"\"),\"\",L105/'Combined scenario - input'!$D90),\"\")","v":""},{"$f":"IFERROR(IF(OR(M105=\"\",'Combined scenario - input'!$D90=\"\"),\"\",M105/'Combined scenario - input'!$D90),\"\")","v":""},{"$f":"IFERROR(IF(OR(N105=\"\",'Combined scenario - input'!$D90=\"\"),\"\",N105/'Combined scenario - input'!$D90),\"\")","v":""},{"$f":"IFERROR(IF(OR(O105=\"\",'Combined scenario - input'!$D90=\"\"),\"\",O105/'Combined scenario - input'!$D90),\"\")","v":""},{"$f":"IFERROR(IF(OR(P105=\"\",'Combined scenario - input'!$D90=\"\"),\"\",P105/'Combined scenario - input'!$D90),\"\")","v":""},{"$f":"IFERROR(IF(OR(Q105=\"\",'Combined scenario - input'!$D90=\"\"),\"\",Q105/'Combined scenario - input'!$D90),\"\")","v":""},{"$f":"IFERROR(IF(OR(R105=\"\",'Combined scenario - input'!$D90=\"\"),\"\",R105/'Combined scenario - input'!$D90),\"\")","v":""},{"$f":"IFERROR(IF(OR(S105=\"\",'Combined scenario - input'!$D90=\"\"),\"\",S105/'Combined scenario - input'!$D90),\"\")","v":""},{"$f":"IFERROR(IF(OR(T105=\"\",'Combined scenario - input'!$D90=\"\"),\"\",T105/'Combined scenario - input'!$D90),\"\")","v":""},{"$f":"IFERROR(IF(OR(U105=\"\",'Combined scenario - input'!$D90=\"\"),\"\",U105/'Combined scenario - input'!$D90),\"\")","v":""},{"$f":"IFERROR(IF(OR(V105=\"\",'Combined scenario - input'!$D90=\"\"),\"\",V105/'Combined scenario - input'!$D90),\"\")","v":""},{"$f":"IFERROR(IF(OR(W105=\"\",'Combined scenario - input'!$D90=\"\"),\"\",W105/'Combined scenario - input'!$D90),\"\")","v":""}]
[{"$f":"IFERROR('Combined scenario - input'!A91,\"\")","v":""},{"$f":"IFERROR('Combined scenario - input'!B91,\"\")","v":""},{"$f":"IFERROR('Combined scenario - input'!C91,\"\")","v":""},{"$f":"IFERROR(repcalc('Combined scenario - input'!$CV91:$GH91,'Combined scenario - input'!$G91,'Combined scenario - input'!$E91,'Combined scenario - input'!$F91,20,TRUE,TRUE),\"\")","v":""},"","","","","","","","","","","","","","","","","","","",{"$f":"IFERROR(IF(OR(D106=\"\",'Combined scenario - input'!$D91=\"\"),\"\",D106/'Combined scenario - input'!$D91),\"\")","v":""},{"$f":"IFERROR(IF(OR(E106=\"\",'Combined scenario - input'!$D91=\"\"),\"\",E106/'Combined scenario - input'!$D91),\"\")","v":""},{"$f":"IFERROR(IF(OR(F106=\"\",'Combined scenario - input'!$D91=\"\"),\"\",F106/'Combined scenario - input'!$D91),\"\")","v":""},{"$f":"IFERROR(IF(OR(G106=\"\",'Combined scenario - input'!$D91=\"\"),\"\",G106/'Combined scenario - input'!$D91),\"\")","v":""},{"$f":"IFERROR(IF(OR(H106=\"\",'Combined scenario - input'!$D91=\"\"),\"\",H106/'Combined scenario - input'!$D91),\"\")","v":""},{"$f":"IFERROR(IF(OR(I106=\"\",'Combined scenario - input'!$D91=\"\"),\"\",I106/'Combined scenario - input'!$D91),\"\")","v":""},{"$f":"IFERROR(IF(OR(J106=\"\",'Combined scenario - input'!$D91=\"\"),\"\",J106/'Combined scenario - input'!$D91),\"\")","v":""},{"$f":"IFERROR(IF(OR(K106=\"\",'Combined scenario - input'!$D91=\"\"),\"\",K106/'Combined scenario - input'!$D91),\"\")","v":""},{"$f":"IFERROR(IF(OR(L106=\"\",'Combined scenario - input'!$D91=\"\"),\"\",L106/'Combined scenario - input'!$D91),\"\")","v":""},{"$f":"IFERROR(IF(OR(M106=\"\",'Combined scenario - input'!$D91=\"\"),\"\",M106/'Combined scenario - input'!$D91),\"\")","v":""},{"$f":"IFERROR(IF(OR(N106=\"\",'Combined scenario - input'!$D91=\"\"),\"\",N106/'Combined scenario - input'!$D91),\"\")","v":""},{"$f":"IFERROR(IF(OR(O106=\"\",'Combined scenario - input'!$D91=\"\"),\"\",O106/'Combined scenario - input'!$D91),\"\")","v":""},{"$f":"IFERROR(IF(OR(P106=\"\",'Combined scenario - input'!$D91=\"\"),\"\",P106/'Combined scenario - input'!$D91),\"\")","v":""},{"$f":"IFERROR(IF(OR(Q106=\"\",'Combined scenario - input'!$D91=\"\"),\"\",Q106/'Combined scenario - input'!$D91),\"\")","v":""},{"$f":"IFERROR(IF(OR(R106=\"\",'Combined scenario - input'!$D91=\"\"),\"\",R106/'Combined scenario - input'!$D91),\"\")","v":""},{"$f":"IFERROR(IF(OR(S106=\"\",'Combined scenario - input'!$D91=\"\"),\"\",S106/'Combined scenario - input'!$D91),\"\")","v":""},{"$f":"IFERROR(IF(OR(T106=\"\",'Combined scenario - input'!$D91=\"\"),\"\",T106/'Combined scenario - input'!$D91),\"\")","v":""},{"$f":"IFERROR(IF(OR(U106=\"\",'Combined scenario - input'!$D91=\"\"),\"\",U106/'Combined scenario - input'!$D91),\"\")","v":""},{"$f":"IFERROR(IF(OR(V106=\"\",'Combined scenario - input'!$D91=\"\"),\"\",V106/'Combined scenario - input'!$D91),\"\")","v":""},{"$f":"IFERROR(IF(OR(W106=\"\",'Combined scenario - input'!$D91=\"\"),\"\",W106/'Combined scenario - input'!$D91),\"\")","v":""}]
[{"$f":"IFERROR('Combined scenario - input'!A92,\"\")","v":""},{"$f":"IFERROR('Combined scenario - input'!B92,\"\")","v":""},{"$f":"IFERROR('Combined scenario - input'!C92,\"\")","v":""},{"$f":"IFERROR(repcalc('Combined scenario - input'!$CV92:$GH92,'Combined scenario - input'!$G92,'Combined scenario - input'!$E92,'Combined scenario - input'!$F92,20,TRUE,TRUE),\"\")","v":""},"","","","","","","","","","","","","","","","","","","",{"$f":"IFERROR(IF(OR(D107=\"\",'Combined scenario - input'!$D92=\"\"),\"\",D107/'Combined scenario - input'!$D92),\"\")","v":""},{"$f":"IFERROR(IF(OR(E107=\"\",'Combined scenario - input'!$D92=\"\"),\"\",E107/'Combined scenario - input'!$D92),\"\")","v":""},{"$f":"IFERROR(IF(OR(F107=\"\",'Combined scenario - input'!$D92=\"\"),\"\",F107/'Combined scenario - input'!$D92),\"\")","v":""},{"$f":"IFERROR(IF(OR(G107=\"\",'Combined scenario - input'!$D92=\"\"),\"\",G107/'Combined scenario - input'!$D92),\"\")","v":""},{"$f":"IFERROR(IF(OR(H107=\"\",'Combined scenario - input'!$D92=\"\"),\"\",H107/'Combined scenario - input'!$D92),\"\")","v":""},{"$f":"IFERROR(IF(OR(I107=\"\",'Combined scenario - input'!$D92=\"\"),\"\",I107/'Combined scenario - input'!$D92),\"\")","v":""},{"$f":"IFERROR(IF(OR(J107=\"\",'Combined scenario - input'!$D92=\"\"),\"\",J107/'Combined scenario - input'!$D92),\"\")","v":""},{"$f":"IFERROR(IF(OR(K107=\"\",'Combined scenario - input'!$D92=\"\"),\"\",K107/'Combined scenario - input'!$D92),\"\")","v":""},{"$f":"IFERROR(IF(OR(L107=\"\",'Combined scenario - input'!$D92=\"\"),\"\",L107/'Combined scenario - input'!$D92),\"\")","v":""},{"$f":"IFERROR(IF(OR(M107=\"\",'Combined scenario - input'!$D92=\"\"),\"\",M107/'Combined scenario - input'!$D92),\"\")","v":""},{"$f":"IFERROR(IF(OR(N107=\"\",'Combined scenario - input'!$D92=\"\"),\"\",N107/'Combined scenario - input'!$D92),\"\")","v":""},{"$f":"IFERROR(IF(OR(O107=\"\",'Combined scenario - input'!$D92=\"\"),\"\",O107/'Combined scenario - input'!$D92),\"\")","v":""},{"$f":"IFERROR(IF(OR(P107=\"\",'Combined scenario - input'!$D92=\"\"),\"\",P107/'Combined scenario - input'!$D92),\"\")","v":""},{"$f":"IFERROR(IF(OR(Q107=\"\",'Combined scenario - input'!$D92=\"\"),\"\",Q107/'Combined scenario - input'!$D92),\"\")","v":""},{"$f":"IFERROR(IF(OR(R107=\"\",'Combined scenario - input'!$D92=\"\"),\"\",R107/'Combined scenario - input'!$D92),\"\")","v":""},{"$f":"IFERROR(IF(OR(S107=\"\",'Combined scenario - input'!$D92=\"\"),\"\",S107/'Combined scenario - input'!$D92),\"\")","v":""},{"$f":"IFERROR(IF(OR(T107=\"\",'Combined scenario - input'!$D92=\"\"),\"\",T107/'Combined scenario - input'!$D92),\"\")","v":""},{"$f":"IFERROR(IF(OR(U107=\"\",'Combined scenario - input'!$D92=\"\"),\"\",U107/'Combined scenario - input'!$D92),\"\")","v":""},{"$f":"IFERROR(IF(OR(V107=\"\",'Combined scenario - input'!$D92=\"\"),\"\",V107/'Combined scenario - input'!$D92),\"\")","v":""},{"$f":"IFERROR(IF(OR(W107=\"\",'Combined scenario - input'!$D92=\"\"),\"\",W107/'Combined scenario - input'!$D92),\"\")","v":""}]
[{"$f":"IFERROR('Combined scenario - input'!A93,\"\")","v":""},{"$f":"IFERROR('Combined scenario - input'!B93,\"\")","v":""},{"$f":"IFERROR('Combined scenario - input'!C93,\"\")","v":""},{"$f":"IFERROR(repcalc('Combined scenario - input'!$CV93:$GH93,'Combined scenario - input'!$G93,'Combined scenario - input'!$E93,'Combined scenario - input'!$F93,20,TRUE,TRUE),\"\")","v":""},"","","","","","","","","","","","","","","","","","","",{"$f":"IFERROR(IF(OR(D108=\"\",'Combined scenario - input'!$D93=\"\"),\"\",D108/'Combined scenario - input'!$D93),\"\")","v":""},{"$f":"IFERROR(IF(OR(E108=\"\",'Combined scenario - input'!$D93=\"\"),\"\",E108/'Combined scenario - input'!$D93),\"\")","v":""},{"$f":"IFERROR(IF(OR(F108=\"\",'Combined scenario - input'!$D93=\"\"),\"\",F108/'Combined scenario - input'!$D93),\"\")","v":""},{"$f":"IFERROR(IF(OR(G108=\"\",'Combined scenario - input'!$D93=\"\"),\"\",G108/'Combined scenario - input'!$D93),\"\")","v":""},{"$f":"IFERROR(IF(OR(H108=\"\",'Combined scenario - input'!$D93=\"\"),\"\",H108/'Combined scenario - input'!$D93),\"\")","v":""},{"$f":"IFERROR(IF(OR(I108=\"\",'Combined scenario - input'!$D93=\"\"),\"\",I108/'Combined scenario - input'!$D93),\"\")","v":""},{"$f":"IFERROR(IF(OR(J108=\"\",'Combined scenario - input'!$D93=\"\"),\"\",J108/'Combined scenario - input'!$D93),\"\")","v":""},{"$f":"IFERROR(IF(OR(K108=\"\",'Combined scenario - input'!$D93=\"\"),\"\",K108/'Combined scenario - input'!$D93),\"\")","v":""},{"$f":"IFERROR(IF(OR(L108=\"\",'Combined scenario - input'!$D93=\"\"),\"\",L108/'Combined scenario - input'!$D93),\"\")","v":""},{"$f":"IFERROR(IF(OR(M108=\"\",'Combined scenario - input'!$D93=\"\"),\"\",M108/'Combined scenario - input'!$D93),\"\")","v":""},{"$f":"IFERROR(IF(OR(N108=\"\",'Combined scenario - input'!$D93=\"\"),\"\",N108/'Combined scenario - input'!$D93),\"\")","v":""},{"$f":"IFERROR(IF(OR(O108=\"\",'Combined scenario - input'!$D93=\"\"),\"\",O108/'Combined scenario - input'!$D93),\"\")","v":""},{"$f":"IFERROR(IF(OR(P108=\"\",'Combined scenario - input'!$D93=\"\"),\"\",P108/'Combined scenario - input'!$D93),\"\")","v":""},{"$f":"IFERROR(IF(OR(Q108=\"\",'Combined scenario - input'!$D93=\"\"),\"\",Q108/'Combined scenario - input'!$D93),\"\")","v":""},{"$f":"IFERROR(IF(OR(R108=\"\",'Combined scenario - input'!$D93=\"\"),\"\",R108/'Combined scenario - input'!$D93),\"\")","v":""},{"$f":"IFERROR(IF(OR(S108=\"\",'Combined scenario - input'!$D93=\"\"),\"\",S108/'Combined scenario - input'!$D93),\"\")","v":""},{"$f":"IFERROR(IF(OR(T108=\"\",'Combined scenario - input'!$D93=\"\"),\"\",T108/'Combined scenario - input'!$D93),\"\")","v":""},{"$f":"IFERROR(IF(OR(U108=\"\",'Combined scenario - input'!$D93=\"\"),\"\",U108/'Combined scenario - input'!$D93),\"\")","v":""},{"$f":"IFERROR(IF(OR(V108=\"\",'Combined scenario - input'!$D93=\"\"),\"\",V108/'Combined scenario - input'!$D93),\"\")","v":""},{"$f":"IFERROR(IF(OR(W108=\"\",'Combined scenario - input'!$D93=\"\"),\"\",W108/'Combined scenario - input'!$D93),\"\")","v":""}]
[{"$f":"IFERROR('Combined scenario - input'!A94,\"\")","v":""},{"$f":"IFERROR('Combined scenario - input'!B94,\"\")","v":""},{"$f":"IFERROR('Combined scenario - input'!C94,\"\")","v":""},{"$f":"IFERROR(repcalc('Combined scenario - input'!$CV94:$GH94,'Combined scenario - input'!$G94,'Combined scenario - input'!$E94,'Combined scenario - input'!$F94,20,TRUE,TRUE),\"\")","v":""},"","","","","","","","","","","","","","","","","","","",{"$f":"IFERROR(IF(OR(D109=\"\",'Combined scenario - input'!$D94=\"\"),\"\",D109/'Combined scenario - input'!$D94),\"\")","v":""},{"$f":"IFERROR(IF(OR(E109=\"\",'Combined scenario - input'!$D94=\"\"),\"\",E109/'Combined scenario - input'!$D94),\"\")","v":""},{"$f":"IFERROR(IF(OR(F109=\"\",'Combined scenario - input'!$D94=\"\"),\"\",F109/'Combined scenario - input'!$D94),\"\")","v":""},{"$f":"IFERROR(IF(OR(G109=\"\",'Combined scenario - input'!$D94=\"\"),\"\",G109/'Combined scenario - input'!$D94),\"\")","v":""},{"$f":"IFERROR(IF(OR(H109=\"\",'Combined scenario - input'!$D94=\"\"),\"\",H109/'Combined scenario - input'!$D94),\"\")","v":""},{"$f":"IFERROR(IF(OR(I109=\"\",'Combined scenario - input'!$D94=\"\"),\"\",I109/'Combined scenario - input'!$D94),\"\")","v":""},{"$f":"IFERROR(IF(OR(J109=\"\",'Combined scenario - input'!$D94=\"\"),\"\",J109/'Combined scenario - input'!$D94),\"\")","v":""},{"$f":"IFERROR(IF(OR(K109=\"\",'Combined scenario - input'!$D94=\"\"),\"\",K109/'Combined scenario - input'!$D94),\"\")","v":""},{"$f":"IFERROR(IF(OR(L109=\"\",'Combined scenario - input'!$D94=\"\"),\"\",L109/'Combined scenario - input'!$D94),\"\")","v":""},{"$f":"IFERROR(IF(OR(M109=\"\",'Combined scenario - input'!$D94=\"\"),\"\",M109/'Combined scenario - input'!$D94),\"\")","v":""},{"$f":"IFERROR(IF(OR(N109=\"\",'Combined scenario - input'!$D94=\"\"),\"\",N109/'Combined scenario - input'!$D94),\"\")","v":""},{"$f":"IFERROR(IF(OR(O109=\"\",'Combined scenario - input'!$D94=\"\"),\"\",O109/'Combined scenario - input'!$D94),\"\")","v":""},{"$f":"IFERROR(IF(OR(P109=\"\",'Combined scenario - input'!$D94=\"\"),\"\",P109/'Combined scenario - input'!$D94),\"\")","v":""},{"$f":"IFERROR(IF(OR(Q109=\"\",'Combined scenario - input'!$D94=\"\"),\"\",Q109/'Combined scenario - input'!$D94),\"\")","v":""},{"$f":"IFERROR(IF(OR(R109=\"\",'Combined scenario - input'!$D94=\"\"),\"\",R109/'Combined scenario - input'!$D94),\"\")","v":""},{"$f":"IFERROR(IF(OR(S109=\"\",'Combined scenario - input'!$D94=\"\"),\"\",S109/'Combined scenario - input'!$D94),\"\")","v":""},{"$f":"IFERROR(IF(OR(T109=\"\",'Combined scenario - input'!$D94=\"\"),\"\",T109/'Combined scenario - input'!$D94),\"\")","v":""},{"$f":"IFERROR(IF(OR(U109=\"\",'Combined scenario - input'!$D94=\"\"),\"\",U109/'Combined scenario - input'!$D94),\"\")","v":""},{"$f":"IFERROR(IF(OR(V109=\"\",'Combined scenario - input'!$D94=\"\"),\"\",V109/'Combined scenario - input'!$D94),\"\")","v":""},{"$f":"IFERROR(IF(OR(W109=\"\",'Combined scenario - input'!$D94=\"\"),\"\",W109/'Combined scenario - input'!$D94),\"\")","v":""}]
[{"$f":"IFERROR('Combined scenario - input'!A95,\"\")","v":""},{"$f":"IFERROR('Combined scenario - input'!B95,\"\")","v":""},{"$f":"IFERROR('Combined scenario - input'!C95,\"\")","v":""},{"$f":"IFERROR(repcalc('Combined scenario - input'!$CV95:$GH95,'Combined scenario - input'!$G95,'Combined scenario - input'!$E95,'Combined scenario - input'!$F95,20,TRUE,TRUE),\"\")","v":""},"","","","","","","","","","","","","","","","","","","",{"$f":"IFERROR(IF(OR(D110=\"\",'Combined scenario - input'!$D95=\"\"),\"\",D110/'Combined scenario - input'!$D95),\"\")","v":""},{"$f":"IFERROR(IF(OR(E110=\"\",'Combined scenario - input'!$D95=\"\"),\"\",E110/'Combined scenario - input'!$D95),\"\")","v":""},{"$f":"IFERROR(IF(OR(F110=\"\",'Combined scenario - input'!$D95=\"\"),\"\",F110/'Combined scenario - input'!$D95),\"\")","v":""},{"$f":"IFERROR(IF(OR(G110=\"\",'Combined scenario - input'!$D95=\"\"),\"\",G110/'Combined scenario - input'!$D95),\"\")","v":""},{"$f":"IFERROR(IF(OR(H110=\"\",'Combined scenario - input'!$D95=\"\"),\"\",H110/'Combined scenario - input'!$D95),\"\")","v":""},{"$f":"IFERROR(IF(OR(I110=\"\",'Combined scenario - input'!$D95=\"\"),\"\",I110/'Combined scenario - input'!$D95),\"\")","v":""},{"$f":"IFERROR(IF(OR(J110=\"\",'Combined scenario - input'!$D95=\"\"),\"\",J110/'Combined scenario - input'!$D95),\"\")","v":""},{"$f":"IFERROR(IF(OR(K110=\"\",'Combined scenario - input'!$D95=\"\"),\"\",K110/'Combined scenario - input'!$D95),\"\")","v":""},{"$f":"IFERROR(IF(OR(L110=\"\",'Combined scenario - input'!$D95=\"\"),\"\",L110/'Combined scenario - input'!$D95),\"\")","v":""},{"$f":"IFERROR(IF(OR(M110=\"\",'Combined scenario - input'!$D95=\"\"),\"\",M110/'Combined scenario - input'!$D95),\"\")","v":""},{"$f":"IFERROR(IF(OR(N110=\"\",'Combined scenario - input'!$D95=\"\"),\"\",N110/'Combined scenario - input'!$D95),\"\")","v":""},{"$f":"IFERROR(IF(OR(O110=\"\",'Combined scenario - input'!$D95=\"\"),\"\",O110/'Combined scenario - input'!$D95),\"\")","v":""},{"$f":"IFERROR(IF(OR(P110=\"\",'Combined scenario - input'!$D95=\"\"),\"\",P110/'Combined scenario - input'!$D95),\"\")","v":""},{"$f":"IFERROR(IF(OR(Q110=\"\",'Combined scenario - input'!$D95=\"\"),\"\",Q110/'Combined scenario - input'!$D95),\"\")","v":""},{"$f":"IFERROR(IF(OR(R110=\"\",'Combined scenario - input'!$D95=\"\"),\"\",R110/'Combined scenario - input'!$D95),\"\")","v":""},{"$f":"IFERROR(IF(OR(S110=\"\",'Combined scenario - input'!$D95=\"\"),\"\",S110/'Combined scenario - input'!$D95),\"\")","v":""},{"$f":"IFERROR(IF(OR(T110=\"\",'Combined scenario - input'!$D95=\"\"),\"\",T110/'Combined scenario - input'!$D95),\"\")","v":""},{"$f":"IFERROR(IF(OR(U110=\"\",'Combined scenario - input'!$D95=\"\"),\"\",U110/'Combined scenario - input'!$D95),\"\")","v":""},{"$f":"IFERROR(IF(OR(V110=\"\",'Combined scenario - input'!$D95=\"\"),\"\",V110/'Combined scenario - input'!$D95),\"\")","v":""},{"$f":"IFERROR(IF(OR(W110=\"\",'Combined scenario - input'!$D95=\"\"),\"\",W110/'Combined scenario - input'!$D95),\"\")","v":""}]
[{"$f":"IFERROR('Combined scenario - input'!A96,\"\")","v":""},{"$f":"IFERROR('Combined scenario - input'!B96,\"\")","v":""},{"$f":"IFERROR('Combined scenario - input'!C96,\"\")","v":""},{"$f":"IFERROR(repcalc('Combined scenario - input'!$CV96:$GH96,'Combined scenario - input'!$G96,'Combined scenario - input'!$E96,'Combined scenario - input'!$F96,20,TRUE,TRUE),\"\")","v":""},"","","","","","","","","","","","","","","","","","","",{"$f":"IFERROR(IF(OR(D111=\"\",'Combined scenario - input'!$D96=\"\"),\"\",D111/'Combined scenario - input'!$D96),\"\")","v":""},{"$f":"IFERROR(IF(OR(E111=\"\",'Combined scenario - input'!$D96=\"\"),\"\",E111/'Combined scenario - input'!$D96),\"\")","v":""},{"$f":"IFERROR(IF(OR(F111=\"\",'Combined scenario - input'!$D96=\"\"),\"\",F111/'Combined scenario - input'!$D96),\"\")","v":""},{"$f":"IFERROR(IF(OR(G111=\"\",'Combined scenario - input'!$D96=\"\"),\"\",G111/'Combined scenario - input'!$D96),\"\")","v":""},{"$f":"IFERROR(IF(OR(H111=\"\",'Combined scenario - input'!$D96=\"\"),\"\",H111/'Combined scenario - input'!$D96),\"\")","v":""},{"$f":"IFERROR(IF(OR(I111=\"\",'Combined scenario - input'!$D96=\"\"),\"\",I111/'Combined scenario - input'!$D96),\"\")","v":""},{"$f":"IFERROR(IF(OR(J111=\"\",'Combined scenario - input'!$D96=\"\"),\"\",J111/'Combined scenario - input'!$D96),\"\")","v":""},{"$f":"IFERROR(IF(OR(K111=\"\",'Combined scenario - input'!$D96=\"\"),\"\",K111/'Combined scenario - input'!$D96),\"\")","v":""},{"$f":"IFERROR(IF(OR(L111=\"\",'Combined scenario - input'!$D96=\"\"),\"\",L111/'Combined scenario - input'!$D96),\"\")","v":""},{"$f":"IFERROR(IF(OR(M111=\"\",'Combined scenario - input'!$D96=\"\"),\"\",M111/'Combined scenario - input'!$D96),\"\")","v":""},{"$f":"IFERROR(IF(OR(N111=\"\",'Combined scenario - input'!$D96=\"\"),\"\",N111/'Combined scenario - input'!$D96),\"\")","v":""},{"$f":"IFERROR(IF(OR(O111=\"\",'Combined scenario - input'!$D96=\"\"),\"\",O111/'Combined scenario - input'!$D96),\"\")","v":""},{"$f":"IFERROR(IF(OR(P111=\"\",'Combined scenario - input'!$D96=\"\"),\"\",P111/'Combined scenario - input'!$D96),\"\")","v":""},{"$f":"IFERROR(IF(OR(Q111=\"\",'Combined scenario - input'!$D96=\"\"),\"\",Q111/'Combined scenario - input'!$D96),\"\")","v":""},{"$f":"IFERROR(IF(OR(R111=\"\",'Combined scenario - input'!$D96=\"\"),\"\",R111/'Combined scenario - input'!$D96),\"\")","v":""},{"$f":"IFERROR(IF(OR(S111=\"\",'Combined scenario - input'!$D96=\"\"),\"\",S111/'Combined scenario - input'!$D96),\"\")","v":""},{"$f":"IFERROR(IF(OR(T111=\"\",'Combined scenario - input'!$D96=\"\"),\"\",T111/'Combined scenario - input'!$D96),\"\")","v":""},{"$f":"IFERROR(IF(OR(U111=\"\",'Combined scenario - input'!$D96=\"\"),\"\",U111/'Combined scenario - input'!$D96),\"\")","v":""},{"$f":"IFERROR(IF(OR(V111=\"\",'Combined scenario - input'!$D96=\"\"),\"\",V111/'Combined scenario - input'!$D96),\"\")","v":""},{"$f":"IFERROR(IF(OR(W111=\"\",'Combined scenario - input'!$D96=\"\"),\"\",W111/'Combined scenario - input'!$D96),\"\")","v":""}]
[{"$f":"IFERROR('Combined scenario - input'!A97,\"\")","v":""},{"$f":"IFERROR('Combined scenario - input'!B97,\"\")","v":""},{"$f":"IFERROR('Combined scenario - input'!C97,\"\")","v":""},{"$f":"IFERROR(repcalc('Combined scenario - input'!$CV97:$GH97,'Combined scenario - input'!$G97,'Combined scenario - input'!$E97,'Combined scenario - input'!$F97,20,TRUE,TRUE),\"\")","v":""},"","","","","","","","","","","","","","","","","","","",{"$f":"IFERROR(IF(OR(D112=\"\",'Combined scenario - input'!$D97=\"\"),\"\",D112/'Combined scenario - input'!$D97),\"\")","v":""},{"$f":"IFERROR(IF(OR(E112=\"\",'Combined scenario - input'!$D97=\"\"),\"\",E112/'Combined scenario - input'!$D97),\"\")","v":""},{"$f":"IFERROR(IF(OR(F112=\"\",'Combined scenario - input'!$D97=\"\"),\"\",F112/'Combined scenario - input'!$D97),\"\")","v":""},{"$f":"IFERROR(IF(OR(G112=\"\",'Combined scenario - input'!$D97=\"\"),\"\",G112/'Combined scenario - input'!$D97),\"\")","v":""},{"$f":"IFERROR(IF(OR(H112=\"\",'Combined scenario - input'!$D97=\"\"),\"\",H112/'Combined scenario - input'!$D97),\"\")","v":""},{"$f":"IFERROR(IF(OR(I112=\"\",'Combined scenario - input'!$D97=\"\"),\"\",I112/'Combined scenario - input'!$D97),\"\")","v":""},{"$f":"IFERROR(IF(OR(J112=\"\",'Combined scenario - input'!$D97=\"\"),\"\",J112/'Combined scenario - input'!$D97),\"\")","v":""},{"$f":"IFERROR(IF(OR(K112=\"\",'Combined scenario - input'!$D97=\"\"),\"\",K112/'Combined scenario - input'!$D97),\"\")","v":""},{"$f":"IFERROR(IF(OR(L112=\"\",'Combined scenario - input'!$D97=\"\"),\"\",L112/'Combined scenario - input'!$D97),\"\")","v":""},{"$f":"IFERROR(IF(OR(M112=\"\",'Combined scenario - input'!$D97=\"\"),\"\",M112/'Combined scenario - input'!$D97),\"\")","v":""},{"$f":"IFERROR(IF(OR(N112=\"\",'Combined scenario - input'!$D97=\"\"),\"\",N112/'Combined scenario - input'!$D97),\"\")","v":""},{"$f":"IFERROR(IF(OR(O112=\"\",'Combined scenario - input'!$D97=\"\"),\"\",O112/'Combined scenario - input'!$D97),\"\")","v":""},{"$f":"IFERROR(IF(OR(P112=\"\",'Combined scenario - input'!$D97=\"\"),\"\",P112/'Combined scenario - input'!$D97),\"\")","v":""},{"$f":"IFERROR(IF(OR(Q112=\"\",'Combined scenario - input'!$D97=\"\"),\"\",Q112/'Combined scenario - input'!$D97),\"\")","v":""},{"$f":"IFERROR(IF(OR(R112=\"\",'Combined scenario - input'!$D97=\"\"),\"\",R112/'Combined scenario - input'!$D97),\"\")","v":""},{"$f":"IFERROR(IF(OR(S112=\"\",'Combined scenario - input'!$D97=\"\"),\"\",S112/'Combined scenario - input'!$D97),\"\")","v":""},{"$f":"IFERROR(IF(OR(T112=\"\",'Combined scenario - input'!$D97=\"\"),\"\",T112/'Combined scenario - input'!$D97),\"\")","v":""},{"$f":"IFERROR(IF(OR(U112=\"\",'Combined scenario - input'!$D97=\"\"),\"\",U112/'Combined scenario - input'!$D97),\"\")","v":""},{"$f":"IFERROR(IF(OR(V112=\"\",'Combined scenario - input'!$D97=\"\"),\"\",V112/'Combined scenario - input'!$D97),\"\")","v":""},{"$f":"IFERROR(IF(OR(W112=\"\",'Combined scenario - input'!$D97=\"\"),\"\",W112/'Combined scenario - input'!$D97),\"\")","v":""}]
[{"$f":"IFERROR('Combined scenario - input'!A98,\"\")","v":""},{"$f":"IFERROR('Combined scenario - input'!B98,\"\")","v":""},{"$f":"IFERROR('Combined scenario - input'!C98,\"\")","v":""},{"$f":"IFERROR(repcalc('Combined scenario - input'!$CV98:$GH98,'Combined scenario - input'!$G98,'Combined scenario - input'!$E98,'Combined scenario - input'!$F98,20,TRUE,TRUE),\"\")","v":""},"","","","","","","","","","","","","","","","","","","",{"$f":"IFERROR(IF(OR(D113=\"\",'Combined scenario - input'!$D98=\"\"),\"\",D113/'Combined scenario - input'!$D98),\"\")","v":""},{"$f":"IFERROR(IF(OR(E113=\"\",'Combined scenario - input'!$D98=\"\"),\"\",E113/'Combined scenario - input'!$D98),\"\")","v":""},{"$f":"IFERROR(IF(OR(F113=\"\",'Combined scenario - input'!$D98=\"\"),\"\",F113/'Combined scenario - input'!$D98),\"\")","v":""},{"$f":"IFERROR(IF(OR(G113=\"\",'Combined scenario - input'!$D98=\"\"),\"\",G113/'Combined scenario - input'!$D98),\"\")","v":""},{"$f":"IFERROR(IF(OR(H113=\"\",'Combined scenario - input'!$D98=\"\"),\"\",H113/'Combined scenario - input'!$D98),\"\")","v":""},{"$f":"IFERROR(IF(OR(I113=\"\",'Combined scenario - input'!$D98=\"\"),\"\",I113/'Combined scenario - input'!$D98),\"\")","v":""},{"$f":"IFERROR(IF(OR(J113=\"\",'Combined scenario - input'!$D98=\"\"),\"\",J113/'Combined scenario - input'!$D98),\"\")","v":""},{"$f":"IFERROR(IF(OR(K113=\"\",'Combined scenario - input'!$D98=\"\"),\"\",K113/'Combined scenario - input'!$D98),\"\")","v":""},{"$f":"IFERROR(IF(OR(L113=\"\",'Combined scenario - input'!$D98=\"\"),\"\",L113/'Combined scenario - input'!$D98),\"\")","v":""},{"$f":"IFERROR(IF(OR(M113=\"\",'Combined scenario - input'!$D98=\"\"),\"\",M113/'Combined scenario - input'!$D98),\"\")","v":""},{"$f":"IFERROR(IF(OR(N113=\"\",'Combined scenario - input'!$D98=\"\"),\"\",N113/'Combined scenario - input'!$D98),\"\")","v":""},{"$f":"IFERROR(IF(OR(O113=\"\",'Combined scenario - input'!$D98=\"\"),\"\",O113/'Combined scenario - input'!$D98),\"\")","v":""},{"$f":"IFERROR(IF(OR(P113=\"\",'Combined scenario - input'!$D98=\"\"),\"\",P113/'Combined scenario - input'!$D98),\"\")","v":""},{"$f":"IFERROR(IF(OR(Q113=\"\",'Combined scenario - input'!$D98=\"\"),\"\",Q113/'Combined scenario - input'!$D98),\"\")","v":""},{"$f":"IFERROR(IF(OR(R113=\"\",'Combined scenario - input'!$D98=\"\"),\"\",R113/'Combined scenario - input'!$D98),\"\")","v":""},{"$f":"IFERROR(IF(OR(S113=\"\",'Combined scenario - input'!$D98=\"\"),\"\",S113/'Combined scenario - input'!$D98),\"\")","v":""},{"$f":"IFERROR(IF(OR(T113=\"\",'Combined scenario - input'!$D98=\"\"),\"\",T113/'Combined scenario - input'!$D98),\"\")","v":""},{"$f":"IFERROR(IF(OR(U113=\"\",'Combined scenario - input'!$D98=\"\"),\"\",U113/'Combined scenario - input'!$D98),\"\")","v":""},{"$f":"IFERROR(IF(OR(V113=\"\",'Combined scenario - input'!$D98=\"\"),\"\",V113/'Combined scenario - input'!$D98),\"\")","v":""},{"$f":"IFERROR(IF(OR(W113=\"\",'Combined scenario - input'!$D98=\"\"),\"\",W113/'Combined scenario - input'!$D98),\"\")","v":""}]
[{"$f":"IFERROR('Combined scenario - input'!A99,\"\")","v":""},{"$f":"IFERROR('Combined scenario - input'!B99,\"\")","v":""},{"$f":"IFERROR('Combined scenario - input'!C99,\"\")","v":""},{"$f":"IFERROR(repcalc('Combined scenario - input'!$CV99:$GH99,'Combined scenario - input'!$G99,'Combined scenario - input'!$E99,'Combined scenario - input'!$F99,20,TRUE,TRUE),\"\")","v":""},"","","","","","","","","","","","","","","","","","","",{"$f":"IFERROR(IF(OR(D114=\"\",'Combined scenario - input'!$D99=\"\"),\"\",D114/'Combined scenario - input'!$D99),\"\")","v":""},{"$f":"IFERROR(IF(OR(E114=\"\",'Combined scenario - input'!$D99=\"\"),\"\",E114/'Combined scenario - input'!$D99),\"\")","v":""},{"$f":"IFERROR(IF(OR(F114=\"\",'Combined scenario - input'!$D99=\"\"),\"\",F114/'Combined scenario - input'!$D99),\"\")","v":""},{"$f":"IFERROR(IF(OR(G114=\"\",'Combined scenario - input'!$D99=\"\"),\"\",G114/'Combined scenario - input'!$D99),\"\")","v":""},{"$f":"IFERROR(IF(OR(H114=\"\",'Combined scenario - input'!$D99=\"\"),\"\",H114/'Combined scenario - input'!$D99),\"\")","v":""},{"$f":"IFERROR(IF(OR(I114=\"\",'Combined scenario - input'!$D99=\"\"),\"\",I114/'Combined scenario - input'!$D99),\"\")","v":""},{"$f":"IFERROR(IF(OR(J114=\"\",'Combined scenario - input'!$D99=\"\"),\"\",J114/'Combined scenario - input'!$D99),\"\")","v":""},{"$f":"IFERROR(IF(OR(K114=\"\",'Combined scenario - input'!$D99=\"\"),\"\",K114/'Combined scenario - input'!$D99),\"\")","v":""},{"$f":"IFERROR(IF(OR(L114=\"\",'Combined scenario - input'!$D99=\"\"),\"\",L114/'Combined scenario - input'!$D99),\"\")","v":""},{"$f":"IFERROR(IF(OR(M114=\"\",'Combined scenario - input'!$D99=\"\"),\"\",M114/'Combined scenario - input'!$D99),\"\")","v":""},{"$f":"IFERROR(IF(OR(N114=\"\",'Combined scenario - input'!$D99=\"\"),\"\",N114/'Combined scenario - input'!$D99),\"\")","v":""},{"$f":"IFERROR(IF(OR(O114=\"\",'Combined scenario - input'!$D99=\"\"),\"\",O114/'Combined scenario - input'!$D99),\"\")","v":""},{"$f":"IFERROR(IF(OR(P114=\"\",'Combined scenario - input'!$D99=\"\"),\"\",P114/'Combined scenario - input'!$D99),\"\")","v":""},{"$f":"IFERROR(IF(OR(Q114=\"\",'Combined scenario - input'!$D99=\"\"),\"\",Q114/'Combined scenario - input'!$D99),\"\")","v":""},{"$f":"IFERROR(IF(OR(R114=\"\",'Combined scenario - input'!$D99=\"\"),\"\",R114/'Combined scenario - input'!$D99),\"\")","v":""},{"$f":"IFERROR(IF(OR(S114=\"\",'Combined scenario - input'!$D99=\"\"),\"\",S114/'Combined scenario - input'!$D99),\"\")","v":""},{"$f":"IFERROR(IF(OR(T114=\"\",'Combined scenario - input'!$D99=\"\"),\"\",T114/'Combined scenario - input'!$D99),\"\")","v":""},{"$f":"IFERROR(IF(OR(U114=\"\",'Combined scenario - input'!$D99=\"\"),\"\",U114/'Combined scenario - input'!$D99),\"\")","v":""},{"$f":"IFERROR(IF(OR(V114=\"\",'Combined scenario - input'!$D99=\"\"),\"\",V114/'Combined scenario - input'!$D99),\"\")","v":""},{"$f":"IFERROR(IF(OR(W114=\"\",'Combined scenario - input'!$D99=\"\"),\"\",W114/'Combined scenario - input'!$D99),\"\")","v":""}]
[{"$f":"IFERROR('Combined scenario - input'!A100,\"\")","v":""},{"$f":"IFERROR('Combined scenario - input'!B100,\"\")","v":""},{"$f":"IFERROR('Combined scenario - input'!C100,\"\")","v":""},{"$f":"IFERROR(repcalc('Combined scenario - input'!$CV100:$GH100,'Combined scenario - input'!$G100,'Combined scenario - input'!$E100,'Combined scenario - input'!$F100,20,TRUE,TRUE),\"\")","v":""},"","","","","","","","","","","","","","","","","","","",{"$f":"IFERROR(IF(OR(D115=\"\",'Combined scenario - input'!$D100=\"\"),\"\",D115/'Combined scenario - input'!$D100),\"\")","v":""},{"$f":"IFERROR(IF(OR(E115=\"\",'Combined scenario - input'!$D100=\"\"),\"\",E115/'Combined scenario - input'!$D100),\"\")","v":""},{"$f":"IFERROR(IF(OR(F115=\"\",'Combined scenario - input'!$D100=\"\"),\"\",F115/'Combined scenario - input'!$D100),\"\")","v":""},{"$f":"IFERROR(IF(OR(G115=\"\",'Combined scenario - input'!$D100=\"\"),\"\",G115/'Combined scenario - input'!$D100),\"\")","v":""},{"$f":"IFERROR(IF(OR(H115=\"\",'Combined scenario - input'!$D100=\"\"),\"\",H115/'Combined scenario - input'!$D100),\"\")","v":""},{"$f":"IFERROR(IF(OR(I115=\"\",'Combined scenario - input'!$D100=\"\"),\"\",I115/'Combined scenario - input'!$D100),\"\")","v":""},{"$f":"IFERROR(IF(OR(J115=\"\",'Combined scenario - input'!$D100=\"\"),\"\",J115/'Combined scenario - input'!$D100),\"\")","v":""},{"$f":"IFERROR(IF(OR(K115=\"\",'Combined scenario - input'!$D100=\"\"),\"\",K115/'Combined scenario - input'!$D100),\"\")","v":""},{"$f":"IFERROR(IF(OR(L115=\"\",'Combined scenario - input'!$D100=\"\"),\"\",L115/'Combined scenario - input'!$D100),\"\")","v":""},{"$f":"IFERROR(IF(OR(M115=\"\",'Combined scenario - input'!$D100=\"\"),\"\",M115/'Combined scenario - input'!$D100),\"\")","v":""},{"$f":"IFERROR(IF(OR(N115=\"\",'Combined scenario - input'!$D100=\"\"),\"\",N115/'Combined scenario - input'!$D100),\"\")","v":""},{"$f":"IFERROR(IF(OR(O115=\"\",'Combined scenario - input'!$D100=\"\"),\"\",O115/'Combined scenario - input'!$D100),\"\")","v":""},{"$f":"IFERROR(IF(OR(P115=\"\",'Combined scenario - input'!$D100=\"\"),\"\",P115/'Combined scenario - input'!$D100),\"\")","v":""},{"$f":"IFERROR(IF(OR(Q115=\"\",'Combined scenario - input'!$D100=\"\"),\"\",Q115/'Combined scenario - input'!$D100),\"\")","v":""},{"$f":"IFERROR(IF(OR(R115=\"\",'Combined scenario - input'!$D100=\"\"),\"\",R115/'Combined scenario - input'!$D100),\"\")","v":""},{"$f":"IFERROR(IF(OR(S115=\"\",'Combined scenario - input'!$D100=\"\"),\"\",S115/'Combined scenario - input'!$D100),\"\")","v":""},{"$f":"IFERROR(IF(OR(T115=\"\",'Combined scenario - input'!$D100=\"\"),\"\",T115/'Combined scenario - input'!$D100),\"\")","v":""},{"$f":"IFERROR(IF(OR(U115=\"\",'Combined scenario - input'!$D100=\"\"),\"\",U115/'Combined scenario - input'!$D100),\"\")","v":""},{"$f":"IFERROR(IF(OR(V115=\"\",'Combined scenario - input'!$D100=\"\"),\"\",V115/'Combined scenario - input'!$D100),\"\")","v":""},{"$f":"IFERROR(IF(OR(W115=\"\",'Combined scenario - input'!$D100=\"\"),\"\",W115/'Combined scenario - input'!$D100),\"\")","v":""}]
[{"$f":"IFERROR('Combined scenario - input'!A101,\"\")","v":""},{"$f":"IFERROR('Combined scenario - input'!B101,\"\")","v":""},{"$f":"IFERROR('Combined scenario - input'!C101,\"\")","v":""},{"$f":"IFERROR(repcalc('Combined scenario - input'!$CV101:$GH101,'Combined scenario - input'!$G101,'Combined scenario - input'!$E101,'Combined scenario - input'!$F101,20,TRUE,TRUE),\"\")","v":""},"","","","","","","","","","","","","","","","","","","",{"$f":"IFERROR(IF(OR(D116=\"\",'Combined scenario - input'!$D101=\"\"),\"\",D116/'Combined scenario - input'!$D101),\"\")","v":""},{"$f":"IFERROR(IF(OR(E116=\"\",'Combined scenario - input'!$D101=\"\"),\"\",E116/'Combined scenario - input'!$D101),\"\")","v":""},{"$f":"IFERROR(IF(OR(F116=\"\",'Combined scenario - input'!$D101=\"\"),\"\",F116/'Combined scenario - input'!$D101),\"\")","v":""},{"$f":"IFERROR(IF(OR(G116=\"\",'Combined scenario - input'!$D101=\"\"),\"\",G116/'Combined scenario - input'!$D101),\"\")","v":""},{"$f":"IFERROR(IF(OR(H116=\"\",'Combined scenario - input'!$D101=\"\"),\"\",H116/'Combined scenario - input'!$D101),\"\")","v":""},{"$f":"IFERROR(IF(OR(I116=\"\",'Combined scenario - input'!$D101=\"\"),\"\",I116/'Combined scenario - input'!$D101),\"\")","v":""},{"$f":"IFERROR(IF(OR(J116=\"\",'Combined scenario - input'!$D101=\"\"),\"\",J116/'Combined scenario - input'!$D101),\"\")","v":""},{"$f":"IFERROR(IF(OR(K116=\"\",'Combined scenario - input'!$D101=\"\"),\"\",K116/'Combined scenario - input'!$D101),\"\")","v":""},{"$f":"IFERROR(IF(OR(L116=\"\",'Combined scenario - input'!$D101=\"\"),\"\",L116/'Combined scenario - input'!$D101),\"\")","v":""},{"$f":"IFERROR(IF(OR(M116=\"\",'Combined scenario - input'!$D101=\"\"),\"\",M116/'Combined scenario - input'!$D101),\"\")","v":""},{"$f":"IFERROR(IF(OR(N116=\"\",'Combined scenario - input'!$D101=\"\"),\"\",N116/'Combined scenario - input'!$D101),\"\")","v":""},{"$f":"IFERROR(IF(OR(O116=\"\",'Combined scenario - input'!$D101=\"\"),\"\",O116/'Combined scenario - input'!$D101),\"\")","v":""},{"$f":"IFERROR(IF(OR(P116=\"\",'Combined scenario - input'!$D101=\"\"),\"\",P116/'Combined scenario - input'!$D101),\"\")","v":""},{"$f":"IFERROR(IF(OR(Q116=\"\",'Combined scenario - input'!$D101=\"\"),\"\",Q116/'Combined scenario - input'!$D101),\"\")","v":""},{"$f":"IFERROR(IF(OR(R116=\"\",'Combined scenario - input'!$D101=\"\"),\"\",R116/'Combined scenario - input'!$D101),\"\")","v":""},{"$f":"IFERROR(IF(OR(S116=\"\",'Combined scenario - input'!$D101=\"\"),\"\",S116/'Combined scenario - input'!$D101),\"\")","v":""},{"$f":"IFERROR(IF(OR(T116=\"\",'Combined scenario - input'!$D101=\"\"),\"\",T116/'Combined scenario - input'!$D101),\"\")","v":""},{"$f":"IFERROR(IF(OR(U116=\"\",'Combined scenario - input'!$D101=\"\"),\"\",U116/'Combined scenario - input'!$D101),\"\")","v":""},{"$f":"IFERROR(IF(OR(V116=\"\",'Combined scenario - input'!$D101=\"\"),\"\",V116/'Combined scenario - input'!$D101),\"\")","v":""},{"$f":"IFERROR(IF(OR(W116=\"\",'Combined scenario - input'!$D101=\"\"),\"\",W116/'Combined scenario - input'!$D101),\"\")","v":""}]
[{"$f":"IFERROR('Combined scenario - input'!A102,\"\")","v":""},{"$f":"IFERROR('Combined scenario - input'!B102,\"\")","v":""},{"$f":"IFERROR('Combined scenario - input'!C102,\"\")","v":""},{"$f":"IFERROR(repcalc('Combined scenario - input'!$CV102:$GH102,'Combined scenario - input'!$G102,'Combined scenario - input'!$E102,'Combined scenario - input'!$F102,20,TRUE,TRUE),\"\")","v":""},"","","","","","","","","","","","","","","","","","","",{"$f":"IFERROR(IF(OR(D117=\"\",'Combined scenario - input'!$D102=\"\"),\"\",D117/'Combined scenario - input'!$D102),\"\")","v":""},{"$f":"IFERROR(IF(OR(E117=\"\",'Combined scenario - input'!$D102=\"\"),\"\",E117/'Combined scenario - input'!$D102),\"\")","v":""},{"$f":"IFERROR(IF(OR(F117=\"\",'Combined scenario - input'!$D102=\"\"),\"\",F117/'Combined scenario - input'!$D102),\"\")","v":""},{"$f":"IFERROR(IF(OR(G117=\"\",'Combined scenario - input'!$D102=\"\"),\"\",G117/'Combined scenario - input'!$D102),\"\")","v":""},{"$f":"IFERROR(IF(OR(H117=\"\",'Combined scenario - input'!$D102=\"\"),\"\",H117/'Combined scenario - input'!$D102),\"\")","v":""},{"$f":"IFERROR(IF(OR(I117=\"\",'Combined scenario - input'!$D102=\"\"),\"\",I117/'Combined scenario - input'!$D102),\"\")","v":""},{"$f":"IFERROR(IF(OR(J117=\"\",'Combined scenario - input'!$D102=\"\"),\"\",J117/'Combined scenario - input'!$D102),\"\")","v":""},{"$f":"IFERROR(IF(OR(K117=\"\",'Combined scenario - input'!$D102=\"\"),\"\",K117/'Combined scenario - input'!$D102),\"\")","v":""},{"$f":"IFERROR(IF(OR(L117=\"\",'Combined scenario - input'!$D102=\"\"),\"\",L117/'Combined scenario - input'!$D102),\"\")","v":""},{"$f":"IFERROR(IF(OR(M117=\"\",'Combined scenario - input'!$D102=\"\"),\"\",M117/'Combined scenario - input'!$D102),\"\")","v":""},{"$f":"IFERROR(IF(OR(N117=\"\",'Combined scenario - input'!$D102=\"\"),\"\",N117/'Combined scenario - input'!$D102),\"\")","v":""},{"$f":"IFERROR(IF(OR(O117=\"\",'Combined scenario - input'!$D102=\"\"),\"\",O117/'Combined scenario - input'!$D102),\"\")","v":""},{"$f":"IFERROR(IF(OR(P117=\"\",'Combined scenario - input'!$D102=\"\"),\"\",P117/'Combined scenario - input'!$D102),\"\")","v":""},{"$f":"IFERROR(IF(OR(Q117=\"\",'Combined scenario - input'!$D102=\"\"),\"\",Q117/'Combined scenario - input'!$D102),\"\")","v":""},{"$f":"IFERROR(IF(OR(R117=\"\",'Combined scenario - input'!$D102=\"\"),\"\",R117/'Combined scenario - input'!$D102),\"\")","v":""},{"$f":"IFERROR(IF(OR(S117=\"\",'Combined scenario - input'!$D102=\"\"),\"\",S117/'Combined scenario - input'!$D102),\"\")","v":""},{"$f":"IFERROR(IF(OR(T117=\"\",'Combined scenario - input'!$D102=\"\"),\"\",T117/'Combined scenario - input'!$D102),\"\")","v":""},{"$f":"IFERROR(IF(OR(U117=\"\",'Combined scenario - input'!$D102=\"\"),\"\",U117/'Combined scenario - input'!$D102),\"\")","v":""},{"$f":"IFERROR(IF(OR(V117=\"\",'Combined scenario - input'!$D102=\"\"),\"\",V117/'Combined scenario - input'!$D102),\"\")","v":""},{"$f":"IFERROR(IF(OR(W117=\"\",'Combined scenario - input'!$D102=\"\"),\"\",W117/'Combined scenario - input'!$D102),\"\")","v":""}]
[{"$f":"IFERROR('Combined scenario - input'!A103,\"\")","v":""},{"$f":"IFERROR('Combined scenario - input'!B103,\"\")","v":""},{"$f":"IFERROR('Combined scenario - input'!C103,\"\")","v":""},{"$f":"IFERROR(repcalc('Combined scenario - input'!$CV103:$GH103,'Combined scenario - input'!$G103,'Combined scenario - input'!$E103,'Combined scenario - input'!$F103,20,TRUE,TRUE),\"\")","v":""},"","","","","","","","","","","","","","","","","","","",{"$f":"IFERROR(IF(OR(D118=\"\",'Combined scenario - input'!$D103=\"\"),\"\",D118/'Combined scenario - input'!$D103),\"\")","v":""},{"$f":"IFERROR(IF(OR(E118=\"\",'Combined scenario - input'!$D103=\"\"),\"\",E118/'Combined scenario - input'!$D103),\"\")","v":""},{"$f":"IFERROR(IF(OR(F118=\"\",'Combined scenario - input'!$D103=\"\"),\"\",F118/'Combined scenario - input'!$D103),\"\")","v":""},{"$f":"IFERROR(IF(OR(G118=\"\",'Combined scenario - input'!$D103=\"\"),\"\",G118/'Combined scenario - input'!$D103),\"\")","v":""},{"$f":"IFERROR(IF(OR(H118=\"\",'Combined scenario - input'!$D103=\"\"),\"\",H118/'Combined scenario - input'!$D103),\"\")","v":""},{"$f":"IFERROR(IF(OR(I118=\"\",'Combined scenario - input'!$D103=\"\"),\"\",I118/'Combined scenario - input'!$D103),\"\")","v":""},{"$f":"IFERROR(IF(OR(J118=\"\",'Combined scenario - input'!$D103=\"\"),\"\",J118/'Combined scenario - input'!$D103),\"\")","v":""},{"$f":"IFERROR(IF(OR(K118=\"\",'Combined scenario - input'!$D103=\"\"),\"\",K118/'Combined scenario - input'!$D103),\"\")","v":""},{"$f":"IFERROR(IF(OR(L118=\"\",'Combined scenario - input'!$D103=\"\"),\"\",L118/'Combined scenario - input'!$D103),\"\")","v":""},{"$f":"IFERROR(IF(OR(M118=\"\",'Combined scenario - input'!$D103=\"\"),\"\",M118/'Combined scenario - input'!$D103),\"\")","v":""},{"$f":"IFERROR(IF(OR(N118=\"\",'Combined scenario - input'!$D103=\"\"),\"\",N118/'Combined scenario - input'!$D103),\"\")","v":""},{"$f":"IFERROR(IF(OR(O118=\"\",'Combined scenario - input'!$D103=\"\"),\"\",O118/'Combined scenario - input'!$D103),\"\")","v":""},{"$f":"IFERROR(IF(OR(P118=\"\",'Combined scenario - input'!$D103=\"\"),\"\",P118/'Combined scenario - input'!$D103),\"\")","v":""},{"$f":"IFERROR(IF(OR(Q118=\"\",'Combined scenario - input'!$D103=\"\"),\"\",Q118/'Combined scenario - input'!$D103),\"\")","v":""},{"$f":"IFERROR(IF(OR(R118=\"\",'Combined scenario - input'!$D103=\"\"),\"\",R118/'Combined scenario - input'!$D103),\"\")","v":""},{"$f":"IFERROR(IF(OR(S118=\"\",'Combined scenario - input'!$D103=\"\"),\"\",S118/'Combined scenario - input'!$D103),\"\")","v":""},{"$f":"IFERROR(IF(OR(T118=\"\",'Combined scenario - input'!$D103=\"\"),\"\",T118/'Combined scenario - input'!$D103),\"\")","v":""},{"$f":"IFERROR(IF(OR(U118=\"\",'Combined scenario - input'!$D103=\"\"),\"\",U118/'Combined scenario - input'!$D103),\"\")","v":""},{"$f":"IFERROR(IF(OR(V118=\"\",'Combined scenario - input'!$D103=\"\"),\"\",V118/'Combined scenario - input'!$D103),\"\")","v":""},{"$f":"IFERROR(IF(OR(W118=\"\",'Combined scenario - input'!$D103=\"\"),\"\",W118/'Combined scenario - input'!$D103),\"\")","v":""}]
[{"$f":"IFERROR('Combined scenario - input'!A104,\"\")","v":""},{"$f":"IFERROR('Combined scenario - input'!B104,\"\")","v":""},{"$f":"IFERROR('Combined scenario - input'!C104,\"\")","v":""},{"$f":"IFERROR(repcalc('Combined scenario - input'!$CV104:$GH104,'Combined scenario - input'!$G104,'Combined scenario - input'!$E104,'Combined scenario - input'!$F104,20,TRUE,TRUE),\"\")","v":""},"","","","","","","","","","","","","","","","","","","",{"$f":"IFERROR(IF(OR(D119=\"\",'Combined scenario - input'!$D104=\"\"),\"\",D119/'Combined scenario - input'!$D104),\"\")","v":""},{"$f":"IFERROR(IF(OR(E119=\"\",'Combined scenario - input'!$D104=\"\"),\"\",E119/'Combined scenario - input'!$D104),\"\")","v":""},{"$f":"IFERROR(IF(OR(F119=\"\",'Combined scenario - input'!$D104=\"\"),\"\",F119/'Combined scenario - input'!$D104),\"\")","v":""},{"$f":"IFERROR(IF(OR(G119=\"\",'Combined scenario - input'!$D104=\"\"),\"\",G119/'Combined scenario - input'!$D104),\"\")","v":""},{"$f":"IFERROR(IF(OR(H119=\"\",'Combined scenario - input'!$D104=\"\"),\"\",H119/'Combined scenario - input'!$D104),\"\")","v":""},{"$f":"IFERROR(IF(OR(I119=\"\",'Combined scenario - input'!$D104=\"\"),\"\",I119/'Combined scenario - input'!$D104),\"\")","v":""},{"$f":"IFERROR(IF(OR(J119=\"\",'Combined scenario - input'!$D104=\"\"),\"\",J119/'Combined scenario - input'!$D104),\"\")","v":""},{"$f":"IFERROR(IF(OR(K119=\"\",'Combined scenario - input'!$D104=\"\"),\"\",K119/'Combined scenario - input'!$D104),\"\")","v":""},{"$f":"IFERROR(IF(OR(L119=\"\",'Combined scenario - input'!$D104=\"\"),\"\",L119/'Combined scenario - input'!$D104),\"\")","v":""},{"$f":"IFERROR(IF(OR(M119=\"\",'Combined scenario - input'!$D104=\"\"),\"\",M119/'Combined scenario - input'!$D104),\"\")","v":""},{"$f":"IFERROR(IF(OR(N119=\"\",'Combined scenario - input'!$D104=\"\"),\"\",N119/'Combined scenario - input'!$D104),\"\")","v":""},{"$f":"IFERROR(IF(OR(O119=\"\",'Combined scenario - input'!$D104=\"\"),\"\",O119/'Combined scenario - input'!$D104),\"\")","v":""},{"$f":"IFERROR(IF(OR(P119=\"\",'Combined scenario - input'!$D104=\"\"),\"\",P119/'Combined scenario - input'!$D104),\"\")","v":""},{"$f":"IFERROR(IF(OR(Q119=\"\",'Combined scenario - input'!$D104=\"\"),\"\",Q119/'Combined scenario - input'!$D104),\"\")","v":""},{"$f":"IFERROR(IF(OR(R119=\"\",'Combined scenario - input'!$D104=\"\"),\"\",R119/'Combined scenario - input'!$D104),\"\")","v":""},{"$f":"IFERROR(IF(OR(S119=\"\",'Combined scenario - input'!$D104=\"\"),\"\",S119/'Combined scenario - input'!$D104),\"\")","v":""},{"$f":"IFERROR(IF(OR(T119=\"\",'Combined scenario - input'!$D104=\"\"),\"\",T119/'Combined scenario - input'!$D104),\"\")","v":""},{"$f":"IFERROR(IF(OR(U119=\"\",'Combined scenario - input'!$D104=\"\"),\"\",U119/'Combined scenario - input'!$D104),\"\")","v":""},{"$f":"IFERROR(IF(OR(V119=\"\",'Combined scenario - input'!$D104=\"\"),\"\",V119/'Combined scenario - input'!$D104),\"\")","v":""},{"$f":"IFERROR(IF(OR(W119=\"\",'Combined scenario - input'!$D104=\"\"),\"\",W119/'Combined scenario - input'!$D104),\"\")","v":""}]
[{"$f":"IFERROR('Combined scenario - input'!A105,\"\")","v":""},{"$f":"IFERROR('Combined scenario - input'!B105,\"\")","v":""},{"$f":"IFERROR('Combined scenario - input'!C105,\"\")","v":""},{"$f":"IFERROR(repcalc('Combined scenario - input'!$CV105:$GH105,'Combined scenario - input'!$G105,'Combined scenario - input'!$E105,'Combined scenario - input'!$F105,20,TRUE,TRUE),\"\")","v":""},"","","","","","","","","","","","","","","","","","","",{"$f":"IFERROR(IF(OR(D120=\"\",'Combined scenario - input'!$D105=\"\"),\"\",D120/'Combined scenario - input'!$D105),\"\")","v":""},{"$f":"IFERROR(IF(OR(E120=\"\",'Combined scenario - input'!$D105=\"\"),\"\",E120/'Combined scenario - input'!$D105),\"\")","v":""},{"$f":"IFERROR(IF(OR(F120=\"\",'Combined scenario - input'!$D105=\"\"),\"\",F120/'Combined scenario - input'!$D105),\"\")","v":""},{"$f":"IFERROR(IF(OR(G120=\"\",'Combined scenario - input'!$D105=\"\"),\"\",G120/'Combined scenario - input'!$D105),\"\")","v":""},{"$f":"IFERROR(IF(OR(H120=\"\",'Combined scenario - input'!$D105=\"\"),\"\",H120/'Combined scenario - input'!$D105),\"\")","v":""},{"$f":"IFERROR(IF(OR(I120=\"\",'Combined scenario - input'!$D105=\"\"),\"\",I120/'Combined scenario - input'!$D105),\"\")","v":""},{"$f":"IFERROR(IF(OR(J120=\"\",'Combined scenario - input'!$D105=\"\"),\"\",J120/'Combined scenario - input'!$D105),\"\")","v":""},{"$f":"IFERROR(IF(OR(K120=\"\",'Combined scenario - input'!$D105=\"\"),\"\",K120/'Combined scenario - input'!$D105),\"\")","v":""},{"$f":"IFERROR(IF(OR(L120=\"\",'Combined scenario - input'!$D105=\"\"),\"\",L120/'Combined scenario - input'!$D105),\"\")","v":""},{"$f":"IFERROR(IF(OR(M120=\"\",'Combined scenario - input'!$D105=\"\"),\"\",M120/'Combined scenario - input'!$D105),\"\")","v":""},{"$f":"IFERROR(IF(OR(N120=\"\",'Combined scenario - input'!$D105=\"\"),\"\",N120/'Combined scenario - input'!$D105),\"\")","v":""},{"$f":"IFERROR(IF(OR(O120=\"\",'Combined scenario - input'!$D105=\"\"),\"\",O120/'Combined scenario - input'!$D105),\"\")","v":""},{"$f":"IFERROR(IF(OR(P120=\"\",'Combined scenario - input'!$D105=\"\"),\"\",P120/'Combined scenario - input'!$D105),\"\")","v":""},{"$f":"IFERROR(IF(OR(Q120=\"\",'Combined scenario - input'!$D105=\"\"),\"\",Q120/'Combined scenario - input'!$D105),\"\")","v":""},{"$f":"IFERROR(IF(OR(R120=\"\",'Combined scenario - input'!$D105=\"\"),\"\",R120/'Combined scenario - input'!$D105),\"\")","v":""},{"$f":"IFERROR(IF(OR(S120=\"\",'Combined scenario - input'!$D105=\"\"),\"\",S120/'Combined scenario - input'!$D105),\"\")","v":""},{"$f":"IFERROR(IF(OR(T120=\"\",'Combined scenario - input'!$D105=\"\"),\"\",T120/'Combined scenario - input'!$D105),\"\")","v":""},{"$f":"IFERROR(IF(OR(U120=\"\",'Combined scenario - input'!$D105=\"\"),\"\",U120/'Combined scenario - input'!$D105),\"\")","v":""},{"$f":"IFERROR(IF(OR(V120=\"\",'Combined scenario - input'!$D105=\"\"),\"\",V120/'Combined scenario - input'!$D105),\"\")","v":""},{"$f":"IFERROR(IF(OR(W120=\"\",'Combined scenario - input'!$D105=\"\"),\"\",W120/'Combined scenario - input'!$D105),\"\")","v":""}]
[{"$f":"IFERROR('Combined scenario - input'!A106,\"\")","v":""},{"$f":"IFERROR('Combined scenario - input'!B106,\"\")","v":""},{"$f":"IFERROR('Combined scenario - input'!C106,\"\")","v":""},{"$f":"IFERROR(repcalc('Combined scenario - input'!$CV106:$GH106,'Combined scenario - input'!$G106,'Combined scenario - input'!$E106,'Combined scenario - input'!$F106,20,TRUE,TRUE),\"\")","v":""},"","","","","","","","","","","","","","","","","","","",{"$f":"IFERROR(IF(OR(D121=\"\",'Combined scenario - input'!$D106=\"\"),\"\",D121/'Combined scenario - input'!$D106),\"\")","v":""},{"$f":"IFERROR(IF(OR(E121=\"\",'Combined scenario - input'!$D106=\"\"),\"\",E121/'Combined scenario - input'!$D106),\"\")","v":""},{"$f":"IFERROR(IF(OR(F121=\"\",'Combined scenario - input'!$D106=\"\"),\"\",F121/'Combined scenario - input'!$D106),\"\")","v":""},{"$f":"IFERROR(IF(OR(G121=\"\",'Combined scenario - input'!$D106=\"\"),\"\",G121/'Combined scenario - input'!$D106),\"\")","v":""},{"$f":"IFERROR(IF(OR(H121=\"\",'Combined scenario - input'!$D106=\"\"),\"\",H121/'Combined scenario - input'!$D106),\"\")","v":""},{"$f":"IFERROR(IF(OR(I121=\"\",'Combined scenario - input'!$D106=\"\"),\"\",I121/'Combined scenario - input'!$D106),\"\")","v":""},{"$f":"IFERROR(IF(OR(J121=\"\",'Combined scenario - input'!$D106=\"\"),\"\",J121/'Combined scenario - input'!$D106),\"\")","v":""},{"$f":"IFERROR(IF(OR(K121=\"\",'Combined scenario - input'!$D106=\"\"),\"\",K121/'Combined scenario - input'!$D106),\"\")","v":""},{"$f":"IFERROR(IF(OR(L121=\"\",'Combined scenario - input'!$D106=\"\"),\"\",L121/'Combined scenario - input'!$D106),\"\")","v":""},{"$f":"IFERROR(IF(OR(M121=\"\",'Combined scenario - input'!$D106=\"\"),\"\",M121/'Combined scenario - input'!$D106),\"\")","v":""},{"$f":"IFERROR(IF(OR(N121=\"\",'Combined scenario - input'!$D106=\"\"),\"\",N121/'Combined scenario - input'!$D106),\"\")","v":""},{"$f":"IFERROR(IF(OR(O121=\"\",'Combined scenario - input'!$D106=\"\"),\"\",O121/'Combined scenario - input'!$D106),\"\")","v":""},{"$f":"IFERROR(IF(OR(P121=\"\",'Combined scenario - input'!$D106=\"\"),\"\",P121/'Combined scenario - input'!$D106),\"\")","v":""},{"$f":"IFERROR(IF(OR(Q121=\"\",'Combined scenario - input'!$D106=\"\"),\"\",Q121/'Combined scenario - input'!$D106),\"\")","v":""},{"$f":"IFERROR(IF(OR(R121=\"\",'Combined scenario - input'!$D106=\"\"),\"\",R121/'Combined scenario - input'!$D106),\"\")","v":""},{"$f":"IFERROR(IF(OR(S121=\"\",'Combined scenario - input'!$D106=\"\"),\"\",S121/'Combined scenario - input'!$D106),\"\")","v":""},{"$f":"IFERROR(IF(OR(T121=\"\",'Combined scenario - input'!$D106=\"\"),\"\",T121/'Combined scenario - input'!$D106),\"\")","v":""},{"$f":"IFERROR(IF(OR(U121=\"\",'Combined scenario - input'!$D106=\"\"),\"\",U121/'Combined scenario - input'!$D106),\"\")","v":""},{"$f":"IFERROR(IF(OR(V121=\"\",'Combined scenario - input'!$D106=\"\"),\"\",V121/'Combined scenario - input'!$D106),\"\")","v":""},{"$f":"IFERROR(IF(OR(W121=\"\",'Combined scenario - input'!$D106=\"\"),\"\",W121/'Combined scenario - input'!$D106),\"\")","v":""}]
[{"$f":"IFERROR('Combined scenario - input'!A107,\"\")","v":""},{"$f":"IFERROR('Combined scenario - input'!B107,\"\")","v":""},{"$f":"IFERROR('Combined scenario - input'!C107,\"\")","v":""},{"$f":"IFERROR(repcalc('Combined scenario - input'!$CV107:$GH107,'Combined scenario - input'!$G107,'Combined scenario - input'!$E107,'Combined scenario - input'!$F107,20,TRUE,TRUE),\"\")","v":""},"","","","","","","","","","","","","","","","","","","",{"$f":"IFERROR(IF(OR(D122=\"\",'Combined scenario - input'!$D107=\"\"),\"\",D122/'Combined scenario - input'!$D107),\"\")","v":""},{"$f":"IFERROR(IF(OR(E122=\"\",'Combined scenario - input'!$D107=\"\"),\"\",E122/'Combined scenario - input'!$D107),\"\")","v":""},{"$f":"IFERROR(IF(OR(F122=\"\",'Combined scenario - input'!$D107=\"\"),\"\",F122/'Combined scenario - input'!$D107),\"\")","v":""},{"$f":"IFERROR(IF(OR(G122=\"\",'Combined scenario - input'!$D107=\"\"),\"\",G122/'Combined scenario - input'!$D107),\"\")","v":""},{"$f":"IFERROR(IF(OR(H122=\"\",'Combined scenario - input'!$D107=\"\"),\"\",H122/'Combined scenario - input'!$D107),\"\")","v":""},{"$f":"IFERROR(IF(OR(I122=\"\",'Combined scenario - input'!$D107=\"\"),\"\",I122/'Combined scenario - input'!$D107),\"\")","v":""},{"$f":"IFERROR(IF(OR(J122=\"\",'Combined scenario - input'!$D107=\"\"),\"\",J122/'Combined scenario - input'!$D107),\"\")","v":""},{"$f":"IFERROR(IF(OR(K122=\"\",'Combined scenario - input'!$D107=\"\"),\"\",K122/'Combined scenario - input'!$D107),\"\")","v":""},{"$f":"IFERROR(IF(OR(L122=\"\",'Combined scenario - input'!$D107=\"\"),\"\",L122/'Combined scenario - input'!$D107),\"\")","v":""},{"$f":"IFERROR(IF(OR(M122=\"\",'Combined scenario - input'!$D107=\"\"),\"\",M122/'Combined scenario - input'!$D107),\"\")","v":""},{"$f":"IFERROR(IF(OR(N122=\"\",'Combined scenario - input'!$D107=\"\"),\"\",N122/'Combined scenario - input'!$D107),\"\")","v":""},{"$f":"IFERROR(IF(OR(O122=\"\",'Combined scenario - input'!$D107=\"\"),\"\",O122/'Combined scenario - input'!$D107),\"\")","v":""},{"$f":"IFERROR(IF(OR(P122=\"\",'Combined scenario - input'!$D107=\"\"),\"\",P122/'Combined scenario - input'!$D107),\"\")","v":""},{"$f":"IFERROR(IF(OR(Q122=\"\",'Combined scenario - input'!$D107=\"\"),\"\",Q122/'Combined scenario - input'!$D107),\"\")","v":""},{"$f":"IFERROR(IF(OR(R122=\"\",'Combined scenario - input'!$D107=\"\"),\"\",R122/'Combined scenario - input'!$D107),\"\")","v":""},{"$f":"IFERROR(IF(OR(S122=\"\",'Combined scenario - input'!$D107=\"\"),\"\",S122/'Combined scenario - input'!$D107),\"\")","v":""},{"$f":"IFERROR(IF(OR(T122=\"\",'Combined scenario - input'!$D107=\"\"),\"\",T122/'Combined scenario - input'!$D107),\"\")","v":""},{"$f":"IFERROR(IF(OR(U122=\"\",'Combined scenario - input'!$D107=\"\"),\"\",U122/'Combined scenario - input'!$D107),\"\")","v":""},{"$f":"IFERROR(IF(OR(V122=\"\",'Combined scenario - input'!$D107=\"\"),\"\",V122/'Combined scenario - input'!$D107),\"\")","v":""},{"$f":"IFERROR(IF(OR(W122=\"\",'Combined scenario - input'!$D107=\"\"),\"\",W122/'Combined scenario - input'!$D107),\"\")","v":""}]
[{"$f":"IFERROR('Combined scenario - input'!A108,\"\")","v":""},{"$f":"IFERROR('Combined scenario - input'!B108,\"\")","v":""},{"$f":"IFERROR('Combined scenario - input'!C108,\"\")","v":""},{"$f":"IFERROR(repcalc('Combined scenario - input'!$CV108:$GH108,'Combined scenario - input'!$G108,'Combined scenario - input'!$E108,'Combined scenario - input'!$F108,20,TRUE,TRUE),\"\")","v":""},"","","","","","","","","","","","","","","","","","","",{"$f":"IFERROR(IF(OR(D123=\"\",'Combined scenario - input'!$D108=\"\"),\"\",D123/'Combined scenario - input'!$D108),\"\")","v":""},{"$f":"IFERROR(IF(OR(E123=\"\",'Combined scenario - input'!$D108=\"\"),\"\",E123/'Combined scenario - input'!$D108),\"\")","v":""},{"$f":"IFERROR(IF(OR(F123=\"\",'Combined scenario - input'!$D108=\"\"),\"\",F123/'Combined scenario - input'!$D108),\"\")","v":""},{"$f":"IFERROR(IF(OR(G123=\"\",'Combined scenario - input'!$D108=\"\"),\"\",G123/'Combined scenario - input'!$D108),\"\")","v":""},{"$f":"IFERROR(IF(OR(H123=\"\",'Combined scenario - input'!$D108=\"\"),\"\",H123/'Combined scenario - input'!$D108),\"\")","v":""},{"$f":"IFERROR(IF(OR(I123=\"\",'Combined scenario - input'!$D108=\"\"),\"\",I123/'Combined scenario - input'!$D108),\"\")","v":""},{"$f":"IFERROR(IF(OR(J123=\"\",'Combined scenario - input'!$D108=\"\"),\"\",J123/'Combined scenario - input'!$D108),\"\")","v":""},{"$f":"IFERROR(IF(OR(K123=\"\",'Combined scenario - input'!$D108=\"\"),\"\",K123/'Combined scenario - input'!$D108),\"\")","v":""},{"$f":"IFERROR(IF(OR(L123=\"\",'Combined scenario - input'!$D108=\"\"),\"\",L123/'Combined scenario - input'!$D108),\"\")","v":""},{"$f":"IFERROR(IF(OR(M123=\"\",'Combined scenario - input'!$D108=\"\"),\"\",M123/'Combined scenario - input'!$D108),\"\")","v":""},{"$f":"IFERROR(IF(OR(N123=\"\",'Combined scenario - input'!$D108=\"\"),\"\",N123/'Combined scenario - input'!$D108),\"\")","v":""},{"$f":"IFERROR(IF(OR(O123=\"\",'Combined scenario - input'!$D108=\"\"),\"\",O123/'Combined scenario - input'!$D108),\"\")","v":""},{"$f":"IFERROR(IF(OR(P123=\"\",'Combined scenario - input'!$D108=\"\"),\"\",P123/'Combined scenario - input'!$D108),\"\")","v":""},{"$f":"IFERROR(IF(OR(Q123=\"\",'Combined scenario - input'!$D108=\"\"),\"\",Q123/'Combined scenario - input'!$D108),\"\")","v":""},{"$f":"IFERROR(IF(OR(R123=\"\",'Combined scenario - input'!$D108=\"\"),\"\",R123/'Combined scenario - input'!$D108),\"\")","v":""},{"$f":"IFERROR(IF(OR(S123=\"\",'Combined scenario - input'!$D108=\"\"),\"\",S123/'Combined scenario - input'!$D108),\"\")","v":""},{"$f":"IFERROR(IF(OR(T123=\"\",'Combined scenario - input'!$D108=\"\"),\"\",T123/'Combined scenario - input'!$D108),\"\")","v":""},{"$f":"IFERROR(IF(OR(U123=\"\",'Combined scenario - input'!$D108=\"\"),\"\",U123/'Combined scenario - input'!$D108),\"\")","v":""},{"$f":"IFERROR(IF(OR(V123=\"\",'Combined scenario - input'!$D108=\"\"),\"\",V123/'Combined scenario - input'!$D108),\"\")","v":""},{"$f":"IFERROR(IF(OR(W123=\"\",'Combined scenario - input'!$D108=\"\"),\"\",W123/'Combined scenario - input'!$D108),\"\")","v":""}]
[{"$f":"IFERROR('Combined scenario - input'!A109,\"\")","v":""},{"$f":"IFERROR('Combined scenario - input'!B109,\"\")","v":""},{"$f":"IFERROR('Combined scenario - input'!C109,\"\")","v":""},{"$f":"IFERROR(repcalc('Combined scenario - input'!$CV109:$GH109,'Combined scenario - input'!$G109,'Combined scenario - input'!$E109,'Combined scenario - input'!$F109,20,TRUE,TRUE),\"\")","v":""},"","","","","","","","","","","","","","","","","","","",{"$f":"IFERROR(IF(OR(D124=\"\",'Combined scenario - input'!$D109=\"\"),\"\",D124/'Combined scenario - input'!$D109),\"\")","v":""},{"$f":"IFERROR(IF(OR(E124=\"\",'Combined scenario - input'!$D109=\"\"),\"\",E124/'Combined scenario - input'!$D109),\"\")","v":""},{"$f":"IFERROR(IF(OR(F124=\"\",'Combined scenario - input'!$D109=\"\"),\"\",F124/'Combined scenario - input'!$D109),\"\")","v":""},{"$f":"IFERROR(IF(OR(G124=\"\",'Combined scenario - input'!$D109=\"\"),\"\",G124/'Combined scenario - input'!$D109),\"\")","v":""},{"$f":"IFERROR(IF(OR(H124=\"\",'Combined scenario - input'!$D109=\"\"),\"\",H124/'Combined scenario - input'!$D109),\"\")","v":""},{"$f":"IFERROR(IF(OR(I124=\"\",'Combined scenario - input'!$D109=\"\"),\"\",I124/'Combined scenario - input'!$D109),\"\")","v":""},{"$f":"IFERROR(IF(OR(J124=\"\",'Combined scenario - input'!$D109=\"\"),\"\",J124/'Combined scenario - input'!$D109),\"\")","v":""},{"$f":"IFERROR(IF(OR(K124=\"\",'Combined scenario - input'!$D109=\"\"),\"\",K124/'Combined scenario - input'!$D109),\"\")","v":""},{"$f":"IFERROR(IF(OR(L124=\"\",'Combined scenario - input'!$D109=\"\"),\"\",L124/'Combined scenario - input'!$D109),\"\")","v":""},{"$f":"IFERROR(IF(OR(M124=\"\",'Combined scenario - input'!$D109=\"\"),\"\",M124/'Combined scenario - input'!$D109),\"\")","v":""},{"$f":"IFERROR(IF(OR(N124=\"\",'Combined scenario - input'!$D109=\"\"),\"\",N124/'Combined scenario - input'!$D109),\"\")","v":""},{"$f":"IFERROR(IF(OR(O124=\"\",'Combined scenario - input'!$D109=\"\"),\"\",O124/'Combined scenario - input'!$D109),\"\")","v":""},{"$f":"IFERROR(IF(OR(P124=\"\",'Combined scenario - input'!$D109=\"\"),\"\",P124/'Combined scenario - input'!$D109),\"\")","v":""},{"$f":"IFERROR(IF(OR(Q124=\"\",'Combined scenario - input'!$D109=\"\"),\"\",Q124/'Combined scenario - input'!$D109),\"\")","v":""},{"$f":"IFERROR(IF(OR(R124=\"\",'Combined scenario - input'!$D109=\"\"),\"\",R124/'Combined scenario - input'!$D109),\"\")","v":""},{"$f":"IFERROR(IF(OR(S124=\"\",'Combined scenario - input'!$D109=\"\"),\"\",S124/'Combined scenario - input'!$D109),\"\")","v":""},{"$f":"IFERROR(IF(OR(T124=\"\",'Combined scenario - input'!$D109=\"\"),\"\",T124/'Combined scenario - input'!$D109),\"\")","v":""},{"$f":"IFERROR(IF(OR(U124=\"\",'Combined scenario - input'!$D109=\"\"),\"\",U124/'Combined scenario - input'!$D109),\"\")","v":""},{"$f":"IFERROR(IF(OR(V124=\"\",'Combined scenario - input'!$D109=\"\"),\"\",V124/'Combined scenario - input'!$D109),\"\")","v":""},{"$f":"IFERROR(IF(OR(W124=\"\",'Combined scenario - input'!$D109=\"\"),\"\",W124/'Combined scenario - input'!$D109),\"\")","v":""}]
[{"$f":"IFERROR('Combined scenario - input'!A110,\"\")","v":""},{"$f":"IFERROR('Combined scenario - input'!B110,\"\")","v":""},{"$f":"IFERROR('Combined scenario - input'!C110,\"\")","v":""},{"$f":"IFERROR(repcalc('Combined scenario - input'!$CV110:$GH110,'Combined scenario - input'!$G110,'Combined scenario - input'!$E110,'Combined scenario - input'!$F110,20,TRUE,TRUE),\"\")","v":""},"","","","","","","","","","","","","","","","","","","",{"$f":"IFERROR(IF(OR(D125=\"\",'Combined scenario - input'!$D110=\"\"),\"\",D125/'Combined scenario - input'!$D110),\"\")","v":""},{"$f":"IFERROR(IF(OR(E125=\"\",'Combined scenario - input'!$D110=\"\"),\"\",E125/'Combined scenario - input'!$D110),\"\")","v":""},{"$f":"IFERROR(IF(OR(F125=\"\",'Combined scenario - input'!$D110=\"\"),\"\",F125/'Combined scenario - input'!$D110),\"\")","v":""},{"$f":"IFERROR(IF(OR(G125=\"\",'Combined scenario - input'!$D110=\"\"),\"\",G125/'Combined scenario - input'!$D110),\"\")","v":""},{"$f":"IFERROR(IF(OR(H125=\"\",'Combined scenario - input'!$D110=\"\"),\"\",H125/'Combined scenario - input'!$D110),\"\")","v":""},{"$f":"IFERROR(IF(OR(I125=\"\",'Combined scenario - input'!$D110=\"\"),\"\",I125/'Combined scenario - input'!$D110),\"\")","v":""},{"$f":"IFERROR(IF(OR(J125=\"\",'Combined scenario - input'!$D110=\"\"),\"\",J125/'Combined scenario - input'!$D110),\"\")","v":""},{"$f":"IFERROR(IF(OR(K125=\"\",'Combined scenario - input'!$D110=\"\"),\"\",K125/'Combined scenario - input'!$D110),\"\")","v":""},{"$f":"IFERROR(IF(OR(L125=\"\",'Combined scenario - input'!$D110=\"\"),\"\",L125/'Combined scenario - input'!$D110),\"\")","v":""},{"$f":"IFERROR(IF(OR(M125=\"\",'Combined scenario - input'!$D110=\"\"),\"\",M125/'Combined scenario - input'!$D110),\"\")","v":""},{"$f":"IFERROR(IF(OR(N125=\"\",'Combined scenario - input'!$D110=\"\"),\"\",N125/'Combined scenario - input'!$D110),\"\")","v":""},{"$f":"IFERROR(IF(OR(O125=\"\",'Combined scenario - input'!$D110=\"\"),\"\",O125/'Combined scenario - input'!$D110),\"\")","v":""},{"$f":"IFERROR(IF(OR(P125=\"\",'Combined scenario - input'!$D110=\"\"),\"\",P125/'Combined scenario - input'!$D110),\"\")","v":""},{"$f":"IFERROR(IF(OR(Q125=\"\",'Combined scenario - input'!$D110=\"\"),\"\",Q125/'Combined scenario - input'!$D110),\"\")","v":""},{"$f":"IFERROR(IF(OR(R125=\"\",'Combined scenario - input'!$D110=\"\"),\"\",R125/'Combined scenario - input'!$D110),\"\")","v":""},{"$f":"IFERROR(IF(OR(S125=\"\",'Combined scenario - input'!$D110=\"\"),\"\",S125/'Combined scenario - input'!$D110),\"\")","v":""},{"$f":"IFERROR(IF(OR(T125=\"\",'Combined scenario - input'!$D110=\"\"),\"\",T125/'Combined scenario - input'!$D110),\"\")","v":""},{"$f":"IFERROR(IF(OR(U125=\"\",'Combined scenario - input'!$D110=\"\"),\"\",U125/'Combined scenario - input'!$D110),\"\")","v":""},{"$f":"IFERROR(IF(OR(V125=\"\",'Combined scenario - input'!$D110=\"\"),\"\",V125/'Combined scenario - input'!$D110),\"\")","v":""},{"$f":"IFERROR(IF(OR(W125=\"\",'Combined scenario - input'!$D110=\"\"),\"\",W125/'Combined scenario - input'!$D110),\"\")","v":""}]
[{"$f":"IFERROR('Combined scenario - input'!A111,\"\")","v":""},{"$f":"IFERROR('Combined scenario - input'!B111,\"\")","v":""},{"$f":"IFERROR('Combined scenario - input'!C111,\"\")","v":""},{"$f":"IFERROR(repcalc('Combined scenario - input'!$CV111:$GH111,'Combined scenario - input'!$G111,'Combined scenario - input'!$E111,'Combined scenario - input'!$F111,20,TRUE,TRUE),\"\")","v":""},"","","","","","","","","","","","","","","","","","","",{"$f":"IFERROR(IF(OR(D126=\"\",'Combined scenario - input'!$D111=\"\"),\"\",D126/'Combined scenario - input'!$D111),\"\")","v":""},{"$f":"IFERROR(IF(OR(E126=\"\",'Combined scenario - input'!$D111=\"\"),\"\",E126/'Combined scenario - input'!$D111),\"\")","v":""},{"$f":"IFERROR(IF(OR(F126=\"\",'Combined scenario - input'!$D111=\"\"),\"\",F126/'Combined scenario - input'!$D111),\"\")","v":""},{"$f":"IFERROR(IF(OR(G126=\"\",'Combined scenario - input'!$D111=\"\"),\"\",G126/'Combined scenario - input'!$D111),\"\")","v":""},{"$f":"IFERROR(IF(OR(H126=\"\",'Combined scenario - input'!$D111=\"\"),\"\",H126/'Combined scenario - input'!$D111),\"\")","v":""},{"$f":"IFERROR(IF(OR(I126=\"\",'Combined scenario - input'!$D111=\"\"),\"\",I126/'Combined scenario - input'!$D111),\"\")","v":""},{"$f":"IFERROR(IF(OR(J126=\"\",'Combined scenario - input'!$D111=\"\"),\"\",J126/'Combined scenario - input'!$D111),\"\")","v":""},{"$f":"IFERROR(IF(OR(K126=\"\",'Combined scenario - input'!$D111=\"\"),\"\",K126/'Combined scenario - input'!$D111),\"\")","v":""},{"$f":"IFERROR(IF(OR(L126=\"\",'Combined scenario - input'!$D111=\"\"),\"\",L126/'Combined scenario - input'!$D111),\"\")","v":""},{"$f":"IFERROR(IF(OR(M126=\"\",'Combined scenario - input'!$D111=\"\"),\"\",M126/'Combined scenario - input'!$D111),\"\")","v":""},{"$f":"IFERROR(IF(OR(N126=\"\",'Combined scenario - input'!$D111=\"\"),\"\",N126/'Combined scenario - input'!$D111),\"\")","v":""},{"$f":"IFERROR(IF(OR(O126=\"\",'Combined scenario - input'!$D111=\"\"),\"\",O126/'Combined scenario - input'!$D111),\"\")","v":""},{"$f":"IFERROR(IF(OR(P126=\"\",'Combined scenario - input'!$D111=\"\"),\"\",P126/'Combined scenario - input'!$D111),\"\")","v":""},{"$f":"IFERROR(IF(OR(Q126=\"\",'Combined scenario - input'!$D111=\"\"),\"\",Q126/'Combined scenario - input'!$D111),\"\")","v":""},{"$f":"IFERROR(IF(OR(R126=\"\",'Combined scenario - input'!$D111=\"\"),\"\",R126/'Combined scenario - input'!$D111),\"\")","v":""},{"$f":"IFERROR(IF(OR(S126=\"\",'Combined scenario - input'!$D111=\"\"),\"\",S126/'Combined scenario - input'!$D111),\"\")","v":""},{"$f":"IFERROR(IF(OR(T126=\"\",'Combined scenario - input'!$D111=\"\"),\"\",T126/'Combined scenario - input'!$D111),\"\")","v":""},{"$f":"IFERROR(IF(OR(U126=\"\",'Combined scenario - input'!$D111=\"\"),\"\",U126/'Combined scenario - input'!$D111),\"\")","v":""},{"$f":"IFERROR(IF(OR(V126=\"\",'Combined scenario - input'!$D111=\"\"),\"\",V126/'Combined scenario - input'!$D111),\"\")","v":""},{"$f":"IFERROR(IF(OR(W126=\"\",'Combined scenario - input'!$D111=\"\"),\"\",W126/'Combined scenario - input'!$D111),\"\")","v":""}]
[{"$f":"IFERROR('Combined scenario - input'!A112,\"\")","v":""},{"$f":"IFERROR('Combined scenario - input'!B112,\"\")","v":""},{"$f":"IFERROR('Combined scenario - input'!C112,\"\")","v":""},{"$f":"IFERROR(repcalc('Combined scenario - input'!$CV112:$GH112,'Combined scenario - input'!$G112,'Combined scenario - input'!$E112,'Combined scenario - input'!$F112,20,TRUE,TRUE),\"\")","v":""},"","","","","","","","","","","","","","","","","","","",{"$f":"IFERROR(IF(OR(D127=\"\",'Combined scenario - input'!$D112=\"\"),\"\",D127/'Combined scenario - input'!$D112),\"\")","v":""},{"$f":"IFERROR(IF(OR(E127=\"\",'Combined scenario - input'!$D112=\"\"),\"\",E127/'Combined scenario - input'!$D112),\"\")","v":""},{"$f":"IFERROR(IF(OR(F127=\"\",'Combined scenario - input'!$D112=\"\"),\"\",F127/'Combined scenario - input'!$D112),\"\")","v":""},{"$f":"IFERROR(IF(OR(G127=\"\",'Combined scenario - input'!$D112=\"\"),\"\",G127/'Combined scenario - input'!$D112),\"\")","v":""},{"$f":"IFERROR(IF(OR(H127=\"\",'Combined scenario - input'!$D112=\"\"),\"\",H127/'Combined scenario - input'!$D112),\"\")","v":""},{"$f":"IFERROR(IF(OR(I127=\"\",'Combined scenario - input'!$D112=\"\"),\"\",I127/'Combined scenario - input'!$D112),\"\")","v":""},{"$f":"IFERROR(IF(OR(J127=\"\",'Combined scenario - input'!$D112=\"\"),\"\",J127/'Combined scenario - input'!$D112),\"\")","v":""},{"$f":"IFERROR(IF(OR(K127=\"\",'Combined scenario - input'!$D112=\"\"),\"\",K127/'Combined scenario - input'!$D112),\"\")","v":""},{"$f":"IFERROR(IF(OR(L127=\"\",'Combined scenario - input'!$D112=\"\"),\"\",L127/'Combined scenario - input'!$D112),\"\")","v":""},{"$f":"IFERROR(IF(OR(M127=\"\",'Combined scenario - input'!$D112=\"\"),\"\",M127/'Combined scenario - input'!$D112),\"\")","v":""},{"$f":"IFERROR(IF(OR(N127=\"\",'Combined scenario - input'!$D112=\"\"),\"\",N127/'Combined scenario - input'!$D112),\"\")","v":""},{"$f":"IFERROR(IF(OR(O127=\"\",'Combined scenario - input'!$D112=\"\"),\"\",O127/'Combined scenario - input'!$D112),\"\")","v":""},{"$f":"IFERROR(IF(OR(P127=\"\",'Combined scenario - input'!$D112=\"\"),\"\",P127/'Combined scenario - input'!$D112),\"\")","v":""},{"$f":"IFERROR(IF(OR(Q127=\"\",'Combined scenario - input'!$D112=\"\"),\"\",Q127/'Combined scenario - input'!$D112),\"\")","v":""},{"$f":"IFERROR(IF(OR(R127=\"\",'Combined scenario - input'!$D112=\"\"),\"\",R127/'Combined scenario - input'!$D112),\"\")","v":""},{"$f":"IFERROR(IF(OR(S127=\"\",'Combined scenario - input'!$D112=\"\"),\"\",S127/'Combined scenario - input'!$D112),\"\")","v":""},{"$f":"IFERROR(IF(OR(T127=\"\",'Combined scenario - input'!$D112=\"\"),\"\",T127/'Combined scenario - input'!$D112),\"\")","v":""},{"$f":"IFERROR(IF(OR(U127=\"\",'Combined scenario - input'!$D112=\"\"),\"\",U127/'Combined scenario - input'!$D112),\"\")","v":""},{"$f":"IFERROR(IF(OR(V127=\"\",'Combined scenario - input'!$D112=\"\"),\"\",V127/'Combined scenario - input'!$D112),\"\")","v":""},{"$f":"IFERROR(IF(OR(W127=\"\",'Combined scenario - input'!$D112=\"\"),\"\",W127/'Combined scenario - input'!$D112),\"\")","v":""}]
[{"$f":"IFERROR('Combined scenario - input'!A113,\"\")","v":""},{"$f":"IFERROR('Combined scenario - input'!B113,\"\")","v":""},{"$f":"IFERROR('Combined scenario - input'!C113,\"\")","v":""},{"$f":"IFERROR(repcalc('Combined scenario - input'!$CV113:$GH113,'Combined scenario - input'!$G113,'Combined scenario - input'!$E113,'Combined scenario - input'!$F113,20,TRUE,TRUE),\"\")","v":""},"","","","","","","","","","","","","","","","","","","",{"$f":"IFERROR(IF(OR(D128=\"\",'Combined scenario - input'!$D113=\"\"),\"\",D128/'Combined scenario - input'!$D113),\"\")","v":""},{"$f":"IFERROR(IF(OR(E128=\"\",'Combined scenario - input'!$D113=\"\"),\"\",E128/'Combined scenario - input'!$D113),\"\")","v":""},{"$f":"IFERROR(IF(OR(F128=\"\",'Combined scenario - input'!$D113=\"\"),\"\",F128/'Combined scenario - input'!$D113),\"\")","v":""},{"$f":"IFERROR(IF(OR(G128=\"\",'Combined scenario - input'!$D113=\"\"),\"\",G128/'Combined scenario - input'!$D113),\"\")","v":""},{"$f":"IFERROR(IF(OR(H128=\"\",'Combined scenario - input'!$D113=\"\"),\"\",H128/'Combined scenario - input'!$D113),\"\")","v":""},{"$f":"IFERROR(IF(OR(I128=\"\",'Combined scenario - input'!$D113=\"\"),\"\",I128/'Combined scenario - input'!$D113),\"\")","v":""},{"$f":"IFERROR(IF(OR(J128=\"\",'Combined scenario - input'!$D113=\"\"),\"\",J128/'Combined scenario - input'!$D113),\"\")","v":""},{"$f":"IFERROR(IF(OR(K128=\"\",'Combined scenario - input'!$D113=\"\"),\"\",K128/'Combined scenario - input'!$D113),\"\")","v":""},{"$f":"IFERROR(IF(OR(L128=\"\",'Combined scenario - input'!$D113=\"\"),\"\",L128/'Combined scenario - input'!$D113),\"\")","v":""},{"$f":"IFERROR(IF(OR(M128=\"\",'Combined scenario - input'!$D113=\"\"),\"\",M128/'Combined scenario - input'!$D113),\"\")","v":""},{"$f":"IFERROR(IF(OR(N128=\"\",'Combined scenario - input'!$D113=\"\"),\"\",N128/'Combined scenario - input'!$D113),\"\")","v":""},{"$f":"IFERROR(IF(OR(O128=\"\",'Combined scenario - input'!$D113=\"\"),\"\",O128/'Combined scenario - input'!$D113),\"\")","v":""},{"$f":"IFERROR(IF(OR(P128=\"\",'Combined scenario - input'!$D113=\"\"),\"\",P128/'Combined scenario - input'!$D113),\"\")","v":""},{"$f":"IFERROR(IF(OR(Q128=\"\",'Combined scenario - input'!$D113=\"\"),\"\",Q128/'Combined scenario - input'!$D113),\"\")","v":""},{"$f":"IFERROR(IF(OR(R128=\"\",'Combined scenario - input'!$D113=\"\"),\"\",R128/'Combined scenario - input'!$D113),\"\")","v":""},{"$f":"IFERROR(IF(OR(S128=\"\",'Combined scenario - input'!$D113=\"\"),\"\",S128/'Combined scenario - input'!$D113),\"\")","v":""},{"$f":"IFERROR(IF(OR(T128=\"\",'Combined scenario - input'!$D113=\"\"),\"\",T128/'Combined scenario - input'!$D113),\"\")","v":""},{"$f":"IFERROR(IF(OR(U128=\"\",'Combined scenario - input'!$D113=\"\"),\"\",U128/'Combined scenario - input'!$D113),\"\")","v":""},{"$f":"IFERROR(IF(OR(V128=\"\",'Combined scenario - input'!$D113=\"\"),\"\",V128/'Combined scenario - input'!$D113),\"\")","v":""},{"$f":"IFERROR(IF(OR(W128=\"\",'Combined scenario - input'!$D113=\"\"),\"\",W128/'Combined scenario - input'!$D113),\"\")","v":""}]
[{"$f":"IFERROR('Combined scenario - input'!A114,\"\")","v":""},{"$f":"IFERROR('Combined scenario - input'!B114,\"\")","v":""},{"$f":"IFERROR('Combined scenario - input'!C114,\"\")","v":""},{"$f":"IFERROR(repcalc('Combined scenario - input'!$CV114:$GH114,'Combined scenario - input'!$G114,'Combined scenario - input'!$E114,'Combined scenario - input'!$F114,20,TRUE,TRUE),\"\")","v":""},"","","","","","","","","","","","","","","","","","","",{"$f":"IFERROR(IF(OR(D129=\"\",'Combined scenario - input'!$D114=\"\"),\"\",D129/'Combined scenario - input'!$D114),\"\")","v":""},{"$f":"IFERROR(IF(OR(E129=\"\",'Combined scenario - input'!$D114=\"\"),\"\",E129/'Combined scenario - input'!$D114),\"\")","v":""},{"$f":"IFERROR(IF(OR(F129=\"\",'Combined scenario - input'!$D114=\"\"),\"\",F129/'Combined scenario - input'!$D114),\"\")","v":""},{"$f":"IFERROR(IF(OR(G129=\"\",'Combined scenario - input'!$D114=\"\"),\"\",G129/'Combined scenario - input'!$D114),\"\")","v":""},{"$f":"IFERROR(IF(OR(H129=\"\",'Combined scenario - input'!$D114=\"\"),\"\",H129/'Combined scenario - input'!$D114),\"\")","v":""},{"$f":"IFERROR(IF(OR(I129=\"\",'Combined scenario - input'!$D114=\"\"),\"\",I129/'Combined scenario - input'!$D114),\"\")","v":""},{"$f":"IFERROR(IF(OR(J129=\"\",'Combined scenario - input'!$D114=\"\"),\"\",J129/'Combined scenario - input'!$D114),\"\")","v":""},{"$f":"IFERROR(IF(OR(K129=\"\",'Combined scenario - input'!$D114=\"\"),\"\",K129/'Combined scenario - input'!$D114),\"\")","v":""},{"$f":"IFERROR(IF(OR(L129=\"\",'Combined scenario - input'!$D114=\"\"),\"\",L129/'Combined scenario - input'!$D114),\"\")","v":""},{"$f":"IFERROR(IF(OR(M129=\"\",'Combined scenario - input'!$D114=\"\"),\"\",M129/'Combined scenario - input'!$D114),\"\")","v":""},{"$f":"IFERROR(IF(OR(N129=\"\",'Combined scenario - input'!$D114=\"\"),\"\",N129/'Combined scenario - input'!$D114),\"\")","v":""},{"$f":"IFERROR(IF(OR(O129=\"\",'Combined scenario - input'!$D114=\"\"),\"\",O129/'Combined scenario - input'!$D114),\"\")","v":""},{"$f":"IFERROR(IF(OR(P129=\"\",'Combined scenario - input'!$D114=\"\"),\"\",P129/'Combined scenario - input'!$D114),\"\")","v":""},{"$f":"IFERROR(IF(OR(Q129=\"\",'Combined scenario - input'!$D114=\"\"),\"\",Q129/'Combined scenario - input'!$D114),\"\")","v":""},{"$f":"IFERROR(IF(OR(R129=\"\",'Combined scenario - input'!$D114=\"\"),\"\",R129/'Combined scenario - input'!$D114),\"\")","v":""},{"$f":"IFERROR(IF(OR(S129=\"\",'Combined scenario - input'!$D114=\"\"),\"\",S129/'Combined scenario - input'!$D114),\"\")","v":""},{"$f":"IFERROR(IF(OR(T129=\"\",'Combined scenario - input'!$D114=\"\"),\"\",T129/'Combined scenario - input'!$D114),\"\")","v":""},{"$f":"IFERROR(IF(OR(U129=\"\",'Combined scenario - input'!$D114=\"\"),\"\",U129/'Combined scenario - input'!$D114),\"\")","v":""},{"$f":"IFERROR(IF(OR(V129=\"\",'Combined scenario - input'!$D114=\"\"),\"\",V129/'Combined scenario - input'!$D114),\"\")","v":""},{"$f":"IFERROR(IF(OR(W129=\"\",'Combined scenario - input'!$D114=\"\"),\"\",W129/'Combined scenario - input'!$D114),\"\")","v":""}]
[{"$f":"IFERROR('Combined scenario - input'!A115,\"\")","v":""},{"$f":"IFERROR('Combined scenario - input'!B115,\"\")","v":""},{"$f":"IFERROR('Combined scenario - input'!C115,\"\")","v":""},{"$f":"IFERROR(repcalc('Combined scenario - input'!$CV115:$GH115,'Combined scenario - input'!$G115,'Combined scenario - input'!$E115,'Combined scenario - input'!$F115,20,TRUE,TRUE),\"\")","v":""},"","","","","","","","","","","","","","","","","","","",{"$f":"IFERROR(IF(OR(D130=\"\",'Combined scenario - input'!$D115=\"\"),\"\",D130/'Combined scenario - input'!$D115),\"\")","v":""},{"$f":"IFERROR(IF(OR(E130=\"\",'Combined scenario - input'!$D115=\"\"),\"\",E130/'Combined scenario - input'!$D115),\"\")","v":""},{"$f":"IFERROR(IF(OR(F130=\"\",'Combined scenario - input'!$D115=\"\"),\"\",F130/'Combined scenario - input'!$D115),\"\")","v":""},{"$f":"IFERROR(IF(OR(G130=\"\",'Combined scenario - input'!$D115=\"\"),\"\",G130/'Combined scenario - input'!$D115),\"\")","v":""},{"$f":"IFERROR(IF(OR(H130=\"\",'Combined scenario - input'!$D115=\"\"),\"\",H130/'Combined scenario - input'!$D115),\"\")","v":""},{"$f":"IFERROR(IF(OR(I130=\"\",'Combined scenario - input'!$D115=\"\"),\"\",I130/'Combined scenario - input'!$D115),\"\")","v":""},{"$f":"IFERROR(IF(OR(J130=\"\",'Combined scenario - input'!$D115=\"\"),\"\",J130/'Combined scenario - input'!$D115),\"\")","v":""},{"$f":"IFERROR(IF(OR(K130=\"\",'Combined scenario - input'!$D115=\"\"),\"\",K130/'Combined scenario - input'!$D115),\"\")","v":""},{"$f":"IFERROR(IF(OR(L130=\"\",'Combined scenario - input'!$D115=\"\"),\"\",L130/'Combined scenario - input'!$D115),\"\")","v":""},{"$f":"IFERROR(IF(OR(M130=\"\",'Combined scenario - input'!$D115=\"\"),\"\",M130/'Combined scenario - input'!$D115),\"\")","v":""},{"$f":"IFERROR(IF(OR(N130=\"\",'Combined scenario - input'!$D115=\"\"),\"\",N130/'Combined scenario - input'!$D115),\"\")","v":""},{"$f":"IFERROR(IF(OR(O130=\"\",'Combined scenario - input'!$D115=\"\"),\"\",O130/'Combined scenario - input'!$D115),\"\")","v":""},{"$f":"IFERROR(IF(OR(P130=\"\",'Combined scenario - input'!$D115=\"\"),\"\",P130/'Combined scenario - input'!$D115),\"\")","v":""},{"$f":"IFERROR(IF(OR(Q130=\"\",'Combined scenario - input'!$D115=\"\"),\"\",Q130/'Combined scenario - input'!$D115),\"\")","v":""},{"$f":"IFERROR(IF(OR(R130=\"\",'Combined scenario - input'!$D115=\"\"),\"\",R130/'Combined scenario - input'!$D115),\"\")","v":""},{"$f":"IFERROR(IF(OR(S130=\"\",'Combined scenario - input'!$D115=\"\"),\"\",S130/'Combined scenario - input'!$D115),\"\")","v":""},{"$f":"IFERROR(IF(OR(T130=\"\",'Combined scenario - input'!$D115=\"\"),\"\",T130/'Combined scenario - input'!$D115),\"\")","v":""},{"$f":"IFERROR(IF(OR(U130=\"\",'Combined scenario - input'!$D115=\"\"),\"\",U130/'Combined scenario - input'!$D115),\"\")","v":""},{"$f":"IFERROR(IF(OR(V130=\"\",'Combined scenario - input'!$D115=\"\"),\"\",V130/'Combined scenario - input'!$D115),\"\")","v":""},{"$f":"IFERROR(IF(OR(W130=\"\",'Combined scenario - input'!$D115=\"\"),\"\",W130/'Combined scenario - input'!$D115),\"\")","v":""}]
[{"$f":"IFERROR('Combined scenario - input'!A116,\"\")","v":""},{"$f":"IFERROR('Combined scenario - input'!B116,\"\")","v":""},{"$f":"IFERROR('Combined scenario - input'!C116,\"\")","v":""},{"$f":"IFERROR(repcalc('Combined scenario - input'!$CV116:$GH116,'Combined scenario - input'!$G116,'Combined scenario - input'!$E116,'Combined scenario - input'!$F116,20,TRUE,TRUE),\"\")","v":""},"","","","","","","","","","","","","","","","","","","",{"$f":"IFERROR(IF(OR(D131=\"\",'Combined scenario - input'!$D116=\"\"),\"\",D131/'Combined scenario - input'!$D116),\"\")","v":""},{"$f":"IFERROR(IF(OR(E131=\"\",'Combined scenario - input'!$D116=\"\"),\"\",E131/'Combined scenario - input'!$D116),\"\")","v":""},{"$f":"IFERROR(IF(OR(F131=\"\",'Combined scenario - input'!$D116=\"\"),\"\",F131/'Combined scenario - input'!$D116),\"\")","v":""},{"$f":"IFERROR(IF(OR(G131=\"\",'Combined scenario - input'!$D116=\"\"),\"\",G131/'Combined scenario - input'!$D116),\"\")","v":""},{"$f":"IFERROR(IF(OR(H131=\"\",'Combined scenario - input'!$D116=\"\"),\"\",H131/'Combined scenario - input'!$D116),\"\")","v":""},{"$f":"IFERROR(IF(OR(I131=\"\",'Combined scenario - input'!$D116=\"\"),\"\",I131/'Combined scenario - input'!$D116),\"\")","v":""},{"$f":"IFERROR(IF(OR(J131=\"\",'Combined scenario - input'!$D116=\"\"),\"\",J131/'Combined scenario - input'!$D116),\"\")","v":""},{"$f":"IFERROR(IF(OR(K131=\"\",'Combined scenario - input'!$D116=\"\"),\"\",K131/'Combined scenario - input'!$D116),\"\")","v":""},{"$f":"IFERROR(IF(OR(L131=\"\",'Combined scenario - input'!$D116=\"\"),\"\",L131/'Combined scenario - input'!$D116),\"\")","v":""},{"$f":"IFERROR(IF(OR(M131=\"\",'Combined scenario - input'!$D116=\"\"),\"\",M131/'Combined scenario - input'!$D116),\"\")","v":""},{"$f":"IFERROR(IF(OR(N131=\"\",'Combined scenario - input'!$D116=\"\"),\"\",N131/'Combined scenario - input'!$D116),\"\")","v":""},{"$f":"IFERROR(IF(OR(O131=\"\",'Combined scenario - input'!$D116=\"\"),\"\",O131/'Combined scenario - input'!$D116),\"\")","v":""},{"$f":"IFERROR(IF(OR(P131=\"\",'Combined scenario - input'!$D116=\"\"),\"\",P131/'Combined scenario - input'!$D116),\"\")","v":""},{"$f":"IFERROR(IF(OR(Q131=\"\",'Combined scenario - input'!$D116=\"\"),\"\",Q131/'Combined scenario - input'!$D116),\"\")","v":""},{"$f":"IFERROR(IF(OR(R131=\"\",'Combined scenario - input'!$D116=\"\"),\"\",R131/'Combined scenario - input'!$D116),\"\")","v":""},{"$f":"IFERROR(IF(OR(S131=\"\",'Combined scenario - input'!$D116=\"\"),\"\",S131/'Combined scenario - input'!$D116),\"\")","v":""},{"$f":"IFERROR(IF(OR(T131=\"\",'Combined scenario - input'!$D116=\"\"),\"\",T131/'Combined scenario - input'!$D116),\"\")","v":""},{"$f":"IFERROR(IF(OR(U131=\"\",'Combined scenario - input'!$D116=\"\"),\"\",U131/'Combined scenario - input'!$D116),\"\")","v":""},{"$f":"IFERROR(IF(OR(V131=\"\",'Combined scenario - input'!$D116=\"\"),\"\",V131/'Combined scenario - input'!$D116),\"\")","v":""},{"$f":"IFERROR(IF(OR(W131=\"\",'Combined scenario - input'!$D116=\"\"),\"\",W131/'Combined scenario - input'!$D116),\"\")","v":""}]
[{"$f":"IFERROR('Combined scenario - input'!A117,\"\")","v":""},{"$f":"IFERROR('Combined scenario - input'!B117,\"\")","v":""},{"$f":"IFERROR('Combined scenario - input'!C117,\"\")","v":""},{"$f":"IFERROR(repcalc('Combined scenario - input'!$CV117:$GH117,'Combined scenario - input'!$G117,'Combined scenario - input'!$E117,'Combined scenario - input'!$F117,20,TRUE,TRUE),\"\")","v":""},"","","","","","","","","","","","","","","","","","","",{"$f":"IFERROR(IF(OR(D132=\"\",'Combined scenario - input'!$D117=\"\"),\"\",D132/'Combined scenario - input'!$D117),\"\")","v":""},{"$f":"IFERROR(IF(OR(E132=\"\",'Combined scenario - input'!$D117=\"\"),\"\",E132/'Combined scenario - input'!$D117),\"\")","v":""},{"$f":"IFERROR(IF(OR(F132=\"\",'Combined scenario - input'!$D117=\"\"),\"\",F132/'Combined scenario - input'!$D117),\"\")","v":""},{"$f":"IFERROR(IF(OR(G132=\"\",'Combined scenario - input'!$D117=\"\"),\"\",G132/'Combined scenario - input'!$D117),\"\")","v":""},{"$f":"IFERROR(IF(OR(H132=\"\",'Combined scenario - input'!$D117=\"\"),\"\",H132/'Combined scenario - input'!$D117),\"\")","v":""},{"$f":"IFERROR(IF(OR(I132=\"\",'Combined scenario - input'!$D117=\"\"),\"\",I132/'Combined scenario - input'!$D117),\"\")","v":""},{"$f":"IFERROR(IF(OR(J132=\"\",'Combined scenario - input'!$D117=\"\"),\"\",J132/'Combined scenario - input'!$D117),\"\")","v":""},{"$f":"IFERROR(IF(OR(K132=\"\",'Combined scenario - input'!$D117=\"\"),\"\",K132/'Combined scenario - input'!$D117),\"\")","v":""},{"$f":"IFERROR(IF(OR(L132=\"\",'Combined scenario - input'!$D117=\"\"),\"\",L132/'Combined scenario - input'!$D117),\"\")","v":""},{"$f":"IFERROR(IF(OR(M132=\"\",'Combined scenario - input'!$D117=\"\"),\"\",M132/'Combined scenario - input'!$D117),\"\")","v":""},{"$f":"IFERROR(IF(OR(N132=\"\",'Combined scenario - input'!$D117=\"\"),\"\",N132/'Combined scenario - input'!$D117),\"\")","v":""},{"$f":"IFERROR(IF(OR(O132=\"\",'Combined scenario - input'!$D117=\"\"),\"\",O132/'Combined scenario - input'!$D117),\"\")","v":""},{"$f":"IFERROR(IF(OR(P132=\"\",'Combined scenario - input'!$D117=\"\"),\"\",P132/'Combined scenario - input'!$D117),\"\")","v":""},{"$f":"IFERROR(IF(OR(Q132=\"\",'Combined scenario - input'!$D117=\"\"),\"\",Q132/'Combined scenario - input'!$D117),\"\")","v":""},{"$f":"IFERROR(IF(OR(R132=\"\",'Combined scenario - input'!$D117=\"\"),\"\",R132/'Combined scenario - input'!$D117),\"\")","v":""},{"$f":"IFERROR(IF(OR(S132=\"\",'Combined scenario - input'!$D117=\"\"),\"\",S132/'Combined scenario - input'!$D117),\"\")","v":""},{"$f":"IFERROR(IF(OR(T132=\"\",'Combined scenario - input'!$D117=\"\"),\"\",T132/'Combined scenario - input'!$D117),\"\")","v":""},{"$f":"IFERROR(IF(OR(U132=\"\",'Combined scenario - input'!$D117=\"\"),\"\",U132/'Combined scenario - input'!$D117),\"\")","v":""},{"$f":"IFERROR(IF(OR(V132=\"\",'Combined scenario - input'!$D117=\"\"),\"\",V132/'Combined scenario - input'!$D117),\"\")","v":""},{"$f":"IFERROR(IF(OR(W132=\"\",'Combined scenario - input'!$D117=\"\"),\"\",W132/'Combined scenario - input'!$D117),\"\")","v":""}]
[{"$f":"IFERROR('Combined scenario - input'!A118,\"\")","v":""},{"$f":"IFERROR('Combined scenario - input'!B118,\"\")","v":""},{"$f":"IFERROR('Combined scenario - input'!C118,\"\")","v":""},{"$f":"IFERROR(repcalc('Combined scenario - input'!$CV118:$GH118,'Combined scenario - input'!$G118,'Combined scenario - input'!$E118,'Combined scenario - input'!$F118,20,TRUE,TRUE),\"\")","v":""},"","","","","","","","","","","","","","","","","","","",{"$f":"IFERROR(IF(OR(D133=\"\",'Combined scenario - input'!$D118=\"\"),\"\",D133/'Combined scenario - input'!$D118),\"\")","v":""},{"$f":"IFERROR(IF(OR(E133=\"\",'Combined scenario - input'!$D118=\"\"),\"\",E133/'Combined scenario - input'!$D118),\"\")","v":""},{"$f":"IFERROR(IF(OR(F133=\"\",'Combined scenario - input'!$D118=\"\"),\"\",F133/'Combined scenario - input'!$D118),\"\")","v":""},{"$f":"IFERROR(IF(OR(G133=\"\",'Combined scenario - input'!$D118=\"\"),\"\",G133/'Combined scenario - input'!$D118),\"\")","v":""},{"$f":"IFERROR(IF(OR(H133=\"\",'Combined scenario - input'!$D118=\"\"),\"\",H133/'Combined scenario - input'!$D118),\"\")","v":""},{"$f":"IFERROR(IF(OR(I133=\"\",'Combined scenario - input'!$D118=\"\"),\"\",I133/'Combined scenario - input'!$D118),\"\")","v":""},{"$f":"IFERROR(IF(OR(J133=\"\",'Combined scenario - input'!$D118=\"\"),\"\",J133/'Combined scenario - input'!$D118),\"\")","v":""},{"$f":"IFERROR(IF(OR(K133=\"\",'Combined scenario - input'!$D118=\"\"),\"\",K133/'Combined scenario - input'!$D118),\"\")","v":""},{"$f":"IFERROR(IF(OR(L133=\"\",'Combined scenario - input'!$D118=\"\"),\"\",L133/'Combined scenario - input'!$D118),\"\")","v":""},{"$f":"IFERROR(IF(OR(M133=\"\",'Combined scenario - input'!$D118=\"\"),\"\",M133/'Combined scenario - input'!$D118),\"\")","v":""},{"$f":"IFERROR(IF(OR(N133=\"\",'Combined scenario - input'!$D118=\"\"),\"\",N133/'Combined scenario - input'!$D118),\"\")","v":""},{"$f":"IFERROR(IF(OR(O133=\"\",'Combined scenario - input'!$D118=\"\"),\"\",O133/'Combined scenario - input'!$D118),\"\")","v":""},{"$f":"IFERROR(IF(OR(P133=\"\",'Combined scenario - input'!$D118=\"\"),\"\",P133/'Combined scenario - input'!$D118),\"\")","v":""},{"$f":"IFERROR(IF(OR(Q133=\"\",'Combined scenario - input'!$D118=\"\"),\"\",Q133/'Combined scenario - input'!$D118),\"\")","v":""},{"$f":"IFERROR(IF(OR(R133=\"\",'Combined scenario - input'!$D118=\"\"),\"\",R133/'Combined scenario - input'!$D118),\"\")","v":""},{"$f":"IFERROR(IF(OR(S133=\"\",'Combined scenario - input'!$D118=\"\"),\"\",S133/'Combined scenario - input'!$D118),\"\")","v":""},{"$f":"IFERROR(IF(OR(T133=\"\",'Combined scenario - input'!$D118=\"\"),\"\",T133/'Combined scenario - input'!$D118),\"\")","v":""},{"$f":"IFERROR(IF(OR(U133=\"\",'Combined scenario - input'!$D118=\"\"),\"\",U133/'Combined scenario - input'!$D118),\"\")","v":""},{"$f":"IFERROR(IF(OR(V133=\"\",'Combined scenario - input'!$D118=\"\"),\"\",V133/'Combined scenario - input'!$D118),\"\")","v":""},{"$f":"IFERROR(IF(OR(W133=\"\",'Combined scenario - input'!$D118=\"\"),\"\",W133/'Combined scenario - input'!$D118),\"\")","v":""}]
[{"$f":"IFERROR('Combined scenario - input'!A119,\"\")","v":""},{"$f":"IFERROR('Combined scenario - input'!B119,\"\")","v":""},{"$f":"IFERROR('Combined scenario - input'!C119,\"\")","v":""},{"$f":"IFERROR(repcalc('Combined scenario - input'!$CV119:$GH119,'Combined scenario - input'!$G119,'Combined scenario - input'!$E119,'Combined scenario - input'!$F119,20,TRUE,TRUE),\"\")","v":""},"","","","","","","","","","","","","","","","","","","",{"$f":"IFERROR(IF(OR(D134=\"\",'Combined scenario - input'!$D119=\"\"),\"\",D134/'Combined scenario - input'!$D119),\"\")","v":""},{"$f":"IFERROR(IF(OR(E134=\"\",'Combined scenario - input'!$D119=\"\"),\"\",E134/'Combined scenario - input'!$D119),\"\")","v":""},{"$f":"IFERROR(IF(OR(F134=\"\",'Combined scenario - input'!$D119=\"\"),\"\",F134/'Combined scenario - input'!$D119),\"\")","v":""},{"$f":"IFERROR(IF(OR(G134=\"\",'Combined scenario - input'!$D119=\"\"),\"\",G134/'Combined scenario - input'!$D119),\"\")","v":""},{"$f":"IFERROR(IF(OR(H134=\"\",'Combined scenario - input'!$D119=\"\"),\"\",H134/'Combined scenario - input'!$D119),\"\")","v":""},{"$f":"IFERROR(IF(OR(I134=\"\",'Combined scenario - input'!$D119=\"\"),\"\",I134/'Combined scenario - input'!$D119),\"\")","v":""},{"$f":"IFERROR(IF(OR(J134=\"\",'Combined scenario - input'!$D119=\"\"),\"\",J134/'Combined scenario - input'!$D119),\"\")","v":""},{"$f":"IFERROR(IF(OR(K134=\"\",'Combined scenario - input'!$D119=\"\"),\"\",K134/'Combined scenario - input'!$D119),\"\")","v":""},{"$f":"IFERROR(IF(OR(L134=\"\",'Combined scenario - input'!$D119=\"\"),\"\",L134/'Combined scenario - input'!$D119),\"\")","v":""},{"$f":"IFERROR(IF(OR(M134=\"\",'Combined scenario - input'!$D119=\"\"),\"\",M134/'Combined scenario - input'!$D119),\"\")","v":""},{"$f":"IFERROR(IF(OR(N134=\"\",'Combined scenario - input'!$D119=\"\"),\"\",N134/'Combined scenario - input'!$D119),\"\")","v":""},{"$f":"IFERROR(IF(OR(O134=\"\",'Combined scenario - input'!$D119=\"\"),\"\",O134/'Combined scenario - input'!$D119),\"\")","v":""},{"$f":"IFERROR(IF(OR(P134=\"\",'Combined scenario - input'!$D119=\"\"),\"\",P134/'Combined scenario - input'!$D119),\"\")","v":""},{"$f":"IFERROR(IF(OR(Q134=\"\",'Combined scenario - input'!$D119=\"\"),\"\",Q134/'Combined scenario - input'!$D119),\"\")","v":""},{"$f":"IFERROR(IF(OR(R134=\"\",'Combined scenario - input'!$D119=\"\"),\"\",R134/'Combined scenario - input'!$D119),\"\")","v":""},{"$f":"IFERROR(IF(OR(S134=\"\",'Combined scenario - input'!$D119=\"\"),\"\",S134/'Combined scenario - input'!$D119),\"\")","v":""},{"$f":"IFERROR(IF(OR(T134=\"\",'Combined scenario - input'!$D119=\"\"),\"\",T134/'Combined scenario - input'!$D119),\"\")","v":""},{"$f":"IFERROR(IF(OR(U134=\"\",'Combined scenario - input'!$D119=\"\"),\"\",U134/'Combined scenario - input'!$D119),\"\")","v":""},{"$f":"IFERROR(IF(OR(V134=\"\",'Combined scenario - input'!$D119=\"\"),\"\",V134/'Combined scenario - input'!$D119),\"\")","v":""},{"$f":"IFERROR(IF(OR(W134=\"\",'Combined scenario - input'!$D119=\"\"),\"\",W134/'Combined scenario - input'!$D119),\"\")","v":""}]
[{"$f":"IFERROR('Combined scenario - input'!A120,\"\")","v":""},{"$f":"IFERROR('Combined scenario - input'!B120,\"\")","v":""},{"$f":"IFERROR('Combined scenario - input'!C120,\"\")","v":""},{"$f":"IFERROR(repcalc('Combined scenario - input'!$CV120:$GH120,'Combined scenario - input'!$G120,'Combined scenario - input'!$E120,'Combined scenario - input'!$F120,20,TRUE,TRUE),\"\")","v":""},"","","","","","","","","","","","","","","","","","","",{"$f":"IFERROR(IF(OR(D135=\"\",'Combined scenario - input'!$D120=\"\"),\"\",D135/'Combined scenario - input'!$D120),\"\")","v":""},{"$f":"IFERROR(IF(OR(E135=\"\",'Combined scenario - input'!$D120=\"\"),\"\",E135/'Combined scenario - input'!$D120),\"\")","v":""},{"$f":"IFERROR(IF(OR(F135=\"\",'Combined scenario - input'!$D120=\"\"),\"\",F135/'Combined scenario - input'!$D120),\"\")","v":""},{"$f":"IFERROR(IF(OR(G135=\"\",'Combined scenario - input'!$D120=\"\"),\"\",G135/'Combined scenario - input'!$D120),\"\")","v":""},{"$f":"IFERROR(IF(OR(H135=\"\",'Combined scenario - input'!$D120=\"\"),\"\",H135/'Combined scenario - input'!$D120),\"\")","v":""},{"$f":"IFERROR(IF(OR(I135=\"\",'Combined scenario - input'!$D120=\"\"),\"\",I135/'Combined scenario - input'!$D120),\"\")","v":""},{"$f":"IFERROR(IF(OR(J135=\"\",'Combined scenario - input'!$D120=\"\"),\"\",J135/'Combined scenario - input'!$D120),\"\")","v":""},{"$f":"IFERROR(IF(OR(K135=\"\",'Combined scenario - input'!$D120=\"\"),\"\",K135/'Combined scenario - input'!$D120),\"\")","v":""},{"$f":"IFERROR(IF(OR(L135=\"\",'Combined scenario - input'!$D120=\"\"),\"\",L135/'Combined scenario - input'!$D120),\"\")","v":""},{"$f":"IFERROR(IF(OR(M135=\"\",'Combined scenario - input'!$D120=\"\"),\"\",M135/'Combined scenario - input'!$D120),\"\")","v":""},{"$f":"IFERROR(IF(OR(N135=\"\",'Combined scenario - input'!$D120=\"\"),\"\",N135/'Combined scenario - input'!$D120),\"\")","v":""},{"$f":"IFERROR(IF(OR(O135=\"\",'Combined scenario - input'!$D120=\"\"),\"\",O135/'Combined scenario - input'!$D120),\"\")","v":""},{"$f":"IFERROR(IF(OR(P135=\"\",'Combined scenario - input'!$D120=\"\"),\"\",P135/'Combined scenario - input'!$D120),\"\")","v":""},{"$f":"IFERROR(IF(OR(Q135=\"\",'Combined scenario - input'!$D120=\"\"),\"\",Q135/'Combined scenario - input'!$D120),\"\")","v":""},{"$f":"IFERROR(IF(OR(R135=\"\",'Combined scenario - input'!$D120=\"\"),\"\",R135/'Combined scenario - input'!$D120),\"\")","v":""},{"$f":"IFERROR(IF(OR(S135=\"\",'Combined scenario - input'!$D120=\"\"),\"\",S135/'Combined scenario - input'!$D120),\"\")","v":""},{"$f":"IFERROR(IF(OR(T135=\"\",'Combined scenario - input'!$D120=\"\"),\"\",T135/'Combined scenario - input'!$D120),\"\")","v":""},{"$f":"IFERROR(IF(OR(U135=\"\",'Combined scenario - input'!$D120=\"\"),\"\",U135/'Combined scenario - input'!$D120),\"\")","v":""},{"$f":"IFERROR(IF(OR(V135=\"\",'Combined scenario - input'!$D120=\"\"),\"\",V135/'Combined scenario - input'!$D120),\"\")","v":""},{"$f":"IFERROR(IF(OR(W135=\"\",'Combined scenario - input'!$D120=\"\"),\"\",W135/'Combined scenario - input'!$D120),\"\")","v":""}]
[{"$f":"IFERROR('Combined scenario - input'!A121,\"\")","v":""},{"$f":"IFERROR('Combined scenario - input'!B121,\"\")","v":""},{"$f":"IFERROR('Combined scenario - input'!C121,\"\")","v":""},{"$f":"IFERROR(repcalc('Combined scenario - input'!$CV121:$GH121,'Combined scenario - input'!$G121,'Combined scenario - input'!$E121,'Combined scenario - input'!$F121,20,TRUE,TRUE),\"\")","v":""},"","","","","","","","","","","","","","","","","","","",{"$f":"IFERROR(IF(OR(D136=\"\",'Combined scenario - input'!$D121=\"\"),\"\",D136/'Combined scenario - input'!$D121),\"\")","v":""},{"$f":"IFERROR(IF(OR(E136=\"\",'Combined scenario - input'!$D121=\"\"),\"\",E136/'Combined scenario - input'!$D121),\"\")","v":""},{"$f":"IFERROR(IF(OR(F136=\"\",'Combined scenario - input'!$D121=\"\"),\"\",F136/'Combined scenario - input'!$D121),\"\")","v":""},{"$f":"IFERROR(IF(OR(G136=\"\",'Combined scenario - input'!$D121=\"\"),\"\",G136/'Combined scenario - input'!$D121),\"\")","v":""},{"$f":"IFERROR(IF(OR(H136=\"\",'Combined scenario - input'!$D121=\"\"),\"\",H136/'Combined scenario - input'!$D121),\"\")","v":""},{"$f":"IFERROR(IF(OR(I136=\"\",'Combined scenario - input'!$D121=\"\"),\"\",I136/'Combined scenario - input'!$D121),\"\")","v":""},{"$f":"IFERROR(IF(OR(J136=\"\",'Combined scenario - input'!$D121=\"\"),\"\",J136/'Combined scenario - input'!$D121),\"\")","v":""},{"$f":"IFERROR(IF(OR(K136=\"\",'Combined scenario - input'!$D121=\"\"),\"\",K136/'Combined scenario - input'!$D121),\"\")","v":""},{"$f":"IFERROR(IF(OR(L136=\"\",'Combined scenario - input'!$D121=\"\"),\"\",L136/'Combined scenario - input'!$D121),\"\")","v":""},{"$f":"IFERROR(IF(OR(M136=\"\",'Combined scenario - input'!$D121=\"\"),\"\",M136/'Combined scenario - input'!$D121),\"\")","v":""},{"$f":"IFERROR(IF(OR(N136=\"\",'Combined scenario - input'!$D121=\"\"),\"\",N136/'Combined scenario - input'!$D121),\"\")","v":""},{"$f":"IFERROR(IF(OR(O136=\"\",'Combined scenario - input'!$D121=\"\"),\"\",O136/'Combined scenario - input'!$D121),\"\")","v":""},{"$f":"IFERROR(IF(OR(P136=\"\",'Combined scenario - input'!$D121=\"\"),\"\",P136/'Combined scenario - input'!$D121),\"\")","v":""},{"$f":"IFERROR(IF(OR(Q136=\"\",'Combined scenario - input'!$D121=\"\"),\"\",Q136/'Combined scenario - input'!$D121),\"\")","v":""},{"$f":"IFERROR(IF(OR(R136=\"\",'Combined scenario - input'!$D121=\"\"),\"\",R136/'Combined scenario - input'!$D121),\"\")","v":""},{"$f":"IFERROR(IF(OR(S136=\"\",'Combined scenario - input'!$D121=\"\"),\"\",S136/'Combined scenario - input'!$D121),\"\")","v":""},{"$f":"IFERROR(IF(OR(T136=\"\",'Combined scenario - input'!$D121=\"\"),\"\",T136/'Combined scenario - input'!$D121),\"\")","v":""},{"$f":"IFERROR(IF(OR(U136=\"\",'Combined scenario - input'!$D121=\"\"),\"\",U136/'Combined scenario - input'!$D121),\"\")","v":""},{"$f":"IFERROR(IF(OR(V136=\"\",'Combined scenario - input'!$D121=\"\"),\"\",V136/'Combined scenario - input'!$D121),\"\")","v":""},{"$f":"IFERROR(IF(OR(W136=\"\",'Combined scenario - input'!$D121=\"\"),\"\",W136/'Combined scenario - input'!$D121),\"\")","v":""}]
[{"$f":"IFERROR('Combined scenario - input'!A122,\"\")","v":""},{"$f":"IFERROR('Combined scenario - input'!B122,\"\")","v":""},{"$f":"IFERROR('Combined scenario - input'!C122,\"\")","v":""},{"$f":"IFERROR(repcalc('Combined scenario - input'!$CV122:$GH122,'Combined scenario - input'!$G122,'Combined scenario - input'!$E122,'Combined scenario - input'!$F122,20,TRUE,TRUE),\"\")","v":""},"","","","","","","","","","","","","","","","","","","",{"$f":"IFERROR(IF(OR(D137=\"\",'Combined scenario - input'!$D122=\"\"),\"\",D137/'Combined scenario - input'!$D122),\"\")","v":""},{"$f":"IFERROR(IF(OR(E137=\"\",'Combined scenario - input'!$D122=\"\"),\"\",E137/'Combined scenario - input'!$D122),\"\")","v":""},{"$f":"IFERROR(IF(OR(F137=\"\",'Combined scenario - input'!$D122=\"\"),\"\",F137/'Combined scenario - input'!$D122),\"\")","v":""},{"$f":"IFERROR(IF(OR(G137=\"\",'Combined scenario - input'!$D122=\"\"),\"\",G137/'Combined scenario - input'!$D122),\"\")","v":""},{"$f":"IFERROR(IF(OR(H137=\"\",'Combined scenario - input'!$D122=\"\"),\"\",H137/'Combined scenario - input'!$D122),\"\")","v":""},{"$f":"IFERROR(IF(OR(I137=\"\",'Combined scenario - input'!$D122=\"\"),\"\",I137/'Combined scenario - input'!$D122),\"\")","v":""},{"$f":"IFERROR(IF(OR(J137=\"\",'Combined scenario - input'!$D122=\"\"),\"\",J137/'Combined scenario - input'!$D122),\"\")","v":""},{"$f":"IFERROR(IF(OR(K137=\"\",'Combined scenario - input'!$D122=\"\"),\"\",K137/'Combined scenario - input'!$D122),\"\")","v":""},{"$f":"IFERROR(IF(OR(L137=\"\",'Combined scenario - input'!$D122=\"\"),\"\",L137/'Combined scenario - input'!$D122),\"\")","v":""},{"$f":"IFERROR(IF(OR(M137=\"\",'Combined scenario - input'!$D122=\"\"),\"\",M137/'Combined scenario - input'!$D122),\"\")","v":""},{"$f":"IFERROR(IF(OR(N137=\"\",'Combined scenario - input'!$D122=\"\"),\"\",N137/'Combined scenario - input'!$D122),\"\")","v":""},{"$f":"IFERROR(IF(OR(O137=\"\",'Combined scenario - input'!$D122=\"\"),\"\",O137/'Combined scenario - input'!$D122),\"\")","v":""},{"$f":"IFERROR(IF(OR(P137=\"\",'Combined scenario - input'!$D122=\"\"),\"\",P137/'Combined scenario - input'!$D122),\"\")","v":""},{"$f":"IFERROR(IF(OR(Q137=\"\",'Combined scenario - input'!$D122=\"\"),\"\",Q137/'Combined scenario - input'!$D122),\"\")","v":""},{"$f":"IFERROR(IF(OR(R137=\"\",'Combined scenario - input'!$D122=\"\"),\"\",R137/'Combined scenario - input'!$D122),\"\")","v":""},{"$f":"IFERROR(IF(OR(S137=\"\",'Combined scenario - input'!$D122=\"\"),\"\",S137/'Combined scenario - input'!$D122),\"\")","v":""},{"$f":"IFERROR(IF(OR(T137=\"\",'Combined scenario - input'!$D122=\"\"),\"\",T137/'Combined scenario - input'!$D122),\"\")","v":""},{"$f":"IFERROR(IF(OR(U137=\"\",'Combined scenario - input'!$D122=\"\"),\"\",U137/'Combined scenario - input'!$D122),\"\")","v":""},{"$f":"IFERROR(IF(OR(V137=\"\",'Combined scenario - input'!$D122=\"\"),\"\",V137/'Combined scenario - input'!$D122),\"\")","v":""},{"$f":"IFERROR(IF(OR(W137=\"\",'Combined scenario - input'!$D122=\"\"),\"\",W137/'Combined scenario - input'!$D122),\"\")","v":""}]
[{"$f":"IFERROR('Combined scenario - input'!A123,\"\")","v":""},{"$f":"IFERROR('Combined scenario - input'!B123,\"\")","v":""},{"$f":"IFERROR('Combined scenario - input'!C123,\"\")","v":""},{"$f":"IFERROR(repcalc('Combined scenario - input'!$CV123:$GH123,'Combined scenario - input'!$G123,'Combined scenario - input'!$E123,'Combined scenario - input'!$F123,20,TRUE,TRUE),\"\")","v":""},"","","","","","","","","","","","","","","","","","","",{"$f":"IFERROR(IF(OR(D138=\"\",'Combined scenario - input'!$D123=\"\"),\"\",D138/'Combined scenario - input'!$D123),\"\")","v":""},{"$f":"IFERROR(IF(OR(E138=\"\",'Combined scenario - input'!$D123=\"\"),\"\",E138/'Combined scenario - input'!$D123),\"\")","v":""},{"$f":"IFERROR(IF(OR(F138=\"\",'Combined scenario - input'!$D123=\"\"),\"\",F138/'Combined scenario - input'!$D123),\"\")","v":""},{"$f":"IFERROR(IF(OR(G138=\"\",'Combined scenario - input'!$D123=\"\"),\"\",G138/'Combined scenario - input'!$D123),\"\")","v":""},{"$f":"IFERROR(IF(OR(H138=\"\",'Combined scenario - input'!$D123=\"\"),\"\",H138/'Combined scenario - input'!$D123),\"\")","v":""},{"$f":"IFERROR(IF(OR(I138=\"\",'Combined scenario - input'!$D123=\"\"),\"\",I138/'Combined scenario - input'!$D123),\"\")","v":""},{"$f":"IFERROR(IF(OR(J138=\"\",'Combined scenario - input'!$D123=\"\"),\"\",J138/'Combined scenario - input'!$D123),\"\")","v":""},{"$f":"IFERROR(IF(OR(K138=\"\",'Combined scenario - input'!$D123=\"\"),\"\",K138/'Combined scenario - input'!$D123),\"\")","v":""},{"$f":"IFERROR(IF(OR(L138=\"\",'Combined scenario - input'!$D123=\"\"),\"\",L138/'Combined scenario - input'!$D123),\"\")","v":""},{"$f":"IFERROR(IF(OR(M138=\"\",'Combined scenario - input'!$D123=\"\"),\"\",M138/'Combined scenario - input'!$D123),\"\")","v":""},{"$f":"IFERROR(IF(OR(N138=\"\",'Combined scenario - input'!$D123=\"\"),\"\",N138/'Combined scenario - input'!$D123),\"\")","v":""},{"$f":"IFERROR(IF(OR(O138=\"\",'Combined scenario - input'!$D123=\"\"),\"\",O138/'Combined scenario - input'!$D123),\"\")","v":""},{"$f":"IFERROR(IF(OR(P138=\"\",'Combined scenario - input'!$D123=\"\"),\"\",P138/'Combined scenario - input'!$D123),\"\")","v":""},{"$f":"IFERROR(IF(OR(Q138=\"\",'Combined scenario - input'!$D123=\"\"),\"\",Q138/'Combined scenario - input'!$D123),\"\")","v":""},{"$f":"IFERROR(IF(OR(R138=\"\",'Combined scenario - input'!$D123=\"\"),\"\",R138/'Combined scenario - input'!$D123),\"\")","v":""},{"$f":"IFERROR(IF(OR(S138=\"\",'Combined scenario - input'!$D123=\"\"),\"\",S138/'Combined scenario - input'!$D123),\"\")","v":""},{"$f":"IFERROR(IF(OR(T138=\"\",'Combined scenario - input'!$D123=\"\"),\"\",T138/'Combined scenario - input'!$D123),\"\")","v":""},{"$f":"IFERROR(IF(OR(U138=\"\",'Combined scenario - input'!$D123=\"\"),\"\",U138/'Combined scenario - input'!$D123),\"\")","v":""},{"$f":"IFERROR(IF(OR(V138=\"\",'Combined scenario - input'!$D123=\"\"),\"\",V138/'Combined scenario - input'!$D123),\"\")","v":""},{"$f":"IFERROR(IF(OR(W138=\"\",'Combined scenario - input'!$D123=\"\"),\"\",W138/'Combined scenario - input'!$D123),\"\")","v":""}]
[{"$f":"IFERROR('Combined scenario - input'!A124,\"\")","v":""},{"$f":"IFERROR('Combined scenario - input'!B124,\"\")","v":""},{"$f":"IFERROR('Combined scenario - input'!C124,\"\")","v":""},{"$f":"IFERROR(repcalc('Combined scenario - input'!$CV124:$GH124,'Combined scenario - input'!$G124,'Combined scenario - input'!$E124,'Combined scenario - input'!$F124,20,TRUE,TRUE),\"\")","v":""},"","","","","","","","","","","","","","","","","","","",{"$f":"IFERROR(IF(OR(D139=\"\",'Combined scenario - input'!$D124=\"\"),\"\",D139/'Combined scenario - input'!$D124),\"\")","v":""},{"$f":"IFERROR(IF(OR(E139=\"\",'Combined scenario - input'!$D124=\"\"),\"\",E139/'Combined scenario - input'!$D124),\"\")","v":""},{"$f":"IFERROR(IF(OR(F139=\"\",'Combined scenario - input'!$D124=\"\"),\"\",F139/'Combined scenario - input'!$D124),\"\")","v":""},{"$f":"IFERROR(IF(OR(G139=\"\",'Combined scenario - input'!$D124=\"\"),\"\",G139/'Combined scenario - input'!$D124),\"\")","v":""},{"$f":"IFERROR(IF(OR(H139=\"\",'Combined scenario - input'!$D124=\"\"),\"\",H139/'Combined scenario - input'!$D124),\"\")","v":""},{"$f":"IFERROR(IF(OR(I139=\"\",'Combined scenario - input'!$D124=\"\"),\"\",I139/'Combined scenario - input'!$D124),\"\")","v":""},{"$f":"IFERROR(IF(OR(J139=\"\",'Combined scenario - input'!$D124=\"\"),\"\",J139/'Combined scenario - input'!$D124),\"\")","v":""},{"$f":"IFERROR(IF(OR(K139=\"\",'Combined scenario - input'!$D124=\"\"),\"\",K139/'Combined scenario - input'!$D124),\"\")","v":""},{"$f":"IFERROR(IF(OR(L139=\"\",'Combined scenario - input'!$D124=\"\"),\"\",L139/'Combined scenario - input'!$D124),\"\")","v":""},{"$f":"IFERROR(IF(OR(M139=\"\",'Combined scenario - input'!$D124=\"\"),\"\",M139/'Combined scenario - input'!$D124),\"\")","v":""},{"$f":"IFERROR(IF(OR(N139=\"\",'Combined scenario - input'!$D124=\"\"),\"\",N139/'Combined scenario - input'!$D124),\"\")","v":""},{"$f":"IFERROR(IF(OR(O139=\"\",'Combined scenario - input'!$D124=\"\"),\"\",O139/'Combined scenario - input'!$D124),\"\")","v":""},{"$f":"IFERROR(IF(OR(P139=\"\",'Combined scenario - input'!$D124=\"\"),\"\",P139/'Combined scenario - input'!$D124),\"\")","v":""},{"$f":"IFERROR(IF(OR(Q139=\"\",'Combined scenario - input'!$D124=\"\"),\"\",Q139/'Combined scenario - input'!$D124),\"\")","v":""},{"$f":"IFERROR(IF(OR(R139=\"\",'Combined scenario - input'!$D124=\"\"),\"\",R139/'Combined scenario - input'!$D124),\"\")","v":""},{"$f":"IFERROR(IF(OR(S139=\"\",'Combined scenario - input'!$D124=\"\"),\"\",S139/'Combined scenario - input'!$D124),\"\")","v":""},{"$f":"IFERROR(IF(OR(T139=\"\",'Combined scenario - input'!$D124=\"\"),\"\",T139/'Combined scenario - input'!$D124),\"\")","v":""},{"$f":"IFERROR(IF(OR(U139=\"\",'Combined scenario - input'!$D124=\"\"),\"\",U139/'Combined scenario - input'!$D124),\"\")","v":""},{"$f":"IFERROR(IF(OR(V139=\"\",'Combined scenario - input'!$D124=\"\"),\"\",V139/'Combined scenario - input'!$D124),\"\")","v":""},{"$f":"IFERROR(IF(OR(W139=\"\",'Combined scenario - input'!$D124=\"\"),\"\",W139/'Combined scenario - input'!$D124),\"\")","v":""}]
[{"$f":"IFERROR('Combined scenario - input'!A125,\"\")","v":""},{"$f":"IFERROR('Combined scenario - input'!B125,\"\")","v":""},{"$f":"IFERROR('Combined scenario - input'!C125,\"\")","v":""},{"$f":"IFERROR(repcalc('Combined scenario - input'!$CV125:$GH125,'Combined scenario - input'!$G125,'Combined scenario - input'!$E125,'Combined scenario - input'!$F125,20,TRUE,TRUE),\"\")","v":""},"","","","","","","","","","","","","","","","","","","",{"$f":"IFERROR(IF(OR(D140=\"\",'Combined scenario - input'!$D125=\"\"),\"\",D140/'Combined scenario - input'!$D125),\"\")","v":""},{"$f":"IFERROR(IF(OR(E140=\"\",'Combined scenario - input'!$D125=\"\"),\"\",E140/'Combined scenario - input'!$D125),\"\")","v":""},{"$f":"IFERROR(IF(OR(F140=\"\",'Combined scenario - input'!$D125=\"\"),\"\",F140/'Combined scenario - input'!$D125),\"\")","v":""},{"$f":"IFERROR(IF(OR(G140=\"\",'Combined scenario - input'!$D125=\"\"),\"\",G140/'Combined scenario - input'!$D125),\"\")","v":""},{"$f":"IFERROR(IF(OR(H140=\"\",'Combined scenario - input'!$D125=\"\"),\"\",H140/'Combined scenario - input'!$D125),\"\")","v":""},{"$f":"IFERROR(IF(OR(I140=\"\",'Combined scenario - input'!$D125=\"\"),\"\",I140/'Combined scenario - input'!$D125),\"\")","v":""},{"$f":"IFERROR(IF(OR(J140=\"\",'Combined scenario - input'!$D125=\"\"),\"\",J140/'Combined scenario - input'!$D125),\"\")","v":""},{"$f":"IFERROR(IF(OR(K140=\"\",'Combined scenario - input'!$D125=\"\"),\"\",K140/'Combined scenario - input'!$D125),\"\")","v":""},{"$f":"IFERROR(IF(OR(L140=\"\",'Combined scenario - input'!$D125=\"\"),\"\",L140/'Combined scenario - input'!$D125),\"\")","v":""},{"$f":"IFERROR(IF(OR(M140=\"\",'Combined scenario - input'!$D125=\"\"),\"\",M140/'Combined scenario - input'!$D125),\"\")","v":""},{"$f":"IFERROR(IF(OR(N140=\"\",'Combined scenario - input'!$D125=\"\"),\"\",N140/'Combined scenario - input'!$D125),\"\")","v":""},{"$f":"IFERROR(IF(OR(O140=\"\",'Combined scenario - input'!$D125=\"\"),\"\",O140/'Combined scenario - input'!$D125),\"\")","v":""},{"$f":"IFERROR(IF(OR(P140=\"\",'Combined scenario - input'!$D125=\"\"),\"\",P140/'Combined scenario - input'!$D125),\"\")","v":""},{"$f":"IFERROR(IF(OR(Q140=\"\",'Combined scenario - input'!$D125=\"\"),\"\",Q140/'Combined scenario - input'!$D125),\"\")","v":""},{"$f":"IFERROR(IF(OR(R140=\"\",'Combined scenario - input'!$D125=\"\"),\"\",R140/'Combined scenario - input'!$D125),\"\")","v":""},{"$f":"IFERROR(IF(OR(S140=\"\",'Combined scenario - input'!$D125=\"\"),\"\",S140/'Combined scenario - input'!$D125),\"\")","v":""},{"$f":"IFERROR(IF(OR(T140=\"\",'Combined scenario - input'!$D125=\"\"),\"\",T140/'Combined scenario - input'!$D125),\"\")","v":""},{"$f":"IFERROR(IF(OR(U140=\"\",'Combined scenario - input'!$D125=\"\"),\"\",U140/'Combined scenario - input'!$D125),\"\")","v":""},{"$f":"IFERROR(IF(OR(V140=\"\",'Combined scenario - input'!$D125=\"\"),\"\",V140/'Combined scenario - input'!$D125),\"\")","v":""},{"$f":"IFERROR(IF(OR(W140=\"\",'Combined scenario - input'!$D125=\"\"),\"\",W140/'Combined scenario - input'!$D125),\"\")","v":""}]
[{"$f":"IFERROR('Combined scenario - input'!A126,\"\")","v":""},{"$f":"IFERROR('Combined scenario - input'!B126,\"\")","v":""},{"$f":"IFERROR('Combined scenario - input'!C126,\"\")","v":""},{"$f":"IFERROR(repcalc('Combined scenario - input'!$CV126:$GH126,'Combined scenario - input'!$G126,'Combined scenario - input'!$E126,'Combined scenario - input'!$F126,20,TRUE,TRUE),\"\")","v":""},"","","","","","","","","","","","","","","","","","","",{"$f":"IFERROR(IF(OR(D141=\"\",'Combined scenario - input'!$D126=\"\"),\"\",D141/'Combined scenario - input'!$D126),\"\")","v":""},{"$f":"IFERROR(IF(OR(E141=\"\",'Combined scenario - input'!$D126=\"\"),\"\",E141/'Combined scenario - input'!$D126),\"\")","v":""},{"$f":"IFERROR(IF(OR(F141=\"\",'Combined scenario - input'!$D126=\"\"),\"\",F141/'Combined scenario - input'!$D126),\"\")","v":""},{"$f":"IFERROR(IF(OR(G141=\"\",'Combined scenario - input'!$D126=\"\"),\"\",G141/'Combined scenario - input'!$D126),\"\")","v":""},{"$f":"IFERROR(IF(OR(H141=\"\",'Combined scenario - input'!$D126=\"\"),\"\",H141/'Combined scenario - input'!$D126),\"\")","v":""},{"$f":"IFERROR(IF(OR(I141=\"\",'Combined scenario - input'!$D126=\"\"),\"\",I141/'Combined scenario - input'!$D126),\"\")","v":""},{"$f":"IFERROR(IF(OR(J141=\"\",'Combined scenario - input'!$D126=\"\"),\"\",J141/'Combined scenario - input'!$D126),\"\")","v":""},{"$f":"IFERROR(IF(OR(K141=\"\",'Combined scenario - input'!$D126=\"\"),\"\",K141/'Combined scenario - input'!$D126),\"\")","v":""},{"$f":"IFERROR(IF(OR(L141=\"\",'Combined scenario - input'!$D126=\"\"),\"\",L141/'Combined scenario - input'!$D126),\"\")","v":""},{"$f":"IFERROR(IF(OR(M141=\"\",'Combined scenario - input'!$D126=\"\"),\"\",M141/'Combined scenario - input'!$D126),\"\")","v":""},{"$f":"IFERROR(IF(OR(N141=\"\",'Combined scenario - input'!$D126=\"\"),\"\",N141/'Combined scenario - input'!$D126),\"\")","v":""},{"$f":"IFERROR(IF(OR(O141=\"\",'Combined scenario - input'!$D126=\"\"),\"\",O141/'Combined scenario - input'!$D126),\"\")","v":""},{"$f":"IFERROR(IF(OR(P141=\"\",'Combined scenario - input'!$D126=\"\"),\"\",P141/'Combined scenario - input'!$D126),\"\")","v":""},{"$f":"IFERROR(IF(OR(Q141=\"\",'Combined scenario - input'!$D126=\"\"),\"\",Q141/'Combined scenario - input'!$D126),\"\")","v":""},{"$f":"IFERROR(IF(OR(R141=\"\",'Combined scenario - input'!$D126=\"\"),\"\",R141/'Combined scenario - input'!$D126),\"\")","v":""},{"$f":"IFERROR(IF(OR(S141=\"\",'Combined scenario - input'!$D126=\"\"),\"\",S141/'Combined scenario - input'!$D126),\"\")","v":""},{"$f":"IFERROR(IF(OR(T141=\"\",'Combined scenario - input'!$D126=\"\"),\"\",T141/'Combined scenario - input'!$D126),\"\")","v":""},{"$f":"IFERROR(IF(OR(U141=\"\",'Combined scenario - input'!$D126=\"\"),\"\",U141/'Combined scenario - input'!$D126),\"\")","v":""},{"$f":"IFERROR(IF(OR(V141=\"\",'Combined scenario - input'!$D126=\"\"),\"\",V141/'Combined scenario - input'!$D126),\"\")","v":""},{"$f":"IFERROR(IF(OR(W141=\"\",'Combined scenario - input'!$D126=\"\"),\"\",W141/'Combined scenario - input'!$D126),\"\")","v":""}]
[{"$f":"IFERROR('Combined scenario - input'!A127,\"\")","v":""},{"$f":"IFERROR('Combined scenario - input'!B127,\"\")","v":""},{"$f":"IFERROR('Combined scenario - input'!C127,\"\")","v":""},{"$f":"IFERROR(repcalc('Combined scenario - input'!$CV127:$GH127,'Combined scenario - input'!$G127,'Combined scenario - input'!$E127,'Combined scenario - input'!$F127,20,TRUE,TRUE),\"\")","v":""},"","","","","","","","","","","","","","","","","","","",{"$f":"IFERROR(IF(OR(D142=\"\",'Combined scenario - input'!$D127=\"\"),\"\",D142/'Combined scenario - input'!$D127),\"\")","v":""},{"$f":"IFERROR(IF(OR(E142=\"\",'Combined scenario - input'!$D127=\"\"),\"\",E142/'Combined scenario - input'!$D127),\"\")","v":""},{"$f":"IFERROR(IF(OR(F142=\"\",'Combined scenario - input'!$D127=\"\"),\"\",F142/'Combined scenario - input'!$D127),\"\")","v":""},{"$f":"IFERROR(IF(OR(G142=\"\",'Combined scenario - input'!$D127=\"\"),\"\",G142/'Combined scenario - input'!$D127),\"\")","v":""},{"$f":"IFERROR(IF(OR(H142=\"\",'Combined scenario - input'!$D127=\"\"),\"\",H142/'Combined scenario - input'!$D127),\"\")","v":""},{"$f":"IFERROR(IF(OR(I142=\"\",'Combined scenario - input'!$D127=\"\"),\"\",I142/'Combined scenario - input'!$D127),\"\")","v":""},{"$f":"IFERROR(IF(OR(J142=\"\",'Combined scenario - input'!$D127=\"\"),\"\",J142/'Combined scenario - input'!$D127),\"\")","v":""},{"$f":"IFERROR(IF(OR(K142=\"\",'Combined scenario - input'!$D127=\"\"),\"\",K142/'Combined scenario - input'!$D127),\"\")","v":""},{"$f":"IFERROR(IF(OR(L142=\"\",'Combined scenario - input'!$D127=\"\"),\"\",L142/'Combined scenario - input'!$D127),\"\")","v":""},{"$f":"IFERROR(IF(OR(M142=\"\",'Combined scenario - input'!$D127=\"\"),\"\",M142/'Combined scenario - input'!$D127),\"\")","v":""},{"$f":"IFERROR(IF(OR(N142=\"\",'Combined scenario - input'!$D127=\"\"),\"\",N142/'Combined scenario - input'!$D127),\"\")","v":""},{"$f":"IFERROR(IF(OR(O142=\"\",'Combined scenario - input'!$D127=\"\"),\"\",O142/'Combined scenario - input'!$D127),\"\")","v":""},{"$f":"IFERROR(IF(OR(P142=\"\",'Combined scenario - input'!$D127=\"\"),\"\",P142/'Combined scenario - input'!$D127),\"\")","v":""},{"$f":"IFERROR(IF(OR(Q142=\"\",'Combined scenario - input'!$D127=\"\"),\"\",Q142/'Combined scenario - input'!$D127),\"\")","v":""},{"$f":"IFERROR(IF(OR(R142=\"\",'Combined scenario - input'!$D127=\"\"),\"\",R142/'Combined scenario - input'!$D127),\"\")","v":""},{"$f":"IFERROR(IF(OR(S142=\"\",'Combined scenario - input'!$D127=\"\"),\"\",S142/'Combined scenario - input'!$D127),\"\")","v":""},{"$f":"IFERROR(IF(OR(T142=\"\",'Combined scenario - input'!$D127=\"\"),\"\",T142/'Combined scenario - input'!$D127),\"\")","v":""},{"$f":"IFERROR(IF(OR(U142=\"\",'Combined scenario - input'!$D127=\"\"),\"\",U142/'Combined scenario - input'!$D127),\"\")","v":""},{"$f":"IFERROR(IF(OR(V142=\"\",'Combined scenario - input'!$D127=\"\"),\"\",V142/'Combined scenario - input'!$D127),\"\")","v":""},{"$f":"IFERROR(IF(OR(W142=\"\",'Combined scenario - input'!$D127=\"\"),\"\",W142/'Combined scenario - input'!$D127),\"\")","v":""}]
[{"$f":"IFERROR('Combined scenario - input'!A128,\"\")","v":""},{"$f":"IFERROR('Combined scenario - input'!B128,\"\")","v":""},{"$f":"IFERROR('Combined scenario - input'!C128,\"\")","v":""},{"$f":"IFERROR(repcalc('Combined scenario - input'!$CV128:$GH128,'Combined scenario - input'!$G128,'Combined scenario - input'!$E128,'Combined scenario - input'!$F128,20,TRUE,TRUE),\"\")","v":""},"","","","","","","","","","","","","","","","","","","",{"$f":"IFERROR(IF(OR(D143=\"\",'Combined scenario - input'!$D128=\"\"),\"\",D143/'Combined scenario - input'!$D128),\"\")","v":""},{"$f":"IFERROR(IF(OR(E143=\"\",'Combined scenario - input'!$D128=\"\"),\"\",E143/'Combined scenario - input'!$D128),\"\")","v":""},{"$f":"IFERROR(IF(OR(F143=\"\",'Combined scenario - input'!$D128=\"\"),\"\",F143/'Combined scenario - input'!$D128),\"\")","v":""},{"$f":"IFERROR(IF(OR(G143=\"\",'Combined scenario - input'!$D128=\"\"),\"\",G143/'Combined scenario - input'!$D128),\"\")","v":""},{"$f":"IFERROR(IF(OR(H143=\"\",'Combined scenario - input'!$D128=\"\"),\"\",H143/'Combined scenario - input'!$D128),\"\")","v":""},{"$f":"IFERROR(IF(OR(I143=\"\",'Combined scenario - input'!$D128=\"\"),\"\",I143/'Combined scenario - input'!$D128),\"\")","v":""},{"$f":"IFERROR(IF(OR(J143=\"\",'Combined scenario - input'!$D128=\"\"),\"\",J143/'Combined scenario - input'!$D128),\"\")","v":""},{"$f":"IFERROR(IF(OR(K143=\"\",'Combined scenario - input'!$D128=\"\"),\"\",K143/'Combined scenario - input'!$D128),\"\")","v":""},{"$f":"IFERROR(IF(OR(L143=\"\",'Combined scenario - input'!$D128=\"\"),\"\",L143/'Combined scenario - input'!$D128),\"\")","v":""},{"$f":"IFERROR(IF(OR(M143=\"\",'Combined scenario - input'!$D128=\"\"),\"\",M143/'Combined scenario - input'!$D128),\"\")","v":""},{"$f":"IFERROR(IF(OR(N143=\"\",'Combined scenario - input'!$D128=\"\"),\"\",N143/'Combined scenario - input'!$D128),\"\")","v":""},{"$f":"IFERROR(IF(OR(O143=\"\",'Combined scenario - input'!$D128=\"\"),\"\",O143/'Combined scenario - input'!$D128),\"\")","v":""},{"$f":"IFERROR(IF(OR(P143=\"\",'Combined scenario - input'!$D128=\"\"),\"\",P143/'Combined scenario - input'!$D128),\"\")","v":""},{"$f":"IFERROR(IF(OR(Q143=\"\",'Combined scenario - input'!$D128=\"\"),\"\",Q143/'Combined scenario - input'!$D128),\"\")","v":""},{"$f":"IFERROR(IF(OR(R143=\"\",'Combined scenario - input'!$D128=\"\"),\"\",R143/'Combined scenario - input'!$D128),\"\")","v":""},{"$f":"IFERROR(IF(OR(S143=\"\",'Combined scenario - input'!$D128=\"\"),\"\",S143/'Combined scenario - input'!$D128),\"\")","v":""},{"$f":"IFERROR(IF(OR(T143=\"\",'Combined scenario - input'!$D128=\"\"),\"\",T143/'Combined scenario - input'!$D128),\"\")","v":""},{"$f":"IFERROR(IF(OR(U143=\"\",'Combined scenario - input'!$D128=\"\"),\"\",U143/'Combined scenario - input'!$D128),\"\")","v":""},{"$f":"IFERROR(IF(OR(V143=\"\",'Combined scenario - input'!$D128=\"\"),\"\",V143/'Combined scenario - input'!$D128),\"\")","v":""},{"$f":"IFERROR(IF(OR(W143=\"\",'Combined scenario - input'!$D128=\"\"),\"\",W143/'Combined scenario - input'!$D128),\"\")","v":""}]
[{"$f":"IFERROR('Combined scenario - input'!A129,\"\")","v":""},{"$f":"IFERROR('Combined scenario - input'!B129,\"\")","v":""},{"$f":"IFERROR('Combined scenario - input'!C129,\"\")","v":""},{"$f":"IFERROR(repcalc('Combined scenario - input'!$CV129:$GH129,'Combined scenario - input'!$G129,'Combined scenario - input'!$E129,'Combined scenario - input'!$F129,20,TRUE,TRUE),\"\")","v":""},"","","","","","","","","","","","","","","","","","","",{"$f":"IFERROR(IF(OR(D144=\"\",'Combined scenario - input'!$D129=\"\"),\"\",D144/'Combined scenario - input'!$D129),\"\")","v":""},{"$f":"IFERROR(IF(OR(E144=\"\",'Combined scenario - input'!$D129=\"\"),\"\",E144/'Combined scenario - input'!$D129),\"\")","v":""},{"$f":"IFERROR(IF(OR(F144=\"\",'Combined scenario - input'!$D129=\"\"),\"\",F144/'Combined scenario - input'!$D129),\"\")","v":""},{"$f":"IFERROR(IF(OR(G144=\"\",'Combined scenario - input'!$D129=\"\"),\"\",G144/'Combined scenario - input'!$D129),\"\")","v":""},{"$f":"IFERROR(IF(OR(H144=\"\",'Combined scenario - input'!$D129=\"\"),\"\",H144/'Combined scenario - input'!$D129),\"\")","v":""},{"$f":"IFERROR(IF(OR(I144=\"\",'Combined scenario - input'!$D129=\"\"),\"\",I144/'Combined scenario - input'!$D129),\"\")","v":""},{"$f":"IFERROR(IF(OR(J144=\"\",'Combined scenario - input'!$D129=\"\"),\"\",J144/'Combined scenario - input'!$D129),\"\")","v":""},{"$f":"IFERROR(IF(OR(K144=\"\",'Combined scenario - input'!$D129=\"\"),\"\",K144/'Combined scenario - input'!$D129),\"\")","v":""},{"$f":"IFERROR(IF(OR(L144=\"\",'Combined scenario - input'!$D129=\"\"),\"\",L144/'Combined scenario - input'!$D129),\"\")","v":""},{"$f":"IFERROR(IF(OR(M144=\"\",'Combined scenario - input'!$D129=\"\"),\"\",M144/'Combined scenario - input'!$D129),\"\")","v":""},{"$f":"IFERROR(IF(OR(N144=\"\",'Combined scenario - input'!$D129=\"\"),\"\",N144/'Combined scenario - input'!$D129),\"\")","v":""},{"$f":"IFERROR(IF(OR(O144=\"\",'Combined scenario - input'!$D129=\"\"),\"\",O144/'Combined scenario - input'!$D129),\"\")","v":""},{"$f":"IFERROR(IF(OR(P144=\"\",'Combined scenario - input'!$D129=\"\"),\"\",P144/'Combined scenario - input'!$D129),\"\")","v":""},{"$f":"IFERROR(IF(OR(Q144=\"\",'Combined scenario - input'!$D129=\"\"),\"\",Q144/'Combined scenario - input'!$D129),\"\")","v":""},{"$f":"IFERROR(IF(OR(R144=\"\",'Combined scenario - input'!$D129=\"\"),\"\",R144/'Combined scenario - input'!$D129),\"\")","v":""},{"$f":"IFERROR(IF(OR(S144=\"\",'Combined scenario - input'!$D129=\"\"),\"\",S144/'Combined scenario - input'!$D129),\"\")","v":""},{"$f":"IFERROR(IF(OR(T144=\"\",'Combined scenario - input'!$D129=\"\"),\"\",T144/'Combined scenario - input'!$D129),\"\")","v":""},{"$f":"IFERROR(IF(OR(U144=\"\",'Combined scenario - input'!$D129=\"\"),\"\",U144/'Combined scenario - input'!$D129),\"\")","v":""},{"$f":"IFERROR(IF(OR(V144=\"\",'Combined scenario - input'!$D129=\"\"),\"\",V144/'Combined scenario - input'!$D129),\"\")","v":""},{"$f":"IFERROR(IF(OR(W144=\"\",'Combined scenario - input'!$D129=\"\"),\"\",W144/'Combined scenario - input'!$D129),\"\")","v":""}]
[{"$f":"IFERROR('Combined scenario - input'!A130,\"\")","v":""},{"$f":"IFERROR('Combined scenario - input'!B130,\"\")","v":""},{"$f":"IFERROR('Combined scenario - input'!C130,\"\")","v":""},{"$f":"IFERROR(repcalc('Combined scenario - input'!$CV130:$GH130,'Combined scenario - input'!$G130,'Combined scenario - input'!$E130,'Combined scenario - input'!$F130,20,TRUE,TRUE),\"\")","v":""},"","","","","","","","","","","","","","","","","","","",{"$f":"IFERROR(IF(OR(D145=\"\",'Combined scenario - input'!$D130=\"\"),\"\",D145/'Combined scenario - input'!$D130),\"\")","v":""},{"$f":"IFERROR(IF(OR(E145=\"\",'Combined scenario - input'!$D130=\"\"),\"\",E145/'Combined scenario - input'!$D130),\"\")","v":""},{"$f":"IFERROR(IF(OR(F145=\"\",'Combined scenario - input'!$D130=\"\"),\"\",F145/'Combined scenario - input'!$D130),\"\")","v":""},{"$f":"IFERROR(IF(OR(G145=\"\",'Combined scenario - input'!$D130=\"\"),\"\",G145/'Combined scenario - input'!$D130),\"\")","v":""},{"$f":"IFERROR(IF(OR(H145=\"\",'Combined scenario - input'!$D130=\"\"),\"\",H145/'Combined scenario - input'!$D130),\"\")","v":""},{"$f":"IFERROR(IF(OR(I145=\"\",'Combined scenario - input'!$D130=\"\"),\"\",I145/'Combined scenario - input'!$D130),\"\")","v":""},{"$f":"IFERROR(IF(OR(J145=\"\",'Combined scenario - input'!$D130=\"\"),\"\",J145/'Combined scenario - input'!$D130),\"\")","v":""},{"$f":"IFERROR(IF(OR(K145=\"\",'Combined scenario - input'!$D130=\"\"),\"\",K145/'Combined scenario - input'!$D130),\"\")","v":""},{"$f":"IFERROR(IF(OR(L145=\"\",'Combined scenario - input'!$D130=\"\"),\"\",L145/'Combined scenario - input'!$D130),\"\")","v":""},{"$f":"IFERROR(IF(OR(M145=\"\",'Combined scenario - input'!$D130=\"\"),\"\",M145/'Combined scenario - input'!$D130),\"\")","v":""},{"$f":"IFERROR(IF(OR(N145=\"\",'Combined scenario - input'!$D130=\"\"),\"\",N145/'Combined scenario - input'!$D130),\"\")","v":""},{"$f":"IFERROR(IF(OR(O145=\"\",'Combined scenario - input'!$D130=\"\"),\"\",O145/'Combined scenario - input'!$D130),\"\")","v":""},{"$f":"IFERROR(IF(OR(P145=\"\",'Combined scenario - input'!$D130=\"\"),\"\",P145/'Combined scenario - input'!$D130),\"\")","v":""},{"$f":"IFERROR(IF(OR(Q145=\"\",'Combined scenario - input'!$D130=\"\"),\"\",Q145/'Combined scenario - input'!$D130),\"\")","v":""},{"$f":"IFERROR(IF(OR(R145=\"\",'Combined scenario - input'!$D130=\"\"),\"\",R145/'Combined scenario - input'!$D130),\"\")","v":""},{"$f":"IFERROR(IF(OR(S145=\"\",'Combined scenario - input'!$D130=\"\"),\"\",S145/'Combined scenario - input'!$D130),\"\")","v":""},{"$f":"IFERROR(IF(OR(T145=\"\",'Combined scenario - input'!$D130=\"\"),\"\",T145/'Combined scenario - input'!$D130),\"\")","v":""},{"$f":"IFERROR(IF(OR(U145=\"\",'Combined scenario - input'!$D130=\"\"),\"\",U145/'Combined scenario - input'!$D130),\"\")","v":""},{"$f":"IFERROR(IF(OR(V145=\"\",'Combined scenario - input'!$D130=\"\"),\"\",V145/'Combined scenario - input'!$D130),\"\")","v":""},{"$f":"IFERROR(IF(OR(W145=\"\",'Combined scenario - input'!$D130=\"\"),\"\",W145/'Combined scenario - input'!$D130),\"\")","v":""}]
[{"$f":"IFERROR('Combined scenario - input'!A131,\"\")","v":""},{"$f":"IFERROR('Combined scenario - input'!B131,\"\")","v":""},{"$f":"IFERROR('Combined scenario - input'!C131,\"\")","v":""},{"$f":"IFERROR(repcalc('Combined scenario - input'!$CV131:$GH131,'Combined scenario - input'!$G131,'Combined scenario - input'!$E131,'Combined scenario - input'!$F131,20,TRUE,TRUE),\"\")","v":""},"","","","","","","","","","","","","","","","","","","",{"$f":"IFERROR(IF(OR(D146=\"\",'Combined scenario - input'!$D131=\"\"),\"\",D146/'Combined scenario - input'!$D131),\"\")","v":""},{"$f":"IFERROR(IF(OR(E146=\"\",'Combined scenario - input'!$D131=\"\"),\"\",E146/'Combined scenario - input'!$D131),\"\")","v":""},{"$f":"IFERROR(IF(OR(F146=\"\",'Combined scenario - input'!$D131=\"\"),\"\",F146/'Combined scenario - input'!$D131),\"\")","v":""},{"$f":"IFERROR(IF(OR(G146=\"\",'Combined scenario - input'!$D131=\"\"),\"\",G146/'Combined scenario - input'!$D131),\"\")","v":""},{"$f":"IFERROR(IF(OR(H146=\"\",'Combined scenario - input'!$D131=\"\"),\"\",H146/'Combined scenario - input'!$D131),\"\")","v":""},{"$f":"IFERROR(IF(OR(I146=\"\",'Combined scenario - input'!$D131=\"\"),\"\",I146/'Combined scenario - input'!$D131),\"\")","v":""},{"$f":"IFERROR(IF(OR(J146=\"\",'Combined scenario - input'!$D131=\"\"),\"\",J146/'Combined scenario - input'!$D131),\"\")","v":""},{"$f":"IFERROR(IF(OR(K146=\"\",'Combined scenario - input'!$D131=\"\"),\"\",K146/'Combined scenario - input'!$D131),\"\")","v":""},{"$f":"IFERROR(IF(OR(L146=\"\",'Combined scenario - input'!$D131=\"\"),\"\",L146/'Combined scenario - input'!$D131),\"\")","v":""},{"$f":"IFERROR(IF(OR(M146=\"\",'Combined scenario - input'!$D131=\"\"),\"\",M146/'Combined scenario - input'!$D131),\"\")","v":""},{"$f":"IFERROR(IF(OR(N146=\"\",'Combined scenario - input'!$D131=\"\"),\"\",N146/'Combined scenario - input'!$D131),\"\")","v":""},{"$f":"IFERROR(IF(OR(O146=\"\",'Combined scenario - input'!$D131=\"\"),\"\",O146/'Combined scenario - input'!$D131),\"\")","v":""},{"$f":"IFERROR(IF(OR(P146=\"\",'Combined scenario - input'!$D131=\"\"),\"\",P146/'Combined scenario - input'!$D131),\"\")","v":""},{"$f":"IFERROR(IF(OR(Q146=\"\",'Combined scenario - input'!$D131=\"\"),\"\",Q146/'Combined scenario - input'!$D131),\"\")","v":""},{"$f":"IFERROR(IF(OR(R146=\"\",'Combined scenario - input'!$D131=\"\"),\"\",R146/'Combined scenario - input'!$D131),\"\")","v":""},{"$f":"IFERROR(IF(OR(S146=\"\",'Combined scenario - input'!$D131=\"\"),\"\",S146/'Combined scenario - input'!$D131),\"\")","v":""},{"$f":"IFERROR(IF(OR(T146=\"\",'Combined scenario - input'!$D131=\"\"),\"\",T146/'Combined scenario - input'!$D131),\"\")","v":""},{"$f":"IFERROR(IF(OR(U146=\"\",'Combined scenario - input'!$D131=\"\"),\"\",U146/'Combined scenario - input'!$D131),\"\")","v":""},{"$f":"IFERROR(IF(OR(V146=\"\",'Combined scenario - input'!$D131=\"\"),\"\",V146/'Combined scenario - input'!$D131),\"\")","v":""},{"$f":"IFERROR(IF(OR(W146=\"\",'Combined scenario - input'!$D131=\"\"),\"\",W146/'Combined scenario - input'!$D131),\"\")","v":""}]
[{"$f":"IFERROR('Combined scenario - input'!A132,\"\")","v":""},{"$f":"IFERROR('Combined scenario - input'!B132,\"\")","v":""},{"$f":"IFERROR('Combined scenario - input'!C132,\"\")","v":""},{"$f":"IFERROR(repcalc('Combined scenario - input'!$CV132:$GH132,'Combined scenario - input'!$G132,'Combined scenario - input'!$E132,'Combined scenario - input'!$F132,20,TRUE,TRUE),\"\")","v":""},"","","","","","","","","","","","","","","","","","","",{"$f":"IFERROR(IF(OR(D147=\"\",'Combined scenario - input'!$D132=\"\"),\"\",D147/'Combined scenario - input'!$D132),\"\")","v":""},{"$f":"IFERROR(IF(OR(E147=\"\",'Combined scenario - input'!$D132=\"\"),\"\",E147/'Combined scenario - input'!$D132),\"\")","v":""},{"$f":"IFERROR(IF(OR(F147=\"\",'Combined scenario - input'!$D132=\"\"),\"\",F147/'Combined scenario - input'!$D132),\"\")","v":""},{"$f":"IFERROR(IF(OR(G147=\"\",'Combined scenario - input'!$D132=\"\"),\"\",G147/'Combined scenario - input'!$D132),\"\")","v":""},{"$f":"IFERROR(IF(OR(H147=\"\",'Combined scenario - input'!$D132=\"\"),\"\",H147/'Combined scenario - input'!$D132),\"\")","v":""},{"$f":"IFERROR(IF(OR(I147=\"\",'Combined scenario - input'!$D132=\"\"),\"\",I147/'Combined scenario - input'!$D132),\"\")","v":""},{"$f":"IFERROR(IF(OR(J147=\"\",'Combined scenario - input'!$D132=\"\"),\"\",J147/'Combined scenario - input'!$D132),\"\")","v":""},{"$f":"IFERROR(IF(OR(K147=\"\",'Combined scenario - input'!$D132=\"\"),\"\",K147/'Combined scenario - input'!$D132),\"\")","v":""},{"$f":"IFERROR(IF(OR(L147=\"\",'Combined scenario - input'!$D132=\"\"),\"\",L147/'Combined scenario - input'!$D132),\"\")","v":""},{"$f":"IFERROR(IF(OR(M147=\"\",'Combined scenario - input'!$D132=\"\"),\"\",M147/'Combined scenario - input'!$D132),\"\")","v":""},{"$f":"IFERROR(IF(OR(N147=\"\",'Combined scenario - input'!$D132=\"\"),\"\",N147/'Combined scenario - input'!$D132),\"\")","v":""},{"$f":"IFERROR(IF(OR(O147=\"\",'Combined scenario - input'!$D132=\"\"),\"\",O147/'Combined scenario - input'!$D132),\"\")","v":""},{"$f":"IFERROR(IF(OR(P147=\"\",'Combined scenario - input'!$D132=\"\"),\"\",P147/'Combined scenario - input'!$D132),\"\")","v":""},{"$f":"IFERROR(IF(OR(Q147=\"\",'Combined scenario - input'!$D132=\"\"),\"\",Q147/'Combined scenario - input'!$D132),\"\")","v":""},{"$f":"IFERROR(IF(OR(R147=\"\",'Combined scenario - input'!$D132=\"\"),\"\",R147/'Combined scenario - input'!$D132),\"\")","v":""},{"$f":"IFERROR(IF(OR(S147=\"\",'Combined scenario - input'!$D132=\"\"),\"\",S147/'Combined scenario - input'!$D132),\"\")","v":""},{"$f":"IFERROR(IF(OR(T147=\"\",'Combined scenario - input'!$D132=\"\"),\"\",T147/'Combined scenario - input'!$D132),\"\")","v":""},{"$f":"IFERROR(IF(OR(U147=\"\",'Combined scenario - input'!$D132=\"\"),\"\",U147/'Combined scenario - input'!$D132),\"\")","v":""},{"$f":"IFERROR(IF(OR(V147=\"\",'Combined scenario - input'!$D132=\"\"),\"\",V147/'Combined scenario - input'!$D132),\"\")","v":""},{"$f":"IFERROR(IF(OR(W147=\"\",'Combined scenario - input'!$D132=\"\"),\"\",W147/'Combined scenario - input'!$D132),\"\")","v":""}]
[{"$f":"IFERROR('Combined scenario - input'!A133,\"\")","v":""},{"$f":"IFERROR('Combined scenario - input'!B133,\"\")","v":""},{"$f":"IFERROR('Combined scenario - input'!C133,\"\")","v":""},{"$f":"IFERROR(repcalc('Combined scenario - input'!$CV133:$GH133,'Combined scenario - input'!$G133,'Combined scenario - input'!$E133,'Combined scenario - input'!$F133,20,TRUE,TRUE),\"\")","v":""},"","","","","","","","","","","","","","","","","","","",{"$f":"IFERROR(IF(OR(D148=\"\",'Combined scenario - input'!$D133=\"\"),\"\",D148/'Combined scenario - input'!$D133),\"\")","v":""},{"$f":"IFERROR(IF(OR(E148=\"\",'Combined scenario - input'!$D133=\"\"),\"\",E148/'Combined scenario - input'!$D133),\"\")","v":""},{"$f":"IFERROR(IF(OR(F148=\"\",'Combined scenario - input'!$D133=\"\"),\"\",F148/'Combined scenario - input'!$D133),\"\")","v":""},{"$f":"IFERROR(IF(OR(G148=\"\",'Combined scenario - input'!$D133=\"\"),\"\",G148/'Combined scenario - input'!$D133),\"\")","v":""},{"$f":"IFERROR(IF(OR(H148=\"\",'Combined scenario - input'!$D133=\"\"),\"\",H148/'Combined scenario - input'!$D133),\"\")","v":""},{"$f":"IFERROR(IF(OR(I148=\"\",'Combined scenario - input'!$D133=\"\"),\"\",I148/'Combined scenario - input'!$D133),\"\")","v":""},{"$f":"IFERROR(IF(OR(J148=\"\",'Combined scenario - input'!$D133=\"\"),\"\",J148/'Combined scenario - input'!$D133),\"\")","v":""},{"$f":"IFERROR(IF(OR(K148=\"\",'Combined scenario - input'!$D133=\"\"),\"\",K148/'Combined scenario - input'!$D133),\"\")","v":""},{"$f":"IFERROR(IF(OR(L148=\"\",'Combined scenario - input'!$D133=\"\"),\"\",L148/'Combined scenario - input'!$D133),\"\")","v":""},{"$f":"IFERROR(IF(OR(M148=\"\",'Combined scenario - input'!$D133=\"\"),\"\",M148/'Combined scenario - input'!$D133),\"\")","v":""},{"$f":"IFERROR(IF(OR(N148=\"\",'Combined scenario - input'!$D133=\"\"),\"\",N148/'Combined scenario - input'!$D133),\"\")","v":""},{"$f":"IFERROR(IF(OR(O148=\"\",'Combined scenario - input'!$D133=\"\"),\"\",O148/'Combined scenario - input'!$D133),\"\")","v":""},{"$f":"IFERROR(IF(OR(P148=\"\",'Combined scenario - input'!$D133=\"\"),\"\",P148/'Combined scenario - input'!$D133),\"\")","v":""},{"$f":"IFERROR(IF(OR(Q148=\"\",'Combined scenario - input'!$D133=\"\"),\"\",Q148/'Combined scenario - input'!$D133),\"\")","v":""},{"$f":"IFERROR(IF(OR(R148=\"\",'Combined scenario - input'!$D133=\"\"),\"\",R148/'Combined scenario - input'!$D133),\"\")","v":""},{"$f":"IFERROR(IF(OR(S148=\"\",'Combined scenario - input'!$D133=\"\"),\"\",S148/'Combined scenario - input'!$D133),\"\")","v":""},{"$f":"IFERROR(IF(OR(T148=\"\",'Combined scenario - input'!$D133=\"\"),\"\",T148/'Combined scenario - input'!$D133),\"\")","v":""},{"$f":"IFERROR(IF(OR(U148=\"\",'Combined scenario - input'!$D133=\"\"),\"\",U148/'Combined scenario - input'!$D133),\"\")","v":""},{"$f":"IFERROR(IF(OR(V148=\"\",'Combined scenario - input'!$D133=\"\"),\"\",V148/'Combined scenario - input'!$D133),\"\")","v":""},{"$f":"IFERROR(IF(OR(W148=\"\",'Combined scenario - input'!$D133=\"\"),\"\",W148/'Combined scenario - input'!$D133),\"\")","v":""}]
[{"$f":"IFERROR('Combined scenario - input'!A134,\"\")","v":""},{"$f":"IFERROR('Combined scenario - input'!B134,\"\")","v":""},{"$f":"IFERROR('Combined scenario - input'!C134,\"\")","v":""},{"$f":"IFERROR(repcalc('Combined scenario - input'!$CV134:$GH134,'Combined scenario - input'!$G134,'Combined scenario - input'!$E134,'Combined scenario - input'!$F134,20,TRUE,TRUE),\"\")","v":""},"","","","","","","","","","","","","","","","","","","",{"$f":"IFERROR(IF(OR(D149=\"\",'Combined scenario - input'!$D134=\"\"),\"\",D149/'Combined scenario - input'!$D134),\"\")","v":""},{"$f":"IFERROR(IF(OR(E149=\"\",'Combined scenario - input'!$D134=\"\"),\"\",E149/'Combined scenario - input'!$D134),\"\")","v":""},{"$f":"IFERROR(IF(OR(F149=\"\",'Combined scenario - input'!$D134=\"\"),\"\",F149/'Combined scenario - input'!$D134),\"\")","v":""},{"$f":"IFERROR(IF(OR(G149=\"\",'Combined scenario - input'!$D134=\"\"),\"\",G149/'Combined scenario - input'!$D134),\"\")","v":""},{"$f":"IFERROR(IF(OR(H149=\"\",'Combined scenario - input'!$D134=\"\"),\"\",H149/'Combined scenario - input'!$D134),\"\")","v":""},{"$f":"IFERROR(IF(OR(I149=\"\",'Combined scenario - input'!$D134=\"\"),\"\",I149/'Combined scenario - input'!$D134),\"\")","v":""},{"$f":"IFERROR(IF(OR(J149=\"\",'Combined scenario - input'!$D134=\"\"),\"\",J149/'Combined scenario - input'!$D134),\"\")","v":""},{"$f":"IFERROR(IF(OR(K149=\"\",'Combined scenario - input'!$D134=\"\"),\"\",K149/'Combined scenario - input'!$D134),\"\")","v":""},{"$f":"IFERROR(IF(OR(L149=\"\",'Combined scenario - input'!$D134=\"\"),\"\",L149/'Combined scenario - input'!$D134),\"\")","v":""},{"$f":"IFERROR(IF(OR(M149=\"\",'Combined scenario - input'!$D134=\"\"),\"\",M149/'Combined scenario - input'!$D134),\"\")","v":""},{"$f":"IFERROR(IF(OR(N149=\"\",'Combined scenario - input'!$D134=\"\"),\"\",N149/'Combined scenario - input'!$D134),\"\")","v":""},{"$f":"IFERROR(IF(OR(O149=\"\",'Combined scenario - input'!$D134=\"\"),\"\",O149/'Combined scenario - input'!$D134),\"\")","v":""},{"$f":"IFERROR(IF(OR(P149=\"\",'Combined scenario - input'!$D134=\"\"),\"\",P149/'Combined scenario - input'!$D134),\"\")","v":""},{"$f":"IFERROR(IF(OR(Q149=\"\",'Combined scenario - input'!$D134=\"\"),\"\",Q149/'Combined scenario - input'!$D134),\"\")","v":""},{"$f":"IFERROR(IF(OR(R149=\"\",'Combined scenario - input'!$D134=\"\"),\"\",R149/'Combined scenario - input'!$D134),\"\")","v":""},{"$f":"IFERROR(IF(OR(S149=\"\",'Combined scenario - input'!$D134=\"\"),\"\",S149/'Combined scenario - input'!$D134),\"\")","v":""},{"$f":"IFERROR(IF(OR(T149=\"\",'Combined scenario - input'!$D134=\"\"),\"\",T149/'Combined scenario - input'!$D134),\"\")","v":""},{"$f":"IFERROR(IF(OR(U149=\"\",'Combined scenario - input'!$D134=\"\"),\"\",U149/'Combined scenario - input'!$D134),\"\")","v":""},{"$f":"IFERROR(IF(OR(V149=\"\",'Combined scenario - input'!$D134=\"\"),\"\",V149/'Combined scenario - input'!$D134),\"\")","v":""},{"$f":"IFERROR(IF(OR(W149=\"\",'Combined scenario - input'!$D134=\"\"),\"\",W149/'Combined scenario - input'!$D134),\"\")","v":""}]
[{"$f":"IFERROR('Combined scenario - input'!A135,\"\")","v":""},{"$f":"IFERROR('Combined scenario - input'!B135,\"\")","v":""},{"$f":"IFERROR('Combined scenario - input'!C135,\"\")","v":""},{"$f":"IFERROR(repcalc('Combined scenario - input'!$CV135:$GH135,'Combined scenario - input'!$G135,'Combined scenario - input'!$E135,'Combined scenario - input'!$F135,20,TRUE,TRUE),\"\")","v":""},"","","","","","","","","","","","","","","","","","","",{"$f":"IFERROR(IF(OR(D150=\"\",'Combined scenario - input'!$D135=\"\"),\"\",D150/'Combined scenario - input'!$D135),\"\")","v":""},{"$f":"IFERROR(IF(OR(E150=\"\",'Combined scenario - input'!$D135=\"\"),\"\",E150/'Combined scenario - input'!$D135),\"\")","v":""},{"$f":"IFERROR(IF(OR(F150=\"\",'Combined scenario - input'!$D135=\"\"),\"\",F150/'Combined scenario - input'!$D135),\"\")","v":""},{"$f":"IFERROR(IF(OR(G150=\"\",'Combined scenario - input'!$D135=\"\"),\"\",G150/'Combined scenario - input'!$D135),\"\")","v":""},{"$f":"IFERROR(IF(OR(H150=\"\",'Combined scenario - input'!$D135=\"\"),\"\",H150/'Combined scenario - input'!$D135),\"\")","v":""},{"$f":"IFERROR(IF(OR(I150=\"\",'Combined scenario - input'!$D135=\"\"),\"\",I150/'Combined scenario - input'!$D135),\"\")","v":""},{"$f":"IFERROR(IF(OR(J150=\"\",'Combined scenario - input'!$D135=\"\"),\"\",J150/'Combined scenario - input'!$D135),\"\")","v":""},{"$f":"IFERROR(IF(OR(K150=\"\",'Combined scenario - input'!$D135=\"\"),\"\",K150/'Combined scenario - input'!$D135),\"\")","v":""},{"$f":"IFERROR(IF(OR(L150=\"\",'Combined scenario - input'!$D135=\"\"),\"\",L150/'Combined scenario - input'!$D135),\"\")","v":""},{"$f":"IFERROR(IF(OR(M150=\"\",'Combined scenario - input'!$D135=\"\"),\"\",M150/'Combined scenario - input'!$D135),\"\")","v":""},{"$f":"IFERROR(IF(OR(N150=\"\",'Combined scenario - input'!$D135=\"\"),\"\",N150/'Combined scenario - input'!$D135),\"\")","v":""},{"$f":"IFERROR(IF(OR(O150=\"\",'Combined scenario - input'!$D135=\"\"),\"\",O150/'Combined scenario - input'!$D135),\"\")","v":""},{"$f":"IFERROR(IF(OR(P150=\"\",'Combined scenario - input'!$D135=\"\"),\"\",P150/'Combined scenario - input'!$D135),\"\")","v":""},{"$f":"IFERROR(IF(OR(Q150=\"\",'Combined scenario - input'!$D135=\"\"),\"\",Q150/'Combined scenario - input'!$D135),\"\")","v":""},{"$f":"IFERROR(IF(OR(R150=\"\",'Combined scenario - input'!$D135=\"\"),\"\",R150/'Combined scenario - input'!$D135),\"\")","v":""},{"$f":"IFERROR(IF(OR(S150=\"\",'Combined scenario - input'!$D135=\"\"),\"\",S150/'Combined scenario - input'!$D135),\"\")","v":""},{"$f":"IFERROR(IF(OR(T150=\"\",'Combined scenario - input'!$D135=\"\"),\"\",T150/'Combined scenario - input'!$D135),\"\")","v":""},{"$f":"IFERROR(IF(OR(U150=\"\",'Combined scenario - input'!$D135=\"\"),\"\",U150/'Combined scenario - input'!$D135),\"\")","v":""},{"$f":"IFERROR(IF(OR(V150=\"\",'Combined scenario - input'!$D135=\"\"),\"\",V150/'Combined scenario - input'!$D135),\"\")","v":""},{"$f":"IFERROR(IF(OR(W150=\"\",'Combined scenario - input'!$D135=\"\"),\"\",W150/'Combined scenario - input'!$D135),\"\")","v":""}]
[{"$f":"IFERROR('Combined scenario - input'!A136,\"\")","v":""},{"$f":"IFERROR('Combined scenario - input'!B136,\"\")","v":""},{"$f":"IFERROR('Combined scenario - input'!C136,\"\")","v":""},{"$f":"IFERROR(repcalc('Combined scenario - input'!$CV136:$GH136,'Combined scenario - input'!$G136,'Combined scenario - input'!$E136,'Combined scenario - input'!$F136,20,TRUE,TRUE),\"\")","v":""},"","","","","","","","","","","","","","","","","","","",{"$f":"IFERROR(IF(OR(D151=\"\",'Combined scenario - input'!$D136=\"\"),\"\",D151/'Combined scenario - input'!$D136),\"\")","v":""},{"$f":"IFERROR(IF(OR(E151=\"\",'Combined scenario - input'!$D136=\"\"),\"\",E151/'Combined scenario - input'!$D136),\"\")","v":""},{"$f":"IFERROR(IF(OR(F151=\"\",'Combined scenario - input'!$D136=\"\"),\"\",F151/'Combined scenario - input'!$D136),\"\")","v":""},{"$f":"IFERROR(IF(OR(G151=\"\",'Combined scenario - input'!$D136=\"\"),\"\",G151/'Combined scenario - input'!$D136),\"\")","v":""},{"$f":"IFERROR(IF(OR(H151=\"\",'Combined scenario - input'!$D136=\"\"),\"\",H151/'Combined scenario - input'!$D136),\"\")","v":""},{"$f":"IFERROR(IF(OR(I151=\"\",'Combined scenario - input'!$D136=\"\"),\"\",I151/'Combined scenario - input'!$D136),\"\")","v":""},{"$f":"IFERROR(IF(OR(J151=\"\",'Combined scenario - input'!$D136=\"\"),\"\",J151/'Combined scenario - input'!$D136),\"\")","v":""},{"$f":"IFERROR(IF(OR(K151=\"\",'Combined scenario - input'!$D136=\"\"),\"\",K151/'Combined scenario - input'!$D136),\"\")","v":""},{"$f":"IFERROR(IF(OR(L151=\"\",'Combined scenario - input'!$D136=\"\"),\"\",L151/'Combined scenario - input'!$D136),\"\")","v":""},{"$f":"IFERROR(IF(OR(M151=\"\",'Combined scenario - input'!$D136=\"\"),\"\",M151/'Combined scenario - input'!$D136),\"\")","v":""},{"$f":"IFERROR(IF(OR(N151=\"\",'Combined scenario - input'!$D136=\"\"),\"\",N151/'Combined scenario - input'!$D136),\"\")","v":""},{"$f":"IFERROR(IF(OR(O151=\"\",'Combined scenario - input'!$D136=\"\"),\"\",O151/'Combined scenario - input'!$D136),\"\")","v":""},{"$f":"IFERROR(IF(OR(P151=\"\",'Combined scenario - input'!$D136=\"\"),\"\",P151/'Combined scenario - input'!$D136),\"\")","v":""},{"$f":"IFERROR(IF(OR(Q151=\"\",'Combined scenario - input'!$D136=\"\"),\"\",Q151/'Combined scenario - input'!$D136),\"\")","v":""},{"$f":"IFERROR(IF(OR(R151=\"\",'Combined scenario - input'!$D136=\"\"),\"\",R151/'Combined scenario - input'!$D136),\"\")","v":""},{"$f":"IFERROR(IF(OR(S151=\"\",'Combined scenario - input'!$D136=\"\"),\"\",S151/'Combined scenario - input'!$D136),\"\")","v":""},{"$f":"IFERROR(IF(OR(T151=\"\",'Combined scenario - input'!$D136=\"\"),\"\",T151/'Combined scenario - input'!$D136),\"\")","v":""},{"$f":"IFERROR(IF(OR(U151=\"\",'Combined scenario - input'!$D136=\"\"),\"\",U151/'Combined scenario - input'!$D136),\"\")","v":""},{"$f":"IFERROR(IF(OR(V151=\"\",'Combined scenario - input'!$D136=\"\"),\"\",V151/'Combined scenario - input'!$D136),\"\")","v":""},{"$f":"IFERROR(IF(OR(W151=\"\",'Combined scenario - input'!$D136=\"\"),\"\",W151/'Combined scenario - input'!$D136),\"\")","v":""}]
[{"$f":"IFERROR('Combined scenario - input'!A137,\"\")","v":""},{"$f":"IFERROR('Combined scenario - input'!B137,\"\")","v":""},{"$f":"IFERROR('Combined scenario - input'!C137,\"\")","v":""},{"$f":"IFERROR(repcalc('Combined scenario - input'!$CV137:$GH137,'Combined scenario - input'!$G137,'Combined scenario - input'!$E137,'Combined scenario - input'!$F137,20,TRUE,TRUE),\"\")","v":""},"","","","","","","","","","","","","","","","","","","",{"$f":"IFERROR(IF(OR(D152=\"\",'Combined scenario - input'!$D137=\"\"),\"\",D152/'Combined scenario - input'!$D137),\"\")","v":""},{"$f":"IFERROR(IF(OR(E152=\"\",'Combined scenario - input'!$D137=\"\"),\"\",E152/'Combined scenario - input'!$D137),\"\")","v":""},{"$f":"IFERROR(IF(OR(F152=\"\",'Combined scenario - input'!$D137=\"\"),\"\",F152/'Combined scenario - input'!$D137),\"\")","v":""},{"$f":"IFERROR(IF(OR(G152=\"\",'Combined scenario - input'!$D137=\"\"),\"\",G152/'Combined scenario - input'!$D137),\"\")","v":""},{"$f":"IFERROR(IF(OR(H152=\"\",'Combined scenario - input'!$D137=\"\"),\"\",H152/'Combined scenario - input'!$D137),\"\")","v":""},{"$f":"IFERROR(IF(OR(I152=\"\",'Combined scenario - input'!$D137=\"\"),\"\",I152/'Combined scenario - input'!$D137),\"\")","v":""},{"$f":"IFERROR(IF(OR(J152=\"\",'Combined scenario - input'!$D137=\"\"),\"\",J152/'Combined scenario - input'!$D137),\"\")","v":""},{"$f":"IFERROR(IF(OR(K152=\"\",'Combined scenario - input'!$D137=\"\"),\"\",K152/'Combined scenario - input'!$D137),\"\")","v":""},{"$f":"IFERROR(IF(OR(L152=\"\",'Combined scenario - input'!$D137=\"\"),\"\",L152/'Combined scenario - input'!$D137),\"\")","v":""},{"$f":"IFERROR(IF(OR(M152=\"\",'Combined scenario - input'!$D137=\"\"),\"\",M152/'Combined scenario - input'!$D137),\"\")","v":""},{"$f":"IFERROR(IF(OR(N152=\"\",'Combined scenario - input'!$D137=\"\"),\"\",N152/'Combined scenario - input'!$D137),\"\")","v":""},{"$f":"IFERROR(IF(OR(O152=\"\",'Combined scenario - input'!$D137=\"\"),\"\",O152/'Combined scenario - input'!$D137),\"\")","v":""},{"$f":"IFERROR(IF(OR(P152=\"\",'Combined scenario - input'!$D137=\"\"),\"\",P152/'Combined scenario - input'!$D137),\"\")","v":""},{"$f":"IFERROR(IF(OR(Q152=\"\",'Combined scenario - input'!$D137=\"\"),\"\",Q152/'Combined scenario - input'!$D137),\"\")","v":""},{"$f":"IFERROR(IF(OR(R152=\"\",'Combined scenario - input'!$D137=\"\"),\"\",R152/'Combined scenario - input'!$D137),\"\")","v":""},{"$f":"IFERROR(IF(OR(S152=\"\",'Combined scenario - input'!$D137=\"\"),\"\",S152/'Combined scenario - input'!$D137),\"\")","v":""},{"$f":"IFERROR(IF(OR(T152=\"\",'Combined scenario - input'!$D137=\"\"),\"\",T152/'Combined scenario - input'!$D137),\"\")","v":""},{"$f":"IFERROR(IF(OR(U152=\"\",'Combined scenario - input'!$D137=\"\"),\"\",U152/'Combined scenario - input'!$D137),\"\")","v":""},{"$f":"IFERROR(IF(OR(V152=\"\",'Combined scenario - input'!$D137=\"\"),\"\",V152/'Combined scenario - input'!$D137),\"\")","v":""},{"$f":"IFERROR(IF(OR(W152=\"\",'Combined scenario - input'!$D137=\"\"),\"\",W152/'Combined scenario - input'!$D137),\"\")","v":""}]
[{"$f":"IFERROR('Combined scenario - input'!A138,\"\")","v":""},{"$f":"IFERROR('Combined scenario - input'!B138,\"\")","v":""},{"$f":"IFERROR('Combined scenario - input'!C138,\"\")","v":""},{"$f":"IFERROR(repcalc('Combined scenario - input'!$CV138:$GH138,'Combined scenario - input'!$G138,'Combined scenario - input'!$E138,'Combined scenario - input'!$F138,20,TRUE,TRUE),\"\")","v":""},"","","","","","","","","","","","","","","","","","","",{"$f":"IFERROR(IF(OR(D153=\"\",'Combined scenario - input'!$D138=\"\"),\"\",D153/'Combined scenario - input'!$D138),\"\")","v":""},{"$f":"IFERROR(IF(OR(E153=\"\",'Combined scenario - input'!$D138=\"\"),\"\",E153/'Combined scenario - input'!$D138),\"\")","v":""},{"$f":"IFERROR(IF(OR(F153=\"\",'Combined scenario - input'!$D138=\"\"),\"\",F153/'Combined scenario - input'!$D138),\"\")","v":""},{"$f":"IFERROR(IF(OR(G153=\"\",'Combined scenario - input'!$D138=\"\"),\"\",G153/'Combined scenario - input'!$D138),\"\")","v":""},{"$f":"IFERROR(IF(OR(H153=\"\",'Combined scenario - input'!$D138=\"\"),\"\",H153/'Combined scenario - input'!$D138),\"\")","v":""},{"$f":"IFERROR(IF(OR(I153=\"\",'Combined scenario - input'!$D138=\"\"),\"\",I153/'Combined scenario - input'!$D138),\"\")","v":""},{"$f":"IFERROR(IF(OR(J153=\"\",'Combined scenario - input'!$D138=\"\"),\"\",J153/'Combined scenario - input'!$D138),\"\")","v":""},{"$f":"IFERROR(IF(OR(K153=\"\",'Combined scenario - input'!$D138=\"\"),\"\",K153/'Combined scenario - input'!$D138),\"\")","v":""},{"$f":"IFERROR(IF(OR(L153=\"\",'Combined scenario - input'!$D138=\"\"),\"\",L153/'Combined scenario - input'!$D138),\"\")","v":""},{"$f":"IFERROR(IF(OR(M153=\"\",'Combined scenario - input'!$D138=\"\"),\"\",M153/'Combined scenario - input'!$D138),\"\")","v":""},{"$f":"IFERROR(IF(OR(N153=\"\",'Combined scenario - input'!$D138=\"\"),\"\",N153/'Combined scenario - input'!$D138),\"\")","v":""},{"$f":"IFERROR(IF(OR(O153=\"\",'Combined scenario - input'!$D138=\"\"),\"\",O153/'Combined scenario - input'!$D138),\"\")","v":""},{"$f":"IFERROR(IF(OR(P153=\"\",'Combined scenario - input'!$D138=\"\"),\"\",P153/'Combined scenario - input'!$D138),\"\")","v":""},{"$f":"IFERROR(IF(OR(Q153=\"\",'Combined scenario - input'!$D138=\"\"),\"\",Q153/'Combined scenario - input'!$D138),\"\")","v":""},{"$f":"IFERROR(IF(OR(R153=\"\",'Combined scenario - input'!$D138=\"\"),\"\",R153/'Combined scenario - input'!$D138),\"\")","v":""},{"$f":"IFERROR(IF(OR(S153=\"\",'Combined scenario - input'!$D138=\"\"),\"\",S153/'Combined scenario - input'!$D138),\"\")","v":""},{"$f":"IFERROR(IF(OR(T153=\"\",'Combined scenario - input'!$D138=\"\"),\"\",T153/'Combined scenario - input'!$D138),\"\")","v":""},{"$f":"IFERROR(IF(OR(U153=\"\",'Combined scenario - input'!$D138=\"\"),\"\",U153/'Combined scenario - input'!$D138),\"\")","v":""},{"$f":"IFERROR(IF(OR(V153=\"\",'Combined scenario - input'!$D138=\"\"),\"\",V153/'Combined scenario - input'!$D138),\"\")","v":""},{"$f":"IFERROR(IF(OR(W153=\"\",'Combined scenario - input'!$D138=\"\"),\"\",W153/'Combined scenario - input'!$D138),\"\")","v":""}]
[{"$f":"IFERROR('Combined scenario - input'!A139,\"\")","v":""},{"$f":"IFERROR('Combined scenario - input'!B139,\"\")","v":""},{"$f":"IFERROR('Combined scenario - input'!C139,\"\")","v":""},{"$f":"IFERROR(repcalc('Combined scenario - input'!$CV139:$GH139,'Combined scenario - input'!$G139,'Combined scenario - input'!$E139,'Combined scenario - input'!$F139,20,TRUE,TRUE),\"\")","v":""},"","","","","","","","","","","","","","","","","","","",{"$f":"IFERROR(IF(OR(D154=\"\",'Combined scenario - input'!$D139=\"\"),\"\",D154/'Combined scenario - input'!$D139),\"\")","v":""},{"$f":"IFERROR(IF(OR(E154=\"\",'Combined scenario - input'!$D139=\"\"),\"\",E154/'Combined scenario - input'!$D139),\"\")","v":""},{"$f":"IFERROR(IF(OR(F154=\"\",'Combined scenario - input'!$D139=\"\"),\"\",F154/'Combined scenario - input'!$D139),\"\")","v":""},{"$f":"IFERROR(IF(OR(G154=\"\",'Combined scenario - input'!$D139=\"\"),\"\",G154/'Combined scenario - input'!$D139),\"\")","v":""},{"$f":"IFERROR(IF(OR(H154=\"\",'Combined scenario - input'!$D139=\"\"),\"\",H154/'Combined scenario - input'!$D139),\"\")","v":""},{"$f":"IFERROR(IF(OR(I154=\"\",'Combined scenario - input'!$D139=\"\"),\"\",I154/'Combined scenario - input'!$D139),\"\")","v":""},{"$f":"IFERROR(IF(OR(J154=\"\",'Combined scenario - input'!$D139=\"\"),\"\",J154/'Combined scenario - input'!$D139),\"\")","v":""},{"$f":"IFERROR(IF(OR(K154=\"\",'Combined scenario - input'!$D139=\"\"),\"\",K154/'Combined scenario - input'!$D139),\"\")","v":""},{"$f":"IFERROR(IF(OR(L154=\"\",'Combined scenario - input'!$D139=\"\"),\"\",L154/'Combined scenario - input'!$D139),\"\")","v":""},{"$f":"IFERROR(IF(OR(M154=\"\",'Combined scenario - input'!$D139=\"\"),\"\",M154/'Combined scenario - input'!$D139),\"\")","v":""},{"$f":"IFERROR(IF(OR(N154=\"\",'Combined scenario - input'!$D139=\"\"),\"\",N154/'Combined scenario - input'!$D139),\"\")","v":""},{"$f":"IFERROR(IF(OR(O154=\"\",'Combined scenario - input'!$D139=\"\"),\"\",O154/'Combined scenario - input'!$D139),\"\")","v":""},{"$f":"IFERROR(IF(OR(P154=\"\",'Combined scenario - input'!$D139=\"\"),\"\",P154/'Combined scenario - input'!$D139),\"\")","v":""},{"$f":"IFERROR(IF(OR(Q154=\"\",'Combined scenario - input'!$D139=\"\"),\"\",Q154/'Combined scenario - input'!$D139),\"\")","v":""},{"$f":"IFERROR(IF(OR(R154=\"\",'Combined scenario - input'!$D139=\"\"),\"\",R154/'Combined scenario - input'!$D139),\"\")","v":""},{"$f":"IFERROR(IF(OR(S154=\"\",'Combined scenario - input'!$D139=\"\"),\"\",S154/'Combined scenario - input'!$D139),\"\")","v":""},{"$f":"IFERROR(IF(OR(T154=\"\",'Combined scenario - input'!$D139=\"\"),\"\",T154/'Combined scenario - input'!$D139),\"\")","v":""},{"$f":"IFERROR(IF(OR(U154=\"\",'Combined scenario - input'!$D139=\"\"),\"\",U154/'Combined scenario - input'!$D139),\"\")","v":""},{"$f":"IFERROR(IF(OR(V154=\"\",'Combined scenario - input'!$D139=\"\"),\"\",V154/'Combined scenario - input'!$D139),\"\")","v":""},{"$f":"IFERROR(IF(OR(W154=\"\",'Combined scenario - input'!$D139=\"\"),\"\",W154/'Combined scenario - input'!$D139),\"\")","v":""}]
[{"$f":"IFERROR('Combined scenario - input'!A140,\"\")","v":""},{"$f":"IFERROR('Combined scenario - input'!B140,\"\")","v":""},{"$f":"IFERROR('Combined scenario - input'!C140,\"\")","v":""},{"$f":"IFERROR(repcalc('Combined scenario - input'!$CV140:$GH140,'Combined scenario - input'!$G140,'Combined scenario - input'!$E140,'Combined scenario - input'!$F140,20,TRUE,TRUE),\"\")","v":""},"","","","","","","","","","","","","","","","","","","",{"$f":"IFERROR(IF(OR(D155=\"\",'Combined scenario - input'!$D140=\"\"),\"\",D155/'Combined scenario - input'!$D140),\"\")","v":""},{"$f":"IFERROR(IF(OR(E155=\"\",'Combined scenario - input'!$D140=\"\"),\"\",E155/'Combined scenario - input'!$D140),\"\")","v":""},{"$f":"IFERROR(IF(OR(F155=\"\",'Combined scenario - input'!$D140=\"\"),\"\",F155/'Combined scenario - input'!$D140),\"\")","v":""},{"$f":"IFERROR(IF(OR(G155=\"\",'Combined scenario - input'!$D140=\"\"),\"\",G155/'Combined scenario - input'!$D140),\"\")","v":""},{"$f":"IFERROR(IF(OR(H155=\"\",'Combined scenario - input'!$D140=\"\"),\"\",H155/'Combined scenario - input'!$D140),\"\")","v":""},{"$f":"IFERROR(IF(OR(I155=\"\",'Combined scenario - input'!$D140=\"\"),\"\",I155/'Combined scenario - input'!$D140),\"\")","v":""},{"$f":"IFERROR(IF(OR(J155=\"\",'Combined scenario - input'!$D140=\"\"),\"\",J155/'Combined scenario - input'!$D140),\"\")","v":""},{"$f":"IFERROR(IF(OR(K155=\"\",'Combined scenario - input'!$D140=\"\"),\"\",K155/'Combined scenario - input'!$D140),\"\")","v":""},{"$f":"IFERROR(IF(OR(L155=\"\",'Combined scenario - input'!$D140=\"\"),\"\",L155/'Combined scenario - input'!$D140),\"\")","v":""},{"$f":"IFERROR(IF(OR(M155=\"\",'Combined scenario - input'!$D140=\"\"),\"\",M155/'Combined scenario - input'!$D140),\"\")","v":""},{"$f":"IFERROR(IF(OR(N155=\"\",'Combined scenario - input'!$D140=\"\"),\"\",N155/'Combined scenario - input'!$D140),\"\")","v":""},{"$f":"IFERROR(IF(OR(O155=\"\",'Combined scenario - input'!$D140=\"\"),\"\",O155/'Combined scenario - input'!$D140),\"\")","v":""},{"$f":"IFERROR(IF(OR(P155=\"\",'Combined scenario - input'!$D140=\"\"),\"\",P155/'Combined scenario - input'!$D140),\"\")","v":""},{"$f":"IFERROR(IF(OR(Q155=\"\",'Combined scenario - input'!$D140=\"\"),\"\",Q155/'Combined scenario - input'!$D140),\"\")","v":""},{"$f":"IFERROR(IF(OR(R155=\"\",'Combined scenario - input'!$D140=\"\"),\"\",R155/'Combined scenario - input'!$D140),\"\")","v":""},{"$f":"IFERROR(IF(OR(S155=\"\",'Combined scenario - input'!$D140=\"\"),\"\",S155/'Combined scenario - input'!$D140),\"\")","v":""},{"$f":"IFERROR(IF(OR(T155=\"\",'Combined scenario - input'!$D140=\"\"),\"\",T155/'Combined scenario - input'!$D140),\"\")","v":""},{"$f":"IFERROR(IF(OR(U155=\"\",'Combined scenario - input'!$D140=\"\"),\"\",U155/'Combined scenario - input'!$D140),\"\")","v":""},{"$f":"IFERROR(IF(OR(V155=\"\",'Combined scenario - input'!$D140=\"\"),\"\",V155/'Combined scenario - input'!$D140),\"\")","v":""},{"$f":"IFERROR(IF(OR(W155=\"\",'Combined scenario - input'!$D140=\"\"),\"\",W155/'Combined scenario - input'!$D140),\"\")","v":""}]
[{"$f":"IFERROR('Combined scenario - input'!A141,\"\")","v":""},{"$f":"IFERROR('Combined scenario - input'!B141,\"\")","v":""},{"$f":"IFERROR('Combined scenario - input'!C141,\"\")","v":""},{"$f":"IFERROR(repcalc('Combined scenario - input'!$CV141:$GH141,'Combined scenario - input'!$G141,'Combined scenario - input'!$E141,'Combined scenario - input'!$F141,20,TRUE,TRUE),\"\")","v":""},"","","","","","","","","","","","","","","","","","","",{"$f":"IFERROR(IF(OR(D156=\"\",'Combined scenario - input'!$D141=\"\"),\"\",D156/'Combined scenario - input'!$D141),\"\")","v":""},{"$f":"IFERROR(IF(OR(E156=\"\",'Combined scenario - input'!$D141=\"\"),\"\",E156/'Combined scenario - input'!$D141),\"\")","v":""},{"$f":"IFERROR(IF(OR(F156=\"\",'Combined scenario - input'!$D141=\"\"),\"\",F156/'Combined scenario - input'!$D141),\"\")","v":""},{"$f":"IFERROR(IF(OR(G156=\"\",'Combined scenario - input'!$D141=\"\"),\"\",G156/'Combined scenario - input'!$D141),\"\")","v":""},{"$f":"IFERROR(IF(OR(H156=\"\",'Combined scenario - input'!$D141=\"\"),\"\",H156/'Combined scenario - input'!$D141),\"\")","v":""},{"$f":"IFERROR(IF(OR(I156=\"\",'Combined scenario - input'!$D141=\"\"),\"\",I156/'Combined scenario - input'!$D141),\"\")","v":""},{"$f":"IFERROR(IF(OR(J156=\"\",'Combined scenario - input'!$D141=\"\"),\"\",J156/'Combined scenario - input'!$D141),\"\")","v":""},{"$f":"IFERROR(IF(OR(K156=\"\",'Combined scenario - input'!$D141=\"\"),\"\",K156/'Combined scenario - input'!$D141),\"\")","v":""},{"$f":"IFERROR(IF(OR(L156=\"\",'Combined scenario - input'!$D141=\"\"),\"\",L156/'Combined scenario - input'!$D141),\"\")","v":""},{"$f":"IFERROR(IF(OR(M156=\"\",'Combined scenario - input'!$D141=\"\"),\"\",M156/'Combined scenario - input'!$D141),\"\")","v":""},{"$f":"IFERROR(IF(OR(N156=\"\",'Combined scenario - input'!$D141=\"\"),\"\",N156/'Combined scenario - input'!$D141),\"\")","v":""},{"$f":"IFERROR(IF(OR(O156=\"\",'Combined scenario - input'!$D141=\"\"),\"\",O156/'Combined scenario - input'!$D141),\"\")","v":""},{"$f":"IFERROR(IF(OR(P156=\"\",'Combined scenario - input'!$D141=\"\"),\"\",P156/'Combined scenario - input'!$D141),\"\")","v":""},{"$f":"IFERROR(IF(OR(Q156=\"\",'Combined scenario - input'!$D141=\"\"),\"\",Q156/'Combined scenario - input'!$D141),\"\")","v":""},{"$f":"IFERROR(IF(OR(R156=\"\",'Combined scenario - input'!$D141=\"\"),\"\",R156/'Combined scenario - input'!$D141),\"\")","v":""},{"$f":"IFERROR(IF(OR(S156=\"\",'Combined scenario - input'!$D141=\"\"),\"\",S156/'Combined scenario - input'!$D141),\"\")","v":""},{"$f":"IFERROR(IF(OR(T156=\"\",'Combined scenario - input'!$D141=\"\"),\"\",T156/'Combined scenario - input'!$D141),\"\")","v":""},{"$f":"IFERROR(IF(OR(U156=\"\",'Combined scenario - input'!$D141=\"\"),\"\",U156/'Combined scenario - input'!$D141),\"\")","v":""},{"$f":"IFERROR(IF(OR(V156=\"\",'Combined scenario - input'!$D141=\"\"),\"\",V156/'Combined scenario - input'!$D141),\"\")","v":""},{"$f":"IFERROR(IF(OR(W156=\"\",'Combined scenario - input'!$D141=\"\"),\"\",W156/'Combined scenario - input'!$D141),\"\")","v":""}]
[{"$f":"IFERROR('Combined scenario - input'!A142,\"\")","v":""},{"$f":"IFERROR('Combined scenario - input'!B142,\"\")","v":""},{"$f":"IFERROR('Combined scenario - input'!C142,\"\")","v":""},{"$f":"IFERROR(repcalc('Combined scenario - input'!$CV142:$GH142,'Combined scenario - input'!$G142,'Combined scenario - input'!$E142,'Combined scenario - input'!$F142,20,TRUE,TRUE),\"\")","v":""},"","","","","","","","","","","","","","","","","","","",{"$f":"IFERROR(IF(OR(D157=\"\",'Combined scenario - input'!$D142=\"\"),\"\",D157/'Combined scenario - input'!$D142),\"\")","v":""},{"$f":"IFERROR(IF(OR(E157=\"\",'Combined scenario - input'!$D142=\"\"),\"\",E157/'Combined scenario - input'!$D142),\"\")","v":""},{"$f":"IFERROR(IF(OR(F157=\"\",'Combined scenario - input'!$D142=\"\"),\"\",F157/'Combined scenario - input'!$D142),\"\")","v":""},{"$f":"IFERROR(IF(OR(G157=\"\",'Combined scenario - input'!$D142=\"\"),\"\",G157/'Combined scenario - input'!$D142),\"\")","v":""},{"$f":"IFERROR(IF(OR(H157=\"\",'Combined scenario - input'!$D142=\"\"),\"\",H157/'Combined scenario - input'!$D142),\"\")","v":""},{"$f":"IFERROR(IF(OR(I157=\"\",'Combined scenario - input'!$D142=\"\"),\"\",I157/'Combined scenario - input'!$D142),\"\")","v":""},{"$f":"IFERROR(IF(OR(J157=\"\",'Combined scenario - input'!$D142=\"\"),\"\",J157/'Combined scenario - input'!$D142),\"\")","v":""},{"$f":"IFERROR(IF(OR(K157=\"\",'Combined scenario - input'!$D142=\"\"),\"\",K157/'Combined scenario - input'!$D142),\"\")","v":""},{"$f":"IFERROR(IF(OR(L157=\"\",'Combined scenario - input'!$D142=\"\"),\"\",L157/'Combined scenario - input'!$D142),\"\")","v":""},{"$f":"IFERROR(IF(OR(M157=\"\",'Combined scenario - input'!$D142=\"\"),\"\",M157/'Combined scenario - input'!$D142),\"\")","v":""},{"$f":"IFERROR(IF(OR(N157=\"\",'Combined scenario - input'!$D142=\"\"),\"\",N157/'Combined scenario - input'!$D142),\"\")","v":""},{"$f":"IFERROR(IF(OR(O157=\"\",'Combined scenario - input'!$D142=\"\"),\"\",O157/'Combined scenario - input'!$D142),\"\")","v":""},{"$f":"IFERROR(IF(OR(P157=\"\",'Combined scenario - input'!$D142=\"\"),\"\",P157/'Combined scenario - input'!$D142),\"\")","v":""},{"$f":"IFERROR(IF(OR(Q157=\"\",'Combined scenario - input'!$D142=\"\"),\"\",Q157/'Combined scenario - input'!$D142),\"\")","v":""},{"$f":"IFERROR(IF(OR(R157=\"\",'Combined scenario - input'!$D142=\"\"),\"\",R157/'Combined scenario - input'!$D142),\"\")","v":""},{"$f":"IFERROR(IF(OR(S157=\"\",'Combined scenario - input'!$D142=\"\"),\"\",S157/'Combined scenario - input'!$D142),\"\")","v":""},{"$f":"IFERROR(IF(OR(T157=\"\",'Combined scenario - input'!$D142=\"\"),\"\",T157/'Combined scenario - input'!$D142),\"\")","v":""},{"$f":"IFERROR(IF(OR(U157=\"\",'Combined scenario - input'!$D142=\"\"),\"\",U157/'Combined scenario - input'!$D142),\"\")","v":""},{"$f":"IFERROR(IF(OR(V157=\"\",'Combined scenario - input'!$D142=\"\"),\"\",V157/'Combined scenario - input'!$D142),\"\")","v":""},{"$f":"IFERROR(IF(OR(W157=\"\",'Combined scenario - input'!$D142=\"\"),\"\",W157/'Combined scenario - input'!$D142),\"\")","v":""}]
[{"$f":"IFERROR('Combined scenario - input'!A143,\"\")","v":""},{"$f":"IFERROR('Combined scenario - input'!B143,\"\")","v":""},{"$f":"IFERROR('Combined scenario - input'!C143,\"\")","v":""},{"$f":"IFERROR(repcalc('Combined scenario - input'!$CV143:$GH143,'Combined scenario - input'!$G143,'Combined scenario - input'!$E143,'Combined scenario - input'!$F143,20,TRUE,TRUE),\"\")","v":""},"","","","","","","","","","","","","","","","","","","",{"$f":"IFERROR(IF(OR(D158=\"\",'Combined scenario - input'!$D143=\"\"),\"\",D158/'Combined scenario - input'!$D143),\"\")","v":""},{"$f":"IFERROR(IF(OR(E158=\"\",'Combined scenario - input'!$D143=\"\"),\"\",E158/'Combined scenario - input'!$D143),\"\")","v":""},{"$f":"IFERROR(IF(OR(F158=\"\",'Combined scenario - input'!$D143=\"\"),\"\",F158/'Combined scenario - input'!$D143),\"\")","v":""},{"$f":"IFERROR(IF(OR(G158=\"\",'Combined scenario - input'!$D143=\"\"),\"\",G158/'Combined scenario - input'!$D143),\"\")","v":""},{"$f":"IFERROR(IF(OR(H158=\"\",'Combined scenario - input'!$D143=\"\"),\"\",H158/'Combined scenario - input'!$D143),\"\")","v":""},{"$f":"IFERROR(IF(OR(I158=\"\",'Combined scenario - input'!$D143=\"\"),\"\",I158/'Combined scenario - input'!$D143),\"\")","v":""},{"$f":"IFERROR(IF(OR(J158=\"\",'Combined scenario - input'!$D143=\"\"),\"\",J158/'Combined scenario - input'!$D143),\"\")","v":""},{"$f":"IFERROR(IF(OR(K158=\"\",'Combined scenario - input'!$D143=\"\"),\"\",K158/'Combined scenario - input'!$D143),\"\")","v":""},{"$f":"IFERROR(IF(OR(L158=\"\",'Combined scenario - input'!$D143=\"\"),\"\",L158/'Combined scenario - input'!$D143),\"\")","v":""},{"$f":"IFERROR(IF(OR(M158=\"\",'Combined scenario - input'!$D143=\"\"),\"\",M158/'Combined scenario - input'!$D143),\"\")","v":""},{"$f":"IFERROR(IF(OR(N158=\"\",'Combined scenario - input'!$D143=\"\"),\"\",N158/'Combined scenario - input'!$D143),\"\")","v":""},{"$f":"IFERROR(IF(OR(O158=\"\",'Combined scenario - input'!$D143=\"\"),\"\",O158/'Combined scenario - input'!$D143),\"\")","v":""},{"$f":"IFERROR(IF(OR(P158=\"\",'Combined scenario - input'!$D143=\"\"),\"\",P158/'Combined scenario - input'!$D143),\"\")","v":""},{"$f":"IFERROR(IF(OR(Q158=\"\",'Combined scenario - input'!$D143=\"\"),\"\",Q158/'Combined scenario - input'!$D143),\"\")","v":""},{"$f":"IFERROR(IF(OR(R158=\"\",'Combined scenario - input'!$D143=\"\"),\"\",R158/'Combined scenario - input'!$D143),\"\")","v":""},{"$f":"IFERROR(IF(OR(S158=\"\",'Combined scenario - input'!$D143=\"\"),\"\",S158/'Combined scenario - input'!$D143),\"\")","v":""},{"$f":"IFERROR(IF(OR(T158=\"\",'Combined scenario - input'!$D143=\"\"),\"\",T158/'Combined scenario - input'!$D143),\"\")","v":""},{"$f":"IFERROR(IF(OR(U158=\"\",'Combined scenario - input'!$D143=\"\"),\"\",U158/'Combined scenario - input'!$D143),\"\")","v":""},{"$f":"IFERROR(IF(OR(V158=\"\",'Combined scenario - input'!$D143=\"\"),\"\",V158/'Combined scenario - input'!$D143),\"\")","v":""},{"$f":"IFERROR(IF(OR(W158=\"\",'Combined scenario - input'!$D143=\"\"),\"\",W158/'Combined scenario - input'!$D143),\"\")","v":""}]
[{"$f":"IFERROR('Combined scenario - input'!A144,\"\")","v":""},{"$f":"IFERROR('Combined scenario - input'!B144,\"\")","v":""},{"$f":"IFERROR('Combined scenario - input'!C144,\"\")","v":""},{"$f":"IFERROR(repcalc('Combined scenario - input'!$CV144:$GH144,'Combined scenario - input'!$G144,'Combined scenario - input'!$E144,'Combined scenario - input'!$F144,20,TRUE,TRUE),\"\")","v":""},"","","","","","","","","","","","","","","","","","","",{"$f":"IFERROR(IF(OR(D159=\"\",'Combined scenario - input'!$D144=\"\"),\"\",D159/'Combined scenario - input'!$D144),\"\")","v":""},{"$f":"IFERROR(IF(OR(E159=\"\",'Combined scenario - input'!$D144=\"\"),\"\",E159/'Combined scenario - input'!$D144),\"\")","v":""},{"$f":"IFERROR(IF(OR(F159=\"\",'Combined scenario - input'!$D144=\"\"),\"\",F159/'Combined scenario - input'!$D144),\"\")","v":""},{"$f":"IFERROR(IF(OR(G159=\"\",'Combined scenario - input'!$D144=\"\"),\"\",G159/'Combined scenario - input'!$D144),\"\")","v":""},{"$f":"IFERROR(IF(OR(H159=\"\",'Combined scenario - input'!$D144=\"\"),\"\",H159/'Combined scenario - input'!$D144),\"\")","v":""},{"$f":"IFERROR(IF(OR(I159=\"\",'Combined scenario - input'!$D144=\"\"),\"\",I159/'Combined scenario - input'!$D144),\"\")","v":""},{"$f":"IFERROR(IF(OR(J159=\"\",'Combined scenario - input'!$D144=\"\"),\"\",J159/'Combined scenario - input'!$D144),\"\")","v":""},{"$f":"IFERROR(IF(OR(K159=\"\",'Combined scenario - input'!$D144=\"\"),\"\",K159/'Combined scenario - input'!$D144),\"\")","v":""},{"$f":"IFERROR(IF(OR(L159=\"\",'Combined scenario - input'!$D144=\"\"),\"\",L159/'Combined scenario - input'!$D144),\"\")","v":""},{"$f":"IFERROR(IF(OR(M159=\"\",'Combined scenario - input'!$D144=\"\"),\"\",M159/'Combined scenario - input'!$D144),\"\")","v":""},{"$f":"IFERROR(IF(OR(N159=\"\",'Combined scenario - input'!$D144=\"\"),\"\",N159/'Combined scenario - input'!$D144),\"\")","v":""},{"$f":"IFERROR(IF(OR(O159=\"\",'Combined scenario - input'!$D144=\"\"),\"\",O159/'Combined scenario - input'!$D144),\"\")","v":""},{"$f":"IFERROR(IF(OR(P159=\"\",'Combined scenario - input'!$D144=\"\"),\"\",P159/'Combined scenario - input'!$D144),\"\")","v":""},{"$f":"IFERROR(IF(OR(Q159=\"\",'Combined scenario - input'!$D144=\"\"),\"\",Q159/'Combined scenario - input'!$D144),\"\")","v":""},{"$f":"IFERROR(IF(OR(R159=\"\",'Combined scenario - input'!$D144=\"\"),\"\",R159/'Combined scenario - input'!$D144),\"\")","v":""},{"$f":"IFERROR(IF(OR(S159=\"\",'Combined scenario - input'!$D144=\"\"),\"\",S159/'Combined scenario - input'!$D144),\"\")","v":""},{"$f":"IFERROR(IF(OR(T159=\"\",'Combined scenario - input'!$D144=\"\"),\"\",T159/'Combined scenario - input'!$D144),\"\")","v":""},{"$f":"IFERROR(IF(OR(U159=\"\",'Combined scenario - input'!$D144=\"\"),\"\",U159/'Combined scenario - input'!$D144),\"\")","v":""},{"$f":"IFERROR(IF(OR(V159=\"\",'Combined scenario - input'!$D144=\"\"),\"\",V159/'Combined scenario - input'!$D144),\"\")","v":""},{"$f":"IFERROR(IF(OR(W159=\"\",'Combined scenario - input'!$D144=\"\"),\"\",W159/'Combined scenario - input'!$D144),\"\")","v":""}]
[{"$f":"IFERROR('Combined scenario - input'!A145,\"\")","v":""},{"$f":"IFERROR('Combined scenario - input'!B145,\"\")","v":""},{"$f":"IFERROR('Combined scenario - input'!C145,\"\")","v":""},{"$f":"IFERROR(repcalc('Combined scenario - input'!$CV145:$GH145,'Combined scenario - input'!$G145,'Combined scenario - input'!$E145,'Combined scenario - input'!$F145,20,TRUE,TRUE),\"\")","v":""},"","","","","","","","","","","","","","","","","","","",{"$f":"IFERROR(IF(OR(D160=\"\",'Combined scenario - input'!$D145=\"\"),\"\",D160/'Combined scenario - input'!$D145),\"\")","v":""},{"$f":"IFERROR(IF(OR(E160=\"\",'Combined scenario - input'!$D145=\"\"),\"\",E160/'Combined scenario - input'!$D145),\"\")","v":""},{"$f":"IFERROR(IF(OR(F160=\"\",'Combined scenario - input'!$D145=\"\"),\"\",F160/'Combined scenario - input'!$D145),\"\")","v":""},{"$f":"IFERROR(IF(OR(G160=\"\",'Combined scenario - input'!$D145=\"\"),\"\",G160/'Combined scenario - input'!$D145),\"\")","v":""},{"$f":"IFERROR(IF(OR(H160=\"\",'Combined scenario - input'!$D145=\"\"),\"\",H160/'Combined scenario - input'!$D145),\"\")","v":""},{"$f":"IFERROR(IF(OR(I160=\"\",'Combined scenario - input'!$D145=\"\"),\"\",I160/'Combined scenario - input'!$D145),\"\")","v":""},{"$f":"IFERROR(IF(OR(J160=\"\",'Combined scenario - input'!$D145=\"\"),\"\",J160/'Combined scenario - input'!$D145),\"\")","v":""},{"$f":"IFERROR(IF(OR(K160=\"\",'Combined scenario - input'!$D145=\"\"),\"\",K160/'Combined scenario - input'!$D145),\"\")","v":""},{"$f":"IFERROR(IF(OR(L160=\"\",'Combined scenario - input'!$D145=\"\"),\"\",L160/'Combined scenario - input'!$D145),\"\")","v":""},{"$f":"IFERROR(IF(OR(M160=\"\",'Combined scenario - input'!$D145=\"\"),\"\",M160/'Combined scenario - input'!$D145),\"\")","v":""},{"$f":"IFERROR(IF(OR(N160=\"\",'Combined scenario - input'!$D145=\"\"),\"\",N160/'Combined scenario - input'!$D145),\"\")","v":""},{"$f":"IFERROR(IF(OR(O160=\"\",'Combined scenario - input'!$D145=\"\"),\"\",O160/'Combined scenario - input'!$D145),\"\")","v":""},{"$f":"IFERROR(IF(OR(P160=\"\",'Combined scenario - input'!$D145=\"\"),\"\",P160/'Combined scenario - input'!$D145),\"\")","v":""},{"$f":"IFERROR(IF(OR(Q160=\"\",'Combined scenario - input'!$D145=\"\"),\"\",Q160/'Combined scenario - input'!$D145),\"\")","v":""},{"$f":"IFERROR(IF(OR(R160=\"\",'Combined scenario - input'!$D145=\"\"),\"\",R160/'Combined scenario - input'!$D145),\"\")","v":""},{"$f":"IFERROR(IF(OR(S160=\"\",'Combined scenario - input'!$D145=\"\"),\"\",S160/'Combined scenario - input'!$D145),\"\")","v":""},{"$f":"IFERROR(IF(OR(T160=\"\",'Combined scenario - input'!$D145=\"\"),\"\",T160/'Combined scenario - input'!$D145),\"\")","v":""},{"$f":"IFERROR(IF(OR(U160=\"\",'Combined scenario - input'!$D145=\"\"),\"\",U160/'Combined scenario - input'!$D145),\"\")","v":""},{"$f":"IFERROR(IF(OR(V160=\"\",'Combined scenario - input'!$D145=\"\"),\"\",V160/'Combined scenario - input'!$D145),\"\")","v":""},{"$f":"IFERROR(IF(OR(W160=\"\",'Combined scenario - input'!$D145=\"\"),\"\",W160/'Combined scenario - input'!$D145),\"\")","v":""}]
[{"$f":"IFERROR('Combined scenario - input'!A146,\"\")","v":""},{"$f":"IFERROR('Combined scenario - input'!B146,\"\")","v":""},{"$f":"IFERROR('Combined scenario - input'!C146,\"\")","v":""},{"$f":"IFERROR(repcalc('Combined scenario - input'!$CV146:$GH146,'Combined scenario - input'!$G146,'Combined scenario - input'!$E146,'Combined scenario - input'!$F146,20,TRUE,TRUE),\"\")","v":""},"","","","","","","","","","","","","","","","","","","",{"$f":"IFERROR(IF(OR(D161=\"\",'Combined scenario - input'!$D146=\"\"),\"\",D161/'Combined scenario - input'!$D146),\"\")","v":""},{"$f":"IFERROR(IF(OR(E161=\"\",'Combined scenario - input'!$D146=\"\"),\"\",E161/'Combined scenario - input'!$D146),\"\")","v":""},{"$f":"IFERROR(IF(OR(F161=\"\",'Combined scenario - input'!$D146=\"\"),\"\",F161/'Combined scenario - input'!$D146),\"\")","v":""},{"$f":"IFERROR(IF(OR(G161=\"\",'Combined scenario - input'!$D146=\"\"),\"\",G161/'Combined scenario - input'!$D146),\"\")","v":""},{"$f":"IFERROR(IF(OR(H161=\"\",'Combined scenario - input'!$D146=\"\"),\"\",H161/'Combined scenario - input'!$D146),\"\")","v":""},{"$f":"IFERROR(IF(OR(I161=\"\",'Combined scenario - input'!$D146=\"\"),\"\",I161/'Combined scenario - input'!$D146),\"\")","v":""},{"$f":"IFERROR(IF(OR(J161=\"\",'Combined scenario - input'!$D146=\"\"),\"\",J161/'Combined scenario - input'!$D146),\"\")","v":""},{"$f":"IFERROR(IF(OR(K161=\"\",'Combined scenario - input'!$D146=\"\"),\"\",K161/'Combined scenario - input'!$D146),\"\")","v":""},{"$f":"IFERROR(IF(OR(L161=\"\",'Combined scenario - input'!$D146=\"\"),\"\",L161/'Combined scenario - input'!$D146),\"\")","v":""},{"$f":"IFERROR(IF(OR(M161=\"\",'Combined scenario - input'!$D146=\"\"),\"\",M161/'Combined scenario - input'!$D146),\"\")","v":""},{"$f":"IFERROR(IF(OR(N161=\"\",'Combined scenario - input'!$D146=\"\"),\"\",N161/'Combined scenario - input'!$D146),\"\")","v":""},{"$f":"IFERROR(IF(OR(O161=\"\",'Combined scenario - input'!$D146=\"\"),\"\",O161/'Combined scenario - input'!$D146),\"\")","v":""},{"$f":"IFERROR(IF(OR(P161=\"\",'Combined scenario - input'!$D146=\"\"),\"\",P161/'Combined scenario - input'!$D146),\"\")","v":""},{"$f":"IFERROR(IF(OR(Q161=\"\",'Combined scenario - input'!$D146=\"\"),\"\",Q161/'Combined scenario - input'!$D146),\"\")","v":""},{"$f":"IFERROR(IF(OR(R161=\"\",'Combined scenario - input'!$D146=\"\"),\"\",R161/'Combined scenario - input'!$D146),\"\")","v":""},{"$f":"IFERROR(IF(OR(S161=\"\",'Combined scenario - input'!$D146=\"\"),\"\",S161/'Combined scenario - input'!$D146),\"\")","v":""},{"$f":"IFERROR(IF(OR(T161=\"\",'Combined scenario - input'!$D146=\"\"),\"\",T161/'Combined scenario - input'!$D146),\"\")","v":""},{"$f":"IFERROR(IF(OR(U161=\"\",'Combined scenario - input'!$D146=\"\"),\"\",U161/'Combined scenario - input'!$D146),\"\")","v":""},{"$f":"IFERROR(IF(OR(V161=\"\",'Combined scenario - input'!$D146=\"\"),\"\",V161/'Combined scenario - input'!$D146),\"\")","v":""},{"$f":"IFERROR(IF(OR(W161=\"\",'Combined scenario - input'!$D146=\"\"),\"\",W161/'Combined scenario - input'!$D146),\"\")","v":""}]
[{"$f":"IFERROR('Combined scenario - input'!A147,\"\")","v":""},{"$f":"IFERROR('Combined scenario - input'!B147,\"\")","v":""},{"$f":"IFERROR('Combined scenario - input'!C147,\"\")","v":""},{"$f":"IFERROR(repcalc('Combined scenario - input'!$CV147:$GH147,'Combined scenario - input'!$G147,'Combined scenario - input'!$E147,'Combined scenario - input'!$F147,20,TRUE,TRUE),\"\")","v":""},"","","","","","","","","","","","","","","","","","","",{"$f":"IFERROR(IF(OR(D162=\"\",'Combined scenario - input'!$D147=\"\"),\"\",D162/'Combined scenario - input'!$D147),\"\")","v":""},{"$f":"IFERROR(IF(OR(E162=\"\",'Combined scenario - input'!$D147=\"\"),\"\",E162/'Combined scenario - input'!$D147),\"\")","v":""},{"$f":"IFERROR(IF(OR(F162=\"\",'Combined scenario - input'!$D147=\"\"),\"\",F162/'Combined scenario - input'!$D147),\"\")","v":""},{"$f":"IFERROR(IF(OR(G162=\"\",'Combined scenario - input'!$D147=\"\"),\"\",G162/'Combined scenario - input'!$D147),\"\")","v":""},{"$f":"IFERROR(IF(OR(H162=\"\",'Combined scenario - input'!$D147=\"\"),\"\",H162/'Combined scenario - input'!$D147),\"\")","v":""},{"$f":"IFERROR(IF(OR(I162=\"\",'Combined scenario - input'!$D147=\"\"),\"\",I162/'Combined scenario - input'!$D147),\"\")","v":""},{"$f":"IFERROR(IF(OR(J162=\"\",'Combined scenario - input'!$D147=\"\"),\"\",J162/'Combined scenario - input'!$D147),\"\")","v":""},{"$f":"IFERROR(IF(OR(K162=\"\",'Combined scenario - input'!$D147=\"\"),\"\",K162/'Combined scenario - input'!$D147),\"\")","v":""},{"$f":"IFERROR(IF(OR(L162=\"\",'Combined scenario - input'!$D147=\"\"),\"\",L162/'Combined scenario - input'!$D147),\"\")","v":""},{"$f":"IFERROR(IF(OR(M162=\"\",'Combined scenario - input'!$D147=\"\"),\"\",M162/'Combined scenario - input'!$D147),\"\")","v":""},{"$f":"IFERROR(IF(OR(N162=\"\",'Combined scenario - input'!$D147=\"\"),\"\",N162/'Combined scenario - input'!$D147),\"\")","v":""},{"$f":"IFERROR(IF(OR(O162=\"\",'Combined scenario - input'!$D147=\"\"),\"\",O162/'Combined scenario - input'!$D147),\"\")","v":""},{"$f":"IFERROR(IF(OR(P162=\"\",'Combined scenario - input'!$D147=\"\"),\"\",P162/'Combined scenario - input'!$D147),\"\")","v":""},{"$f":"IFERROR(IF(OR(Q162=\"\",'Combined scenario - input'!$D147=\"\"),\"\",Q162/'Combined scenario - input'!$D147),\"\")","v":""},{"$f":"IFERROR(IF(OR(R162=\"\",'Combined scenario - input'!$D147=\"\"),\"\",R162/'Combined scenario - input'!$D147),\"\")","v":""},{"$f":"IFERROR(IF(OR(S162=\"\",'Combined scenario - input'!$D147=\"\"),\"\",S162/'Combined scenario - input'!$D147),\"\")","v":""},{"$f":"IFERROR(IF(OR(T162=\"\",'Combined scenario - input'!$D147=\"\"),\"\",T162/'Combined scenario - input'!$D147),\"\")","v":""},{"$f":"IFERROR(IF(OR(U162=\"\",'Combined scenario - input'!$D147=\"\"),\"\",U162/'Combined scenario - input'!$D147),\"\")","v":""},{"$f":"IFERROR(IF(OR(V162=\"\",'Combined scenario - input'!$D147=\"\"),\"\",V162/'Combined scenario - input'!$D147),\"\")","v":""},{"$f":"IFERROR(IF(OR(W162=\"\",'Combined scenario - input'!$D147=\"\"),\"\",W162/'Combined scenario - input'!$D147),\"\")","v":""}]
[{"$f":"IFERROR('Combined scenario - input'!A148,\"\")","v":""},{"$f":"IFERROR('Combined scenario - input'!B148,\"\")","v":""},{"$f":"IFERROR('Combined scenario - input'!C148,\"\")","v":""},{"$f":"IFERROR(repcalc('Combined scenario - input'!$CV148:$GH148,'Combined scenario - input'!$G148,'Combined scenario - input'!$E148,'Combined scenario - input'!$F148,20,TRUE,TRUE),\"\")","v":""},"","","","","","","","","","","","","","","","","","","",{"$f":"IFERROR(IF(OR(D163=\"\",'Combined scenario - input'!$D148=\"\"),\"\",D163/'Combined scenario - input'!$D148),\"\")","v":""},{"$f":"IFERROR(IF(OR(E163=\"\",'Combined scenario - input'!$D148=\"\"),\"\",E163/'Combined scenario - input'!$D148),\"\")","v":""},{"$f":"IFERROR(IF(OR(F163=\"\",'Combined scenario - input'!$D148=\"\"),\"\",F163/'Combined scenario - input'!$D148),\"\")","v":""},{"$f":"IFERROR(IF(OR(G163=\"\",'Combined scenario - input'!$D148=\"\"),\"\",G163/'Combined scenario - input'!$D148),\"\")","v":""},{"$f":"IFERROR(IF(OR(H163=\"\",'Combined scenario - input'!$D148=\"\"),\"\",H163/'Combined scenario - input'!$D148),\"\")","v":""},{"$f":"IFERROR(IF(OR(I163=\"\",'Combined scenario - input'!$D148=\"\"),\"\",I163/'Combined scenario - input'!$D148),\"\")","v":""},{"$f":"IFERROR(IF(OR(J163=\"\",'Combined scenario - input'!$D148=\"\"),\"\",J163/'Combined scenario - input'!$D148),\"\")","v":""},{"$f":"IFERROR(IF(OR(K163=\"\",'Combined scenario - input'!$D148=\"\"),\"\",K163/'Combined scenario - input'!$D148),\"\")","v":""},{"$f":"IFERROR(IF(OR(L163=\"\",'Combined scenario - input'!$D148=\"\"),\"\",L163/'Combined scenario - input'!$D148),\"\")","v":""},{"$f":"IFERROR(IF(OR(M163=\"\",'Combined scenario - input'!$D148=\"\"),\"\",M163/'Combined scenario - input'!$D148),\"\")","v":""},{"$f":"IFERROR(IF(OR(N163=\"\",'Combined scenario - input'!$D148=\"\"),\"\",N163/'Combined scenario - input'!$D148),\"\")","v":""},{"$f":"IFERROR(IF(OR(O163=\"\",'Combined scenario - input'!$D148=\"\"),\"\",O163/'Combined scenario - input'!$D148),\"\")","v":""},{"$f":"IFERROR(IF(OR(P163=\"\",'Combined scenario - input'!$D148=\"\"),\"\",P163/'Combined scenario - input'!$D148),\"\")","v":""},{"$f":"IFERROR(IF(OR(Q163=\"\",'Combined scenario - input'!$D148=\"\"),\"\",Q163/'Combined scenario - input'!$D148),\"\")","v":""},{"$f":"IFERROR(IF(OR(R163=\"\",'Combined scenario - input'!$D148=\"\"),\"\",R163/'Combined scenario - input'!$D148),\"\")","v":""},{"$f":"IFERROR(IF(OR(S163=\"\",'Combined scenario - input'!$D148=\"\"),\"\",S163/'Combined scenario - input'!$D148),\"\")","v":""},{"$f":"IFERROR(IF(OR(T163=\"\",'Combined scenario - input'!$D148=\"\"),\"\",T163/'Combined scenario - input'!$D148),\"\")","v":""},{"$f":"IFERROR(IF(OR(U163=\"\",'Combined scenario - input'!$D148=\"\"),\"\",U163/'Combined scenario - input'!$D148),\"\")","v":""},{"$f":"IFERROR(IF(OR(V163=\"\",'Combined scenario - input'!$D148=\"\"),\"\",V163/'Combined scenario - input'!$D148),\"\")","v":""},{"$f":"IFERROR(IF(OR(W163=\"\",'Combined scenario - input'!$D148=\"\"),\"\",W163/'Combined scenario - input'!$D148),\"\")","v":""}]
[{"$f":"IFERROR('Combined scenario - input'!A149,\"\")","v":""},{"$f":"IFERROR('Combined scenario - input'!B149,\"\")","v":""},{"$f":"IFERROR('Combined scenario - input'!C149,\"\")","v":""},{"$f":"IFERROR(repcalc('Combined scenario - input'!$CV149:$GH149,'Combined scenario - input'!$G149,'Combined scenario - input'!$E149,'Combined scenario - input'!$F149,20,TRUE,TRUE),\"\")","v":""},"","","","","","","","","","","","","","","","","","","",{"$f":"IFERROR(IF(OR(D164=\"\",'Combined scenario - input'!$D149=\"\"),\"\",D164/'Combined scenario - input'!$D149),\"\")","v":""},{"$f":"IFERROR(IF(OR(E164=\"\",'Combined scenario - input'!$D149=\"\"),\"\",E164/'Combined scenario - input'!$D149),\"\")","v":""},{"$f":"IFERROR(IF(OR(F164=\"\",'Combined scenario - input'!$D149=\"\"),\"\",F164/'Combined scenario - input'!$D149),\"\")","v":""},{"$f":"IFERROR(IF(OR(G164=\"\",'Combined scenario - input'!$D149=\"\"),\"\",G164/'Combined scenario - input'!$D149),\"\")","v":""},{"$f":"IFERROR(IF(OR(H164=\"\",'Combined scenario - input'!$D149=\"\"),\"\",H164/'Combined scenario - input'!$D149),\"\")","v":""},{"$f":"IFERROR(IF(OR(I164=\"\",'Combined scenario - input'!$D149=\"\"),\"\",I164/'Combined scenario - input'!$D149),\"\")","v":""},{"$f":"IFERROR(IF(OR(J164=\"\",'Combined scenario - input'!$D149=\"\"),\"\",J164/'Combined scenario - input'!$D149),\"\")","v":""},{"$f":"IFERROR(IF(OR(K164=\"\",'Combined scenario - input'!$D149=\"\"),\"\",K164/'Combined scenario - input'!$D149),\"\")","v":""},{"$f":"IFERROR(IF(OR(L164=\"\",'Combined scenario - input'!$D149=\"\"),\"\",L164/'Combined scenario - input'!$D149),\"\")","v":""},{"$f":"IFERROR(IF(OR(M164=\"\",'Combined scenario - input'!$D149=\"\"),\"\",M164/'Combined scenario - input'!$D149),\"\")","v":""},{"$f":"IFERROR(IF(OR(N164=\"\",'Combined scenario - input'!$D149=\"\"),\"\",N164/'Combined scenario - input'!$D149),\"\")","v":""},{"$f":"IFERROR(IF(OR(O164=\"\",'Combined scenario - input'!$D149=\"\"),\"\",O164/'Combined scenario - input'!$D149),\"\")","v":""},{"$f":"IFERROR(IF(OR(P164=\"\",'Combined scenario - input'!$D149=\"\"),\"\",P164/'Combined scenario - input'!$D149),\"\")","v":""},{"$f":"IFERROR(IF(OR(Q164=\"\",'Combined scenario - input'!$D149=\"\"),\"\",Q164/'Combined scenario - input'!$D149),\"\")","v":""},{"$f":"IFERROR(IF(OR(R164=\"\",'Combined scenario - input'!$D149=\"\"),\"\",R164/'Combined scenario - input'!$D149),\"\")","v":""},{"$f":"IFERROR(IF(OR(S164=\"\",'Combined scenario - input'!$D149=\"\"),\"\",S164/'Combined scenario - input'!$D149),\"\")","v":""},{"$f":"IFERROR(IF(OR(T164=\"\",'Combined scenario - input'!$D149=\"\"),\"\",T164/'Combined scenario - input'!$D149),\"\")","v":""},{"$f":"IFERROR(IF(OR(U164=\"\",'Combined scenario - input'!$D149=\"\"),\"\",U164/'Combined scenario - input'!$D149),\"\")","v":""},{"$f":"IFERROR(IF(OR(V164=\"\",'Combined scenario - input'!$D149=\"\"),\"\",V164/'Combined scenario - input'!$D149),\"\")","v":""},{"$f":"IFERROR(IF(OR(W164=\"\",'Combined scenario - input'!$D149=\"\"),\"\",W164/'Combined scenario - input'!$D149),\"\")","v":""}]
[{"$f":"IFERROR('Combined scenario - input'!A150,\"\")","v":""},{"$f":"IFERROR('Combined scenario - input'!B150,\"\")","v":""},{"$f":"IFERROR('Combined scenario - input'!C150,\"\")","v":""},{"$f":"IFERROR(repcalc('Combined scenario - input'!$CV150:$GH150,'Combined scenario - input'!$G150,'Combined scenario - input'!$E150,'Combined scenario - input'!$F150,20,TRUE,TRUE),\"\")","v":""},"","","","","","","","","","","","","","","","","","","",{"$f":"IFERROR(IF(OR(D165=\"\",'Combined scenario - input'!$D150=\"\"),\"\",D165/'Combined scenario - input'!$D150),\"\")","v":""},{"$f":"IFERROR(IF(OR(E165=\"\",'Combined scenario - input'!$D150=\"\"),\"\",E165/'Combined scenario - input'!$D150),\"\")","v":""},{"$f":"IFERROR(IF(OR(F165=\"\",'Combined scenario - input'!$D150=\"\"),\"\",F165/'Combined scenario - input'!$D150),\"\")","v":""},{"$f":"IFERROR(IF(OR(G165=\"\",'Combined scenario - input'!$D150=\"\"),\"\",G165/'Combined scenario - input'!$D150),\"\")","v":""},{"$f":"IFERROR(IF(OR(H165=\"\",'Combined scenario - input'!$D150=\"\"),\"\",H165/'Combined scenario - input'!$D150),\"\")","v":""},{"$f":"IFERROR(IF(OR(I165=\"\",'Combined scenario - input'!$D150=\"\"),\"\",I165/'Combined scenario - input'!$D150),\"\")","v":""},{"$f":"IFERROR(IF(OR(J165=\"\",'Combined scenario - input'!$D150=\"\"),\"\",J165/'Combined scenario - input'!$D150),\"\")","v":""},{"$f":"IFERROR(IF(OR(K165=\"\",'Combined scenario - input'!$D150=\"\"),\"\",K165/'Combined scenario - input'!$D150),\"\")","v":""},{"$f":"IFERROR(IF(OR(L165=\"\",'Combined scenario - input'!$D150=\"\"),\"\",L165/'Combined scenario - input'!$D150),\"\")","v":""},{"$f":"IFERROR(IF(OR(M165=\"\",'Combined scenario - input'!$D150=\"\"),\"\",M165/'Combined scenario - input'!$D150),\"\")","v":""},{"$f":"IFERROR(IF(OR(N165=\"\",'Combined scenario - input'!$D150=\"\"),\"\",N165/'Combined scenario - input'!$D150),\"\")","v":""},{"$f":"IFERROR(IF(OR(O165=\"\",'Combined scenario - input'!$D150=\"\"),\"\",O165/'Combined scenario - input'!$D150),\"\")","v":""},{"$f":"IFERROR(IF(OR(P165=\"\",'Combined scenario - input'!$D150=\"\"),\"\",P165/'Combined scenario - input'!$D150),\"\")","v":""},{"$f":"IFERROR(IF(OR(Q165=\"\",'Combined scenario - input'!$D150=\"\"),\"\",Q165/'Combined scenario - input'!$D150),\"\")","v":""},{"$f":"IFERROR(IF(OR(R165=\"\",'Combined scenario - input'!$D150=\"\"),\"\",R165/'Combined scenario - input'!$D150),\"\")","v":""},{"$f":"IFERROR(IF(OR(S165=\"\",'Combined scenario - input'!$D150=\"\"),\"\",S165/'Combined scenario - input'!$D150),\"\")","v":""},{"$f":"IFERROR(IF(OR(T165=\"\",'Combined scenario - input'!$D150=\"\"),\"\",T165/'Combined scenario - input'!$D150),\"\")","v":""},{"$f":"IFERROR(IF(OR(U165=\"\",'Combined scenario - input'!$D150=\"\"),\"\",U165/'Combined scenario - input'!$D150),\"\")","v":""},{"$f":"IFERROR(IF(OR(V165=\"\",'Combined scenario - input'!$D150=\"\"),\"\",V165/'Combined scenario - input'!$D150),\"\")","v":""},{"$f":"IFERROR(IF(OR(W165=\"\",'Combined scenario - input'!$D150=\"\"),\"\",W165/'Combined scenario - input'!$D150),\"\")","v":""}]
[{"$f":"IFERROR('Combined scenario - input'!A151,\"\")","v":""},{"$f":"IFERROR('Combined scenario - input'!B151,\"\")","v":""},{"$f":"IFERROR('Combined scenario - input'!C151,\"\")","v":""},{"$f":"IFERROR(repcalc('Combined scenario - input'!$CV151:$GH151,'Combined scenario - input'!$G151,'Combined scenario - input'!$E151,'Combined scenario - input'!$F151,20,TRUE,TRUE),\"\")","v":""},"","","","","","","","","","","","","","","","","","","",{"$f":"IFERROR(IF(OR(D166=\"\",'Combined scenario - input'!$D151=\"\"),\"\",D166/'Combined scenario - input'!$D151),\"\")","v":""},{"$f":"IFERROR(IF(OR(E166=\"\",'Combined scenario - input'!$D151=\"\"),\"\",E166/'Combined scenario - input'!$D151),\"\")","v":""},{"$f":"IFERROR(IF(OR(F166=\"\",'Combined scenario - input'!$D151=\"\"),\"\",F166/'Combined scenario - input'!$D151),\"\")","v":""},{"$f":"IFERROR(IF(OR(G166=\"\",'Combined scenario - input'!$D151=\"\"),\"\",G166/'Combined scenario - input'!$D151),\"\")","v":""},{"$f":"IFERROR(IF(OR(H166=\"\",'Combined scenario - input'!$D151=\"\"),\"\",H166/'Combined scenario - input'!$D151),\"\")","v":""},{"$f":"IFERROR(IF(OR(I166=\"\",'Combined scenario - input'!$D151=\"\"),\"\",I166/'Combined scenario - input'!$D151),\"\")","v":""},{"$f":"IFERROR(IF(OR(J166=\"\",'Combined scenario - input'!$D151=\"\"),\"\",J166/'Combined scenario - input'!$D151),\"\")","v":""},{"$f":"IFERROR(IF(OR(K166=\"\",'Combined scenario - input'!$D151=\"\"),\"\",K166/'Combined scenario - input'!$D151),\"\")","v":""},{"$f":"IFERROR(IF(OR(L166=\"\",'Combined scenario - input'!$D151=\"\"),\"\",L166/'Combined scenario - input'!$D151),\"\")","v":""},{"$f":"IFERROR(IF(OR(M166=\"\",'Combined scenario - input'!$D151=\"\"),\"\",M166/'Combined scenario - input'!$D151),\"\")","v":""},{"$f":"IFERROR(IF(OR(N166=\"\",'Combined scenario - input'!$D151=\"\"),\"\",N166/'Combined scenario - input'!$D151),\"\")","v":""},{"$f":"IFERROR(IF(OR(O166=\"\",'Combined scenario - input'!$D151=\"\"),\"\",O166/'Combined scenario - input'!$D151),\"\")","v":""},{"$f":"IFERROR(IF(OR(P166=\"\",'Combined scenario - input'!$D151=\"\"),\"\",P166/'Combined scenario - input'!$D151),\"\")","v":""},{"$f":"IFERROR(IF(OR(Q166=\"\",'Combined scenario - input'!$D151=\"\"),\"\",Q166/'Combined scenario - input'!$D151),\"\")","v":""},{"$f":"IFERROR(IF(OR(R166=\"\",'Combined scenario - input'!$D151=\"\"),\"\",R166/'Combined scenario - input'!$D151),\"\")","v":""},{"$f":"IFERROR(IF(OR(S166=\"\",'Combined scenario - input'!$D151=\"\"),\"\",S166/'Combined scenario - input'!$D151),\"\")","v":""},{"$f":"IFERROR(IF(OR(T166=\"\",'Combined scenario - input'!$D151=\"\"),\"\",T166/'Combined scenario - input'!$D151),\"\")","v":""},{"$f":"IFERROR(IF(OR(U166=\"\",'Combined scenario - input'!$D151=\"\"),\"\",U166/'Combined scenario - input'!$D151),\"\")","v":""},{"$f":"IFERROR(IF(OR(V166=\"\",'Combined scenario - input'!$D151=\"\"),\"\",V166/'Combined scenario - input'!$D151),\"\")","v":""},{"$f":"IFERROR(IF(OR(W166=\"\",'Combined scenario - input'!$D151=\"\"),\"\",W166/'Combined scenario - input'!$D151),\"\")","v":""}]
[{"$f":"IFERROR('Combined scenario - input'!A152,\"\")","v":""},{"$f":"IFERROR('Combined scenario - input'!B152,\"\")","v":""},{"$f":"IFERROR('Combined scenario - input'!C152,\"\")","v":""},{"$f":"IFERROR(repcalc('Combined scenario - input'!$CV152:$GH152,'Combined scenario - input'!$G152,'Combined scenario - input'!$E152,'Combined scenario - input'!$F152,20,TRUE,TRUE),\"\")","v":""},"","","","","","","","","","","","","","","","","","","",{"$f":"IFERROR(IF(OR(D167=\"\",'Combined scenario - input'!$D152=\"\"),\"\",D167/'Combined scenario - input'!$D152),\"\")","v":""},{"$f":"IFERROR(IF(OR(E167=\"\",'Combined scenario - input'!$D152=\"\"),\"\",E167/'Combined scenario - input'!$D152),\"\")","v":""},{"$f":"IFERROR(IF(OR(F167=\"\",'Combined scenario - input'!$D152=\"\"),\"\",F167/'Combined scenario - input'!$D152),\"\")","v":""},{"$f":"IFERROR(IF(OR(G167=\"\",'Combined scenario - input'!$D152=\"\"),\"\",G167/'Combined scenario - input'!$D152),\"\")","v":""},{"$f":"IFERROR(IF(OR(H167=\"\",'Combined scenario - input'!$D152=\"\"),\"\",H167/'Combined scenario - input'!$D152),\"\")","v":""},{"$f":"IFERROR(IF(OR(I167=\"\",'Combined scenario - input'!$D152=\"\"),\"\",I167/'Combined scenario - input'!$D152),\"\")","v":""},{"$f":"IFERROR(IF(OR(J167=\"\",'Combined scenario - input'!$D152=\"\"),\"\",J167/'Combined scenario - input'!$D152),\"\")","v":""},{"$f":"IFERROR(IF(OR(K167=\"\",'Combined scenario - input'!$D152=\"\"),\"\",K167/'Combined scenario - input'!$D152),\"\")","v":""},{"$f":"IFERROR(IF(OR(L167=\"\",'Combined scenario - input'!$D152=\"\"),\"\",L167/'Combined scenario - input'!$D152),\"\")","v":""},{"$f":"IFERROR(IF(OR(M167=\"\",'Combined scenario - input'!$D152=\"\"),\"\",M167/'Combined scenario - input'!$D152),\"\")","v":""},{"$f":"IFERROR(IF(OR(N167=\"\",'Combined scenario - input'!$D152=\"\"),\"\",N167/'Combined scenario - input'!$D152),\"\")","v":""},{"$f":"IFERROR(IF(OR(O167=\"\",'Combined scenario - input'!$D152=\"\"),\"\",O167/'Combined scenario - input'!$D152),\"\")","v":""},{"$f":"IFERROR(IF(OR(P167=\"\",'Combined scenario - input'!$D152=\"\"),\"\",P167/'Combined scenario - input'!$D152),\"\")","v":""},{"$f":"IFERROR(IF(OR(Q167=\"\",'Combined scenario - input'!$D152=\"\"),\"\",Q167/'Combined scenario - input'!$D152),\"\")","v":""},{"$f":"IFERROR(IF(OR(R167=\"\",'Combined scenario - input'!$D152=\"\"),\"\",R167/'Combined scenario - input'!$D152),\"\")","v":""},{"$f":"IFERROR(IF(OR(S167=\"\",'Combined scenario - input'!$D152=\"\"),\"\",S167/'Combined scenario - input'!$D152),\"\")","v":""},{"$f":"IFERROR(IF(OR(T167=\"\",'Combined scenario - input'!$D152=\"\"),\"\",T167/'Combined scenario - input'!$D152),\"\")","v":""},{"$f":"IFERROR(IF(OR(U167=\"\",'Combined scenario - input'!$D152=\"\"),\"\",U167/'Combined scenario - input'!$D152),\"\")","v":""},{"$f":"IFERROR(IF(OR(V167=\"\",'Combined scenario - input'!$D152=\"\"),\"\",V167/'Combined scenario - input'!$D152),\"\")","v":""},{"$f":"IFERROR(IF(OR(W167=\"\",'Combined scenario - input'!$D152=\"\"),\"\",W167/'Combined scenario - input'!$D152),\"\")","v":""}]
[{"$f":"IFERROR('Combined scenario - input'!A153,\"\")","v":""},{"$f":"IFERROR('Combined scenario - input'!B153,\"\")","v":""},{"$f":"IFERROR('Combined scenario - input'!C153,\"\")","v":""},{"$f":"IFERROR(repcalc('Combined scenario - input'!$CV153:$GH153,'Combined scenario - input'!$G153,'Combined scenario - input'!$E153,'Combined scenario - input'!$F153,20,TRUE,TRUE),\"\")","v":""},"","","","","","","","","","","","","","","","","","","",{"$f":"IFERROR(IF(OR(D168=\"\",'Combined scenario - input'!$D153=\"\"),\"\",D168/'Combined scenario - input'!$D153),\"\")","v":""},{"$f":"IFERROR(IF(OR(E168=\"\",'Combined scenario - input'!$D153=\"\"),\"\",E168/'Combined scenario - input'!$D153),\"\")","v":""},{"$f":"IFERROR(IF(OR(F168=\"\",'Combined scenario - input'!$D153=\"\"),\"\",F168/'Combined scenario - input'!$D153),\"\")","v":""},{"$f":"IFERROR(IF(OR(G168=\"\",'Combined scenario - input'!$D153=\"\"),\"\",G168/'Combined scenario - input'!$D153),\"\")","v":""},{"$f":"IFERROR(IF(OR(H168=\"\",'Combined scenario - input'!$D153=\"\"),\"\",H168/'Combined scenario - input'!$D153),\"\")","v":""},{"$f":"IFERROR(IF(OR(I168=\"\",'Combined scenario - input'!$D153=\"\"),\"\",I168/'Combined scenario - input'!$D153),\"\")","v":""},{"$f":"IFERROR(IF(OR(J168=\"\",'Combined scenario - input'!$D153=\"\"),\"\",J168/'Combined scenario - input'!$D153),\"\")","v":""},{"$f":"IFERROR(IF(OR(K168=\"\",'Combined scenario - input'!$D153=\"\"),\"\",K168/'Combined scenario - input'!$D153),\"\")","v":""},{"$f":"IFERROR(IF(OR(L168=\"\",'Combined scenario - input'!$D153=\"\"),\"\",L168/'Combined scenario - input'!$D153),\"\")","v":""},{"$f":"IFERROR(IF(OR(M168=\"\",'Combined scenario - input'!$D153=\"\"),\"\",M168/'Combined scenario - input'!$D153),\"\")","v":""},{"$f":"IFERROR(IF(OR(N168=\"\",'Combined scenario - input'!$D153=\"\"),\"\",N168/'Combined scenario - input'!$D153),\"\")","v":""},{"$f":"IFERROR(IF(OR(O168=\"\",'Combined scenario - input'!$D153=\"\"),\"\",O168/'Combined scenario - input'!$D153),\"\")","v":""},{"$f":"IFERROR(IF(OR(P168=\"\",'Combined scenario - input'!$D153=\"\"),\"\",P168/'Combined scenario - input'!$D153),\"\")","v":""},{"$f":"IFERROR(IF(OR(Q168=\"\",'Combined scenario - input'!$D153=\"\"),\"\",Q168/'Combined scenario - input'!$D153),\"\")","v":""},{"$f":"IFERROR(IF(OR(R168=\"\",'Combined scenario - input'!$D153=\"\"),\"\",R168/'Combined scenario - input'!$D153),\"\")","v":""},{"$f":"IFERROR(IF(OR(S168=\"\",'Combined scenario - input'!$D153=\"\"),\"\",S168/'Combined scenario - input'!$D153),\"\")","v":""},{"$f":"IFERROR(IF(OR(T168=\"\",'Combined scenario - input'!$D153=\"\"),\"\",T168/'Combined scenario - input'!$D153),\"\")","v":""},{"$f":"IFERROR(IF(OR(U168=\"\",'Combined scenario - input'!$D153=\"\"),\"\",U168/'Combined scenario - input'!$D153),\"\")","v":""},{"$f":"IFERROR(IF(OR(V168=\"\",'Combined scenario - input'!$D153=\"\"),\"\",V168/'Combined scenario - input'!$D153),\"\")","v":""},{"$f":"IFERROR(IF(OR(W168=\"\",'Combined scenario - input'!$D153=\"\"),\"\",W168/'Combined scenario - input'!$D153),\"\")","v":""}]
[{"$f":"IFERROR('Combined scenario - input'!A154,\"\")","v":""},{"$f":"IFERROR('Combined scenario - input'!B154,\"\")","v":""},{"$f":"IFERROR('Combined scenario - input'!C154,\"\")","v":""},{"$f":"IFERROR(repcalc('Combined scenario - input'!$CV154:$GH154,'Combined scenario - input'!$G154,'Combined scenario - input'!$E154,'Combined scenario - input'!$F154,20,TRUE,TRUE),\"\")","v":""},"","","","","","","","","","","","","","","","","","","",{"$f":"IFERROR(IF(OR(D169=\"\",'Combined scenario - input'!$D154=\"\"),\"\",D169/'Combined scenario - input'!$D154),\"\")","v":""},{"$f":"IFERROR(IF(OR(E169=\"\",'Combined scenario - input'!$D154=\"\"),\"\",E169/'Combined scenario - input'!$D154),\"\")","v":""},{"$f":"IFERROR(IF(OR(F169=\"\",'Combined scenario - input'!$D154=\"\"),\"\",F169/'Combined scenario - input'!$D154),\"\")","v":""},{"$f":"IFERROR(IF(OR(G169=\"\",'Combined scenario - input'!$D154=\"\"),\"\",G169/'Combined scenario - input'!$D154),\"\")","v":""},{"$f":"IFERROR(IF(OR(H169=\"\",'Combined scenario - input'!$D154=\"\"),\"\",H169/'Combined scenario - input'!$D154),\"\")","v":""},{"$f":"IFERROR(IF(OR(I169=\"\",'Combined scenario - input'!$D154=\"\"),\"\",I169/'Combined scenario - input'!$D154),\"\")","v":""},{"$f":"IFERROR(IF(OR(J169=\"\",'Combined scenario - input'!$D154=\"\"),\"\",J169/'Combined scenario - input'!$D154),\"\")","v":""},{"$f":"IFERROR(IF(OR(K169=\"\",'Combined scenario - input'!$D154=\"\"),\"\",K169/'Combined scenario - input'!$D154),\"\")","v":""},{"$f":"IFERROR(IF(OR(L169=\"\",'Combined scenario - input'!$D154=\"\"),\"\",L169/'Combined scenario - input'!$D154),\"\")","v":""},{"$f":"IFERROR(IF(OR(M169=\"\",'Combined scenario - input'!$D154=\"\"),\"\",M169/'Combined scenario - input'!$D154),\"\")","v":""},{"$f":"IFERROR(IF(OR(N169=\"\",'Combined scenario - input'!$D154=\"\"),\"\",N169/'Combined scenario - input'!$D154),\"\")","v":""},{"$f":"IFERROR(IF(OR(O169=\"\",'Combined scenario - input'!$D154=\"\"),\"\",O169/'Combined scenario - input'!$D154),\"\")","v":""},{"$f":"IFERROR(IF(OR(P169=\"\",'Combined scenario - input'!$D154=\"\"),\"\",P169/'Combined scenario - input'!$D154),\"\")","v":""},{"$f":"IFERROR(IF(OR(Q169=\"\",'Combined scenario - input'!$D154=\"\"),\"\",Q169/'Combined scenario - input'!$D154),\"\")","v":""},{"$f":"IFERROR(IF(OR(R169=\"\",'Combined scenario - input'!$D154=\"\"),\"\",R169/'Combined scenario - input'!$D154),\"\")","v":""},{"$f":"IFERROR(IF(OR(S169=\"\",'Combined scenario - input'!$D154=\"\"),\"\",S169/'Combined scenario - input'!$D154),\"\")","v":""},{"$f":"IFERROR(IF(OR(T169=\"\",'Combined scenario - input'!$D154=\"\"),\"\",T169/'Combined scenario - input'!$D154),\"\")","v":""},{"$f":"IFERROR(IF(OR(U169=\"\",'Combined scenario - input'!$D154=\"\"),\"\",U169/'Combined scenario - input'!$D154),\"\")","v":""},{"$f":"IFERROR(IF(OR(V169=\"\",'Combined scenario - input'!$D154=\"\"),\"\",V169/'Combined scenario - input'!$D154),\"\")","v":""},{"$f":"IFERROR(IF(OR(W169=\"\",'Combined scenario - input'!$D154=\"\"),\"\",W169/'Combined scenario - input'!$D154),\"\")","v":""}]
[{"$f":"IFERROR('Combined scenario - input'!A155,\"\")","v":""},{"$f":"IFERROR('Combined scenario - input'!B155,\"\")","v":""},{"$f":"IFERROR('Combined scenario - input'!C155,\"\")","v":""},{"$f":"IFERROR(repcalc('Combined scenario - input'!$CV155:$GH155,'Combined scenario - input'!$G155,'Combined scenario - input'!$E155,'Combined scenario - input'!$F155,20,TRUE,TRUE),\"\")","v":""},"","","","","","","","","","","","","","","","","","","",{"$f":"IFERROR(IF(OR(D170=\"\",'Combined scenario - input'!$D155=\"\"),\"\",D170/'Combined scenario - input'!$D155),\"\")","v":""},{"$f":"IFERROR(IF(OR(E170=\"\",'Combined scenario - input'!$D155=\"\"),\"\",E170/'Combined scenario - input'!$D155),\"\")","v":""},{"$f":"IFERROR(IF(OR(F170=\"\",'Combined scenario - input'!$D155=\"\"),\"\",F170/'Combined scenario - input'!$D155),\"\")","v":""},{"$f":"IFERROR(IF(OR(G170=\"\",'Combined scenario - input'!$D155=\"\"),\"\",G170/'Combined scenario - input'!$D155),\"\")","v":""},{"$f":"IFERROR(IF(OR(H170=\"\",'Combined scenario - input'!$D155=\"\"),\"\",H170/'Combined scenario - input'!$D155),\"\")","v":""},{"$f":"IFERROR(IF(OR(I170=\"\",'Combined scenario - input'!$D155=\"\"),\"\",I170/'Combined scenario - input'!$D155),\"\")","v":""},{"$f":"IFERROR(IF(OR(J170=\"\",'Combined scenario - input'!$D155=\"\"),\"\",J170/'Combined scenario - input'!$D155),\"\")","v":""},{"$f":"IFERROR(IF(OR(K170=\"\",'Combined scenario - input'!$D155=\"\"),\"\",K170/'Combined scenario - input'!$D155),\"\")","v":""},{"$f":"IFERROR(IF(OR(L170=\"\",'Combined scenario - input'!$D155=\"\"),\"\",L170/'Combined scenario - input'!$D155),\"\")","v":""},{"$f":"IFERROR(IF(OR(M170=\"\",'Combined scenario - input'!$D155=\"\"),\"\",M170/'Combined scenario - input'!$D155),\"\")","v":""},{"$f":"IFERROR(IF(OR(N170=\"\",'Combined scenario - input'!$D155=\"\"),\"\",N170/'Combined scenario - input'!$D155),\"\")","v":""},{"$f":"IFERROR(IF(OR(O170=\"\",'Combined scenario - input'!$D155=\"\"),\"\",O170/'Combined scenario - input'!$D155),\"\")","v":""},{"$f":"IFERROR(IF(OR(P170=\"\",'Combined scenario - input'!$D155=\"\"),\"\",P170/'Combined scenario - input'!$D155),\"\")","v":""},{"$f":"IFERROR(IF(OR(Q170=\"\",'Combined scenario - input'!$D155=\"\"),\"\",Q170/'Combined scenario - input'!$D155),\"\")","v":""},{"$f":"IFERROR(IF(OR(R170=\"\",'Combined scenario - input'!$D155=\"\"),\"\",R170/'Combined scenario - input'!$D155),\"\")","v":""},{"$f":"IFERROR(IF(OR(S170=\"\",'Combined scenario - input'!$D155=\"\"),\"\",S170/'Combined scenario - input'!$D155),\"\")","v":""},{"$f":"IFERROR(IF(OR(T170=\"\",'Combined scenario - input'!$D155=\"\"),\"\",T170/'Combined scenario - input'!$D155),\"\")","v":""},{"$f":"IFERROR(IF(OR(U170=\"\",'Combined scenario - input'!$D155=\"\"),\"\",U170/'Combined scenario - input'!$D155),\"\")","v":""},{"$f":"IFERROR(IF(OR(V170=\"\",'Combined scenario - input'!$D155=\"\"),\"\",V170/'Combined scenario - input'!$D155),\"\")","v":""},{"$f":"IFERROR(IF(OR(W170=\"\",'Combined scenario - input'!$D155=\"\"),\"\",W170/'Combined scenario - input'!$D155),\"\")","v":""}]
[{"$f":"IFERROR('Combined scenario - input'!A156,\"\")","v":""},{"$f":"IFERROR('Combined scenario - input'!B156,\"\")","v":""},{"$f":"IFERROR('Combined scenario - input'!C156,\"\")","v":""},{"$f":"IFERROR(repcalc('Combined scenario - input'!$CV156:$GH156,'Combined scenario - input'!$G156,'Combined scenario - input'!$E156,'Combined scenario - input'!$F156,20,TRUE,TRUE),\"\")","v":""},"","","","","","","","","","","","","","","","","","","",{"$f":"IFERROR(IF(OR(D171=\"\",'Combined scenario - input'!$D156=\"\"),\"\",D171/'Combined scenario - input'!$D156),\"\")","v":""},{"$f":"IFERROR(IF(OR(E171=\"\",'Combined scenario - input'!$D156=\"\"),\"\",E171/'Combined scenario - input'!$D156),\"\")","v":""},{"$f":"IFERROR(IF(OR(F171=\"\",'Combined scenario - input'!$D156=\"\"),\"\",F171/'Combined scenario - input'!$D156),\"\")","v":""},{"$f":"IFERROR(IF(OR(G171=\"\",'Combined scenario - input'!$D156=\"\"),\"\",G171/'Combined scenario - input'!$D156),\"\")","v":""},{"$f":"IFERROR(IF(OR(H171=\"\",'Combined scenario - input'!$D156=\"\"),\"\",H171/'Combined scenario - input'!$D156),\"\")","v":""},{"$f":"IFERROR(IF(OR(I171=\"\",'Combined scenario - input'!$D156=\"\"),\"\",I171/'Combined scenario - input'!$D156),\"\")","v":""},{"$f":"IFERROR(IF(OR(J171=\"\",'Combined scenario - input'!$D156=\"\"),\"\",J171/'Combined scenario - input'!$D156),\"\")","v":""},{"$f":"IFERROR(IF(OR(K171=\"\",'Combined scenario - input'!$D156=\"\"),\"\",K171/'Combined scenario - input'!$D156),\"\")","v":""},{"$f":"IFERROR(IF(OR(L171=\"\",'Combined scenario - input'!$D156=\"\"),\"\",L171/'Combined scenario - input'!$D156),\"\")","v":""},{"$f":"IFERROR(IF(OR(M171=\"\",'Combined scenario - input'!$D156=\"\"),\"\",M171/'Combined scenario - input'!$D156),\"\")","v":""},{"$f":"IFERROR(IF(OR(N171=\"\",'Combined scenario - input'!$D156=\"\"),\"\",N171/'Combined scenario - input'!$D156),\"\")","v":""},{"$f":"IFERROR(IF(OR(O171=\"\",'Combined scenario - input'!$D156=\"\"),\"\",O171/'Combined scenario - input'!$D156),\"\")","v":""},{"$f":"IFERROR(IF(OR(P171=\"\",'Combined scenario - input'!$D156=\"\"),\"\",P171/'Combined scenario - input'!$D156),\"\")","v":""},{"$f":"IFERROR(IF(OR(Q171=\"\",'Combined scenario - input'!$D156=\"\"),\"\",Q171/'Combined scenario - input'!$D156),\"\")","v":""},{"$f":"IFERROR(IF(OR(R171=\"\",'Combined scenario - input'!$D156=\"\"),\"\",R171/'Combined scenario - input'!$D156),\"\")","v":""},{"$f":"IFERROR(IF(OR(S171=\"\",'Combined scenario - input'!$D156=\"\"),\"\",S171/'Combined scenario - input'!$D156),\"\")","v":""},{"$f":"IFERROR(IF(OR(T171=\"\",'Combined scenario - input'!$D156=\"\"),\"\",T171/'Combined scenario - input'!$D156),\"\")","v":""},{"$f":"IFERROR(IF(OR(U171=\"\",'Combined scenario - input'!$D156=\"\"),\"\",U171/'Combined scenario - input'!$D156),\"\")","v":""},{"$f":"IFERROR(IF(OR(V171=\"\",'Combined scenario - input'!$D156=\"\"),\"\",V171/'Combined scenario - input'!$D156),\"\")","v":""},{"$f":"IFERROR(IF(OR(W171=\"\",'Combined scenario - input'!$D156=\"\"),\"\",W171/'Combined scenario - input'!$D156),\"\")","v":""}]
[{"$f":"IFERROR('Combined scenario - input'!A157,\"\")","v":""},{"$f":"IFERROR('Combined scenario - input'!B157,\"\")","v":""},{"$f":"IFERROR('Combined scenario - input'!C157,\"\")","v":""},{"$f":"IFERROR(repcalc('Combined scenario - input'!$CV157:$GH157,'Combined scenario - input'!$G157,'Combined scenario - input'!$E157,'Combined scenario - input'!$F157,20,TRUE,TRUE),\"\")","v":""},"","","","","","","","","","","","","","","","","","","",{"$f":"IFERROR(IF(OR(D172=\"\",'Combined scenario - input'!$D157=\"\"),\"\",D172/'Combined scenario - input'!$D157),\"\")","v":""},{"$f":"IFERROR(IF(OR(E172=\"\",'Combined scenario - input'!$D157=\"\"),\"\",E172/'Combined scenario - input'!$D157),\"\")","v":""},{"$f":"IFERROR(IF(OR(F172=\"\",'Combined scenario - input'!$D157=\"\"),\"\",F172/'Combined scenario - input'!$D157),\"\")","v":""},{"$f":"IFERROR(IF(OR(G172=\"\",'Combined scenario - input'!$D157=\"\"),\"\",G172/'Combined scenario - input'!$D157),\"\")","v":""},{"$f":"IFERROR(IF(OR(H172=\"\",'Combined scenario - input'!$D157=\"\"),\"\",H172/'Combined scenario - input'!$D157),\"\")","v":""},{"$f":"IFERROR(IF(OR(I172=\"\",'Combined scenario - input'!$D157=\"\"),\"\",I172/'Combined scenario - input'!$D157),\"\")","v":""},{"$f":"IFERROR(IF(OR(J172=\"\",'Combined scenario - input'!$D157=\"\"),\"\",J172/'Combined scenario - input'!$D157),\"\")","v":""},{"$f":"IFERROR(IF(OR(K172=\"\",'Combined scenario - input'!$D157=\"\"),\"\",K172/'Combined scenario - input'!$D157),\"\")","v":""},{"$f":"IFERROR(IF(OR(L172=\"\",'Combined scenario - input'!$D157=\"\"),\"\",L172/'Combined scenario - input'!$D157),\"\")","v":""},{"$f":"IFERROR(IF(OR(M172=\"\",'Combined scenario - input'!$D157=\"\"),\"\",M172/'Combined scenario - input'!$D157),\"\")","v":""},{"$f":"IFERROR(IF(OR(N172=\"\",'Combined scenario - input'!$D157=\"\"),\"\",N172/'Combined scenario - input'!$D157),\"\")","v":""},{"$f":"IFERROR(IF(OR(O172=\"\",'Combined scenario - input'!$D157=\"\"),\"\",O172/'Combined scenario - input'!$D157),\"\")","v":""},{"$f":"IFERROR(IF(OR(P172=\"\",'Combined scenario - input'!$D157=\"\"),\"\",P172/'Combined scenario - input'!$D157),\"\")","v":""},{"$f":"IFERROR(IF(OR(Q172=\"\",'Combined scenario - input'!$D157=\"\"),\"\",Q172/'Combined scenario - input'!$D157),\"\")","v":""},{"$f":"IFERROR(IF(OR(R172=\"\",'Combined scenario - input'!$D157=\"\"),\"\",R172/'Combined scenario - input'!$D157),\"\")","v":""},{"$f":"IFERROR(IF(OR(S172=\"\",'Combined scenario - input'!$D157=\"\"),\"\",S172/'Combined scenario - input'!$D157),\"\")","v":""},{"$f":"IFERROR(IF(OR(T172=\"\",'Combined scenario - input'!$D157=\"\"),\"\",T172/'Combined scenario - input'!$D157),\"\")","v":""},{"$f":"IFERROR(IF(OR(U172=\"\",'Combined scenario - input'!$D157=\"\"),\"\",U172/'Combined scenario - input'!$D157),\"\")","v":""},{"$f":"IFERROR(IF(OR(V172=\"\",'Combined scenario - input'!$D157=\"\"),\"\",V172/'Combined scenario - input'!$D157),\"\")","v":""},{"$f":"IFERROR(IF(OR(W172=\"\",'Combined scenario - input'!$D157=\"\"),\"\",W172/'Combined scenario - input'!$D157),\"\")","v":""}]
[{"$f":"IFERROR('Combined scenario - input'!A158,\"\")","v":""},{"$f":"IFERROR('Combined scenario - input'!B158,\"\")","v":""},{"$f":"IFERROR('Combined scenario - input'!C158,\"\")","v":""},{"$f":"IFERROR(repcalc('Combined scenario - input'!$CV158:$GH158,'Combined scenario - input'!$G158,'Combined scenario - input'!$E158,'Combined scenario - input'!$F158,20,TRUE,TRUE),\"\")","v":""},"","","","","","","","","","","","","","","","","","","",{"$f":"IFERROR(IF(OR(D173=\"\",'Combined scenario - input'!$D158=\"\"),\"\",D173/'Combined scenario - input'!$D158),\"\")","v":""},{"$f":"IFERROR(IF(OR(E173=\"\",'Combined scenario - input'!$D158=\"\"),\"\",E173/'Combined scenario - input'!$D158),\"\")","v":""},{"$f":"IFERROR(IF(OR(F173=\"\",'Combined scenario - input'!$D158=\"\"),\"\",F173/'Combined scenario - input'!$D158),\"\")","v":""},{"$f":"IFERROR(IF(OR(G173=\"\",'Combined scenario - input'!$D158=\"\"),\"\",G173/'Combined scenario - input'!$D158),\"\")","v":""},{"$f":"IFERROR(IF(OR(H173=\"\",'Combined scenario - input'!$D158=\"\"),\"\",H173/'Combined scenario - input'!$D158),\"\")","v":""},{"$f":"IFERROR(IF(OR(I173=\"\",'Combined scenario - input'!$D158=\"\"),\"\",I173/'Combined scenario - input'!$D158),\"\")","v":""},{"$f":"IFERROR(IF(OR(J173=\"\",'Combined scenario - input'!$D158=\"\"),\"\",J173/'Combined scenario - input'!$D158),\"\")","v":""},{"$f":"IFERROR(IF(OR(K173=\"\",'Combined scenario - input'!$D158=\"\"),\"\",K173/'Combined scenario - input'!$D158),\"\")","v":""},{"$f":"IFERROR(IF(OR(L173=\"\",'Combined scenario - input'!$D158=\"\"),\"\",L173/'Combined scenario - input'!$D158),\"\")","v":""},{"$f":"IFERROR(IF(OR(M173=\"\",'Combined scenario - input'!$D158=\"\"),\"\",M173/'Combined scenario - input'!$D158),\"\")","v":""},{"$f":"IFERROR(IF(OR(N173=\"\",'Combined scenario - input'!$D158=\"\"),\"\",N173/'Combined scenario - input'!$D158),\"\")","v":""},{"$f":"IFERROR(IF(OR(O173=\"\",'Combined scenario - input'!$D158=\"\"),\"\",O173/'Combined scenario - input'!$D158),\"\")","v":""},{"$f":"IFERROR(IF(OR(P173=\"\",'Combined scenario - input'!$D158=\"\"),\"\",P173/'Combined scenario - input'!$D158),\"\")","v":""},{"$f":"IFERROR(IF(OR(Q173=\"\",'Combined scenario - input'!$D158=\"\"),\"\",Q173/'Combined scenario - input'!$D158),\"\")","v":""},{"$f":"IFERROR(IF(OR(R173=\"\",'Combined scenario - input'!$D158=\"\"),\"\",R173/'Combined scenario - input'!$D158),\"\")","v":""},{"$f":"IFERROR(IF(OR(S173=\"\",'Combined scenario - input'!$D158=\"\"),\"\",S173/'Combined scenario - input'!$D158),\"\")","v":""},{"$f":"IFERROR(IF(OR(T173=\"\",'Combined scenario - input'!$D158=\"\"),\"\",T173/'Combined scenario - input'!$D158),\"\")","v":""},{"$f":"IFERROR(IF(OR(U173=\"\",'Combined scenario - input'!$D158=\"\"),\"\",U173/'Combined scenario - input'!$D158),\"\")","v":""},{"$f":"IFERROR(IF(OR(V173=\"\",'Combined scenario - input'!$D158=\"\"),\"\",V173/'Combined scenario - input'!$D158),\"\")","v":""},{"$f":"IFERROR(IF(OR(W173=\"\",'Combined scenario - input'!$D158=\"\"),\"\",W173/'Combined scenario - input'!$D158),\"\")","v":""}]
[{"$f":"IFERROR('Combined scenario - input'!A159,\"\")","v":""},{"$f":"IFERROR('Combined scenario - input'!B159,\"\")","v":""},{"$f":"IFERROR('Combined scenario - input'!C159,\"\")","v":""},{"$f":"IFERROR(repcalc('Combined scenario - input'!$CV159:$GH159,'Combined scenario - input'!$G159,'Combined scenario - input'!$E159,'Combined scenario - input'!$F159,20,TRUE,TRUE),\"\")","v":""},"","","","","","","","","","","","","","","","","","","",{"$f":"IFERROR(IF(OR(D174=\"\",'Combined scenario - input'!$D159=\"\"),\"\",D174/'Combined scenario - input'!$D159),\"\")","v":""},{"$f":"IFERROR(IF(OR(E174=\"\",'Combined scenario - input'!$D159=\"\"),\"\",E174/'Combined scenario - input'!$D159),\"\")","v":""},{"$f":"IFERROR(IF(OR(F174=\"\",'Combined scenario - input'!$D159=\"\"),\"\",F174/'Combined scenario - input'!$D159),\"\")","v":""},{"$f":"IFERROR(IF(OR(G174=\"\",'Combined scenario - input'!$D159=\"\"),\"\",G174/'Combined scenario - input'!$D159),\"\")","v":""},{"$f":"IFERROR(IF(OR(H174=\"\",'Combined scenario - input'!$D159=\"\"),\"\",H174/'Combined scenario - input'!$D159),\"\")","v":""},{"$f":"IFERROR(IF(OR(I174=\"\",'Combined scenario - input'!$D159=\"\"),\"\",I174/'Combined scenario - input'!$D159),\"\")","v":""},{"$f":"IFERROR(IF(OR(J174=\"\",'Combined scenario - input'!$D159=\"\"),\"\",J174/'Combined scenario - input'!$D159),\"\")","v":""},{"$f":"IFERROR(IF(OR(K174=\"\",'Combined scenario - input'!$D159=\"\"),\"\",K174/'Combined scenario - input'!$D159),\"\")","v":""},{"$f":"IFERROR(IF(OR(L174=\"\",'Combined scenario - input'!$D159=\"\"),\"\",L174/'Combined scenario - input'!$D159),\"\")","v":""},{"$f":"IFERROR(IF(OR(M174=\"\",'Combined scenario - input'!$D159=\"\"),\"\",M174/'Combined scenario - input'!$D159),\"\")","v":""},{"$f":"IFERROR(IF(OR(N174=\"\",'Combined scenario - input'!$D159=\"\"),\"\",N174/'Combined scenario - input'!$D159),\"\")","v":""},{"$f":"IFERROR(IF(OR(O174=\"\",'Combined scenario - input'!$D159=\"\"),\"\",O174/'Combined scenario - input'!$D159),\"\")","v":""},{"$f":"IFERROR(IF(OR(P174=\"\",'Combined scenario - input'!$D159=\"\"),\"\",P174/'Combined scenario - input'!$D159),\"\")","v":""},{"$f":"IFERROR(IF(OR(Q174=\"\",'Combined scenario - input'!$D159=\"\"),\"\",Q174/'Combined scenario - input'!$D159),\"\")","v":""},{"$f":"IFERROR(IF(OR(R174=\"\",'Combined scenario - input'!$D159=\"\"),\"\",R174/'Combined scenario - input'!$D159),\"\")","v":""},{"$f":"IFERROR(IF(OR(S174=\"\",'Combined scenario - input'!$D159=\"\"),\"\",S174/'Combined scenario - input'!$D159),\"\")","v":""},{"$f":"IFERROR(IF(OR(T174=\"\",'Combined scenario - input'!$D159=\"\"),\"\",T174/'Combined scenario - input'!$D159),\"\")","v":""},{"$f":"IFERROR(IF(OR(U174=\"\",'Combined scenario - input'!$D159=\"\"),\"\",U174/'Combined scenario - input'!$D159),\"\")","v":""},{"$f":"IFERROR(IF(OR(V174=\"\",'Combined scenario - input'!$D159=\"\"),\"\",V174/'Combined scenario - input'!$D159),\"\")","v":""},{"$f":"IFERROR(IF(OR(W174=\"\",'Combined scenario - input'!$D159=\"\"),\"\",W174/'Combined scenario - input'!$D159),\"\")","v":""}]
[{"$f":"IFERROR('Combined scenario - input'!A160,\"\")","v":""},{"$f":"IFERROR('Combined scenario - input'!B160,\"\")","v":""},{"$f":"IFERROR('Combined scenario - input'!C160,\"\")","v":""},{"$f":"IFERROR(repcalc('Combined scenario - input'!$CV160:$GH160,'Combined scenario - input'!$G160,'Combined scenario - input'!$E160,'Combined scenario - input'!$F160,20,TRUE,TRUE),\"\")","v":""},"","","","","","","","","","","","","","","","","","","",{"$f":"IFERROR(IF(OR(D175=\"\",'Combined scenario - input'!$D160=\"\"),\"\",D175/'Combined scenario - input'!$D160),\"\")","v":""},{"$f":"IFERROR(IF(OR(E175=\"\",'Combined scenario - input'!$D160=\"\"),\"\",E175/'Combined scenario - input'!$D160),\"\")","v":""},{"$f":"IFERROR(IF(OR(F175=\"\",'Combined scenario - input'!$D160=\"\"),\"\",F175/'Combined scenario - input'!$D160),\"\")","v":""},{"$f":"IFERROR(IF(OR(G175=\"\",'Combined scenario - input'!$D160=\"\"),\"\",G175/'Combined scenario - input'!$D160),\"\")","v":""},{"$f":"IFERROR(IF(OR(H175=\"\",'Combined scenario - input'!$D160=\"\"),\"\",H175/'Combined scenario - input'!$D160),\"\")","v":""},{"$f":"IFERROR(IF(OR(I175=\"\",'Combined scenario - input'!$D160=\"\"),\"\",I175/'Combined scenario - input'!$D160),\"\")","v":""},{"$f":"IFERROR(IF(OR(J175=\"\",'Combined scenario - input'!$D160=\"\"),\"\",J175/'Combined scenario - input'!$D160),\"\")","v":""},{"$f":"IFERROR(IF(OR(K175=\"\",'Combined scenario - input'!$D160=\"\"),\"\",K175/'Combined scenario - input'!$D160),\"\")","v":""},{"$f":"IFERROR(IF(OR(L175=\"\",'Combined scenario - input'!$D160=\"\"),\"\",L175/'Combined scenario - input'!$D160),\"\")","v":""},{"$f":"IFERROR(IF(OR(M175=\"\",'Combined scenario - input'!$D160=\"\"),\"\",M175/'Combined scenario - input'!$D160),\"\")","v":""},{"$f":"IFERROR(IF(OR(N175=\"\",'Combined scenario - input'!$D160=\"\"),\"\",N175/'Combined scenario - input'!$D160),\"\")","v":""},{"$f":"IFERROR(IF(OR(O175=\"\",'Combined scenario - input'!$D160=\"\"),\"\",O175/'Combined scenario - input'!$D160),\"\")","v":""},{"$f":"IFERROR(IF(OR(P175=\"\",'Combined scenario - input'!$D160=\"\"),\"\",P175/'Combined scenario - input'!$D160),\"\")","v":""},{"$f":"IFERROR(IF(OR(Q175=\"\",'Combined scenario - input'!$D160=\"\"),\"\",Q175/'Combined scenario - input'!$D160),\"\")","v":""},{"$f":"IFERROR(IF(OR(R175=\"\",'Combined scenario - input'!$D160=\"\"),\"\",R175/'Combined scenario - input'!$D160),\"\")","v":""},{"$f":"IFERROR(IF(OR(S175=\"\",'Combined scenario - input'!$D160=\"\"),\"\",S175/'Combined scenario - input'!$D160),\"\")","v":""},{"$f":"IFERROR(IF(OR(T175=\"\",'Combined scenario - input'!$D160=\"\"),\"\",T175/'Combined scenario - input'!$D160),\"\")","v":""},{"$f":"IFERROR(IF(OR(U175=\"\",'Combined scenario - input'!$D160=\"\"),\"\",U175/'Combined scenario - input'!$D160),\"\")","v":""},{"$f":"IFERROR(IF(OR(V175=\"\",'Combined scenario - input'!$D160=\"\"),\"\",V175/'Combined scenario - input'!$D160),\"\")","v":""},{"$f":"IFERROR(IF(OR(W175=\"\",'Combined scenario - input'!$D160=\"\"),\"\",W175/'Combined scenario - input'!$D160),\"\")","v":""}]