## Inputs to Connections Model
Escalators
Location in Connections Model | Description
CPI Forecast
| CPI Indexes (June Quarter) |  |  | 2020-06-01 | 2021-06-01 | 2022-06-01 | 2023-06-01 | 2024-06-01 | 2025-06-01
| Applies to year |  |  | Jan21-Jun21 | 2021/22 | 2022/23 | 2023/24 | 2024/25 | 2025/26
Escalation!L6:Q6 | CPI movement - 8 Capital Cities |  |  | 1.22% | 2.374% | 2.374% | 2.374% | 2.374% | 2.374%
| Labour Escalation | 2019-12-01 | 2020-12-01 | 2021-06-30 | 2022-06-30 | 2023-06-30 | 2024-06-30 | 2025-06-30 | 2026-06-30
Escalation!J17:Q17 | Internal labour real rate | 1.339% | 0.4498% | -0.2274% | 0.2387% | -0.2498% | -0.07263% | 0.3673% | 0.9966%
Escalation!J19:Q19 | External labour real rate | bar: 2019-12-01 to 2026-06-30
| Downer Electricity Contract - Support Costs forecast | 2019-12-01 | 2020-12-01 | 2021-06-30 | 2022-06-30 | 2023-06-30 | 2024-06-30 | 2025-06-30 | 2026-06-30
Downer Support'!H7:O7 | Downer Contract inflation
Downer Support'!H9:I9 | CPI - $2018 to nominal

## Input from Connections Model
2021-22 COVID adjustment ratio
Real $2018 | [5 empty] | 0.57937
Location in Capex Model | RAB Category | Description
| Downer Cost Allocation ($2018) - Customer Portion Only |  | 2019-12-01 | 2020-12-01 | 2021-06-30 | 2022-06-30 | 2023-06-30 | 2024-06-30 | 2025-06-30 | 2026-06-30
Downer_Contract!U19:AB19 | Subtransmission | COGENERATION PROJECTS
Distribution system assets
Downer_Contract!U12 | Total
|  |  | 2022-06-30: P50 Direct Expenditure Forecast ($2018) - excluding Downer Contracts | P50 Direct Expenditure Forecast ($2018) - excluding Downer Contracts
|  |  | 2022-06-30: (Excluding escalators) | (Including real cost escalators)
| Contributions |  |  |  |  | 2022-06-30 | 2023-06-30 | 2024-06-30 | 2025-06-30 | 2026-06-30 | 2022-06-30 | 2023-06-30 | 2024-06-30 | 2025-06-30 | 2026-06-30
Base_Forecast!H13:X13 | Contributions | bar: 2022-06-30 to 2026-06-30
|  |  | 2022-06-30: (before Downer support cost allocation) | (before Downer support cost allocation)
|  |  | 2022-06-30: P50 Direct Expenditure excluding Labour escalation, $2018 | P50 Direct Expenditure including Labour escalation, $2018
| Connections |  |  |  |  | 2022-06-30 | 2023-06-30 | 2024-06-30 | 2025-06-30 | 2026-06-30 | 2022-06-30 | 2023-06-30 | 2024-06-30 | 2025-06-30 | 2026-06-30
Reg_Forecast!G8:U8 | Subtransmission | COGENERATION PROJECTS | bar: 2022-06-30 to 2026-06-30
Reg_Forecast!G13:U13 | Distribution system assets | bar: 2022-06-30 to 2026-06-30
Total | bar: 2022-06-30 to 2026-06-30
Direct cost composition - New Connections ($2018)
| Connections Only |  | 2019-12-01: 2019-12-01; 2020-12-01: 2020-12-01; 2021-06-30: 2021-06-30
AusNet_Overheads!H41:J41 | Subtransmission | COGENERATION PROJECTS | bar: 2019-12-01 to 2021-06-30
AusNet_Overheads!H41:J41 | Distribution system assets | bar: 2019-12-01 to 2021-06-30
Total Connections - Including Gifted Assets | bar: 2019-12-01 to 2021-06-30
| New Connections Direct costs subject to Overheads (Incl Downer) |  | 2019-12-01 | 2020-12-01 | 2021-06-30 | 2022-06-30 | 2023-06-30 | 2024-06-30 | 2025-06-30 | 2026-06-30
AusNet_Overheads!H46:O46 | Subtransmission | COGENERATION PROJECTS | 10433.4674 | 12514.1546 | 7287.7104 | 8447.5335 | 12508.6725 | 10437.9657 | 10446.5221 | 10468.9456
AusNet_Overheads!H47:O47 | Distribution system assets |  | 52846.622 | 53064.8897 | 26588.1764 | 30755.6145 | 53028.8185 | 52909.2468 | 53080.9127 | 53370.1581
| Total Connections - Excluding Gifted Assets |  | 63280.0894 | 65579.0443 | 33875.8869 | 39203.148 | 65537.491 | 63347.2126 | 63527.4348 | 63839.1037
14580.6469
53084.9335
| Connections - Gifted |  | 2019-12-01 | 2020-12-01 | 2021-06-30 | 2022-06-30 | 2023-06-30 | 2024-06-30 | 2025-06-30 | 2026-06-30
AusNet_Overheads!H62:O62 | Distribution system assets | TURNKEY - GIFTED ASSETS
PTRM Inputs (Real $2021)
| Customer Contributions ($m) |  |  |  |  | 2022-06-30 | 2023-06-30 | 2024-06-30 | 2025-06-30 | 2026-06-30
RFM_PTRM!O21:S28 | Subtransmission |  |  |  |  | 9.6726 | 14.3076 | 11.9599 | 12.0012 | 12.044
| Distribution system assets |  |  |  |  | 30.9403 | 53.3756 | 53.5319 | 54.0208 | 54.4375
| SCADA/Network control |  |  |  |  | 0 | 0 | 0 | 0 | 0
| Non-network general assets - IT |  |  |  |  | 0 | 0 | 0 | 0 | 0
| Non-network - Metering related IT |  |  |  |  | 0 | 0 | 0 | 0 | 0
| Non-network general assets - Other |  |  |  |  | 0 | 0 | 0 | 0 | 0
| Non-Network Leasehold Land & Buildings |  |  |  |  | 0 | 0 | 0 | 0 | 0
| Land |  |  |  |  | 0 | 0 | 0 | 0 | 0
| Total |  |  |  |  | 40.6129 | 67.6832 | 65.4918 | 66.022 | 66.4815
16.6952
53.4036

## Contents
** Public version **
Table of Contents
1. Assumptions |  |  | SME | 4. Aggregations & Allocations
2. Lookup Tables |  |  |  |  | a. | Base Forecast Summary - Direct Expenditure
| a. | Escalators |  |  | b. | Regulatory Forecast Expenditure
| b. | Labour & Non-Labour Category Splits |  |  | c. | Downer Support Costs
| c. | Reporting Categories |  |  | d. | RIN Expenditure Summary - Direct Expenditure
[5 empty] | e. | Capex by Driver
3. Inputs (Direct Costs, units & unit rates) |  |  |  |  | f. | Safety Expenditure
[5 empty] | g. | AusNet Overhead allocations
3.1. Augmentation Capex
| a. | Augmentation |  | 5. Outputs
5.1 EDPR submission outputs
| 3.2. Customer Connections (Not Used - See separate model) |  |  |  | a. | PTRM output - Standard Control Services
| a. | Customer Capex |  |  | b. | Capex 2016-2026
| b. | Customer Contributions
5.2 Selected Reporting Views
| 3.3. Replacement Capex |  |  |  | a. | DER related Capex
| a. | Major Rebuilds |  |  | b. | REFCL Capex
| b. | Stations
| c. | Lines |  |  | 5.3 EDPR RIN outputs
| d. | Protection, Control & Automation |  |  | a. | 2.1 Expenditure Summary
| e. | SCADA & Network Communications |  |  | b. | 2.6 Non-Network
| f. | Metering SCS |  |  | c. | 2.1.8 Overheads
[5 empty] | d. | 2.11 Labour
| 3.4. Enviro, Safety & Legal Capex |  |  |  | e. | 2.17 Step Changes
| a. | Environmental, Safety & Legal - Part A
| b. | Environmental, Safety & Legal - Part B |  |  | 5.4 Other outputs
| c. | Govt. Funded Safety Programs |  |  | a. | Repex Volumes Analysis
| d. | REFCL Program
3.5. SCADA & Network Control
| a. | SCADA & Network Communications
3.6. Non Network Capex
| a. | ICT Infrastructure
| b. | Metering SCS
| c. | Other Non Network

## Assumptions
Key Assumptions
Table of Contents
1 | This model only contains information relating to Standard Control Services Capex. Alternative Control Services are excluded
2 | Calculated 'Direct Labour Costs' includes both employee labour and internal labour hire contracts
3 | Downer Contractor support costs (previously known as "Tenix overheads") are treated as direct costs inputs in our annual regulatory accounts and are therefore included in forecast Direct expenditures in this model
4 | Capitalised Overheads are applied to Network and IT Capex categories. Non Network Other (e.g, property, vehicles, tools, etc.) does not include an overheads allocation.
5
6
7
8
9
10
11
12
13
14

## Lookups ->
Lookup Tables
Table of Contents

## Lab_Mat
Labour & Non-Labour Category Splits
Table of Contents
Labour & Non Labour Splits | [7 empty] | REFCL Program labour / non-labour splits
Expenditure Type | RIN Asset Category | Direct Labour Cost | Direct Material Cost | Contracts Cost | Other Cost | Total |  | REFCL Program | Direct Labour Cost | Direct Material Cost | Contracts Cost | Other Cost
Augmentation | Subtransmission Substations, Switching Stations , Zone Substations | 15.49% | 30.88% | 42.07% | 11.56% | 100% |  | Zone Substation Works | 18.39% | 54.14% | 19.66% | 7.818% | Augex
Augmentation | Subtransmission Lines | 15.49% | 30.88% | 42.07% | 11.56% | 100% |  | Ntwk Balancing & Isol Subs | 15.97% | 33.31% | 37.76% | 12.97% | Augex
Augmentation | HV Feeders | 15.49% | 30.88% | 42.07% | 11.56% | 100% |  | Feeder asset replacement | 17.47% | 13.04% | 51.97% | 17.51% | Repex
Augmentation | Distribution Substations | 15.49% | 30.88% | 42.07% | 11.56% | 100% |  | Live line Equipment | 0% | 100% | 0% | 0% | Non Ntwk
Augmentation | LV Feeders | 15.49% | 30.88% | 42.07% | 11.56% | 100% |  | Source: AusNet Services' 2018 RIN expenditure analysis
Augmentation | Other Assets | 0% | 0% | 0% | 0% | 0%
Connections | Simple and Complex Customer Connections | 10.83% | 12.22% | 70.28% | 6.675% | 100% | See Connections Capex Forecast model
Replacement | Poles | 9.986% | 21.99% | 58.91% | 9.116% | 100%
Replacement | Pole Top Structures | 9.986% | 21.99% | 58.91% | 9.116% | 100%
Replacement | Overhead Conductors | 9.986% | 21.99% | 58.91% | 9.116% | 100%
Replacement | Underground Cables | 9.986% | 21.99% | 58.91% | 9.116% | 100%
Replacement | Service Lines | 9.986% | 21.99% | 58.91% | 9.116% | 100%
Replacement | Transformers | 9.986% | 21.99% | 58.91% | 9.116% | 100%
Replacement | Switchgear | 9.986% | 21.99% | 58.91% | 9.116% | 100%
Replacement | Transformers & Switchgear | 9.986% | 21.99% | 58.91% | 9.116% | 100%
Replacement | SCADA network control and protection systems | 9.986% | 21.99% | 58.91% | 9.116% | 100%
Replacement | Other | 9.986% | 21.99% | 58.91% | 9.116% | 100%
| Other - Metering Comms Battery purchases | 20% | 80% | 0% | 0% | 100%
| Other - Metering Business Communications | 19% | 81% | 0% | 0% | 100%
Non-Network Expenditure | IT and Communications | 18.06% | 34.44% | 47.5% | 0% | 100% | Per IT Capex model FY22-26
Non-Network Expenditure | Motor Vehicles | 0.00756% | 31.23% | -0.001586% | 68.76% | 100% | (Capex only)
Non-Network Expenditure | Buildings And Property | 0% | 12.35% | 71.81% | 15.85% | 100% | (Capex only)
Non-Network Expenditure | Other | 4.152% | 54.64% | 18.82% | 22.39% | 100% | (Capex only)
source: 2018 Actual Input Table Splits (excluding 'IT & Comms splits' and 'Other Comms' splits).
Material Composition
Program Type | Activity Type | Alum | Copper | Steel | Crude Oil | Other | Total
Augmentation | New Zone Substation | 5% | 15% | 40% | 5% | 35% | 100%
| Zone Sub Transformers | 5% | 20% | 35% | 5% | 35% | 100%
| Distribution Sub Transformers (Pole Top & Kiosk upgrades) | 67% | 0% | 13% | 0% | 20% | 100%
| Distribution Regulators | 17% | 17% | 42% | 17% | 7% | 100%
| Arc Suppression Coil | 5% | 20% | 35% | 5% | 35% | 100%
| Pole Top Capacitors | 20% | 10% | 30% | 5% | 35% | 100%
| Thermal Upgrade - 22kv LV Feeders | 67% | 0% | 13% | 0% | 20% | 100%
| Thermal Upgrade Voltage - 22kv LV Feeders | 67% | 0% | 13% | 0% | 20% | 100%
| 66kv Feeders - HV | 67% | 0% | 13% | 0% | 20% | 100%
| New 66kV lines (kms) | 67% | 0% | 13% | 0% | 20% | 100%
| Reconductored 66kV lines (kms) | 67% | 0% | 13% | 0% | 20% | 100%
| Bird & Animal proofing | 5% | 15% | 40% | 0% | 40% | 100%
| Other 56M Undergrounding | 75% | 0% | 0% | 5% | 20% | 100%
| Dampers & Armour Rods | 0% | 0% | 100% | 0% | 0% | 100%
| Fall Arrests | 0% | 0% | 100% | 0% | 0% | 100%
| Other | 10% | 10% | 10% | 0% | 70% | 100%
| <Spare> | 0% | 0% | 0% | 0% | 0% | 0% | See Connections Capex Forecast model
Connections | Medium Density Housing | [5 empty] | 0% | See Connections Capex Forecast model
| U/Ground Service Installation | [5 empty] | 0% | See Connections Capex Forecast model
| Business Supply Projects | [5 empty] | 0% | See Connections Capex Forecast model
| Private Electric Line Repl | [5 empty] | 0% | See Connections Capex Forecast model
| Low Density Housing - Subdivision | [5 empty] | 0% | See Connections Capex Forecast model
| Complex residential supply projects | [5 empty] | 0% | See Connections Capex Forecast model
| Meters T/Switches & Services | [5 empty] | 0% | See Connections Capex Forecast model
| Recoverable & Special Works | [5 empty] | 0% | See Connections Capex Forecast model
| Cogeneration Projects | [5 empty] | 0% | See Connections Capex Forecast model
| Public Lighting Projects - Minor | [5 empty] | 0% | See Connections Capex Forecast model
| Public Lighting Capital - Major | [5 empty] | 0% | See Connections Capex Forecast model
| <Spare> | 0% | 0% | 0% | 0% | 0% | 0%
Replacement | Poles replaced | 0% | 0% | 10% | 0% | 90% | 100%
| Staked Poles | 0% | 0% | 100% | 0% | 0% | 100%
| Conductors - Steel | 0% | 0% | 100% | 0% | 0% | 100%
| Conductors - Copper | 67% | 0% | 13% | 0% | 20% | 100%
| Conductors - ACSR | 67% | 0% | 33% | 0% | 0% | 100%
| Conductors - Alum | 100% | 0% | 0% | 0% | 0% | 100%
| Conductors - SWER | 67% | 0% | 33% | 0% | 0% | 100%
| Crossarms | 0% | 0% | 70% | 0% | 30% | 100%
| Insulators | 0% | 0% | 100% | 0% | 0% | 100%
| Services - Unplanned | 67% | 0% | 13% | 0% | 20% | 100%
| Services - Planned | 67% | 0% | 13% | 0% | 20% | 100%
| Underground cables (Projects) | 67% | 0% | 13% | 0% | 20% | 100%
| Distribution Transformers | 17% | 17% | 42% | 17% | 7% | 100%
| Dist. Regulators | 17% | 17% | 42% | 17% | 7% | 100%
| Pole top Switches (Incl Gas) | 5% | 5% | 15% | 0% | 75% | 100%
| RMUs (Kiosk Substations) | 0% | 5% | 90% | 0% | 5% | 100%
| ACRs 3ph | 5% | 5% | 15% | 0% | 75% | 100%
| OCR 1ph | 5% | 5% | 15% | 0% | 75% | 100%
| HV Fuses | 0% | 0% | 70% | 0% | 30% | 100%
| Surge Diverters | 0% | 0% | 50% | 0% | 50% | 100%
| Zone Sub Transformers | 0% | 30% | 60% | 10% | 0% | 100%
| Instrument Transformers | 5% | 5% | 15% | 0% | 75% | 100%
| Circuit Breakers & disconnectors 22 kV | 5% | 5% | 15% | 0% | 75% | 100%
| Circuit Breakers & disconnectors 66kV | 5% | 5% | 15% | 0% | 75% | 100%
| Protection & Control | 0% | 0% | 20% | 0% | 80% | 100%
| Enhanced Prot & control 1ph & 3ph | 5% | 5% | 15% | 0% | 75% | 100%
| Communication Systems | 0% | 0% | 20% | 0% | 80% | 100%
| SCADA Remote | 0% | 0% | 20% | 0% | 80% | 100%
| Cap Cans | 0% | 0% | 90% | 0% | 10% | 100%
| NER | 0% | 0% | 90% | 0% | 10% | 100%
| Buildings & Civil infrastructure | 0% | 0% | 30% | 0% | 70% | 100%
| ZSS Major replacements | 5% | 15% | 40% | 0% | 40% | 100%
| Bird & Animal proofing | 5% | 15% | 40% | 0% | 40% | 100%
| Other 56M Undergrounding | 75% | 0% | 0% | 5% | 20% | 100%
| Dampers & Armour Rods | 0% | 0% | 100% | 0% | 0% | 100%
| Fall Arrests | 0% | 0% | 100% | 0% | 0% | 100%
| Other | 10% | 10% | 10% | 0% | 70% | 100%
source: SPA Revised EDPR Capex Fcast Model 19 July 2010 (2011-15 EDPR), updated with new additional activity types
Note on C20: AST: Average of Transformers & Switchgear categories

## Escalators
Escalators
Table of Contents
CPI Escalation
| Table 1 - CPI Indexes | 2008-09-30 | 2009-09-30 | 2010-09-30 | 2011-09-30 | 2012-09-30 | 2013-09-30 | 2014-09-30 | 2015-06-01 | 2016-06-01 | 2017-06-01 | 2018-06-01 | 2019-06-01 | 2020-06-01 | 2021-06-01 | 2022-06-01 | 2023-06-01 | 2024-06-01 | 2025-06-01
|  | Actual | Actual | Actual | Actual | Actual | Actual | Actual | Actual | Actual | Actual | Actual | Actual | Actual | Forecast | Forecast | Forecast | Forecast | Forecast
| Applies to year | 2009 | 2010 | 2011 | 2012 | 2013 | 2014 | 2015 | 2016 | 2017 | 2018 | 2019 | 2020 | Jan21-Jun21 | 2021/22 | 2022/23 | 2023/24 | 2024/25 | 2025/26
| CPI - 8 cities - Sept (old base), 1yr lagged | 2009: 166.5; 2010: 168.6; 2011: 173.3; 2012: 179.4
| CPI - 8 cities - Sept (rebased in Sep-12), 1yr lagged | 2012: 99.8; 2013: 101.8; 2014: 104; 2015: 106.4
| CPI - 8 cities - Jun Qtr, 1yr lagged | 2016: 107.5; 2017: 108.6; 2018: 110.7; 2019: 113; 2020: 114.8 | 116.2 | 118.9589 | 121.7834 | 124.6749 | 127.6351 | 130.6655
| CPI movement - 8 Capital Cities | 4.981% | 1.261% | 2.788% | 3.52% | 2.004% | 2.161% | 2.308% | 1.511% | 1.023% | 1.934% | 2.078% | 1.593% | 1.22% | 2.374% | 2.374% | 2.374% | 2.374% | 2.374%
| $2015 to nominal | 2015: 1; 2016: 1.0151; 2017: 1.0255; 2018: 1.0453; 2019: 1.067; 2020: 1.084 | 1.0973 | 1.1233 | 1.15 | 1.1773 | 1.2052 | 1.2339
| $2018 to nominal | 2018: 1; 2019: 1.0208; 2020: 1.037 | 1.0621 | 1.0873 | 1.1131 | 1.1395 | 1.1666 | 1.1943
| End $2020 to Nominal | [12 empty] | 1.0122 | 1.0362 | 1.0608 | 1.086 | 1.1118 | 1.1382 | bar: 2020
| Index - Nominal to End $2020 | 1.2453 | 1.2298 | 1.1964 | 1.1557 | 1.133 | 1.1091 | 1.084 | 1.0679 | 1.0571 | 1.037 | 1.0159 | 1
| Index - Nominal to $2021 | 2016: 1.0809; 2017: 1.07; 2018: 1.0497; 2019: 1.0283; 2020: 1.0122 | 1 | 0.97681 | 0.95415 | 0.93202 | 0.91041 | 0.88929
| Index - Nominal to $2014 | 1.1228 | 1.1088 | 1.0788 | 1.0421 | 1.0216 | 1 | 0.97744 | 0.9629 | 0.95314 | 0.93506 | 0.91603 | 0.90167
source: actual CPI Jan2021-Jun2021 (Draft Decision RFM) and forecast CPI for FY22-26 (Draft Decision PTRM model - 2022-26)
[5 empty] | End $2015 to Mid Year $2018 |  |  | 1.0375
[5 empty] | End $2015 to End $2020 |  |  | 1.0759
Labour Escalation
| Labour Type | [5 empty] | 2014 | 2015 | 2016-12-01 | 2017-12-01 | 2018-12-01 | 2019-12-01 | 2020-12-01 | 2021-06-30 | 2022-06-30 | 2023-06-30 | 2024-06-30 | 2025-06-30 | 2026-06-30
| Internal labour real rate | [10 empty] | 1.339% | 0.4498% | -0.2274% | 0.2387% | -0.2498% | -0.07263% | 0.3673% | 0.9966%
| Internal labour index - applied to labour costs in $2018 | [9 empty] | 1 | 1.0134 | 1.0179 | 1.0156 | 1.0181 | 1.0155 | 1.0148 | 1.0185 | 1.0287
| Internal labour index - applied to labour costs in $2015 | [6 empty] | 1 | 1 | 1 | 1 | 1.0134 | 1.0179 | 1.0156 | 1.0181 | 1.0155 | 1.0148 | 1.0185 | 1.0287
External labour real rate | bar: 2019-12-01 to 2026-06-30
External labour index - applied to labour costs in $2018 | bar: 2016-12-01 to 2026-06-30
| External labour index - applied to labour costs in $2015 | [6 empty] | 1 | bar: 2016-12-01 to 2026-06-30
Source: ASD - WPI calculation - Public.xls - 2019-26 forecasts based on an average of forecasts prepared by Deloitte & BIS forecasts. Forecast of EGWWS Victoria real WPI.
Material Escalation
| Material Escalation Rate | [5 empty] | 2014 | 2015 | 2016-12-01 | 2017-12-01 | 2018-12-01 | 2019-12-01 | 2020-12-01 | 2021-06-30 | 2022-06-30 | 2023-06-30 | 2024-06-30 | 2025-06-30 | 2026-06-30
| Alum | [5 empty] | 0% | 0% | bar: 2016-12-01 to 2026-06-30
| Copper | [5 empty] | 0% | 0% | bar: 2016-12-01 to 2026-06-30
| Steel | [5 empty] | 0% | 0% | [11 empty] | Assumed zero escalation for materials | bar: 2016-12-01 to 2026-06-30
| Crude Oil | [5 empty] | 0% | 0% | bar: 2016-12-01 to 2026-06-30
| Other | [5 empty] | 0% | 0% | bar: 2016-12-01 to 2026-06-30
| Spare | [5 empty] | 0% | 0% | bar: 2016-12-01 to 2026-06-30
| Material Escalation Index | [5 empty] | 2014 | 2015 | 2016-12-01 | 2017-12-01 | 2018-12-01 | 2019-12-01 | 2020-12-01 | 2021-06-30 | 2022-06-30 | 2023-06-30 | 2024-06-30 | 2025-06-30 | 2026-06-30
Alum | bar: 2018-12-01 to 2026-06-30
Copper | bar: 2018-12-01 to 2026-06-30
Steel | bar: 2018-12-01 to 2026-06-30
Crude Oil | bar: 2018-12-01 to 2026-06-30
Other | bar: 2018-12-01 to 2026-06-30
Spare
Note on N26: Author: Half of 18/19 and 19/20
Note on O26: Author: half of 19-20 and 20-21
Note on P26: Author: Half of FY2020-21

## Lookups
Reporting Categories
Table of Contents
| RAB Categories - PTRM / RFM |  | ESC Categories |  | Reset RIN Categories | Safety
| Subtransmission |  | Category | Class | Replacement | On
| Distribution system assets |  | Reinforcement | System | Connections | Off
| SCADA/Network control |  | Customer Connections | System | Augmentation
| Non-network general assets - IT |  | RQ Maintained | System | Non-network
| Non-network general assets - Other |  | RQ Improved | System | Capitalised network overheads
| Non-network - Metering related IT |  | ESL | System | Capitalised corporate overheads
| Land |  | SCADA | Non-System | Cap Cons
| Non-Network Leasehold Land & Buildings |  | IT Capex | Non-System
|  |  | Other Non-system | Non-System
|  |  | Customer Contributions | System | Non Network Asset SubCategory
| TAB Categories - PTRM / RFM |  | VBRC Capex (direct costs only) | System | Client device expenditure | IT
| Demand related capital expenditure |  |  |  | Recurrent expenditure | IT
| Replacement expenditure (Group 1) |  | Capex by Purpose |  | Non-recurrent expenditure | IT
| Replacement expenditure (Group 2) |  | Augmentation - Demand related |  | Car | MOTOR VEHICLES
| Replacement expenditure (Group 3) |  | Customer Connections |  | Light commercial vehicle | MOTOR VEHICLES
| Environment, safety & legal |  | Replacement |  | Elevated work platform (LCV) | MOTOR VEHICLES
| Standard metering (Group 1) |  | Safety |  | Elevated work platform (HCV) | MOTOR VEHICLES
| Standard metering (Group 2) |  | REFCL |  | Heavy commercial vehicle | MOTOR VEHICLES
| SCADA/Network control |  | Innovation |  | Total buildings and property expenditure | BUILDINGS AND PROPERTY
| Non-network general assets - IT |  | IT |  | Other expenditure | OTHER
| Non-network general assets - Other |  | Non-Network Other |  | General furniture and equipment | OTHER - DNSP nominated
| Repex - 75% Grp 2, 25% Grp 3 | (for stage 1 aggregation) |  |  | Other buildings and property | OTHER - DNSP nominated
| Repex - 50% Grp 2, 50% Grp 3 | (for stage 1 aggregation)
Regulatory Period
2016-20
| Millions | 1000000 |  |  | 2022-26
| Thousands | 1000 |  |  | 2027-31

## START
Current Reg Period | 2016-20 | User Input
Next Regulatory Period | 2022-26 | User Input
First year of next period | 2022
t-1 regulatory year | 2021
t-2 regulatory year | 2020
| t-2 | t-1 | Stub | 1 | 2 | 3 | 4 | 5
| 2019-12-01 | 2020-12-01 | 2021-06-30 | 2022-06-30 | 2023-06-30 | 2024-06-30 | 2025-06-30 | 2026-06-30

## Inputs ->
Inputs Section
Table of Contents

## Augmentation
Augmentation | [10 empty] | Confidential
Table of Contents
[8 empty] | P50 Direct Cost Inputs - $000's, real $2018 | [7 empty] | Direct Labour Cost | [7 empty] | Alum | Copper | Steel | Crude Oil | Other | Direct Material Cost | Alum | Copper | Steel | Crude Oil | Other | Direct Material Cost | Alum | Copper | Steel | Crude Oil | Other | Direct Material Cost | Alum | Copper | Steel | Crude Oil | Other | Direct Material Cost | Alum | Copper | Steel | Crude Oil | Other | Direct Material Cost | Alum | Copper | Steel | Crude Oil | Other | Direct Material Cost | Alum | Copper | Steel | Crude Oil | Other | Direct Material Cost | Alum | Copper | Steel | Crude Oil | Other | Direct Material Cost | Contracts Cost | [7 empty] | Other Cost | [7 empty] | Total Direct Cost, including labour escalation - $000's, real $2018
Project Ref | Description | Program | RAB Category | TAB Category | RIN Expenditure Category | RIN Asset Category | Activity Type | 2019-12-01 | 2020-12-01 | 2021-06-30 | 2022-06-30 | 2023-06-30 | 2024-06-30 | 2025-06-30 | 2026-06-30 | 2019-12-01 | 2020-12-01 | 2021-06-30 | 2022-06-30 | 2023-06-30 | 2024-06-30 | 2025-06-30 | 2026-06-30 | 2019-12-01 | 2019-12-01 | 2019-12-01 | 2019-12-01 | 2019-12-01 | 2019-12-01 | 2020-12-01 | 2020-12-01 | 2020-12-01 | 2020-12-01 | 2020-12-01 | 2020-12-01 | 2021-06-30 | 2021-06-30 | 2021-06-30 | 2021-06-30 | 2021-06-30 | 2021-06-30 | 2022-06-30 | 2022-06-30 | 2022-06-30 | 2022-06-30 | 2022-06-30 | 2022-06-30 | 2023-06-30 | 2023-06-30 | 2023-06-30 | 2023-06-30 | 2023-06-30 | 2023-06-30 | 2024-06-30 | 2024-06-30 | 2024-06-30 | 2024-06-30 | 2024-06-30 | 2024-06-30 | 2025-06-30 | 2025-06-30 | 2025-06-30 | 2025-06-30 | 2025-06-30 | 2025-06-30 | 2026-06-30 | 2026-06-30 | 2026-06-30 | 2026-06-30 | 2026-06-30 | 2026-06-30 | 2019-12-01 | 2020-12-01 | 2021-06-30 | 2022-06-30 | 2023-06-30 | 2024-06-30 | 2025-06-30 | 2026-06-30 | 2019-12-01 | 2020-12-01 | 2021-06-30 | 2022-06-30 | 2023-06-30 | 2024-06-30 | 2025-06-30 | 2026-06-30 | 2019-12-01 | 2020-12-01 | 2021-06-30 | 2022-06-30 | 2023-06-30 | 2024-06-30 | 2025-06-30 | 2026-06-30
Augex Project | CLN 3rd 20/33MVA Transformer |  | Subtransmission | Demand related capital expenditure | Augmentation | Subtransmission Substations, Switching Stations , Zone Substations | Zone Sub Transformers |  |  |  | 1693 | 3239 | 1988 | 258 | 0 | 0 | 0 | 0 | 266.97 | 509.4837 | 312.4785 | 40.702 | 0 | 0 | 0 | 0 | 0 | 0 | 0 | 0 | 0 | 0 | 0 | 0 | 0 | 0 | 0 | 0 | 0 | 0 | 0 | 26.1415 | 104.5661 | 182.9908 | 26.1415 | 182.9908 | 522.8307 | 50.0133 | 200.053 | 350.0928 | 50.0133 | 350.0928 | 1000.2651 | 30.6966 | 122.7865 | 214.8763 | 30.6966 | 214.8763 | 613.9324 | 3.9838 | 15.9351 | 27.8864 | 3.9838 | 27.8864 | 79.6753 | 0 | 0 | 0 | 0 | 0 | 0 | 0 | 0 | 0 | 712.2532 | 1362.6628 | 836.3611 | 108.5418 | 0 | 0 | 0 | 0 | 195.6817 | 374.3727 | 229.7786 | 29.8204 | 0 | 0 | 0 | 0 | 1697.7356 | 3246.7842 | 1992.5506 | 258.7395 | 0
Augex Project | DRN 3rd 20/33MVA Transformer |  | Subtransmission | Demand related capital expenditure | Augmentation | Subtransmission Substations, Switching Stations , Zone Substations | Zone Sub Transformers |  |  |  | 0 | 0 | 0 | 0 | 0 | 0 | 0 | 0 | 0 | 0 | 0 | 0 | 0 | 0 | 0 | 0 | 0 | 0 | 0 | 0 | 0 | 0 | 0 | 0 | 0 | 0 | 0 | 0 | 0 | 0 | 0 | 0 | 0 | 0 | 0 | 0 | 0 | 0 | 0 | 0 | 0 | 0 | 0 | 0 | 0 | 0 | 0 | 0 | 0 | 0 | 0 | 0 | 0 | 0 | 0 | 0 | 0 | 0 | 0 | 0 | 0 | 0 | 0 | 0 | 0 | 0 | 0 | 0 | 0 | 0 | 0 | 0 | 0 | 0 | 0 | 0 | 0 | 0 | 0 | 0 | 0 | 0 | 0 | 0 | 0
Augex Project | East Region Feeders |  | Subtransmission | Demand related capital expenditure | Augmentation | HV Feeders | 66kv Feeders - HV |  |  |  | 150 | 125 | 0 | 0 | 0 | 0 | 0 | 0 | 23.6536 | 19.6621 | 0 | 0 | 0 | 0 | 0 | 0 | 0 | 0 | 0 | 0 | 0 | 0 | 0 | 0 | 0 | 0 | 0 | 0 | 0 | 0 | 0 | 31.0363 | 0 | 6.022 | 0 | 9.2646 | 46.3229 | 25.8636 | 0 | 5.0183 | 0 | 7.7205 | 38.6024 | 0 | 0 | 0 | 0 | 0 | 0 | 0 | 0 | 0 | 0 | 0 | 0 | 0 | 0 | 0 | 0 | 0 | 0 | 0 | 0 | 0 | 63.1057 | 52.5881 | 0 | 0 | 0 | 0 | 0 | 0 | 17.3374 | 14.4478 | 0 | 0 | 0 | 0 | 0 | 0 | 150.4196 | 125.3004 | 0 | 0 | 0
Augex Project (NEW) | Central Region Feeders |  | Distribution system assets | Demand related capital expenditure | Augmentation | HV Feeders | 66kv Feeders - HV |  |  |  | 1838.5 | 3102.7 | 2510.5 | 1135.5 | 1106 | 0 | 0 | 0 | 289.9139 | 488.0442 | 394.6063 | 179.1361 | 176.2211 | 0 | 0 | 0 | 0 | 0 | 0 | 0 | 0 | 0 | 0 | 0 | 0 | 0 | 0 | 0 | 0 | 0 | 0 | 380.4018 | 0 | 73.8093 | 0 | 113.5528 | 567.7639 | 641.9759 | 0 | 124.5625 | 0 | 191.6346 | 958.173 | 519.4445 | 0 | 100.7877 | 0 | 155.0581 | 775.2903 | 234.9449 | 0 | 45.5863 | 0 | 70.1328 | 350.6641 | 228.8411 | 0 | 44.402 | 0 | 68.3108 | 341.5539 | 0 | 0 | 0 | 773.4657 | 1305.3207 | 1056.1793 | 477.7103 | 465.2995 | 0 | 0 | 0 | 212.499 | 358.6188 | 290.1706 | 131.2443 | 127.8346 | 0 | 0 | 0 | 1843.6426 | 3110.1567 | 2516.2466 | 1138.7547 | 1110.909
Augex Project (NEW) | North Region Feeders (From WOTS 22kV Zone Sub) |  | Distribution system assets | Demand related capital expenditure | Augmentation | HV Feeders | 66kv Feeders - HV |  |  |  | 750 | 250 | 0 | 0 | 0 | 0 | 0 | 0 | 118.2679 | 39.3242 | 0 | 0 | 0 | 0 | 0 | 0 | 0 | 0 | 0 | 0 | 0 | 0 | 0 | 0 | 0 | 0 | 0 | 0 | 0 | 0 | 0 | 155.1816 | 0 | 30.1099 | 0 | 46.3229 | 231.6143 | 51.7272 | 0 | 10.0366 | 0 | 15.441 | 77.2048 | 0 | 0 | 0 | 0 | 0 | 0 | 0 | 0 | 0 | 0 | 0 | 0 | 0 | 0 | 0 | 0 | 0 | 0 | 0 | 0 | 0 | 315.5286 | 105.1762 | 0 | 0 | 0 | 0 | 0 | 0 | 86.6871 | 28.8957 | 0 | 0 | 0 | 0 | 0 | 0 | 752.0979 | 250.6008 | 0 | 0 | 0
Augex Project (NEW) | Power Quality Monitoring (Meter Installations) |  | SCADA/Network control | Demand related capital expenditure | Augmentation | LV Feeders | Other |  |  |  | 376.8 | 0 | 0 | 0 | 0 | 0 | 0 | 0 | 59.4178 | 0 | 0 | 0 | 0 | 0 | 0 | 0 | 0 | 0 | 0 | 0 | 0 | 0 | 0 | 0 | 0 | 0 | 0 | 0 | 0 | 0 | 0 | 11.6363 | 11.6363 | 11.6363 | 0 | 81.4541 | 116.363 | 0 | 0 | 0 | 0 | 0 | 0 | 0 | 0 | 0 | 0 | 0 | 0 | 0 | 0 | 0 | 0 | 0 | 0 | 0 | 0 | 0 | 0 | 0 | 0 | 0 | 0 | 0 | 158.5216 | 0 | 0 | 0 | 0 | 0 | 0 | 0 | 43.5516 | 0 | 0 | 0 | 0 | 0 | 0 | 0 | 377.854 | 0 | 0 | 0 | 0
[88 empty] | 0 | 0 | 0 | 0 | 0 | 0 | 0 | 0
DER | Hosting Capacity Development (DER) | DER | Distribution system assets | Demand related capital expenditure | Augmentation | HV Feeders | Other |  |  |  | 3840 | 3840 | 3840 | 3840 | 3840 | 0 | 0 | 0 | 605.5314 | 604.019 | 603.5803 | 605.7971 | 611.8344 | 0 | 0 | 0 | 0 | 0 | 0 | 0 | 0 | 0 | 0 | 0 | 0 | 0 | 0 | 0 | 0 | 0 | 0 | 118.5865 | 118.5865 | 118.5865 | 0 | 830.1057 | 1185.8653 | 118.5865 | 118.5865 | 118.5865 | 0 | 830.1057 | 1185.8653 | 118.5865 | 118.5865 | 118.5865 | 0 | 830.1057 | 1185.8653 | 118.5865 | 118.5865 | 118.5865 | 0 | 830.1057 | 1185.8653 | 118.5865 | 118.5865 | 118.5865 | 0 | 830.1057 | 1185.8653 | 0 | 0 | 0 | 1615.5063 | 1615.5063 | 1615.5063 | 1615.5063 | 1615.5063 | 0 | 0 | 0 | 443.838 | 443.838 | 443.838 | 443.838 | 443.838 | 0 | 0 | 0 | 3850.7411 | 3849.2286 | 3848.7899 | 3851.0067 | 3857.044
DER | Voltage Compliance Program | DER | Distribution system assets | Demand related capital expenditure | Augmentation | HV Feeders | Other |  |  |  | 3780 | 3780 | 3780 | 3780 | 3780 | 0 | 0 | 0 | 596.07 | 594.5812 | 594.1493 | 596.3315 | 602.2745 | 0 | 0 | 0 | 0 | 0 | 0 | 0 | 0 | 0 | 0 | 0 | 0 | 0 | 0 | 0 | 0 | 0 | 0 | 116.7336 | 116.7336 | 116.7336 | 0 | 817.1353 | 1167.3362 | 116.7336 | 116.7336 | 116.7336 | 0 | 817.1353 | 1167.3362 | 116.7336 | 116.7336 | 116.7336 | 0 | 817.1353 | 1167.3362 | 116.7336 | 116.7336 | 116.7336 | 0 | 817.1353 | 1167.3362 | 116.7336 | 116.7336 | 116.7336 | 0 | 817.1353 | 1167.3362 | 0 | 0 | 0 | 1590.2641 | 1590.2641 | 1590.2641 | 1590.2641 | 1590.2641 | 0 | 0 | 0 | 436.903 | 436.903 | 436.903 | 436.903 | 436.903 | 0 | 0 | 0 | 3790.5732 | 3789.0844 | 3788.6526 | 3790.8347 | 3796.7777
DER | Flexible DER - Dist. Transformer Sensing Devices | DER | SCADA/Network control | Demand related capital expenditure | Augmentation | Distribution Substations | Other | [8 empty] | 0 | 0 | 0 | 0 | 0 | 0 | 0 | 0 | [5 empty] | 0 | 0 | 0 | 0 | 0 | 0 | 0 | 0 | 0 | 0 | 0 | 0 | 0 | 0 | 0 | 0 | 0 | 0 | 0 | 0 | 0 | 0 | 0 | 0 | 0 | 0 | 0 | 0 | 0 | 0 | 0 | 0 | 0 | 0 | 0 | 0 | 0 | 0 | 0 | 0 | 0 | 0 | 0 | 0 | 0 | 0 | 0 | 0 | 0 | 0 | 0 | 0 | 0 | 0 | 0 | 0 | 0 | 0 | 0 | 0 | 0 | 0 | 0 | 0 | 0 | 0 | 0
[88 empty] | 0 | 0 | 0 | 0 | 0 | 0 | 0 | 0
Augex Program | New CLN24 feeder | Distribution feeders | Distribution system assets | Demand related capital expenditure | Augmentation | HV Feeders | 66kv Feeders - HV | [8 empty] | 0 | 0 | 0 | 0 | 0 | 0 | 0 | 0 | 0 | 0 | 0 | 0 | 0 | 0 | 0 | 0 | 0 | 0 | 0 | 0 | 0 | 0 | 0 | 0 | 0 | 0 | 0 | 0 | 0 | 0 | 0 | 0 | 0 | 0 | 0 | 0 | 0 | 0 | 0 | 0 | 0 | 0 | 0 | 0 | 0 | 0 | 0 | 0 | 0 | 0 | 0 | 0 | 0 | 0 | 0 | 0 | 0 | 0 | 0 | 0 | 0 | 0 | 0 | 0 | 0 | 0 | 0 | 0 | 0 | 0 | 0 | 0 | 0 | 0 | 0 | 0 | 0 | 0 | 0 | 0
Augex Program | New CLN31 Feeder | Distribution feeders | Distribution system assets | Demand related capital expenditure | Augmentation | HV Feeders | 66kv Feeders - HV | [8 empty] | 0 | 0 | 0 | 0 | 0 | 0 | 0 | 0 | 0 | 0 | 0 | 0 | 0 | 0 | 0 | 0 | 0 | 0 | 0 | 0 | 0 | 0 | 0 | 0 | 0 | 0 | 0 | 0 | 0 | 0 | 0 | 0 | 0 | 0 | 0 | 0 | 0 | 0 | 0 | 0 | 0 | 0 | 0 | 0 | 0 | 0 | 0 | 0 | 0 | 0 | 0 | 0 | 0 | 0 | 0 | 0 | 0 | 0 | 0 | 0 | 0 | 0 | 0 | 0 | 0 | 0 | 0 | 0 | 0 | 0 | 0 | 0 | 0 | 0 | 0 | 0 | 0 | 0 | 0 | 0
Augex Program | Reconfigure feeders Ex-CRE | Distribution feeders | Distribution system assets | Demand related capital expenditure | Augmentation | HV Feeders | 66kv Feeders - HV | [8 empty] | 0 | 0 | 0 | 0 | 0 | 0 | 0 | 0 | 0 | 0 | 0 | 0 | 0 | 0 | 0 | 0 | 0 | 0 | 0 | 0 | 0 | 0 | 0 | 0 | 0 | 0 | 0 | 0 | 0 | 0 | 0 | 0 | 0 | 0 | 0 | 0 | 0 | 0 | 0 | 0 | 0 | 0 | 0 | 0 | 0 | 0 | 0 | 0 | 0 | 0 | 0 | 0 | 0 | 0 | 0 | 0 | 0 | 0 | 0 | 0 | 0 | 0 | 0 | 0 | 0 | 0 | 0 | 0 | 0 | 0 | 0 | 0 | 0 | 0 | 0 | 0 | 0 | 0 | 0 | 0
Augex Program | Upgrade KLO14 feeder | Distribution feeders | Distribution system assets | Demand related capital expenditure | Augmentation | HV Feeders | 66kv Feeders - HV | [8 empty] | 0 | 0 | 0 | 0 | 0 | 0 | 0 | 0 | 0 | 0 | 0 | 0 | 0 | 0 | 0 | 0 | 0 | 0 | 0 | 0 | 0 | 0 | 0 | 0 | 0 | 0 | 0 | 0 | 0 | 0 | 0 | 0 | 0 | 0 | 0 | 0 | 0 | 0 | 0 | 0 | 0 | 0 | 0 | 0 | 0 | 0 | 0 | 0 | 0 | 0 | 0 | 0 | 0 | 0 | 0 | 0 | 0 | 0 | 0 | 0 | 0 | 0 | 0 | 0 | 0 | 0 | 0 | 0 | 0 | 0 | 0 | 0 | 0 | 0 | 0 | 0 | 0 | 0 | 0 | 0
Augex Program | WOTS 22 kV Zone Sub Feeder Reconfiguration | Distribution feeders | Distribution system assets | Demand related capital expenditure | Augmentation | HV Feeders | 66kv Feeders - HV |  |  |  | 0 | 0 | 0 | 0 | 0 | 0 | 0 | 0 | 0 | 0 | 0 | 0 | 0 | 0 | 0 | 0 | 0 | 0 | 0 | 0 | 0 | 0 | 0 | 0 | 0 | 0 | 0 | 0 | 0 | 0 | 0 | 0 | 0 | 0 | 0 | 0 | 0 | 0 | 0 | 0 | 0 | 0 | 0 | 0 | 0 | 0 | 0 | 0 | 0 | 0 | 0 | 0 | 0 | 0 | 0 | 0 | 0 | 0 | 0 | 0 | 0 | 0 | 0 | 0 | 0 | 0 | 0 | 0 | 0 | 0 | 0 | 0 | 0 | 0 | 0 | 0 | 0 | 0 | 0 | 0 | 0 | 0 | 0 | 0 | 0
Augex Program | LV Circuit Breakers | Distribution feeders | Distribution system assets | Demand related capital expenditure | Augmentation | Subtransmission Substations, Switching Stations , Zone Substations | Other |  |  |  | 500 | 500 | 500 | 500 | 500 | 0 | 0 | 0 | 78.8452 | 78.6483 | 78.5912 | 78.8798 | 79.6659 | 0 | 0 | 0 | 0 | 0 | 0 | 0 | 0 | 0 | 0 | 0 | 0 | 0 | 0 | 0 | 0 | 0 | 0 | 15.441 | 15.441 | 15.441 | 0 | 108.0867 | 154.4095 | 15.441 | 15.441 | 15.441 | 0 | 108.0867 | 154.4095 | 15.441 | 15.441 | 15.441 | 0 | 108.0867 | 154.4095 | 15.441 | 15.441 | 15.441 | 0 | 108.0867 | 154.4095 | 15.441 | 15.441 | 15.441 | 0 | 108.0867 | 154.4095 | 0 | 0 | 0 | 210.3524 | 210.3524 | 210.3524 | 210.3524 | 210.3524 | 0 | 0 | 0 | 57.7914 | 57.7914 | 57.7914 | 57.7914 | 57.7914 | 0 | 0 | 0 | 501.3986 | 501.2016 | 501.1445 | 501.4332 | 502.2193
Augex Program | Summer Network Readiness Program | Distribution Network | Distribution system assets | Demand related capital expenditure | Augmentation | LV Feeders | Thermal Upgrade - 22kv LV Feeders |  |  |  | 500 | 500 | 500 | 500 | 500 | 0 | 0 | 0 | 78.8452 | 78.6483 | 78.5912 | 78.8798 | 79.6659 | 0 | 0 | 0 | 0 | 0 | 0 | 0 | 0 | 0 | 0 | 0 | 0 | 0 | 0 | 0 | 0 | 0 | 0 | 103.4544 | 0 | 20.0732 | 0 | 30.8819 | 154.4095 | 103.4544 | 0 | 20.0732 | 0 | 30.8819 | 154.4095 | 103.4544 | 0 | 20.0732 | 0 | 30.8819 | 154.4095 | 103.4544 | 0 | 20.0732 | 0 | 30.8819 | 154.4095 | 103.4544 | 0 | 20.0732 | 0 | 30.8819 | 154.4095 | 0 | 0 | 0 | 210.3524 | 210.3524 | 210.3524 | 210.3524 | 210.3524 | 0 | 0 | 0 | 57.7914 | 57.7914 | 57.7914 | 57.7914 | 57.7914 | 0 | 0 | 0 | 501.3986 | 501.2016 | 501.1445 | 501.4332 | 502.2193
Augex Program | Customer Supply Compliance Program | Distribution Network | Distribution system assets | Demand related capital expenditure | Augmentation | LV Feeders | Thermal Upgrade - 22kv LV Feeders |  |  |  | 1205 | 1210 | 1100 | 1010 | 970 | 0 | 0 | 0 | 190.017 | 190.3289 | 172.9006 | 159.3373 | 154.5519 | 0 | 0 | 0 | 0 | 0 | 0 | 0 | 0 | 0 | 0 | 0 | 0 | 0 | 0 | 0 | 0 | 0 | 0 | 249.3251 | 0 | 48.3765 | 0 | 74.4254 | 372.127 | 250.3596 | 0 | 48.5772 | 0 | 74.7342 | 373.6711 | 227.5997 | 0 | 44.1611 | 0 | 67.9402 | 339.701 | 208.9779 | 0 | 40.5479 | 0 | 62.3815 | 311.9073 | 200.7015 | 0 | 38.9421 | 0 | 59.9109 | 299.5545 | 0 | 0 | 0 | 506.9493 | 509.0528 | 462.7753 | 424.9118 | 408.0836 | 0 | 0 | 0 | 139.2773 | 139.8552 | 127.1411 | 116.7386 | 112.1153 | 0 | 0 | 0 | 1208.3706 | 1212.908 | 1102.5179 | 1012.895 | 974.3054
Augex Program | Eliminating Network Operational Deficiencies Program | Distribution Network | Distribution system assets | Demand related capital expenditure | Augmentation | LV Feeders | Thermal Upgrade - 22kv LV Feeders |  |  |  | 250 | 250 | 250 | 250 | 250 | 0 | 0 | 0 | 39.4226 | 39.3242 | 39.2956 | 39.4399 | 39.833 | 0 | 0 | 0 | 0 | 0 | 0 | 0 | 0 | 0 | 0 | 0 | 0 | 0 | 0 | 0 | 0 | 0 | 0 | 51.7272 | 0 | 10.0366 | 0 | 15.441 | 77.2048 | 51.7272 | 0 | 10.0366 | 0 | 15.441 | 77.2048 | 51.7272 | 0 | 10.0366 | 0 | 15.441 | 77.2048 | 51.7272 | 0 | 10.0366 | 0 | 15.441 | 77.2048 | 51.7272 | 0 | 10.0366 | 0 | 15.441 | 77.2048 | 0 | 0 | 0 | 105.1762 | 105.1762 | 105.1762 | 105.1762 | 105.1762 | 0 | 0 | 0 | 28.8957 | 28.8957 | 28.8957 | 28.8957 | 28.8957 | 0 | 0 | 0 | 250.6993 | 250.6008 | 250.5723 | 250.7166 | 251.1096
Augex Program | LV Network Capacity and Voltage Management Program (formerly Distribution transformer Upgrades) | Distribution substations & LV | Distribution system assets | Demand related capital expenditure | Augmentation | LV Feeders | Distribution Sub Transformers (Pole Top & Kiosk upgrades) |  |  |  | 2090 | 2090 | 2090 | 2090 | 2090 | 0 | 0 | 0 | 329.5731 | 328.7499 | 328.5111 | 329.7177 | 333.0036 | 0 | 0 | 0 | 0 | 0 | 0 | 0 | 0 | 0 | 0 | 0 | 0 | 0 | 0 | 0 | 0 | 0 | 0 | 432.4394 | 0 | 83.9061 | 0 | 129.0864 | 645.4319 | 432.4394 | 0 | 83.9061 | 0 | 129.0864 | 645.4319 | 432.4394 | 0 | 83.9061 | 0 | 129.0864 | 645.4319 | 432.4394 | 0 | 83.9061 | 0 | 129.0864 | 645.4319 | 432.4394 | 0 | 83.9061 | 0 | 129.0864 | 645.4319 | 0 | 0 | 0 | 879.273 | 879.273 | 879.273 | 879.273 | 879.273 | 0 | 0 | 0 | 241.5681 | 241.5681 | 241.5681 | 241.5681 | 241.5681 | 0 | 0 | 0 | 2095.8461 | 2095.0229 | 2094.7841 | 2095.9906 | 2099.2766
REFCL Augmentation | REFCL Driven Augmentation (Safety) | Distribution Network | Subtransmission | Environment, safety & legal | Augmentation | Subtransmission Substations, Switching Stations , Zone Substations | New Zone Substation |  |  |  | 0 | 8347.9463 | 14772.7304 | 21197.5145 | 23032.9846 | 0 | 0 | 0 | 0 | 1313.1037 | 2322.0127 | 3344.1126 | 3669.8887 | 0 | 0 | 0 | 0 | 0 | 0 | 0 | 0 | 0 | 0 | 0 | 0 | 0 | 0 | 0 | 0 | 0 | 0 | 0 | 0 | 0 | 0 | 0 | 0 | 128.9003 | 386.7008 | 1031.2021 | 128.9003 | 902.3018 | 2578.0052 | 228.1051 | 684.3152 | 1824.8405 | 228.1051 | 1596.7354 | 4562.1013 | 327.3099 | 981.9296 | 2618.4789 | 327.3099 | 2291.1691 | 6546.1973 | 355.6513 | 1066.9538 | 2845.2102 | 355.6513 | 2489.5589 | 7113.0255 | 0 | 0 | 0 | 0 | 3512.0209 | 6214.9583 | 8917.8956 | 9690.0867 | 0 | 0 | 0 | 0 | 964.879 | 1707.4735 | 2450.0681 | 2662.2169 | 0 | 0 | 0 | 0 | 8368.0088 | 14806.5458 | 21258.2736 | 23135.2178
REFCL Augmentation | REFCL Driven Augmentation (Safety) | Distribution Network | SCADA/Network control | Environment, safety & legal | Augmentation | Subtransmission Substations, Switching Stations , Zone Substations | Arc Suppression Coil |  |  |  | 0 | 2399.5306 | 4203.217 | 6006.9034 | 6553.4691 | 0 | 0 | 0 | 0 | 377.438 | 660.6716 | 947.647 | 1044.1765 | 0 | 0 | 0 | 0 | 0 | 0 | 0 | 0 | 0 | 0 | 0 | 0 | 0 | 0 | 0 | 0 | 0 | 0 | 0 | 0 | 0 | 0 | 0 | 0 | 37.051 | 148.2042 | 259.3573 | 37.051 | 259.3573 | 741.0209 | 64.9017 | 259.6067 | 454.3118 | 64.9017 | 454.3118 | 1298.0337 | 92.7523 | 371.0093 | 649.2663 | 92.7523 | 649.2663 | 1855.0465 | 101.1918 | 404.7673 | 708.3427 | 101.1918 | 708.3427 | 2023.8364 | 0 | 0 | 0 | 0 | 1009.494 | 1768.3135 | 2527.1329 | 2757.0758 | 0 | 0 | 0 | 0 | 277.3445 | 485.8196 | 694.2947 | 757.4683 | 0 | 0 | 0 | 0 | 2405.2974 | 4212.8383 | 6024.1211 | 6582.557
REFCL Augmentation | REFCL Driven Augmentation (Safety) | Distribution Network | Land | Environment, safety & legal | Non-network | Distribution Substations | New Zone Substation |  |  |  | 0 | 324.621 | 584.3178 | 844.0147 | 911.0424 | 0 | 0 | 0 | 0 | 51.0618 | 91.8445 | 133.1515 | 145.1581 | 0 | 0 | 0 | 0 | 0 | 0 | 0 | 0 | 0 | 0 | 0 | 0 | 0 | 0 | 0 | 0 | 0 | 0 | 0 | 0 | 0 | 0 | 0 | 0 | 5.0125 | 15.0374 | 40.0997 | 5.0125 | 35.0872 | 100.2492 | 9.0224 | 27.0673 | 72.1794 | 9.0224 | 63.157 | 180.4485 | 13.0324 | 39.0972 | 104.2591 | 13.0324 | 91.2267 | 260.6478 | 14.0674 | 42.2021 | 112.5389 | 14.0674 | 98.4716 | 281.3473 | 0 | 0 | 0 | 0 | 136.5696 | 245.8253 | 355.081 | 383.2799 | 0 | 0 | 0 | 0 | 37.5206 | 67.5371 | 97.5536 | 105.3008 | 0 | 0 | 0 | 0 | 325.4012 | 585.6554 | 846.4339 | 915.0861
[88 empty] | 0 | 0 | 0 | 0 | 0 | 0 | 0 | 0
| Top down adjustment |  | Distribution system assets | Demand related capital expenditure | Augmentation | HV Feeders | 66kv Feeders - HV |  |  |  | -821 | -821 | -821 | -821 | -821 | 0 | 0 | 0 | -129.4639 | -129.1405 | -129.0467 | -129.5207 | -130.8115 | 0 | 0 | 0 | 0 | 0 | 0 | 0 | 0 | 0 | 0 | 0 | 0 | 0 | 0 | 0 | 0 | 0 | 0 | -169.8721 | 0 | -32.9603 | 0 | -50.7081 | -253.5405 | -169.8721 | 0 | -32.9603 | 0 | -50.7081 | -253.5405 | -169.8721 | 0 | -32.9603 | 0 | -50.7081 | -253.5405 | -169.8721 | 0 | -32.9603 | 0 | -50.7081 | -253.5405 | -169.8721 | 0 | -32.9603 | 0 | -50.7081 | -253.5405 | 0 | 0 | 0 | -345.3986 | -345.3986 | -345.3986 | -345.3986 | -345.3986 | 0 | 0 | 0 | -94.8935 | -94.8935 | -94.8935 | -94.8935 | -94.8935 | 0 | 0 | 0 | -823.2965 | -822.9731 | -822.8793 | -823.3533 | -824.6441
[88 empty] | 0 | 0 | 0 | 0 | 0 | 0 | 0 | 0
[88 empty] | 0 | 0 | 0 | 0 | 0 | 0 | 0 | 0
[88 empty] | 0 | 0 | 0 | 0 | 0 | 0 | 0 | 0
[88 empty] | 0 | 0 | 0 | 0 | 0 | 0 | 0 | 0
[88 empty] | 0 | 0 | 0 | 0 | 0 | 0 | 0 | 0
[8 empty] | 0 | 0 | 0 | 16152.3 | 29137.7979 | 35297.7652 | 40590.9325 | 42712.4962 | 0 | 0 | 0 | 2547.0639 | 4583.2769 | 5548.1862 | 6403.6116 | 6805.4623 | 0 | 0 | 0 | 0 | 0 | 0 | 0 | 0 | 0 | 0 | 0 | 0 | 0 | 0 | 0 | 0 | 0 | 0 | 1522.2326 | 366.9636 | 684.7616 | 26.1415 | 2388.0394 | 4988.1387 | 1859.4133 | 1000.7565 | 2200.7634 | 220.977 | 3716.3983 | 8998.3084 | 1748.28 | 1344.5368 | 3042.9738 | 332.7258 | 4432.1077 | 10900.624 | 1549.5111 | 1658.7322 | 3817.8418 | 437.0783 | 5072.0916 | 12535.2552 | 1568.9631 | 1764.6843 | 4081.2528 | 470.9105 | 5304.6238 | 13190.4345 | 0 | 0 | 0 | 6795.3498 | 12258.4108 | 14849.9385 | 17076.7993 | 17969.3512 | 0 | 0 | 0 | 1866.9281 | 3367.8283 | 4079.8145 | 4691.6136 | 4936.8299 | 0 | 0 | 0 | 16197.4805 | 29207.8244 | 35378.5632 | 40707.2796 | 42902.0779
[88 empty] | 0% | 0% | 0% | 0.2797% | 0.2403% | 0.2289% | 0.2866% | 0.4439%
Check

## Connections
Customer Connections | [6 empty] | Note: This sheet is left blank intentionally
Table of Contents
[21 empty] | Direct Labour Cost | Direct Material Cost | Contracts Cost | Other Cost
Table 3.2.1 - Gross Expenditure | [5 empty] | Number of Units Input | [6 empty] | Direct Unit cost ($2018, $000's) | P50 Direct Cost - $000's, real $2018 | [6 empty] | Direct Labour Unit Cost ($2018) | Direct Material Unit Cost ($2018) | Direct Contracts Unit Cost ($2018) | Direct Other Unit Cost ($2018) | Direct Labour Cost | [6 empty] | Alum | Copper | Steel | Crude Oil | Other | Direct Material Cost | Alum | Copper | Steel | Crude Oil | Other | Direct Material Cost | Alum | Copper | Steel | Crude Oil | Other | Direct Material Cost | Alum | Copper | Steel | Crude Oil | Other | Direct Material Cost | Alum | Copper | Steel | Crude Oil | Other | Direct Material Cost | Alum | Copper | Steel | Crude Oil | Other | Direct Material Cost | Alum | Copper | Steel | Crude Oil | Other | Direct Material Cost | Contracts Cost | [6 empty] | Other Cost | [6 empty] | Total Direct Cost, including labour escalation - $000's, real $2018
Project Ref | Description | Program | RAB Category | TAB Category | RIN Asset Category | 2019-12-01 | 2020-12-01 | 2022-06-30 | 2023-06-30 | 2024-06-30 | 2025-06-30 | 2026-06-30 |  | 2019-12-01 | 2020-12-01 | 2022-06-30 | 2023-06-30 | 2024-06-30 | 2025-06-30 | 2026-06-30 |  |  |  |  | 2019-12-01 | 2020-12-01 | 2022-06-30 | 2023-06-30 | 2024-06-30 | 2025-06-30 | 2026-06-30 | 2019-12-01 | 2019-12-01 | 2019-12-01 | 2019-12-01 | 2019-12-01 | 2019-12-01 | 2020-12-01 | 2020-12-01 | 2020-12-01 | 2020-12-01 | 2020-12-01 | 2020-12-01 | 2022-06-30 | 2022-06-30 | 2022-06-30 | 2022-06-30 | 2022-06-30 | 2022-06-30 | 2023-06-30 | 2023-06-30 | 2023-06-30 | 2023-06-30 | 2023-06-30 | 2023-06-30 | 2024-06-30 | 2024-06-30 | 2024-06-30 | 2024-06-30 | 2024-06-30 | 2024-06-30 | 2025-06-30 | 2025-06-30 | 2025-06-30 | 2025-06-30 | 2025-06-30 | 2025-06-30 | 2026-06-30 | 2026-06-30 | 2026-06-30 | 2026-06-30 | 2026-06-30 | 2026-06-30 | 2019-12-01 | 2020-12-01 | 2022-06-30 | 2023-06-30 | 2024-06-30 | 2025-06-30 | 2026-06-30 | 2019-12-01 | 2020-12-01 | 2022-06-30 | 2023-06-30 | 2024-06-30 | 2025-06-30 | 2026-06-30 | 2019-12-01 | 2020-12-01 | 2022-06-30 | 2023-06-30 | 2024-06-30 | 2025-06-30 | 2026-06-30
|  |  | Distribution system assets | Demand related capital expenditure | Simple and Complex Customer Connections | [82 empty] | 0 | 0 | 0 | 0 | 0 | 0 | 0
| Refer to Connections Capex & Contributions Forecast model |  | Distribution system assets | Demand related capital expenditure | Simple and Complex Customer Connections | [82 empty] | 0 | 0 | 0 | 0 | 0 | 0 | 0
|  |  | Distribution system assets | Demand related capital expenditure | Simple and Complex Customer Connections | [82 empty] | 0 | 0 | 0 | 0 | 0 | 0 | 0
|  |  | Distribution system assets | Demand related capital expenditure | Simple and Complex Customer Connections | [82 empty] | 0 | 0 | 0 | 0 | 0 | 0 | 0
|  |  | Distribution system assets | Demand related capital expenditure | Simple and Complex Customer Connections | [82 empty] | 0 | 0 | 0 | 0 | 0 | 0 | 0
[88 empty] | 0 | 0 | 0 | 0 | 0 | 0 | 0
[88 empty] | 0 | 0 | 0 | 0 | 0 | 0 | 0
[88 empty] | 0 | 0 | 0 | 0 | 0 | 0 | 0
[88 empty] | 0 | 0 | 0 | 0 | 0 | 0 | 0
[88 empty] | 0 | 0 | 0 | 0 | 0 | 0 | 0
[88 empty] | 0 | 0 | 0 | 0 | 0 | 0 | 0
[88 empty] | 0 | 0 | 0 | 0 | 0 | 0 | 0
[88 empty] | 0 | 0 | 0 | 0 | 0 | 0 | 0
[88 empty] | 0 | 0 | 0 | 0 | 0 | 0 | 0
[88 empty] | 0 | 0 | 0 | 0 | 0 | 0 | 0
[88 empty] | 0 | 0 | 0 | 0 | 0 | 0 | 0
[88 empty] | 0 | 0 | 0 | 0 | 0 | 0 | 0
[88 empty] | 0 | 0 | 0 | 0 | 0 | 0 | 0
[88 empty] | 0 | 0 | 0 | 0 | 0 | 0 | 0
[88 empty] | 0 | 0 | 0 | 0 | 0 | 0 | 0
[88 empty] | 0 | 0 | 0 | 0 | 0 | 0 | 0
[88 empty] | 0 | 0 | 0 | 0 | 0 | 0 | 0
[88 empty] | 0 | 0 | 0 | 0 | 0 | 0 | 0
[88 empty] | 0 | 0 | 0 | 0 | 0 | 0 | 0
[88 empty] | 0 | 0 | 0 | 0 | 0 | 0 | 0
[88 empty] | 0 | 0 | 0 | 0 | 0 | 0 | 0
[88 empty] | 0 | 0 | 0 | 0 | 0 | 0 | 0
[88 empty] | 0 | 0 | 0 | 0 | 0 | 0 | 0
[88 empty] | 0 | 0 | 0 | 0 | 0 | 0 | 0
[88 empty] | 0 | 0 | 0 | 0 | 0 | 0 | 0
[88 empty] | 0 | 0 | 0 | 0 | 0 | 0 | 0
[14 empty] | 0 | 0 | 0 | 0 | 0 | 0 | 0 |  |  |  |  | 0 | 0 | 0 | 0 | 0 | 0 | 0 | 0 | 0 | 0 | 0 | 0 | 0 | 0 | 0 | 0 | 0 | 0 | 0 | 0 | 0 | 0 | 0 | 0 | 0 | 0 | 0 | 0 | 0 | 0 | 0 | 0 | 0 | 0 | 0 | 0 | 0 | 0 | 0 | 0 | 0 | 0 | 0 | 0 | 0 | 0 | 0 | 0 | 0 | 0 | 0 | 0 | 0 | 0 | 0 | 0 | 0 | 0 | 0 | 0 | 0 | 0 | 0 | 0 | 0 | 0 | 0 | 0 | 0 | 0
[88 empty] | 0% | 0% | 0% | 0% | 0% | 0% | 0%
Table 3.2.2 - Customer Contributions
[14 empty] | P50 Direct $000's | [73 empty] | P50 Direct $000's
Project Ref | Description | Program | RAB Category | TAB Category | RIN Asset Category | [8 empty] | 2019-12-01 | 2020-12-01 | 2022-06-30 | 2023-06-30 | 2024-06-30 | 2025-06-30 | 2026-06-30 | Escalated values --> | [66 empty] | 2019-12-01 | 2020-12-01 | 2022-06-30 | 2023-06-30 | 2024-06-30 | 2025-06-30 | 2026-06-30
|  | Customer Initiated | Distribution system assets | Demand related capital expenditure | Simple and Complex Customer Connections
|  | Customer Initiated | Distribution system assets | Demand related capital expenditure | Simple and Complex Customer Connections
|  | Customer Initiated | Distribution system assets | Demand related capital expenditure | Simple and Complex Customer Connections
|  | Customer Initiated | Distribution system assets | Demand related capital expenditure | Simple and Complex Customer Connections
|  | Customer Initiated | Distribution system assets | Demand related capital expenditure | Simple and Complex Customer Connections
[14 empty] | 0 |  | 0 | 0 | 0 | 0 | 0 | [67 empty] | 0 | 0 | 0 | 0 | 0 | 0 | 0

## Major_Rebuilds
Major Rebuilds | [10 empty] | Confidential
Table of Contents
[8 empty] | P50 Direct Cost Inputs - $000's, real $2018 | [7 empty] | Direct Labour Cost | [7 empty] | Alum | Copper | Steel | Crude Oil | Other | Direct Material Cost | Alum | Copper | Steel | Crude Oil | Other | Direct Material Cost | Alum | Copper | Steel | Crude Oil | Other | Direct Material Cost | Alum | Copper | Steel | Crude Oil | Other | Direct Material Cost | Alum | Copper | Steel | Crude Oil | Other | Direct Material Cost | Alum | Copper | Steel | Crude Oil | Other | Direct Material Cost | Alum | Copper | Steel | Crude Oil | Other | Direct Material Cost | Alum | Copper | Steel | Crude Oil | Other | Direct Material Cost | Contracts Cost | [7 empty] | Other Cost | [7 empty] | Total Direct Cost, including labour escalation - $000's, real $2018 | [7 empty] | P50 Direct excl labour escalation, $2018 | P50 Direct incl labour escalation, $2018 | P50 Direct incl labour escalation, $2021 | Total Capex incl Overheads, $2018 | Total Capex incl Overheads, $2021
Project Ref | Description | Program | RAB Category | TAB Category | RIN Expenditure Category | RIN Asset Category | Activity Type | 2019-12-01 | 2020-12-01 | 2021-06-30 | 2022-06-30 | 2023-06-30 | 2024-06-30 | 2025-06-30 | 2026-06-30 | 2019-12-01 | 2020-12-01 | 2021-06-30 | 2022-06-30 | 2023-06-30 | 2024-06-30 | 2025-06-30 | 2026-06-30 | 2019-12-01 | 2019-12-01 | 2019-12-01 | 2019-12-01 | 2019-12-01 | 2019-12-01 | 2020-12-01 | 2020-12-01 | 2020-12-01 | 2020-12-01 | 2020-12-01 | 2020-12-01 | 2021-06-30 | 2021-06-30 | 2021-06-30 | 2021-06-30 | 2021-06-30 | 2021-06-30 | 2022-06-30 | 2022-06-30 | 2022-06-30 | 2022-06-30 | 2022-06-30 | 2022-06-30 | 2023-06-30 | 2023-06-30 | 2023-06-30 | 2023-06-30 | 2023-06-30 | 2023-06-30 | 2024-06-30 | 2024-06-30 | 2024-06-30 | 2024-06-30 | 2024-06-30 | 2024-06-30 | 2025-06-30 | 2025-06-30 | 2025-06-30 | 2025-06-30 | 2025-06-30 | 2025-06-30 | 2026-06-30 | 2026-06-30 | 2026-06-30 | 2026-06-30 | 2026-06-30 | 2026-06-30 | 2019-12-01 | 2020-12-01 | 2021-06-30 | 2022-06-30 | 2023-06-30 | 2024-06-30 | 2025-06-30 | 2026-06-30 | 2019-12-01 | 2020-12-01 | 2021-06-30 | 2022-06-30 | 2023-06-30 | 2024-06-30 | 2025-06-30 | 2026-06-30 | 2019-12-01 | 2020-12-01 | 2021-06-30 | 2022-06-30 | 2023-06-30 | 2024-06-30 | 2025-06-30 | 2026-06-30 | 2022-26 | 2022-26 | 2022-26 | 2022-26 | 2022-26
74422206 | Maffra Refurbishment | Zone substation major replacement projects | Subtransmission | Repex - 75% Grp 2, 25% Grp 3 | Replacement | Transformers & Switchgear | ZSS Major replacements |  | 0 | 95.63 | 2211.4437 | 4470.7025 | 2665.6863 | 119.5375 | 0 | 0 | 0 | 9.6986 | 224.8164 | 453.3585 | 270.1217 | 12.1576 | 0 | 0 | 0 | 0 | 0 | 0 | 0 | 0 | 0 | 0 | 0 | 0 | 0 | 1.0514 | 3.1543 | 8.4116 | 0 | 8.4116 | 21.029 | 24.3147 | 72.9442 | 194.5178 | 0 | 194.5178 | 486.2945 | 49.1552 | 147.4655 | 393.2414 | 0 | 393.2414 | 983.1036 | 29.3091 | 87.9273 | 234.4728 | 0 | 234.4728 | 586.1821 | 1.3143 | 3.9429 | 10.5145 | 0 | 10.5145 | 26.2862 | 0 | 0 | 0 | 0 | 0 | 0 | 0 | 0 | 56.3338 | 1302.7185 | 2633.6039 | 1570.3039 | 70.4172 | 0 | 0 | 0 | 8.7179 | 201.6022 | 407.5633 | 243.0124 | 10.8974 | 0 | 0 | 0 | 95.7793 | 2215.4316 | 4477.6292 | 2669.62 | 119.7584 | 0 | 9467.37 | 9482.4392 | 9953.5631 | 10559.3011 | 11083.9276
74422210 | Benalla Refurbishment | Zone substation major replacement projects | Subtransmission | Repex - 75% Grp 2, 25% Grp 3 | Replacement | Transformers & Switchgear | ZSS Major replacements |  | 0 | 77.78 | 1798.6625 | 3636.215 | 2168.1175 | 97.225 | 0 | 0 | 0 | 7.8883 | 182.8529 | 368.736 | 219.7016 | 9.8883 | 0 | 0 | 0 | 0 | 0 | 0 | 0 | 0 | 0 | 0 | 0 | 0 | 0 | 0.85519 | 2.5656 | 6.8415 | 0 | 6.8415 | 17.1038 | 19.7762 | 59.3286 | 158.2097 | 0 | 158.2097 | 395.5243 | 39.98 | 119.9401 | 319.8402 | 0 | 319.8402 | 799.6005 | 23.8384 | 71.5151 | 190.7069 | 0 | 190.7069 | 476.7671 | 1.069 | 3.207 | 8.5519 | 0 | 8.5519 | 21.3797 | 0 | 0 | 0 | 0 | 0 | 0 | 0 | 0 | 45.8187 | 1059.5571 | 2142.0235 | 1277.1958 | 57.2734 | 0 | 0 | 0 | 7.0907 | 163.9717 | 331.4888 | 197.6524 | 8.8633 | 0 | 0 | 0 | 77.9014 | 1801.906 | 3641.8488 | 2171.317 | 97.4047 | 0 | 7700.22 | 7712.4765 | 8095.6618 | 8588.3346 | 9015.036
74422209 | Watsonia Refurbishment | Zone substation major replacement projects | Subtransmission | Repex - 75% Grp 2, 25% Grp 3 | Replacement | Transformers & Switchgear | ZSS Major replacements |  | 0 | 0 | 128.31 | 2967.1687 | 5998.4925 | 3576.6413 | 160.3875 | 0 | 0 | 0 | 13.0441 | 300.8903 | 607.8446 | 363.7625 | 16.4748 | 0 | 0 | 0 | 0 | 0 | 0 | 0 | 0 | 0 | 0 | 0 | 0 | 0 | 0 | 0 | 0 | 0 | 0 | 1.4108 | 4.2323 | 11.2861 | 0 | 11.2861 | 28.2153 | 32.6239 | 97.8717 | 260.9911 | 0 | 260.9911 | 652.4778 | 65.9532 | 197.8595 | 527.6253 | 0 | 527.6253 | 1319.0632 | 39.325 | 117.975 | 314.6001 | 0 | 314.6001 | 786.5003 | 1.7635 | 5.2904 | 14.1076 | 0 | 14.1076 | 35.2691 | 0 | 0 | 0 | 75.5849 | 1747.9014 | 3533.5952 | 2106.9298 | 94.4812 | 0 | 0 | 0 | 11.6971 | 270.4965 | 546.8415 | 326.0579 | 14.6214 | 0 | 0 | 0 | 128.5414 | 2971.766 | 6007.3445 | 3583.2504 | 160.8464 | 12831 | 12851.7487 | 13490.2728 | 14329.2455 | 15041.1773
74429461 | Thomastown Refurbishment | Zone substation major replacement projects | Subtransmission | Repex - 75% Grp 2, 25% Grp 3 | Replacement | Transformers & Switchgear | ZSS Major replacements |  | 1070 | 2260.8962 | 6454.7725 | 3848.7013 | 172.5875 | 0 | 0 | 0 | 108.765 | 229.2965 | 656.1952 | 390.2835 | 17.4888 | 0 | 0 | 0 | 0 | 0 | 0 | 0 | 0 | 11.7646 | 35.2938 | 94.1168 | 0 | 94.1168 | 235.2921 | 24.8585 | 74.5754 | 198.8676 | 0 | 198.8676 | 497.1691 | 70.9699 | 212.9098 | 567.7595 | 0 | 567.7595 | 1419.3988 | 42.3163 | 126.9489 | 338.5304 | 0 | 338.5304 | 846.326 | 1.8976 | 5.6928 | 15.1807 | 0 | 15.1807 | 37.9518 | 0 | 0 | 0 | 0 | 0 | 0 | 0 | 0 | 0 | 0 | 0 | 0 | 0 | 630.3162 | 1331.85 | 3802.3809 | 2267.195 | 101.6679 | 0 | 0 | 0 | 97.5446 | 206.1104 | 588.4374 | 350.8597 | 15.7336 | 0 | 0 | 0 | 1071.9179 | 2264.426 | 6466.4123 | 3854.6643 | 172.8422 | 0 | 0 | 10476.0613 | 10493.9187 | 11015.2968 | 11708.7559 | 12290.4918
New | Newmeralla Refurbishment | Zone substation major replacement projects | Subtransmission | Repex - 75% Grp 2, 25% Grp 3 | Replacement | Transformers & Switchgear | ZSS Major replacements |  | 0 | 0 | 0 | 0 | 0 | 111.5 | 2578.4375 | 0 | 0 | 0 | 0 | 0 | 0 | 11.3401 | 264.8536 | 0 | 0 | 0 | 0 | 0 | 0 | 0 | 0 | 0 | 0 | 0 | 0 | 0 | 0 | 0 | 0 | 0 | 0 | 0 | 0 | 0 | 0 | 0 | 0 | 0 | 0 | 0 | 0 | 0 | 0 | 0 | 0 | 0 | 0 | 0 | 0 | 1.2259 | 3.6778 | 9.8075 | 0 | 9.8075 | 24.5188 | 28.3498 | 85.0494 | 226.7985 | 0 | 226.7985 | 566.9961 | 0 | 0 | 0 | 0 | 0 | 0 | 65.6825 | 1518.9074 | 0 | 0 | 0 | 0 | 0 | 0 | 10.1647 | 235.0585 | 0 | 0 | 0 | 0 | 0 | 0 | 111.706 | 2585.8156 | 2689.9375 | 2697.5216 | 2831.5448 | 3029.6686 | 3180.1941
New | Traralgon Stage 2 Refurbishment | Zone substation major replacement projects | Subtransmission | Repex - 75% Grp 2, 25% Grp 3 | Replacement | Transformers & Switchgear | ZSS Major replacements |  | 0 | 0 | 82.06 | 1897.6375 | 3836.305 | 2287.4225 | 102.575 | 0 | 0 | 0 | 8.3423 | 192.4329 | 388.7439 | 232.6424 | 10.5364 | 0 | 0 | 0 | 0 | 0 | 0 | 0 | 0 | 0 | 0 | 0 | 0 | 0 | 0 | 0 | 0 | 0 | 0 | 0.90225 | 2.7067 | 7.218 | 0 | 7.218 | 18.0449 | 20.8644 | 62.5933 | 166.9155 | 0 | 166.9155 | 417.2888 | 42.18 | 126.54 | 337.44 | 0 | 337.44 | 843.6001 | 25.1501 | 75.4503 | 201.2009 | 0 | 201.2009 | 503.0022 | 1.1278 | 3.3834 | 9.0225 | 0 | 9.0225 | 22.5562 | 0 | 0 | 0 | 48.3399 | 1117.8613 | 2259.8926 | 1347.4761 | 60.4249 | 0 | 0 | 0 | 7.4808 | 172.9946 | 349.7297 | 208.5286 | 9.3511 | 0 | 0 | 0 | 82.208 | 1900.5776 | 3841.9663 | 2291.6494 | 102.8685 | 8206 | 8219.2698 | 8627.6346 | 9164.1952 | 9619.5075
New | Bayswater Refurbishment | Zone substation major replacement projects | Subtransmission | Repex - 75% Grp 2, 25% Grp 3 | Replacement | Transformers & Switchgear | ZSS Major replacements |  | 0 | 104.7 | 2421.1875 | 4894.725 | 2918.5125 | 130.875 | 0 | 0 | 0 | 10.6185 | 246.139 | 496.3571 | 295.7413 | 13.3106 | 0 | 0 | 0 | 0 | 0 | 0 | 0 | 0 | 0 | 0 | 0 | 0 | 0 | 1.1512 | 3.4535 | 9.2094 | 0 | 9.2094 | 23.0234 | 26.6209 | 79.8626 | 212.9668 | 0 | 212.9668 | 532.417 | 53.8173 | 161.4519 | 430.5383 | 0 | 430.5383 | 1076.3457 | 32.0889 | 96.2668 | 256.7113 | 0 | 256.7113 | 641.7783 | 1.439 | 4.3169 | 11.5117 | 0 | 11.5117 | 28.7793 | 0 | 0 | 0 | 0 | 0 | 0 | 0 | 0 | 61.6767 | 1426.2744 | 2883.3873 | 1719.2389 | 77.0959 | 0 | 0 | 0 | 9.5448 | 220.7231 | 446.2186 | 266.0608 | 11.931 | 0 | 0 | 0 | 104.8635 | 2425.5536 | 4902.3087 | 2922.8194 | 131.1168 | 0 | 10365.3 | 10381.7985 | 10897.606 | 11560.795 | 12135.1795
New | Warragul Refurbishment | Zone substation major replacement projects | Subtransmission | Repex - 75% Grp 2, 25% Grp 3 | Replacement | Transformers & Switchgear | ZSS Major replacements |  | 0 | 0 | 115.97 | 2681.8063 | 5421.5975 | 3232.6638 | 144.9625 | 0 | 0 | 0 | 11.7896 | 271.9527 | 549.3861 | 328.7783 | 14.8904 | 0 | 0 | 0 | 0 | 0 | 0 | 0 | 0 | 0 | 0 | 0 | 0 | 0 | 0 | 0 | 0 | 0 | 0 | 1.2751 | 3.8253 | 10.2007 | 0 | 10.2007 | 25.5017 | 29.4863 | 88.459 | 235.8907 | 0 | 235.8907 | 589.7268 | 59.6102 | 178.8307 | 476.8818 | 0 | 476.8818 | 1192.2045 | 35.543 | 106.629 | 284.344 | 0 | 284.344 | 710.8599 | 1.5939 | 4.7816 | 12.7509 | 0 | 12.7509 | 31.8771 | 0 | 0 | 0 | 68.3157 | 1579.7999 | 3193.7576 | 1904.2993 | 85.3946 | 0 | 0 | 0 | 10.5722 | 244.4819 | 494.2499 | 294.6998 | 13.2152 | 0 | 0 | 0 | 116.1791 | 2685.9613 | 5429.5982 | 3238.6373 | 145.3773 | 11597 | 11615.7533 | 12192.8684 | 12951.1542 | 13594.6172
|  |  | Subtransmission | Repex - 75% Grp 2, 25% Grp 3 | Replacement | Transformers & Switchgear | ZSS Major replacements | [8 empty] | 0 | 0 | 0 | 0 | 0 | 0 | 0 | 0 | 0 | 0 | 0 | 0 | 0 | 0 | 0 | 0 | 0 | 0 | 0 | 0 | 0 | 0 | 0 | 0 | 0 | 0 | 0 | 0 | 0 | 0 | 0 | 0 | 0 | 0 | 0 | 0 | 0 | 0 | 0 | 0 | 0 | 0 | 0 | 0 | 0 | 0 | 0 | 0 | 0 | 0 | 0 | 0 | 0 | 0 | 0 | 0 | 0 | 0 | 0 | 0 | 0 | 0 | 0 | 0 | 0 | 0 | 0 | 0 | 0 | 0 | 0 | 0 | 0 | 0 | 0 | 0 | 0 | 0 | 0 | 0 | 0 | 0 | 0 | 0 | 0
| Top down adjustment |  | Subtransmission | Repex - 75% Grp 2, 25% Grp 3 | Replacement | Transformers & Switchgear | ZSS Major replacements |  |  |  | -821 | -821 | -821 | -821 | -821 | 0 | 0 | 0 | -83.4632 | -83.2548 | -83.1943 | -83.4999 | -84.332 | 0 | 0 | 0 | 0 | 0 | 0 | 0 | 0 | 0 | 0 | 0 | 0 | 0 | 0 | 0 | 0 | 0 | 0 | -9.0269 | -27.0806 | -72.2149 | 0 | -72.2149 | -180.5372 | -9.0269 | -27.0806 | -72.2149 | 0 | -72.2149 | -180.5372 | -9.0269 | -27.0806 | -72.2149 | 0 | -72.2149 | -180.5372 | -9.0269 | -27.0806 | -72.2149 | 0 | -72.2149 | -180.5372 | -9.0269 | -27.0806 | -72.2149 | 0 | -72.2149 | -180.5372 | 0 | 0 | 0 | -483.6351 | -483.6351 | -483.6351 | -483.6351 | -483.6351 | 0 | 0 | 0 | -74.8449 | -74.8449 | -74.8449 | -74.8449 | -74.8449 | 0 | 0 | 0 | -822.4805 | -822.272 | -822.2116 | -822.5171 | -823.3493 | -4105 | -4112.8304 | -4317.1716 | -4595.2597 | -4823.5698
|  |  | Subtransmission | Repex - 75% Grp 2, 25% Grp 3 | Replacement | Transformers & Switchgear | ZSS Major replacements | [8 empty] | 0 | 0 | 0 | 0 | 0 | 0 | 0 | 0 | 0 | 0 | 0 | 0 | 0 | 0 | 0 | 0 | 0 | 0 | 0 | 0 | 0 | 0 | 0 | 0 | 0 | 0 | 0 | 0 | 0 | 0 | 0 | 0 | 0 | 0 | 0 | 0 | 0 | 0 | 0 | 0 | 0 | 0 | 0 | 0 | 0 | 0 | 0 | 0 | 0 | 0 | 0 | 0 | 0 | 0 | 0 | 0 | 0 | 0 | 0 | 0 | 0 | 0 | 0 | 0 | 0 | 0 | 0 | 0 | 0 | 0 | 0 | 0 | 0 | 0 | 0 | 0 | 0 | 0 | 0 | 0 | 0 | 0 | 0 | 0 | 0
|  |  | Subtransmission | Repex - 75% Grp 2, 25% Grp 3 | Replacement | Transformers & Switchgear | ZSS Major replacements | [8 empty] | 0 | 0 | 0 | 0 | 0 | 0 | 0 | 0 | 0 | 0 | 0 | 0 | 0 | 0 | 0 | 0 | 0 | 0 | 0 | 0 | 0 | 0 | 0 | 0 | 0 | 0 | 0 | 0 | 0 | 0 | 0 | 0 | 0 | 0 | 0 | 0 | 0 | 0 | 0 | 0 | 0 | 0 | 0 | 0 | 0 | 0 | 0 | 0 | 0 | 0 | 0 | 0 | 0 | 0 | 0 | 0 | 0 | 0 | 0 | 0 | 0 | 0 | 0 | 0 | 0 | 0 | 0 | 0 | 0 | 0 | 0 | 0 | 0 | 0 | 0 | 0 | 0 | 0 | 0 | 0 | 0 | 0 | 0 | 0 | 0
|  |  | Subtransmission | Repex - 75% Grp 2, 25% Grp 3 | Replacement | Transformers & Switchgear | ZSS Major replacements | [80 empty] | 0 | 0 | 0 | 0 | 0 | 0 | 0 | 0 | 0 | 0 | 0 | 0 | 0
|  |  | Subtransmission | Repex - 75% Grp 2, 25% Grp 3 | Replacement | Transformers & Switchgear | ZSS Major replacements | [16 empty] | 0 | 0 | 0 | 0 | 0 | [59 empty] | 0 | 0 | 0 | 0 | 0 | 0 | 0 | 0 | 0 | 0 | 0 | 0 | 0
|  |  | Subtransmission | Repex - 75% Grp 2, 25% Grp 3 | Replacement | Transformers & Switchgear | ZSS Major replacements | [16 empty] | 0 | 0 | 0 | 0 | 0 | [59 empty] | 0 | 0 | 0 | 0 | 0 | 0 | 0 | 0 | 0 | 0 | 0 | 0 | 0
|  |  | Subtransmission | Repex - 75% Grp 2, 25% Grp 3 | Replacement | Transformers & Switchgear | ZSS Major replacements | [16 empty] | 0 | 0 | 0 | 0 | 0 | [59 empty] | 0 | 0 | 0 | 0 | 0 | 0 | 0 | 0 | 0 | 0 | 0 | 0 | 0
[88 empty] | 0 | 0 | 0 | 0 | 0 | 0 | 0 | 0
[88 empty] | 0 | 0 | 0 | 0 | 0 | 0 | 0 | 0
[88 empty] | 0 | 0 | 0 | 0 | 0 | 0 | 0 | 0
[88 empty] | 0 | 0 | 0 | 0 | 0 | 0 | 0 | 0
[88 empty] | 0 | 0 | 0 | 0 | 0 | 0 | 0 | 0
[88 empty] | 0 | 0 | 0 | 0 | 0 | 0 | 0 | 0
[88 empty] | 0 | 0 | 0 | 0 | 0 | 0 | 0 | 0
[88 empty] | 0 | 0 | 0 | 0 | 0 | 0 | 0 | 0
[88 empty] | 0 | 0 | 0 | 0 | 0 | 0 | 0 | 0
[88 empty] | 0 | 0 | 0 | 0 | 0 | 0 | 0 | 0
[88 empty] | 0 | 0 | 0 | 0 | 0 | 0 | 0 | 0
[88 empty] | 0 | 0 | 0 | 0 | 0 | 0 | 0 | 0
[88 empty] | 0 | 0 | 0 | 0 | 0 | 0 | 0 | 0
[88 empty] | 0 | 0 | 0 | 0 | 0 | 0 | 0 | 0
[88 empty] | 0 | 0 | 0 | 0 | 0 | 0 | 0 | 0
[8 empty] | 0 | 1070 | 2539.0062 | 12391.4062 | 23575.9562 | 22360.2988 | 8734.865 | 2165.3625 | 0 | 108.765 | 257.502 | 1259.7161 | 2390.7562 | 2265.8337 | 888.38 | 222.4231 | 0 | 0 | 0 | 0 | 0 | 0 | 11.7646 | 35.2938 | 94.1168 | 0 | 94.1168 | 235.2921 | 27.9163 | 83.7488 | 223.3301 | 0 | 223.3301 | 558.3252 | 136.243 | 408.7289 | 1089.9437 | 0 | 1089.9437 | 2724.8594 | 259.2166 | 777.6498 | 2073.7328 | 0 | 2073.7328 | 5184.3321 | 245.8505 | 737.5515 | 1966.804 | 0 | 1966.804 | 4917.0101 | 96.0395 | 288.1184 | 768.3157 | 0 | 768.3157 | 1920.7891 | 23.8081 | 71.4242 | 190.4645 | 0 | 190.4645 | 476.1613 | 0 | 630.3162 | 1495.6792 | 7299.5363 | 13888.1371 | 13172.0169 | 5145.539 | 1275.5729 | 0 | 97.5446 | 231.4638 | 1129.6396 | 2149.2585 | 2038.4353 | 796.2978 | 197.4013 | 0 | 1071.9179 | 2542.9702 | 12413.7514 | 23612.4839 | 22393.296 | 8751.006 | 2171.5586 | 69227.8887 | 69342.0959 | 72787.2768 | 77296.1904 | 81136.5612
[88 empty] | 0% | 0.1792% | 0.1561% | 0.1803% | 0.1549% | 0.1476% | 0.1848% | 0.2861%

## Stations
Stations | [10 empty] | Confidential
Table of Contents
[25 empty] | Direct Labour Cost | Direct Material Cost | Contracts Cost | Other Cost
[8 empty] | Number of Units Input | [7 empty] | Direct Unit cost ($2018, $000's) | P50 Direct Cost - $000's, real $2018 | [7 empty] | Direct Labour Unit Cost ($2018) | Direct Material Unit Cost ($2018) | Direct Contracts Unit Cost ($2018) | Direct Other Unit Cost ($2018) | Direct Labour Cost | [7 empty] | Alum | Copper | Steel | Crude Oil | Other | Direct Material Cost | Alum | Copper | Steel | Crude Oil | Other | Direct Material Cost | Alum | Copper | Steel | Crude Oil | Other | Direct Material Cost | Alum | Copper | Steel | Crude Oil | Other | Direct Material Cost | Alum | Copper | Steel | Crude Oil | Other | Direct Material Cost | Alum | Copper | Steel | Crude Oil | Other | Direct Material Cost | Alum | Copper | Steel | Crude Oil | Other | Direct Material Cost | Alum | Copper | Steel | Crude Oil | Other | Direct Material Cost | Contracts Cost | [7 empty] | Other Cost | [7 empty] | Total Direct Cost, including labour escalation - $000's, real $2018
Project Ref | Description | Program | RAB Category | TAB Category | RIN Expenditure Category | RIN Asset Category | Activity Type | 2019-12-01 | 2020-12-01 | 2021-06-30 | 2022-06-30 | 2023-06-30 | 2024-06-30 | 2025-06-30 | 2026-06-30 |  | 2019-12-01 | 2020-12-01 | 2021-06-30 | 2022-06-30 | 2023-06-30 | 2024-06-30 | 2025-06-30 | 2026-06-30 |  |  |  |  | 2019-12-01 | 2020-12-01 | 2021-06-30 | 2022-06-30 | 2023-06-30 | 2024-06-30 | 2025-06-30 | 2026-06-30 | 2019-12-01 | 2019-12-01 | 2019-12-01 | 2019-12-01 | 2019-12-01 | 2019-12-01 | 2020-12-01 | 2020-12-01 | 2020-12-01 | 2020-12-01 | 2020-12-01 | 2020-12-01 | 2021-06-30 | 2021-06-30 | 2021-06-30 | 2021-06-30 | 2021-06-30 | 2021-06-30 | 2022-06-30 | 2022-06-30 | 2022-06-30 | 2022-06-30 | 2022-06-30 | 2022-06-30 | 2023-06-30 | 2023-06-30 | 2023-06-30 | 2023-06-30 | 2023-06-30 | 2023-06-30 | 2024-06-30 | 2024-06-30 | 2024-06-30 | 2024-06-30 | 2024-06-30 | 2024-06-30 | 2025-06-30 | 2025-06-30 | 2025-06-30 | 2025-06-30 | 2025-06-30 | 2025-06-30 | 2026-06-30 | 2026-06-30 | 2026-06-30 | 2026-06-30 | 2026-06-30 | 2026-06-30 | 2019-12-01 | 2020-12-01 | 2021-06-30 | 2022-06-30 | 2023-06-30 | 2024-06-30 | 2025-06-30 | 2026-06-30 | 2019-12-01 | 2020-12-01 | 2021-06-30 | 2022-06-30 | 2023-06-30 | 2024-06-30 | 2025-06-30 | 2026-06-30 | 2019-12-01 | 2020-12-01 | 2021-06-30 | 2022-06-30 | 2023-06-30 | 2024-06-30 | 2025-06-30 | 2026-06-30
| Replace roofs, doors, windows & doors | Civil Infrastructure | Subtransmission | Repex - 50% Grp 2, 50% Grp 3 | Replacement | Other | Buildings & Civil infrastructure
| Renew roads, drains and other | Civil Infrastructure | Subtransmission | Repex - 50% Grp 2, 50% Grp 3 | Replacement | Other | Buildings & Civil infrastructure
| Power Transformer Replacement 20MVA | Zone Sub Transformers | Subtransmission | Replacement expenditure (Group 3) | Replacement | Transformers | Zone Sub Transformers
| Power Transformer Replacement 5MVA | Zone Sub Transformers | Subtransmission | Replacement expenditure (Group 3) | Replacement | Transformers | Zone Sub Transformers
| Power Transformer Life Extension | Zone Sub Transformers | Subtransmission | Replacement expenditure (Group 3) | Replacement | Transformers | Zone Sub Transformers
| Power Transformer Risk Mitigation | Zone Sub Transformers | Subtransmission | Replacement expenditure (Group 3) | Replacement | Transformers | Zone Sub Transformers
| 66kV Circuit breakers | Circuit Breakers & disconnectors 66kV | Subtransmission | Replacement expenditure (Group 2) | Replacement | Other | Circuit Breakers & disconnectors 66kV
| 22kV Circuit breakers | Circuit Breakers & disconnectors | Subtransmission | Replacement expenditure (Group 2) | Replacement | Other | Circuit Breakers & disconnectors 22 kV
| Switchboards | Protection & Control | Subtransmission | Repex - 50% Grp 2, 50% Grp 3 | Replacement | Other | Protection & Control
| Instrument transformers - VTs | Instrument Transformers | Subtransmission | Replacement expenditure (Group 3) | Replacement | Transformers | Instrument Transformers
| Instrument transformers - CTs - 66kV | Instrument Transformers | Subtransmission | Replacement expenditure (Group 3) | Replacement | Transformers | Instrument Transformers
| Instrument transformers - CTs - 22kV | Instrument Transformers | Subtransmission | Replacement expenditure (Group 3) | Replacement | Transformers | Instrument Transformers
| Cap banks & reactors | Cap Cans | Subtransmission | Repex - 50% Grp 2, 50% Grp 3 | Replacement | Other | Cap Cans
| NERs & NEDs | NER | Subtransmission | Repex - 50% Grp 2, 50% Grp 3 | Replacement | Other | NER
| NERs & NEDs Health Monitoring | NER | Subtransmission | Repex - 50% Grp 2, 50% Grp 3 | Replacement | Other | NER
| 66kV Surge arresters | Surge Diverters | Subtransmission | Replacement expenditure (Group 1) | Replacement | Other | Surge Diverters
| 22 kV Surge Arresters | Surge Diverters | Subtransmission | Replacement expenditure (Group 1) | Replacement | Other | Surge Diverters
| HV switches, earth switches & isolators | HV Fuses | Subtransmission | Replacement expenditure (Group 1) | Replacement | Other | HV Fuses
[17 empty] | 0 | 0 | 0 | 0 | 0 | 0 | 0 | 0 | 0 | 0 | 0 | 0 | 0 | 0 | 0 | 0 | 0 | 0 | 0 | 0 | 0 | 0 | 0 | 0 | 0 | 0 | 0 | 0 | 0 | 0 | 0 | 0 | 0 | 0 | 0 | 0 | 0 | 0 | 0 | 0 | 0 | 0 | 0 | 0 | 0 | 0 | 0 | 0 | 0 | 0 | 0 | 0 | 0 | 0 | 0 | 0 | 0 | 0 | 0 | 0 | 0 | 0 | 0 | 0 | 0 | 0 | 0 | 0 | 0 | 0 | 0 | 0 | 0 | 0 | 0 | 0 | 0 | 0 | 0 | 0 | 0 | 0 | 0 | 0 | 0 | 0 | 0 | 0 | 0 | 0 | 0 | 0
[17 empty] | 0 | 0 | 0 | 0 | 0 | 0 | 0 | 0 | 0 | 0 | 0 | 0 | 0 | 0 | 0 | 0 | 0 | 0 | 0 | 0 | 0 | 0 | 0 | 0 | 0 | 0 | 0 | 0 | 0 | 0 | 0 | 0 | 0 | 0 | 0 | 0 | 0 | 0 | 0 | 0 | 0 | 0 | 0 | 0 | 0 | 0 | 0 | 0 | 0 | 0 | 0 | 0 | 0 | 0 | 0 | 0 | 0 | 0 | 0 | 0 | 0 | 0 | 0 | 0 | 0 | 0 | 0 | 0 | 0 | 0 | 0 | 0 | 0 | 0 | 0 | 0 | 0 | 0 | 0 | 0 | 0 | 0 | 0 | 0 | 0 | 0 | 0 | 0 | 0 | 0 | 0 | 0
[17 empty] | 0 | 0 | 0 | 0 | 0 | 0 | 0 | 0 | 0 | 0 | 0 | 0 | 0 | 0 | 0 | 0 | 0 | 0 | 0 | 0 | 0 | 0 | 0 | 0 | 0 | 0 | 0 | 0 | 0 | 0 | 0 | 0 | 0 | 0 | 0 | 0 | 0 | 0 | 0 | 0 | 0 | 0 | 0 | 0 | 0 | 0 | 0 | 0 | 0 | 0 | 0 | 0 | 0 | 0 | 0 | 0 | 0 | 0 | 0 | 0 | 0 | 0 | 0 | 0 | 0 | 0 | 0 | 0 | 0 | 0 | 0 | 0 | 0 | 0 | 0 | 0 | 0 | 0 | 0 | 0 | 0 | 0 | 0 | 0 | 0 | 0 | 0 | 0 | 0 | 0 | 0 | 0
[17 empty] | 0 | 0 | 0 | 0 | 0 | 0 | 0 | 0 | 0 | 0 | 0 | 0 | 0 | 0 | 0 | 0 | 0 | 0 | 0 | 0 | 0 | 0 | 0 | 0 | 0 | 0 | 0 | 0 | 0 | 0 | 0 | 0 | 0 | 0 | 0 | 0 | 0 | 0 | 0 | 0 | 0 | 0 | 0 | 0 | 0 | 0 | 0 | 0 | 0 | 0 | 0 | 0 | 0 | 0 | 0 | 0 | 0 | 0 | 0 | 0 | 0 | 0 | 0 | 0 | 0 | 0 | 0 | 0 | 0 | 0 | 0 | 0 | 0 | 0 | 0 | 0 | 0 | 0 | 0 | 0 | 0 | 0 | 0 | 0 | 0 | 0 | 0 | 0 | 0 | 0 | 0 | 0
[17 empty] | 0 | 0 | 0 | 0 | 0 | 0 | 0 | 0 | 0 | 0 | 0 | 0 | 0 | 0 | 0 | 0 | 0 | 0 | 0 | 0 | 0 | 0 | 0 | 0 | 0 | 0 | 0 | 0 | 0 | 0 | 0 | 0 | 0 | 0 | 0 | 0 | 0 | 0 | 0 | 0 | 0 | 0 | 0 | 0 | 0 | 0 | 0 | 0 | 0 | 0 | 0 | 0 | 0 | 0 | 0 | 0 | 0 | 0 | 0 | 0 | 0 | 0 | 0 | 0 | 0 | 0 | 0 | 0 | 0 | 0 | 0 | 0 | 0 | 0 | 0 | 0 | 0 | 0 | 0 | 0 | 0 | 0 | 0 | 0 | 0 | 0 | 0 | 0 | 0 | 0 | 0 | 0
[17 empty] | 0 | 0 | 0 | 0 | 0 | 0 | 0 | 0 | 0 | 0 | 0 | 0 | 0 | 0 | 0 | 0 | 0 | 0 | 0 | 0 | 0 | 0 | 0 | 0 | 0 | 0 | 0 | 0 | 0 | 0 | 0 | 0 | 0 | 0 | 0 | 0 | 0 | 0 | 0 | 0 | 0 | 0 | 0 | 0 | 0 | 0 | 0 | 0 | 0 | 0 | 0 | 0 | 0 | 0 | 0 | 0 | 0 | 0 | 0 | 0 | 0 | 0 | 0 | 0 | 0 | 0 | 0 | 0 | 0 | 0 | 0 | 0 | 0 | 0 | 0 | 0 | 0 | 0 | 0 | 0 | 0 | 0 | 0 | 0 | 0 | 0 | 0 | 0 | 0 | 0 | 0 | 0
[17 empty] | 0 | 0 | 0 | 0 | 0 | 0 | 0 | 0 | 0 | 0 | 0 | 0 | 0 | 0 | 0 | 0 | 0 | 0 | 0 | 0 | 0 | 0 | 0 | 0 | 0 | 0 | 0 | 0 | 0 | 0 | 0 | 0 | 0 | 0 | 0 | 0 | 0 | 0 | 0 | 0 | 0 | 0 | 0 | 0 | 0 | 0 | 0 | 0 | 0 | 0 | 0 | 0 | 0 | 0 | 0 | 0 | 0 | 0 | 0 | 0 | 0 | 0 | 0 | 0 | 0 | 0 | 0 | 0 | 0 | 0 | 0 | 0 | 0 | 0 | 0 | 0 | 0 | 0 | 0 | 0 | 0 | 0 | 0 | 0 | 0 | 0 | 0 | 0 | 0 | 0 | 0 | 0
[17 empty] | 0 | 0 | 0 | 0 | 0 | 0 | 0 | 0 | 0 | 0 | 0 | 0 | 0 | 0 | 0 | 0 | 0 | 0 | 0 | 0 | 0 | 0 | 0 | 0 | 0 | 0 | 0 | 0 | 0 | 0 | 0 | 0 | 0 | 0 | 0 | 0 | 0 | 0 | 0 | 0 | 0 | 0 | 0 | 0 | 0 | 0 | 0 | 0 | 0 | 0 | 0 | 0 | 0 | 0 | 0 | 0 | 0 | 0 | 0 | 0 | 0 | 0 | 0 | 0 | 0 | 0 | 0 | 0 | 0 | 0 | 0 | 0 | 0 | 0 | 0 | 0 | 0 | 0 | 0 | 0 | 0 | 0 | 0 | 0 | 0 | 0 | 0 | 0 | 0 | 0 | 0 | 0
[17 empty] | 0 | 0 | 0 | 0 | 0 | 0 | 0 | 0 | 0 | 0 | 0 | 0 | 0 | 0 | 0 | 0 | 0 | 0 | 0 | 0 | 0 | 0 | 0 | 0 | 0 | 0 | 0 | 0 | 0 | 0 | 0 | 0 | 0 | 0 | 0 | 0 | 0 | 0 | 0 | 0 | 0 | 0 | 0 | 0 | 0 | 0 | 0 | 0 | 0 | 0 | 0 | 0 | 0 | 0 | 0 | 0 | 0 | 0 | 0 | 0 | 0 | 0 | 0 | 0 | 0 | 0 | 0 | 0 | 0 | 0 | 0 | 0 | 0 | 0 | 0 | 0 | 0 | 0 | 0 | 0 | 0 | 0 | 0 | 0 | 0 | 0 | 0 | 0 | 0 | 0 | 0 | 0
[17 empty] | 0 | 0 | 0 | 0 | 0 | 0 | 0 | 0 | 0 | 0 | 0 | 0 | 0 | 0 | 0 | 0 | 0 | 0 | 0 | 0 | 0 | 0 | 0 | 0 | 0 | 0 | 0 | 0 | 0 | 0 | 0 | 0 | 0 | 0 | 0 | 0 | 0 | 0 | 0 | 0 | 0 | 0 | 0 | 0 | 0 | 0 | 0 | 0 | 0 | 0 | 0 | 0 | 0 | 0 | 0 | 0 | 0 | 0 | 0 | 0 | 0 | 0 | 0 | 0 | 0 | 0 | 0 | 0 | 0 | 0 | 0 | 0 | 0 | 0 | 0 | 0 | 0 | 0 | 0 | 0 | 0 | 0 | 0 | 0 | 0 | 0 | 0 | 0 | 0 | 0 | 0 | 0
[17 empty] | 0 | 0 | 0 | 0 | 0 | 0 | 0 | 0 | 0 | 0 | 0 | 0 | 0 | 0 | 0 | 0 | 0 | 0 | 0 | 0 | 0 | 0 | 0 | 0 | 0 | 0 | 0 | 0 | 0 | 0 | 0 | 0 | 0 | 0 | 0 | 0 | 0 | 0 | 0 | 0 | 0 | 0 | 0 | 0 | 0 | 0 | 0 | 0 | 0 | 0 | 0 | 0 | 0 | 0 | 0 | 0 | 0 | 0 | 0 | 0 | 0 | 0 | 0 | 0 | 0 | 0 | 0 | 0 | 0 | 0 | 0 | 0 | 0 | 0 | 0 | 0 | 0 | 0 | 0 | 0 | 0 | 0 | 0 | 0 | 0 | 0 | 0 | 0 | 0 | 0 | 0 | 0
[17 empty] | 0 | 0 | 0 | 0 | 0 | 0 | 0 | 0 | 0 | 0 | 0 | 0 | 0 | 0 | 0 | 0 | 0 | 0 | 0 | 0 | 0 | 0 | 0 | 0 | 0 | 0 | 0 | 0 | 0 | 0 | 0 | 0 | 0 | 0 | 0 | 0 | 0 | 0 | 0 | 0 | 0 | 0 | 0 | 0 | 0 | 0 | 0 | 0 | 0 | 0 | 0 | 0 | 0 | 0 | 0 | 0 | 0 | 0 | 0 | 0 | 0 | 0 | 0 | 0 | 0 | 0 | 0 | 0 | 0 | 0 | 0 | 0 | 0 | 0 | 0 | 0 | 0 | 0 | 0 | 0 | 0 | 0 | 0 | 0 | 0 | 0 | 0 | 0 | 0 | 0 | 0 | 0
[17 empty] | 0 | 0 | 0 | 0 | 0 | 0 | 0 | 0 | 0 | 0 | 0 | 0 | 0 | 0 | 0 | 0 | 0 | 0 | 0 | 0 | 0 | 0 | 0 | 0 | 0 | 0 | 0 | 0 | 0 | 0 | 0 | 0 | 0 | 0 | 0 | 0 | 0 | 0 | 0 | 0 | 0 | 0 | 0 | 0 | 0 | 0 | 0 | 0 | 0 | 0 | 0 | 0 | 0 | 0 | 0 | 0 | 0 | 0 | 0 | 0 | 0 | 0 | 0 | 0 | 0 | 0 | 0 | 0 | 0 | 0 | 0 | 0 | 0 | 0 | 0 | 0 | 0 | 0 | 0 | 0 | 0 | 0 | 0 | 0 | 0 | 0 | 0 | 0 | 0 | 0 | 0 | 0
[17 empty] | 0 | 0 | 0 | 0 | 0 | 0 | 0 | 0 |  |  |  |  | 0 | 0 | 0 | 0 | 0 | 0 | 0 | 0 | 0 | 0 | 0 | 0 | 0 | 0 | 0 | 0 | 0 | 0 | 0 | 0 | 0 | 0 | 0 | 0 | 0 | 0 | 0 | 0 | 0 | 0 | 0 | 0 | 0 | 0 | 0 | 0 | 0 | 0 | 0 | 0 | 0 | 0 | 0 | 0 | 0 | 0 | 0 | 0 | 0 | 0 | 0 | 0 | 0 | 0 | 0 | 0 | 0 | 0 | 0 | 0 | 0 | 0 | 0 | 0 | 0 | 0 | 0 | 0 | 0 | 0 | 0 | 0 | 0 | 0 | 0 | 0 | 0 | 0 | 0 | 0
[101 empty] | 0% | 0% | 0% | 0% | 0% | 0% | 0% | 0%
[16 empty] | Check | [7 empty] | 0

## Lines
Lines | [10 empty] | Confidential
Table of Contents
[25 empty] | Direct Labour Cost | Direct Material Cost | Contracts Cost | Other Cost
[8 empty] | Number of Units Input | [7 empty] | Direct Unit cost ($2018, $000's) | P50 Direct Cost - $000's, real $2018 | [7 empty] | Direct Labour Unit Cost ($2018) | Direct Material Unit Cost ($2018) | Direct Contracts Unit Cost ($2018) | Direct Other Unit Cost ($2018) | Direct Labour Cost | [7 empty] | Alum | Copper | Steel | Crude Oil | Other | Direct Material Cost | Alum | Copper | Steel | Crude Oil | Other | Direct Material Cost | Alum | Copper | Steel | Crude Oil | Other | Direct Material Cost | Alum | Copper | Steel | Crude Oil | Other | Direct Material Cost | Alum | Copper | Steel | Crude Oil | Other | Direct Material Cost | Alum | Copper | Steel | Crude Oil | Other | Direct Material Cost | Alum | Copper | Steel | Crude Oil | Other | Direct Material Cost | Alum | Copper | Steel | Crude Oil | Other | Direct Material Cost | Contracts Cost | [7 empty] | Other Cost | [7 empty] | Total Direct Cost, including labour escalation - $000's, real $2018
Project Ref | Description | Program | RAB Category | TAB Category | RIN Expenditure Category | RIN Asset Category | Activity Type | 2019-12-01 | 2020-12-01 | 2021-06-30 | 2022-06-30 | 2023-06-30 | 2024-06-30 | 2025-06-30 | 2026-06-30 |  | 2019-12-01 | 2020-12-01 | 2021-06-30 | 2022-06-30 | 2023-06-30 | 2024-06-30 | 2025-06-30 | 2026-06-30 |  |  |  |  | 2019-12-01 | 2020-12-01 | 2021-06-30 | 2022-06-30 | 2023-06-30 | 2024-06-30 | 2025-06-30 | 2026-06-30 | 2019-12-01 | 2019-12-01 | 2019-12-01 | 2019-12-01 | 2019-12-01 | 2019-12-01 | 2020-12-01 | 2020-12-01 | 2020-12-01 | 2020-12-01 | 2020-12-01 | 2020-12-01 | 2021-06-30 | 2021-06-30 | 2021-06-30 | 2021-06-30 | 2021-06-30 | 2021-06-30 | 2022-06-30 | 2022-06-30 | 2022-06-30 | 2022-06-30 | 2022-06-30 | 2022-06-30 | 2023-06-30 | 2023-06-30 | 2023-06-30 | 2023-06-30 | 2023-06-30 | 2023-06-30 | 2024-06-30 | 2024-06-30 | 2024-06-30 | 2024-06-30 | 2024-06-30 | 2024-06-30 | 2025-06-30 | 2025-06-30 | 2025-06-30 | 2025-06-30 | 2025-06-30 | 2025-06-30 | 2026-06-30 | 2026-06-30 | 2026-06-30 | 2026-06-30 | 2026-06-30 | 2026-06-30 | 2019-12-01 | 2020-12-01 | 2021-06-30 | 2022-06-30 | 2023-06-30 | 2024-06-30 | 2025-06-30 | 2026-06-30 | 2019-12-01 | 2020-12-01 | 2021-06-30 | 2022-06-30 | 2023-06-30 | 2024-06-30 | 2025-06-30 | 2026-06-30 | 2019-12-01 | 2020-12-01 | 2021-06-30 | 2022-06-30 | 2023-06-30 | 2024-06-30 | 2025-06-30 | 2026-06-30
| Subtransmission poles - complex 147COM | Poles | Subtransmission | Replacement expenditure (Group 1) | Replacement | Poles | Poles replaced
| Subtransmission poles - simple 147SIM | Poles | Subtransmission | Replacement expenditure (Group 1) | Replacement | Poles | Poles replaced
| Distribution poles - HV complex 148HVC | Poles | Distribution system assets | Replacement expenditure (Group 1) | Replacement | Poles | Poles replaced
| Distribution poles - HV simple 148HVS | Poles | Distribution system assets | Replacement expenditure (Group 1) | Replacement | Poles | Poles replaced
| Distribution poles - LV 148LVP | Poles | Distribution system assets | Replacement expenditure (Group 1) | Replacement | Poles | Poles replaced
| Distribution poles - street lights 148SIM | Poles | Distribution system assets | Replacement expenditure (Group 1) | Replacement | Poles | Poles replaced
| Pole reinforcement 149FWK | Poles | Distribution system assets | Replacement expenditure (Group 1) | Replacement | Poles | Staked Poles
| Electrical Earths | Switches & Other | Distribution system assets | Replacement expenditure (Group 1) | Replacement | Other | HV Fuses
| Crossarms - HV | Crossarms | Distribution system assets | Replacement expenditure (Group 1) | Replacement | Pole Top Structures | Crossarms
| Crossarms - LV | Crossarms | Distribution system assets | Replacement expenditure (Group 1) | Replacement | Pole Top Structures | Crossarms
| Crossarms - Subtransmission | Crossarms | Subtransmission | Replacement expenditure (Group 1) | Replacement | Pole Top Structures | Crossarms
| Conductor - Cu HV | Conductor | Distribution system assets | Replacement expenditure (Group 1) | Replacement | Overhead Conductors | Conductors - Copper
| Conductor - Reactive Replacement LV & MV | Conductor | Distribution system assets | Replacement expenditure (Group 1) | Replacement | Overhead Conductors | Conductors - ACSR
| Conductor - Routine HV & LV (Subtr) | Conductor | Subtransmission | Replacement expenditure (Group 1) | Replacement | Overhead Conductors | Conductors - ACSR
| Conductor - AAC HV | Conductor | Distribution system assets | Replacement expenditure (Group 1) | Replacement | Overhead Conductors | Conductors - Alum
| Conductor - AAC HV (Subtr) | Conductor | Subtransmission | Replacement expenditure (Group 1) | Replacement | Overhead Conductors | Conductors - Alum
| Conductor - ACSR HV | Conductor | Distribution system assets | Replacement expenditure (Group 1) | Replacement | Overhead Conductors | Conductors - ACSR
| Conductor - ACSR HV (Subtr) | Conductor | Subtransmission | Replacement expenditure (Group 1) | Replacement | Overhead Conductors | Conductors - ACSR
| Conductor - Steel | Conductor | Distribution system assets | Replacement expenditure (Group 1) | Replacement | Overhead Conductors | Conductors - Steel
| Conductor - SWER (Non Codified) | Conductor | Distribution system assets | Replacement expenditure (Group 1) | Replacement | Overhead Conductors | Conductors - SWER
| Cables | Switches & Other | Distribution system assets | Replacement expenditure (Group 1) | Replacement | Underground Cables | Underground cables (Projects)
| Distribution subs - pole top | Switches & Other | Distribution system assets | Replacement expenditure (Group 3) | Replacement | Transformers | Distribution Transformers
| Distribution subs - ground type | Switches & Other | Distribution system assets | Replacement expenditure (Group 3) | Replacement | Transformers | Distribution Transformers
| Services | Switches & Other | Distribution system assets | Replacement expenditure (Group 1) | Replacement | Service Lines | Services - Planned
| Surge arresters | Switches & Other | Distribution system assets | Replacement expenditure (Group 1) | Replacement | Other | Surge Diverters
| Line voltage regulators | Switches & Other | Distribution system assets | Replacement expenditure (Group 1) | Replacement | Other | Dist. Regulators
| Fuses | Switches & Other | Distribution system assets | Replacement expenditure (Group 1) | Replacement | Other | HV Fuses
| Pole top capacitors | Switches & Other | Distribution system assets | Replacement expenditure (Group 1) | Replacement | Other | Pole top Switches (Incl Gas)
| Control Boxes & ACRs | Switches & Other | Distribution system assets | Replacement expenditure (Group 1) | Replacement | Other | ACRs 3ph
| MV Switches | Switches & Other | Distribution system assets | Replacement expenditure (Group 1) | Replacement | Other | Pole top Switches (Incl Gas)
| Insulators | Switches & Other | Distribution system assets | Replacement expenditure (Group 1) | Replacement | Other | Insulators
[101 empty] | 0% | 0% | 0% | 0% | 0% | 0% | 0% | 0%

## PC&A
Protection, Control & Automation | [10 empty] | Confidential
Table of Contents
[8 empty] | P50 Direct Cost Inputs - $000's, real $2018 | [7 empty] | Direct Labour Cost | [7 empty] | Alum | Copper | Steel | Crude Oil | Other | Direct Material Cost | Alum | Copper | Steel | Crude Oil | Other | Direct Material Cost | Alum | Copper | Steel | Crude Oil | Other | Direct Material Cost | Alum | Copper | Steel | Crude Oil | Other | Direct Material Cost | Alum | Copper | Steel | Crude Oil | Other | Direct Material Cost | Alum | Copper | Steel | Crude Oil | Other | Direct Material Cost | Alum | Copper | Steel | Crude Oil | Other | Direct Material Cost | Alum | Copper | Steel | Crude Oil | Other | Direct Material Cost | Contracts Cost | [7 empty] | Other Cost | [7 empty] | Total Direct Cost, including labour escalation - $000's, real $2018
Project Ref | Description | Program | RAB Category | TAB Category | RIN Expenditure Category | RIN Asset Category | Activity Type | 2019-12-01 | 2020-12-01 | 2021-06-30 | 2022-06-30 | 2023-06-30 | 2024-06-30 | 2025-06-30 | 2026-06-30 | 2019-12-01 | 2020-12-01 | 2021-06-30 | 2022-06-30 | 2023-06-30 | 2024-06-30 | 2025-06-30 | 2026-06-30 | 2019-12-01 | 2019-12-01 | 2019-12-01 | 2019-12-01 | 2019-12-01 | 2019-12-01 | 2020-12-01 | 2020-12-01 | 2020-12-01 | 2020-12-01 | 2020-12-01 | 2020-12-01 | 2021-06-30 | 2021-06-30 | 2021-06-30 | 2021-06-30 | 2021-06-30 | 2021-06-30 | 2022-06-30 | 2022-06-30 | 2022-06-30 | 2022-06-30 | 2022-06-30 | 2022-06-30 | 2023-06-30 | 2023-06-30 | 2023-06-30 | 2023-06-30 | 2023-06-30 | 2023-06-30 | 2024-06-30 | 2024-06-30 | 2024-06-30 | 2024-06-30 | 2024-06-30 | 2024-06-30 | 2025-06-30 | 2025-06-30 | 2025-06-30 | 2025-06-30 | 2025-06-30 | 2025-06-30 | 2026-06-30 | 2026-06-30 | 2026-06-30 | 2026-06-30 | 2026-06-30 | 2026-06-30 | 2019-12-01 | 2020-12-01 | 2021-06-30 | 2022-06-30 | 2023-06-30 | 2024-06-30 | 2025-06-30 | 2026-06-30 | 2019-12-01 | 2020-12-01 | 2021-06-30 | 2022-06-30 | 2023-06-30 | 2024-06-30 | 2025-06-30 | 2026-06-30 | 2019-12-01 | 2020-12-01 | 2021-06-01 | 2022-06-30 | 2023-06-30 | 2024-06-30 | 2025-06-30 | 2026-06-30
| ZSS - Obsolete 66kV Line Distance Relay replacement | Subtransmission Protection | SCADA/Network control | Repex - 50% Grp 2, 50% Grp 3 | Replacement | Other | Protection & Control |  |  |  | 549.5 | 549.5 | 549.5 | 549.5 | 0 | 0 | 0 | 0 | 55.8624 | 55.7229 | 55.6824 | 55.8869 | 0 | 0 | 0 | 0 | 0 | 0 | 0 | 0 | 0 | 0 | 0 | 0 | 0 | 0 | 0 | 0 | 0 | 0 | 0 | 0 | 0 | 24.1669 | 0 | 96.6677 | 120.8346 | 0 | 0 | 24.1669 | 0 | 96.6677 | 120.8346 | 0 | 0 | 24.1669 | 0 | 96.6677 | 120.8346 | 0 | 0 | 24.1669 | 0 | 96.6677 | 120.8346 | 0 | 0 | 0 | 0 | 0 | 0 | 0 | 0 | 0 | 323.6998 | 323.6998 | 323.6998 | 323.6998 | 0 | 0 | 0 | 0 | 50.0942 | 50.0942 | 50.0942 | 50.0942 | 0 | 0 | 0 | 0 | 550.4909 | 550.3514 | 550.3109 | 550.5154 | 0
| ZSS - Obsolete 66kV Bus Distance Relay replacement | Substation Protection | SCADA/Network control | Repex - 50% Grp 2, 50% Grp 3 | Replacement | Other | Protection & Control |  |  |  | 333.6 | 333.6 | 333.6 | 333.6 | 0 | 0 | 0 | 0 | 33.9139 | 33.8292 | 33.8047 | 33.9288 | 0 | 0 | 0 | 0 | 0 | 0 | 0 | 0 | 0 | 0 | 0 | 0 | 0 | 0 | 0 | 0 | 0 | 0 | 0 | 0 | 0 | 14.6717 | 0 | 58.6867 | 73.3583 | 0 | 0 | 14.6717 | 0 | 58.6867 | 73.3583 | 0 | 0 | 14.6717 | 0 | 58.6867 | 73.3583 | 0 | 0 | 14.6717 | 0 | 58.6867 | 73.3583 | 0 | 0 | 0 | 0 | 0 | 0 | 0 | 0 | 0 | 196.5173 | 196.5173 | 196.5173 | 196.5173 | 0 | 0 | 0 | 0 | 30.412 | 30.412 | 30.412 | 30.412 | 0 | 0 | 0 | 0 | 334.2016 | 334.1169 | 334.0923 | 334.2165 | 0
| Duplicate 22kV Bus Tie Protection at KLO and CPK | Substation Protection | SCADA/Network control | Repex - 50% Grp 2, 50% Grp 3 | Replacement | Other | Protection & Control |  |  |  | 115 | 115 | 115 | 115 | 115 | 0 | 0 | 0 | 11.691 | 11.6618 | 11.6533 | 11.6961 | 11.8126 | 0 | 0 | 0 | 0 | 0 | 0 | 0 | 0 | 0 | 0 | 0 | 0 | 0 | 0 | 0 | 0 | 0 | 0 | 0 | 0 | 5.0577 | 0 | 20.2307 | 25.2884 | 0 | 0 | 5.0577 | 0 | 20.2307 | 25.2884 | 0 | 0 | 5.0577 | 0 | 20.2307 | 25.2884 | 0 | 0 | 5.0577 | 0 | 20.2307 | 25.2884 | 0 | 0 | 5.0577 | 0 | 20.2307 | 25.2884 | 0 | 0 | 0 | 67.7443 | 67.7443 | 67.7443 | 67.7443 | 67.7443 | 0 | 0 | 0 | 10.4838 | 10.4838 | 10.4838 | 10.4838 | 10.4838 | 0 | 0 | 0 | 115.2074 | 115.1782 | 115.1697 | 115.2125 | 115.3291
| BDSS - Replace Obsolete Protection Schemes on High Value Assets | Substation Protection | SCADA/Network control | Repex - 50% Grp 2, 50% Grp 3 | Replacement | Other | Protection & Control | [8 empty] | 0 | 0 | 0 | 0 | 0 | 0 | 0 | 0 | 0 | 0 | 0 | 0 | 0 | 0 | 0 | 0 | 0 | 0 | 0 | 0 | 0 | 0 | 0 | 0 | 0 | 0 | 0 | 0 | 0 | 0 | 0 | 0 | 0 | 0 | 0 | 0 | 0 | 0 | 0 | 0 | 0 | 0 | 0 | 0 | 0 | 0 | 0 | 0 | 0 | 0 | 0 | 0 | 0 | 0 | 0 | 0 | 0 | 0 | 0 | 0 | 0 | 0 | 0 | 0 | 0 | 0 | 0 | 0 | 0 | 0 | 0 | 0 | 0 | 0 | 0 | 0 | 0 | 0 | 0 | 0
| ZSS - MD1000 RTU replacement program (Stage 2) (15 sites) | Substation Protection | SCADA/Network control | Repex - 50% Grp 2, 50% Grp 3 | Replacement | Other | Protection & Control
| ZSS - Replace Obsolete 22kV Bus, BUEF and MEF Protection Schemes | Substation Protection | SCADA/Network control | Repex - 50% Grp 2, 50% Grp 3 | Replacement | Other | Protection & Control |  |  |  | 1110.12 | 1110.12 | 1110.12 | 1110.12 | 0 | 0 | 0 | 0 | 112.8553 | 112.5734 | 112.4917 | 112.9048 | 0 | 0 | 0 | 0 | 0 | 0 | 0 | 0 | 0 | 0 | 0 | 0 | 0 | 0 | 0 | 0 | 0 | 0 | 0 | 0 | 0 | 48.8229 | 0 | 195.2915 | 244.1144 | 0 | 0 | 48.8229 | 0 | 195.2915 | 244.1144 | 0 | 0 | 48.8229 | 0 | 195.2915 | 244.1144 | 0 | 0 | 48.8229 | 0 | 195.2915 | 244.1144 | 0 | 0 | 0 | 0 | 0 | 0 | 0 | 0 | 0 | 653.9501 | 653.9501 | 653.9501 | 653.9501 | 0 | 0 | 0 | 0 | 101.202 | 101.202 | 101.202 | 101.202 | 0 | 0 | 0 | 0 | 1112.1219 | 1111.84 | 1111.7582 | 1112.1714 | 0
| ZSS - Replace Obsolete and Non-Compliant 22kV Feeder Protection Schemes | Substation Protection | SCADA/Network control | Repex - 50% Grp 2, 50% Grp 3 | Replacement | Other | Protection & Control |  |  |  | 199.9999 | 199.9999 | 199.9999 | 199.9999 | 0 | 0 | 0 | 0 | 20.3321 | 20.2813 | 20.2666 | 20.341 | 0 | 0 | 0 | 0 | 0 | 0 | 0 | 0 | 0 | 0 | 0 | 0 | 0 | 0 | 0 | 0 | 0 | 0 | 0 | 0 | 0 | 8.796 | 0 | 35.1838 | 43.9798 | 0 | 0 | 8.796 | 0 | 35.1838 | 43.9798 | 0 | 0 | 8.796 | 0 | 35.1838 | 43.9798 | 0 | 0 | 8.796 | 0 | 35.1838 | 43.9798 | 0 | 0 | 0 | 0 | 0 | 0 | 0 | 0 | 0 | 117.8161 | 117.8161 | 117.8161 | 117.8161 | 0 | 0 | 0 | 0 | 18.2326 | 18.2326 | 18.2326 | 18.2326 | 0 | 0 | 0 | 0 | 200.3606 | 200.3098 | 200.2951 | 200.3695 | 0
| DC Supplies Upgrade (2006 Install EOL) | Secondary Infrastructure | SCADA/Network control | Repex - 50% Grp 2, 50% Grp 3 | Replacement | Other | Protection & Control |  |  |  | 1599.972 | 1599.972 | 1599.972 | 1599.972 | 1599.972 | 0 | 0 | 0 | 162.6539 | 162.2476 | 162.1298 | 162.7252 | 164.347 | 0 | 0 | 0 | 0 | 0 | 0 | 0 | 0 | 0 | 0 | 0 | 0 | 0 | 0 | 0 | 0 | 0 | 0 | 0 | 0 | 70.3665 | 0 | 281.4659 | 351.8324 | 0 | 0 | 70.3665 | 0 | 281.4659 | 351.8324 | 0 | 0 | 70.3665 | 0 | 281.4659 | 351.8324 | 0 | 0 | 70.3665 | 0 | 281.4659 | 351.8324 | 0 | 0 | 70.3665 | 0 | 281.4659 | 351.8324 | 0 | 0 | 0 | 942.5124 | 942.5124 | 942.5124 | 942.5124 | 942.5124 | 0 | 0 | 0 | 145.8585 | 145.8585 | 145.8585 | 145.8585 | 145.8585 | 0 | 0 | 0 | 1602.8572 | 1602.4509 | 1602.3331 | 1602.9286 | 1604.5503
| ZSS - AVE VRR replacement program | Voltage Regulation | Subtransmission | Repex - 50% Grp 2, 50% Grp 3 | Replacement | Other | Protection & Control |  |  |  | 125.872 | 125.872 | 125.872 | 125.872 | 0 | 0 | 0 | 0 | 12.7962 | 12.7642 | 12.755 | 12.8018 | 0 | 0 | 0 | 0 | 0 | 0 | 0 | 0 | 0 | 0 | 0 | 0 | 0 | 0 | 0 | 0 | 0 | 0 | 0 | 0 | 0 | 5.5358 | 0 | 22.1433 | 27.6791 | 0 | 0 | 5.5358 | 0 | 22.1433 | 27.6791 | 0 | 0 | 5.5358 | 0 | 22.1433 | 27.6791 | 0 | 0 | 5.5358 | 0 | 22.1433 | 27.6791 | 0 | 0 | 0 | 0 | 0 | 0 | 0 | 0 | 0 | 74.1487 | 74.1487 | 74.1487 | 74.1487 | 0 | 0 | 0 | 0 | 11.4749 | 11.4749 | 11.4749 | 11.4749 | 0 | 0 | 0 | 0 | 126.099 | 126.067 | 126.0578 | 126.1046 | 0
| ZSS - non-AVE VRR replacement program | Voltage Regulation | Subtransmission | Repex - 50% Grp 2, 50% Grp 3 | Replacement | Other | Protection & Control |  |  |  | 283.212 | 283.212 | 283.212 | 283.212 | 0 | 0 | 0 | 0 | 28.7915 | 28.7195 | 28.6987 | 28.8041 | 0 | 0 | 0 | 0 | 0 | 0 | 0 | 0 | 0 | 0 | 0 | 0 | 0 | 0 | 0 | 0 | 0 | 0 | 0 | 0 | 0 | 12.4556 | 0 | 49.8225 | 62.2781 | 0 | 0 | 12.4556 | 0 | 49.8225 | 62.2781 | 0 | 0 | 12.4556 | 0 | 49.8225 | 62.2781 | 0 | 0 | 12.4556 | 0 | 49.8225 | 62.2781 | 0 | 0 | 0 | 0 | 0 | 0 | 0 | 0 | 0 | 166.8347 | 166.8347 | 166.8347 | 166.8347 | 0 | 0 | 0 | 0 | 25.8185 | 25.8185 | 25.8185 | 25.8185 | 0 | 0 | 0 | 0 | 283.7227 | 283.6508 | 283.6299 | 283.7353 | 0
[88 empty] | 0 | 0 | 0 | 0 | 0 | 0 | 0 | 0
[88 empty] | 0 | 0 | 0 | 0 | 0 | 0 | 0 | 0
[88 empty] | 0 | 0 | 0 | 0 | 0 | 0 | 0 | 0
[88 empty] | 0 | 0 | 0 | 0 | 0 | 0 | 0 | 0
[88 empty] | 0 | 0 | 0 | 0 | 0 | 0 | 0 | 0
[88 empty] | 0 | 0 | 0 | 0 | 0 | 0 | 0 | 0
[88 empty] | 0 | 0 | 0 | 0 | 0 | 0 | 0 | 0
[88 empty] | 0 | 0 | 0 | 0 | 0 | 0 | 0 | 0
[88 empty] | 0 | 0 | 0 | 0 | 0 | 0 | 0 | 0
[88 empty] | 0 | 0 | 0 | 0 | 0 | 0 | 0 | 0
[88 empty] | 0 | 0 | 0 | 0 | 0 | 0 | 0 | 0
[88 empty] | 0 | 0 | 0 | 0 | 0 | 0 | 0 | 0
[88 empty] | 0 | 0 | 0 | 0 | 0 | 0 | 0 | 0
[88 empty] | 0 | 0 | 0 | 0 | 0 | 0 | 0 | 0
[88 empty] | 0 | 0 | 0 | 0 | 0 | 0 | 0 | 0
[88 empty] | 0 | 0 | 0 | 0 | 0 | 0 | 0 | 0
[88 empty] | 0 | 0 | 0 | 0 | 0 | 0 | 0 | 0
[88 empty] | 0 | 0 | 0 | 0 | 0 | 0 | 0 | 0
[88 empty] | 0 | 0 | 0 | 0 | 0 | 0 | 0 | 0
[88 empty] | 0 | 0 | 0 | 0 | 0 | 0 | 0 | 0
[88 empty] | 0 | 0 | 0 | 0 | 0 | 0 | 0 | 0
[8 empty] | 0 | 0 | 0 | 4317.2759 | 4317.2759 | 4317.2759 | 4317.2759 | 1714.972 | 0 | 0 | 0 | 438.8963 | 437.8 | 437.482 | 439.0888 | 176.1596 | 0 | 0 | 0 | 0 | 0 | 0 | 0 | 0 | 0 | 0 | 0 | 0 | 0 | 0 | 0 | 0 | 0 | 0 | 0 | 0 | 189.873 | 0 | 759.4921 | 949.3652 | 0 | 0 | 189.873 | 0 | 759.4921 | 949.3652 | 0 | 0 | 189.873 | 0 | 759.4921 | 949.3652 | 0 | 0 | 189.873 | 0 | 759.4921 | 949.3652 | 0 | 0 | 75.4242 | 0 | 301.6967 | 377.1208 | 0 | 0 | 0 | 2543.2232 | 2543.2232 | 2543.2232 | 2543.2232 | 1010.2566 | 0 | 0 | 0 | 393.5765 | 393.5765 | 393.5765 | 393.5765 | 156.3423 | 0 | 0 | 0 | 4325.0612 | 4323.9649 | 4323.647 | 4325.2537 | 1719.8793
[88 empty] | 0% | 0% | 0% | 0.1803% | 0.1549% | 0.1476% | 0.1848% | 0.2861%

## SCADA&Comms
SCADA & Network Communications | [10 empty] | Confidential
Table of Contents
[8 empty] | P50 Direct Cost Inputs - $000's, real $2018 | [7 empty] | Direct Labour Cost | [7 empty] | Alum | Copper | Steel | Crude Oil | Other | Direct Material Cost | Alum | Copper | Steel | Crude Oil | Other | Direct Material Cost | Alum | Copper | Steel | Crude Oil | Other | Direct Material Cost | Alum | Copper | Steel | Crude Oil | Other | Direct Material Cost | Alum | Copper | Steel | Crude Oil | Other | Direct Material Cost | Alum | Copper | Steel | Crude Oil | Other | Direct Material Cost | Alum | Copper | Steel | Crude Oil | Other | Direct Material Cost | Alum | Copper | Steel | Crude Oil | Other | Direct Material Cost | Contracts Cost | [7 empty] | Other Cost | [7 empty] | Total Direct $000's
Project Ref | Description | Program | RAB Category | TAB Category | RIN Expenditure Category | RIN Asset Category | Activity Type | 2019-12-01 | 2020-12-01 | 2021-06-30 | 2022-06-30 | 2023-06-30 | 2024-06-30 | 2025-06-30 | 2026-06-30 | 2019-12-01 | 2020-12-01 | 2021-06-30 | 2022-06-30 | 2023-06-30 | 2024-06-30 | 2025-06-30 | 2026-06-30 | 2019-12-01 | 2019-12-01 | 2019-12-01 | 2019-12-01 | 2019-12-01 | 2019-12-01 | 2020-12-01 | 2020-12-01 | 2020-12-01 | 2020-12-01 | 2020-12-01 | 2020-12-01 | 2021-06-30 | 2021-06-30 | 2021-06-30 | 2021-06-30 | 2021-06-30 | 2021-06-30 | 2022-06-30 | 2022-06-30 | 2022-06-30 | 2022-06-30 | 2022-06-30 | 2022-06-30 | 2023-06-30 | 2023-06-30 | 2023-06-30 | 2023-06-30 | 2023-06-30 | 2023-06-30 | 2024-06-30 | 2024-06-30 | 2024-06-30 | 2024-06-30 | 2024-06-30 | 2024-06-30 | 2025-06-30 | 2025-06-30 | 2025-06-30 | 2025-06-30 | 2025-06-30 | 2025-06-30 | 2026-06-30 | 2026-06-30 | 2026-06-30 | 2026-06-30 | 2026-06-30 | 2026-06-30 | 2019-12-01 | 2020-12-01 | 2021-06-30 | 2022-06-30 | 2023-06-30 | 2024-06-30 | 2025-06-30 | 2026-06-30 | 2019-12-01 | 2020-12-01 | 2021-06-30 | 2022-06-30 | 2023-06-30 | 2024-06-30 | 2025-06-30 | 2026-06-30 | 2019-12-01 | 2020-12-01 | 2021-06-30 | 2022-06-30 | 2023-06-30 | 2024-06-30 | 2025-06-30 | 2026-06-30
| TRIO Remote and 3G Modem Replacement | Network Comms | SCADA/Network control | SCADA/Network control | Replacement | SCADA network control and protection systems | SCADA Remote |  |  |  | 2307 | 2307 | 1403 | 0 | 0 | 0 | 0 | 0 | 234.5307 | 233.9449 | 142.17 | 0 | 0 | 0 | 0 | 0 | 0 | 0 | 0 | 0 | 0 | 0 | 0 | 0 | 0 | 0 | 0 | 0 | 0 | 0 | 0 | 0 | 0 | 101.4615 | 0 | 405.8458 | 507.3073 | 0 | 0 | 101.4615 | 0 | 405.8458 | 507.3073 | 0 | 0 | 61.7037 | 0 | 246.8148 | 308.5185 | 0 | 0 | 0 | 0 | 0 | 0 | 0 | 0 | 0 | 0 | 0 | 0 | 0 | 0 | 0 | 1359.0088 | 1359.0088 | 826.48 | 0 | 0 | 0 | 0 | 0 | 210.3134 | 210.3134 | 127.9019 | 0 | 0 | 0 | 0 | 0 | 2311.1602 | 2310.5744 | 1405.0704 | 0 | 0
| SDH/PDH and DIC Switch & Serial Server Replacement | Network Comms | SCADA/Network control | SCADA/Network control | Replacement | SCADA network control and protection systems | SCADA Remote |  |  |  | 2080 | 2040 | 2971 | 4457 | 4457 | 0 | 0 | 0 | 211.4538 | 206.8693 | 301.06 | 453.2995 | 457.817 | 0 | 0 | 0 | 0 | 0 | 0 | 0 | 0 | 0 | 0 | 0 | 0 | 0 | 0 | 0 | 0 | 0 | 0 | 0 | 0 | 91.478 | 0 | 365.9121 | 457.3902 | 0 | 0 | 89.7188 | 0 | 358.8754 | 448.5942 | 0 | 0 | 130.6641 | 0 | 522.6562 | 653.3203 | 0 | 0 | 196.0181 | 0 | 784.0723 | 980.0904 | 0 | 0 | 196.0181 | 0 | 784.0723 | 980.0904 | 0 | 0 | 0 | 1225.2875 | 1201.7243 | 1750.1583 | 2625.532 | 2625.532 | 0 | 0 | 0 | 189.6194 | 185.9728 | 270.8457 | 406.3142 | 406.3142 | 0 | 0 | 0 | 2083.7508 | 2043.1607 | 2975.3843 | 4465.236 | 4469.7535
| Telephony Service (POTS to NBN) and TMR Console / Mobile Replacement | Network Comms | SCADA/Network control | SCADA/Network control | Replacement | SCADA network control and protection systems | SCADA Remote |  |  |  | 850 | 850 | 600 | 0 | 0 | 0 | 0 | 0 | 86.4114 | 86.1956 | 60.7997 | 0 | 0 | 0 | 0 | 0 | 0 | 0 | 0 | 0 | 0 | 0 | 0 | 0 | 0 | 0 | 0 | 0 | 0 | 0 | 0 | 0 | 0 | 37.3829 | 0 | 149.5314 | 186.9143 | 0 | 0 | 37.3829 | 0 | 149.5314 | 186.9143 | 0 | 0 | 26.3879 | 0 | 105.5516 | 131.9395 | 0 | 0 | 0 | 0 | 0 | 0 | 0 | 0 | 0 | 0 | 0 | 0 | 0 | 0 | 0 | 500.7185 | 500.7185 | 353.4483 | 0 | 0 | 0 | 0 | 0 | 77.4887 | 77.4887 | 54.6979 | 0 | 0 | 0 | 0 | 0 | 851.5328 | 851.317 | 600.8854 | 0 | 0
| Security Enhancement | Network Comms | SCADA/Network control | SCADA/Network control | Replacement | SCADA network control and protection systems | SCADA Remote |  |  |  | 200 | 200 | 200 | 200 | 180 | 0 | 0 | 0 | 20.3321 | 20.2813 | 20.2666 | 20.341 | 18.4894 | 0 | 0 | 0 | 0 | 0 | 0 | 0 | 0 | 0 | 0 | 0 | 0 | 0 | 0 | 0 | 0 | 0 | 0 | 0 | 0 | 8.796 | 0 | 35.1839 | 43.9798 | 0 | 0 | 8.796 | 0 | 35.1839 | 43.9798 | 0 | 0 | 8.796 | 0 | 35.1839 | 43.9798 | 0 | 0 | 8.796 | 0 | 35.1839 | 43.9798 | 0 | 0 | 7.9164 | 0 | 31.6655 | 39.5818 | 0 | 0 | 0 | 117.8161 | 117.8161 | 117.8161 | 117.8161 | 106.0345 | 0 | 0 | 0 | 18.2326 | 18.2326 | 18.2326 | 18.2326 | 16.4094 | 0 | 0 | 0 | 200.3607 | 200.3099 | 200.2951 | 200.3696 | 180.5151
[88 empty] | 0 | 0 | 0 | 0 | 0 | 0 | 0 | 0
[88 empty] | 0 | 0 | 0 | 0 | 0 | 0 | 0 | 0
[88 empty] | 0 | 0 | 0 | 0 | 0 | 0 | 0 | 0
[88 empty] | 0 | 0 | 0 | 0 | 0 | 0 | 0 | 0
[88 empty] | 0 | 0 | 0 | 0 | 0 | 0 | 0 | 0
[88 empty] | 0 | 0 | 0 | 0 | 0 | 0 | 0 | 0
[88 empty] | 0 | 0 | 0 | 0 | 0 | 0 | 0 | 0
[88 empty] | 0 | 0 | 0 | 0 | 0 | 0 | 0 | 0
[88 empty] | 0 | 0 | 0 | 0 | 0 | 0 | 0 | 0
[88 empty] | 0 | 0 | 0 | 0 | 0 | 0 | 0 | 0
[88 empty] | 0 | 0 | 0 | 0 | 0 | 0 | 0 | 0
[88 empty] | 0 | 0 | 0 | 0 | 0 | 0 | 0 | 0
[88 empty] | 0 | 0 | 0 | 0 | 0 | 0 | 0 | 0
[88 empty] | 0 | 0 | 0 | 0 | 0 | 0 | 0 | 0
[88 empty] | 0 | 0 | 0 | 0 | 0 | 0 | 0 | 0
[88 empty] | 0 | 0 | 0 | 0 | 0 | 0 | 0 | 0
[88 empty] | 0 | 0 | 0 | 0 | 0 | 0 | 0 | 0
[88 empty] | 0 | 0 | 0 | 0 | 0 | 0 | 0 | 0
[88 empty] | 0 | 0 | 0 | 0 | 0 | 0 | 0 | 0
[88 empty] | 0 | 0 | 0 | 0 | 0 | 0 | 0 | 0
[88 empty] | 0 | 0 | 0 | 0 | 0 | 0 | 0 | 0
[88 empty] | 0 | 0 | 0 | 0 | 0 | 0 | 0 | 0
[88 empty] | 0 | 0 | 0 | 0 | 0 | 0 | 0 | 0
[88 empty] | 0 | 0 | 0 | 0 | 0 | 0 | 0 | 0
[88 empty] | 0 | 0 | 0 | 0 | 0 | 0 | 0 | 0
[88 empty] | 0 | 0 | 0 | 0 | 0 | 0 | 0 | 0
[88 empty] | 0 | 0 | 0 | 0 | 0 | 0 | 0 | 0
[8 empty] | 0 | 0 | 0 | 5437 | 5397 | 5174 | 4657 | 4637 | 0 | 0 | 0 | 552.7279 | 547.2911 | 524.2964 | 473.6405 | 476.3064 | 0 | 0 | 0 | 0 | 0 | 0 | 0 | 0 | 0 | 0 | 0 | 0 | 0 | 0 | 0 | 0 | 0 | 0 | 0 | 0 | 239.1183 | 0 | 956.4732 | 1195.5915 | 0 | 0 | 237.3591 | 0 | 949.4364 | 1186.7956 | 0 | 0 | 227.5516 | 0 | 910.2064 | 1137.7581 | 0 | 0 | 204.814 | 0 | 819.2562 | 1024.0702 | 0 | 0 | 203.9344 | 0 | 815.7378 | 1019.6722 | 0 | 0 | 0 | 3202.8309 | 3179.2677 | 3047.9027 | 2743.3481 | 2731.5665 | 0 | 0 | 0 | 495.6541 | 492.0075 | 471.6781 | 424.5468 | 422.7235 | 0 | 0 | 0 | 5446.8044 | 5405.3619 | 5181.6353 | 4665.6056 | 4650.2686
[88 empty] | 0% | 0% | 0% | 0.1803% | 0.1549% | 0.1476% | 0.1848% | 0.2861%
Check

## ESL_1
Environmental, Safety & Legal - Part A | [10 empty] | Confidential
Table of Contents
[25 empty] | Direct Labour Cost | Direct Material Cost | Contracts Cost | Other Cost
Table 3.4.1 - Volume Based | [7 empty] | Number of Units Input | [7 empty] | Direct Unit cost ($2018, $000's) | P50 Direct Cost - $000's, real $2018 | [7 empty] | Direct Labour Unit Cost ($2018) | Direct Material Unit Cost ($2018) | Direct Contracts Unit Cost ($2018) | Direct Other Unit Cost ($2018) | Direct Labour Cost | [7 empty] | Alum | Copper | Steel | Crude Oil | Other | Direct Material Cost | Alum | Copper | Steel | Crude Oil | Other | Direct Material Cost | Alum | Copper | Steel | Crude Oil | Other | Direct Material Cost | Alum | Copper | Steel | Crude Oil | Other | Direct Material Cost | Alum | Copper | Steel | Crude Oil | Other | Direct Material Cost | Alum | Copper | Steel | Crude Oil | Other | Direct Material Cost | Alum | Copper | Steel | Crude Oil | Other | Direct Material Cost | Alum | Copper | Steel | Crude Oil | Other | Direct Material Cost | Contracts Cost | [7 empty] | Other Cost | [8 empty] | Total Direct Cost, including labour escalation - $000's, real $2018
Project Ref | Description | Program | RAB Category | TAB Category | RIN Expenditure Category | RIN Asset Category | Activity Type | 2019-12-01 | 2020-12-01 | 2021-06-30 | 2022-06-30 | 2023-06-30 | 2024-06-30 | 2025-06-30 | 2026-06-30 |  | 2019-12-01 | 2020-12-01 | 2021-06-30 | 2022-06-30 | 2023-06-30 | 2024-06-30 | 2025-06-30 | 2026-06-30 |  |  |  |  | 2019-12-01 | 2020-12-01 | 2021-06-30 | 2022-06-30 | 2023-06-30 | 2024-06-30 | 2025-06-30 | 2026-06-30 | 2019-12-01 | 2019-12-01 | 2019-12-01 | 2019-12-01 | 2019-12-01 | 2019-12-01 | 2020-12-01 | 2020-12-01 | 2020-12-01 | 2020-12-01 | 2020-12-01 | 2020-12-01 | 2021-06-30 | 2021-06-30 | 2021-06-30 | 2021-06-30 | 2021-06-30 | 2021-06-30 | 2022-06-30 | 2022-06-30 | 2022-06-30 | 2022-06-30 | 2022-06-30 | 2022-06-30 | 2023-06-30 | 2023-06-30 | 2023-06-30 | 2023-06-30 | 2023-06-30 | 2023-06-30 | 2024-06-30 | 2024-06-30 | 2024-06-30 | 2024-06-30 | 2024-06-30 | 2024-06-30 | 2025-06-30 | 2025-06-30 | 2025-06-30 | 2025-06-30 | 2025-06-30 | 2025-06-30 | 2026-06-30 | 2026-06-30 | 2026-06-30 | 2026-06-30 | 2026-06-30 | 2026-06-30 | 2019-12-01 | 2020-12-01 | 2021-06-30 | 2022-06-30 | 2023-06-30 | 2024-06-30 | 2025-06-30 | 2026-06-30 | 2019-12-01 | 2020-12-01 | 2021-06-30 | 2022-06-30 | 2023-06-30 | 2024-06-30 | 2025-06-30 | 2026-06-30 |  | 2019-12-01 | 2020-12-01 | 2021-06-30 | 2022-06-30 | 2023-06-30 | 2024-06-30 | 2025-06-30 | 2026-06-30
| Replacement of buildings due to asbestos | Environmental | Distribution system assets | Environment, safety & legal | Replacement | Other | Buildings & Civil infrastructure
| Replace battery rooms due to asbestos | Environmental | Distribution system assets | Environment, safety & legal | Replacement | Other | Buildings & Civil infrastructure
| Full environmental upgrade incl bund | Environmental | Distribution system assets | Environment, safety & legal | Replacement | Other | Buildings & Civil infrastructure
| Upgrade oil control controls | Environmental | Distribution system assets | Environment, safety & legal | Replacement | Other | Buildings & Civil infrastructure
| Vibration Dampers & Armour Rods | Safety | Distribution system assets | Environment, safety & legal | Augmentation | HV Feeders | Dampers & Armour Rods
| Overhang Removals | Safety | Distribution system assets | Environment, safety & legal | Augmentation | HV Feeders | Other 56M Undergrounding
| EDO fuses | Safety | Distribution system assets | Environment, safety & legal | Replacement | Other | HV Fuses
| Low service/conductor | Safety | Distribution system assets | Environment, safety & legal | Replacement | Poles | Poles replaced
| Line clearance | Safety | Distribution system assets | Environment, safety & legal | Replacement | Poles | Poles replaced
| Animal / Bird Proofing | Safety | Distribution system assets | Environment, safety & legal | Augmentation | HV Feeders | Bird & Animal proofing
| Fall arrest systems | Safety | Subtransmission | Environment, safety & legal | Augmentation | Subtransmission Lines | Fall Arrests
| Safety clearances in distribution substations (ground type, indoor type and kiosk) | Safety | Distribution system assets | Environment, safety & legal | Replacement | Transformers | Distribution Transformers
| SWER Earths | Safety | Distribution system assets | Environment, safety & legal | Replacement | Transformers | Distribution Transformers
| Completion of HV ABC program | Safety | Distribution system assets | Environment, safety & legal | Replacement | Overhead Conductors | Underground cables (Projects)
| Conductor replacement - AAC | Safety | Distribution system assets | Environment, safety & legal | Replacement | Overhead Conductors | Conductors - Alum
| Conductor replacement - ACSR | Safety | Distribution system assets | Environment, safety & legal | Replacement | Overhead Conductors | Conductors - ACSR
| Conductor replacement - Steel | Safety | Distribution system assets | Environment, safety & legal | Replacement | Overhead Conductors | Conductors - Steel
| Conductor replacement - Codified | Safety | Distribution system assets | Environment, safety & legal | Replacement | Overhead Conductors | Conductors - Steel
| Codified Areas - Proactive insulation/undergrounding | Safety | Distribution system assets | Environment, safety & legal | Replacement | Overhead Conductors | Underground cables (Projects)
| SWER (Codified Areas) | Safety | Distribution system assets | Environment, safety & legal | Replacement | Overhead Conductors | Underground cables (Projects)
| Bare conductor (Codified Areas) | Safety | Distribution system assets | Environment, safety & legal | Replacement | Overhead Conductors | Underground cables (Projects)
[17 empty] | 0 | 0 | 0 | 0 | 0 | 0 | 0 | 0 | 0 | 0 | 0 | 0 | 0 | 0 | 0 | 0 | 0 | 0 | 0 | 0 | 0 | 0 | 0 | 0 | 0 | 0 | 0 | 0 | 0 | 0 | 0 | 0 | 0 | 0 | 0 | 0 | 0 | 0 | 0 | 0 | 0 | 0 | 0 | 0 | 0 | 0 | 0 | 0 | 0 | 0 | 0 | 0 | 0 | 0 | 0 | 0 | 0 | 0 | 0 | 0 | 0 | 0 | 0 | 0 | 0 | 0 | 0 | 0 | 0 | 0 | 0 | 0 | 0 | 0 | 0 | 0 | 0 | 0 | 0 | 0 | 0 | 0 | 0 | 0 |  | 0 | 0 | 0 | 0 | 0 | 0 | 0 | 0
[17 empty] | 0 | 0 | 0 | 0 | 0 | 0 | 0 | 0 | 0 | 0 | 0 | 0 | 0 | 0 | 0 | 0 | 0 | 0 | 0 | 0 | 0 | 0 | 0 | 0 | 0 | 0 | 0 | 0 | 0 | 0 | 0 | 0 | 0 | 0 | 0 | 0 | 0 | 0 | 0 | 0 | 0 | 0 | 0 | 0 | 0 | 0 | 0 | 0 | 0 | 0 | 0 | 0 | 0 | 0 | 0 | 0 | 0 | 0 | 0 | 0 | 0 | 0 | 0 | 0 | 0 | 0 | 0 | 0 | 0 | 0 | 0 | 0 | 0 | 0 | 0 | 0 | 0 | 0 | 0 | 0 | 0 | 0 | 0 | 0 |  | 0 | 0 | 0 | 0 | 0 | 0 | 0 | 0
[17 empty] | 0 | 0 | 0 | 0 | 0 | 0 | 0 | 0 | 0 | 0 | 0 | 0 | 0 | 0 | 0 | 0 | 0 | 0 | 0 | 0 | 0 | 0 | 0 | 0 | 0 | 0 | 0 | 0 | 0 | 0 | 0 | 0 | 0 | 0 | 0 | 0 | 0 | 0 | 0 | 0 | 0 | 0 | 0 | 0 | 0 | 0 | 0 | 0 | 0 | 0 | 0 | 0 | 0 | 0 | 0 | 0 | 0 | 0 | 0 | 0 | 0 | 0 | 0 | 0 | 0 | 0 | 0 | 0 | 0 | 0 | 0 | 0 | 0 | 0 | 0 | 0 | 0 | 0 | 0 | 0 | 0 | 0 | 0 | 0 |  | 0 | 0 | 0 | 0 | 0 | 0 | 0 | 0
[17 empty] | 0 | 0 | 0 | 0 | 0 | 0 | 0 | 0 | 0 | 0 | 0 | 0 | 0 | 0 | 0 | 0 | 0 | 0 | 0 | 0 | 0 | 0 | 0 | 0 | 0 | 0 | 0 | 0 | 0 | 0 | 0 | 0 | 0 | 0 | 0 | 0 | 0 | 0 | 0 | 0 | 0 | 0 | 0 | 0 | 0 | 0 | 0 | 0 | 0 | 0 | 0 | 0 | 0 | 0 | 0 | 0 | 0 | 0 | 0 | 0 | 0 | 0 | 0 | 0 | 0 | 0 | 0 | 0 | 0 | 0 | 0 | 0 | 0 | 0 | 0 | 0 | 0 | 0 | 0 | 0 | 0 | 0 | 0 | 0 |  | 0 | 0 | 0 | 0 | 0 | 0 | 0 | 0
[17 empty] | 0 | 0 | 0 | 0 | 0 | 0 | 0 | 0 | 0 | 0 | 0 | 0 | 0 | 0 | 0 | 0 | 0 | 0 | 0 | 0 | 0 | 0 | 0 | 0 | 0 | 0 | 0 | 0 | 0 | 0 | 0 | 0 | 0 | 0 | 0 | 0 | 0 | 0 | 0 | 0 | 0 | 0 | 0 | 0 | 0 | 0 | 0 | 0 | 0 | 0 | 0 | 0 | 0 | 0 | 0 | 0 | 0 | 0 | 0 | 0 | 0 | 0 | 0 | 0 | 0 | 0 | 0 | 0 | 0 | 0 | 0 | 0 | 0 | 0 | 0 | 0 | 0 | 0 | 0 | 0 | 0 | 0 | 0 | 0 |  | 0 | 0 | 0 | 0 | 0 | 0 | 0 | 0
[17 empty] | 0 | 0 | 0 | 0 | 0 | 0 | 0 | 0 | 0 | 0 | 0 | 0 | 0 | 0 | 0 | 0 | 0 | 0 | 0 | 0 | 0 | 0 | 0 | 0 | 0 | 0 | 0 | 0 | 0 | 0 | 0 | 0 | 0 | 0 | 0 | 0 | 0 | 0 | 0 | 0 | 0 | 0 | 0 | 0 | 0 | 0 | 0 | 0 | 0 | 0 | 0 | 0 | 0 | 0 | 0 | 0 | 0 | 0 | 0 | 0 | 0 | 0 | 0 | 0 | 0 | 0 | 0 | 0 | 0 | 0 | 0 | 0 | 0 | 0 | 0 | 0 | 0 | 0 | 0 | 0 | 0 | 0 | 0 | 0 |  | 0 | 0 | 0 | 0 | 0 | 0 | 0 | 0
[17 empty] | 0 | 0 | 0 | 0 | 0 | 0 | 0 | 0 | 0 | 0 | 0 | 0 | 0 | 0 | 0 | 0 | 0 | 0 | 0 | 0 | 0 | 0 | 0 | 0 | 0 | 0 | 0 | 0 | 0 | 0 | 0 | 0 | 0 | 0 | 0 | 0 | 0 | 0 | 0 | 0 | 0 | 0 | 0 | 0 | 0 | 0 | 0 | 0 | 0 | 0 | 0 | 0 | 0 | 0 | 0 | 0 | 0 | 0 | 0 | 0 | 0 | 0 | 0 | 0 | 0 | 0 | 0 | 0 | 0 | 0 | 0 | 0 | 0 | 0 | 0 | 0 | 0 | 0 | 0 | 0 | 0 | 0 | 0 | 0 |  | 0 | 0 | 0 | 0 | 0 | 0 | 0 | 0
[17 empty] | 0 | 0 | 0 | 0 | 0 | 0 | 0 | 0 | 0 | 0 | 0 | 0 | 0 | 0 | 0 | 0 | 0 | 0 | 0 | 0 | 0 | 0 | 0 | 0 | 0 | 0 | 0 | 0 | 0 | 0 | 0 | 0 | 0 | 0 | 0 | 0 | 0 | 0 | 0 | 0 | 0 | 0 | 0 | 0 | 0 | 0 | 0 | 0 | 0 | 0 | 0 | 0 | 0 | 0 | 0 | 0 | 0 | 0 | 0 | 0 | 0 | 0 | 0 | 0 | 0 | 0 | 0 | 0 | 0 | 0 | 0 | 0 | 0 | 0 | 0 | 0 | 0 | 0 | 0 | 0 | 0 | 0 | 0 | 0 |  | 0 | 0 | 0 | 0 | 0 | 0 | 0 | 0
[17 empty] | 0 | 0 | 0 | 0 | 0 | 0 | 0 | 0 | 0 | 0 | 0 | 0 | 0 | 0 | 0 | 0 | 0 | 0 | 0 | 0 | 0 | 0 | 0 | 0 | 0 | 0 | 0 | 0 | 0 | 0 | 0 | 0 | 0 | 0 | 0 | 0 | 0 | 0 | 0 | 0 | 0 | 0 | 0 | 0 | 0 | 0 | 0 | 0 | 0 | 0 | 0 | 0 | 0 | 0 | 0 | 0 | 0 | 0 | 0 | 0 | 0 | 0 | 0 | 0 | 0 | 0 | 0 | 0 | 0 | 0 | 0 | 0 | 0 | 0 | 0 | 0 | 0 | 0 | 0 | 0 | 0 | 0 | 0 | 0 |  | 0 | 0 | 0 | 0 | 0 | 0 | 0 | 0
[17 empty] | 0 | 0 | 0 | 0 | 0 | 0 | 0 | 0 |  |  |  |  | 0 | 0 | 0 | 0 | 0 | 0 | 0 | 0 | 0 | 0 | 0 | 0 | 0 | 0 | 0 | 0 | 0 | 0 | 0 | 0 | 0 | 0 | 0 | 0 | 0 | 0 | 0 | 0 | 0 | 0 | 0 | 0 | 0 | 0 | 0 | 0 | 0 | 0 | 0 | 0 | 0 | 0 | 0 | 0 | 0 | 0 | 0 | 0 | 0 | 0 | 0 | 0 | 0 | 0 | 0 | 0 | 0 | 0 | 0 | 0 | 0 | 0 | 0 | 0 | 0 | 0 | 0 | 0 | 0 | 0 | 0 | 0 |  | 0 | 0 | 0 | 0 | 0 | 0 | 0 | 0
[102 empty] | 0% | 0% | 0% | 0% | 0% | 0% | 0% | 0%
[101 empty] | Proactive replacement of bare SWER conductor in Codified Areas with HV ABC | [8 empty] | $2018
$Jun-21
Note on E18: AST: installing fall arrest systems on subtn towers

## ESL_2
Environmental, Safety & Legal - Part B | [10 empty] | Confidential
Table of Contents
Table 3.4.2 - Project based | [7 empty] | P50 Direct Cost Inputs - $000's, real $2018 | [7 empty] | Direct Labour Cost | [7 empty] | Alum | Copper | Steel | Crude Oil | Other | Direct Material Cost | Alum | Copper | Steel | Crude Oil | Other | Direct Material Cost | Alum | Copper | Steel | Crude Oil | Other | Direct Material Cost | Alum | Copper | Steel | Crude Oil | Other | Direct Material Cost | Alum | Copper | Steel | Crude Oil | Other | Direct Material Cost | Alum | Copper | Steel | Crude Oil | Other | Direct Material Cost | Alum | Copper | Steel | Crude Oil | Other | Direct Material Cost | Alum | Copper | Steel | Crude Oil | Other | Direct Material Cost | Contracts Cost | [7 empty] | Other Cost | [7 empty] | Total Direct Cost, including labour escalation - $000's, real $2018
Project Ref | Description | Program | RAB Category | TAB Category | RIN Expenditure Category | RIN Asset Category | Activity Type | 2019-12-01 | 2020-12-01 | 2021-06-30 | 2022-06-30 | 2023-06-30 | 2024-06-30 | 2025-06-30 | 2026-06-30 | 2019-12-01 | 2020-12-01 | 2021-06-30 | 2022-06-30 | 2023-06-30 | 2024-06-30 | 2025-06-30 | 2026-06-30 | 2019-12-01 | 2019-12-01 | 2019-12-01 | 2019-12-01 | 2019-12-01 | 2019-12-01 | 2020-12-01 | 2020-12-01 | 2020-12-01 | 2020-12-01 | 2020-12-01 | 2020-12-01 | 2021-06-30 | 2021-06-30 | 2021-06-30 | 2021-06-30 | 2021-06-30 | 2021-06-30 | 2022-06-30 | 2022-06-30 | 2022-06-30 | 2022-06-30 | 2022-06-30 | 2022-06-30 | 2023-06-30 | 2023-06-30 | 2023-06-30 | 2023-06-30 | 2023-06-30 | 2023-06-30 | 2024-06-30 | 2024-06-30 | 2024-06-30 | 2024-06-30 | 2024-06-30 | 2024-06-30 | 2025-06-30 | 2025-06-30 | 2025-06-30 | 2025-06-30 | 2025-06-30 | 2025-06-30 | 2026-06-30 | 2026-06-30 | 2026-06-30 | 2026-06-30 | 2026-06-30 | 2026-06-30 | 2019-12-01 | 2020-12-01 | 2021-06-30 | 2022-06-30 | 2023-06-30 | 2024-06-30 | 2025-06-30 | 2026-06-30 | 2019-12-01 | 2020-12-01 | 2021-06-30 | 2022-06-30 | 2023-06-30 | 2024-06-30 | 2025-06-30 | 2026-06-30 | 2019-12-01 | 2020-12-01 | 2021-06-30 | 2022-06-30 | 2023-06-30 | 2024-06-30 | 2025-06-30 | 2026-06-30
| Zone substation lighting | Infrastructure Security | Distribution system assets | Environment, safety & legal | Replacement | Other | Buildings & Civil infrastructure |  |  |  | 390 | 390 | 390 | 390 | 390 | 0 | 0 | 0 | 39.6476 | 39.5486 | 39.5198 | 39.665 | 40.0603 | 0 | 0 | 0 | 0 | 0 | 0 | 0 | 0 | 0 | 0 | 0 | 0 | 0 | 0 | 0 | 0 | 0 | 0 | 0 | 0 | 25.7282 | 0 | 60.0325 | 85.7607 | 0 | 0 | 25.7282 | 0 | 60.0325 | 85.7607 | 0 | 0 | 25.7282 | 0 | 60.0325 | 85.7607 | 0 | 0 | 25.7282 | 0 | 60.0325 | 85.7607 | 0 | 0 | 25.7282 | 0 | 60.0325 | 85.7607 | 0 | 0 | 0 | 229.7414 | 229.7414 | 229.7414 | 229.7414 | 229.7414 | 0 | 0 | 0 | 35.5536 | 35.5536 | 35.5536 | 35.5536 | 35.5536 | 0 | 0 | 0 | 390.7033 | 390.6043 | 390.5755 | 390.7207 | 391.116
| ZSS fencing upgrade | Infrastructure Security | Distribution system assets | Environment, safety & legal | Replacement | Other | Buildings & Civil infrastructure |  |  |  | 50 | 50 | 50 | 50 | 50 | 0 | 0 | 0 | 5.083 | 5.0703 | 5.0666 | 5.0853 | 5.1359 | 0 | 0 | 0 | 0 | 0 | 0 | 0 | 0 | 0 | 0 | 0 | 0 | 0 | 0 | 0 | 0 | 0 | 0 | 0 | 0 | 3.2985 | 0 | 7.6965 | 10.995 | 0 | 0 | 3.2985 | 0 | 7.6965 | 10.995 | 0 | 0 | 3.2985 | 0 | 7.6965 | 10.995 | 0 | 0 | 3.2985 | 0 | 7.6965 | 10.995 | 0 | 0 | 3.2985 | 0 | 7.6965 | 10.995 | 0 | 0 | 0 | 29.454 | 29.454 | 29.454 | 29.454 | 29.454 | 0 | 0 | 0 | 4.5582 | 4.5582 | 4.5582 | 4.5582 | 4.5582 | 0 | 0 | 0 | 50.0902 | 50.0775 | 50.0738 | 50.0924 | 50.1431
| Line voltage regulator fence replacement | Infrastructure Security | Distribution system assets | Environment, safety & legal | Replacement | Other | Buildings & Civil infrastructure |  |  |  | 90 | 90 | 90 | 90 | 90 | 0 | 0 | 0 | 9.1494 | 9.1266 | 9.12 | 9.1535 | 9.2447 | 0 | 0 | 0 | 0 | 0 | 0 | 0 | 0 | 0 | 0 | 0 | 0 | 0 | 0 | 0 | 0 | 0 | 0 | 0 | 0 | 5.9373 | 0 | 13.8536 | 19.7909 | 0 | 0 | 5.9373 | 0 | 13.8536 | 19.7909 | 0 | 0 | 5.9373 | 0 | 13.8536 | 19.7909 | 0 | 0 | 5.9373 | 0 | 13.8536 | 19.7909 | 0 | 0 | 5.9373 | 0 | 13.8536 | 19.7909 | 0 | 0 | 0 | 53.0172 | 53.0172 | 53.0172 | 53.0172 | 53.0172 | 0 | 0 | 0 | 8.2047 | 8.2047 | 8.2047 | 8.2047 | 8.2047 | 0 | 0 | 0 | 90.1623 | 90.1394 | 90.1328 | 90.1663 | 90.2575
| Ground type distribution sub fence replacement | Infrastructure Security | Distribution system assets | Environment, safety & legal | Replacement | Other | Buildings & Civil infrastructure |  |  |  | 50 | 50 | 50 | 50 | 50 | 0 | 0 | 0 | 5.083 | 5.0703 | 5.0666 | 5.0853 | 5.1359 | 0 | 0 | 0 | 0 | 0 | 0 | 0 | 0 | 0 | 0 | 0 | 0 | 0 | 0 | 0 | 0 | 0 | 0 | 0 | 0 | 3.2985 | 0 | 7.6965 | 10.995 | 0 | 0 | 3.2985 | 0 | 7.6965 | 10.995 | 0 | 0 | 3.2985 | 0 | 7.6965 | 10.995 | 0 | 0 | 3.2985 | 0 | 7.6965 | 10.995 | 0 | 0 | 3.2985 | 0 | 7.6965 | 10.995 | 0 | 0 | 0 | 29.454 | 29.454 | 29.454 | 29.454 | 29.454 | 0 | 0 | 0 | 4.5582 | 4.5582 | 4.5582 | 4.5582 | 4.5582 | 0 | 0 | 0 | 50.0902 | 50.0775 | 50.0738 | 50.0924 | 50.1431
|  |  | Distribution system assets | Environment, safety & legal | Replacement | Other | Buildings & Civil infrastructure | [8 empty] | 0 | 0 | 0 | 0 | 0 | 0 | 0 | 0 | 0 | 0 | 0 | 0 | 0 | 0 | 0 | 0 | 0 | 0 | 0 | 0 | 0 | 0 | 0 | 0 | 0 | 0 | 0 | 0 | 0 | 0 | 0 | 0 | 0 | 0 | 0 | 0 | 0 | 0 | 0 | 0 | 0 | 0 | 0 | 0 | 0 | 0 | 0 | 0 | 0 | 0 | 0 | 0 | 0 | 0 | 0 | 0 | 0 | 0 | 0 | 0 | 0 | 0 | 0 | 0 | 0 | 0 | 0 | 0 | 0 | 0 | 0 | 0 | 0 | 0 | 0 | 0 | 0 | 0 | 0 | 0
[88 empty] | 0 | 0 | 0 | 0 | 0 | 0 | 0 | 0
[88 empty] | 0 | 0 | 0 | 0 | 0 | 0 | 0 | 0
[88 empty] | 0 | 0 | 0 | 0 | 0 | 0 | 0 | 0
[88 empty] | 0 | 0 | 0 | 0 | 0 | 0 | 0 | 0
[88 empty] | 0 | 0 | 0 | 0 | 0 | 0 | 0 | 0
[88 empty] | 0 | 0 | 0 | 0 | 0 | 0 | 0 | 0
[88 empty] | 0 | 0 | 0 | 0 | 0 | 0 | 0 | 0
[88 empty] | 0 | 0 | 0 | 0 | 0 | 0 | 0 | 0
[88 empty] | 0 | 0 | 0 | 0 | 0 | 0 | 0 | 0
[88 empty] | 0 | 0 | 0 | 0 | 0 | 0 | 0 | 0
[88 empty] | 0 | 0 | 0 | 0 | 0 | 0 | 0 | 0
[88 empty] | 0 | 0 | 0 | 0 | 0 | 0 | 0 | 0
[88 empty] | 0 | 0 | 0 | 0 | 0 | 0 | 0 | 0
[88 empty] | 0 | 0 | 0 | 0 | 0 | 0 | 0 | 0
[88 empty] | 0 | 0 | 0 | 0 | 0 | 0 | 0 | 0
[88 empty] | 0 | 0 | 0 | 0 | 0 | 0 | 0 | 0
[88 empty] | 0 | 0 | 0 | 0 | 0 | 0 | 0 | 0
[88 empty] | 0 | 0 | 0 | 0 | 0 | 0 | 0 | 0
[88 empty] | 0 | 0 | 0 | 0 | 0 | 0 | 0 | 0
[88 empty] | 0 | 0 | 0 | 0 | 0 | 0 | 0 | 0
[88 empty] | 0 | 0 | 0 | 0 | 0 | 0 | 0 | 0
[88 empty] | 0 | 0 | 0 | 0 | 0 | 0 | 0 | 0
[88 empty] | 0 | 0 | 0 | 0 | 0 | 0 | 0 | 0
[88 empty] | 0 | 0 | 0 | 0 | 0 | 0 | 0 | 0
[88 empty] | 0 | 0 | 0 | 0 | 0 | 0 | 0 | 0
[88 empty] | 0 | 0 | 0 | 0 | 0 | 0 | 0 | 0
[8 empty] | 0 | 0 | 0 | 580 | 580 | 580 | 580 | 580 | 0 | 0 | 0 | 58.9631 | 58.8158 | 58.7731 | 58.9889 | 59.5768 | 0 | 0 | 0 | 0 | 0 | 0 | 0 | 0 | 0 | 0 | 0 | 0 | 0 | 0 | 0 | 0 | 0 | 0 | 0 | 0 | 38.2624 | 0 | 89.279 | 127.5415 | 0 | 0 | 38.2624 | 0 | 89.279 | 127.5415 | 0 | 0 | 38.2624 | 0 | 89.279 | 127.5415 | 0 | 0 | 38.2624 | 0 | 89.279 | 127.5415 | 0 | 0 | 38.2624 | 0 | 89.279 | 127.5415 | 0 | 0 | 0 | 341.6667 | 341.6667 | 341.6667 | 341.6667 | 341.6667 | 0 | 0 | 0 | 52.8746 | 52.8746 | 52.8746 | 52.8746 | 52.8746 | 0 | 0 | 0 | 581.0459 | 580.8986 | 580.8559 | 581.0718 | 581.6596
[88 empty] | 0% | 0% | 0% | 0.1803% | 0.1549% | 0.1476% | 0.1848% | 0.2861%
Table 3.4.3 - Government Funded Safety Programs | [7 empty] | P50 Direct $000's | [7 empty] | Direct Labour Cost | [7 empty] | Alum | Copper | Steel | Crude Oil | Other | Direct Material Cost | Alum | Copper | Steel | Crude Oil | Other | Direct Material Cost | Alum | Copper | Steel | Crude Oil | Other | Direct Material Cost | Alum | Copper | Steel | Crude Oil | Other | Direct Material Cost | Alum | Copper | Steel | Crude Oil | Other | Direct Material Cost | Alum | Copper | Steel | Crude Oil | Other | Direct Material Cost | Alum | Copper | Steel | Crude Oil | Other | Direct Material Cost | Alum | Copper | Steel | Crude Oil | Other | Direct Material Cost | Contracts Cost | [7 empty] | Other Cost | [7 empty] | Total Direct $000's
Project Ref | Description | Program | RAB Category | TAB Category | RIN Expenditure Category | RIN Asset Category | Activity Type | 2019-12-01 | 2020-12-01 | 2021-06-30 | 2022-06-30 | 2023-06-30 | 2024-06-30 | 2025-06-30 | 2026-06-30 | 2019-12-01 | 2020-12-01 | 2021-06-30 | 2022-06-30 | 2023-06-30 | 2024-06-30 | 2025-06-30 | 2026-06-30 | 2019-12-01 | 2019-12-01 | 2019-12-01 | 2019-12-01 | 2019-12-01 | 2019-12-01 | 2020-12-01 | 2020-12-01 | 2020-12-01 | 2020-12-01 | 2020-12-01 | 2020-12-01 | 2021-06-30 | 2021-06-30 | 2021-06-30 | 2021-06-30 | 2021-06-30 | 2021-06-30 | 2022-06-30 | 2022-06-30 | 2022-06-30 | 2022-06-30 | 2022-06-30 | 2022-06-30 | 2023-06-30 | 2023-06-30 | 2023-06-30 | 2023-06-30 | 2023-06-30 | 2023-06-30 | 2024-06-30 | 2024-06-30 | 2024-06-30 | 2024-06-30 | 2024-06-30 | 2024-06-30 | 2025-06-30 | 2025-06-30 | 2025-06-30 | 2025-06-30 | 2025-06-30 | 2025-06-30 | 2026-06-30 | 2026-06-30 | 2026-06-30 | 2026-06-30 | 2026-06-30 | 2026-06-30 | 2019-12-01 | 2020-12-01 | 2021-06-30 | 2022-06-30 | 2023-06-30 | 2024-06-30 | 2025-06-30 | 2026-06-30 | 2019-12-01 | 2020-12-01 | 2021-06-30 | 2022-06-30 | 2023-06-30 | 2024-06-30 | 2025-06-30 | 2026-06-30 | 2019-12-01 | 2020-12-01 | 2021-06-30 | 2022-06-30 | 2023-06-30 | 2024-06-30 | 2025-06-30 | 2026-06-30
Gov Funded |  | Safety | Distribution system assets | Environment, safety & legal | Replacement | Overhead Conductors | Underground cables (Projects) | [8 empty] | 0 | 0 |  | 0 | 0 | 0 | 0 | 0 | 0 | 0 | 0 | 0 | 0 | 0 | 0 | 0 | 0 | 0 | 0 | 0 | 0 | 0 | 0 | 0 | 0 | 0 | 0 | 0 | 0 | 0 | 0 | 0 | 0 | 0 | 0 | 0 | 0 | 0 | 0 | 0 | 0 | 0 | 0 | 0 | 0 | 0 | 0 | 0 | 0 | 0 | 0 | 0 | 0 | 0 | 0 | 0 | 0 | 0 |  | 0 | 0 | 0 | 0 | 0 | 0 | 0 |  | 0 | 0 | 0 | 0 | 0 | 0 | 0 | 0 | 0 | 0 | 0 | 0 | 0
[88 empty] | 0 | 0 | 0 | 0 | 0 | 0 | 0 | 0
[88 empty] | 0 | 0 | 0 | 0 | 0 | 0 | 0 | 0
[8 empty] | 0 | 0 | 0 | 0 | 0 | 0 | 0 | 0 | 0 | 0 | 0 | 0 | 0 | 0 | 0 | 0 | 0 | 0 | 0 | 0 | 0 | 0 | 0 | 0 | 0 | 0 | 0 | 0 | 0 | 0 | 0 | 0 | 0 | 0 | 0 | 0 | 0 | 0 | 0 | 0 | 0 | 0 | 0 | 0 | 0 | 0 | 0 | 0 | 0 | 0 | 0 | 0 | 0 | 0 | 0 | 0 | 0 | 0 | 0 | 0 | 0 | 0 | 0 | 0 | 0 | 0 | 0 | 0 | 0 | 0 | 0 | 0 | 0 | 0 | 0 | 0 | 0 | 0 | 0 | 0 | 0 | 0 | 0 | 0 | 0 | 0 | 0 | 0
Total ESL Volume Based
Total ESL Project based
Total ESL
Checks - Inputs

## REFCL
REFCL | [10 empty] | Confidential
Table of Contents
[8 empty] | P50 Direct $000's, real $2018 | [7 empty] | Direct Labour Cost | [7 empty] | Alum | Copper | Steel | Crude Oil | Other | Direct Material Cost | Alum | Copper | Steel | Crude Oil | Other | Direct Material Cost | Alum | Copper | Steel | Crude Oil | Other | Direct Material Cost | Alum | Copper | Steel | Crude Oil | Other | Direct Material Cost | Alum | Copper | Steel | Crude Oil | Other | Direct Material Cost | Alum | Copper | Steel | Crude Oil | Other | Direct Material Cost | Alum | Copper | Steel | Crude Oil | Other | Direct Material Cost | Alum | Copper | Steel | Crude Oil | Other | Direct Material Cost | Contracts Cost | [7 empty] | Other Cost | [7 empty] | Total Direct $000's, real $2018
Project Ref | Description | Program | RAB Category | TAB Category | RIN Expenditure Category | RIN Asset Category | Activity Type | 2019-12-01 | 2020-12-01 | 2021-06-30 | 2022-06-30 | 2023-06-30 | 2024-06-30 | 2025-06-30 | 2026-06-30 | 2019-12-01 | 2020-12-01 | 2021-06-30 | 2022-06-30 | 2023-06-30 | 2024-06-30 | 2025-06-30 | 2026-06-30 | 2019-12-01 | 2019-12-01 | 2019-12-01 | 2019-12-01 | 2019-12-01 | 2019-12-01 | 2020-12-01 | 2020-12-01 | 2020-12-01 | 2020-12-01 | 2020-12-01 | 2020-12-01 | 2021-06-30 | 2021-06-30 | 2021-06-30 | 2021-06-30 | 2021-06-30 | 2021-06-30 | 2022-06-30 | 2022-06-30 | 2022-06-30 | 2022-06-30 | 2022-06-30 | 2022-06-30 | 2023-06-30 | 2023-06-30 | 2023-06-30 | 2023-06-30 | 2023-06-30 | 2023-06-30 | 2024-06-30 | 2024-06-30 | 2024-06-30 | 2024-06-30 | 2024-06-30 | 2024-06-30 | 2025-06-30 | 2025-06-30 | 2025-06-30 | 2025-06-30 | 2025-06-30 | 2025-06-30 | 2026-06-30 | 2026-06-30 | 2026-06-30 | 2026-06-30 | 2026-06-30 | 2026-06-30 | 2019-12-01 | 2020-12-01 | 2021-06-30 | 2022-06-30 | 2023-06-30 | 2024-06-30 | 2025-06-30 | 2026-06-30 | 2019-12-01 | 2020-12-01 | 2021-06-30 | 2022-06-30 | 2023-06-30 | 2024-06-30 | 2025-06-30 | 2026-06-30 | 2019-12-01 | 2020-12-01 | 2021-06-30 | 2022-06-30 | 2023-06-30 | 2024-06-30 | 2025-06-30 | 2026-06-30
P50 Direct Inputs - All Tranches
| Subtransmission/Augmentation Expenditure | REFCL T1 | Subtransmission | Environment, safety & legal | Augmentation | Zone Substation Works | Zone Sub Transformers |  |  |  | 0 | 0 | 0 |  |  | 0 | 0 | 0 | 0 | 0 | 0 | 0 | 0 | 0 | 0 | 0 | 0 | 0 | 0 | 0 | 0 | 0 | 0 | 0 | 0 | 0 | 0 | 0 | 0 | 0 | 0 | 0 | 0 | 0 | 0 | 0 | 0 | 0 | 0 | 0 | 0 | 0 | 0 | 0 | 0 | 0 | 0 | 0 | 0 | 0 | 0 | 0 | 0 | 0 | 0 | 0 | 0 | 0 | 0 | 0 | 0 | 0 | 0 | 0 | 0 | 0 | 0 | 0 | 0 | 0 | 0 | 0 | 0 | 0 | 0 | 0 | 0 | 0 | 0 | 0 | 0 | 0 | 0 | 0 | 0
| Distribution system assets/Augmentation Expenditure | REFCL T1 | Distribution system assets | Environment, safety & legal | Augmentation | Ntwk Balancing & Isol Subs | Zone Sub Transformers |  |  |  | 0 | 0 | 0 |  |  | 0 | 0 | 0 | 0 | 0 | 0 | 0 | 0 | 0 | 0 | 0 | 0 | 0 | 0 | 0 | 0 | 0 | 0 | 0 | 0 | 0 | 0 | 0 | 0 | 0 | 0 | 0 | 0 | 0 | 0 | 0 | 0 | 0 | 0 | 0 | 0 | 0 | 0 | 0 | 0 | 0 | 0 | 0 | 0 | 0 | 0 | 0 | 0 | 0 | 0 | 0 | 0 | 0 | 0 | 0 | 0 | 0 | 0 | 0 | 0 | 0 | 0 | 0 | 0 | 0 | 0 | 0 | 0 | 0 | 0 | 0 | 0 | 0 | 0 | 0 | 0 | 0 | 0 | 0 | 0
| Distribution system assets/Replacement expenditure | REFCL T1 | Distribution system assets | Environment, safety & legal | Replacement | Feeder asset replacement | Surge Diverters |  |  |  | 0 | 0 | 0 |  |  | 0 | 0 | 0 | 0 | 0 | 0 | 0 | 0 | 0 | 0 | 0 | 0 | 0 | 0 | 0 | 0 | 0 | 0 | 0 | 0 | 0 | 0 | 0 | 0 | 0 | 0 | 0 | 0 | 0 | 0 | 0 | 0 | 0 | 0 | 0 | 0 | 0 | 0 | 0 | 0 | 0 | 0 | 0 | 0 | 0 | 0 | 0 | 0 | 0 | 0 | 0 | 0 | 0 | 0 | 0 | 0 | 0 | 0 | 0 | 0 | 0 | 0 | 0 | 0 | 0 | 0 | 0 | 0 | 0 | 0 | 0 | 0 | 0 | 0 | 0 | 0 | 0 | 0 | 0 | 0
| SCADA/Network control/Augmentation Expenditure | REFCL T1 | SCADA/Network control | Environment, safety & legal | Augmentation | Zone Substation Works | Protection & Control |  |  |  | 0 | 0 | 0 |  |  | 0 | 0 | 0 | 0 | 0 | 0 | 0 | 0 | 0 | 0 | 0 | 0 | 0 | 0 | 0 | 0 | 0 | 0 | 0 | 0 | 0 | 0 | 0 | 0 | 0 | 0 | 0 | 0 | 0 | 0 | 0 | 0 | 0 | 0 | 0 | 0 | 0 | 0 | 0 | 0 | 0 | 0 | 0 | 0 | 0 | 0 | 0 | 0 | 0 | 0 | 0 | 0 | 0 | 0 | 0 | 0 | 0 | 0 | 0 | 0 | 0 | 0 | 0 | 0 | 0 | 0 | 0 | 0 | 0 | 0 | 0 | 0 | 0 | 0 | 0 | 0 | 0 | 0 | 0 | 0
| SCADA/Network control/Replacement expenditure | REFCL T1 | SCADA/Network control | Environment, safety & legal | Replacement | Zone Substation Works | Protection & Control |  |  |  | 0 | 0 | 0 |  |  | 0 | 0 | 0 | 0 | 0 | 0 | 0 | 0 | 0 | 0 | 0 | 0 | 0 | 0 | 0 | 0 | 0 | 0 | 0 | 0 | 0 | 0 | 0 | 0 | 0 | 0 | 0 | 0 | 0 | 0 | 0 | 0 | 0 | 0 | 0 | 0 | 0 | 0 | 0 | 0 | 0 | 0 | 0 | 0 | 0 | 0 | 0 | 0 | 0 | 0 | 0 | 0 | 0 | 0 | 0 | 0 | 0 | 0 | 0 | 0 | 0 | 0 | 0 | 0 | 0 | 0 | 0 | 0 | 0 | 0 | 0 | 0 | 0 | 0 | 0 | 0 | 0 | 0 | 0 | 0
| Non-network general assets - Other/Non-network | REFCL T1 | Non-network general assets - Other | Environment, safety & legal | Non-network | Live line Equipment | Other |  |  |  | 0 | 0 | 0 |  |  | 0 | 0 | 0 | 0 | 0 | 0 | 0 | 0 | 0 | 0 | 0 | 0 | 0 | 0 | 0 | 0 | 0 | 0 | 0 | 0 | 0 | 0 | 0 | 0 | 0 | 0 | 0 | 0 | 0 | 0 | 0 | 0 | 0 | 0 | 0 | 0 | 0 | 0 | 0 | 0 | 0 | 0 | 0 | 0 | 0 | 0 | 0 | 0 | 0 | 0 | 0 | 0 | 0 | 0 | 0 | 0 | 0 | 0 | 0 | 0 | 0 | 0 | 0 | 0 | 0 | 0 | 0 | 0 | 0 | 0 | 0 | 0 | 0 | 0 | 0 | 0 | 0 | 0 | 0 | 0
[88 empty] | 0 | 0 | 0 | 0 | 0 | 0 | 0 | 0
| Subtransmission/Augmentation Expenditure | REFCL T2 | Subtransmission | Environment, safety & legal | Augmentation | Zone Substation Works | Zone Sub Transformers |  |  |  | 2359.4686 | 1008.9199 | 0 |  |  | 0 | 0 | 0 | 441.7504 | 188.4227 | 0 | 0 | 0 | 0 | 0 | 0 | 0 | 0 | 0 | 0 | 0 | 0 | 0 | 0 | 0 | 0 | 0 | 0 | 0 | 0 | 0 | 0 | 383.2029 | 766.4058 | 127.7343 | 0 | 1277.3431 | 0 | 163.8594 | 327.7188 | 54.6198 | 0 | 546.1979 | 0 | 0 | 0 | 0 | 0 | 0 | 0 | 0 | 0 | 0 | 0 | 0 | 0 | 0 | 0 | 0 | 0 | 0 | 0 | 0 | 0 | 463.7584 | 198.3053 | 0 | 0 | 0 | 0 | 0 | 0 | 184.4526 | 78.8728 | 0 | 0 | 0 | 0 | 0 | 0 | 2367.3045 | 1011.7988 | 0 | 0 | 0
| Distribution system assets/Augmentation Expenditure | REFCL T2 | Distribution system assets | Environment, safety & legal | Augmentation | Ntwk Balancing & Isol Subs | Zone Sub Transformers |  |  |  | 1487.9348 | 636.248 | 0 |  |  | 0 | 0 | 0 | 241.8564 | 103.1606 | 0 | 0 | 0 | 0 | 0 | 0 | 0 | 0 | 0 | 0 | 0 | 0 | 0 | 0 | 0 | 0 | 0 | 0 | 0 | 0 | 0 | 0 | 148.6811 | 297.3622 | 49.5604 | 0 | 495.6037 | 0 | 63.5767 | 127.1535 | 21.1922 | 0 | 211.9225 | 0 | 0 | 0 | 0 | 0 | 0 | 0 | 0 | 0 | 0 | 0 | 0 | 0 | 0 | 0 | 0 | 0 | 0 | 0 | 0 | 0 | 561.7867 | 240.2227 | 0 | 0 | 0 | 0 | 0 | 0 | 192.978 | 82.5183 | 0 | 0 | 0 | 0 | 0 | 0 | 1492.2249 | 637.8241 | 0 | 0 | 0
| Distribution system assets/Replacement expenditure | REFCL T2 | Distribution system assets | Environment, safety & legal | Replacement | Feeder asset replacement | Surge Diverters |  |  |  | 2231.9022 | 954.3719 | 0 |  |  | 0 | 0 | 0 | 396.9915 | 169.3315 | 0 | 0 | 0 | 0 | 0 | 0 | 0 | 0 | 0 | 0 | 0 | 0 | 0 | 0 | 0 | 0 | 0 | 0 | 0 | 0 | 0 | 0 | 0 | 145.5315 | 0 | 145.5315 | 291.0631 | 0 | 0 | 62.23 | 0 | 62.23 | 124.46 | 0 | 0 | 0 | 0 | 0 | 0 | 0 | 0 | 0 | 0 | 0 | 0 | 0 | 0 | 0 | 0 | 0 | 0 | 0 | 0 | 0 | 1159.9872 | 496.016 | 0 | 0 | 0 | 0 | 0 | 0 | 390.9023 | 167.1517 | 0 | 0 | 0 | 0 | 0 | 0 | 2238.9441 | 956.9591 | 0 | 0 | 0
| SCADA/Network control/Augmentation Expenditure | REFCL T2 | SCADA/Network control | Environment, safety & legal | Augmentation | Zone Substation Works | Protection & Control |  |  |  | 1695.6714 | 725.0771 | 0 |  |  | 0 | 0 | 0 | 317.4713 | 135.4131 | 0 | 0 | 0 | 0 | 0 | 0 | 0 | 0 | 0 | 0 | 0 | 0 | 0 | 0 | 0 | 0 | 0 | 0 | 0 | 0 | 0 | 0 | 0 | 183.5968 | 0 | 734.3871 | 917.9839 | 0 | 0 | 78.5069 | 0 | 314.0274 | 392.5343 | 0 | 0 | 0 | 0 | 0 | 0 | 0 | 0 | 0 | 0 | 0 | 0 | 0 | 0 | 0 | 0 | 0 | 0 | 0 | 0 | 0 | 333.2877 | 142.5154 | 0 | 0 | 0 | 0 | 0 | 0 | 132.56 | 56.6833 | 0 | 0 | 0 | 0 | 0 | 0 | 1701.3028 | 727.1461 | 0 | 0 | 0
| SCADA/Network control/Replacement expenditure | REFCL T2 | SCADA/Network control | Environment, safety & legal | Replacement | Zone Substation Works | Protection & Control |  |  |  | 34.6055 | 14.7975 | 0 |  |  | 0 | 0 | 0 | 6.479 | 2.7635 | 0 | 0 | 0 | 0 | 0 | 0 | 0 | 0 | 0 | 0 | 0 | 0 | 0 | 0 | 0 | 0 | 0 | 0 | 0 | 0 | 0 | 0 | 0 | 3.7469 | 0 | 14.9875 | 18.7344 | 0 | 0 | 1.6022 | 0 | 6.4087 | 8.0109 | 0 | 0 | 0 | 0 | 0 | 0 | 0 | 0 | 0 | 0 | 0 | 0 | 0 | 0 | 0 | 0 | 0 | 0 | 0 | 0 | 0 | 6.8018 | 2.9085 | 0 | 0 | 0 | 0 | 0 | 0 | 2.7053 | 1.1568 | 0 | 0 | 0 | 0 | 0 | 0 | 34.7205 | 14.8397 | 0 | 0 | 0
| Non-network general assets - Other/Non-network | REFCL T2 | Non-network general assets - Other | Environment, safety & legal | Non-network | Live line Equipment | Other |  |  |  | 0 | 0 | 0 |  |  | 0 | 0 | 0 | 0 | 0 | 0 | 0 | 0 | 0 | 0 | 0 | 0 | 0 | 0 | 0 | 0 | 0 | 0 | 0 | 0 | 0 | 0 | 0 | 0 | 0 | 0 | 0 | 0 | 0 | 0 | 0 | 0 | 0 | 0 | 0 | 0 | 0 | 0 | 0 | 0 | 0 | 0 | 0 | 0 | 0 | 0 | 0 | 0 | 0 | 0 | 0 | 0 | 0 | 0 | 0 | 0 | 0 | 0 | 0 | 0 | 0 | 0 | 0 | 0 | 0 | 0 | 0 | 0 | 0 | 0 | 0 | 0 | 0 | 0 | 0 | 0 | 0 | 0 | 0 | 0
| Non-network general assets - Land | REFCL T2 | Land | Environment, safety & legal | Non-network | Zone Substation Works | Other |  |  |  | 0 | 0 | 0 |  |  | 0 | 0 | 0 | 0 | 0 | 0 | 0 | 0 | 0 | 0 | 0 | 0 | 0 | 0 | 0 | 0 | 0 | 0 | 0 | 0 | 0 | 0 | 0 | 0 | 0 | 0 | 0 | 0 | 0 | 0 | 0 | 0 | 0 | 0 | 0 | 0 | 0 | 0 | 0 | 0 | 0 | 0 | 0 | 0 | 0 | 0 | 0 | 0 | 0 | 0 | 0 | 0 | 0 | 0 | 0 | 0 | 0 | 0 | 0 | 0 | 0 | 0 | 0 | 0 | 0 | 0 | 0 | 0 | 0 | 0 | 0 | 0 | 0 | 0 | 0 | 0 | 0 | 0 | 0 | 0
[88 empty] | 0 | 0 | 0 | 0 | 0 | 0 | 0 | 0
| Subtransmission/Augmentation Expenditure | REFCL T3 | Subtransmission | Environment, safety & legal | Augmentation | Zone Substation Works | Zone Sub Transformers |  |  |  | 10410.4837 | 3331.2033 | 0 |  |  | 0 | 0 | 0 | 1949.0978 | 622.1251 | 0 | 0 | 0 | 0 | 0 | 0 | 0 | 0 | 0 | 0 | 0 | 0 | 0 | 0 | 0 | 0 | 0 | 0 | 0 | 0 | 0 | 0 | 1690.7738 | 3381.5477 | 563.5913 | 0 | 5635.9128 | 0 | 541.023 | 1082.0461 | 180.341 | 0 | 1803.4101 | 0 | 0 | 0 | 0 | 0 | 0 | 0 | 0 | 0 | 0 | 0 | 0 | 0 | 0 | 0 | 0 | 0 | 0 | 0 | 0 | 0 | 2046.202 | 654.7549 | 0 | 0 | 0 | 0 | 0 | 0 | 813.8447 | 260.4185 | 0 | 0 | 0 | 0 | 0 | 0 | 10445.0573 | 3340.7086 | 0 | 0 | 0
| Distribution system assets/Augmentation Expenditure | REFCL T3 | Distribution system assets | Environment, safety & legal | Augmentation | Ntwk Balancing & Isol Subs | Zone Sub Transformers |  |  |  | 3908.6402 | 1806.6577 | 0 |  |  | 0 | 0 | 0 | 635.3301 | 292.9298 | 0 | 0 | 0 | 0 | 0 | 0 | 0 | 0 | 0 | 0 | 0 | 0 | 0 | 0 | 0 | 0 | 0 | 0 | 0 | 0 | 0 | 0 | 390.5688 | 781.1377 | 130.1896 | 0 | 1301.8961 | 0 | 180.5293 | 361.0587 | 60.1764 | 0 | 601.7644 | 0 | 0 | 0 | 0 | 0 | 0 | 0 | 0 | 0 | 0 | 0 | 0 | 0 | 0 | 0 | 0 | 0 | 0 | 0 | 0 | 0 | 1475.7517 | 682.1242 | 0 | 0 | 0 | 0 | 0 | 0 | 506.932 | 234.3149 | 0 | 0 | 0 | 0 | 0 | 0 | 3919.9099 | 1811.1333 | 0 | 0 | 0
| Distribution system assets/Replacement expenditure | REFCL T3 | Distribution system assets | Environment, safety & legal | Replacement | Feeder asset replacement | Surge Diverters |  |  |  | 7810.4362 | 3542.5495 | 0 |  |  | 0 | 0 | 0 | 1389.2531 | 628.5443 | 0 | 0 | 0 | 0 | 0 | 0 | 0 | 0 | 0 | 0 | 0 | 0 | 0 | 0 | 0 | 0 | 0 | 0 | 0 | 0 | 0 | 0 | 0 | 509.2807 | 0 | 509.2807 | 1018.5615 | 0 | 0 | 230.9925 | 0 | 230.9925 | 461.985 | 0 | 0 | 0 | 0 | 0 | 0 | 0 | 0 | 0 | 0 | 0 | 0 | 0 | 0 | 0 | 0 | 0 | 0 | 0 | 0 | 0 | 4059.3205 | 1841.1704 | 0 | 0 | 0 | 0 | 0 | 0 | 1367.944 | 620.4531 | 0 | 0 | 0 | 0 | 0 | 0 | 7835.0791 | 3552.1529 | 0 | 0 | 0
| SCADA/Network control/Augmentation Expenditure | REFCL T3 | SCADA/Network control | Environment, safety & legal | Augmentation | Zone Substation Works | Protection & Control |  |  |  | 3258.9822 | 647.8189 | 0 |  |  | 0 | 0 | 0 | 610.1614 | 120.9846 | 0 | 0 | 0 | 0 | 0 | 0 | 0 | 0 | 0 | 0 | 0 | 0 | 0 | 0 | 0 | 0 | 0 | 0 | 0 | 0 | 0 | 0 | 0 | 352.8624 | 0 | 1411.4494 | 1764.3118 | 0 | 0 | 70.1418 | 0 | 280.5673 | 350.7091 | 0 | 0 | 0 | 0 | 0 | 0 | 0 | 0 | 0 | 0 | 0 | 0 | 0 | 0 | 0 | 0 | 0 | 0 | 0 | 0 | 0 | 640.5597 | 127.3301 | 0 | 0 | 0 | 0 | 0 | 0 | 254.7725 | 50.6436 | 0 | 0 | 0 | 0 | 0 | 0 | 3269.8054 | 649.6674 | 0 | 0 | 0
| SCADA/Network control/Replacement expenditure | REFCL T3 | SCADA/Network control | Environment, safety & legal | Replacement | Zone Substation Works | Protection & Control |  |  |  | 60.819 | 23.985 | 0 |  |  | 0 | 0 | 0 | 11.3868 | 4.4794 | 0 | 0 | 0 | 0 | 0 | 0 | 0 | 0 | 0 | 0 | 0 | 0 | 0 | 0 | 0 | 0 | 0 | 0 | 0 | 0 | 0 | 0 | 0 | 6.5851 | 0 | 26.3404 | 32.9255 | 0 | 0 | 2.5969 | 0 | 10.3878 | 12.9847 | 0 | 0 | 0 | 0 | 0 | 0 | 0 | 0 | 0 | 0 | 0 | 0 | 0 | 0 | 0 | 0 | 0 | 0 | 0 | 0 | 0 | 11.9541 | 4.7143 | 0 | 0 | 0 | 0 | 0 | 0 | 4.7546 | 1.875 | 0 | 0 | 0 | 0 | 0 | 0 | 61.021 | 24.0534 | 0 | 0 | 0
| Non-network general assets - Other/Non-network | REFCL T3 | Non-network general assets - Other | Environment, safety & legal | Non-network | Live line Equipment | Other |  |  |  | 0 | 0 | 0 |  |  | 0 | 0 | 0 | 0 | 0 | 0 | 0 | 0 | 0 | 0 | 0 | 0 | 0 | 0 | 0 | 0 | 0 | 0 | 0 | 0 | 0 | 0 | 0 | 0 | 0 | 0 | 0 | 0 | 0 | 0 | 0 | 0 | 0 | 0 | 0 | 0 | 0 | 0 | 0 | 0 | 0 | 0 | 0 | 0 | 0 | 0 | 0 | 0 | 0 | 0 | 0 | 0 | 0 | 0 | 0 | 0 | 0 | 0 | 0 | 0 | 0 | 0 | 0 | 0 | 0 | 0 | 0 | 0 | 0 | 0 | 0 | 0 | 0 | 0 | 0 | 0 | 0 | 0 | 0 | 0
| Non-network general assets - Land | REFCL T3 | Land | Environment, safety & legal | Non-network | Zone Substation Works | Other |  |  |  | 32.3422 | 13.1244 | 0 |  |  | 0 | 0 | 0 | 6.0552 | 2.4511 | 0 | 0 | 0 | 0 | 0 | 0 | 0 | 0 | 0 | 0 | 0 | 0 | 0 | 0 | 0 | 0 | 0 | 0 | 0 | 0 | 0 | 1.7509 | 1.7509 | 1.7509 | 0 | 12.2563 | 17.5091 | 0.71051 | 0.71051 | 0.71051 | 0 | 4.9736 | 7.1051 | 0 | 0 | 0 | 0 | 0 | 0 | 0 | 0 | 0 | 0 | 0 | 0 | 0 | 0 | 0 | 0 | 0 | 0 | 0 | 0 | 0 | 6.3569 | 2.5796 | 0 | 0 | 0 | 0 | 0 | 0 | 2.5284 | 1.026 | 0 | 0 | 0 | 0 | 0 | 0 | 32.4496 | 13.1618 | 0 | 0 | 0
[88 empty] | 0 | 0 | 0 | 0 | 0 | 0 | 0 | 0
[88 empty] | 0 | 0 | 0 | 0 | 0 | 0 | 0 | 0
[88 empty] | 0 | 0 | 0 | 0 | 0 | 0 | 0 | 0
[88 empty] | 0 | 0 | 0 | 0 | 0 | 0 | 0 | 0
[8 empty] | 0 | 0 | 0 | 33291.2859 | 12704.7532 | 0 | 0 | 0 | 0 | 0 | 0 | 6005.833 | 2270.6058 | 0 | 0 | 0 | 0 | 0 | 0 | 0 | 0 | 0 | 0 | 0 | 0 | 0 | 0 | 0 | 0 | 0 | 0 | 0 | 0 | 0 | 1.7509 | 2614.9776 | 6429.8077 | 871.0756 | 2854.2331 | 12771.8449 | 0.71051 | 949.699 | 2344.7578 | 316.3295 | 909.5872 | 4521.084 | 0 | 0 | 0 | 0 | 0 | 0 | 0 | 0 | 0 | 0 | 0 | 0 | 0 | 0 | 0 | 0 | 0 | 0 | 0 | 0 | 0 | 10765.7668 | 4392.6414 | 0 | 0 | 0 | 0 | 0 | 0 | 3854.3744 | 1555.1139 | 0 | 0 | 0 | 0 | 0 | 0 | 33397.819 | 12739.4451 | 0 | 0 | 0
[88 empty] | 0% | 0% | 0% | 0.32% | 0.2731% | 0% | 0% | 0%
T1/T2 forecasts
|  |  | Distribution system assets/Replacement |  |  | T3 Decision
|  |  | SCADA/Network control/Augmentation |  |  | Augmentation
|  |  | SCADA/Network control/Replacement |  |  | Total
Non-network general assets - Other/Non-network
Land/Non-network

## ICT
ICT Infrastructure | [10 empty] | Confidential
Table of Contents
[8 empty] | P50 Direct Cost Inputs - $000's, real $2018 | [7 empty] | Direct Labour Cost | [7 empty] | Direct Material Cost | [7 empty] | Contracts Cost | [7 empty] | Other Cost | [7 empty] | Total Direct Cost, including labour escalation - $000's, real $2018
Project Ref | Description | Program | RAB Category | TAB Category | RIN Expenditure Category | RIN Asset Category | Non Network Asset Category | 2019-12-01 | 2020-12-01 | 2021-06-30 | 2022-06-30 | 2023-06-30 | 2024-06-30 | 2025-06-30 | 2026-06-30 | 2019-12-01 | 2020-12-01 | 2021-06-30 | 2022-06-30 | 2023-06-30 | 2024-06-30 | 2025-06-30 | 2026-06-30 | 2019-12-01 | 2020-12-01 | 2021-06-30 | 2022-06-30 | 2023-06-30 | 2024-06-30 | 2025-06-30 | 2026-06-30 | 2019-12-01 | 2020-12-01 | 2021-06-30 | 2022-06-30 | 2023-06-30 | 2024-06-30 | 2025-06-30 | 2026-06-30 | 2019-12-01 | 2020-12-01 | 2021-06-30 | 2022-06-30 | 2023-06-30 | 2024-06-30 | 2025-06-30 | 2026-06-30 | 2019-12-01 | 2020-12-01 | 2021-06-30 | 2022-06-30 | 2023-06-30 | 2024-06-30 | 2025-06-30 | 2026-06-30
|  | High Level Program split - Recurrent | Non-network general assets - IT | Non-network general assets - IT | Non-network | IT and Communications | Recurrent expenditure |  |  |  | 12909.3567 | 5978.8102 | 13310.7859 | 7027.8743 | 6329.1529 | 0 | 0 | 0 | 2373.479 | 1096.502 | 2439.3989 | 1292.6926 | 1175.7732 | 0 | 0 | 0 | 4446.4334 | 2059.3111 | 4584.6997 | 2420.6454 | 2179.9814 | 0 | 0 | 0 | 6131.5457 | 2839.7502 | 6322.2122 | 3338.0233 | 3006.1521 | 0 | 0 | 0 | 0 | 0 | 0 | 0 | 0 | 0 | 0 | 0 | 12951.4581 | 5995.5633 | 13346.3108 | 7051.3612 | 6361.9067
|  | High Level Program split - Non-recurrent | Non-network general assets - IT | Non-network general assets - IT | Non-network | IT and Communications | Non-recurrent expenditure |  |  |  | 18685.5639 | 17689.9285 | 16440.7416 | 15485.5363 | 14518.9786 | 0 | 0 | 0 | 3435.4766 | 3244.2981 | 3013.0097 | 2848.3773 | 2697.2056 | 0 | 0 | 0 | 6435.961 | 6093.0293 | 5662.7657 | 5333.7597 | 5000.8434 | 0 | 0 | 0 | 8875.0657 | 8402.1697 | 7808.8445 | 7355.1515 | 6896.0664 | 0 | 0 | 0 | 0 | 0 | 0 | 0 | 0 | 0 | 0 | 0 | 18746.5032 | 17739.4971 | 16484.6199 | 15537.2884 | 14594.1155
|  | High Level Program split - Client device | Non-network general assets - IT | Non-network general assets - IT | Non-network | IT and Communications | Client device expenditure |  |  |  | 620 | 140 | 820 | 200 | 220 | 0 | 0 | 0 | 113.9915 | 25.6757 | 150.2772 | 36.7876 | 40.8696 | 0 | 0 | 0 | 213.5497 | 48.2209 | 282.4366 | 68.887 | 75.7757 | 0 | 0 | 0 | 294.4809 | 66.4957 | 389.4747 | 94.9938 | 104.4932 | 0 | 0 | 0 | 0 | 0 | 0 | 0 | 0 | 0 | 0 | 0 | 622.022 | 140.3923 | 822.1885 | 200.6684 | 221.1385
|  | DER - ICT - Non-recurrent | Non-network general assets - IT | Non-network general assets - IT | Non-network | IT and Communications | Non-recurrent expenditure |  |  |  | 1249.0453 | 1604.786 | 1894.8516 | 2257.8896 | 2620.9276 | 0 | 0 | 0 | 229.646 | 294.3146 | 347.2597 | 415.3115 | 486.8924 | 0 | 0 | 0 | 430.2148 | 552.7444 | 652.6531 | 777.696 | 902.739 | 0 | 0 | 0 | 593.2579 | 762.2238 | 899.996 | 1072.4278 | 1244.8596 | 0 | 0 | 0 | 0 | 0 | 0 | 0 | 0 | 0 | 0 | 0 | 1253.1188 | 1609.2828 | 1899.9087 | 2265.4353 | 2634.4911
|  |  | Non-network general assets - IT | Non-network general assets - IT | Non-network | IT and Communications | Non-recurrent expenditure | [8 empty] | 0 | 0 | 0 | 0 | 0 | 0 | 0 | 0 | 0 | 0 | 0 | 0 | 0 | 0 | 0 | 0 | 0 | 0 | 0 | 0 | 0 | 0 | 0 | 0 | 0 | 0 | 0 | 0 | 0 | 0 | 0 | 0 | 0 | 0 | 0 | 0 | 0 | 0 | 0 | 0
|  |  | Non-network general assets - IT | Non-network general assets - IT | Non-network | IT and Communications | Recurrent expenditure | [8 empty] | 0 | 0 | 0 | 0 | 0 | 0 | 0 | 0 | 0 | 0 | 0 | 0 | 0 | 0 | 0 | 0 | 0 | 0 | 0 | 0 | 0 | 0 | 0 | 0 | 0 | 0 | 0 | 0 | 0 | 0 | 0 | 0 | 0 | 0 | 0 | 0 | 0 | 0 | 0 | 0
[48 empty] | 0 | 0 | 0 | 0 | 0 | 0 | 0 | 0
[48 empty] | 0 | 0 | 0 | 0 | 0 | 0 | 0 | 0
[48 empty] | 0 | 0 | 0 | 0 | 0 | 0 | 0 | 0
[48 empty] | 0 | 0 | 0 | 0 | 0 | 0 | 0 | 0
[48 empty] | 0 | 0 | 0 | 0 | 0 | 0 | 0 | 0
[48 empty] | 0 | 0 | 0 | 0 | 0 | 0 | 0 | 0
[48 empty] | 0 | 0 | 0 | 0 | 0 | 0 | 0 | 0
[48 empty] | 0 | 0 | 0 | 0 | 0 | 0 | 0 | 0
[48 empty] | 0 | 0 | 0 | 0 | 0 | 0 | 0 | 0
[48 empty] | 0 | 0 | 0 | 0 | 0 | 0 | 0 | 0
[48 empty] | 0 | 0 | 0 | 0 | 0 | 0 | 0 | 0
[48 empty] | 0 | 0 | 0 | 0 | 0 | 0 | 0 | 0
[8 empty] | 0 | 0 | 0 | 33463.9659 | 25413.5247 | 32466.379 | 24971.3002 | 23689.0591 | 0 | 0 | 0 | 6152.5931 | 4660.7904 | 5949.9454 | 4593.1689 | 4400.7409 | 0 | 0 | 0 | 11526.1589 | 8753.3057 | 11182.5551 | 8600.9881 | 8159.3395 | 0 | 0 | 0 | 15894.3502 | 12070.6393 | 15420.5273 | 11860.5963 | 11251.5714 | 0 | 0 | 0 | 0 | 0 | 0 | 0 | 0 | 0 | 0 | 0 | 33573.1022 | 25484.7355 | 32553.0278 | 25054.7534 | 23811.6518
[48 empty] | 0% | 0% | 0% | 0.3261% | 0.2802% | 0.2669% | 0.3342% | 0.5175%
[8 empty] | 2022-06-30: 2331.3776; 2023-06-30: 1079.7489 | [35 empty] | 109.1363 | 71.2108 | 86.6488 | 83.4532 | 122.5927
[11 empty] | 2373.479 | 1096.502
[11 empty] | 0 | 0

## Metering_SCS
Metering SCS | [10 empty] | Confidential
Table of Contents
[8 empty] | P50 Direct Cost Inputs - $000's, real $2018 | [7 empty] | Direct Labour Cost | [7 empty] | Direct Material Cost | [7 empty] | Contracts Cost | [7 empty] | Other Cost | [7 empty] | Total Direct Cost, including labour escalation - $000's, real $2018
Project Ref | Description | Program | RAB Category | TAB Category | RIN Expenditure Category | RIN Asset Category | Network / Non Network Asset Category | 2019-12-01 | 2020-12-01 | 2021-06-30 | 2022-06-30 | 2023-06-30 | 2024-06-30 | 2025-06-30 | 2026-06-30 | 2019-12-01 | 2020-12-01 | 2021-06-30 | 2022-06-30 | 2023-06-30 | 2024-06-30 | 2025-06-30 | 2026-06-30 | 2019-12-01 | 2020-12-01 | 2021-06-30 | 2022-06-30 | 2023-06-30 | 2024-06-30 | 2025-06-30 | 2026-06-30 | 2019-12-01 | 2020-12-01 | 2021-06-30 | 2022-06-30 | 2023-06-30 | 2024-06-30 | 2025-06-30 | 2026-06-30 | 2019-12-01 | 2020-12-01 | 2021-06-30 | 2022-06-30 | 2023-06-30 | 2024-06-30 | 2025-06-30 | 2026-06-30 | 2019-12-01 | 2020-12-01 | 2021-06-30 | 2022-06-30 | 2023-06-30 | 2024-06-30 | 2025-06-30 | 2026-06-30
[48 empty] | 0 | 0 | 0 | 0 | 0 | 0 | 0 | 0
[48 empty] | 0 | 0 | 0 | 0 | 0 | 0 | 0 | 0
[48 empty] | 0 | 0 | 0 | 0 | 0 | 0 | 0 | 0
[48 empty] | 0 | 0 | 0 | 0 | 0 | 0 | 0 | 0
| Network Comms | 3G to 4G Comms Upgrade | SCADA/Network control | SCADA/Network control | Replacement | Other - Metering Business Communications | SCADA network control and protection systems |  |  |  | 1085.766 | 542.883 | 0 | 0 | 0 | 0 | 0 | 0 | 210.0209 | 104.7482 | 0 | 0 | 0 | 0 | 0 | 0 | 879.4705 | 439.7352 | 0 | 0 | 0 | 0 | 0 | 0 | 0 | 0 | 0 | 0 | 0 | 0 | 0 | 0 | 0 | 0 | 0 | 0 | 0 | 0 | 0 | 0 | 1089.4914 | 544.4834 | 0 | 0 | 0
| Network Comms | WiMAX Network Asset Maintenance (Purchases) | SCADA/Network control | SCADA/Network control | Replacement | Other - Metering Comms Battery purchases | SCADA network control and protection systems |  |  |  | 1225 | 75 | 75 | 75 | 75 | 0 | 0 | 0 | 249.4244 | 15.2327 | 15.2217 | 15.2776 | 15.4298 | 0 | 0 | 0 | 980 | 60 | 60 | 60 | 60 | 0 | 0 | 0 | 0 | 0 | 0 | 0 | 0 | 0 | 0 | 0 | 0 | 0 | 0 | 0 | 0 | 0 | 0 | 0 | 1229.4244 | 75.2327 | 75.2217 | 75.2776 | 75.4298
| Network Comms | Mesh Network Asset Maintanenance | SCADA/Network control | SCADA/Network control | Replacement | Other - Metering Business Communications | SCADA network control and protection systems |  |  |  | 324.1828 | 330.3413 | 335.516 | 354.5298 | 347.1554 | 0 | 0 | 0 | 62.7071 | 63.7387 | 64.6901 | 68.6072 | 67.8496 | 0 | 0 | 0 | 262.5881 | 267.5764 | 271.768 | 287.1692 | 281.1959 | 0 | 0 | 0 | 0 | 0 | 0 | 0 | 0 | 0 | 0 | 0 | 0 | 0 | 0 | 0 | 0 | 0 | 0 | 0 | 325.2951 | 331.3151 | 336.4581 | 355.7763 | 349.0455
Lifecycle | Network Comms | Mesh Lifecycle Management - Comms | SCADA/Network control | SCADA/Network control | Replacement | Other - Metering Business Communications | SCADA network control and protection systems |  |  |  | 3411 | 5.5 | 55.5 | 5.5 | 75 | 0 | 0 | 0 | 659.7936 | 1.0612 | 10.7008 | 1.0643 | 14.6583 | 0 | 0 | 0 | 2762.91 | 4.455 | 44.955 | 4.455 | 60.75 | 0 | 0 | 0 | 0 | 0 | 0 | 0 | 0 | 0 | 0 | 0 | 0 | 0 | 0 | 0 | 0 | 0 | 0 | 0 | 3422.7036 | 5.5162 | 55.6558 | 5.5193 | 75.4083
| IT systems | 5 min meter data settlement and global settlements | Non-network - Metering related IT | Non-network general assets - IT | Non-network | IT and Communications | Non-recurrent expenditure |  |  |  | 6500 | 0 | 0 | 0 | 0 | 0 | 0 | 0 | 1195.0722 | 0 | 0 | 0 | 0 | 0 | 0 | 0 | 2238.8271 | 0 | 0 | 0 | 0 | 0 | 0 | 0 | 3087.2992 | 0 | 0 | 0 | 0 | 0 | 0 | 0 | 0 | 0 | 0 | 0 | 0 | 0 | 0 | 0 | 6521.1985 | 0 | 0 | 0 | 0
[48 empty] | 0 | 0 | 0 | 0 | 0 | 0 | 0 | 0
[48 empty] | 0 | 0 | 0 | 0 | 0 | 0 | 0 | 0
Lifecycle | IT systems | CNMS Lifecycle Management | Non-network - Metering related IT | Non-network general assets - IT | Non-network | IT and Communications | Recurrent expenditure |  |  |  | 120 | 180 | 0 | 0 | 0 | 0 | 0 | 0 | 22.0629 | 33.0116 | 0 | 0 | 0 | 0 | 0 | 0 | 41.3322 | 61.9983 | 0 | 0 | 0 | 0 | 0 | 0 | 56.9963 | 85.4944 | 0 | 0 | 0 | 0 | 0 | 0 | 0 | 0 | 0 | 0 | 0 | 0 | 0 | 0 | 120.3914 | 180.5044 | 0 | 0 | 0
Lifecycle | IT systems | Mesh Lifecycle Management - App | Non-network - Metering related IT | Non-network general assets - IT | Non-network | IT and Communications | Recurrent expenditure |  |  |  | 1080 | 2200 | 610 | 0 | 610 | 0 | 0 | 0 | 198.5658 | 403.4757 | 111.7915 | 0 | 113.3203 | 0 | 0 | 0 | 371.9897 | 757.7569 | 210.1053 | 0 | 210.1053 | 0 | 0 | 0 | 512.9666 | 1044.9321 | 289.7312 | 0 | 289.7312 | 0 | 0 | 0 | 0 | 0 | 0 | 0 | 0 | 0 | 0 | 0 | 1083.5222 | 2206.1646 | 611.628 | 0 | 613.1568
[48 empty] | 0 | 0 | 0 | 0 | 0 | 0 | 0 | 0
[48 empty] | 0 | 0 | 0 | 0 | 0 | 0 | 0 | 0
[48 empty] | 0 | 0 | 0 | 0 | 0 | 0 | 0 | 0
[48 empty] | 0 | 0 | 0 | 0 | 0 | 0 | 0 | 0
[48 empty] | 0 | 0 | 0 | 0 | 0 | 0 | 0 | 0
[48 empty] | 0 | 0 | 0 | 0 | 0 | 0 | 0 | 0
[48 empty] | 0 | 0 | 0 | 0 | 0 | 0 | 0 | 0
[48 empty] | 0 | 0 | 0 | 0 | 0 | 0 | 0 | 0
[48 empty] | 0 | 0 | 0 | 0 | 0 | 0 | 0 | 0
[48 empty] | 0 | 0 | 0 | 0 | 0 | 0 | 0 | 0
[48 empty] | 0 | 0 | 0 | 0 | 0 | 0 | 0 | 0
[48 empty] | 0 | 0 | 0 | 0 | 0 | 0 | 0 | 0
[48 empty] | 0 | 0 | 0 | 0 | 0 | 0 | 0 | 0
[48 empty] | 0 | 0 | 0 | 0 | 0 | 0 | 0 | 0
[48 empty] | 0 | 0 | 0 | 0 | 0 | 0 | 0 | 0
[48 empty] | 0 | 0 | 0 | 0 | 0 | 0 | 0 | 0
[48 empty] | 0 | 0 | 0 | 0 | 0 | 0 | 0 | 0
[8 empty] | 0 | 0 | 0 | 13745.9488 | 3333.7243 | 1076.016 | 435.0298 | 1107.1554 | 0 | 0 | 0 | 2597.6469 | 621.2681 | 202.4042 | 84.9491 | 211.2581 | 0 | 0 | 0 | 7537.1175 | 1591.5218 | 586.8283 | 351.6242 | 612.0512 | 0 | 0 | 0 | 3657.2622 | 1130.4265 | 289.7312 | 0 | 289.7312 | 0 | 0 | 0 | 0 | 0 | 0 | 0 | 0 | 0 | 0 | 0 | 13792.0266 | 3343.2164 | 1078.9636 | 436.5733 | 1113.0405
[48 empty] | 0% | 0% | 0% | 0.3352% | 0.2847% | 0.2739% | 0.3548% | 0.5315%
[10 empty] | 2021-06-30 | 2022-06-30 | 2023-06-30 | 2024-06-30 | 2025-06-30 | 2026-06-30
|  | Metering lifecycle initiatives | [7 empty] | 0 | 4611 | 2385.5 | 665.5 | 5.5 | 685 | [35 empty] | 4626.6172 | 2392.1852 | 667.2839 | 5.5193 | 688.5651
8352.5

## Other_NN
Other Non Network | [9 empty] | Confidential
Table of Contents
[7 empty] | P50 Direct Cost Inputs - $000's, real $2018 | [7 empty] | Direct Labour Cost | [7 empty] | Direct Material Cost | [7 empty] | Contracts Cost | [7 empty] | Other Cost | [7 empty] | Total Direct Cost, including labour escalation - $000's, real $2018
Project Ref | Description | Program | RAB Category | TAB Category | RIN Asset Category | Non Network Asset Category | 2019-12-01 | 2020-12-01 | 2021-06-30 | 2022-06-30 | 2023-06-30 | 2024-06-30 | 2025-06-30 | 2026-06-30 | 2019-12-01 | 2020-12-01 | 2021-06-30 | 2022-06-30 | 2023-06-30 | 2024-06-30 | 2025-06-30 | 2026-06-30 | 2019-12-01 | 2020-12-01 | 2021-06-30 | 2022-06-30 | 2023-06-30 | 2024-06-30 | 2025-06-30 | 2026-06-30 | 2019-12-01 | 2020-12-01 | 2021-06-30 | 2022-06-30 | 2023-06-30 | 2024-06-30 | 2025-06-30 | 2026-06-30 | 2019-12-01 | 2020-12-01 | 2021-06-30 | 2022-06-30 | 2023-06-30 | 2024-06-30 | 2025-06-30 | 2026-06-30 | 2019-12-01 | 2020-12-01 | 2021-06-30 | 2022-06-30 | 2023-06-30 | 2024-06-30 | 2025-06-30 | 2026-06-30
| Company Owned Vehicles |  | Non-network general assets - Other | Non-network general assets - Other | Motor Vehicles | Car |  |  | 1362.7707 | 1914.5985 | 1762.1739 | 2158.2905 | 4202.5892 | 3020.8651 | 0 | 0 | 0.10464 | 0.14736 | 0.13529 | 0.16558 | 0.3236 | 0.23493 | 0 | 0 | 425.6593 | 598.0219 | 550.4123 | 674.1387 | 1312.6722 | 943.5625 | 0 | 0 | -0.021615 | -0.030368 | -0.02795 | -0.034233 | -0.066657 | -0.047914 | 0 | 0 | 937.03 | 1316.4623 | 1211.6563 | 1484.0229 | 2889.6659 | 2077.1221 | 0 | 0 | 1362.7723 | 1914.6011 | 1762.1759 | 2158.293 | 4202.5951 | 3020.8716
| Property - General Equip & Furniture |  | Non-network general assets - Other | Non-network general assets - Other | Other | General furniture and equipment |  |  | 614 | 1228 | 1228 | 1228 | 1228 | 1228 | 0 | 0 | 25.8899 | 51.9033 | 51.7737 | 51.7361 | 51.9261 | 52.4436 | 0 | 0 | 335.512 | 671.024 | 671.024 | 671.024 | 671.024 | 671.024 | 0 | 0 | 115.5336 | 231.0671 | 231.0671 | 231.0671 | 231.0671 | 231.0671 | 0 | 0 | 137.4631 | 274.9262 | 274.9262 | 274.9262 | 274.9262 | 274.9262 | 0 | 0 | 614.3985 | 1228.9207 | 1228.791 | 1228.7534 | 1228.9434 | 1229.4609
| Property - Land Acquisition |  | Land | Non-network general assets - Other | Buildings And Property | Total buildings and property expenditure | [8 empty] | 0 | 0 | 0 | 0 | 0 | 0 | 0 | 0 | 0 | 0 | 0 | 0 | 0 | 0 | 0 | 0 | 0 | 0 | 0 | 0 | 0 | 0 | 0 | 0 | 0 | 0 | 0 | 0 | 0 | 0 | 0 | 0 | 0 | 0 | 0 | 0 | 0 | 0 | 0 | 0
| Property - Buildings Acquisition & depot upgrades |  | Non-network general assets - Other | Non-network general assets - Other | Buildings And Property | Total buildings and property expenditure |  |  | 1693.3 | 3190.46 | 2006.14 | 811.48 | 2372.13 | 4139.26 | 0 | 0 | 0 | 0 | 0 | 0 | 0 | 0 | 0 | 0 | 209.0548 | 393.8941 | 247.678 | 100.1853 | 292.8631 | 511.0329 | 0 | 0 | 1215.8819 | 2290.9245 | 1440.5181 | 582.6869 | 1703.3189 | 2972.2147 | 0 | 0 | 268.3634 | 505.6414 | 317.944 | 128.6078 | 375.948 | 656.0124 | 0 | 0 | 1693.3 | 3190.46 | 2006.14 | 811.48 | 2372.13 | 4139.26
| Tools & Test Equipment |  | Non-network general assets - Other | Non-network general assets - Other | Other | General furniture and equipment |  |  | 130 | 260 | 260 | 260 | 260 | 260 | 0 | 0 | 5.4816 | 10.9893 | 10.9619 | 10.9539 | 10.9941 | 11.1037 | 0 | 0 | 71.0367 | 142.0735 | 142.0735 | 142.0735 | 142.0735 | 142.0735 | 0 | 0 | 24.4615 | 48.923 | 48.923 | 48.923 | 48.923 | 48.923 | 0 | 0 | 29.1046 | 58.2091 | 58.2091 | 58.2091 | 58.2091 | 58.2091 | 0 | 0 | 130.0844 | 260.1949 | 260.1675 | 260.1595 | 260.1998 | 260.3093
| Buidling Services - Other |  | Non-network general assets - Other | Non-network general assets - Other | Other | Total buildings and property expenditure | [8 empty] | 0 | 0 | 0 | 0 | 0 | 0 | 0 | 0 | 0 | 0 | 0 | 0 | 0 | 0 | 0 | 0 | 0 | 0 | 0 | 0 | 0 | 0 | 0 | 0 | 0 | 0 | 0 | 0 | 0 | 0 | 0 | 0 | 0 | 0 | 0 | 0 | 0 | 0 | 0 | 0
| Innovation |  | Non-network general assets - Other | Non-network general assets - Other | Other | Other expenditure |  |  | 0 | 1198.957 | 1198.957 | 1198.957 | 1198.957 | 1198.957 | 0 | 0 | 0 | 50.6758 | 50.5492 | 50.5125 | 50.698 | 51.2033 | 0 | 0 | 0 | 655.1539 | 655.1539 | 655.1539 | 655.1539 | 655.1539 | 0 | 0 | 0 | 225.6023 | 225.6023 | 225.6023 | 225.6023 | 225.6023 | 0 | 0 | 0 | 268.424 | 268.424 | 268.424 | 268.424 | 268.424 | 0 | 0 | 0 | 1199.8559 | 1199.7294 | 1199.6926 | 1199.8782 | 1200.3834
| Capitalised leases |  | Non-Network Leasehold Land & Buildings | Non-network general assets - Other | Buildings And Property | Total buildings and property expenditure |  |  | 152.2179 | 1240.1279 | 0 | 0 | 0 | 4601.6494 | 0 | 0 | 0 | 0 | 0 | 0 | 0 | 0 | 0 | 0 | 0 | 0 | 0 | 0 | 0 | 0 | 0 | 0 | 0 | 0 | 0 | 0 | 0 | 0 | 0 | 0 | 152.2179 | 1240.1279 | 0 | 0 | 0 | 4601.6494 | 0 | 0 | 152.2179 | 1240.1279 | 0 | 0 | 0 | 4601.6494
[7 empty] | 0 | 0 | 3952.2886 | 9032.1434 | 6455.2709 | 5656.7276 | 9261.6763 | 14448.7315 | 0 | 0 | 31.4761 | 113.7158 | 113.4201 | 113.3681 | 113.9419 | 114.9855 | 0 | 0 | 1041.2628 | 2460.1673 | 2266.3416 | 2242.5753 | 3073.7867 | 2922.8468 | 0 | 0 | 1355.8553 | 2796.4865 | 1946.0825 | 1088.2451 | 2208.8446 | 3477.7592 | 0 | 0 | 1524.1789 | 3663.7909 | 2131.1596 | 2214.19 | 3867.1733 | 7936.3432 | 0 | 0 | 3952.7731 | 9034.1605 | 6457.0038 | 5658.3785 | 9263.7465 | 14451.9346
[47 empty] | 0% | 0% | 0.01226% | 0.02233% | 0.02684% | 0.02919% | 0.02235% | 0.02217%
1228
1228.9207

## Downer_Contract
Downer Electricity Contract - Support Costs forecast | [5 empty] | Confidential
Table of Contents | [9 empty] | 2019-12-01 | 2020-12-01 | 2021-06-30 | 2022-06-30 | 2023-06-30 | 2024-06-30 | 2025-06-30 | 2026-06-30 |  |  | 100%
[9 empty] | Downer Contract inflation | 1.0381 | 1.0641 | 1.0773 | 1.1042 | 1.1318 | 1.1567 | 1.1856 | 1.2153 |  | 2.5% | 1.242% | 2.5% | 2.5% | 2.2% | 2.5% | 2.5%
Lines Replacement Program & Customer Connections | [8 empty] | CPI - $2018 to nominal | 1.0208 | 1.037 | 1.0621 | 1.0873 | 1.1131 | 1.1395 | 1.1666 | 1.1943 |  | 1.593% | 2.414% | 2.374% | 2.374% | 2.374% | 2.374% | 2.374%
[9 empty] | Net inflation | 1.017 | 1.0261 | 1.0143 | 1.0156 | 1.0168 | 1.0151 | 1.0163 | 1.0176
| Direct Expenditure ($2018) - Excluding Downer Contract Costs | [8 empty] | 2019-12-01: Downer Cost Allocation ($2018) - Lines Portion Only | Downer Cost Allocation ($2018) - Customer Portion Only | [7 empty] | Downer Cost Allocation ($2018) - Total
RIN Expenditure Summary Categories | 2019-12-01 | 2020-12-01 | 2021-06-30 | 2022-06-30 | 2023-06-30 | 2024-06-30 | 2025-06-30 | 2026-06-30 |  | 2019-12-01 | 2020-12-01 | 2021-06-30 | 2022-06-30 | 2023-06-30 | 2024-06-30 | 2025-06-30 | 2026-06-30 | 2019-12-01 | 2020-12-01 | 2021-06-30 | 2022-06-30 | 2023-06-30 | 2024-06-30 | 2025-06-30 | 2026-06-30 | 2019-12-01 | 2020-12-01 | 2021-06-30 | 2022-06-30 | 2023-06-30 | 2024-06-30 | 2025-06-30 | 2026-06-30
Replacement
Connections
Augmentation
Non-network
RAB Categories | 2019-12-01 | 2020-12-01 | 2021-06-30 | 2022-06-30 | 2023-06-30 | 2024-06-30 | 2025-06-30 | 2026-06-30 |  | 2019-12-01 | 2020-12-01 | 2021-06-30 | 2022-06-30 | 2023-06-30 | 2024-06-30 | 2025-06-30 | 2026-06-30 | 2019-12-01 | 2020-12-01 | 2021-06-30 | 2022-06-30 | 2023-06-30 | 2024-06-30 | 2025-06-30 | 2026-06-30 | 2019-12-01 | 2020-12-01 | 2021-06-30 | 2022-06-30 | 2023-06-30 | 2024-06-30 | 2025-06-30 | 2026-06-30
Subtransmission
Distribution system assets
Standard metering
Public lighting
SCADA/Network control
Non-network general assets - IT
Non-network general assets - Other
Land
Total Gross Capex
TAB Categories (stage 2) | 2019-12-01 | 2020-12-01 | 2021-06-30 | 2022-06-30 | 2023-06-30 | 2024-06-30 | 2025-06-30 | 2026-06-30 |  | 2019-12-01 | 2020-12-01 | 2021-06-30 | 2022-06-30 | 2023-06-30 | 2024-06-30 | 2025-06-30 | 2026-06-30 | 2019-12-01 | 2020-12-01 | 2021-06-30 | 2022-06-30 | 2023-06-30 | 2024-06-30 | 2025-06-30 | 2026-06-30 | 2019-12-01 | 2020-12-01 | 2021-06-30 | 2022-06-30 | 2023-06-30 | 2024-06-30 | 2025-06-30 | 2026-06-30
Demand related capital expenditure
Replacement expenditure (Group 1)
Replacement expenditure (Group 2)
Replacement expenditure (Group 3)
Environment, safety & legal
Standard metering (Group 1)
Standard metering (Group 2)
SCADA/Network control
Non-network general assets - IT
Non-network general assets - Other
Total Gross Capex
RIN Exp Categories | 2019-12-01 | 2020-12-01 | 2021-06-30 | 2022-06-30 | 2023-06-30 | 2024-06-30 | 2025-06-30 | 2026-06-30 |  | 2019-12-01 | 2020-12-01 | 2021-06-30 | 2022-06-30 | 2023-06-30 | 2024-06-30 | 2025-06-30 | 2026-06-30 | 2019-12-01 | 2020-12-01 | 2021-06-30 | 2022-06-30 | 2023-06-30 | 2024-06-30 | 2025-06-30 | 2026-06-30 | 2019-12-01 | 2020-12-01 | 2021-06-30 | 2022-06-30 | 2023-06-30 | 2024-06-30 | 2025-06-30 | 2026-06-30
Simple and Complex Customer Connections
POLES
POLE TOP STRUCTURES
OVERHEAD CONDUCTORS
UNDERGROUND CABLES
SERVICE LINES
TRANSFORMERS
SWITCHGEAR
Transformers & Switchgear
PUBLIC LIGHTING
SCADA network control and protection systems
OTHER
Subtotal Replacement Capex

## Aggregations & Alloc ->
Aggregations & Allocations
Table of Contents

## Base_Forecast
Base Forecast Summary - Direct Expenditure | [6 empty] | Confidential
Table of Contents
| P50 Direct Expenditure Forecast ($2018) - excluding Downer Contracts | [9 empty] | P50 Direct Expenditure Forecast ($2018) - excluding Downer Contracts
| (Excluding escalators) |  | 2019-12-01 | 2020-12-01 | 2021-06-30 | 2022-06-30 | 2023-06-30 | 2024-06-30 | 2025-06-30 | 2026-06-30 | (Including real cost escalators) |  | 2019-12-01 | 2020-12-01 | 2021-06-30 | 2022-06-30 | 2023-06-30 | 2024-06-30 | 2025-06-30 | 2026-06-30
| Augmentation Capex |  | 2019-12-01: 0 | Augmentation Capex |  | 0 | [7 empty] | 0% | 0% | 0% | 0% | 0%
|  | Demand driven Augmentation | 2019-12-01: 0 |  | Demand driven Augmentation | 0 | [7 empty] | 0% | 0% | 0% | 0% | 0%
|  | REFCL driven Augmentation | 2019-12-01: 0 |  | REFCL driven Augmentation | 0 | [7 empty] | 0% | 0% | 0% | 0% | 0%
| Customer Connections (Net) |  | 2019-12-01: 0 | Customer Connections (Net) |  | 0
|  | Customer Capex (Gross) | [9 empty] | Customer Capex (Gross) | [8 empty] | 0% | 0% | 0% | 0% | 0%
|  | Contributions | [9 empty] | Contributions
| Replacement Capex |  | 2019-12-01: 0 | Replacement Capex |  | 0 | [7 empty] | 0% | 0% | 0% | 0% | 0%
|  | Major Rebuilds | 2019-12-01: 0 |  | Major Rebuilds | 0 | [7 empty] | 0% | 0% | 0% | 0% | 0%
|  | Stations | 2019-12-01: 0 |  | Stations | 0 | [7 empty] | 0% | 0% | 0% | 0% | 0%
|  | Lines | 2019-12-01: 0 |  | Lines | 0 | [7 empty] | 0% | 0% | 0% | 0% | 0%
|  | Protection, Control & Automation | 2019-12-01: 0 |  | Protection, Control & Automation | 0 | [7 empty] | 0% | 0% | 0% | 0% | 0%
|  | Other <spare> | [9 empty] | Other <spare> | [8 empty] | 0% | 0% | 0% | 0% | 0%
| Enviro, Safety & Legal Capex (Net) |  | 2019-12-01: 0 | Enviro, Safety & Legal Capex (Net) |  | 0
|  | Enviro, Safety & Legal Capex | 2019-12-01: 0 |  | Enviro, Safety & Legal Capex | 0 | [7 empty] | 0% | 0% | 0% | 0% | 0%
|  | REFCL Contingent projects (T1 / T2 / T3) | 2019-12-01: 0 |  | REFCL Contingent projects (T1 / T2 / T3) | 0 | [7 empty] | 0% | 0% | 0% | 0% | 0%
|  | Govt. Funded Programs | 2019-12-01: 0 |  | Govt. Funded Programs | 0 | [7 empty] | 0% | 0% | 0% | 0% | 0%
|  | Govt. Contribution | [9 empty] | Govt. Contribution | [8 empty] | 0% | 0% | 0% | 0% | 0%
| SCADA/Network Control |  | 2019-12-01: 0 | SCADA/Network Control |  | 0 | [7 empty] | 0% | 0% | 0% | 0% | 0%
|  | SCADA & Comms | 2019-12-01: 0 |  | SCADA & Comms | 0 | [7 empty] | 0% | 0% | 0% | 0% | 0%
|  | SCADA & Comms - Metering | 2019-12-01: 0 |  | SCADA & Comms - Metering | 0 | [7 empty] | 0% | 0% | 0% | 0% | 0%
| Total Network Capex (Gross) |  | 2019-12-01: 0 | Total Network Capex (Gross) |  | 0
| Total Network Capex (Net) |  | 2019-12-01: 0 | Total Network Capex (Net) |  | 0
| Non Network Capex |  | 2019-12-01: 0 | Non Network Capex |  | 0
|  | ICT Infrastructure Capex | 2019-12-01: 0 |  | ICT Infrastructure Capex | 0 | [7 empty] | 0% | 0% | 0% | 0% | 0%
|  | Metering related IT systems | 2019-12-01: 0 |  | Metering related IT systems | 0 | [7 empty] | 0% | 0% | 0% | 0% | 0%
|  | Other Non Network | 2019-12-01: 0 |  | Other Non Network | 0 | [7 empty] | 0% | 0% | 0% | 0% | 0%
|  | Capitalised Leases | 2019-12-01: 0 |  | Capitalised Leases | 0
|  | Innovation | 2019-12-01: 0 |  | Innovation | 0 | [7 empty] | 0% | 0% | 0% | 0% | 0%
| Grand Total (Gross) |  | 2019-12-01: 0 | Grand Total (Gross) |  | 0
| Grand Total (Net) |  | 2019-12-01: 0 | Grand Total (Net) |  | 0

## Reg_Forecast
Regulatory Forecast Expenditure | [17 empty] | Confidential
Table of Contents |  | (before Downer support cost allocation) | [8 empty] | (before Downer support cost allocation)
|  | P50 Direct Expenditure including Labour escalation, $2018 | [7 empty] | Sum | P50 Direct Expenditure excluding Labour escalation, $2018 | [8 empty] | Sum | Labour escalation, $2018 | [8 empty] | Sum | Downer Support costs, $2018 | [8 empty] | Sum | Total Direct Expenditure, $2018 | [8 empty] | Sum | Capitalised Overheads, $2018 | [8 empty] | Sum | Total Expenditure, $2018 | [8 empty] | Sum
|  | 2019-12-01 | 2020-12-01 | 2021-06-30 | 2022-06-30 | 2023-06-30 | 2024-06-30 | 2025-06-30 | 2026-06-30 | 2022-26 |  | 2019-12-01 | 2020-12-01 | 2021-06-30 | 2022-06-30 | 2023-06-30 | 2024-06-30 | 2025-06-30 | 2026-06-30 | 2022-26 |  | 2019-12-01 | 2020-12-01 | 2021-06-30 | 2022-06-30 | 2023-06-30 | 2024-06-30 | 2025-06-30 | 2026-06-30 | 2022-26 |  | 2019-12-01 | 2020-12-01 | 2021-06-30 | 2022-06-30 | 2023-06-30 | 2024-06-30 | 2025-06-30 | 2026-06-30 | 2022-26 |  | 2019-12-01 | 2020-12-01 | 2021-06-30 | 2022-06-30 | 2023-06-30 | 2024-06-30 | 2025-06-30 | 2026-06-30 | 2022-26 |  | 2019-12-01 | 2020-12-01 | 2021-06-30 | 2022-06-30 | 2023-06-30 | 2024-06-30 | 2025-06-30 | 2026-06-30 | 2022-26 |  | 2019-12-01 | 2020-12-01 | 2021-06-30 | 2022-06-30 | 2023-06-30 | 2024-06-30 | 2025-06-30 | 2026-06-30 | 2022-26
Subtransmission
| Augmentation | 2019-12-01: 0 | [12 empty] | 0 | [19 empty] | 0 | 0 | 0 | 15764.6494 | 17173.8568 | 17921.852 | 22634.4491 | 24229.8836 | 97724.691 |  | 0 | 0 | 0 | 1876.19 | 1895.907 | 2044.5435 | 2709.7403 | 2987.0075 | 11513.3883 |  | 0 | 0 | 0 | 17640.8394 | 19069.7638 | 19966.3955 | 25344.1894 | 27216.8912 | 109238.0793
| Replacement | 2019-12-01: 0 | [12 empty] | 0 | [19 empty] | 0 | 1071.9179 | 2542.9702 | 22328.3032 | 30985.464 | 31145.9893 | 16094.2141 | 5224.2262 | 105778.1969 |  | 0 | 88.4665 | 220.6761 | 2657.3467 | 3420.6386 | 3553.1668 | 1926.7595 | 644.0313 | 12201.9429 |  | 0 | 1160.3844 | 2763.6463 | 24985.6499 | 34406.1026 | 34699.1562 | 18020.9736 | 5868.2575 | 117980.1399
| Connections | [20 empty] | 0 | [19 empty] | 0 | 0 | 0 | 8447.5335 | 12508.6725 | 10437.9657 | 10446.5221 | 10468.9456 | 52309.6395 |  |  |  |  | 909.982 | 1167.6171 | 1000.8635 | 1038.3899 | 1062.6563 | 5179.5088 |  | 0 | 0 | 0 | 9357.5155 | 13676.2896 | 11438.8293 | 11484.912 | 11531.6019 | 57489.1483
| Subtotal | 2019-12-01: 0 | [12 empty] | 0 | [19 empty] | 0 | 1071.9179 | 2542.9702 | 46540.4862 | 60667.9934 | 59505.8071 | 49175.1853 | 39923.0555 | 255812.5274 |  | 0 | 88.4665 | 220.6761 | 5443.5187 | 6484.1627 | 6598.5739 | 5674.8897 | 4693.6951 | 28894.8401 |  | 0 | 1160.3844 | 2763.6463 | 51984.0049 | 67152.1561 | 66104.381 | 54850.075 | 44616.7506 | 284707.3675
Distribution system assets
| Augmentation | 2019-12-01: 0 | [12 empty] | 0 | [19 empty] | 0 | 0 | 0 | 19420.9986 | 17246.3276 | 13799.1736 | 12344.0966 | 12318.0537 | 75128.6501 |  | 0 | 0 | 0 | 2311.3412 | 1903.9074 | 1574.2241 | 1477.8047 | 1518.543 | 8785.8203 |  | 0 | 0 | 0 | 21732.3397 | 19150.235 | 15373.3976 | 13821.9014 | 13836.5967 | 83914.4704
| Replacement | 2019-12-01: 0 | [12 empty] | 0 | [19 empty] | 0 | 0 | 0 | 91687.199 | 89005.9881 | 86366.7658 | 86827.5573 | 93187.3138 | 447074.824 |  | 0 | 0 | 0 | 10911.9207 | 9825.8112 | 9852.8104 | 10394.7805 | 11487.9301 | 52473.2529 |  | 0 | 0 | 0 | 102599.1197 | 98831.7993 | 96219.5762 | 97222.3378 | 104675.2439 | 499548.0769
| Connections | [20 empty] | 0 | [19 empty] | 0 | 0 | 0 | 48728.6062 | 84064.2522 | 84106.2771 | 84630.6757 | 85177.9396 | 386707.7509 |  |  |  |  | 3313.0447 | 4949.9541 | 5073.3003 | 5276.2713 | 5417.3683 | 24029.9387 |  | 0 | 0 | 0 | 52041.6509 | 89014.2063 | 89179.5774 | 89906.9471 | 90595.3079 | 410737.6896
| Subtotal | 2019-12-01: 0 | [12 empty] | 0 | [19 empty] | 0 | 0 | 0 | 159836.8038 | 190316.5679 | 184272.2164 | 183802.3297 | 190683.3071 | 908911.225 |  | 0 | 0 | 0 | 16536.3065 | 16679.6726 | 16500.3348 | 17148.8566 | 18423.8414 | 85289.0119 |  | 0 | 0 | 0 | 176373.1103 | 206996.2406 | 200772.5512 | 200951.1862 | 209107.1485 | 994200.2369
SCADA/Network control
| Augmentation | 2019-12-01: 0 | [12 empty] | 0 | [19 empty] | 0 | 0 | 0 | 5348.9622 | 3782.1108 | 4212.8383 | 6024.1211 | 6582.557 | 25950.5895 |  | 0 | 0 | 0 | 636.5932 | 417.5259 | 480.605 | 721.1929 | 811.4834 | 3067.4004 |  | 0 | 0 | 0 | 5985.5554 | 4199.6368 | 4693.4433 | 6745.314 | 7394.0404 | 29017.9899
| Replacement | 2019-12-01: 0 | [12 empty] | 0 | [19 empty] | 0 | 0 | 0 | 17064.4415 | 11854.4009 | 11102.1683 | 10557.4027 | 6870.0316 | 57448.445 |  | 0 | 0 | 0 | 2030.8815 | 1308.6659 | 1266.5469 | 1263.9062 | 846.9226 | 6716.9231 |  | 0 | 0 | 0 | 19095.3229 | 13163.0669 | 12368.7152 | 11821.3089 | 7716.9542 | 64165.3681
| Connections | [20 empty] | 0 | [19 empty] | 0 | 0 | 0 | 0 | 0 | 0 | 0 | 0 | 0 |  | 0 | 0 | 0 | 0 | 0 | 0 | 0 | 0 | 0 |  | 0 | 0 | 0 | 0 | 0 | 0 | 0 | 0 | 0
| Subtotal | 2019-12-01: 0 | [12 empty] | 0 | [19 empty] | 0 | 0 | 0 | 22413.4036 | 15636.5118 | 15315.0066 | 16581.5239 | 13452.5886 | 83399.0345 |  | 0 | 0 | 0 | 2667.4747 | 1726.1919 | 1747.1519 | 1985.099 | 1658.406 | 9784.3235 |  | 0 | 0 | 0 | 25080.8783 | 17362.7036 | 17062.1585 | 18566.6229 | 15110.9946 | 93183.358
Non-Network
| Non-network general assets - IT | 2019-12-01: 0 | [12 empty] | 0 | [19 empty] | 0 | 0 | 0 | 33573.1022 | 25484.7355 | 32553.0278 | 25054.7534 | 23811.6518 | 140477.2707 |  | 0 | 0 | 0 | 2043.5119 | 2241.924 | 2429.4064 | 2471.6679 | 2407.254 | 11593.7642 |  | 0 | 0 | 0 | 35616.6141 | 27726.6595 | 34982.4343 | 27526.4213 | 26218.9058 | 152071.0349
| Non-network - Metering related IT | 2019-12-01: 0 | [12 empty] | 0 | [19 empty] | 0 | 0 | 0 | 7725.1121 | 2386.669 | 611.628 | 0 | 613.1568 | 11336.5658 |  | 0 | 0 | 0 | 470.2085 | 209.9583 | 45.6453 | 0 | 61.9875 | 787.7995 |  | 0 | 0 | 0 | 8195.3206 | 2596.6272 | 657.2733 | 0 | 675.1443 | 12124.3654
| Non-network general assets - Other | 2019-12-01: 0 | [12 empty] | 0 | [19 empty] | 0 | 0 | 3800.5552 | 7794.0327 | 6457.0038 | 5658.3785 | 9263.7465 | 9850.2853 | 39023.4468 | [9 empty] | 0 |  | 0 | 0 | 3800.5552 | 7794.0327 | 6457.0038 | 5658.3785 | 9263.7465 | 9850.2853 | 39023.4468
| Non-Network Leasehold Land & Buildings | 2019-12-01: 0 | [12 empty] | 0 | [19 empty] | 0 | 0 | 152.2179 | 1240.1279 | 0 | 0 | 0 | 4601.6494 | 5841.7772 | [9 empty] | 0 |  | 0 | 0 | 152.2179 | 1240.1279 | 0 | 0 | 0 | 4601.6494 | 5841.7772
| Land | 2019-12-01: 0 | [12 empty] | 0 | [19 empty] | 0 | 0 | 0 | 32.4496 | 338.563 | 585.6554 | 846.4339 | 915.0861 | 2718.188 | [9 empty] | 0 |  | 0 | 0 | 0 | 32.4496 | 338.563 | 585.6554 | 846.4339 | 915.0861 | 2718.188
| Subtotal | 2019-12-01: 0 | [12 empty] | 0 | [19 empty] | 0 | 0 | 3952.7731 | 50364.8244 | 34666.9712 | 39408.6898 | 35164.9337 | 39791.8294 | 199397.2485 |  | 0 | 0 | 0 | 2513.7204 | 2451.8823 | 2475.0517 | 2471.6679 | 2469.2415 | 12381.5638 |  | 0 | 0 | 3952.7731 | 52878.5448 | 37118.8535 | 41883.7415 | 37636.6016 | 42261.0708 | 211778.8123
Total |  | 2019-12-01: 0 | [12 empty] | 0 | [19 empty] | 0 | 1071.9179 | 6495.7433 | 279155.518 | 301288.0443 | 298501.7199 | 284723.9726 | 283850.7806 | 1447520.0354 |  | 0 | 88.4665 | 220.6761 | 27161.0203 | 27341.9095 | 27321.1123 | 27280.5132 | 27245.184 | 136349.7393 |  | 0 | 1160.3844 | 6716.4194 | 306316.5383 | 328629.9538 | 325822.8322 | 312004.4858 | 311095.9646 | 1583869.7747
[22 empty] | TRUE | [19 empty] | 0 | 0 | 0 | 1 | 1 | 1 | 1 | 1 | 1 |  | FALSE | FALSE | FALSE | TRUE | TRUE | TRUE | TRUE | TRUE | bar: 2019-12-01
Control Totals
| Augmentation | 2019-12-01: 0 | [12 empty] | 0 | [19 empty] | 0 | 0 | 0 | 40534.6102 | 38202.2953 | 35933.8639 | 41002.6669 | 43130.4944 | 198803.9306 |  | 0 | 0 | 0 | 4824.1244 | 4217.3403 | 4099.3726 | 4908.7379 | 5317.0339 | 23366.609 |  | 0 | 0 | 0 | 45358.7345 | 42419.6356 | 40033.2364 | 45911.4048 | 48447.5283 | 222170.5396
| Replacement | 2019-12-01: 0 | [12 empty] | 0 | [19 empty] | 0 | 1071.9179 | 2542.9702 | 131079.9437 | 131845.853 | 128614.9234 | 113479.1741 | 105281.5716 | 610301.466 |  | 0 | 88.4665 | 220.6761 | 15600.1488 | 14555.1157 | 14672.5242 | 13585.4462 | 12978.884 | 71392.1189 |  | 0 | 1160.3844 | 2763.6463 | 146680.0926 | 146400.9688 | 143287.4476 | 127064.6203 | 118260.4556 | 681693.5849
| Connections | 2019-12-01: 0 | [12 empty] | 0 | [19 empty] | 0 | 0 | 0 | 57176.1397 | 96572.9247 | 94544.2429 | 95077.1979 | 95646.8852 | 439017.3903 |  | 0 | 0 | 0 | 4223.0267 | 6117.5711 | 6074.1638 | 6314.6612 | 6480.0246 | 29209.4476 |  | 0 | 0 | 0 | 61399.1664 | 102690.4959 | 100618.4067 | 101391.8591 | 102126.9099 | 468226.8379
| Non-Network | 2019-12-01: 0 | [12 empty] | 0 | [19 empty] | 0 | 0 | 3952.7731 | 50364.8244 | 34666.9712 | 39408.6898 | 35164.9337 | 39791.8294 | 199397.2485 |  | 0 | 0 | 0 | 2513.7204 | 2451.8823 | 2475.0517 | 2471.6679 | 2469.2415 | 12381.5638 |  | 0 | 0 | 3952.7731 | 52878.5448 | 37118.8535 | 41883.7415 | 37636.6016 | 42261.0708 | 211778.8123
| Augmentation | 0 | 0 | 0 | 40215.3789 | 37882.6721 | 35614.7849 | 40683.1961 | 42810.6314 | 197206.6634 |  | 0 | 0 | 0 | 40093.4809 | 37789.1018 | 35533.4474 | 40566.9179 | 42621.4538 | 196604.4017 | [29 empty] | Overhead rates |  | 2019-12-01 | 2020-12-01 | 2021-06-30 | 2022-06-30 | 2023-06-30 | 2024-06-30 | 2025-06-30 | 2026-06-30
| Replacement | 0 | 1071.9179 | 2542.9702 | 125351.9337 | 126110.8103 | 122889.6456 | 107746.867 | 99542.2266 | 581641.4831 |  | 0 | 1070 | 2539.0062 | 125102.555 | 125909.1126 | 122707.9327 | 107547.393 | 99256.9009 | 580523.8943 | [29 empty] | Augmentation |  | 9.937% | 8.253% | 8.678% | 11.9% | 11.04% | 11.41% | 11.97% | 12.33%
| Connections | 0 | 0 | 0 | 55921.4496 | 94404.6404 | 92379.6504 | 92909.9478 | 93476.9743 | 429092.6623 |  | 0 | 0 | 0 | 55837.2768 | 94286.9269 | 92274.3092 | 92777.6065 | 93271.2709 | 428447.3904 | [29 empty] | Replacement |  | 9.937% | 8.253% | 8.678% | 11.9% | 11.04% | 11.41% | 11.97% | 12.33%
| Non-Network | 0 | 0 | 0 | 50364.8244 | 34666.9712 | 39408.6898 | 35164.9337 | 39791.8294 | 199397.2485 |  | 0 | 0 | 3952.2886 | 50228.4515 | 34586.541 | 39317.4244 | 35076.9911 | 39658.8329 | 198868.2409 | [29 empty] | Connections |  | 8.696% | 7.373% | 7.672% | 10.77% | 9.334% | 9.589% | 9.94% | 10.15%
[50 empty] | Non-network IT |  | 4.887% | 4.461% | 5.947% | 6.087% | 8.797% | 7.463% | 9.865% | 10.11%
| Augmentation | 0 | 0 | 0 | -40215.3789 | -37882.6721 | -35614.7849 | -40683.1961 | -42810.6314 | -197206.6634 |  | 0 | 0 | 0 | -40093.4809 | -37789.1018 | -35533.4474 | -40566.9179 | -42621.4538 | -196604.4017
| Replacement | 0 | -1071.9179 | -2542.9702 | -125351.9337 | -126110.8103 | -122889.6456 | -107746.867 | -99542.2266 | -581641.4831 |  | 0 | -1070 | -2539.0062 | -125102.555 | -125909.1126 | -122707.9327 | -107547.393 | -99256.9009 | -580523.8943
| Connections | 0 | 0 | 0 | -55921.4496 | -94404.6404 | -92379.6504 | -92909.9478 | -93476.9743 | -429092.6623 |  | 0 | 0 | 0 | -55837.2768 | -94286.9269 | -92274.3092 | -92777.6065 | -93271.2709 | -428447.3904
| Non-Network | 0 | 0 | 0 | -50364.8244 | -34666.9712 | -39408.6898 | -35164.9337 | -39791.8294 | -199397.2485 |  | 0 | 0 | -3952.2886 | -50228.4515 | -34586.541 | -39317.4244 | -35076.9911 | -39658.8329 | -198868.2409

## Capex_by_Driver
Capex by Driver | [5 empty] | Confidential
Table of Contents |  |  |  |  | (before Downer support cost allocation) | [5 empty] | Safety re-allocations | [49 empty] | 1.0621 | $2018 to Jun $2021
[5 empty] | Direct Costs incl Labour escalation, $2018 |  |  |  |  | Sum | Direct costs incl Labour escalation, $2018 | [8 empty] | Sum | Downer Support costs, $2018 | [8 empty] | Sum | Direct costs incl Labour escalation, $2018 | [8 empty] | Sum | Capitalised Overheads, $2018 | [8 empty] | Sum | Total Expenditure, $2018 | [8 empty] | Sum | $m, Jun $2021
|  | 2019-12-01 | 2020-12-01 | 2021-06-30 | 2022-06-30 | 2023-06-30 | 2024-06-30 | 2025-06-30 | 2026-06-30 | 2022-26 |  | 2019-12-01 | 2020-12-01 | 2021-06-30 | 2022-06-30 | 2023-06-30 | 2024-06-30 | 2025-06-30 | 2026-06-30 | 2022-26 |  | 2019-12-01 | 2020-12-01 | 2021-06-30 | 2022-06-30 | 2023-06-30 | 2024-06-30 | 2025-06-30 | 2026-06-30 | 2022-26 |  | 2019-12-01 | 2020-12-01 | 2021-06-30 | 2022-06-30 | 2023-06-30 | 2024-06-30 | 2025-06-30 | 2026-06-30 | 2022-26 |  | 2019-12-01 | 2020-12-01 | 2021-06-30 | 2022-06-30 | 2023-06-30 | 2024-06-30 | 2025-06-30 | 2026-06-30 | 2022-26 |  | 2019-12-01 | 2020-12-01 | 2021-06-30 | 2022-06-30 | 2023-06-30 | 2024-06-30 | 2025-06-30 | 2026-06-30 | 2022-26 | 2022-06-30 | 2023-06-30 | 2024-06-30 | 2025-06-30 | 2026-06-30 | 2022-26
Augmentation - Demand related |  | 2019-12-01: 0 | [22 empty] | 0 | 0 | 0 | 16516.7118 | 18428.7403 | 16092.6028 | 12897.9217 | 12589.0799 | 76525.0565 |  | 0 | 0 | 0 | 1965.6948 | 2034.4398 | 1835.8609 | 1544.1073 | 1551.9545 | 8932.0572 |  | 0 | 0 | 0 | 18482.4065 | 20463.18 | 17928.4636 | 14442.029 | 14141.0344 | 85457.1137 | 19.6296 | 21.7334 | 19.0413 | 15.3385 | 15.0188 | 90.7616
| Subtransmission | 2019-12-01: 0 | [22 empty] | 0 | 0 | 0 | 1848.1552 | 3372.0847 | 1992.5506 | 258.7395 | 0 | 7471.5299 |  | 0 | 0 | 0 | 219.9535 | 372.2611 | 227.3122 | 30.9757 | 0 | 850.5025 |  | 0 | 0 | 0 | 2068.1087 | 3744.3458 | 2219.8629 | 289.7152 | 0 | 8322.0325 | 2.1965 | 3.9768 | 2.3577 | 0.3077 | 0 | 8.8386
| Distribution system assets | 2019-12-01: 0 | [22 empty] | 0 | 0 | 0 | 14290.7026 | 15056.6556 | 14100.0522 | 12639.1822 | 12589.0799 | 68675.6725 |  | 0 | 0 | 0 | 1700.7719 | 1662.1787 | 1608.5486 | 1513.1316 | 1551.9545 | 8036.5853 |  | 0 | 0 | 0 | 15991.4746 | 16718.8343 | 15708.6008 | 14152.3139 | 14141.0344 | 76712.2579 | 16.9841 | 17.7566 | 16.6837 | 15.0308 | 15.0188 | 81.4739
| SCADA/Network control | 2019-12-01: 0 | [22 empty] | 0 | 0 | 0 | 377.854 | 0 | 0 | 0 | 0 | 377.854 |  | 0 | 0 | 0 | 44.9693 | 0 | 0 | 0 | 0 | 44.9693 |  | 0 | 0 | 0 | 422.8233 | 0 | 0 | 0 | 0 | 422.8233 | 0.44907 | 0 | 0 | 0 | 0 | 0.44907
| Land | 2019-12-01: 0 | [22 empty] | 0 | 0 | 0 | 0 | 0 | 0 | 0 | 0 | 0 | [9 empty] | 0 |  | 0 | 0 | 0 | 0 | 0 | 0 | 0 | 0 | 0 | 0 | 0 | 0 | 0 | 0 | 0
Augmentation - Non-Demand related |  | 2019-12-01: 0 | [22 empty] | 0 | 0 | 0 | 0 | 0 | 0 | 0 | 0 | 0 |  | 0 | 0 | 0 | 0 | 0 | 0 | 0 | 0 | 0 |  | 0 | 0 | 0 | 0 | 0 | 0 | 0 | 0 | 0 | 0 | 0 | 0 | 0 | 0 | 0
| Subtransmission | 2019-12-01: 0 | [22 empty] | 0 | 0 | 0 | 0 | 0 | 0 | 0 | 0 | 0 |  | 0 | 0 | 0 | 0 | 0 | 0 | 0 | 0 | 0 |  | 0 | 0 | 0 | 0 | 0 | 0 | 0 | 0 | 0 | 0 | 0 | 0 | 0 | 0 | 0
| Distribution system assets | 2019-12-01: 0 | [22 empty] | 0 | 0 | 0 | 0 | 0 | 0 | 0 | 0 | 0 |  | 0 | 0 | 0 | 0 | 0 | 0 | 0 | 0 | 0 |  | 0 | 0 | 0 | 0 | 0 | 0 | 0 | 0 | 0 | 0 | 0 | 0 | 0 | 0 | 0
| SCADA/Network control | 2019-12-01: 0 | [22 empty] | 0 | 0 | 0 | 0 | 0 | 0 | 0 | 0 | 0 |  | 0 | 0 | 0 | 0 | 0 | 0 | 0 | 0 | 0 |  | 0 | 0 | 0 | 0 | 0 | 0 | 0 | 0 | 0 | 0 | 0 | 0 | 0 | 0 | 0
Customer Connections |  | 2019-12-01: 0 | [22 empty] | 0 | 0 | 0 | 56872.7701 | 96106.2471 | 94139.6093 | 94672.4142 | 95242.5722 | 437033.6129 |  | 0 | 0 | 0 | 4223.0267 | 6117.5711 | 6074.1638 | 6314.6612 | 6480.0246 | 29209.4476 |  | 0 | 0 | 0 | 61095.7968 | 102223.8183 | 100213.7731 | 100987.0754 | 101722.5968 | 466243.0604 | 64.8881 | 108.5691 | 106.4343 | 107.2556 | 108.0367 | 495.1837
| Subtransmission | 2019-12-01: 0 | [22 empty] | 0 | 0 | 0 | 8144.1639 | 12041.9949 | 10033.3322 | 10041.7385 | 10064.6326 | 50325.862 |  |  |  |  | 909.982 | 1167.6171 | 1000.8635 | 1038.3899 | 1062.6563 | 5179.5088 |  | 0 | 0 | 0 | 9054.1459 | 13209.612 | 11034.1957 | 11080.1284 | 11127.2889 | 55505.3708 | 9.6162 | 14.0296 | 11.7191 | 11.7679 | 11.818 | 58.9507
| Distribution system assets | 2019-12-01: 0 | [22 empty] | 0 | 0 | 0 | 48728.6062 | 84064.2522 | 84106.2771 | 84630.6757 | 85177.9396 | 386707.7509 |  |  |  |  | 3313.0447 | 4949.9541 | 5073.3003 | 5276.2713 | 5417.3683 | 24029.9387 |  | 0 | 0 | 0 | 52041.6509 | 89014.2063 | 89179.5774 | 89906.9471 | 90595.3079 | 410737.6896 | 55.272 | 94.5395 | 94.7151 | 95.4877 | 96.2187 | 436.233
| SCADA/Network control | 2019-12-01: 0 | [22 empty] | 0 | 0 | 0 | 0 | 0 | 0 | 0 | 0 | 0 |  | 0 | 0 | 0 | 0 | 0 | 0 | 0 | 0 | 0 |  | 0 | 0 | 0 | 0 | 0 | 0 | 0 | 0 | 0 | 0 | 0 | 0 | 0 | 0 | 0
Replacement |  | 2019-12-01: 0 | [22 empty] | 0 | 1071.9179 | 2542.9702 | 113251.4531 | 118757.3211 | 118086.7511 | 98471.8113 | 80179.4629 | 528746.7995 |  | 0 | 88.4665 | 220.6761 | 13478.336 | 13110.208 | 13471.4593 | 11788.8018 | 9884.3504 | 61733.1555 |  | 0 | 1160.3844 | 2763.6463 | 126729.7891 | 131867.529 | 131558.2104 | 110260.6131 | 90063.8134 | 590479.955 | 134.5962 | 140.0528 | 139.7243 | 117.1047 | 95.6543 | 627.1323
| Subtransmission | 2019-12-01: 0 | [22 empty] | 0 | 1071.9179 | 2542.9702 | 22328.3032 | 30985.464 | 31145.9893 | 16094.2141 | 5224.2262 | 105778.1969 |  | 0 | 88.4665 | 220.6761 | 2657.3467 | 3420.6386 | 3553.1668 | 1926.7595 | 644.0313 | 12201.9429 |  | 0 | 1160.3844 | 2763.6463 | 24985.6499 | 34406.1026 | 34699.1562 | 18020.9736 | 5868.2575 | 117980.1399 | 26.5366 | 36.5418 | 36.853 | 19.1396 | 6.2325 | 125.3034
| Distribution system assets | 2019-12-01: 0 | [22 empty] | 0 | 0 | 0 | 73954.4498 | 75956.3492 | 75838.5934 | 71820.1945 | 68085.2051 | 365654.7921 |  | 0 | 0 | 0 | 8801.5023 | 8385.197 | 8651.7456 | 8598.1361 | 8393.3965 | 42829.9776 |  | 0 | 0 | 0 | 82755.9521 | 84341.5463 | 84490.339 | 80418.3306 | 76478.6017 | 408484.7697 | 87.8928 | 89.5768 | 89.7348 | 85.4101 | 81.2258 | 433.8403
| SCADA/Network control | 2019-12-01: 0 | [22 empty] | 0 | 0 | 0 | 16968.7 | 11815.5078 | 11102.1683 | 10557.4027 | 6870.0316 | 57313.8105 |  | 0 | 0 | 0 | 2019.487 | 1304.3723 | 1266.5469 | 1263.9062 | 846.9226 | 6701.235 |  | 0 | 0 | 0 | 18988.187 | 13119.8801 | 12368.7152 | 11821.3089 | 7716.9542 | 64015.0455 | 20.1668 | 13.9343 | 13.1365 | 12.5551 | 8.196 | 67.9886
Safety (incl REFCL Augm) |  | 2019-12-01: 0 | [22 empty] | 0 | 0 | 0 | 8481.0196 | 20461.2049 | 30955.0888 | 43958.5418 | 56558.6093 | 160414.4645 |  | 0 | 0 | 0 | 1009.3472 | 2222.8909 | 3464.5765 | 5161.275 | 6859.613 | 18717.7026 |  | 0 | 0 | 0 | 9490.3668 | 22684.0958 | 34419.6654 | 49119.8168 | 63418.2223 | 179132.1671 | 10.0795 | 24.0921 | 36.5562 | 52.1688 | 67.3547 | 190.2513
| Subtransmission | 2019-12-01: 0 | [22 empty] | 0 | 0 | 0 | 822.2937 | 9189.9795 | 15628.4228 | 22080.624 | 23958.8574 | 71680.1773 |  | 0 | 0 | 0 | 97.8632 | 1014.5273 | 1782.9067 | 2643.4377 | 2953.596 | 8492.3309 |  | 0 | 0 | 0 | 920.1569 | 10204.5067 | 17411.3295 | 24724.0617 | 26912.4534 | 80172.5083 | 0.97727 | 10.8379 | 18.4921 | 26.2587 | 28.583 | 85.149
| Distribution system assets | 2019-12-01: 0 | [22 empty] | 0 | 0 | 0 | 7658.726 | 8540.5269 | 10528.1724 | 15007.3628 | 25102.1087 | 66836.8967 |  | 0 | 0 | 0 | 911.484 | 942.831 | 1201.0648 | 1796.6444 | 3094.5336 | 7946.5577 |  | 0 | 0 | 0 | 8570.2099 | 9483.3579 | 11729.2372 | 16804.0072 | 28196.6423 | 74783.4545 | 9.1022 | 10.072 | 12.4573 | 17.8471 | 29.9469 | 79.4254
| SCADA/Network control | 2019-12-01: 0 | [22 empty] | 0 | 0 | 0 | 0 | 2405.2974 | 4212.8383 | 6024.1211 | 6582.557 | 19224.8139 |  | 0 | 0 | 0 | 0 | 265.5327 | 480.605 | 721.1929 | 811.4834 | 2278.8139 |  | 0 | 0 | 0 | 0 | 2670.83 | 4693.4433 | 6745.314 | 7394.0404 | 21503.6278 | 0 | 2.8366 | 4.9848 | 7.164 | 7.853 | 22.8384
| Land | 2019-12-01: 0 | [22 empty] | 0 | 0 | 0 | 0 | 325.4012 | 585.6554 | 846.4339 | 915.0861 | 2672.5766 | [9 empty] | 0 |  | 0 | 0 | 0 | 0 | 325.4012 | 585.6554 | 846.4339 | 915.0861 | 2672.5766 | 0 | 0.3456 | 0.62201 | 0.89897 | 0.97189 | 2.8385
REFCL Program (Incl Non-network) |  | 2019-12-01: 0 | [22 empty] | 0 | 0 | 0 | 33397.819 | 12739.4451 | 0 | 0 | 0 | 46137.2641 |  | 0 | 0 | 0 | 3970.8953 | 1404.9174 | 0 | 0 | 0 | 5375.8126 |  | 0 | 0 | 0 | 37368.7143 | 14144.3625 | 0 | 0 | 0 | 51513.0768 | 39.6883 | 15.0223 | 0 | 0 | 0 | 54.7106
| Subtransmission | 2019-12-01: 0 | [22 empty] | 0 | 0 | 0 | 12812.3617 | 4352.5074 | 0 | 0 | 0 | 17164.8691 |  | 0 | 0 | 0 | 1524.8309 | 480.4948 | 0 | 0 | 0 | 2005.3257 |  | 0 | 0 | 0 | 14337.1927 | 4833.0022 | 0 | 0 | 0 | 19170.1949 | 15.2271 | 5.133 | 0 | 0 | 0 | 20.3601
| Distribution system assets | 2019-12-01: 0 | [22 empty] | 0 | 0 | 0 | 15486.158 | 6958.0693 | 0 | 0 | 0 | 22444.2273 |  | 0 | 0 | 0 | 1843.046 | 768.1357 | 0 | 0 | 0 | 2611.1817 |  | 0 | 0 | 0 | 17329.2041 | 7726.205 | 0 | 0 | 0 | 25055.4091 | 18.4049 | 8.2058 | 0 | 0 | 0 | 26.6107
| SCADA/Network control | 2019-12-01: 0 | [22 empty] | 0 | 0 | 0 | 5066.8497 | 1415.7066 | 0 | 0 | 0 | 6482.5563 |  | 0 | 0 | 0 | 603.0183 | 156.2869 | 0 | 0 | 0 | 759.3052 |  | 0 | 0 | 0 | 5669.868 | 1571.9935 | 0 | 0 | 0 | 7241.8614 | 6.0218 | 1.6696 | 0 | 0 | 0 | 7.6914
| Non-network general assets - Other | 2019-12-01: 0 | [22 empty] | 0 | 0 | 0 | 0 | 0 | 0 | 0 | 0 | 0 | [9 empty] | 0 |  | 0 | 0 | 0 | 0 | 0 | 0 | 0 | 0 | 0 | 0 | 0 | 0 | 0 | 0 | 0
| Land | 2019-12-01: 0 | [22 empty] | 0 | 0 | 0 | 32.4496 | 13.1618 | 0 | 0 | 0 | 45.6114 | [9 empty] | 0 |  | 0 | 0 | 0 | 32.4496 | 13.1618 | 0 | 0 | 0 | 45.6114 | 0.034464 | 0.013979 | 0 | 0 | 0 | 0.048443
Non-Network (excl REFCL) |  | 2019-12-01: 0 | [22 empty] | 0 | 0 | 0 | 0 | 0 | 0 | 0 | 0 | 0 |  | 0 | 0 | 0 | 0 | 0 | 0 | 0 | 0 | 0 |  | 0 | 0 | 0 | 0 | 0 | 0 | 0 | 0 | 0 | 0 | 0 | 0 | 0 | 0 | 0
| Non Network IT | 2019-12-01: 0 | [22 empty] | 0 | 0 | 0 | 0 | 0 | 0 | 0 | 0 | 0 |  | 0 | 0 | 0 | 0 | 0 | 0 | 0 | 0 | 0 |  | 0 | 0 | 0 | 0 | 0 | 0 | 0 | 0 | 0 | 0 | 0 | 0 | 0 | 0 | 0
| Non-network - Metering related IT | 2019-12-01: 0 | [22 empty] | 0 | 0 | 0 | 0 | 0 | 0 | 0 | 0 | 0 |  | 0 | 0 | 0 | 0 | 0 | 0 | 0 | 0 | 0 |  | 0 | 0 | 0 | 0 | 0 | 0 | 0 | 0 | 0 | 0 | 0 | 0 | 0 | 0 | 0
| Non Network Other | 2019-12-01: 0 | [22 empty] | 0 | 0 | 0 | 0 | 0 | 0 | 0 | 0 | 0 | [9 empty] | 0 |  | 0 | 0 | 0 | 0 | 0 | 0 | 0 | 0 | 0 | 0 | 0 | 0 | 0 | 0 | 0
| Capitalised Leases | 2019-12-01: 0 | [22 empty] | 0 | 0 | 0 | 0 | 0 | 0 | 0 | 0 | 0 | [11 empty] | 0 | 0 | 0 | 0 | 0 | 0 | 0 | 0 | 0 | 0 | 0 | 0 | 0 | 0 | 0
| Land | 2019-12-01: 0 | [22 empty] | 0 | 0 | 0 | 0 | 0 | 0 | 0 | 0 | 0 | [9 empty] | 0 |  | 0 | 0 | 0 | 0 | 0 | 0 | 0 | 0 | 0 | 0 | 0 | 0 | 0 | 0 | 0
Innovation |  | 2019-12-01: 0 | [22 empty] | 0 | 0 | 0 | 0 | 0 | 0 | 0 | 0 | 0 |  | 0 | 0 |  | 0 | 0 | 0 | 0 | 0 | 0 |  | 0 | 0 | 0 | 0 | 0 | 0 | 0 | 0 | 0 | 0 | 0 | 0 | 0 | 0 | 0
| Non Network Other | 0 | 0 | 0 | 0 | 0 | 0 | 0 | 0 | 0 | [9 empty] | 0 | [9 empty] | 0 |  | 0 | 0 | 0 | 0 | 0 | 0 | 0 | 0 | 0 | [9 empty] | 0 |  | 0 | 0 | 0 | 0 | 0 | 0 | 0 | 0 | 0 | 0 | 0 | 0 | 0 | 0 | 0
Total Network Classes |  | 2019-12-01 | 2020-12-01 | 2021-06-30 | 2022-06-30 | 2023-06-30 | 2024-06-30 | 2025-06-30 | 2026-06-30 | 2022-26 |  | 2019-12-01 | 2020-12-01 | 2021-06-30 | 2022-06-30 | 2023-06-30 | 2024-06-30 | 2025-06-30 | 2026-06-30 | 2022-26 |  | 2019-12-01 | 2020-12-01 | 2021-06-30 | 2022-06-30 | 2023-06-30 | 2024-06-30 | 2025-06-30 | 2026-06-30 | 2022-26 |  | 2019-12-01 | 2020-12-01 | 2021-06-30 | 2022-06-30 | 2023-06-30 | 2024-06-30 | 2025-06-30 | 2026-06-30 | 2022-26 |  | 2019-12-01 | 2020-12-01 | 2021-06-30 | 2022-06-30 | 2023-06-30 | 2024-06-30 | 2025-06-30 | 2026-06-30 | 2022-26 |  | 2019-12-01 | 2020-12-01 | 2021-06-30 | 2022-06-30 | 2023-06-30 | 2024-06-30 | 2025-06-30 | 2026-06-30 | 2022-26 | 2022-06-30 | 2023-06-30 | 2024-06-30 | 2025-06-30 | 2026-06-30 | 2022-26
| Subtransmission | 2019-12-01: 0 | [22 empty] | 0 | 1071.9179 | 2542.9702 | 45955.2777 | 59942.0305 | 58800.2949 | 48475.3161 | 39247.7162 | 252420.6353 |  | 0 | 88.4665 | 220.6761 | 5409.9763 | 6455.5389 | 6564.2493 | 5639.5628 | 4660.2836 | 28729.611 |  | 0 | 1160.3844 | 2763.6463 | 51365.254 | 66397.5693 | 65364.5442 | 54114.8789 | 43907.9998 | 281150.2463 | 54.5536 | 70.519 | 69.4219 | 57.4739 | 46.6335 | 298.6018
| Distribution system assets | 2019-12-01: 0 | [22 empty] | 0 | 0 | 0 | 160118.6427 | 190575.8532 | 184573.0951 | 184097.4152 | 190954.3334 | 910319.3396 |  | 0 | 0 | 0 | 16569.8489 | 16708.2964 | 16534.6593 | 17184.1835 | 18457.2529 | 85454.2411 |  | 0 | 0 | 0 | 176688.4915 | 207284.1497 | 201107.7544 | 201281.5987 | 209411.5863 | 995773.5807 | 187.6559 | 220.1507 | 213.5909 | 213.7756 | 222.4102 | 1057.5833
| SCADA/Network control | 2019-12-01: 0 | [22 empty] | 0 | 0 | 0 | 22413.4036 | 15636.5118 | 15315.0066 | 16581.5239 | 13452.5886 | 83399.0345 |  | 0 | 0 | 0 | 2667.4747 | 1726.1919 | 1747.1519 | 1985.099 | 1658.406 | 9784.3235 |  | 0 | 0 | 0 | 25080.8783 | 17362.7036 | 17062.1585 | 18566.6229 | 15110.9946 | 93183.358 | 26.6377 | 18.4404 | 18.1212 | 19.7191 | 16.049 | 98.9674
| Total Network | 2019-12-01: 0 | [22 empty] | 0 | 1071.9179 | 2542.9702 | 228487.324 | 266154.3955 | 258688.3966 | 249154.2552 | 243654.6382 | 1246139.0095 |  | 0 | 88.4665 | 220.6761 | 24647.2999 | 24890.0272 | 24846.0605 | 24808.8453 | 24775.9425 | 123968.1755 |  | 0 | 1160.3844 | 2763.6463 | 253134.6239 | 291044.4227 | 283534.4571 | 273963.1005 | 268430.5807 | 1370107.1849 | 268.8472 | 309.1102 | 301.134 | 290.9686 | 285.0926 | 1455.1526
|  | TRUE | TRUE | TRUE | TRUE | TRUE | TRUE | TRUE | TRUE | TRUE | [50 empty] | 0 | 0 | 0 | 0 | 0
Total Non-Network | [31 empty] | 0 | 0 | 0 | 32.4496 | 338.563 | 585.6554 | 846.4339 | 915.0861 | 2718.188 |  | 0 | 0 | 0 | 0 | 0 | 0 | 0 | 0 | 0 |  | 0 | 0 | 0 | 32.4496 | 338.563 | 585.6554 | 846.4339 | 915.0861 | 2718.188 | 0.034464 | 0.35958 | 0.62201 | 0.89897 | 0.97189 | 2.8869
|  | TRUE | TRUE | TRUE | TRUE | TRUE | TRUE | TRUE | TRUE | TRUE
Grand Total | [31 empty] | 0 | 1071.9179 | 2542.9702 | 228519.7736 | 266492.9585 | 259274.0519 | 250000.6891 | 244569.7243 | 1248857.1974 |  | 0 | 88.4665 | 220.6761 | 24647.2999 | 24890.0272 | 24846.0605 | 24808.8453 | 24775.9425 | 123968.1755 |  | 0 | 1160.3844 | 2763.6463 | 253167.0735 | 291382.9856 | 284120.1125 | 274809.5344 | 269345.6669 | 1372825.3729 | 268.8817 | 309.4697 | 301.756 | 291.8675 | 286.0645 | 1458.0395
[42 empty] | FALSE | FALSE | FALSE | FALSE | FALSE | FALSE | FALSE | FALSE | [16 empty] | FALSE
6.207%

## Safety
Safety Expenditure | [6 empty] | Confidential
Table of Contents
Direct P50, including labour escalation ($2018) |  | Environment, safety & legal | [8 empty] | Environment, safety & legal | [8 empty] | Non Safety related
before Downer support cost allocation |  | Replacement | [8 empty] | Augmentation
Capex by Purpose | [9 empty] | Sum | [8 empty] | Sum | [8 empty] | Sum
Augmentation - Demand related |  | 2019-12-01 | 2020-12-01 | 2021-06-30 | 2022-06-30 | 2023-06-30 | 2024-06-30 | 2025-06-30 | 2026-06-30 | 2022-26 | 2019-12-01 | 2020-12-01 | 2021-06-30 | 2022-06-30 | 2023-06-30 | 2024-06-30 | 2025-06-30 | 2026-06-30 | 2022-26 | 2019-12-01 | 2020-12-01 | 2021-06-30 | 2022-06-30 | 2023-06-30 | 2024-06-30 | 2025-06-30 | 2026-06-30 | 2022-26
| Subtransmission | 0 | 0 | 0 | 0 | 0 | 0 | 0 | 0 | 0 | 0 | 0 | 0 | 0 | 8368.0088 | 14806.5458 | 21258.2736 | 23135.2178 | 67568.0459 | 0 | 0
| Distribution system assets | 0 | 0 | 0 | 0 | 0 | 0 | 0 | 0 | 0 | 0 | 0 | 0 | 0 | 0 | 0 | 0 | 0 | 0 | 0 | 0
| SCADA/Network control | 0 | 0 | 0 | 0 | 0 | 0 | 0 | 0 | 0 | 0 | 0 | 0 | 0 | 2405.2974 | 4212.8383 | 6024.1211 | 6582.557 | 19224.8139 | 0 | 0
| Land | 0 | 0 | 0 | 0 | 0 | 0 | 0 | 0 | 0 | 0 | 0 | 0 | 0 | 325.4012 | 585.6554 | 846.4339 | 915.0861 | 2672.5766 | 0 | 0
Augmentation - Non-Demand related
| Subtransmission | [8 empty] | 0 | [8 empty] | 0 | 0 | 0
| Distribution system assets | [8 empty] | 0 | [8 empty] | 0 | 0 | 0
| SCADA/Network control | [8 empty] | 0 | [8 empty] | 0 | 0 | 0
Customer Connections
| Subtransmission | [8 empty] | 0 | [8 empty] | 0 | 0 | 0
| Distribution system assets | [8 empty] | 0 | [8 empty] | 0 | 0 | 0
| SCADA/Network control | [8 empty] | 0 | [8 empty] | 0 | 0 | 0
Replacement
| Subtransmission | 0 | 0 | 0 | 0 | 0 | 0 | 0 | 0 | 0 | 0 | 0 | 0 | 0 | 0 | 0 | 0 | 0 | 0 | 0 | 0
| Distribution system assets | 0 | 0 | 0 | 0 | 0 | 0 | 0 | 0 | 0 | 0 | 0 | 0 | 0 | 0 | 0 | 0 | 0 | 0 | 0 | 0
| SCADA/Network control | 0 | 0 | 0 | 0 | 0 | 0 | 0 | 0 | 0 | 0 | 0 | 0 | 0 | 0 | 0 | 0 | 0 | 0 | 0 | 0
Safety (excl REFCLs)
| Subtransmission | 0 | 0 | 0 | 0 | 0 | 0 | 0 | 0 | 0 | 0 | 0 | 0 | 822.2937 | 821.9707 | 821.877 | 822.3504 | 823.6396 | 4112.1314 | 0 | 0
| Distribution system assets | 0 | 0 | 0 | 7658.726 | 8540.5269 | 10528.1724 | 15007.3628 | 25102.1087 | 66836.8967 | 0 | 0 | 0 | 0 | 0 | 0 | 0 | 0 | 0 | 0 | 0
| SCADA/Network control | 0 | 0 | 0 | 0 | 0 | 0 | 0 | 0 | 0 | 0 | 0 | 0 | 0 | 0 | 0 | 0 | 0 | 0 | 0 | 0
REFCL (excl Non-network)
| Subtransmission | 0 | 0 | 0 | 0 | 0 | 0 | 0 | 0 | 0 | 0 | 0 | 0 | 12812.3617 | 4352.5074 | 0 | 0 | 0 | 17164.8691 | 0 | 0
| Distribution system assets | 0 | 0 | 0 | 10074.0232 | 4509.112 | 0 | 0 | 0 | 14583.1352 | 0 | 0 | 0 | 5412.1348 | 2448.9574 | 0 | 0 | 0 | 7861.0922 | 0 | 0
| SCADA/Network control | 0 | 0 | 0 | 95.7415 | 38.8931 | 0 | 0 | 0 | 134.6346 | 0 | 0 | 0 | 4971.1082 | 1376.8135 | 0 | 0 | 0 | 6347.9217 | 0 | 0
Grand Totals |  | 2019-12-01 | 2020-12-01 | 2021-06-30 | 2022-06-30 | 2023-06-30 | 2024-06-30 | 2025-06-30 | 2026-06-30 | 2022-26 | 2019-12-01 | 2020-12-01 | 2021-06-30 | 2022-06-30 | 2023-06-30 | 2024-06-30 | 2025-06-30 | 2026-06-30 | 2022-26 | 2019-12-01 | 2020-12-01 | 2021-06-30 | 2022-06-30 | 2023-06-30 | 2024-06-30 | 2025-06-30 | 2026-06-30 | 2022-26
| Subtransmission | 0 | 0 | 0 | 0 | 0 | 0 | 0 | 0 | 0 | 0 | 0 | 0 | 13634.6554 | 13542.4869 | 15628.4228 | 22080.624 | 23958.8574 | 88845.0465 | 0 | 0
| Distribution system assets | 0 | 0 | 0 | 17732.7492 | 13049.6388 | 10528.1724 | 15007.3628 | 25102.1087 | 81420.0319 | 0 | 0 | 0 | 5412.1348 | 2448.9574 | 0 | 0 | 0 | 7861.0922 | 0 | 0
| SCADA/Network control | 0 | 0 | 0 | 95.7415 | 38.8931 | 0 | 0 | 0 | 134.6346 | 0 | 0 | 0 | 4971.1082 | 3782.1108 | 4212.8383 | 6024.1211 | 6582.557 | 25572.7355 | 0 | 0
| Land | 0 | 0 | 0 | 0 | 0 | 0 | 0 | 0 | 0 | 0 | 0 | 0 | 0 | 325.4012 | 585.6554 | 846.4339 | 915.0861 | 2672.5766 | 0 | 0
| Total Network Classes | 0 | 0 | 0 | 17828.4907 | 13088.5319 | 10528.1724 | 15007.3628 | 25102.1087 | 81554.6665 | 0 | 0 | 0 | 24017.8984 | 20098.9563 | 20426.9165 | 28951.179 | 31456.5006 | 124951.4507 | 0 | 0
Non Network Safety Capex
REFCL program |  | 2019-12-01 | 2020-12-01 | 2021-06-30 | 2022-06-30 | 2023-06-30 | 2024-06-30 | 2025-06-30 | 2026-06-30 | 2022-26
| Non-network general assets - Other | 0 | 0 | 0 | 0 | 0 | 0 | 0 | 0 | 0
| Land | 0 | 0 | 0 | 32.4496 | 13.1618 | 0 | 0 | 0 | 45.6114
| Total | 0 | 0 | 0 | 32.4496 | 13.1618 | 0 | 0 | 0 | 45.6114
Total Safety Expenditure (Replacement, Augmentation, Non Network)
|  | 2019-12-01 | 2020-12-01 | 2021-06-30 | 2022-06-30 | 2023-06-30 | 2024-06-30 | 2025-06-30 | 2026-06-30 | 2022-26
| Direct P50, including labour escalation ($2018) | 0 | 0 | 0 | 41878.8386 | 33200.65 | 30955.0888 | 43958.5418 | 56558.6093 | 206551.7286
|  | TRUE | TRUE | TRUE | TRUE | TRUE | TRUE | TRUE | TRUE | TRUE
| Direct P50, including labour escalation ($Jun 2021) | 0 | 0 | 0 | 43959.5398 | 34850.1855 | 32493.0562 | 46142.5706 | 59368.6576 | 216814.0096

## AusNet_Overheads
Capitalised Overheads - Standard Control Services | [7 empty] | Confidential
Table of Contents
Actual / Historical | Actual | Actual | Actual | Actual | Actual | Actual | Actual | Actual | Actual | Actual |  | 3 Year
$Nominal | 2009 | 2010 | 2011 | 2012 | 2013 | 2014 | 2015 | 2016 | 2017 | 2018 |  | Average |  |  |  | Act | Act | Act | F'cast | F'cast | F'cast | F'cast | F'cast | F'cast | F'cast | F'cast
Capitalised Overheads - Standard Control | [14 empty] | real Jun $2021 | CY16 | CY17 | CY18 | CY19 | CY20 | Stub | FY22 | FY23 | FY24 | FY25 | FY26
Network overheads | 22005.2486 | 21207.9556 | 19739.0771 | 17634.5863 | 23185.111 | 25600.4834 | 30709.7328 | 24464.2252 | 29267.0949 | 30691.9613 |  | 28141.0938 | 84.08% |  | Total Capitalised Overheads - SCS ($m) | 33.9855 | 37.6395 | 35.4736 | 32.48 | 30.4921 | 14.977 | 28.5105 | 28.7004 | 28.6785 | 28.6359 | 28.5988
Corporate overheads | 7800.8231 | 9012.2092 | 11214.8763 | 14659.792 | 7936.3113 | 8817.2221 | 11983.5945 | 6976.7748 | 5910.6152 | 3102.6336 |  | 5330.0079 | 15.92%
Total | 29806.0717 | 30220.1648 | 30953.9533 | 32294.3783 | 31121.4224 | 34417.7055 | 42693.3274 | 31441 | 35177.7101 | 33794.5948 |  | 33471.1016
Source: AER Category Analysis Templates 2009-13, 2014 - 2018
Forecast Overheads by stream | [7 empty] | 6 months
real $2018 | [5 empty] | CY19 | CY20 | 2021-06-30 | 2022-06-30 | 2023-06-30 | 2024-06-30 | 2025-06-30 | 2026-06-30
Network | [5 empty] | 28157.7886 | 26434.4056 | 12983.9818 | 24647.2999 | 24890.0272 | 24846.0605 | 24808.8453 | 24775.9425
IT | [5 empty] | 2784.8362 | 2614.3918 | 1284.1301 | 2513.7204 | 2451.8823 | 2475.0517 | 2471.6679 | 2469.2415 | -18.85%
Total | [5 empty] | 30942.6248 | 29048.7974 | 14268.1118 | 27161.0203 | 27341.9095 | 27321.1123 | 27280.5132 | 27245.184
Overhead rates | [5 empty] | CY19 | CY20 | 2021-06-30 | 2022-06-30 | 2023-06-30 | 2024-06-30 | 2025-06-30 | 2026-06-30
Repex / Augex | [5 empty] | 9.937% | 8.253% | 8.678% | 11.9% | 11.04% | 11.41% | 11.97% | 12.33%
Connections | [5 empty] | 8.696% | 7.373% | 7.672% | 10.77% | 9.334% | 9.589% | 9.94% | 10.15%
IT | [5 empty] | 4.887% | 4.461% | 5.947% | 6.087% | 8.797% | 7.463% | 9.865% | 10.11%
For RIN Template population:- | [7 empty] | 2021-06-30: 6 months
real $2018 | [5 empty] | CY19 | CY20 | 2021-06-30 | 2022-06-30 | 2023-06-30 | 2024-06-30 | 2025-06-30 | 2026-06-30
Network overheads | [5 empty] | 26015.2569 | 24423.0064 | 11996.028 | 22835.8429 | 22987.9269 | 22970.4415 | 22936.3075 | 22906.6042
Corporate overheads | [5 empty] | 4927.368 | 4625.7909 | 2272.0838 | 4325.1774 | 4353.9826 | 4350.6708 | 4344.2057 | 4338.5798
Total | [5 empty] | 30942.6248 | 29048.7974 | 14268.1118 | 27161.0203 | 27341.9095 | 27321.1123 | 27280.5132 | 27245.184
June Financial Years:-
real $2018 | [6 empty] | 2019-20 | 2020-21 | 2022-06-30 | 2023-06-30 | 2024-06-30 | 2025-06-30 | 2026-06-30
Network overheads | [6 empty] | 25219.1316 | 24207.5312 | 22835.8429 | 22987.9269 | 22970.4415 | 22936.3075 | 22906.6042
Corporate overheads | [6 empty] | 4776.5794 | 4584.9793 | 4325.1774 | 4353.9826 | 4350.6708 | 4344.2057 | 4338.5798
Total | [6 empty] | 29995.7111 | 28792.5105 | 27161.0203 | 27341.9095 | 27321.1123 | 27280.5132 | 27245.184
Supporting calculation for the Network Overhead rates: -
Connections Only
Direct cost composition - New Connections ($2018) | [5 empty] | 2019-12-01 | 2020-12-01 | 2021-06-30 | 2022-06-30 | 2023-06-30 | 2024-06-30 | 2025-06-30 | 2026-06-30
Subtransmission
Distribution system assets
Total Connections - Including Gifted Assets
Proposal
New Connections Direct costs subject to Overheads (Incl Downer) | [15 empty] | 2019-12-01 | 2020-12-01 | 2021-06-30 | 2022-06-30 | 2023-06-30 | 2024-06-30 | 2025-06-30 | 2026-06-30
Subtransmission | [5 empty] | 10433.4674 | 12514.1546 | 7287.7104 | 8447.5335 | 12508.6725 | 10437.9657 | 10446.5221 | 10468.9456 |  |  | 5871.7469 | 6200.8259 | 3120.9321 | 6207.0303 | 6255.1502 | 6335.3009 | 6440.0426 | 6521.3485
Distribution system assets | [5 empty] | 52846.622 | 53064.8897 | 26588.1764 | 30755.6145 | 53028.8185 | 52909.2468 | 53080.9127 | 53370.1581 |  |  | 57729.0192 | 60109.6781 | 31237.3215 | 62878.1444 | 61179.8235 | 59380.5237 | 59892.6018 | 60503.496
Total Connections - Excluding Gifted Assets | [5 empty] | 63280.0894 | 65579.0443 | 33875.8869 | 39203.148 | 65537.491 | 63347.2126 | 63527.4348 | 63839.1037 |  |  | 63600.7662 | 66310.504 | 34358.2536 | 69085.1747 | 67434.9738 | 65715.8245 | 66332.6444 | 67024.8445
(source: ASD Connections Capex forecast model 2021-26)
Network Capex subject to Overheads (incl Repex, Augex, Connections)
Network Overheads Allocation | [5 empty] | 2019-12-01 | 2020-12-01 | 2021-06-30 | 2022-06-30 | 2023-06-30 | 2024-06-30 | 2025-06-30 | 2026-06-30
Connections | [5 empty] | 5502.8871 | 4835.4075 | 2598.8966 | 4223.0267 | 6117.5711 | 6074.1638 | 6314.6612 | 6480.0246
Repex / Augex | [5 empty] | 22654.9015 | 21598.9981 | 10385.0851 | 20424.2732 | 18772.456 | 18771.8967 | 18494.1841 | 18295.9179
Total Overheads - $2018 | [5 empty] | 28157.7886 | 26434.4056 | 12983.9818 | 24647.2999 | 24890.0272 | 24846.0605 | 24808.8453 | 24775.9425
[6 empty] | TRUE | TRUE | TRUE | TRUE | TRUE | TRUE | TRUE | TRUE
Direct Capex by Purpose (excl. Non Network)
(includes Downer support) | [5 empty] | 2019-12-01 | 2020-12-01 | 2021-06-30 | 2022-06-30 | 2023-06-30 | 2024-06-30 | 2025-06-30 | 2026-06-30
Connections - Cash Capex
Connections - Gifted | [13 empty] | --> source: ASD Connections Capex forecast model 2021-26
Augex
Repex
Total
Check
Connections
Augex / Repex
Forecast Overheads by stream
real $2018
Fixed Overheads | [5 empty] | 2020-12-01: 75%
Variable Overheads | [5 empty] | 2020-12-01: 25%
Proposal capex Model | [8 empty] | 2022-06-30 | 2023-06-30 | 2024-06-30 | 2025-06-30 | 2026-06-30
IT
Direct Capex | [8 empty] | 42953.9525 | 29945.9375 | 34265.6783 | 26032.4472 | 25480.9067
IT Capitalised Overheads | [8 empty] | 2538.1801 | 2495.0948 | 2495.0948 | 2495.0948 | 2495.0948
Fixed Overheads | [8 empty] | 1903.6351 | 1871.3211 | 1871.3211 | 1871.3211 | 1871.3211
Variable Overheads | [8 empty] | 634.545 | 623.7737 | 623.7737 | 623.7737 | 623.7737
Variable Overheads Rate | [8 empty] | 1.477% | 2.083% | 1.82% | 2.396% | 2.448%
Network
Direct Capex
Connections - Cash Capex | bar: 2022-06-30 to 2026-06-30
Connections - Gifted | bar: 2022-06-30 to 2026-06-30
Augex | bar: 2022-06-30 to 2026-06-30
Repex | bar: 2022-06-30 to 2026-06-30
Network Capitalised Overheads | [8 empty] | 25663.8209 | 25228.1807 | 25228.1807 | 25228.1807 | 25228.1807
Fixed Overheads | [8 empty] | 19247.8657 | 18921.1355 | 18921.1355 | 18921.1355 | 18921.1355
Variable Overheads | [8 empty] | 6415.9552 | 6307.0452 | 6307.0452 | 6307.0452 | 6307.0452
Variable Overheads Rate | bar: 2022-06-30 to 2026-06-30
AER Overheads | [8 empty] | 2022-06-30 | 2023-06-30 | 2024-06-30 | 2025-06-30 | 2026-06-30
IT
Direct Capex | [8 empty] | 41298.2143 | 27871.4044 | 33164.6559 | 25054.7534 | 24424.8086
IT Capitalised Overheads | [8 empty] | 2513.7204 | 2451.8823 | 2475.0517 | 2471.6679 | 2469.2415
Fixed Overheads | [8 empty] | 1903.6351 | 1871.3211 | 1871.3211 | 1871.3211 | 1871.3211
Variable Overheads | [8 empty] | 610.0853 | 580.5612 | 603.7306 | 600.3468 | 597.9204
Network
Direct Capex attracting Overheads | bar: 2022-06-30 to 2026-06-30
Network Capitalised Overheads | [8 empty] | 24647.2999 | 24890.0272 | 24846.0605 | 24808.8453 | 24775.9425
Fixed Overheads | [8 empty] | 19247.8657 | 18921.1355 | 18921.1355 | 18921.1355 | 18921.1355
Variable Overheads | [8 empty] | 5399.4342 | 5968.8917 | 5924.925 | 5887.7098 | 5854.807
Note on B48: AST: For overheads allocaiton purposes Gifted assets are excluded from the direct cost base.

## Outputs ->
Outputs
Table of Contents

## RFM_PTRM
PTRM output - Standard Control Services
Table of Contents
[10 empty] | 1.0208 | 1.037 | 1.0621 | 1.0621 | real $2018 to $Jun 2021
(including real cost escalators, overheads and CPI)
|  | Nominal |  |  |  |  | Nominal | [5 empty] | Real Jun $2021 | [6 empty] | Real Jun $2021
|  | Actual | Actual | Actual | Actual | Actual | Actual | Actual | Actual | Forecast | Forecast | Forecast | Forecast | Forecast | Forecast | Forecast | Forecast |  | PTRM Data Inputs | Forecast | Forecast | Forecast | Forecast | Forecast
| Gross Capex ($m) | 2011 | 2012 | 2013 | 2014 | 2015 | 2016 | 2017 | 2018 | 2019-12-01 | 2020-12-01 | 2021-06-30 | 2022-06-30 | 2023-06-30 | 2024-06-30 | 2025-06-30 | 2026-06-30 | 2022-26 | Gross Capex ($m) | 2022-06-30 | 2023-06-30 | 2024-06-30 | 2025-06-30 | 2026-06-30 | 2022-26
[19 empty] | Subtransmission | 55.2108 | 71.3204 | 70.2076 | 58.2547 | 47.3862 | 302.3798
| Subtransmission | 22.2214 | 44.0683 | 63.8035 | 63.1168 | 35.8697 | [5 empty] | 39.0785 | 55.2108 | 71.3204 | 70.2076 | 58.2547 | 47.3862 | 302.3798 | Distribution system assets | 187.321 | 219.8449 | 213.2349 | 213.4246 | 222.0869 | 1055.9123
| Distribution system assets | 214.2189 | 229.056 | 264.2052 | 326.3936 | 285.7928 | [5 empty] | 140.2596 | 187.321 | 219.8449 | 213.2349 | 213.4246 | 222.0869 | 1055.9123 | SCADA/Network control | 26.6377 | 18.4404 | 18.1212 | 19.7191 | 16.049 | 98.9674
| SCADA/Network control | 1.2689 | 5.9135 | 1.9251 | 0.73591 | 0.17933 | [5 empty] | 14.325 | 26.6377 | 18.4404 | 18.1212 | 19.7191 | 16.049 | 98.9674 | Non-network general assets - IT | 7.7074 | 4.2089 | 6.1223 | 3.7759 | 3.6644 | 25.4789
| Non-network general assets - IT | 46.6192 | 45.5162 | 50.2087 | 33.0261 | 32.0219 | [5 empty] | 20.103 | 37.8274 | 29.4477 | 37.1539 | 29.235 | 27.8464 | 161.5104 | Non-network general assets - Other | 4.8893 | 4.7271 | 5.1478 | 7.3194 | 6.0655 | 28.1491
| Non-network - Metering related IT | [10 empty] | 3.6422 | 8.704 | 2.7578 | 0.69807 | 0 | 0.71705 | 12.877 | Land | 0.034464 | 0.35958 | 0.62201 | 0.89897 | 0.97189 | 2.8869
| Non-network general assets - Other | 5.0266 | 6.5548 | 6.1608 | 4.9604 | 6.0559 | [5 empty] | 4.0196 | 8.2778 | 6.8578 | 6.0096 | 9.8388 | 10.4617 | 41.4457 | Non- Network Leasehold Land & Buildings - 2021-22 | 1.3171 | 0 | 0 | 0 | 0 | 1.3171
| Non-Network Leasehold Land & Buildings | [10 empty] | 0.16101 | 1.3171 | 0 | 0 | 0 | 4.8873 | 6.2044 | Non- Network Leasehold Land & Buildings - 2025-26 | 0 | 0 | 0 | 0 | 4.8873 | 4.8873
| Land | 0 | 0 | 0 | 0 | 0 | [5 empty] | 0.020128 | 0.034464 | 0.35958 | 0.62201 | 0.89897 | 0.97189 | 2.8869 | Buildings | 3.3885 | 2.1307 | 0.86185 | 2.5194 | 4.3962 | 13.2966
| Total | 289.3551 | 331.1087 | 386.3032 | 428.2328 | 359.9195 | 0 | 0 | 0 | 0 | 0 | 221.6091 | 325.3302 | 349.0287 | 346.0473 | 331.3713 | 330.4063 | 1682.1839 | in-house software | 38.824 | 27.9966 | 31.7297 | 25.4591 | 24.899 | 148.9085
| Check | [11 empty] | 0 | 0 | 0 | 0 | 0 |  | Total | 325.3302 | 349.0287 | 346.0473 | 331.3713 | 330.4063 | 1682.1839
| Customer Contributions ($m) | 2011 | 2012 | 2013 | 2014 | 2015 | 2016 | 2017 | 2018 | 2019-12-01 | 2020-12-01 | 2021-06-30 | 2022-06-30 | 2023-06-30 | 2024-06-30 | 2025-06-30 | 2026-06-30 | 2022-26 | Check | 0 | 0 | 0 | 0 | 0 | 0
[19 empty] | Non-network general assets - IT as % of "ICT Infrastructure" | 20.38% | 14.29% | 16.48% | 12.92% | 13.16%
| Subtransmission | 0 | 0 | 0 | 0 | 20.4637 | [5 empty] | 8.3543 | 9.6726 | 14.3076 | 11.9599 | 12.0012 | 12.044 | 59.9853
| Distribution system assets | 29.6143 | 24.6983 | 22.7961 | 44.5882 | 25.8034 | [5 empty] | 27.4735 | 30.9403 | 53.3756 | 53.5319 | 54.0208 | 54.4375 | 246.3061 | Customer Contributions ($m) | 2022-06-30 | 2023-06-30 | 2024-06-30 | 2025-06-30 | 2026-06-30 | 2022-26
| SCADA/Network control | 0 | 0 | 0 | 0 | 0 | [5 empty] | 0 | 0 | 0 | 0 | 0 | 0 | 0 | Subtransmission | 9.6726 | 14.3076 | 11.9599 | 12.0012 | 12.044 | 59.9853
| Non-network general assets - IT | 0 | 0 | 0 | 0 | 0 | [5 empty] | 0 | 0 | 0 | 0 | 0 | 0 | 0 | Distribution system assets | 30.9403 | 53.3756 | 53.5319 | 54.0208 | 54.4375 | 246.3061
| Non-network - Metering related IT | [10 empty] | 0 | 0 | 0 | 0 | 0 | 0 | 0 | SCADA/Network control | 0 | 0 | 0 | 0 | 0 | 0
| Non-network general assets - Other | 0 | 0 | 0 | 0 | 0 | [5 empty] | 0 | 0 | 0 | 0 | 0 | 0 | 0 | Non-network general assets - IT | 0 | 0 | 0 | 0 | 0 | 0
| Non-Network Leasehold Land & Buildings | [10 empty] | 0 | 0 | 0 | 0 | 0 | 0 | 0 | Non-network general assets - Other | 0 | 0 | 0 | 0 | 0 | 0
| Land | 0 | 0 | 0 | 0 | 0 | [5 empty] | 0 | 0 | 0 | 0 | 0 | 0 | 0 | Land | 0 | 0 | 0 | 0 | 0 | 0
| Total | 29.6143 | 24.6983 | 22.7961 | 44.5882 | 46.2671 | 0 | 0 | 0 | 0 | 0 | 35.8278 | 40.6129 | 67.6832 | 65.4918 | 66.022 | 66.4815 | 306.2914 | Non- Network Leasehold Land & Buildings - 2021-22 | 0 | 0 | 0 | 0 | 0 | 0
| Check | [8 empty] | 0 | 0 | 0 | 0 | 0 | 0 | 0 | 0 |  | Non- Network Leasehold Land & Buildings - 2025-26 | 0 | 0 | 0 | 0 | 0 | 0
| Net Capex Excluding Disposals ($m) | 2011 | 2012 | 2013 | 2014 | 2015 | 2016 | 2017 | 2018 | 2019-12-01 | 2020-12-01 | 2021-06-30 | 2022-06-30 | 2023-06-30 | 2024-06-30 | 2025-06-30 | 2026-06-30 | 2022-26 | Buildings | 0 | 0 | 0 | 0 | 0 | 0
[19 empty] | in-house software | 0 | 0 | 0 | 0 | 0 | 0
| Subtransmission | 22.2214 | 44.0683 | 63.8035 | 63.1168 | 15.406 | 0 | 0 | 0 | 0 | 0 | 30.7242 | 45.5381 | 57.0128 | 58.2478 | 46.2536 | 35.3422 | 242.3944 | Total | 40.6129 | 67.6832 | 65.4918 | 66.022 | 66.4815 | 306.2914
| Distribution system assets | 184.6046 | 204.3577 | 241.4092 | 281.8054 | 259.9893 | 0 | 0 | 0 | 0 | 0 | 112.7861 | 156.3807 | 166.4693 | 159.703 | 159.4039 | 167.6494 | 809.6063
| SCADA/Network control | 1.2689 | 5.9135 | 1.9251 | 0.73591 | 0.17933 | 0 | 0 | 0 | 0 | 0 | 14.325 | 26.6377 | 18.4404 | 18.1212 | 19.7191 | 16.049 | 98.9674 | Forecast Immediate Expensing of Capital Expenditure ($m) | 2022-06-30 | 2023-06-30 | 2024-06-30 | 2025-06-30 | 2026-06-30 | 2022-26
| Non-network general assets - IT | 46.6192 | 45.5162 | 50.2087 | 33.0261 | 32.0219 | 0 | 0 | 0 | 0 | 0 | 20.103 | 37.8274 | 29.4477 | 37.1539 | 29.235 | 27.8464 | 161.5104 | Subtransmission
| Non-network - Metering related IT | [5 empty] | 0 | 0 | 0 | 0 | 0 | 3.6422 | 8.704 | 2.7578 | 0.69807 | 0 | 0.71705 | 12.877 | Distribution system assets
| Non-network general assets - Other | 5.0266 | 6.5548 | 6.1608 | 4.9604 | 6.0559 | 0 | 0 | 0 | 0 | 0 | 4.0196 | 8.2778 | 6.8578 | 6.0096 | 9.8388 | 10.4617 | 41.4457 | SCADA/Network control
| Non-Network Leasehold Land & Buildings | [5 empty] | 0 | 0 | 0 | 0 | 0 | 0.16101 | 1.3171 | 0 | 0 | 0 | 4.8873 | 6.2044 | Non-network general assets - IT
| Land | 0 | 0 | 0 | 0 | 0 | 0 | 0 | 0 | 0 | 0 | 0.020128 | 0.034464 | 0.35958 | 0.62201 | 0.89897 | 0.97189 | 2.8869 | Non-network general assets - Other
| Total | 259.7408 | 306.4104 | 363.5072 | 383.6446 | 313.6524 | 0 | 0 | 0 | 0 | 0 | 185.7813 | 284.7173 | 281.3455 | 280.5556 | 265.3493 | 263.9248 | 1375.8925 | Land
| Check | [11 empty] | 0 | 0 | 0 | 0 | 0 |  | Non- Network Leasehold Land & Buildings - 2021-22
Non- Network Leasehold Land & Buildings - 2025-26
Buildings
in-house software
Total
[19 empty] | Disposals ($m) obtained from response to IR#15 | 2022-06-30 | 2023-06-30 | 2024-06-30 | 2025-06-30 | 2026-06-30 | 2022-26
[19 empty] | Subtransmission | 0 | 0 | 0 | 0 | 0 | 0
[19 empty] | Distribution system assets | 0 | 0 | 0 | 0 | 0 | 0
[19 empty] | SCADA/Network control | 0 | 0 | 0 | 0 | 0 | 0
[19 empty] | Non-network general assets - IT | 0.0081669 | 0.0081669 | 0.0081669 | 0.0081669 | 0.0081669 | 0.040834
[19 empty] | Non-network general assets - Other | 1.3404 | 1.3404 | 1.3404 | 1.3404 | 1.3404 | 6.7019
[19 empty] | Land | 0 | 0 | 0 | 0 | 0 | 0
[19 empty] | Non- Network Leasehold Land & Buildings - 2021-22 | 0 | 0 | 0 | 0 | 0 | 0
[19 empty] | Non- Network Leasehold Land & Buildings - 2025-26 | 0 | 0 | 0 | 0 | 0 | 0
[19 empty] | Buildings | 0 | 0 | 0 | 0 | 0 | 0
[19 empty] | in-house software | 0 | 0 | 0 | 0 | 0 | 0
[19 empty] | Total | 1.3486 | 1.3486 | 1.3486 | 1.3486 | 1.3486 | 6.7428
Formulas:
Real Jun $2021 = [Real Jun $2021]
Forecast = [Forecast]

## Capex_2016-2026
Capex Drivers - Standard Control Services
Table of Contents
Real $Jun-21
| Table 1: Gross Capex including capcons | Historical / Actual |  |  |  | Forecast |  |  | FY22-26 Forecast |  |  |  |  | Total
| Capex Driver | 2015 | 2016 | 2017 | 2018 | 2019 | 2020 | Jan-Jun21 | 2021-22 | 2022-23 | 2023-24 | 2024-25 | 2025-26 | 2022-26
| Augmentation - Demand related | 20.5136 | 26.0431 | 28.0673 | 37.8656 | 32.163 | 27.9115 | 11.3842 | 19.6296 | 21.7334 | 19.0413 | 15.3385 | 15.0188 | 90.7616
| Customer Connections | 88.6598 | 82.5064 | 84.8504 | 106.4178 | 108.359 | 110.0685 | 56.1211 | 64.8881 | 108.5691 | 106.4343 | 107.2556 | 108.0367 | 495.1837
| Replacement | 100.8795 | 87.557 | 93.5587 | 113.6122 | 89.375 | 92.1913 | 52.5866 | 134.5962 | 140.0528 | 139.7243 | 117.1047 | 95.6543 | 627.1323 |  | Proposal
| Safety 3 | 139.3348 | 114.7261 | 84.7968 | 56.5936 | 47.1715 | 40.0822 | 16.6761 | 10.0795 | 11.0414 | 13.4298 | 18.825 | 30.9295 | 84.3051 |  | 2021-22 | 2022-23 | 2023-24 | 2024-25 | 2025-26
| Safety - REFCL driven Augmentation | 0 | 0 | 0 | 0 | 0 | 0 | 0 | 0 | 13.0508 | 23.1264 | 33.3438 | 36.4253 | 105.9462 |  | 0 | 12.0058 | 21.3436 | 30.776 | 33.6372
| REFCL Tranches (incl Non-network) | 0 | 1.3128 | 40.3547 | 72.3476 | 95.8734 | 138.3329 | 48.0144 | 39.6883 | 15.0223 | 0 | 0 | 0 | 54.7106
| IT | 34.8711 | 15.8027 | 42.8298 | 31.4711 | 48.8492 | 49.4491 | 20.103 | 0 | 0 | 0 | 0 | 0 | 0
| Metering related IT systems (SCS) |  | 0 | 0 | 0 | 13.8684 | 14.3645 | 3.6422 | 0 | 0 | 0 | 0 | 0 | 0
| Metering Comms Replacement (SCS) |  | 0 | 0 | 0 | 0 | 0 | 8.8807 | 0 | 0 | 0 | 0 | 0 | 0
| Non-Network Other | 6.558 | 6.9592 | 5.8501 | 18.1401 | 7.2781 | 7.3581 | 4.0398 | 0 | 0 | 0 | 0 | 0 | 0
| Innovation | 0 | 0 | 0 | 0 | 0 | 0 | 0 | 0 | 0 | 0 | 0 | 0 | 0
| Capitalised Leases | 0 | 0 | 0 | 0 | 32.8807 | 0.33806 | 0.16101 | 0 | 0 | 0 | 0 | 0 | 0
| Total Gross Capex (Jun $2021) 1 | 390.8167 | 334.9073 | 380.3078 | 436.4479 | 475.8183 | 480.0961 | 221.6091 | 268.8817 | 309.4697 | 301.756 | 291.8675 | 286.0645 | 1458.0395 | 0
| Check |  | 0 | 0 | 0 | 0 | 0 | 0 | 0 | 0 | 0 | 0 | 0 | 0
| Total Capital Contributions (Jun $2021) | 51.1586 | 22.5714 | 36.104 | 57.945 | 67.6367 | 69.2883 | 35.8278 | 40.6129 | 67.6832 | 65.4918 | 66.022 | 66.4815 | 306.2914
| Net Capex - Total (Jun $2021) 2 | 339.6581 | 312.3358 | 344.2038 | 378.5029 | 408.1816 | 410.8077 | 185.7813 | 228.2688 | 241.7865 | 236.2643 | 225.8456 | 219.583 | 1151.7481 | 0
|  | Forecast 2019: Total 2016-20 Forecast Net Capex; Forecast 2020: 1854.0319 | [6 empty] | -702.2838
| 1. Excludes equity raising costs | [11 empty] | % Reduction to 2016-20 period | -37.88%
2. Net Capex before asset disposals
3. Govt funded safety (powerline replacement fund) is included in 2014 and 2015 actual gross capex and contributions. From 2016 onward these costs and contributions are excluded from SCS capex
| Table 2: Capital Contributions | Historical / Actual 2015: Historical / Actual; Forecast 2019: Forecast |  | FY22-26 Forecast |  |  |  |  | Total
| Contributions by driver | 2015 | 2016 | 2017 | 2018 | 2019 | 2020 | Jan-Jun21 | 2021-22 | 2022-23 | 2023-24 | 2024-25 | 2025-26 | 2022-26
| Augmentation | 6.5663 | 7.2674 | 8.2526 | 6.4899 | 0 | 0 |  | 0 | 0 | 0 | 0 | 0 | 0
| Customer Connections | 33.3527 | 15.3041 | 27.8491 | 51.3865 | 67.6367 | 69.2883 | 35.8278 | 40.6129 | 67.6832 | 65.4918 | 66.022 | 66.4815 | 306.2914
| Government funded (PRF) | Historical / Actual 2015: 11.2396; Historical / Actual 2016: 0; Historical / Actual 2017: 0 | [6 empty] | 0
| Other |  | 0 | 0.0023192 | 0.068529 | 0 | 0 |  | 0 | 0 | 0 | 0 | 0 | 0
| Contributions - Total (Jun $2021) | 51.1586 | 22.5714 | 36.104 | 57.945 | 67.6367 | 69.2883 | 35.8278 | 40.6129 | 67.6832 | 65.4918 | 66.022 | 66.4815 | 306.2914 | 1
| Capex net of contributions (Jun $2021) | 2015 | 2016 | 2017 | 2018 | 2019 | 2020 | Jan-Jun21 | 2021-22 | 2022-23 | 2023-24 | 2024-25 | 2025-26 | 2021-25
| Demand driven Augex - net of contributions | 13.9473 | 18.7757 | 19.8147 | 31.3757 | 32.163 | 27.9115 | 11.3842 | 19.6296 | 21.7334 | 19.0413 | 15.3385 | 15.0188 | 90.7616
| Safety (exc REFCL) - net of contributions | 128.0953 | 114.7261 | 84.7968 | 56.5936 | 47.1715 | 40.0822 | 16.6761 | 10.0795 | 11.0414 | 13.4298 | 18.825 | 30.9295 | 84.3051
| Connections - net of contributions | 55.3071 | 67.2023 | 57.0013 | 55.0312 | 40.7223 | 40.7802 | 20.2932 | 24.2752 | 40.8858 | 40.9425 | 41.2336 | 41.5552 | 188.8923

## DER
DER Capex View
Table of Contents |  |  |  | 1.0621 | real $2018 to $Jun 2021
Table 1A - Direct P50, including labour escalation ($2018) |  | 6 mths | [5 empty] | Total
|  | 2021-06-30 | 2022-06-30 | 2023-06-30 | 2024-06-30 | 2025-06-30 | 2026-06-30 | 2022-26
Network | Hosting Capacity Development (DER) | 0 | 3850.7411 | 3849.2286 | 3848.7899 | 3851.0067 | 3857.044 | 19256.8104
Network | Voltage Compliance Program | 0 | 3790.5732 | 3789.0844 | 3788.6526 | 3790.8347 | 3796.7777 | 18955.9227
Network | Flexible DER - Dist. Transformer Sensing Devices | 0 | 0 | 0 | 0 | 0 | 0 | 0
ICT | DER - ICT - Non-recurrent | 0 | 1253.1188 | 1609.2828 | 1899.9087 | 2265.4353 | 2634.4911 | 9662.2367
Total |  | 0 | 8894.4331 | 9247.5958 | 9537.3512 | 9907.2768 | 10288.3128 | 47874.9698
Table 1B - Direct P50, including labour escalation ($Jun 2021) |  | 2021-06-30: 6 mths | Total
|  | 2021-06-30 | 2022-06-30 | 2023-06-30 | 2024-06-30 | 2025-06-30 | 2026-06-30 | 2022-26
Network | Hosting Capacity Development (DER) | 0 | 4089.7646 | 4088.1583 | 4087.6924 | 4090.0468 | 4096.4589 | 20452.1209
Network | Voltage Compliance Program | 0 | 4025.8621 | 4024.2808 | 4023.8222 | 4026.1398 | 4032.4517 | 20132.5565
Network | Flexible DER - Dist. Transformer Sensing Devices | 0 | 0 | 0 | 0 | 0 | 0 | 0
ICT | DER - ICT - Non-recurrent | 0 | 1330.9025 | 1709.1743 | 2017.84 | 2406.0557 | 2798.0194 | 10261.992
Total |  | 0 | 9446.5292 | 9821.6135 | 10129.3546 | 10522.2422 | 10926.93 | 50846.6694

## REFCL_view
REFCL Tranches and REFCL Augmentation
Table of Contents |  |  |  | 1.0621 | real $2018 to $Jun 2021
Table 1A - Direct costs including labour escalation, $Jun 2021
(Excluding IT)
Thousands | 2019 | 2020 | Jan-Jun21 | 2021-22 | 2022-23 | 2023-24 | 2024-25 | 2025-26
REFCL T1 | 21491.9988 | 16781.8219 | 4848.7605 | 0 | 0 | 0 | 0 | 0
REFCL T2 | 59570.8856 | 88033.4593 | 18098.8061 | 8320.8004 | 3556.4204 | 0 | 0 | 0
REFCL T3 | 6906.8839 | 25388.234 | 21263.216 | 27150.0912 | 9973.7888 | 0 | 0 | 0
Subtotal Tranches 1-3 | 87969.7682 | 130203.5151 | 44210.7826 | 35470.8916 | 13530.2092 | 0 | 0 | 0
REFCL Augmentation | 0 | 0 | 0 | 0 | 11787.6273 | 20821.9653 | 29874.844 | 32534.3068
Total REFCL Capex | 87969.7682 | 130203.5151 | 44210.7826 | 35470.8916 | 25317.8365 | 20821.9653 | 29874.844 | 32534.3068
Table 1B - Direct costs including labour escalation, $Jun 2021 - FY basis
(Excluding IT) | [7 empty] | Total
Thousands | 2019-20 | 2020-21 | 2021-22 | 2022-23 | 2023-24 | 2024-25 | 2025-26 | 2022-26
REFCL T1 | 19136.9103 | 13239.6714 | 0 | 0 | 0 | 0 | 0 | 0
REFCL T2 | 73802.1724 | 62115.5357 | 8320.8004 | 3556.4204 | 0 | 0 | 0 | 11877.2208
REFCL T3 | 16147.5589 | 33957.333 | 27150.0912 | 9973.7888 | 0 | 0 | 0 | 37123.88
Subtotal Tranches 1-3 | 109086.6417 | 109312.5402 | 35470.8916 | 13530.2092 | 0 | 0 | 0 | 49001.1008
REFCL Augmentation | 0 | 0 | 0 | 11787.6273 | 20821.9653 | 29874.844 | 32534.3068 | 95018.7434
Total REFCL Capex | 109086.6417 | 109312.5402 | 35470.8916 | 25317.8365 | 20821.9653 | 29874.844 | 32534.3068 | 144019.8442
Table 1C - Direct costs including labour escalation, $Jun 2021
REFCL Tranches only (T1-T3), excluding IT | bar: 2019-20
| 2019 | 2020 | Jan-Jun21 | 2021-22 | 2022-23 | 2023-24 | 2024-25 | 2025-26
Augmentation Expenditure | 75845.2955 | 98479.7959 | 29760.3671 | 24635.4045 | 8685.9211 | 0 | 0 | 0
Replacement Expenditure | 11536.5684 | 29802.207 | 14429.9078 | 10801.0233 | 4830.3093 | 0 | 0 | 0
Non-network | 558.9894 | 224.4 | 0 | 0 | 0 | 0 | 0 | 0
Land | 28.9149 | 1697.1122 | 20.5078 | 34.4638 | 13.9788 | 0 | 0 | 0
Total T1-T3 | 87969.7682 | 130203.5151 | 44210.7826 | 35470.8916 | 13530.2092 | 0 | 0 | 0
| 0 | 0 | 0 | 0 | 0 | 0 | 0 | 0
Table 1D - Direct costs including labour escalation, $Jun 2021 - FY basis
REFCL Tranches only (T1-T3), excluding IT | Total 2022-26: Total
| 2019-20 | 2020-21 | 2021-22 | 2022-23 | 2023-24 | 2024-25 | 2025-26 | 2022-26
Augmentation Expenditure | 87162.5457 | 79000.265 | 24635.4045 | 8685.9211 | 0 | 0 | 0 | 33321.3256
Replacement Expenditure | 20669.3877 | 29331.0112 | 10801.0233 | 4830.3093 | 0 | 0 | 0 | 15631.3326
Non-network | 391.6947 | 112.2 | 0 | 0 | 0 | 0 | 0 | 0
Land | 863.0136 | 869.0639 | 34.4638 | 13.9788 | 0 | 0 | 0 | 48.4426
Total T1-T3 | 109086.6417 | 109312.5402 | 35470.8916 | 13530.2092 | 0 | 0 | 0 | 49001.1008
| 0 | 0 | 0 | 0 | 0 | 0 | 0 | 0
Table 1E - Direct costs including labour escalation, $Jun 2021 - FY basis
REFCL Augmentation | Total 2022-26: Total
| 2019-20 | 2020-21 | 2021-22 | 2022-23 | 2023-24 | 2024-25 | 2025-26 | 2022-26
Augmentation Expenditure |  |  | 0 | 11442.0278 | 20199.9571 | 28975.8701 | 31562.4194 | 92180.2744
Replacement Expenditure |  |  | 0 | 0 | 0 | 0 | 0 | 0
Non-network |  |  | 0 | 0 | 0 | 0 | 0 | 0
Land |  |  | 0 | 345.5995 | 622.0082 | 898.9738 | 971.8874 | 2838.469
Total T1-T3 | 0 | 0 | 0 | 11787.6273 | 20821.9653 | 29874.844 | 32534.3068 | 95018.7434
| 0 | 0 | 0 | 0 | 0 | 0 | 0 | 0
Note, our Tranche 3 (T3) forecasts for FY22 and FY23 are set to the direct capital expenditure allowances in the CPA3 AER final decision, escalated to real $Jun 2021.

## RIN Template ->
EDPR RIN Template Outputs
Table of Contents

## 2.1 Exp Summary
2.1 EXPENDITURE SUMMARY & RECONCILIATION
Table of Contents
TABLE 2.1.1 - STANDARD CONTROL SERVICES CAPEX
Nominal Capex, $m
|  |  | Forecast ($0's, real June 2021) | [8 empty] | 102.4% | 102.4% | 102.4% | 102.4% | 102.4%
|  |  | 2019-20 | 2020-21 | 2022-06-30 | 2023-06-30 | 2024-06-30 | 2025-06-30 | 2026-06-30 | 2022-26 |  | FY22 | FY23 | FY24 | FY25 | FY26
| Replacement expenditure |  | 132889937.422 | 160222104.9332 | 139216350.4386 | 140029801.3133 | 136598321.1449 | 120523064.181 | 111816619.343 | 648184156.4208 |  | 142.5218 | 143.3545 | 139.8416 | 123.3847 | 114.4715
| Connections |  | 102083174.8685 | 104797033.9045 | 60725182.4506 | 102567408.452 | 100412802.0668 | 100978838.6896 | 101583887.7519 | 466268119.4109 |  | 62.167 | 105.0027 | 102.7969 | 103.3764 | 103.9958
| Augmentation Expenditure |  | 124116884.6182 | 103720373.0838 | 43050678.3353 | 40573591.8239 | 38164354.076 | 43547788.2912 | 45807694.5106 | 211144107.037 |  | 44.0728 | 41.5369 | 39.0705 | 44.5817 | 46.8953
| Non-network |  | 83723924.1043 | 60742301.6459 | 53491074.5502 | 36818822.7466 | 41854869.7095 | 37347694.8416 | 42261791.5582 | 211774253.4062 |  | 54.7611 | 37.693 | 42.8486 | 38.2344 | 43.2652
| Capitalised network overheads |  | 26784535.9747 | 25710143.3941 | 24253311.5339 | 24414835.6837 | 24396264.9422 | 24360012.2 | 24328465.0963 | 121752889.4562 |  | 24.8292 | 24.9945 | 24.9755 | 24.9384 | 24.9061
| Capitalised corporate overheads |  | 5073071.7356 | 4869578.5469 | 4593650.2075 | 4624243.3676 | 4620726.0133 | 4613859.6348 | 4607884.5184 | 23060363.7416 |  | 4.7027 | 4.734 | 4.7304 | 4.7234 | 4.7173
| TOTAL GROSS CAPEX (includes capcons) |  | 474671528.7234 | 460061535.5084 | 325330247.5161 | 349028703.3872 | 346047337.9528 | 331371257.8383 | 330406342.7784 | 1682183889.4728 | 0 | 333.0546 | 357.3157 | 354.2636 | 339.239 | 338.2512
| capcons |  | 0 | 35827833.0992 | 40612905.3406 | 67683233.446 | 65491772.2305 | 66021952.835 | 66481545.4778 | 306291409.33 | 0 | 41.5772 | 69.2902 | 67.0467 | 67.5895 | 68.06
| Net Capex | 0 | 474671528.7234 | 424233702.4092 | 284717342.1755 | 281345469.9412 | 280555565.7222 | 265349305.0033 | 263924797.3006 | 1375892480.1428 |  | 291.4774 | 288.0255 | 287.2168 | 271.6495 | 270.1912
| Disposals |  |  |  | 1348551.9755 | 1348551.9755 | 1348551.9755 | 1348551.9755 | 1348551.9755 | 6742759.8777
| Net capex excluding disposals |  |  |  | 283368790.1999 | 279996917.9657 | 279207013.7467 | 264000753.0278 | 262576245.3251 | 1369149720.2651
| Calendar year forecast |  | 1.0208 | 1.037 | 1.0621
|  |  | CY2019 | CY2020 | Jan-Jun-21
Direct, $Nominal
| Replacement expenditure |  | 114607725.2711 | 146144372.6231 | 86258794.3983
| Connections |  | 98417487.2518 | 101721314.7599 | 53316124.6053
| Augmentation Expenditure |  | 118105659.6366 | 125256012.2043 | 40328610.8097
| Non-network |  | 96457875.2525 | 67436031.8739 | 26613090.3926
| Total |  | 427588747.412 | 440557731.4613 | 206516620.2059
|  |  | TRUE | TRUE | TRUE
Capitalised Overheads, $Nominal
| Replacement expenditure |  | 11137247.8659 | 11450379.1479 | 7425557.3212
| Connections |  | 6151142.6778 | 6188980.3732 | 2804930.5739
| Augmentation Expenditure |  | 11477167.0289 | 9813780.7467 | 3503679.4715
| Non-network |  | 2819958.2698 | 2671538.4814 | 1358324.245
| Total |  | 31585515.8425 | 30124678.7492 | 15092491.6116
|  |  | TRUE | TRUE | TRUE
Capitalised Overheads, $2018
| Replacement expenditure |  | 10910560.52 | 11041437.0355 | 6991575.5792
| Connections |  | 6025942.4287 | 5967945.3599 | 2640998.2784
| Augmentation Expenditure |  | 11243560.9744 | 9463288.5772 | 3298909.2631
| Non-network |  | 2762560.8891 | 2576126.3927 | 1278937.8911
| Total |  | 30942624.812 | 29048797.3653 | 14210421.0118
|  |  | 0 | 0 | -57690.8059

## 2.1.8 Cap Overheads
2.1.8 - STANDARD CONTROL SERVICES CAPITALISED OVERHEADS
Table of Contents |  |  | 1.0621 | real $2018 to $Jun 2021
Forecast ($0's, real $2018)
| 2019-20 | 2020-21 | 2021-22 | 2022-23 | 2023-24 | 2024-25 | 2025-26
Replacement expenditure | 10975998.7777 | 12512294.0969 | 15600148.825 | 14555115.7283 | 14672524.1856 | 13585446.1851 | 12978884.0005
Connections | 5996943.8943 | 5624970.9584 | 4223026.7173 | 6117571.1465 | 6074163.81 | 6314661.2494 | 6480024.6288
Augmentation Expenditure | 10353424.7758 | 8030553.5517 | 4824124.3714 | 4217340.3017 | 4099372.5509 | 4908737.9111 | 5317033.8799
Non-network | 2669343.6409 | 2567001.0874 | 2513720.4006 | 2451882.2798 | 2475051.7379 | 2471667.8864 | 2469241.4637
capcons (included in the above) | 2861740.1104 | 2780542.2483 | 2230140.1062 | 3119447.3336 | 2988728.1509 | 3113388.7668 | 3197571.429 | This line does not get included in the total
Total | 29995711.0887 | 28734819.6944 | 27161020.3142 | 27341909.4563 | 27321112.2844 | 27280513.232 | 27245183.9729
| TRUE | FALSE | TRUE | TRUE | TRUE | TRUE | TRUE
Forecast ($0's, real June 2021)
| 2019-20 | 2020-21 | 2021-22 | 2022-23 | 2023-24 | 2024-25 | 2025-26
Replacement expenditure | 11657302.0141 | 13288958.402 | 16568482.7414 | 15458582.2513 | 15583278.4974 | 14428723.2883 | 13784510.5183
Connections | 6369186.764 | 5974124.6888 | 4485158.8319 | 6497301.6025 | 6451199.8817 | 6706625.501 | 6882253.3317
Augmentation Expenditure | 10996083.5397 | 8529026.8328 | 5123567.8766 | 4479119.4486 | 4353829.1925 | 5213433.556 | 5647073.3108
Non-network | 2835035.3924 | 2726340.2222 | 2669752.2915 | 2604075.7491 | 2628683.384 | 2625089.4896 | 2622512.4539
capcons (included in the above) | 3039374.3138 | 2953136.3302 | 2368569.5742 | 3313077.9641 | 3174244.7679 | 3306643.3294 | 3396051.3858 | This line does not get included in the total
Total | 31857607.7103 | 30518450.1459 | 28846961.7414 | 29039079.0514 | 29016990.9555 | 28973871.8348 | 28936349.6147
| TRUE | TRUE | TRUE | TRUE | TRUE | TRUE | TRUE

## 2.6 Non-Network
2.6 Non-Network
Table of Contents
[5 empty] | (Direct costs Only) |  | 1.0621 | real $2018 to $Jun 2021
TABLE 2.6.1 NON-NETWORK EXPENDITURE
Forecast ($0's, real June 2021)
EXPENDITURE ($'0s, real June 2021)
| SERVICE SUBCATEGORY | ASSET CATEGORY | ASSET REPORTING CATEGORY | 2019-20 | 2020-21 | 2022-06-30 | 2023-06-30 | 2024-06-30 | 2025-06-30 | 2026-06-30
| IT & COMMUNICATIONS | Client device expenditure | Opex
|  |  | Capex | 0 | 0 | 660632.2208 | 149106.7351 | 873223.4419 | 213124.3004 | 234865.048
|  | Recurrent expenditure | Opex
|  |  | Capex | 24279171.9918 | 10495159.7289 | 15034025.2609 | 8902534.9695 | 14824337.2716 | 7489054.002 | 7408020.3416
|  | Non-recurrent expenditure | Opex
|  |  | Capex | 36857600.7377 | 43342706.5303 | 28167023.453 | 20549799.1782 | 19525694.8071 | 18907776.1095 | 18298022.2253
| MOTOR VEHICLES | Car | Opex
|  |  | Capex | 804734.7207 | 1039496.5145 | 1231318.4026 | 1267853.2188 | 1440364.0571 | 2481772.3373 | 1702898.413
|  | Light commercial vehicle | Opex
|  |  | Capex | 677056.837 | 874571.7118 | 670036.6957 | 453982.6843 | 532570.8649 | 1397204.8794 | 1160862.51
|  | Elevated work platform (LCV) | Opex
|  |  | Capex | 0 | 0 | 0 | 0 | 0 | 0 | 0
|  | Elevated work platform (HCV) | Opex
|  |  | Capex | 141219.2137 | 182416.4867 | 0 | 0 | 169643.621 | 369718.5539 | 178146.8822 |  | MV capex profile | 2020-21 | 2021-22 | 2022-23 | 2023-24 | 2024-25 | 2025-26
|  | Heavy commercial vehicle | Opex | [8 empty] | Car | 46.74% | 60.55% | 67.74% | 62.84% | 55.6% | 53.08%
|  |  | Capex | 98807.822 | 127632.6024 | 132089.3509 | 149721.9814 | 149684.1819 | 214763.2203 | 166475.6538 |  | Light commercial vehicle | 39.32% | 32.95% | 24.26% | 23.23% | 31.3% | 36.18%
| BUILDINGS AND PROPERTY | Total buildings and property expenditure | Opex | [8 empty] | Elevated work platform (LCV) | bar: 2020-21 to 2025-26
|  |  | Capex | 18571114.1378 | 2327558.4329 | 4705603.7333 | 2130665.3122 | 861850.2635 | 2519373.0782 | 9283475.9041 |  | Elevated work platform (HCV) | 8.202% | 0% | 0% | 7.401% | 8.283% | 5.553%
| OTHER | Other expenditure | Opex | [8 empty] | Heavy commercial vehicle | 5.739% | 6.496% | 8% | 6.53% | 4.812% | 5.189%
|  |  | Capex | 0 | 0 | 1274333.4978 | 1274199.0662 | 1274160.0731 | 1274357.1084 | 1274893.7238
| OTHER - DNSP nominated | General furniture and equipment | Opex
|  |  | Capex | 1685092.4386 | 1634660.719 | 1581548.1317 | 1581381.2916 | 1581332.898 | 1581577.4344 | 1582243.4163
|  | Land purchases - REFCL | Opex
|  |  | Capex | 863013.5526 | 869063.9218 | 34463.8034 | 359578.3091 | 622008.2294 | 898973.8179 | 971887.4402
|  | Live line equipment | Opex
|  |  | Capex | 391694.7178 | 112200
2022-26
|  |  | Total Capex excl OH | 84369506.1697 | 61005466.6483 | 53491074.5502 | 36818822.7466 | 41854869.7095 | 37347694.8416 | 42261791.5582 | 211774253.4062
|  |  | Non Network Total | 83723924.1043 | 60742301.6459 | 53491074.5502 | 36818822.7466 | 41854869.7095 | 37347694.8416 | 42261791.5582 | 211774253.4062
|  |  | Check | -645582.0654 | -263165.0024 | 0 | 0 | 0 | 0 | 0 | 0
|  |  | Total Motor Veh | 1721818.5934 | 2224117.3154 | 2033444.4492 | 1871557.8846 | 2292262.7248 | 4463458.9909 | 3208383.459

## 2.11 Labour
2.11 Labour - Capex
Table of Contents | 1.0497 | real $2018 to $Jun 2021
real $2018 | 2019-20 | 2020-21 | 2021-22 | 2022-23 | 2023-24 | 2024-25 | 2025-26
In-house labour expenditure | 50817419.4828 | 48535454.7195 | 38899574.327 | 34839286.3964 | 34175658.2263 | 32224272.7391 | 31877230.5903
Labour expenditure outsourced to related parties
Labour expenditure outsourced to unrelated parties
Controllable non-labour expenditure | 401386868.2081 | 355618339.2281 | 232341473.6836 | 233189487.4632 | 233100599.3077 | 220565469.6349 | 219555429.1445
Uncontrollable non-labour expenditure
Total Capex incl OHD, net of contributions | 452204287.6909 | 404153793.9475 | 271241048.0105 | 268028773.8597 | 267276257.534 | 252789742.374 | 251432659.7347
| TRUE | TRUE | TRUE | TRUE | TRUE | TRUE | TRUE
real $Jun 2021 | 2019-20 | 2020-21 | 2021-22 | 2022-23 | 2023-24 | 2024-25 | 2025-26
In-house labour expenditure | 53342223.5221 | 50946882.0091 | 40832254.1716 | 36570235.585 | 35873635.8256 | 33825298.0333 | 33461013.5013
Labour expenditure outsourced to related parties | 0 | 0 | 0 | 0 | 0 | 0 | 0
Labour expenditure outsourced to unrelated parties | 0 | 0 | 0 | 0 | 0 | 0 | 0
Controllable non-labour expenditure | 421329305.2013 | 373286820.4002 | 243885088.0039 | 244775234.3562 | 244681929.8966 | 231524006.97 | 230463783.7993
Uncontrollable non-labour expenditure | 0 | 0 | 0 | 0 | 0 | 0 | 0
Total Capex incl OHD, net of contributions | 474671528.7234 | 424233702.4092 | 284717342.1755 | 281345469.9412 | 280555565.7222 | 265349305.0033 | 263924797.3006
| 1 | 1 | 1 | 1 | 1 | 1 | 1
Note: -
The forecasts provided in the above tables reflects AusNet Services' approach used in preparing the annual reporting RIN - 2.11 Labour for capitalised labour costs (including direct and indirect labour).

## 2.17 Step Changes
2.17 Step Changes
Table of Contents |  |  |  |  | (Direct costs Only) |  |  | 1.0497 | real $2018 to $Jun 2021
TABLE 2.17.2 - FORECAST CAPEX STEP CHANGES FOR STANDARD CONTROL SERVICES
|  | Current regulatory period |  |  |  |  | Forthcoming regulatory period
Forecast ($000's, real)
Step change | Description |  |  |  | 2019-20 | 2020-21 | 2021-22 | 2022-23 | 2023-24 | 2024-25 | 2025-26
Overhead Cable | Proactive replacement of bare SWER conductor in Codified Areas with HV ABC |  |  |  | 0 | 737140.0316 | 1800089.0025 | 2727282.5539 | 4814140.5746 | 9513556.5122 | 20103535.5519
REFCL | Tranche 3 REFCL Construction, Testing and Commissioning |  |  |  | 16147558.9134 | 33957333.0235 | 27150091.2148 | 9973788.7748 | 0 | 0 | 0
REFCL Augmentation | Augmentation to address the capacitive current seen by REFCL's |  |  |  | 0 | 0 | 0 | 11787627.3265 | 20821965.3209 | 29874843.9642 | 32534306.8106
Total |  | 0 | 0 | 0 | 16147558.9134 | 34694473.0551 | 28950180.2174 | 24488698.6552 | 25636105.8956 | 39388400.4764 | 52637842.3626

## Other ->
Other Outputs
Table of Contents

## Repex_Analysis
Replacement Volume Summary |  |  |  |  | Confidential
|  |  | 6 months | [8 empty] | 6 months
| 2019-12-01 | 2020-12-01 | 2021-06-30 | 2022-06-30 | 2023-06-30 | 2024-06-30 | 2025-06-30 | 2026-06-30 |  | 2019-12-01 | 2020-12-01 | 2021-06-30 | 2022-06-30 | 2023-06-30 | 2024-06-30 | 2025-06-30 | 2026-06-30
Poles replaced | 2019-12-01: 0; 2020-12-01: 0; 2021-06-30: 0
Staked Poles | 2019-12-01: 0; 2020-12-01: 0; 2021-06-30: 0
Conductors - Steel | 2019-12-01: 0; 2020-12-01: 0; 2021-06-30: 0
Conductors - Copper | 2019-12-01: 0; 2020-12-01: 0; 2021-06-30: 0 | Copper within ACSR below
Conductors - ACSR | 2019-12-01: 0; 2020-12-01: 0; 2021-06-30: 0
Conductors - Alum | 2019-12-01: 0; 2020-12-01: 0; 2021-06-30: 0
Conductors - SWER | 2019-12-01: 0; 2020-12-01: 0; 2021-06-30: 0
Crossarms | 2019-12-01: 0; 2020-12-01: 0; 2021-06-30: 0
Insulators | 2019-12-01: 0; 2020-12-01: 0; 2021-06-30: 0
Services - Unplanned | 2019-12-01: 0; 2020-12-01: 0; 2021-06-30: 0
Services - Planned | 2019-12-01: 0; 2020-12-01: 0; 2021-06-30: 0 |  | ABC component
Underground cables (Projects) | 2019-12-01: 0; 2020-12-01: 0; 2021-06-30: 0 |  | 0 | 0 | 0
Distribution Transformers | 2019-12-01: 0; 2020-12-01: 0; 2021-06-30: 0
Dist. Regulators | 2019-12-01: 0; 2020-12-01: 0; 2021-06-30: 0
Pole top Switches (Incl Gas) | 2019-12-01: 0; 2020-12-01: 0; 2021-06-30: 0
RMUs (Kiosk Substations) | 2019-12-01: 0; 2020-12-01: 0; 2021-06-30: 0
ACRs 3ph | 2019-12-01: 0; 2020-12-01: 0; 2021-06-30: 0
OCR 1ph | 2019-12-01: 0; 2020-12-01: 0; 2021-06-30: 0
HV Fuses | 2019-12-01: 0; 2020-12-01: 0; 2021-06-30: 0
Surge Diverters | 2019-12-01: 0; 2020-12-01: 0; 2021-06-30: 0 | Excludes REFCL tranches volumes
Zone Sub Transformers | 2019-12-01: 0; 2020-12-01: 0; 2021-06-30: 0
Instrument Transformers | 2019-12-01: 0; 2020-12-01: 0; 2021-06-30: 0
Circuit Breakers & disconnectors 22 kV | 2019-12-01: 0; 2020-12-01: 0; 2021-06-30: 0
Circuit Breakers & disconnectors 66kV | 2019-12-01: 0; 2020-12-01: 0; 2021-06-30: 0
Protection & Control | 2019-12-01: 0; 2020-12-01: 0; 2021-06-30: 0
Enhanced Prot & control 1ph & 3ph | 2019-12-01: 0; 2020-12-01: 0; 2021-06-30: 0
Communication Systems | 2019-12-01: 0; 2020-12-01: 0; 2021-06-30: 0
SCADA Remote | 2019-12-01: 0; 2020-12-01: 0; 2021-06-30: 0
Cap Cans | 2019-12-01: 0; 2020-12-01: 0; 2021-06-30: 0
NER | 2019-12-01: 0; 2020-12-01: 0; 2021-06-30: 0
Buildings & Civil infrastructure | 2019-12-01: 0; 2020-12-01: 0; 2021-06-30: 0
Bird & Animal proofing | 2019-12-01: 0; 2020-12-01: 0; 2021-06-30: 0
ZSS Major replacements | 2019-12-01: 0; 2020-12-01: 0; 2021-06-30: 0
Other 56M Undergrounding | 2019-12-01: 0; 2020-12-01: 0; 2021-06-30: 0
Dampers & Armour Rods | 2019-12-01: 0; 2020-12-01: 0; 2021-06-30: 0
Fall Arrests | 2019-12-01: 0; 2020-12-01: 0; 2021-06-30: 0
Other | 2019-12-01: 0; 2020-12-01: 0; 2021-06-30: 0